## SCENARIO SELECTOR
Scenario Selector
Scenario | Storage GWh | Wind | Nuclear | Solar | Hydro | Biomass | Coal
Capacity Increase | 100 | 4 | 1 | 1 | 1 | 1 | 1
CCGT Max Capacity Needed GW | 26.0975
CCGT Output over year GWh | 46942.8345
CCGT Operation Reduction from 2014 | 45.6%
Percentage Renewables Spilled | 7.15%
Total CO2 Saving MtCO2e compared to 2014 | 13.6797
% of energy supply from renewables | 32.57%
Mega Tonnes of CO2 saved from burning coal | 0
Mega Tonnes of CO2 saved from burning Gas | 13.6797
Total Renewable Energy Generated GWh | 105489.5921
Curtailed Renewable Energy GWh | 7542.4597
Percenatge of total Demand Spilled | 2.508%
[8 empty] | Total Carbon Emmisions From Electricity supply (MtCO2e). | Carbon Emmisions From Coal Electricity supply (MtCO2e). | Carbon Emmisions From Gas electric supply (MtCO2e). |  | Oil CO2 Reduction (MtCO2e.) | Oil CO2 Reduction (MtCO2e.) | Total Energy Generated | 300749.3074
[8 empty] | 120.9719 | 90 | 30
[9 empty] | 2014 CCGT use GWh | 2014 CCGT use KWh | Kg of CO2 emmited by Gas 2014 | Mt of CO2 emmited by Gas 2014
[9 empty] | 86290.5891 | 86290589083.3333 | 34516235633.3333 | 34.5162
[8 empty] | Fuel | Pounds of CO2 per Million Btu | Heat rate (Btu per kWh) | Pounds of CO2 per kWh | Kg of CO2 per kWh | Tonnes of Coal per Mwh
Coal
[8 empty] | Bituminous | 205.3 | 10089 | 2.07 | 0.93894 | 0.93894
[8 empty] | Sub-bituminous | 212.7 | 10089 | 2.15 | 0.97522 | 0.97522
[8 empty] | Lignite | 215.4 | 10089 | 2.17 | 0.98429 | 0.98429
[8 empty] | CCGT | 117.08 | 10354 | 1.21 | 0.4 | 0.4
[8 empty] | Distillate oil (No. 2) | 161.386 | 10334 | 1.67 | 0.7575 | 0.7575
[8 empty] | Residual oil (No. 6) | 173.906 | 10334 | 1.8 | 0.81647 | 0.81647

## CalculatorandDATAsets
2014 Installed Wind Capacity (GW): | 12.44GW (1.13 X 2013's) | Date | Demand Half Hourly GW | Actual Wind GW | New Wind GW | Actual Nuclear GW | New Nuclear GW | Hydro GW | New Hydro GW | Actual Biomass GW | New Biomass GW | Solar GW | New Solar GW | Coal | New Coal | Power Surplus GW | Energy Surplus per 30min (GWh) | CCGT Energy Output GWh | Pumped Storage Energy Levels GWh | Curtailed Renewable Energy GWh | Average Demand Output | 34.4205 | random wind |  | Wind/Demand Ratio | Wind Percentage of supply % | CCGT Power GW | Pumped Storage Power Output | Date | Coal | Coal
Wind Capacity Increase: | 4 | [17 empty] | IF(B18=0,0,S3) |  | Average Nuclear Output | 6.8233
Nuclear Capacity Increase | 1 | 2014-01-01 00:00:03 | 31.4615 | 4.1292 | 16.5167 | 8.3222 | 8.3222 | 0.76833 | 0.76833 | 0.65433 | 0.65433 | 0 | 0 | 12.0202 | 12.0202 | 6.8202 | 3.4101 | 0 | 3.4101 | 0 | Average Wind Output | 9.6686 | 16.6818 |  | 0.52498 | 52.498 | 0 | 0 | 2014-01-01 | 12020.1667 | 12.0202
Biomass Capacity Increase | 1 | 2014-01-01 00:30:02 | 32.1452 | 4.1857 | 16.7427 | 8.3267 | 8.3267 | 0.76933 | 0.76933 | 0.65433 | 0.65433 | 0 | 0 | 12.5173 | 12.5173 | 6.8652 | 3.4326 | 0 | 6.8427 | 0 | Average Hydro Output | 0.44786 | 16.2404 |  | 0.52085 | 52.0846 | 0 | 0 | 2014-01-01 00:30 | 12517.3333 | 12.5173
Solar Increase | 1 | 2014-01-01 01:00:02 | 32.3743 | 4.2882 | 17.1527 | 8.3252 | 8.3252 | 0.72567 | 0.72567 | 0.655 | 0.655 | 0 | 0 | 12.5982 | 12.5982 | 7.0823 | 3.5412 | 0 | 10.3838 | 0 | Average Biomass Output | 0.85237 | 18.3534 |  | 0.52982 | 52.9823 | 0 | 0 | 2014-01-01 01:00 | 12598.1667 | 12.5982
Coal Increase | 1 | 2014-01-01 01:30:02 | 31.8265 | 4.3907 | 17.5627 | 8.3302 | 8.3302 | 0.71333 | 0.71333 | 0.65433 | 0.65433 | 0 | 0 | 12.06 | 12.06 | 7.494 | 3.747 | 0 | 14.1308 | 0 |  |  | 17.2114 |  | 0.55183 | 55.1825 | 0 | 0 | 2014-01-01 01:30 | 12060 | 12.06
Hydro Increase | 1 | 2014-01-01 02:00:04 | 30.84 | 4.3452 | 17.3807 | 8.3245 | 8.3245 | 0.70733 | 0.70733 | 0.65483 | 0.65483 | 0 | 0 | 11.8243 | 11.8243 | 8.0517 | 4.0258 | 0 | 18.1567 | 0 |  |  | 16.6854 |  | 0.56358 | 56.3575 | 0 | 0 | 2014-01-01 02:00 | 11824.3333 | 11.8243
Wind Percentage of Demand % | 28.4998 | 2014-01-01 02:30:03 | 30.161 | 4.32 | 17.28 | 8.327 | 8.327 | 0.70067 | 0.70067 | 0.65467 | 0.65467 | 0 | 0 | 11.464 | 11.464 | 8.2653 | 4.1327 | 0 | 22.2893 | 0 |  |  | 18.4896 |  | 0.57293 | 57.2925 | 0 | 0 | 2014-01-01 02:30 | 11464 | 11.464
Average Demand Output | 34.4205 | 2014-01-01 03:00:02 | 29.1567 | 4.2537 | 17.0147 | 8.325 | 8.325 | 0.70067 | 0.70067 | 0.6545 | 0.6545 | 0 | 0 | 10.5985 | 10.5985 | 8.1367 | 4.0683 | 0 | 26.3577 | 0 |  |  | 17.5251 |  | 0.58356 | 58.356 | 0 | 0 | 2014-01-01 03:00 | 10598.5 | 10.5985
Average Nuclear Output | 6.8233 | 2014-01-01 03:30:02 | 28.051 | 4.2198 | 16.8793 | 8.3268 | 8.3268 | 0.70067 | 0.70067 | 0.65467 | 0.65467 | 0 | 0 | 9.5442 | 9.5442 | 8.0547 | 4.0273 | 0 | 30.385 | 0 |  |  | 16.0354 |  | 0.60174 | 60.1737 | 0 | 0 | 2014-01-01 03:30 | 9544.1667 | 9.5442
Average Wind Output | 9.6686 | 2014-01-01 04:00:04 | 26.9663 | 4.3875 | 17.55 | 8.3255 | 8.3255 | 0.70233 | 0.70233 | 0.623 | 0.623 | 0 | 0 | 8.4382 | 8.4382 | 8.6727 | 4.3363 | 0 | 34.7213 | 0 |  |  | 19.305 |  | 0.65081 | 65.0812 | 0 | 0 | 2014-01-01 04:00 | 8438.1667 | 8.4382
Average Hydro Output | 0.44786 | 2014-01-01 04:30:01 | 26.422 | 4.4467 | 17.7867 | 8.3227 | 8.3227 | 0.70283 | 0.70283 | 0.63383 | 0.63383 | 0 | 0 | 8.017 | 8.017 | 9.041 | 4.5205 | 0 | 39.2418 | 0 |  |  | 19.0317 |  | 0.67318 | 67.3176 | 0 | 0 | 2014-01-01 04:30 | 8017 | 8.017
Average Biomass Output | 0.85237 | 2014-01-01 05:00:02 | 26.2247 | 4.2232 | 16.8927 | 8.3203 | 8.3203 | 0.70383 | 0.70383 | 0.56033 | 0.56033 | 0 | 0 | 7.8948 | 7.8948 | 8.1473 | 4.0737 | 0 | 43.3155 | 0 |  |  | 18.5819 |  | 0.64415 | 64.4152 | 0 | 0 | 2014-01-01 05:00 | 7894.8333 | 7.8948
|  | 2014-01-01 05:30:02 | 26.3573 | 4.2548 | 17.0193 | 8.328 | 8.328 | 0.69933 | 0.69933 | 0.5595 | 0.5595 | 0 | 0 | 7.99 | 7.99 | 8.2388 | 4.1194 | 0 | 47.4349 | 0 |  |  | 17.8703 |  | 0.64572 | 64.5715 | 0 | 0 | 2014-01-01 05:30 | 7990 | 7.99
CCGT Output GWh | 46942.8345 | 2014-01-01 06:00:06 | 26.5268 | 4.3517 | 17.4067 | 8.3278 | 8.3278 | 0.699 | 0.699 | 0.55917 | 0.55917 | 0 | 0 | 8.0663 | 8.0663 | 8.5322 | 4.2661 | 0 | 51.701 | 0 |  |  | 15.666 |  | 0.65619 | 65.6191 | 0 | 0 | 2014-01-01 06:00 | 8066.3333 | 8.0663
Max CCGT output GW | 26.0975 | 2014-01-01 06:30:03 | 26.852 | 4.3498 | 17.3993 | 8.3325 | 8.3325 | 0.69867 | 0.69867 | 0.56717 | 0.56717 | 0 | 0 | 8.3997 | 8.3997 | 8.5453 | 4.2727 | 0 | 55.9737 | 0 |  |  | 18.6173 |  | 0.64797 | 64.7972 | 0 | 0 | 2014-01-01 06:30 | 8399.6667 | 8.3997
MaxPHS Output GW | 22.3877 | 2014-01-01 07:00:03 | 26.8912 | 4.4445 | 17.778 | 8.3317 | 8.3317 | 0.70767 | 0.70767 | 0.51467 | 0.51467 | 0 | 0 | 8.311 | 8.311 | 8.7518 | 4.3759 | 0 | 60.3496 | 0 |  |  | 18.6669 |  | 0.66111 | 66.1109 | 0 | 0 | 2014-01-01 07:00 | 8311 | 8.311
Pumped Storage Level GWh | 100 | 2014-01-01 07:30:04 | 26.5808 | 4.444 | 17.776 | 8.3292 | 8.3292 | 0.71167 | 0.71167 | 0.47067 | 0.47067 | 0 | 0 | 8.0553 | 8.0553 | 8.762 | 4.381 | 0 | 64.7306 | 0 |  |  | 16.3539 |  | 0.66875 | 66.8753 | 0 | 0 | 2014-01-01 07:30 | 8055.3333 | 8.0553
Curtailed Renewables GWh | 7542.4597 | 2014-01-01 08:00:02 | 26.4295 | 4.4715 | 17.886 | 8.3255 | 8.3255 | 0.71117 | 0.71117 | 0.46767 | 0.46767 | 0 | 0 | 7.91 | 7.91 | 8.8708 | 4.4354 | 0 | 69.166 | 0 |  |  | 17.5283 |  | 0.67674 | 67.6744 | 0 | 0 | 2014-01-01 08:00 | 7910 | 7.91
|  | 2014-01-01 08:30:01 | 26.6317 | 4.4622 | 17.8487 | 8.3257 | 8.3257 | 0.711 | 0.711 | 0.48767 | 0.48767 | 0 | 0 | 8.2168 | 8.2168 | 8.9582 | 4.4791 | 0 | 73.6451 | 0 |  |  | 16.9562 |  | 0.6702 | 67.0205 | 0 | 0 | 2014-01-01 08:30 | 8216.8333 | 8.2168
Total Energy Generated | 300749.3074 | 2014-01-01 09:00:02 | 27.7242 | 4.5575 | 18.23 | 8.327 | 8.327 | 0.72017 | 0.72017 | 0.64317 | 0.64317 | 2.0256 | 2.0256 | 8.9468 | 8.9468 | 11.1686 | 5.5843 | 0 | 79.2294 | 0 |  |  | 19.5061 |  | 0.65755 | 65.7549 | 0 | 0 | 2014-01-01 09:00 | 8946.8333 | 8.9468
Total Renwable Energy Generated | 105489.5921 | 2014-01-01 09:30:02 | 29.3478 | 4.6068 | 18.4273 | 8.3333 | 8.3333 | 0.72417 | 0.72417 | 0.65233 | 0.65233 | 2.0256 | 2.0256 | 10.2758 | 10.2758 | 11.0908 | 5.5454 | 0 | 84.7748 | 0 |  |  | 19.533 |  | 0.62789 | 62.7894 | 0 | 0 | 2014-01-01 09:30 | 10275.8333 | 10.2758
Total Wind Energy Generated | 168965.7727 | 2014-01-01 10:00:02 | 31.2295 | 4.6027 | 18.4107 | 8.328 | 8.328 | 0.7255 | 0.7255 | 0.65367 | 0.65367 | 3.9064 | 3.9064 | 11.8213 | 11.8213 | 12.6161 | 6.308 | 0 | 91.0828 | 0 |  |  | 19.3312 |  | 0.58953 | 58.9528 | 0 | 0 | 2014-01-01 10:00 | 11821.3333 | 11.8213
Total Solar Energy Generated | 19291.7688 | 2014-01-01 10:30:03 | 33.0447 | 4.5893 | 18.3573 | 8.3288 | 8.3288 | 0.72867 | 0.72867 | 0.655 | 0.655 | 3.9064 | 3.9064 | 13.4515 | 13.4515 | 12.3831 | 6.1915 | 0 | 97.2743 | 0 |  |  | 18.5409 |  | 0.55553 | 55.5531 | 0 | 0 | 2014-01-01 10:30 | 13451.5 | 13.4515
|  | 2014-01-01 11:00:21 | 34.5648 | 4.6763 | 18.7053 | 8.3163 | 8.3163 | 0.86567 | 0.86567 | 0.655 | 0.655 | 4.7612 | 4.7612 | 14.3757 | 14.3757 | 13.1144 | 6.5572 | 0 | 100 | 6.5572 |  |  | 20.5759 |  | 0.54117 | 54.1167 | 0 | 0 | 2014-01-01 11:00 | 14375.6667 | 14.3757
|  | 2014-01-01 11:30:01 | 35.8315 | 4.7978 | 19.1913 | 8.1975 | 8.1975 | 0.91333 | 0.91333 | 0.6595 | 0.6595 | 4.7612 | 4.7612 | 15.1342 | 15.1342 | 13.0255 | 6.5128 | 0 | 100 | 6.5128 |  |  | 18.0399 |  | 0.5356 | 53.5599 | 0 | 0 | 2014-01-01 11:30 | 15134.1667 | 15.1342
|  | 2014-01-01 12:00:01 | 37.0453 | 4.7947 | 19.1787 | 8.1377 | 8.1377 | 0.914 | 0.914 | 0.68783 | 0.68783 | 1.5908 | 1.5908 | 15.6245 | 15.6245 | 9.0881 | 4.5441 | 0 | 100 | 4.5441 |  |  | 17.6444 |  | 0.51771 | 51.7708 | 0 | 0 | 2014-01-01 12:00 | 15624.5 | 15.6245
|  | 2014-01-01 12:30:02 | 37.622 | 4.7905 | 19.162 | 8.1285 | 8.1285 | 0.91933 | 0.91933 | 0.6895 | 0.6895 | 1.5908 | 1.5908 | 15.7478 | 15.7478 | 8.616 | 4.308 | 0 | 100 | 4.308 |  |  | 18.0123 |  | 0.50933 | 50.933 | 0 | 0 | 2014-01-01 12:30 | 15747.8333 | 15.7478
|  | 2014-01-01 13:00:01 | 37.7448 | 4.8762 | 19.5047 | 8.1225 | 8.1225 | 0.9245 | 0.9245 | 0.6895 | 0.6895 | 1.8256 | 1.8256 | 15.646 | 15.646 | 8.9679 | 4.484 | 0 | 100 | 4.484 |  |  | 17.9443 |  | 0.51675 | 51.6751 | 0 | 0 | 2014-01-01 13:00 | 15646 | 15.646
|  | 2014-01-01 13:30:02 | 37.8325 | 5.0465 | 20.186 | 8.135 | 8.135 | 0.97 | 0.97 | 0.6775 | 0.6775 | 1.8256 | 1.8256 | 15.4895 | 15.4895 | 9.4511 | 4.7255 | 0 | 100 | 4.7255 |  |  | 18.9748 |  | 0.53356 | 53.3562 | 0 | 0 | 2014-01-01 13:30 | 15489.5 | 15.4895
|  | 2014-01-01 14:00:02 | 37.7043 | 5.1217 | 20.4867 | 8.1325 | 8.1325 | 0.90417 | 0.90417 | 0.65417 | 0.65417 | 0.5856 | 0.5856 | 14.9867 | 14.9867 | 8.0454 | 4.0227 | 0 | 100 | 4.0227 |  |  | 19.0526 |  | 0.54335 | 54.335 | 0 | 0 | 2014-01-01 14:00 | 14986.6667 | 14.9867
|  | 2014-01-01 14:30:03 | 37.5755 | 5.129 | 20.516 | 8.1362 | 8.1362 | 0.905 | 0.905 | 0.65417 | 0.65417 | 0.5856 | 0.5856 | 14.5025 | 14.5025 | 7.7239 | 3.862 | 0 | 100 | 3.862 |  |  | 22.1573 |  | 0.54599 | 54.5994 | 0 | 0 | 2014-01-01 14:30 | 14502.5 | 14.5025
|  | 2014-01-01 15:00:01 | 37.6305 | 5.2498 | 20.9993 | 8.126 | 8.126 | 0.91633 | 0.91633 | 0.655 | 0.655 | 0.0464 | 0.0464 | 14.3138 | 14.3138 | 7.4264 | 3.7132 | 0 | 100 | 3.7132 |  |  | 21.4193 |  | 0.55804 | 55.804 | 0 | 0 | 2014-01-01 15:00 | 14313.8333 | 14.3138
|  | 2014-01-01 15:30:02 | 37.8753 | 5.405 | 21.62 | 8.1325 | 8.1325 | 0.9205 | 0.9205 | 0.6545 | 0.6545 | 0.0464 | 0.0464 | 14.4123 | 14.4123 | 7.9109 | 3.9554 | 0 | 100 | 3.9554 |  |  | 23.5658 |  | 0.57082 | 57.082 | 0 | 0 | 2014-01-01 15:30 | 14412.3333 | 14.4123
|  | 2014-01-01 16:00:05 | 39.2727 | 5.434 | 21.736 | 8.1233 | 8.1233 | 0.928 | 0.928 | 0.65483 | 0.65483 | 0 | 0 | 14.8865 | 14.8865 | 7.056 | 3.528 | 0 | 100 | 3.528 |  |  | 19.7798 |  | 0.55346 | 55.3464 | 0 | 0 | 2014-01-01 16:00 | 14886.5 | 14.8865
|  | 2014-01-01 16:30:02 | 40.4067 | 5.397 | 21.588 | 8.1258 | 8.1258 | 0.9 | 0.9 | 0.655 | 0.655 | 0 | 0 | 15.0055 | 15.0055 | 5.8677 | 2.9338 | 0 | 100 | 2.9338 |  |  | 23.5309 |  | 0.53427 | 53.4268 | 0 | 0 | 2014-01-01 16:30 | 15005.5 | 15.0055
|  | 2014-01-01 17:00:03 | 41.3508 | 5.3117 | 21.2467 | 8.132 | 8.132 | 0.89967 | 0.89967 | 0.65483 | 0.65483 | 0 | 0 | 15.1378 | 15.1378 | 4.7202 | 2.3601 | 0 | 100 | 2.3601 |  |  | 21.6716 |  | 0.51381 | 51.3815 | 0 | 0 | 2014-01-01 17:00 | 15137.8333 | 15.1378
|  | 2014-01-01 17:30:02 | 41.4292 | 5.229 | 20.916 | 8.1327 | 8.1327 | 0.92733 | 0.92733 | 0.6545 | 0.6545 | 0 | 0 | 15.1235 | 15.1235 | 4.3248 | 2.1624 | 0 | 100 | 2.1624 |  |  | 23.0076 |  | 0.50486 | 50.4862 | 0 | 0 | 2014-01-01 17:30 | 15123.5 | 15.1235
|  | 2014-01-01 18:00:05 | 40.6927 | 5.117 | 20.468 | 8.1307 | 8.1307 | 0.92867 | 0.92867 | 0.65417 | 0.65417 | 0 | 0 | 15.1978 | 15.1978 | 4.6867 | 2.3433 | 0 | 100 | 2.3433 |  |  | 20.468 |  | 0.50299 | 50.299 | 0 | 0 | 2014-01-01 18:00 | 15197.8333 | 15.1978
|  | 2014-01-01 18:30:04 | 39.8417 | 4.9575 | 19.83 | 8.1318 | 8.1318 | 0.92983 | 0.92983 | 0.65433 | 0.65433 | 0 | 0 | 15.2655 | 15.2655 | 4.9698 | 2.4849 | 0 | 100 | 2.4849 |  |  | 21.6147 |  | 0.49772 | 49.772 | 0 | 0 | 2014-01-01 18:30 | 15265.5 | 15.2655
|  | 2014-01-01 19:00:01 | 38.9337 | 4.9677 | 19.8707 | 8.1285 | 8.1285 | 0.93633 | 0.93633 | 0.65467 | 0.65467 | 0 | 0 | 15.3757 | 15.3757 | 6.0322 | 3.0161 | 0 | 100 | 3.0161 |  |  | 21.0629 |  | 0.51037 | 51.0372 | 0 | 0 | 2014-01-01 19:00 | 15375.6667 | 15.3757
|  | 2014-01-01 19:30:01 | 37.9607 | 5.0303 | 20.1213 | 8.0902 | 8.0902 | 0.938 | 0.938 | 0.654 | 0.654 | 0 | 0 | 15.153 | 15.153 | 6.9958 | 3.4979 | 0 | 100 | 3.4979 |  |  | 21.9323 |  | 0.53006 | 53.0057 | 0 | 0 | 2014-01-01 19:30 | 15153 | 15.153
|  | 2014-01-01 20:00:02 | 37.1363 | 5.099 | 20.396 | 7.9498 | 7.9498 | 0.929 | 0.929 | 0.65417 | 0.65417 | 0 | 0 | 14.6913 | 14.6913 | 7.484 | 3.742 | 0 | 100 | 3.742 |  |  | 18.5604 |  | 0.54922 | 54.922 | 0 | 0 | 2014-01-01 20:00 | 14691.3333 | 14.6913
|  | 2014-01-01 20:30:01 | 35.8092 | 5.0153 | 20.0613 | 7.9183 | 7.9183 | 0.92367 | 0.92367 | 0.65417 | 0.65417 | 0 | 0 | 13.9948 | 13.9948 | 7.7432 | 3.8716 | 0 | 100 | 3.8716 |  |  | 22.0675 |  | 0.56023 | 56.0229 | 0 | 0 | 2014-01-01 20:30 | 13994.8333 | 13.9948
|  | 2014-01-01 21:00:01 | 34.9078 | 4.853 | 19.412 | 7.932 | 7.932 | 0.8 | 0.8 | 0.65433 | 0.65433 | 0 | 0 | 13.3488 | 13.3488 | 7.2393 | 3.6197 | 0 | 100 | 3.6197 |  |  | 17.4708 |  | 0.55609 | 55.6093 | 0 | 0 | 2014-01-01 21:00 | 13348.8333 | 13.3488
|  | 2014-01-01 21:30:03 | 33.6027 | 4.7643 | 19.0573 | 7.9407 | 7.9407 | 0.75333 | 0.75333 | 0.65483 | 0.65483 | 0 | 0 | 12.9193 | 12.9193 | 7.7228 | 3.8614 | 0 | 100 | 3.8614 |  |  | 19.6291 |  | 0.56714 | 56.7138 | 0 | 0 | 2014-01-01 21:30 | 12919.3333 | 12.9193
|  | 2014-01-01 22:00:04 | 32.2008 | 4.7512 | 19.0047 | 7.9278 | 7.9278 | 0.75367 | 0.75367 | 0.6545 | 0.6545 | 0 | 0 | 12.0007 | 12.0007 | 8.1405 | 4.0703 | 0 | 100 | 4.0703 |  |  | 18.2445 |  | 0.59019 | 59.0192 | 0 | 0 | 2014-01-01 22:00 | 12000.6667 | 12.0007
|  | 2014-01-01 22:30:02 | 31.1773 | 4.892 | 19.568 | 7.9132 | 7.9132 | 0.7525 | 0.7525 | 0.655 | 0.655 | 0 | 0 | 10.8607 | 10.8607 | 8.572 | 4.286 | 0 | 100 | 4.286 |  |  | 18.0026 |  | 0.62764 | 62.7635 | 0 | 0 | 2014-01-01 22:30 | 10860.6667 | 10.8607
|  | 2014-01-01 23:00:03 | 29.8408 | 4.9637 | 19.8547 | 7.9633 | 7.9633 | 0.70933 | 0.70933 | 0.66117 | 0.66117 | 0 | 0 | 9.883 | 9.883 | 9.2307 | 4.6153 | 0 | 100 | 4.6153 |  |  | 19.6561 |  | 0.66535 | 66.5352 | 0 | 0 | 2014-01-01 23:00 | 9883 | 9.883
|  | 2014-01-01 23:30:02 | 28.8095 | 4.851 | 19.404 | 8.0017 | 8.0017 | 0.6265 | 0.6265 | 0.6645 | 0.6645 | 0 | 0 | 9.6458 | 9.6458 | 9.533 | 4.7665 | 0 | 100 | 4.7665 |  |  | 20.9563 |  | 0.67353 | 67.3528 | 0 | 0 | 2014-01-01 23:30 | 9645.8333 | 9.6458
|  | 2014-01-02 00:00:06 | 28.7728 | 4.4998 | 17.9993 | 8.103 | 8.103 | 0.61933 | 0.61933 | 0.66467 | 0.66467 | 0 | 0 | 10.2722 | 10.2722 | 8.8857 | 4.4428 | 0 | 100 | 4.4428 |  |  | 16.1994 |  | 0.62557 | 62.5567 | 0 | 0 | 2014-01-02 | 10272.1667 | 10.2722
|  | 2014-01-02 00:30:02 | 29.3907 | 4.4892 | 17.9567 | 8.2142 | 8.2142 | 0.62183 | 0.62183 | 0.6635 | 0.6635 | 0 | 0 | 10.687 | 10.687 | 8.7525 | 4.3763 | 0 | 100 | 4.3763 |  |  | 18.3158 |  | 0.61096 | 61.0965 | 0 | 0 | 2014-01-02 00:30 | 10687 | 10.687
|  | 2014-01-02 01:00:01 | 29.3553 | 4.4393 | 17.7573 | 8.224 | 8.224 | 0.62633 | 0.62633 | 0.66167 | 0.66167 | 0 | 0 | 10.6087 | 10.6087 | 8.5227 | 4.2613 | 0 | 100 | 4.2613 |  |  | 17.2246 |  | 0.60491 | 60.491 | 0 | 0 | 2014-01-02 01:00 | 10608.6667 | 10.6087
|  | 2014-01-02 01:30:01 | 28.7808 | 4.513 | 18.052 | 8.226 | 8.226 | 0.62717 | 0.62717 | 0.65283 | 0.65283 | 0 | 0 | 10.015 | 10.015 | 8.7922 | 4.3961 | 0 | 100 | 4.3961 |  |  | 18.2325 |  | 0.62722 | 62.7223 | 0 | 0 | 2014-01-02 01:30 | 10015 | 10.015
|  | 2014-01-02 02:00:02 | 28.1162 | 4.5645 | 18.258 | 8.227 | 8.227 | 0.62517 | 0.62517 | 0.65467 | 0.65467 | 0 | 0 | 9.2142 | 9.2142 | 8.8628 | 4.4314 | 0 | 100 | 4.4314 |  |  | 17.3451 |  | 0.64938 | 64.9377 | 0 | 0 | 2014-01-02 02:00 | 9214.1667 | 9.2142
|  | 2014-01-02 02:30:02 | 27.8035 | 4.5203 | 18.0813 | 8.2493 | 8.2493 | 0.62267 | 0.62267 | 0.66083 | 0.66083 | 0 | 0 | 8.9745 | 8.9745 | 8.7852 | 4.3926 | 0 | 100 | 4.3926 |  |  | 16.2732 |  | 0.65033 | 65.0326 | 0 | 0 | 2014-01-02 02:30 | 8974.5 | 8.9745
|  | 2014-01-02 03:00:02 | 27.5138 | 4.5957 | 18.3827 | 8.2492 | 8.2492 | 0.615 | 0.615 | 0.65767 | 0.65767 | 0 | 0 | 8.4975 | 8.4975 | 8.8882 | 4.4441 | 0 | 100 | 4.4441 |  |  | 19.6695 |  | 0.66812 | 66.8125 | 0 | 0 | 2014-01-02 03:00 | 8497.5 | 8.4975
|  | 2014-01-02 03:30:01 | 26.9252 | 4.5987 | 18.3947 | 8.247 | 8.247 | 0.60983 | 0.60983 | 0.65433 | 0.65433 | 0 | 0 | 7.9423 | 7.9423 | 8.923 | 4.4615 | 0 | 100 | 4.4615 |  |  | 16.7391 |  | 0.68318 | 68.3177 | 0 | 0 | 2014-01-02 03:30 | 7942.3333 | 7.9423
|  | 2014-01-02 04:00:02 | 26.7363 | 4.576 | 18.304 | 8.2483 | 8.2483 | 0.612 | 0.612 | 0.538 | 0.538 | 0 | 0 | 7.858 | 7.858 | 8.824 | 4.412 | 0 | 100 | 4.412 |  |  | 18.121 |  | 0.68461 | 68.4611 | 0 | 0 | 2014-01-02 04:00 | 7858 | 7.858
|  | 2014-01-02 04:30:01 | 26.5247 | 4.4542 | 17.8167 | 8.2498 | 8.2498 | 0.61083 | 0.61083 | 0.49317 | 0.49317 | 0 | 0 | 7.7593 | 7.7593 | 8.4052 | 4.2026 | 0 | 100 | 4.2026 |  |  | 16.7477 |  | 0.6717 | 67.1702 | 0 | 0 | 2014-01-02 04:30 | 7759.3333 | 7.7593
|  | 2014-01-02 05:00:02 | 26.8338 | 4.3813 | 17.5253 | 8.2485 | 8.2485 | 0.61017 | 0.61017 | 0.57183 | 0.57183 | 0 | 0 | 8.1237 | 8.1237 | 8.2457 | 4.1228 | 0 | 100 | 4.1228 |  |  | 17.1748 |  | 0.65311 | 65.3106 | 0 | 0 | 2014-01-02 05:00 | 8123.6667 | 8.1237
|  | 2014-01-02 05:30:01 | 27.462 | 4.5293 | 18.1173 | 8.255 | 8.255 | 0.60967 | 0.60967 | 0.64117 | 0.64117 | 0 | 0 | 8.7523 | 8.7523 | 8.9135 | 4.4568 | 0 | 100 | 4.4568 |  |  | 16.3056 |  | 0.65972 | 65.9724 | 0 | 0 | 2014-01-02 05:30 | 8752.3333 | 8.7523
|  | 2014-01-02 06:00:03 | 28.9202 | 4.4975 | 17.99 | 8.25 | 8.25 | 0.60883 | 0.60883 | 0.627 | 0.627 | 0 | 0 | 10.1313 | 10.1313 | 8.687 | 4.3435 | 0 | 100 | 4.3435 |  |  | 19.0694 |  | 0.62206 | 62.2057 | 0 | 0 | 2014-01-02 06:00 | 10131.3333 | 10.1313
|  | 2014-01-02 06:30:03 | 30.2883 | 4.392 | 17.568 | 8.2563 | 8.2563 | 0.6055 | 0.6055 | 0.661 | 0.661 | 0 | 0 | 11.306 | 11.306 | 8.1085 | 4.0542 | 0 | 100 | 4.0542 |  |  | 18.095 |  | 0.58003 | 58.0025 | 0 | 0 | 2014-01-02 06:30 | 11306 | 11.306
|  | 2014-01-02 07:00:01 | 32.6658 | 4.4028 | 17.6113 | 8.255 | 8.255 | 0.67433 | 0.67433 | 0.65817 | 0.65817 | 0 | 0 | 13.777 | 13.777 | 8.31 | 4.155 | 0 | 100 | 4.155 |  |  | 16.3785 |  | 0.53914 | 53.9136 | 0 | 0 | 2014-01-02 07:00 | 13777 | 13.777
|  | 2014-01-02 07:30:01 | 34.7025 | 4.4052 | 17.6207 | 8.2548 | 8.2548 | 0.71433 | 0.71433 | 0.65467 | 0.65467 | 0 | 0 | 14.703 | 14.703 | 7.245 | 3.6225 | 0 | 100 | 3.6225 |  |  | 17.9731 |  | 0.50776 | 50.7764 | 0 | 0 | 2014-01-02 07:30 | 14703 | 14.703
|  | 2014-01-02 08:00:02 | 36.3642 | 4.4307 | 17.7227 | 8.2558 | 8.2558 | 0.714 | 0.714 | 0.65433 | 0.65433 | 0 | 0 | 15.3405 | 15.3405 | 6.3232 | 3.1616 | 0 | 100 | 3.1616 |  |  | 18.2543 |  | 0.48737 | 48.7366 | 0 | 0 | 2014-01-02 08:00 | 15340.5 | 15.3405
|  | 2014-01-02 08:30:02 | 37.887 | 4.4585 | 17.834 | 8.2548 | 8.2548 | 0.71467 | 0.71467 | 0.654 | 0.654 | 0 | 0 | 15.8443 | 15.8443 | 5.4148 | 2.7074 | 0 | 100 | 2.7074 |  |  | 16.4073 |  | 0.47072 | 47.0716 | 0 | 0 | 2014-01-02 08:30 | 15844.3333 | 15.8443
|  | 2014-01-02 09:00:01 | 39.538 | 4.425 | 17.7 | 8.2535 | 8.2535 | 0.76733 | 0.76733 | 0.65883 | 0.65883 | 1.826 | 1.826 | 16.065 | 16.065 | 5.7327 | 2.8663 | 0 | 100 | 2.8663 |  |  | 16.284 |  | 0.44767 | 44.7671 | 0 | 0 | 2014-01-02 09:00 | 16065 | 16.065
|  | 2014-01-02 09:30:03 | 40.5437 | 4.2745 | 17.098 | 8.2533 | 8.2533 | 0.82933 | 0.82933 | 0.79517 | 0.79517 | 1.826 | 1.826 | 16.0545 | 16.0545 | 4.3127 | 2.1563 | 0 | 100 | 2.1563 |  |  | 15.5592 |  | 0.42172 | 42.1718 | 0 | 0 | 2014-01-02 09:30 | 16054.5 | 16.0545
|  | 2014-01-02 10:00:03 | 40.9275 | 4.2893 | 17.1573 | 8.2525 | 8.2525 | 0.872 | 0.872 | 0.9575 | 0.9575 | 3.5768 | 3.5768 | 16.2872 | 16.2872 | 6.1758 | 3.0879 | 0 | 100 | 3.0879 |  |  | 16.9858 |  | 0.41921 | 41.9213 | 0 | 0 | 2014-01-02 10:00 | 16287.1667 | 16.2872
|  | 2014-01-02 10:30:01 | 41.1485 | 4.3615 | 17.446 | 8.2653 | 8.2653 | 0.85633 | 0.85633 | 1.121 | 1.121 | 3.5768 | 3.5768 | 16.3747 | 16.3747 | 6.4916 | 3.2458 | 0 | 100 | 3.2458 |  |  | 18.6672 |  | 0.42398 | 42.3977 | 0 | 0 | 2014-01-02 10:30 | 16374.6667 | 16.3747
|  | 2014-01-02 11:00:02 | 41.2363 | 4.2955 | 17.182 | 8.2482 | 8.2482 | 0.9685 | 0.9685 | 1.2518 | 1.2518 | 3.9444 | 3.9444 | 16.2207 | 16.2207 | 6.5792 | 3.2896 | 0 | 100 | 3.2896 |  |  | 15.6356 |  | 0.41667 | 41.6671 | 0 | 0 | 2014-01-02 11:00 | 16220.6667 | 16.2207
|  | 2014-01-02 11:30:02 | 41.261 | 4.3713 | 17.4853 | 8.2445 | 8.2445 | 0.88817 | 0.88817 | 1.2782 | 1.2782 | 3.9444 | 3.9444 | 16.151 | 16.151 | 6.7306 | 3.3653 | 0 | 100 | 3.3653 |  |  | 15.7368 |  | 0.42377 | 42.3774 | 0 | 0 | 2014-01-02 11:30 | 16151 | 16.151
|  | 2014-01-02 12:00:05 | 41.43 | 4.298 | 17.192 | 8.2375 | 8.2375 | 0.806 | 0.806 | 1.2753 | 1.2753 | 4.498 | 4.498 | 16.147 | 16.147 | 6.7258 | 3.3629 | 0 | 100 | 3.3629 |  |  | 15.6447 |  | 0.41497 | 41.4965 | 0 | 0 | 2014-01-02 12:00 | 16147 | 16.147
|  | 2014-01-02 12:30:02 | 41.4483 | 4.3392 | 17.3567 | 8.2422 | 8.2422 | 0.8125 | 0.8125 | 1.2678 | 1.2678 | 4.498 | 4.498 | 15.9365 | 15.9365 | 6.6653 | 3.3327 | 0 | 100 | 3.3327 |  |  | 16.6624 |  | 0.41875 | 41.8754 | 0 | 0 | 2014-01-02 12:30 | 15936.5 | 15.9365
|  | 2014-01-02 13:00:03 | 41.3953 | 4.3952 | 17.5807 | 8.2438 | 8.2438 | 0.84667 | 0.84667 | 1.2715 | 1.2715 | 3.4888 | 3.4888 | 15.9213 | 15.9213 | 5.9575 | 2.9787 | 0 | 100 | 2.9787 |  |  | 19.3387 |  | 0.4247 | 42.4702 | 0 | 0 | 2014-01-02 13:00 | 15921.3333 | 15.9213
|  | 2014-01-02 13:30:02 | 41.405 | 4.3087 | 17.2347 | 8.2475 | 8.2475 | 0.9745 | 0.9745 | 1.2732 | 1.2732 | 3.4888 | 3.4888 | 15.648 | 15.648 | 5.4616 | 2.7308 | 0 | 100 | 2.7308 |  |  | 15.8559 |  | 0.41625 | 41.6246 | 0 | 0 | 2014-01-02 13:30 | 15648 | 15.648
|  | 2014-01-02 14:00:03 | 41.652 | 4.2375 | 16.95 | 8.2117 | 8.2117 | 1.0277 | 1.0277 | 1.2738 | 1.2738 | 1.1828 | 1.1828 | 15.7635 | 15.7635 | 2.7575 | 1.3787 | 0 | 100 | 1.3787 |  |  | 17.7975 |  | 0.40694 | 40.6943 | 0 | 0 | 2014-01-02 14:00 | 15763.5 | 15.7635
|  | 2014-01-02 14:30:03 | 41.6825 | 4.225 | 16.9 | 8.186 | 8.186 | 1.0275 | 1.0275 | 1.2993 | 1.2993 | 1.1828 | 1.1828 | 15.71 | 15.71 | 2.6231 | 1.3116 | 0 | 100 | 1.3116 |  |  | 15.379 |  | 0.40545 | 40.5446 | 0 | 0 | 2014-01-02 14:30 | 15710 | 15.71
|  | 2014-01-02 15:00:04 | 42.0495 | 4.1615 | 16.646 | 8.2213 | 8.2213 | 1.0418 | 1.0418 | 1.2972 | 1.2972 | 0.0464 | 0.0464 | 15.8003 | 15.8003 | 1.0036 | 0.50178 | 0 | 100 | 0.50178 |  |  | 17.1454 |  | 0.39587 | 39.5867 | 0 | 0 | 2014-01-02 15:00 | 15800.3333 | 15.8003
|  | 2014-01-02 15:30:01 | 42.9375 | 4.069 | 16.276 | 8.0968 | 8.0968 | 1.0385 | 1.0385 | 1.3007 | 1.3007 | 0.0464 | 0.0464 | 16.4417 | 16.4417 | 0.26257 | 0.13128 | 0 | 100 | 0.13128 |  |  | 16.7643 |  | 0.37906 | 37.9063 | 0 | 0 | 2014-01-02 15:30 | 16441.6667 | 16.4417
|  | 2014-01-02 16:00:03 | 44.567 | 3.9358 | 15.7433 | 8.0127 | 8.0127 | 1.0243 | 1.0243 | 1.3167 | 1.3167 | 0 | 0 | 16.9215 | 16.9215 | -1.5485 | -0.77425 | 0 | 99.2258 | 0 |  |  | 14.6413 |  | 0.35325 | 35.3251 | 0 | 1.5485 | 2014-01-02 16:00 | 16921.5 | 16.9215
|  | 2014-01-02 16:30:02 | 47.5315 | 4.2983 | 17.1933 | 8.0028 | 8.0028 | 1.026 | 1.026 | 1.3303 | 1.3303 | 0 | 0 | 17.1835 | 17.1835 | -2.7955 | -1.3978 | 0 | 97.828 | 0 |  |  | 18.9127 |  | 0.36173 | 36.1725 | 0 | 2.7955 | 2014-01-02 16:30 | 17183.5 | 17.1835
|  | 2014-01-02 17:00:04 | 48.85 | 4.2473 | 16.9893 | 7.9975 | 7.9975 | 1.0462 | 1.0462 | 1.3312 | 1.3312 | 0 | 0 | 17.2767 | 17.2767 | -4.2092 | -2.1046 | 0 | 95.7234 | 0 |  |  | 17.499 |  | 0.34779 | 34.7786 | 0 | 4.2092 | 2014-01-02 17:00 | 17276.6667 | 17.2767
|  | 2014-01-02 17:30:02 | 49.2042 | 4.0655 | 16.262 | 7.9997 | 7.9997 | 1.0498 | 1.0498 | 1.3237 | 1.3237 | 0 | 0 | 17.3062 | 17.3062 | -5.2628 | -2.6314 | 0 | 93.092 | 0 |  |  | 15.7741 |  | 0.3305 | 33.05 | 0 | 5.2628 | 2014-01-02 17:30 | 17306.1667 | 17.3062
|  | 2014-01-02 18:00:03 | 48.7037 | 4.1772 | 16.7087 | 8.0517 | 8.0517 | 1.0492 | 1.0492 | 1.3268 | 1.3268 | 0 | 0 | 17.3165 | 17.3165 | -4.2508 | -2.1254 | 0 | 90.9666 | 0 |  |  | 15.372 |  | 0.34307 | 34.3068 | 0 | 4.2508 | 2014-01-02 18:00 | 17316.5 | 17.3165
|  | 2014-01-02 18:30:02 | 47.6742 | 4.4112 | 17.6447 | 8.0743 | 8.0743 | 1.0492 | 1.0492 | 1.3245 | 1.3245 | 0 | 0 | 17.2965 | 17.2965 | -2.285 | -1.1425 | 0 | 89.8241 | 0 |  |  | 16.7624 |  | 0.37011 | 37.011 | 0 | 2.285 | 2014-01-02 18:30 | 17296.5 | 17.2965
|  | 2014-01-02 19:00:02 | 46.4593 | 4.428 | 17.712 | 8.0663 | 8.0663 | 1.0492 | 1.0492 | 1.3277 | 1.3277 | 0 | 0 | 17.2453 | 17.2453 | -1.0588 | -0.52942 | 0 | 89.2947 | 0 |  |  | 19.4832 |  | 0.38124 | 38.1237 | 0 | 1.0588 | 2014-01-02 19:00 | 17245.3333 | 17.2453
|  | 2014-01-02 19:30:05 | 44.7705 | 4.6258 | 18.5033 | 8.07 | 8.07 | 1.0395 | 1.0395 | 1.3238 | 1.3238 | 0 | 0 | 16.9262 | 16.9262 | 1.0923 | 0.54617 | 0 | 89.8408 | 0 |  |  | 20.3537 |  | 0.41329 | 41.3293 | 0 | 0 | 2014-01-02 19:30 | 16926.1667 | 16.9262
|  | 2014-01-02 20:00:03 | 43.1297 | 4.8275 | 19.31 | 8.0858 | 8.0858 | 1.035 | 1.035 | 1.3182 | 1.3182 | 0 | 0 | 16.773 | 16.773 | 3.3923 | 1.6962 | 0 | 91.537 | 0 |  |  | 17.379 |  | 0.44772 | 44.772 | 0 | 0 | 2014-01-02 20:00 | 16773 | 16.773
|  | 2014-01-02 20:30:02 | 41.5872 | 4.9772 | 19.9087 | 8.204 | 8.204 | 1.0345 | 1.0345 | 1.3023 | 1.3023 | 0 | 0 | 16.7182 | 16.7182 | 5.5805 | 2.7903 | 0 | 94.3272 | 0 |  |  | 20.705 |  | 0.47872 | 47.8721 | 0 | 0 | 2014-01-02 20:30 | 16718.1667 | 16.7182
|  | 2014-01-02 21:00:03 | 39.9287 | 5.1535 | 20.614 | 8.3015 | 8.3015 | 0.9975 | 0.9975 | 1.3207 | 1.3207 | 0 | 0 | 16.0725 | 16.0725 | 7.3775 | 3.6888 | 0 | 98.016 | 0 |  |  | 21.2324 |  | 0.51627 | 51.6271 | 0 | 0 | 2014-01-02 21:00 | 16072.5 | 16.0725
|  | 2014-01-02 21:30:03 | 37.8097 | 5.235 | 20.94 | 8.31 | 8.31 | 0.951 | 0.951 | 1.2983 | 1.2983 | 0 | 0 | 14.8782 | 14.8782 | 8.5678 | 4.2839 | 0 | 100 | 4.2839 |  |  | 23.034 |  | 0.55383 | 55.3827 | 0 | 0 | 2014-01-02 21:30 | 14878.1667 | 14.8782
|  | 2014-01-02 22:00:02 | 35.946 | 5.3793 | 21.5173 | 8.3207 | 8.3207 | 0.692 | 0.692 | 1.3093 | 1.3093 | 0 | 0 | 13.7703 | 13.7703 | 9.6637 | 4.8318 | 0 | 100 | 4.8318 |  |  | 21.5173 |  | 0.5986 | 59.8602 | 0 | 0 | 2014-01-02 22:00 | 13770.3333 | 13.7703
|  | 2014-01-02 22:30:03 | 34.0458 | 5.2972 | 21.1887 | 8.3072 | 8.3072 | 0.62283 | 0.62283 | 1.3253 | 1.3253 | 0 | 0 | 12.6228 | 12.6228 | 10.021 | 5.0105 | 0 | 100 | 5.0105 |  |  | 22.6719 |  | 0.62236 | 62.2357 | 0 | 0 | 2014-01-02 22:30 | 12622.8333 | 12.6228
|  | 2014-01-02 23:00:05 | 32.2482 | 5.3157 | 21.2627 | 8.3087 | 8.3087 | 0.61133 | 0.61133 | 1.3023 | 1.3023 | 0 | 0 | 11.2207 | 11.2207 | 10.4575 | 5.2288 | 0 | 100 | 5.2288 |  |  | 21.9005 |  | 0.65934 | 65.9345 | 0 | 0 | 2014-01-02 23:00 | 11220.6667 | 11.2207
|  | 2014-01-02 23:30:02 | 31.0792 | 5.2952 | 21.1807 | 8.3147 | 8.3147 | 0.61933 | 0.61933 | 1.2942 | 1.2942 | 0 | 0 | 10.4913 | 10.4913 | 10.821 | 5.4105 | 0 | 100 | 5.4105 |  |  | 20.3334 |  | 0.68151 | 68.1507 | 0 | 0 | 2014-01-02 23:30 | 10491.3333 | 10.4913
|  | 2014-01-03 00:00:03 | 31.3625 | 5.3735 | 21.494 | 8.3148 | 8.3148 | 0.60833 | 0.60833 | 1.3052 | 1.3052 | 0 | 0 | 10.7327 | 10.7327 | 11.0925 | 5.5462 | 0 | 100 | 5.5462 |  |  | 22.1388 |  | 0.68534 | 68.5341 | 0 | 0 | 2014-01-03 | 10732.6667 | 10.7327
|  | 2014-01-03 00:30:02 | 31.631 | 5.454 | 21.816 | 8.3132 | 8.3132 | 0.61217 | 0.61217 | 1.3205 | 1.3205 | 0 | 0 | 10.785 | 10.785 | 11.2158 | 5.6079 | 0 | 100 | 5.6079 |  |  | 22.4705 |  | 0.6897 | 68.9703 | 0 | 0 | 2014-01-03 00:30 | 10785 | 10.785
|  | 2014-01-03 01:00:03 | 31.4963 | 5.3675 | 21.47 | 8.3148 | 8.3148 | 0.61467 | 0.61467 | 1.3335 | 1.3335 | 0 | 0 | 10.7168 | 10.7168 | 10.9535 | 5.4768 | 0 | 100 | 5.4768 |  |  | 21.0406 |  | 0.68167 | 68.1667 | 0 | 0 | 2014-01-03 01:00 | 10716.8333 | 10.7168
|  | 2014-01-03 01:30:02 | 30.8667 | 5.5187 | 22.0747 | 8.311 | 8.311 | 0.61417 | 0.61417 | 1.3338 | 1.3338 | 0 | 0 | 10.1998 | 10.1998 | 11.6668 | 5.8334 | 0 | 100 | 5.8334 |  |  | 21.4124 |  | 0.71516 | 71.5162 | 0 | 0 | 2014-01-03 01:30 | 10199.8333 | 10.1998
|  | 2014-01-03 02:00:03 | 30.077 | 5.5167 | 22.0667 | 8.3145 | 8.3145 | 0.61517 | 0.61517 | 1.327 | 1.327 | 0 | 0 | 9.342 | 9.342 | 11.5883 | 5.7942 | 0 | 100 | 5.7942 |  |  | 22.2873 |  | 0.73367 | 73.3672 | 0 | 0 | 2014-01-03 02:00 | 9342 | 9.342
|  | 2014-01-03 02:30:03 | 29.6533 | 5.4027 | 21.6107 | 8.3138 | 8.3138 | 0.6165 | 0.6165 | 1.3075 | 1.3075 | 0 | 0 | 9.0193 | 9.0193 | 11.2145 | 5.6072 | 0 | 100 | 5.6072 |  |  | 23.7717 |  | 0.72878 | 72.8777 | 0 | 0 | 2014-01-03 02:30 | 9019.3333 | 9.0193
|  | 2014-01-03 03:00:07 | 29.0912 | 5.426 | 21.704 | 8.3177 | 8.3177 | 0.61283 | 0.61283 | 1.3225 | 1.3225 | 0 | 0 | 8.322 | 8.322 | 11.1878 | 5.5939 | 0 | 100 | 5.5939 |  |  | 20.8358 |  | 0.74607 | 74.6068 | 0 | 0 | 2014-01-03 03:00 | 8322 | 8.322
|  | 2014-01-03 03:35:03 | 28.2585 | 5.3983 | 21.5933 | 8.3153 | 8.3153 | 0.61167 | 0.61167 | 1.2943 | 1.2943 | 0 | 0 | 7.5725 | 7.5725 | 11.1287 | 5.5643 | 0 | 100 | 5.5643 |  |  | 20.7296 |  | 0.76414 | 76.4136 | 0 | 0 | 2014-01-03 03:30 | 7572.5 | 7.5725
|  | 2014-01-03 04:05:04 | 27.7802 | 5.468 | 21.872 | 8.314 | 8.314 | 0.61133 | 0.61133 | 1.2183 | 1.2183 | 0 | 0 | 7.214 | 7.214 | 11.4495 | 5.7247 | 0 | 100 | 5.7247 |  |  | 20.9971 |  | 0.78732 | 78.7324 | 0 | 0 | 2014-01-03 04:00 | 7214 | 7.214
|  | 2014-01-03 04:35:05 | 27.5295 | 5.2795 | 21.118 | 8.311 | 8.311 | 0.44267 | 0.44267 | 1.271 | 1.271 | 0 | 0 | 7.3293 | 7.3293 | 10.9425 | 5.4713 | 0 | 100 | 5.4713 |  |  | 22.5963 |  | 0.7671 | 76.7104 | 0 | 0 | 2014-01-03 04:30 | 7329.3333 | 7.3293
|  | 2014-01-03 05:05:02 | 28.14 | 5.1533 | 20.6133 | 8.3115 | 8.3115 | 0.6135 | 0.6135 | 1.2925 | 1.2925 | 0 | 0 | 7.8797 | 7.8797 | 10.5705 | 5.2852 | 0 | 100 | 5.2852 |  |  | 20.8195 |  | 0.73253 | 73.2528 | 0 | 0 | 2014-01-03 05:00 | 7879.6667 | 7.8797
|  | 2014-01-03 05:35:04 | 28.7267 | 5.2137 | 20.8547 | 8.3175 | 8.3175 | 0.61083 | 0.61083 | 1.2787 | 1.2787 | 0 | 0 | 8.4772 | 8.4772 | 10.8122 | 5.4061 | 0 | 100 | 5.4061 |  |  | 22.9401 |  | 0.72597 | 72.5969 | 0 | 0 | 2014-01-03 05:30 | 8477.1667 | 8.4772
|  | 2014-01-03 06:05:03 | 30.6598 | 5.2097 | 20.8387 | 8.2765 | 8.2765 | 0.6105 | 0.6105 | 1.2775 | 1.2775 | 0 | 0 | 10.527 | 10.527 | 10.8703 | 5.4352 | 0 | 100 | 5.4352 |  |  | 18.9632 |  | 0.67967 | 67.9673 | 0 | 0 | 2014-01-03 06:00 | 10527 | 10.527
|  | 2014-01-03 06:35:03 | 32.223 | 5.2077 | 20.8307 | 8.1325 | 8.1325 | 0.611 | 0.611 | 1.2893 | 1.2893 | 0 | 0 | 11.597 | 11.597 | 10.2375 | 5.1187 | 0 | 100 | 5.1187 |  |  | 19.1642 |  | 0.64645 | 64.6453 | 0 | 0 | 2014-01-03 06:30 | 11597 | 11.597
|  | 2014-01-03 07:05:03 | 33.5022 | 5.1972 | 20.7887 | 8.0748 | 8.0748 | 0.623 | 0.623 | 1.2837 | 1.2837 | 0 | 0 | 12.9335 | 12.9335 | 10.2015 | 5.1008 | 0 | 100 | 5.1008 |  |  | 21.8281 |  | 0.62052 | 62.0517 | 0 | 0 | 2014-01-03 07:00 | 12933.5 | 12.9335
|  | 2014-01-03 07:35:03 | 35.3542 | 5.4807 | 21.9227 | 8.0782 | 8.0782 | 0.6285 | 0.6285 | 1.25 | 1.25 | 0 | 0 | 14.0915 | 14.0915 | 10.6167 | 5.3083 | 0 | 100 | 5.3083 |  |  | 22.1419 |  | 0.62009 | 62.0087 | 0 | 0 | 2014-01-03 07:30 | 14091.5 | 14.0915
|  | 2014-01-03 08:05:03 | 37.3353 | 5.607 | 22.428 | 8.0748 | 8.0748 | 0.65233 | 0.65233 | 1.245 | 1.245 | 0 | 0 | 15.0745 | 15.0745 | 10.1393 | 5.0697 | 0 | 100 | 5.0697 |  |  | 23.5494 |  | 0.60072 | 60.0718 | 0 | 0 | 2014-01-03 08:00 | 15074.5 | 15.0745
|  | 2014-01-03 08:35:03 | 38.7888 | 5.611 | 22.444 | 8.075 | 8.075 | 0.72267 | 0.72267 | 1.2538 | 1.2538 | 0 | 0 | 15.612 | 15.612 | 9.3187 | 4.6593 | 0 | 100 | 4.6593 |  |  | 21.7707 |  | 0.57862 | 57.862 | 0 | 0 | 2014-01-03 08:30 | 15612 | 15.612
|  | 2014-01-03 09:05:03 | 40.1643 | 5.5512 | 22.2047 | 8.0737 | 8.0737 | 0.70933 | 0.70933 | 1.2247 | 1.2247 | 1.8636 | 1.8636 | 15.8768 | 15.8768 | 9.7884 | 4.8942 | 0 | 100 | 4.8942 |  |  | 21.7606 |  | 0.55285 | 55.2845 | 0 | 0 | 2014-01-03 09:00 | 15876.8333 | 15.8768
|  | 2014-01-03 09:35:06 | 40.9488 | 5.4508 | 21.8033 | 8.0807 | 8.0807 | 0.69433 | 0.69433 | 1.2432 | 1.2432 | 1.8636 | 1.8636 | 16.1917 | 16.1917 | 8.9279 | 4.464 | 0 | 100 | 4.464 |  |  | 23.3296 |  | 0.53245 | 53.2453 | 0 | 0 | 2014-01-03 09:30 | 16191.6667 | 16.1917
|  | 2014-01-03 10:05:04 | 41.491 | 5.452 | 21.808 | 8.0933 | 8.0933 | 0.69267 | 0.69267 | 1.2763 | 1.2763 | 3.862 | 3.862 | 16.1588 | 16.1588 | 10.4002 | 5.2001 | 0 | 100 | 5.2001 |  |  | 23.1165 |  | 0.52561 | 52.5608 | 0 | 0 | 2014-01-03 10:00 | 16158.8333 | 16.1588
|  | 2014-01-03 10:35:04 | 41.6083 | 5.5058 | 22.0233 | 8.0935 | 8.0935 | 0.70633 | 0.70633 | 1.2845 | 1.2845 | 3.862 | 3.862 | 16.1368 | 16.1368 | 10.4982 | 5.2491 | 0 | 100 | 5.2491 |  |  | 20.0412 |  | 0.5293 | 52.9301 | 0 | 0 | 2014-01-03 10:30 | 16136.8333 | 16.1368
|  | 2014-01-03 11:05:02 | 41.8515 | 5.4955 | 21.982 | 8.0987 | 8.0987 | 0.7095 | 0.7095 | 1.3065 | 1.3065 | 4.7952 | 4.7952 | 16.1048 | 16.1048 | 11.1452 | 5.5726 | 0 | 100 | 5.5726 |  |  | 22.4216 |  | 0.52524 | 52.5238 | 0 | 0 | 2014-01-03 11:00 | 16104.8333 | 16.1048
|  | 2014-01-03 11:35:03 | 42.439 | 5.5475 | 22.19 | 8.0958 | 8.0958 | 0.741 | 0.741 | 1.267 | 1.267 | 4.7952 | 4.7952 | 16.1692 | 16.1692 | 10.8192 | 5.4096 | 0 | 100 | 5.4096 |  |  | 24.409 |  | 0.52287 | 52.2868 | 0 | 0 | 2014-01-03 11:30 | 16169.1667 | 16.1692
|  | 2014-01-03 12:05:03 | 42.942 | 5.6958 | 22.7833 | 8.1692 | 8.1692 | 0.9035 | 0.9035 | 1.3003 | 1.3003 | 2.7116 | 2.7116 | 16.2205 | 16.2205 | 9.1464 | 4.5732 | 0 | 100 | 4.5732 |  |  | 24.3782 |  | 0.53056 | 53.0561 | 0 | 0 | 2014-01-03 12:00 | 16220.5 | 16.2205
|  | 2014-01-03 12:35:05 | 42.9635 | 5.7227 | 22.8907 | 8.2843 | 8.2843 | 0.8615 | 0.8615 | 1.2837 | 1.2837 | 2.7116 | 2.7116 | 16.3012 | 16.3012 | 9.3694 | 4.6847 | 0 | 100 | 4.6847 |  |  | 22.6618 |  | 0.53279 | 53.2793 | 0 | 0 | 2014-01-03 12:30 | 16301.1667 | 16.3012
|  | 2014-01-03 13:05:03 | 43.0898 | 5.7438 | 22.9753 | 8.3178 | 8.3178 | 0.84633 | 0.84633 | 1.2678 | 1.2678 | 3.8248 | 3.8248 | 16.3463 | 16.3463 | 10.4886 | 5.2443 | 0 | 100 | 5.2443 |  |  | 21.8266 |  | 0.5332 | 53.3196 | 0 | 0 | 2014-01-03 13:00 | 16346.3333 | 16.3463
|  | 2014-01-03 13:35:04 | 43.0823 | 5.713 | 22.852 | 8.3153 | 8.3153 | 0.8475 | 0.8475 | 1.2117 | 1.2117 | 3.8248 | 3.8248 | 16.19 | 16.19 | 10.159 | 5.0795 | 0 | 100 | 5.0795 |  |  | 24.6802 |  | 0.53043 | 53.0426 | 0 | 0 | 2014-01-03 13:30 | 16190 | 16.19
|  | 2014-01-03 14:05:04 | 43.1365 | 5.7973 | 23.1893 | 8.3198 | 8.3198 | 0.85183 | 0.85183 | 1.2818 | 1.2818 | 1.0892 | 1.0892 | 16.0625 | 16.0625 | 7.658 | 3.829 | 0 | 100 | 3.829 |  |  | 24.1169 |  | 0.53758 | 53.758 | 0 | 0 | 2014-01-03 14:00 | 16062.5 | 16.0625
|  | 2014-01-03 14:35:02 | 42.918 | 5.9285 | 23.714 | 8.3235 | 8.3235 | 0.856 | 0.856 | 1.2667 | 1.2667 | 1.0892 | 1.0892 | 16.0098 | 16.0098 | 8.3412 | 4.1706 | 0 | 100 | 4.1706 |  |  | 22.054 |  | 0.55254 | 55.2542 | 0 | 0 | 2014-01-03 14:30 | 16009.8333 | 16.0098
|  | 2014-01-03 15:05:02 | 43.0033 | 5.9373 | 23.7493 | 8.3248 | 8.3248 | 0.85833 | 0.85833 | 1.2888 | 1.2888 | 0.076 | 0.076 | 16.0882 | 16.0882 | 7.3822 | 3.6911 | 0 | 100 | 3.6911 |  |  | 23.9868 |  | 0.55227 | 55.2267 | 0 | 0 | 2014-01-03 15:00 | 16088.1667 | 16.0882
|  | 2014-01-03 15:35:03 | 43.5347 | 5.9203 | 23.6813 | 8.3255 | 8.3255 | 0.85767 | 0.85767 | 1.2867 | 1.2867 | 0.076 | 0.076 | 16.053 | 16.053 | 6.7455 | 3.3728 | 0 | 100 | 3.3728 |  |  | 22.4973 |  | 0.54396 | 54.3965 | 0 | 0 | 2014-01-03 15:30 | 16053 | 16.053
|  | 2014-01-03 16:05:02 | 45.1247 | 5.736 | 22.944 | 8.3438 | 8.3438 | 0.85883 | 0.85883 | 1.2803 | 1.2803 | 0 | 0 | 16.103 | 16.103 | 4.4053 | 2.2027 | 0 | 100 | 2.2027 |  |  | 22.2557 |  | 0.50846 | 50.8458 | 0 | 0 | 2014-01-03 16:00 | 16103 | 16.103
|  | 2014-01-03 16:35:03 | 47.6957 | 5.7338 | 22.9353 | 8.3232 | 8.3232 | 0.85183 | 0.85183 | 1.305 | 1.305 | 0 | 0 | 16.1672 | 16.1672 | 1.8868 | 0.94342 | 0 | 100 | 0.94342 |  |  | 21.7886 |  | 0.48087 | 48.0868 | 0 | 0 | 2014-01-03 16:30 | 16167.1667 | 16.1672
|  | 2014-01-03 17:05:04 | 48.8213 | 5.9597 | 23.8387 | 8.3272 | 8.3272 | 0.86417 | 0.86417 | 1.3098 | 1.3098 | 0 | 0 | 16.4527 | 16.4527 | 1.9712 | 0.98558 | 0 | 100 | 0.98558 |  |  | 22.4083 |  | 0.48828 | 48.8284 | 0 | 0 | 2014-01-03 17:00 | 16452.6667 | 16.4527
|  | 2014-01-03 17:35:04 | 48.7713 | 5.9982 | 23.9927 | 8.3175 | 8.3175 | 0.85917 | 0.85917 | 1.3105 | 1.3105 | 0 | 0 | 16.4377 | 16.4377 | 2.1462 | 1.0731 | 0 | 100 | 1.0731 |  |  | 23.5128 |  | 0.49194 | 49.1942 | 0 | 0 | 2014-01-03 17:30 | 16437.6667 | 16.4377
|  | 2014-01-03 18:05:03 | 48.047 | 5.839 | 23.356 | 8.3222 | 8.3222 | 0.86167 | 0.86167 | 1.2953 | 1.2953 | 0 | 0 | 16.3907 | 16.3907 | 2.1788 | 1.0894 | 0 | 100 | 1.0894 |  |  | 21.9546 |  | 0.48611 | 48.6107 | 0 | 0 | 2014-01-03 18:00 | 16390.6667 | 16.3907
|  | 2014-01-03 18:35:06 | 47.1035 | 6.0137 | 24.0547 | 8.3185 | 8.3185 | 0.86167 | 0.86167 | 1.3067 | 1.3067 | 0 | 0 | 16.406 | 16.406 | 3.844 | 1.922 | 0 | 100 | 1.922 |  |  | 24.0547 |  | 0.51068 | 51.0677 | 0 | 0 | 2014-01-03 18:30 | 16406 | 16.406
|  | 2014-01-03 19:05:03 | 45.8322 | 6.0518 | 24.2073 | 8.2527 | 8.2527 | 0.8605 | 0.8605 | 1.3243 | 1.3243 | 0 | 0 | 16.3773 | 16.3773 | 5.19 | 2.595 | 0 | 100 | 2.595 |  |  | 22.2707 |  | 0.52817 | 52.8173 | 0 | 0 | 2014-01-03 19:00 | 16377.3333 | 16.3773
|  | 2014-01-03 19:35:03 | 44.2563 | 6.069 | 24.276 | 8.1153 | 8.1153 | 0.8245 | 0.8245 | 1.3178 | 1.3178 | 0 | 0 | 16.1853 | 16.1853 | 6.4627 | 3.2313 | 0 | 100 | 3.2313 |  |  | 26.4608 |  | 0.54853 | 54.8532 | 0 | 0 | 2014-01-03 19:30 | 16185.3333 | 16.1853
|  | 2014-01-03 20:05:03 | 42.5742 | 5.9653 | 23.8613 | 8.0838 | 8.0838 | 0.68567 | 0.68567 | 1.1787 | 1.1787 | 0 | 0 | 15.7562 | 15.7562 | 6.9915 | 3.4958 | 0 | 100 | 3.4958 |  |  | 26.0089 |  | 0.56047 | 56.0465 | 0 | 0 | 2014-01-03 20:00 | 15756.1667 | 15.7562
|  | 2014-01-03 20:35:04 | 40.8748 | 5.8675 | 23.47 | 8.082 | 8.082 | 0.67283 | 0.67283 | 0.72667 | 0.72667 | 0 | 0 | 15.0717 | 15.0717 | 7.1483 | 3.5742 | 0 | 100 | 3.5742 |  |  | 21.123 |  | 0.57419 | 57.4192 | 0 | 0 | 2014-01-03 20:30 | 15071.6667 | 15.0717
|  | 2014-01-03 21:05:03 | 39.3595 | 5.8272 | 23.3087 | 8.085 | 8.085 | 0.65517 | 0.65517 | 0.68 | 0.68 | 0 | 0 | 14.4258 | 14.4258 | 7.7952 | 3.8976 | 0 | 100 | 3.8976 |  |  | 21.9101 |  | 0.5922 | 59.2199 | 0 | 0 | 2014-01-03 21:00 | 14425.8333 | 14.4258
|  | 2014-01-03 21:35:04 | 37.5212 | 5.6282 | 22.5127 | 8.0888 | 8.0888 | 0.6575 | 0.6575 | 0.68 | 0.68 | 0 | 0 | 13.9718 | 13.9718 | 8.3897 | 4.1948 | 0 | 100 | 4.1948 |  |  | 23.6383 |  | 0.6 | 59.9999 | 0 | 0 | 2014-01-03 21:30 | 13971.8333 | 13.9718
|  | 2014-01-03 22:05:04 | 35.9693 | 5.3732 | 21.4927 | 8.0897 | 8.0897 | 0.68233 | 0.68233 | 0.67983 | 0.67983 | 0 | 0 | 13.5025 | 13.5025 | 8.4777 | 4.2388 | 0 | 100 | 4.2388 |  |  | 21.2777 |  | 0.59753 | 59.7528 | 0 | 0 | 2014-01-03 22:00 | 13502.5 | 13.5025
|  | 2014-01-03 22:35:03 | 34.4892 | 5.3195 | 21.278 | 8.0965 | 8.0965 | 0.7235 | 0.7235 | 0.68 | 0.68 | 0 | 0 | 12.4718 | 12.4718 | 8.7607 | 4.3803 | 0 | 100 | 4.3803 |  |  | 20.4269 |  | 0.61695 | 61.6947 | 0 | 0 | 2014-01-03 22:30 | 12471.8333 | 12.4718
|  | 2014-01-03 23:05:04 | 33.2323 | 5.3768 | 21.5073 | 8.1043 | 8.1043 | 0.7315 | 0.7315 | 0.66 | 0.66 | 0 | 0 | 11.5472 | 11.5472 | 9.318 | 4.659 | 0 | 100 | 4.659 |  |  | 22.1526 |  | 0.64718 | 64.7181 | 0 | 0 | 2014-01-03 23:00 | 11547.1667 | 11.5472
|  | 2014-01-03 23:35:04 | 32.6742 | 5.3055 | 21.222 | 8.1225 | 8.1225 | 0.7325 | 0.7325 | 0.65417 | 0.65417 | 0 | 0 | 11.2188 | 11.2188 | 9.2758 | 4.6379 | 0 | 100 | 4.6379 |  |  | 21.6464 |  | 0.6495 | 64.9504 | 0 | 0 | 2014-01-03 23:30 | 11218.8333 | 11.2188
|  | 2014-01-04 00:05:03 | 32.152 | 5.2065 | 20.826 | 8.2527 | 8.2527 | 0.73333 | 0.73333 | 0.6535 | 0.6535 | 0 | 0 | 11.2645 | 11.2645 | 9.578 | 4.789 | 0 | 100 | 4.789 |  |  | 19.5764 |  | 0.64774 | 64.7736 | 0 | 0 | 2014-01-04 | 11264.5 | 11.2645
|  | 2014-01-04 00:35:02 | 32.1893 | 5.1318 | 20.5273 | 8.3295 | 8.3295 | 0.73117 | 0.73117 | 0.65417 | 0.65417 | 0 | 0 | 11.2975 | 11.2975 | 9.3503 | 4.6752 | 0 | 100 | 4.6752 |  |  | 18.8851 |  | 0.63771 | 63.7706 | 0 | 0 | 2014-01-04 00:30 | 11297.5 | 11.2975
|  | 2014-01-04 01:05:05 | 31.7493 | 5.0827 | 20.3307 | 8.3318 | 8.3318 | 0.73183 | 0.73183 | 0.65467 | 0.65467 | 0 | 0 | 11.2518 | 11.2518 | 9.5515 | 4.7758 | 0 | 100 | 4.7758 |  |  | 22.1604 |  | 0.64035 | 64.0349 | 0 | 0 | 2014-01-04 01:00 | 11251.8333 | 11.2518
|  | 2014-01-04 01:35:02 | 31.0775 | 4.902 | 19.608 | 8.3255 | 8.3255 | 0.7335 | 0.7335 | 0.654 | 0.654 | 0 | 0 | 11.1355 | 11.1355 | 9.379 | 4.6895 | 0 | 100 | 4.6895 |  |  | 20.3923 |  | 0.63094 | 63.0939 | 0 | 0 | 2014-01-04 01:30 | 11135.5 | 11.1355
|  | 2014-01-04 02:05:02 | 30.4908 | 4.662 | 18.648 | 8.323 | 8.323 | 0.73567 | 0.73567 | 0.65467 | 0.65467 | 0 | 0 | 10.8977 | 10.8977 | 8.7682 | 4.3841 | 0 | 100 | 4.3841 |  |  | 19.021 |  | 0.61159 | 61.1594 | 0 | 0 | 2014-01-04 02:00 | 10897.6667 | 10.8977
|  | 2014-01-04 02:35:03 | 30.1825 | 4.5562 | 18.2247 | 8.3275 | 8.3275 | 0.73583 | 0.73583 | 0.65483 | 0.65483 | 0 | 0 | 10.7307 | 10.7307 | 8.491 | 4.2455 | 0 | 100 | 4.2455 |  |  | 18.9537 |  | 0.60382 | 60.3816 | 0 | 0 | 2014-01-04 02:30 | 10730.6667 | 10.7307
|  | 2014-01-04 03:05:04 | 29.5495 | 4.46 | 17.84 | 8.3278 | 8.3278 | 0.7365 | 0.7365 | 0.6545 | 0.6545 | 0 | 0 | 10.1587 | 10.1587 | 8.168 | 4.084 | 0 | 100 | 4.084 |  |  | 16.5912 |  | 0.60373 | 60.3733 | 0 | 0 | 2014-01-04 03:00 | 10158.6667 | 10.1587
|  | 2014-01-04 03:35:05 | 28.964 | 4.5962 | 18.3847 | 8.3302 | 8.3302 | 0.735 | 0.735 | 0.65467 | 0.65467 | 0 | 0 | 9.478 | 9.478 | 8.6185 | 4.3092 | 0 | 100 | 4.3092 |  |  | 20.0393 |  | 0.63474 | 63.4742 | 0 | 0 | 2014-01-04 03:30 | 9478 | 9.478
|  | 2014-01-04 04:05:05 | 28.5362 | 4.4497 | 17.7987 | 8.4308 | 8.4308 | 0.72383 | 0.72383 | 0.65483 | 0.65483 | 0 | 0 | 9.2608 | 9.2608 | 8.3328 | 4.1664 | 0 | 100 | 4.1664 |  |  | 16.7307 |  | 0.62372 | 62.3723 | 0 | 0 | 2014-01-04 04:00 | 9260.8333 | 9.2608
|  | 2014-01-04 04:35:03 | 28.3535 | 4.2218 | 16.8873 | 8.4668 | 8.4668 | 0.722 | 0.722 | 0.6545 | 0.6545 | 0 | 0 | 9.276 | 9.276 | 7.6532 | 3.8266 | 0 | 100 | 3.8266 |  |  | 16.3807 |  | 0.5956 | 59.56 | 0 | 0 | 2014-01-04 04:30 | 9276 | 9.276
|  | 2014-01-04 05:05:04 | 28.463 | 4.1882 | 16.7527 | 8.4735 | 8.4735 | 0.74117 | 0.74117 | 0.65467 | 0.65467 | 0 | 0 | 9.4087 | 9.4087 | 7.5677 | 3.7838 | 0 | 100 | 3.7838 |  |  | 16.4176 |  | 0.58858 | 58.8577 | 0 | 0 | 2014-01-04 05:00 | 9408.6667 | 9.4087
|  | 2014-01-04 05:35:03 | 28.7 | 4.2803 | 17.1213 | 8.4032 | 8.4032 | 0.75167 | 0.75167 | 0.655 | 0.655 | 0 | 0 | 9.6755 | 9.6755 | 7.9067 | 3.9533 | 0 | 100 | 3.9533 |  |  | 17.1213 |  | 0.59656 | 59.6562 | 0 | 0 | 2014-01-04 05:30 | 9675.5 | 9.6755
|  | 2014-01-04 06:05:03 | 29.7903 | 4.4122 | 17.6487 | 8.2712 | 8.2712 | 0.7625 | 0.7625 | 0.65467 | 0.65467 | 0 | 0 | 10.8483 | 10.8483 | 8.395 | 4.1975 | 0 | 100 | 4.1975 |  |  | 18.3546 |  | 0.59243 | 59.2429 | 0 | 0 | 2014-01-04 06:00 | 10848.3333 | 10.8483
|  | 2014-01-04 06:35:02 | 30.1117 | 4.0837 | 16.3347 | 8.2448 | 8.2448 | 0.75183 | 0.75183 | 0.6505 | 0.6505 | 0 | 0 | 11.3112 | 11.3112 | 7.1813 | 3.5907 | 0 | 100 | 3.5907 |  |  | 17.9681 |  | 0.54247 | 54.247 | 0 | 0 | 2014-01-04 06:30 | 11311.1667 | 11.3112
|  | 2014-01-04 07:05:05 | 30.334 | 4.078 | 16.312 | 8.2535 | 8.2535 | 0.91167 | 0.91167 | 0.633 | 0.633 | 0 | 0 | 11.542 | 11.542 | 7.3182 | 3.6591 | 0 | 100 | 3.6591 |  |  | 17.1276 |  | 0.53775 | 53.7746 | 0 | 0 | 2014-01-04 07:00 | 11542 | 11.542
|  | 2014-01-04 07:35:03 | 31.4962 | 3.9432 | 15.7727 | 8.2497 | 8.2497 | 0.98383 | 0.98383 | 0.654 | 0.654 | 0 | 0 | 12.5253 | 12.5253 | 6.6893 | 3.3447 | 0 | 100 | 3.3447 |  |  | 14.6686 |  | 0.50078 | 50.0781 | 0 | 0 | 2014-01-04 07:30 | 12525.3333 | 12.5253
|  | 2014-01-04 08:05:02 | 33.349 | 3.831 | 15.324 | 8.1105 | 8.1105 | 1.0005 | 1.0005 | 0.65417 | 0.65417 | 0 | 0 | 14.0802 | 14.0802 | 5.8203 | 2.9102 | 0 | 100 | 2.9102 |  |  | 15.937 |  | 0.4595 | 45.9504 | 0 | 0 | 2014-01-04 08:00 | 14080.1667 | 14.0802
|  | 2014-01-04 08:35:04 | 35.0878 | 3.7937 | 15.1747 | 7.8895 | 7.8895 | 1.0133 | 1.0133 | 0.65383 | 0.65383 | 0 | 0 | 15.4907 | 15.4907 | 5.1342 | 2.5671 | 0 | 100 | 2.5671 |  |  | 14.2642 |  | 0.43248 | 43.2477 | 0 | 0 | 2014-01-04 08:30 | 15490.6667 | 15.4907
|  | 2014-01-04 09:05:03 | 37.1382 | 3.722 | 14.888 | 7.8915 | 7.8915 | 1.0268 | 1.0268 | 0.65383 | 0.65383 | 0.6408 | 0.6408 | 16.1005 | 16.1005 | 4.0633 | 2.0316 | 0 | 100 | 2.0316 |  |  | 14.2925 |  | 0.40088 | 40.0881 | 0 | 0 | 2014-01-04 09:00 | 16100.5 | 16.1005
|  | 2014-01-04 09:35:02 | 38.3868 | 3.7637 | 15.0547 | 7.8987 | 7.8987 | 1.0278 | 1.0278 | 0.65433 | 0.65433 | 0.6408 | 0.6408 | 16.4273 | 16.4273 | 3.3168 | 1.6584 | 0 | 100 | 1.6584 |  |  | 14.3019 |  | 0.39218 | 39.2183 | 0 | 0 | 2014-01-04 09:30 | 16427.3333 | 16.4273
|  | 2014-01-04 10:05:04 | 39.5538 | 3.6975 | 14.79 | 7.9032 | 7.9032 | 1.0273 | 1.0273 | 0.65383 | 0.65383 | 1.534 | 1.534 | 16.5123 | 16.5123 | 2.8668 | 1.4334 | 0 | 100 | 1.4334 |  |  | 15.3816 |  | 0.37392 | 37.3921 | 0 | 0 | 2014-01-04 10:00 | 16512.3333 | 16.5123
|  | 2014-01-04 10:35:03 | 40.3252 | 3.5313 | 14.1253 | 8.0262 | 8.0262 | 1.0197 | 1.0197 | 0.65417 | 0.65417 | 1.534 | 1.534 | 16.5635 | 16.5635 | 1.5977 | 0.79883 | 0 | 100 | 0.79883 |  |  | 13.7016 |  | 0.35029 | 35.0286 | 0 | 0 | 2014-01-04 10:30 | 16563.5 | 16.5635
|  | 2014-01-04 11:05:05 | 40.9885 | 3.387 | 13.548 | 8.1213 | 8.1213 | 1.0238 | 1.0238 | 0.67083 | 0.67083 | 2.354 | 2.354 | 16.6928 | 16.6928 | 1.4223 | 0.71117 | 0 | 100 | 0.71117 |  |  | 12.5996 |  | 0.33053 | 33.0532 | 0 | 0 | 2014-01-04 11:00 | 16692.8333 | 16.6928
|  | 2014-01-04 11:35:02 | 41.2557 | 3.251 | 13.004 | 8.1353 | 8.1353 | 1.0262 | 1.0262 | 0.68983 | 0.68983 | 2.354 | 2.354 | 16.7093 | 16.7093 | 0.663 | 0.3315 | 0 | 100 | 0.3315 |  |  | 13.7842 |  | 0.31521 | 31.5205 | 0 | 0 | 2014-01-04 11:30 | 16709.3333 | 16.7093
|  | 2014-01-04 12:05:04 | 41.5167 | 3.1873 | 12.7493 | 8.132 | 8.132 | 1.0258 | 1.0258 | 0.6895 | 0.6895 | 1.8756 | 1.8756 | 16.6702 | 16.6702 | -0.37423 | -0.18712 | 0 | 99.8129 | 0 |  |  | 13.7693 |  | 0.30709 | 30.709 | 0 | 0.37423 | 2014-01-04 12:00 | 16670.1667 | 16.6702
|  | 2014-01-04 12:35:02 | 41.5518 | 3.1522 | 12.6087 | 8.1312 | 8.1312 | 1.0232 | 1.0232 | 0.68983 | 0.68983 | 1.8756 | 1.8756 | 16.6472 | 16.6472 | -0.57623 | -0.28812 | 0 | 99.5248 | 0 |  |  | 11.8521 |  | 0.30344 | 30.3444 | 0 | 0.57623 | 2014-01-04 12:30 | 16647.1667 | 16.6472
|  | 2014-01-04 13:05:04 | 41.3427 | 3.0582 | 12.2327 | 8.1338 | 8.1338 | 1.0258 | 1.0258 | 0.689 | 0.689 | 1.0192 | 1.0192 | 16.6188 | 16.6188 | -1.6233 | -0.81165 | 0 | 98.7131 | 0 |  |  | 13.4559 |  | 0.29588 | 29.5885 | 0 | 1.6233 | 2014-01-04 13:00 | 16618.8333 | 16.6188
|  | 2014-01-04 13:35:04 | 41.235 | 2.8613 | 11.4453 | 8.1313 | 8.1313 | 1.0222 | 1.0222 | 0.66783 | 0.66783 | 1.0192 | 1.0192 | 16.6065 | 16.6065 | -2.3426 | -1.1713 | 0 | 97.5418 | 0 |  |  | 10.5297 |  | 0.27756 | 27.7564 | 0 | 2.3426 | 2014-01-04 13:30 | 16606.5 | 16.6065
|  | 2014-01-04 14:05:02 | 41.0835 | 2.8938 | 11.5753 | 8.131 | 8.131 | 1.0185 | 1.0185 | 0.6545 | 0.6545 | 0.2388 | 0.2388 | 16.6077 | 16.6077 | -2.8577 | -1.4288 | 0 | 96.1129 | 0 |  |  | 11.1123 |  | 0.28175 | 28.1751 | 0 | 2.8577 | 2014-01-04 14:00 | 16607.6667 | 16.6077
|  | 2014-01-04 14:35:03 | 40.8648 | 2.7415 | 10.966 | 8.127 | 8.127 | 1.0212 | 1.0212 | 0.65433 | 0.65433 | 0.2388 | 0.2388 | 16.6177 | 16.6177 | -3.2399 | -1.6199 | 0 | 94.493 | 0 |  |  | 9.8694 |  | 0.26835 | 26.8348 | 0 | 3.2399 | 2014-01-04 14:30 | 16617.6667 | 16.6177
|  | 2014-01-04 15:05:03 | 41.0772 | 2.3678 | 9.4713 | 8.1215 | 8.1215 | 1.0238 | 1.0238 | 0.6545 | 0.6545 | 0.036 | 0.036 | 16.543 | 16.543 | -5.227 | -2.6135 | 0 | 91.8795 | 0 |  |  | 9.3766 |  | 0.23057 | 23.0574 | 0 | 5.227 | 2014-01-04 15:00 | 16543 | 16.543
|  | 2014-01-04 15:35:03 | 41.5582 | 2.0763 | 8.3053 | 8.1252 | 8.1252 | 1.0238 | 1.0238 | 0.65483 | 0.65483 | 0.036 | 0.036 | 16.621 | 16.621 | -6.792 | -3.396 | 0 | 88.4835 | 0 |  |  | 9.1359 |  | 0.19985 | 19.9848 | 0 | 6.792 | 2014-01-04 15:30 | 16621 | 16.621
|  | 2014-01-04 16:05:03 | 43.118 | 2.1015 | 8.406 | 8.1308 | 8.1308 | 1.0207 | 1.0207 | 0.67683 | 0.67683 | 0 | 0 | 16.6118 | 16.6118 | -8.2718 | -4.1359 | 0 | 84.3476 | 0 |  |  | 8.8263 |  | 0.19495 | 19.4953 | 0 | 8.2718 | 2014-01-04 16:00 | 16611.8333 | 16.6118
|  | 2014-01-04 16:35:03 | 45.4638 | 2.1377 | 8.5507 | 8.1335 | 8.1335 | 1.02 | 1.02 | 0.68933 | 0.68933 | 0 | 0 | 16.657 | 16.657 | -10.4133 | -5.2067 | 0 | 79.1409 | 0 |  |  | 9.1492 |  | 0.18808 | 18.8076 | 0 | 10.4133 | 2014-01-04 16:30 | 16657 | 16.657
|  | 2014-01-04 17:05:03 | 46.8028 | 1.9765 | 7.906 | 8.1327 | 8.1327 | 1.0278 | 1.0278 | 0.68133 | 0.68133 | 0 | 0 | 16.7133 | 16.7133 | -12.3417 | -6.1708 | 0 | 72.9701 | 0 |  |  | 8.2222 |  | 0.16892 | 16.8921 | 0 | 12.3417 | 2014-01-04 17:00 | 16713.3333 | 16.7133
|  | 2014-01-04 17:35:03 | 46.9793 | 1.548 | 6.192 | 8.1332 | 8.1332 | 1.0402 | 1.0402 | 0.67983 | 0.67983 | 0 | 0 | 16.7662 | 16.7662 | -14.168 | -7.084 | 0 | 65.8861 | 0 |  |  | 5.8824 |  | 0.1318 | 13.1803 | 0 | 14.168 | 2014-01-04 17:30 | 16766.1667 | 16.7662
|  | 2014-01-04 18:05:03 | 46.5883 | 1.5303 | 6.1213 | 8.0638 | 8.0638 | 1.0367 | 1.0367 | 0.67933 | 0.67933 | 0 | 0 | 16.8018 | 16.8018 | -13.8853 | -6.9427 | 0 | 58.9434 | 0 |  |  | 5.9377 |  | 0.13139 | 13.1392 | 0 | 13.8853 | 2014-01-04 18:00 | 16801.8333 | 16.8018
|  | 2014-01-04 18:35:04 | 45.4362 | 1.4668 | 5.8673 | 7.9257 | 7.9257 | 1.0378 | 1.0378 | 0.6795 | 0.6795 | 0 | 0 | 16.7755 | 16.7755 | -13.1503 | -6.5752 | 0 | 52.3683 | 0 |  |  | 5.6913 |  | 0.12913 | 12.9134 | 0 | 13.1503 | 2014-01-04 18:30 | 16775.5 | 16.7755
|  | 2014-01-04 19:05:03 | 44.3247 | 1.3533 | 5.4133 | 7.8818 | 7.8818 | 1.0285 | 1.0285 | 0.67983 | 0.67983 | 0 | 0 | 16.8547 | 16.8547 | -12.4665 | -6.2332 | 0 | 46.135 | 0 |  |  | 5.7381 |  | 0.12213 | 12.2129 | 0 | 12.4665 | 2014-01-04 19:00 | 16854.6667 | 16.8547
|  | 2014-01-04 19:35:03 | 42.9488 | 1.394 | 5.576 | 7.8798 | 7.8798 | 1.0328 | 1.0328 | 0.67967 | 0.67967 | 0 | 0 | 16.9013 | 16.9013 | -10.8792 | -5.4396 | 0 | 40.6954 | 0 |  |  | 5.2972 |  | 0.12983 | 12.9829 | 0 | 10.8792 | 2014-01-04 19:30 | 16901.3333 | 16.9013
|  | 2014-01-04 20:05:03 | 41.7113 | 1.6647 | 6.6587 | 7.8793 | 7.8793 | 1.0335 | 1.0335 | 0.68033 | 0.68033 | 0 | 0 | 16.8645 | 16.8645 | -8.595 | -4.2975 | 0 | 36.3979 | 0 |  |  | 6.1926 |  | 0.15964 | 15.9637 | 0 | 8.595 | 2014-01-04 20:00 | 16864.5 | 16.8645
|  | 2014-01-04 20:35:02 | 40.2587 | 1.7842 | 7.1367 | 7.8845 | 7.8845 | 1.0328 | 1.0328 | 0.68 | 0.68 | 0 | 0 | 16.493 | 16.493 | -7.0317 | -3.5158 | 0 | 32.8821 | 0 |  |  | 7.3508 |  | 0.17727 | 17.727 | 0 | 7.0317 | 2014-01-04 20:30 | 16493 | 16.493
|  | 2014-01-04 21:05:03 | 38.868 | 1.8308 | 7.3233 | 7.888 | 7.888 | 1.036 | 1.036 | 0.66033 | 0.66033 | 0 | 0 | 15.7785 | 15.7785 | -6.1818 | -3.0909 | 0 | 29.7912 | 0 |  |  | 6.591 |  | 0.18842 | 18.8415 | 0 | 6.1818 | 2014-01-04 21:00 | 15778.5 | 15.7785
|  | 2014-01-04 21:35:03 | 37.5005 | 2.0927 | 8.3707 | 7.8955 | 7.8955 | 1.0367 | 1.0367 | 0.65483 | 0.65483 | 0 | 0 | 15.1442 | 15.1442 | -4.3987 | -2.1993 | 0 | 27.5919 | 0 |  |  | 8.4544 |  | 0.22321 | 22.3215 | 0 | 4.3987 | 2014-01-04 21:30 | 15144.1667 | 15.1442
|  | 2014-01-04 22:05:03 | 36.1817 | 2.1192 | 8.4767 | 7.9517 | 7.9517 | 1.037 | 1.037 | 0.65467 | 0.65467 | 0 | 0 | 14.2603 | 14.2603 | -3.8013 | -1.9007 | 0 | 25.6912 | 0 |  |  | 8.2224 |  | 0.23428 | 23.4281 | 0 | 3.8013 | 2014-01-04 22:00 | 14260.3333 | 14.2603
|  | 2014-01-04 22:35:03 | 35.1422 | 2.4382 | 9.7527 | 8.0335 | 8.0335 | 1.0213 | 1.0213 | 0.6545 | 0.6545 | 0 | 0 | 13.9382 | 13.9382 | -1.742 | -0.871 | 0 | 24.8202 | 0 |  |  | 9.9477 |  | 0.27752 | 27.752 | 0 | 1.742 | 2014-01-04 22:30 | 13938.1667 | 13.9382
|  | 2014-01-04 23:05:04 | 33.9268 | 2.4985 | 9.994 | 8.0848 | 8.0848 | 0.8335 | 0.8335 | 0.65467 | 0.65467 | 0 | 0 | 13.9317 | 13.9317 | -0.42817 | -0.21408 | 0 | 24.6061 | 0 |  |  | 8.9946 |  | 0.29458 | 29.4575 | 0 | 0.42817 | 2014-01-04 23:00 | 13931.6667 | 13.9317
|  | 2014-01-04 23:35:04 | 33.0243 | 2.6153 | 10.4613 | 8.1382 | 8.1382 | 0.79667 | 0.79667 | 0.6545 | 0.6545 | 0 | 0 | 13.61 | 13.61 | 0.63633 | 0.31817 | 0 | 24.9243 | 0 |  |  | 9.9383 |  | 0.31678 | 31.6777 | 0 | 0 | 2014-01-04 23:30 | 13610 | 13.61
|  | 2014-01-05 00:05:03 | 32.3337 | 2.489 | 9.956 | 8.14 | 8.14 | 0.7945 | 0.7945 | 0.65217 | 0.65217 | 0 | 0 | 13.4578 | 13.4578 | 0.66683 | 0.33342 | 0 | 25.2577 | 0 |  |  | 10.6529 |  | 0.30791 | 30.7914 | 0 | 0 | 2014-01-05 | 13457.8333 | 13.4578
|  | 2014-01-05 00:35:03 | 32.5152 | 2.4557 | 9.8227 | 8.136 | 8.136 | 0.7915 | 0.7915 | 0.64583 | 0.64583 | 0 | 0 | 13.8277 | 13.8277 | 0.7085 | 0.35425 | 0 | 25.6119 | 0 |  |  | 9.2333 |  | 0.30209 | 30.2095 | 0 | 0 | 2014-01-05 00:30 | 13827.6667 | 13.8277
|  | 2014-01-05 01:05:02 | 32.4313 | 2.4412 | 9.7647 | 8.1263 | 8.1263 | 0.78983 | 0.78983 | 0.64967 | 0.64967 | 0 | 0 | 14.1858 | 14.1858 | 1.085 | 0.5425 | 0 | 26.1544 | 0 |  |  | 9.5694 |  | 0.30109 | 30.1087 | 0 | 0 | 2014-01-05 01:00 | 14185.8333 | 14.1858
|  | 2014-01-05 01:35:04 | 31.856 | 2.5075 | 10.03 | 8.1282 | 8.1282 | 0.7895 | 0.7895 | 0.65483 | 0.65483 | 0 | 0 | 14.007 | 14.007 | 1.7535 | 0.87675 | 0 | 27.0312 | 0 |  |  | 10.9327 |  | 0.31485 | 31.4854 | 0 | 0 | 2014-01-05 01:30 | 14007 | 14.007
|  | 2014-01-05 02:05:03 | 31.5442 | 2.4443 | 9.7773 | 8.1265 | 8.1265 | 0.7905 | 0.7905 | 0.65483 | 0.65483 | 0 | 0 | 14.0782 | 14.0782 | 1.8832 | 0.94158 | 0 | 27.9728 | 0 |  |  | 8.7996 |  | 0.30996 | 30.9957 | 0 | 0 | 2014-01-05 02:00 | 14078.1667 | 14.0782
|  | 2014-01-05 02:35:05 | 31.4728 | 2.3702 | 9.4807 | 8.1313 | 8.1313 | 0.79 | 0.79 | 0.655 | 0.655 | 0 | 0 | 14.0608 | 14.0608 | 1.645 | 0.8225 | 0 | 28.7953 | 0 |  |  | 9.4807 |  | 0.30123 | 30.1233 | 0 | 0 | 2014-01-05 02:30 | 14060.8333 | 14.0608
|  | 2014-01-05 03:05:03 | 30.8277 | 2.2642 | 9.0567 | 8.1298 | 8.1298 | 0.79067 | 0.79067 | 0.655 | 0.655 | 0 | 0 | 13.8647 | 13.8647 | 1.6692 | 0.83458 | 0 | 29.6299 | 0 |  |  | 8.8755 |  | 0.29378 | 29.3784 | 0 | 0 | 2014-01-05 03:00 | 13864.6667 | 13.8647
|  | 2014-01-05 03:35:05 | 29.9237 | 2.1255 | 8.502 | 8.1298 | 8.1298 | 0.77333 | 0.77333 | 0.65433 | 0.65433 | 0 | 0 | 13.1393 | 13.1393 | 1.2752 | 0.63758 | 0 | 30.2674 | 0 |  |  | 8.587 |  | 0.28412 | 28.4123 | 0 | 0 | 2014-01-05 03:30 | 13139.3333 | 13.1393
|  | 2014-01-05 04:05:05 | 29.397 | 2.1237 | 8.4947 | 8.1315 | 8.1315 | 0.776 | 0.776 | 0.6535 | 0.6535 | 0 | 0 | 12.7238 | 12.7238 | 1.3825 | 0.69125 | 0 | 30.9587 | 0 |  |  | 8.2398 |  | 0.28896 | 28.8964 | 0 | 0 | 2014-01-05 04:00 | 12723.8333 | 12.7238
|  | 2014-01-05 04:35:05 | 29.0213 | 2.0672 | 8.2687 | 8.0433 | 8.0433 | 0.77567 | 0.77567 | 0.65333 | 0.65333 | 0 | 0 | 12.5268 | 12.5268 | 1.2465 | 0.62325 | 0 | 31.5819 | 0 |  |  | 9.0955 |  | 0.28492 | 28.4917 | 0 | 0 | 2014-01-05 04:30 | 12526.8333 | 12.5268
|  | 2014-01-05 05:05:04 | 28.72 | 1.9365 | 7.746 | 7.989 | 7.989 | 0.76967 | 0.76967 | 0.65483 | 0.65483 | 0 | 0 | 12.4163 | 12.4163 | 0.85583 | 0.42792 | 0 | 32.0099 | 0 |  |  | 8.4431 |  | 0.26971 | 26.9708 | 0 | 0 | 2014-01-05 05:00 | 12416.3333 | 12.4163
|  | 2014-01-05 05:35:03 | 28.8162 | 2.0253 | 8.1013 | 7.9243 | 7.9243 | 0.76967 | 0.76967 | 0.655 | 0.655 | 0 | 0 | 12.4395 | 12.4395 | 1.0737 | 0.53683 | 0 | 32.5467 | 0 |  |  | 8.1013 |  | 0.28114 | 28.1138 | 0 | 0 | 2014-01-05 05:30 | 12439.5 | 12.4395
|  | 2014-01-05 06:05:04 | 29.2537 | 2.0682 | 8.2727 | 7.9128 | 7.9128 | 0.76933 | 0.76933 | 0.655 | 0.655 | 0 | 0 | 12.74 | 12.74 | 1.0962 | 0.54808 | 0 | 33.0948 | 0 |  |  | 8.8518 |  | 0.28279 | 28.2791 | 0 | 0 | 2014-01-05 06:00 | 12740 | 12.74
|  | 2014-01-05 06:35:05 | 29.5047 | 2.1807 | 8.7227 | 7.905 | 7.905 | 0.76767 | 0.76767 | 0.65483 | 0.65483 | 0 | 0 | 12.88 | 12.88 | 1.4255 | 0.71275 | 0 | 33.8075 | 0 |  |  | 9.4205 |  | 0.29564 | 29.5637 | 0 | 0 | 2014-01-05 06:30 | 12880 | 12.88
|  | 2014-01-05 07:05:04 | 29.981 | 2.2167 | 8.8667 | 7.9013 | 7.9013 | 0.76833 | 0.76833 | 0.654 | 0.654 | 0 | 0 | 13.2028 | 13.2028 | 1.4122 | 0.70608 | 0 | 34.5136 | 0 |  |  | 9.4873 |  | 0.29574 | 29.5743 | 0 | 0 | 2014-01-05 07:00 | 13202.8333 | 13.2028
|  | 2014-01-05 07:35:03 | 30.3608 | 2.3507 | 9.4027 | 7.8985 | 7.8985 | 0.76667 | 0.76667 | 0.654 | 0.654 | 0 | 0 | 13.3148 | 13.3148 | 1.6758 | 0.83792 | 0 | 35.3515 | 0 |  |  | 9.0266 |  | 0.3097 | 30.9697 | 0 | 0 | 2014-01-05 07:30 | 13314.8333 | 13.3148
|  | 2014-01-05 08:05:04 | 30.8917 | 2.3595 | 9.438 | 7.8962 | 7.8962 | 0.76717 | 0.76717 | 0.65417 | 0.65417 | 0 | 0 | 13.4915 | 13.4915 | 1.3553 | 0.67767 | 0 | 36.0292 | 0 |  |  | 9.3436 |  | 0.30552 | 30.5519 | 0 | 0 | 2014-01-05 08:00 | 13491.5 | 13.4915
|  | 2014-01-05 08:35:06 | 31.4007 | 2.454 | 9.816 | 7.8972 | 7.8972 | 0.767 | 0.767 | 0.65417 | 0.65417 | 0 | 0 | 13.7132 | 13.7132 | 1.4468 | 0.72342 | 0 | 36.7526 | 0 |  |  | 10.6994 |  | 0.3126 | 31.2605 | 0 | 0 | 2014-01-05 08:30 | 13713.1667 | 13.7132
|  | 2014-01-05 09:05:04 | 33.4105 | 2.8235 | 11.294 | 7.8942 | 7.8942 | 0.78133 | 0.78133 | 0.65433 | 0.65433 | 0.404 | 0.404 | 14.5128 | 14.5128 | 2.1302 | 1.0651 | 0 | 37.8177 | 0 |  |  | 11.8587 |  | 0.33804 | 33.8037 | 0 | 0 | 2014-01-05 09:00 | 14512.8333 | 14.5128
|  | 2014-01-05 09:35:05 | 35.184 | 2.9173 | 11.6693 | 7.8998 | 7.8998 | 0.77917 | 0.77917 | 0.666 | 0.666 | 0.404 | 0.404 | 15.4433 | 15.4433 | 1.6777 | 0.83883 | 0 | 38.6565 | 0 |  |  | 11.0859 |  | 0.33167 | 33.1666 | 0 | 0 | 2014-01-05 09:30 | 15443.3333 | 15.4433
|  | 2014-01-05 10:05:03 | 36.956 | 2.9582 | 11.8327 | 7.898 | 7.898 | 0.88433 | 0.88433 | 0.67283 | 0.67283 | 0.6012 | 0.6012 | 16.0803 | 16.0803 | 1.0134 | 0.50668 | 0 | 39.1632 | 0 |  |  | 11.4777 |  | 0.32018 | 32.0183 | 0 | 0 | 2014-01-05 10:00 | 16080.3333 | 16.0803
|  | 2014-01-05 10:35:06 | 37.9587 | 3.0407 | 12.1627 | 7.951 | 7.951 | 0.9055 | 0.9055 | 0.68967 | 0.68967 | 0.6012 | 0.6012 | 16.3207 | 16.3207 | 0.67203 | 0.33602 | 0 | 39.4992 | 0 |  |  | 11.4329 |  | 0.32042 | 32.0419 | 0 | 0 | 2014-01-05 10:30 | 16320.6667 | 16.3207
|  | 2014-01-05 11:05:02 | 39.1095 | 3.0673 | 12.2693 | 7.9955 | 7.9955 | 0.93067 | 0.93067 | 0.67333 | 0.67333 | 0.5652 | 0.5652 | 16.4173 | 16.4173 | -0.25813 | -0.12907 | 0 | 39.3702 | 0 |  |  | 11.4105 |  | 0.31372 | 31.3717 | 0 | 0.25813 | 2014-01-05 11:00 | 16417.3333 | 16.4173
|  | 2014-01-05 11:35:03 | 40.0793 | 3.3272 | 13.3087 | 7.9848 | 7.9848 | 0.98783 | 0.98783 | 0.6825 | 0.6825 | 0.5652 | 0.5652 | 16.4608 | 16.4608 | -0.089467 | -0.044733 | 0 | 39.3254 | 0 |  |  | 12.5101 |  | 0.33206 | 33.2058 | 0 | 0.089467 | 2014-01-05 11:30 | 16460.8333 | 16.4608
|  | 2014-01-05 12:05:03 | 40.9742 | 3.7095 | 14.838 | 7.9885 | 7.9885 | 0.90917 | 0.90917 | 0.68967 | 0.68967 | 0.5276 | 0.5276 | 16.4725 | 16.4725 | 0.45127 | 0.22563 | 0 | 39.5511 | 0 |  |  | 14.0961 |  | 0.36213 | 36.2131 | 0 | 0 | 2014-01-05 12:00 | 16472.5 | 16.4725
|  | 2014-01-05 12:35:05 | 41.6807 | 4.0827 | 16.3307 | 7.9922 | 7.9922 | 0.89833 | 0.89833 | 0.67883 | 0.67883 | 0.5276 | 0.5276 | 16.5693 | 16.5693 | 1.3163 | 0.65813 | 0 | 40.2092 | 0 |  |  | 16.8206 |  | 0.3918 | 39.1804 | 0 | 0 | 2014-01-05 12:30 | 16569.3333 | 16.5693
|  | 2014-01-05 13:05:03 | 41.7633 | 4.4717 | 17.8867 | 8.013 | 8.013 | 0.8465 | 0.8465 | 0.6685 | 0.6685 | 0.4072 | 0.4072 | 16.8113 | 16.8113 | 2.8699 | 1.4349 | 0 | 41.6441 | 0 |  |  | 17.3501 |  | 0.42829 | 42.8286 | 0 | 0 | 2014-01-05 13:00 | 16811.3333 | 16.8113
|  | 2014-01-05 13:35:04 | 41.3397 | 4.6552 | 18.6207 | 8.062 | 8.062 | 0.80183 | 0.80183 | 0.67017 | 0.67017 | 0.4072 | 0.4072 | 16.8545 | 16.8545 | 4.0767 | 2.0383 | 0 | 43.6825 | 0 |  |  | 19.9241 |  | 0.45043 | 45.0431 | 0 | 0 | 2014-01-05 13:30 | 16854.5 | 16.8545
|  | 2014-01-05 14:05:04 | 41.2553 | 4.909 | 19.636 | 8.0568 | 8.0568 | 0.78833 | 0.78833 | 0.6695 | 0.6695 | 0.2244 | 0.2244 | 16.776 | 16.776 | 4.8957 | 2.4479 | 0 | 46.1303 | 0 |  |  | 19.8324 |  | 0.47596 | 47.5963 | 0 | 0 | 2014-01-05 14:00 | 16776 | 16.776
|  | 2014-01-05 14:35:03 | 41.0705 | 5.2662 | 21.0647 | 8.0593 | 8.0593 | 0.73167 | 0.73167 | 0.6695 | 0.6695 | 0.2244 | 0.2244 | 16.569 | 16.569 | 6.2481 | 3.124 | 0 | 49.2544 | 0 |  |  | 21.6966 |  | 0.51289 | 51.289 | 0 | 0 | 2014-01-05 14:30 | 16569 | 16.569
|  | 2014-01-05 15:05:02 | 41.2258 | 5.644 | 22.576 | 8.0515 | 8.0515 | 0.71617 | 0.71617 | 0.67017 | 0.67017 | 0.0212 | 0.0212 | 16.3387 | 16.3387 | 7.1479 | 3.5739 | 0 | 52.8283 | 0 |  |  | 24.3821 |  | 0.54762 | 54.7618 | 0 | 0 | 2014-01-05 15:00 | 16338.6667 | 16.3387
|  | 2014-01-05 15:35:03 | 41.9343 | 5.9028 | 23.6113 | 8.0522 | 8.0522 | 0.735 | 0.735 | 0.66967 | 0.66967 | 0.0212 | 0.0212 | 16.4117 | 16.4117 | 7.5667 | 3.7833 | 0 | 56.6117 | 0 |  |  | 25.5002 |  | 0.56305 | 56.3055 | 0 | 0 | 2014-01-05 15:30 | 16411.6667 | 16.4117
|  | 2014-01-05 16:05:02 | 43.7575 | 5.8613 | 23.4453 | 8.0452 | 8.0452 | 0.90417 | 0.90417 | 0.6775 | 0.6775 | 0 | 0 | 16.452 | 16.452 | 5.7667 | 2.8833 | 0 | 59.495 | 0 |  |  | 23.6798 |  | 0.5358 | 53.5801 | 0 | 0 | 2014-01-05 16:00 | 16452 | 16.452
|  | 2014-01-05 16:35:03 | 45.6053 | 5.9933 | 23.9733 | 8.0732 | 8.0732 | 0.96067 | 0.96067 | 0.68833 | 0.68833 | 0 | 0 | 16.415 | 16.415 | 4.5052 | 2.2526 | 0 | 61.7476 | 0 |  |  | 22.2952 |  | 0.52567 | 52.567 | 0 | 0 | 2014-01-05 16:30 | 16415 | 16.415
|  | 2014-01-05 17:05:03 | 46.1843 | 5.9907 | 23.9627 | 8.0842 | 8.0842 | 1.0188 | 1.0188 | 0.68933 | 0.68933 | 0 | 0 | 16.473 | 16.473 | 4.0437 | 2.0218 | 0 | 63.7694 | 0 |  |  | 25.6401 |  | 0.51885 | 51.8848 | 0 | 0 | 2014-01-05 17:00 | 16473 | 16.473
|  | 2014-01-05 17:35:06 | 46.0763 | 6.0647 | 24.2587 | 8.0852 | 8.0852 | 1.0158 | 1.0158 | 0.68733 | 0.68733 | 0 | 0 | 16.5415 | 16.5415 | 4.5122 | 2.2561 | 0 | 66.0255 | 0 |  |  | 24.5013 |  | 0.52649 | 52.6489 | 0 | 0 | 2014-01-05 17:30 | 16541.5 | 16.5415
|  | 2014-01-05 18:05:03 | 45.5498 | 5.8852 | 23.5407 | 8.0888 | 8.0888 | 1.0157 | 1.0157 | 0.67183 | 0.67183 | 0 | 0 | 16.476 | 16.476 | 4.2432 | 2.1216 | 0 | 68.1471 | 0 |  |  | 21.8928 |  | 0.51681 | 51.6811 | 0 | 0 | 2014-01-05 18:00 | 16476 | 16.476
|  | 2014-01-05 18:35:04 | 44.3423 | 5.8365 | 23.346 | 8.0967 | 8.0967 | 1.0113 | 1.0113 | 0.62567 | 0.62567 | 0 | 0 | 16.3647 | 16.3647 | 5.102 | 2.551 | 0 | 70.6981 | 0 |  |  | 24.7468 |  | 0.52649 | 52.6495 | 0 | 0 | 2014-01-05 18:30 | 16364.6667 | 16.3647
|  | 2014-01-05 19:05:03 | 43.3378 | 5.7812 | 23.1247 | 8.0948 | 8.0948 | 0.99967 | 0.99967 | 0.667 | 0.667 | 0 | 0 | 16.2858 | 16.2858 | 5.8342 | 2.9171 | 0 | 73.6152 | 0 |  |  | 22.8934 |  | 0.53359 | 53.3591 | 0 | 0 | 2014-01-05 19:00 | 16285.8333 | 16.2858
|  | 2014-01-05 19:35:03 | 41.8767 | 5.7732 | 23.0927 | 8.0978 | 8.0978 | 0.9275 | 0.9275 | 0.6695 | 0.6695 | 0 | 0 | 15.795 | 15.795 | 6.7058 | 3.3529 | 0 | 76.9681 | 0 |  |  | 24.7092 |  | 0.55144 | 55.1445 | 0 | 0 | 2014-01-05 19:30 | 15795 | 15.795
|  | 2014-01-05 20:05:04 | 40.9467 | 5.5143 | 22.0573 | 8.0945 | 8.0945 | 0.92683 | 0.92683 | 0.66933 | 0.66933 | 0 | 0 | 15.3767 | 15.3767 | 6.178 | 3.089 | 0 | 80.0571 | 0 |  |  | 23.6013 |  | 0.53868 | 53.8684 | 0 | 0 | 2014-01-05 20:00 | 15376.6667 | 15.3767
|  | 2014-01-05 20:35:04 | 39.3652 | 5.2272 | 20.9087 | 8.1035 | 8.1035 | 0.91883 | 0.91883 | 0.6695 | 0.6695 | 0 | 0 | 14.9742 | 14.9742 | 6.2095 | 3.1047 | 0 | 83.1618 | 0 |  |  | 22.3723 |  | 0.53115 | 53.1146 | 0 | 0 | 2014-01-05 20:30 | 14974.1667 | 14.9742
|  | 2014-01-05 21:05:03 | 37.8917 | 5.2368 | 20.9473 | 8.0973 | 8.0973 | 0.84867 | 0.84867 | 0.65667 | 0.65667 | 0 | 0 | 14.3907 | 14.3907 | 7.049 | 3.5245 | 0 | 86.6863 | 0 |  |  | 20.9473 |  | 0.55282 | 55.2822 | 0 | 0 | 2014-01-05 21:00 | 14390.6667 | 14.3907
|  | 2014-01-05 21:35:46 | 35.6202 | 5.0317 | 20.1267 | 8.11 | 8.11 | 0.84717 | 0.84717 | 0.64183 | 0.64183 | 0 | 0 | 13.1388 | 13.1388 | 7.2443 | 3.6222 | 0 | 90.3085 | 0 |  |  | 19.7241 |  | 0.56504 | 56.5036 | 0 | 0 | 2014-01-05 21:30 | 13138.8333 | 13.1388
|  | 2014-01-05 22:25:01 | 33.3552 | 4.9288 | 19.7153 | 8.1148 | 8.1148 | 0.80983 | 0.80983 | 0.59133 | 0.59133 | 0 | 0 | 12.1155 | 12.1155 | 7.9917 | 3.9958 | 0 | 94.3043 | 0 |  |  | 18.3353 |  | 0.59107 | 59.1073 | 0 | 0 | 2014-01-05 22:00 | 12115.5 | 12.1155
|  | 2014-01-05 22:55:02 | 31.4628 | 5.1402 | 20.5607 | 8.1213 | 8.1213 | 0.73017 | 0.73017 | 0.5445 | 0.5445 | 0 | 0 | 10.9338 | 10.9338 | 9.4277 | 4.7138 | 0 | 99.0182 | 0 |  |  | 19.7382 |  | 0.65349 | 65.3491 | 0 | 0 | 2014-01-05 22:30 | 10933.8333 | 10.9338
|  | 2014-01-05 23:25:03 | 29.995 | 5.156 | 20.624 | 8.1185 | 8.1185 | 0.70717 | 0.70717 | 0.54383 | 0.54383 | 0 | 0 | 9.9753 | 9.9753 | 9.9738 | 4.9869 | 0 | 100 | 4.9869 |  |  | 22.2739 |  | 0.68758 | 68.7581 | 0 | 0 | 2014-01-05 23:00 | 9975.3333 | 9.9753
|  | 2014-01-05 23:55:03 | 29.6273 | 5.0643 | 20.2573 | 8.1278 | 8.1278 | 0.708 | 0.708 | 0.55617 | 0.55617 | 0 | 0 | 9.7833 | 9.7833 | 9.8053 | 4.9027 | 0 | 100 | 4.9027 |  |  | 19.2445 |  | 0.68374 | 68.3738 | 0 | 0 | 2014-01-05 23:30 | 9783.3333 | 9.7833
|  | 2014-01-06 00:25:02 | 30.1552 | 5.1547 | 20.6187 | 8.1303 | 8.1303 | 0.71033 | 0.71033 | 0.59433 | 0.59433 | 0 | 0 | 10.0512 | 10.0512 | 9.9497 | 4.9748 | 0 | 100 | 4.9748 |  |  | 19.7939 |  | 0.68375 | 68.3752 | 0 | 0 | 2014-01-06 | 10051.1667 | 10.0512
|  | 2014-01-06 00:55:02 | 30.4897 | 5.0963 | 20.3853 | 8.1325 | 8.1325 | 0.70217 | 0.70217 | 0.59417 | 0.59417 | 0 | 0 | 10.1387 | 10.1387 | 9.4632 | 4.7316 | 0 | 100 | 4.7316 |  |  | 19.5699 |  | 0.6686 | 66.8598 | 0 | 0 | 2014-01-06 00:30 | 10138.6667 | 10.1387
|  | 2014-01-06 01:25:01 | 30.1012 | 5.1127 | 20.4507 | 8.1313 | 8.1313 | 0.695 | 0.695 | 0.59433 | 0.59433 | 0 | 0 | 9.8525 | 9.8525 | 9.6227 | 4.8113 | 0 | 100 | 4.8113 |  |  | 22.4957 |  | 0.6794 | 67.9398 | 0 | 0 | 2014-01-06 01:00 | 9852.5 | 9.8525
|  | 2014-01-06 01:55:01 | 29.581 | 5.1803 | 20.7213 | 8.135 | 8.135 | 0.69267 | 0.69267 | 0.5945 | 0.5945 | 0 | 0 | 9.436 | 9.436 | 9.9985 | 4.9992 | 0 | 100 | 4.9992 |  |  | 22.379 |  | 0.70049 | 70.0495 | 0 | 0 | 2014-01-06 01:30 | 9436 | 9.436
|  | 2014-01-06 02:25:02 | 29.2448 | 5.1833 | 20.7333 | 8.146 | 8.146 | 0.69117 | 0.69117 | 0.59417 | 0.59417 | 0 | 0 | 9.17 | 9.17 | 10.0898 | 5.0449 | 0 | 100 | 5.0449 |  |  | 19.4893 |  | 0.70896 | 70.8957 | 0 | 0 | 2014-01-06 02:00 | 9170 | 9.17
|  | 2014-01-06 02:55:03 | 29.0233 | 5.1653 | 20.6613 | 8.1472 | 8.1472 | 0.69017 | 0.69017 | 0.59483 | 0.59483 | 0 | 0 | 8.9173 | 8.9173 | 9.9875 | 4.9938 | 0 | 100 | 4.9938 |  |  | 19.0084 |  | 0.71189 | 71.1887 | 0 | 0 | 2014-01-06 02:30 | 8917.3333 | 8.9173
|  | 2014-01-06 03:25:03 | 28.4473 | 5.1345 | 20.538 | 8.1457 | 8.1457 | 0.69133 | 0.69133 | 0.5945 | 0.5945 | 0 | 0 | 8.3955 | 8.3955 | 9.9177 | 4.9588 | 0 | 100 | 4.9588 |  |  | 19.5111 |  | 0.72197 | 72.1966 | 0 | 0 | 2014-01-06 03:00 | 8395.5 | 8.3955
|  | 2014-01-06 03:55:02 | 28.0938 | 5.1495 | 20.598 | 8.153 | 8.153 | 0.69133 | 0.69133 | 0.6015 | 0.6015 | 0 | 0 | 8.0162 | 8.0162 | 9.9662 | 4.9831 | 0 | 100 | 4.9831 |  |  | 21.4219 |  | 0.73319 | 73.3186 | 0 | 0 | 2014-01-06 03:30 | 8016.1667 | 8.0162
|  | 2014-01-06 04:25:02 | 27.8825 | 5.104 | 20.416 | 8.1522 | 8.1522 | 0.693 | 0.693 | 0.56783 | 0.56783 | 0 | 0 | 7.8592 | 7.8592 | 9.8057 | 4.9028 | 0 | 100 | 4.9028 |  |  | 20.0077 |  | 0.73222 | 73.2216 | 0 | 0 | 2014-01-06 04:00 | 7859.1667 | 7.8592
|  | 2014-01-06 04:55:02 | 28.2227 | 5.058 | 20.232 | 8.1518 | 8.1518 | 0.694 | 0.694 | 0.5595 | 0.5595 | 0 | 0 | 8.2298 | 8.2298 | 9.6445 | 4.8223 | 0 | 100 | 4.8223 |  |  | 21.6482 |  | 0.71687 | 71.6871 | 0 | 0 | 2014-01-06 04:30 | 8229.8333 | 8.2298
|  | 2014-01-06 05:25:01 | 29.1435 | 5.0745 | 20.298 | 8.1567 | 8.1567 | 0.6935 | 0.6935 | 0.60217 | 0.60217 | 0 | 0 | 8.907 | 8.907 | 9.5138 | 4.7569 | 0 | 100 | 4.7569 |  |  | 18.4712 |  | 0.69648 | 69.6485 | 0 | 0 | 2014-01-06 05:00 | 8907 | 8.907
|  | 2014-01-06 05:55:02 | 30.6668 | 5.192 | 20.768 | 8.1538 | 8.1538 | 0.69433 | 0.69433 | 0.6035 | 0.6035 | 0 | 0 | 10.446 | 10.446 | 9.9988 | 4.9994 | 0 | 100 | 4.9994 |  |  | 20.5603 |  | 0.67721 | 67.7214 | 0 | 0 | 2014-01-06 05:30 | 10446 | 10.446
|  | 2014-01-06 06:25:01 | 32.8838 | 5.1937 | 20.7747 | 8.1628 | 8.1628 | 0.69467 | 0.69467 | 0.6025 | 0.6025 | 0 | 0 | 12.13 | 12.13 | 9.4808 | 4.7404 | 0 | 100 | 4.7404 |  |  | 21.3979 |  | 0.63176 | 63.1759 | 0 | 0 | 2014-01-06 06:00 | 12130 | 12.13
|  | 2014-01-06 06:55:03 | 36.425 | 5.2912 | 21.1647 | 8.1587 | 8.1587 | 0.69433 | 0.69433 | 0.60417 | 0.60417 | 0 | 0 | 14.1667 | 14.1667 | 8.3635 | 4.1818 | 0 | 100 | 4.1818 |  |  | 22.6462 |  | 0.58105 | 58.1048 | 0 | 0 | 2014-01-06 06:30 | 14166.6667 | 14.1667
|  | 2014-01-06 07:25:03 | 40.016 | 5.5492 | 22.1967 | 8.1555 | 8.1555 | 0.7085 | 0.7085 | 0.604 | 0.604 | 0 | 0 | 15.572 | 15.572 | 7.2207 | 3.6103 | 0 | 100 | 3.6103 |  |  | 20.6429 |  | 0.55469 | 55.4695 | 0 | 0 | 2014-01-06 07:00 | 15572 | 15.572
|  | 2014-01-06 07:55:02 | 41.7485 | 5.684 | 22.736 | 8.1577 | 8.1577 | 0.83017 | 0.83017 | 0.60367 | 0.60367 | 0 | 0 | 16.332 | 16.332 | 6.911 | 3.4555 | 0 | 100 | 3.4555 |  |  | 23.4181 |  | 0.54459 | 54.4594 | 0 | 0 | 2014-01-06 07:30 | 16332 | 16.332
|  | 2014-01-06 08:25:02 | 42.3373 | 5.6947 | 22.7787 | 8.1533 | 8.1533 | 0.90117 | 0.90117 | 0.60383 | 0.60383 | 0 | 0 | 16.4128 | 16.4128 | 6.5125 | 3.2562 | 0 | 100 | 3.2562 |  |  | 24.8287 |  | 0.53803 | 53.8028 | 0 | 0 | 2014-01-06 08:00 | 16412.8333 | 16.4128
|  | 2014-01-06 08:55:01 | 42.8438 | 5.5655 | 22.262 | 8.1552 | 8.1552 | 0.909 | 0.909 | 0.60383 | 0.60383 | 0 | 0 | 16.4637 | 16.4637 | 5.5498 | 2.7749 | 0 | 100 | 2.7749 |  |  | 23.1525 |  | 0.51961 | 51.9608 | 0 | 0 | 2014-01-06 08:30 | 16463.6667 | 16.4637
|  | 2014-01-06 09:25:03 | 43.467 | 5.4022 | 21.6087 | 8.1468 | 8.1468 | 0.90933 | 0.90933 | 0.60483 | 0.60483 | 0.746 | 0.746 | 16.6988 | 16.6988 | 5.2475 | 2.6237 | 0 | 100 | 2.6237 |  |  | 23.3374 |  | 0.49713 | 49.7128 | 0 | 0 | 2014-01-06 09:00 | 16698.8333 | 16.6988
|  | 2014-01-06 09:55:04 | 43.534 | 5.2218 | 20.8873 | 8.1542 | 8.1542 | 0.9185 | 0.9185 | 0.6045 | 0.6045 | 0.746 | 0.746 | 16.9322 | 16.9322 | 4.7087 | 2.3543 | 0 | 100 | 2.3543 |  |  | 21.3051 |  | 0.47979 | 47.9794 | 0 | 0 | 2014-01-06 09:30 | 16932.1667 | 16.9322
|  | 2014-01-06 10:25:02 | 43.6392 | 5.3198 | 21.2793 | 8.1687 | 8.1687 | 0.91983 | 0.91983 | 0.60367 | 0.60367 | 1.3544 | 1.3544 | 17.047 | 17.047 | 5.7337 | 2.8669 | 0 | 100 | 2.8669 |  |  | 21.9177 |  | 0.48762 | 48.762 | 0 | 0 | 2014-01-06 10:00 | 17047 | 17.047
|  | 2014-01-06 10:55:01 | 43.759 | 5.475 | 21.9 | 8.159 | 8.159 | 0.90417 | 0.90417 | 0.60367 | 0.60367 | 1.3544 | 1.3544 | 17.0013 | 17.0013 | 6.1636 | 3.0818 | 0 | 100 | 3.0818 |  |  | 22.338 |  | 0.50047 | 50.0468 | 0 | 0 | 2014-01-06 10:30 | 17001.3333 | 17.0013
|  | 2014-01-06 11:25:04 | 43.8022 | 5.555 | 22.22 | 8.1562 | 8.1562 | 0.87067 | 0.87067 | 0.60383 | 0.60383 | 2.1372 | 2.1372 | 17.0683 | 17.0683 | 7.254 | 3.627 | 0 | 100 | 3.627 |  |  | 23.5532 |  | 0.50728 | 50.7281 | 0 | 0 | 2014-01-06 11:00 | 17068.3333 | 17.0683
|  | 2014-01-06 11:55:01 | 43.9715 | 5.675 | 22.7 | 8.1553 | 8.1553 | 0.8505 | 0.8505 | 0.60233 | 0.60233 | 2.1372 | 2.1372 | 17.2068 | 17.2068 | 7.6807 | 3.8403 | 0 | 100 | 3.8403 |  |  | 22.019 |  | 0.51624 | 51.6243 | 0 | 0 | 2014-01-06 11:30 | 17206.8333 | 17.2068
|  | 2014-01-06 12:25:02 | 44.1295 | 5.5648 | 22.2593 | 8.1508 | 8.1508 | 0.85667 | 0.85667 | 0.604 | 0.604 | 2.394 | 2.394 | 17.297 | 17.297 | 7.4323 | 3.7162 | 0 | 100 | 3.7162 |  |  | 23.3723 |  | 0.50441 | 50.4409 | 0 | 0 | 2014-01-06 12:00 | 17297 | 17.297
|  | 2014-01-06 12:55:02 | 43.9932 | 5.5583 | 22.2333 | 8.1557 | 8.1557 | 0.81167 | 0.81167 | 0.63767 | 0.63767 | 2.394 | 2.394 | 17.242 | 17.242 | 7.4812 | 3.7406 | 0 | 100 | 3.7406 |  |  | 20.677 |  | 0.50538 | 50.5382 | 0 | 0 | 2014-01-06 12:30 | 17242 | 17.242
|  | 2014-01-06 13:25:02 | 43.867 | 5.6025 | 22.41 | 8.1565 | 8.1565 | 0.72417 | 0.72417 | 0.65367 | 0.65367 | 1.4984 | 1.4984 | 17.2513 | 17.2513 | 6.8271 | 3.4135 | 0 | 100 | 3.4135 |  |  | 22.6341 |  | 0.51086 | 51.0862 | 0 | 0 | 2014-01-06 13:00 | 17251.3333 | 17.2513
|  | 2014-01-06 13:55:01 | 43.9293 | 5.6163 | 22.4653 | 8.1608 | 8.1608 | 0.71633 | 0.71633 | 0.654 | 0.654 | 1.4984 | 1.4984 | 17.2483 | 17.2483 | 6.8139 | 3.4069 | 0 | 100 | 3.4069 |  |  | 22.016 |  | 0.5114 | 51.1397 | 0 | 0 | 2014-01-06 13:30 | 17248.3333 | 17.2483
|  | 2014-01-06 14:25:02 | 43.8758 | 5.8265 | 23.306 | 8.1593 | 8.1593 | 0.71417 | 0.71417 | 0.65417 | 0.65417 | 0.8856 | 0.8856 | 17.161 | 17.161 | 7.0044 | 3.5022 | 0 | 100 | 3.5022 |  |  | 20.9754 |  | 0.53118 | 53.1181 | 0 | 0 | 2014-01-06 14:00 | 17161 | 17.161
|  | 2014-01-06 14:55:02 | 43.7848 | 5.8347 | 23.3387 | 8.0908 | 8.0908 | 0.6975 | 0.6975 | 0.65317 | 0.65317 | 0.8856 | 0.8856 | 17.1172 | 17.1172 | 6.9981 | 3.4991 | 0 | 100 | 3.4991 |  |  | 21.2382 |  | 0.53303 | 53.3031 | 0 | 0 | 2014-01-06 14:30 | 17117.1667 | 17.1172
|  | 2014-01-06 15:25:01 | 44.3685 | 5.7815 | 23.126 | 7.8965 | 7.8965 | 0.7045 | 0.7045 | 0.64517 | 0.64517 | 0.1784 | 0.1784 | 17.0498 | 17.0498 | 5.2319 | 2.6159 | 0 | 100 | 2.6159 |  |  | 23.8198 |  | 0.52123 | 52.1226 | 0 | 0 | 2014-01-06 15:00 | 17049.8333 | 17.0498
|  | 2014-01-06 15:55:03 | 45.9963 | 5.768 | 23.072 | 7.8617 | 7.8617 | 0.77117 | 0.77117 | 0.65333 | 0.65333 | 0.1784 | 0.1784 | 16.8662 | 16.8662 | 3.4064 | 1.7032 | 0 | 100 | 1.7032 |  |  | 23.7642 |  | 0.50161 | 50.1605 | 0 | 0 | 2014-01-06 15:30 | 16866.1667 | 16.8662
|  | 2014-01-06 16:25:02 | 48.4993 | 5.8968 | 23.5873 | 7.8398 | 7.8398 | 0.84567 | 0.84567 | 0.65333 | 0.65333 | 0 | 0 | 16.8133 | 16.8133 | 1.2402 | 0.62008 | 0 | 100 | 0.62008 |  |  | 25.4743 |  | 0.48634 | 48.6343 | 0 | 0 | 2014-01-06 16:00 | 16813.3333 | 16.8133
|  | 2014-01-06 16:55:02 | 50.1643 | 5.8705 | 23.482 | 7.842 | 7.842 | 0.84167 | 0.84167 | 0.6545 | 0.6545 | 0 | 0 | 16.7752 | 16.7752 | -0.569 | -0.2845 | 0 | 99.7155 | 0 |  |  | 23.7168 |  | 0.4681 | 46.8102 | 0 | 0.569 | 2014-01-06 16:30 | 16775.1667 | 16.7752
|  | 2014-01-06 17:25:02 | 50.4607 | 5.9575 | 23.83 | 7.8418 | 7.8418 | 0.8415 | 0.8415 | 0.65433 | 0.65433 | 0 | 0 | 16.7282 | 16.7282 | -0.56483 | -0.28242 | 0 | 99.4331 | 0 |  |  | 22.4002 |  | 0.47225 | 47.2249 | 0 | 0.56483 | 2014-01-06 17:00 | 16728.1667 | 16.7282
|  | 2014-01-06 17:55:01 | 49.9403 | 6.0202 | 24.0807 | 7.8407 | 7.8407 | 0.843 | 0.843 | 0.65417 | 0.65417 | 0 | 0 | 16.7427 | 16.7427 | 0.22083 | 0.11042 | 0 | 99.5435 | 0 |  |  | 22.1542 |  | 0.48219 | 48.2189 | 0 | 0 | 2014-01-06 17:30 | 16742.6667 | 16.7427
|  | 2014-01-06 18:25:03 | 49.0468 | 6.0753 | 24.3013 | 7.842 | 7.842 | 0.84567 | 0.84567 | 0.6545 | 0.6545 | 0 | 0 | 16.7828 | 16.7828 | 1.3795 | 0.68975 | 0 | 100 | 0.68975 |  |  | 26.0024 |  | 0.49547 | 49.5472 | 0 | 0 | 2014-01-06 18:00 | 16782.8333 | 16.7828
|  | 2014-01-06 18:55:02 | 48.1125 | 6.1108 | 24.4433 | 7.8373 | 7.8373 | 0.7755 | 0.7755 | 0.65417 | 0.65417 | 0 | 0 | 16.7842 | 16.7842 | 2.382 | 1.191 | 0 | 100 | 1.191 |  |  | 24.1989 |  | 0.50805 | 50.8045 | 0 | 0 | 2014-01-06 18:30 | 16784.1667 | 16.7842
|  | 2014-01-06 19:25:01 | 46.834 | 6.1302 | 24.5207 | 7.84 | 7.84 | 0.71383 | 0.71383 | 0.65417 | 0.65417 | 0 | 0 | 16.6082 | 16.6082 | 3.5028 | 1.7514 | 0 | 100 | 1.7514 |  |  | 24.0303 |  | 0.52357 | 52.3566 | 0 | 0 | 2014-01-06 19:00 | 16608.1667 | 16.6082
|  | 2014-01-06 19:55:02 | 45.2453 | 6.1335 | 24.534 | 7.8347 | 7.8347 | 0.71367 | 0.71367 | 0.65383 | 0.65383 | 0 | 0 | 16.3128 | 16.3128 | 4.8037 | 2.4018 | 0 | 100 | 2.4018 |  |  | 26.2514 |  | 0.54224 | 54.2244 | 0 | 0 | 2014-01-06 19:30 | 16312.8333 | 16.3128
|  | 2014-01-06 20:25:01 | 43.5885 | 6.1423 | 24.5693 | 7.83 | 7.83 | 0.715 | 0.715 | 0.65367 | 0.65367 | 0 | 0 | 16.3327 | 16.3327 | 6.5122 | 3.2561 | 0 | 100 | 3.2561 |  |  | 22.1124 |  | 0.56367 | 56.3665 | 0 | 0 | 2014-01-06 20:00 | 16332.6667 | 16.3327
|  | 2014-01-06 20:55:02 | 41.832 | 6.0378 | 24.1513 | 7.8322 | 7.8322 | 0.716 | 0.716 | 0.65367 | 0.65367 | 0 | 0 | 16.1155 | 16.1155 | 7.6367 | 3.8183 | 0 | 100 | 3.8183 |  |  | 22.4607 |  | 0.57734 | 57.7341 | 0 | 0 | 2014-01-06 20:30 | 16115.5 | 16.1155
|  | 2014-01-06 21:25:03 | 39.6063 | 5.9517 | 23.8067 | 7.828 | 7.828 | 0.71833 | 0.71833 | 0.65417 | 0.65417 | 0 | 0 | 15.5982 | 15.5982 | 8.999 | 4.4995 | 0 | 100 | 4.4995 |  |  | 25.4731 |  | 0.60108 | 60.1082 | 0 | 0 | 2014-01-06 21:00 | 15598.1667 | 15.5982
|  | 2014-01-06 21:55:02 | 37.4048 | 5.8907 | 23.5627 | 7.8297 | 7.8297 | 0.675 | 0.675 | 0.6545 | 0.6545 | 0 | 0 | 14.8462 | 14.8462 | 10.1632 | 5.0816 | 0 | 100 | 5.0816 |  |  | 23.7983 |  | 0.62994 | 62.9936 | 0 | 0 | 2014-01-06 21:30 | 14846.1667 | 14.8462
|  | 2014-01-06 22:25:02 | 35.179 | 5.8848 | 23.5393 | 7.8245 | 7.8245 | 0.64567 | 0.64567 | 0.654 | 0.654 | 0 | 0 | 13.4192 | 13.4192 | 10.9037 | 5.4518 | 0 | 100 | 5.4518 |  |  | 23.5393 |  | 0.66913 | 66.913 | 0 | 0 | 2014-01-06 22:00 | 13419.1667 | 13.4192
|  | 2014-01-06 22:55:02 | 33.0058 | 5.7695 | 23.078 | 7.831 | 7.831 | 0.63683 | 0.63683 | 0.65383 | 0.65383 | 0 | 0 | 11.9035 | 11.9035 | 11.0973 | 5.5487 | 0 | 100 | 5.5487 |  |  | 21.9241 |  | 0.69921 | 69.921 | 0 | 0 | 2014-01-06 22:30 | 11903.5 | 11.9035
|  | 2014-01-06 23:25:03 | 31.5923 | 5.6627 | 22.6507 | 7.8297 | 7.8297 | 0.6325 | 0.6325 | 0.65417 | 0.65417 | 0 | 0 | 11.156 | 11.156 | 11.3307 | 5.6653 | 0 | 100 | 5.6653 |  |  | 20.3856 |  | 0.71697 | 71.6967 | 0 | 0 | 2014-01-06 23:00 | 11156 | 11.156
|  | 2014-01-06 23:55:03 | 31.558 | 5.7157 | 22.8627 | 7.8322 | 7.8322 | 0.633 | 0.633 | 0.65383 | 0.65383 | 0 | 0 | 11.3213 | 11.3213 | 11.745 | 5.8725 | 0 | 100 | 5.8725 |  |  | 21.9482 |  | 0.72447 | 72.4465 | 0 | 0 | 2014-01-06 23:30 | 11321.3333 | 11.3213
|  | 2014-01-07 00:25:02 | 31.608 | 5.6952 | 22.7807 | 7.8335 | 7.8335 | 0.63233 | 0.63233 | 0.6535 | 0.6535 | 0 | 0 | 11.6098 | 11.6098 | 11.9018 | 5.9509 | 0 | 100 | 5.9509 |  |  | 23.6919 |  | 0.72072 | 72.0725 | 0 | 0 | 2014-01-07 | 11609.8333 | 11.6098
|  | 2014-01-07 00:55:02 | 31.8395 | 5.6438 | 22.5753 | 7.8333 | 7.8333 | 0.6335 | 0.6335 | 0.65417 | 0.65417 | 0 | 0 | 11.6782 | 11.6782 | 11.535 | 5.7675 | 0 | 100 | 5.7675 |  |  | 20.5436 |  | 0.70904 | 70.9035 | 0 | 0 | 2014-01-07 00:30 | 11678.1667 | 11.6782
|  | 2014-01-07 01:25:02 | 31.5108 | 5.6638 | 22.6553 | 7.8323 | 7.8323 | 0.63417 | 0.63417 | 0.65417 | 0.65417 | 0 | 0 | 11.134 | 11.134 | 11.3992 | 5.6996 | 0 | 100 | 5.6996 |  |  | 24.0147 |  | 0.71897 | 71.897 | 0 | 0 | 2014-01-07 01:00 | 11134 | 11.134
|  | 2014-01-07 01:55:02 | 30.8418 | 5.6783 | 22.7133 | 7.8335 | 7.8335 | 0.63283 | 0.63283 | 0.65433 | 0.65433 | 0 | 0 | 10.5235 | 10.5235 | 11.5157 | 5.7578 | 0 | 100 | 5.7578 |  |  | 22.4862 |  | 0.73645 | 73.6446 | 0 | 0 | 2014-01-07 01:30 | 10523.5 | 10.5235
|  | 2014-01-07 02:25:02 | 30.5538 | 5.606 | 22.424 | 7.8322 | 7.8322 | 0.6335 | 0.6335 | 0.6545 | 0.6545 | 0 | 0 | 10.4732 | 10.4732 | 11.4635 | 5.7317 | 0 | 100 | 5.7317 |  |  | 21.527 |  | 0.73392 | 73.3918 | 0 | 0 | 2014-01-07 02:00 | 10473.1667 | 10.4732
|  | 2014-01-07 02:55:02 | 30.3132 | 5.71 | 22.84 | 7.8467 | 7.8467 | 0.635 | 0.635 | 0.65417 | 0.65417 | 0 | 0 | 10.0663 | 10.0663 | 11.729 | 5.8645 | 0 | 100 | 5.8645 |  |  | 22.1548 |  | 0.75347 | 75.3468 | 0 | 0 | 2014-01-07 02:30 | 10066.3333 | 10.0663
|  | 2014-01-07 03:25:02 | 29.778 | 5.7158 | 22.8633 | 7.8447 | 7.8447 | 0.6335 | 0.6335 | 0.648 | 0.648 | 0 | 0 | 9.59 | 9.59 | 11.8015 | 5.9007 | 0 | 100 | 5.9007 |  |  | 24.0065 |  | 0.76779 | 76.7793 | 0 | 0 | 2014-01-07 03:00 | 9590 | 9.59
|  | 2014-01-07 03:55:04 | 29.4025 | 5.7405 | 22.962 | 7.8462 | 7.8462 | 0.62783 | 0.62783 | 0.6445 | 0.6445 | 0 | 0 | 9.4668 | 9.4668 | 12.1448 | 6.0724 | 0 | 100 | 6.0724 |  |  | 24.5693 |  | 0.78095 | 78.0954 | 0 | 0 | 2014-01-07 03:30 | 9466.8333 | 9.4668
|  | 2014-01-07 04:25:02 | 29.2132 | 5.7328 | 22.9313 | 7.841 | 7.841 | 0.63 | 0.63 | 0.64417 | 0.64417 | 0 | 0 | 9.4573 | 9.4573 | 12.2907 | 6.1453 | 0 | 100 | 6.1453 |  |  | 21.7848 |  | 0.78497 | 78.4966 | 0 | 0 | 2014-01-07 04:00 | 9457.3333 | 9.4573
|  | 2014-01-07 04:55:02 | 29.4227 | 5.7035 | 22.814 | 7.8373 | 7.8373 | 0.63033 | 0.63033 | 0.64417 | 0.64417 | 0 | 0 | 9.0827 | 9.0827 | 11.5858 | 5.7929 | 0 | 100 | 5.7929 |  |  | 23.2703 |  | 0.77539 | 77.5389 | 0 | 0 | 2014-01-07 04:30 | 9082.6667 | 9.0827
|  | 2014-01-07 05:25:03 | 30.2453 | 5.6803 | 22.7213 | 7.845 | 7.845 | 0.62867 | 0.62867 | 0.64417 | 0.64417 | 0 | 0 | 9.0947 | 9.0947 | 10.6885 | 5.3443 | 0 | 100 | 5.3443 |  |  | 22.2669 |  | 0.75123 | 75.1234 | 0 | 0 | 2014-01-07 05:00 | 9094.6667 | 9.0947
|  | 2014-01-07 05:55:01 | 31.8222 | 5.6433 | 22.5733 | 7.8483 | 7.8483 | 0.62983 | 0.62983 | 0.64417 | 0.64417 | 0 | 0 | 10.72 | 10.72 | 10.5935 | 5.2967 | 0 | 100 | 5.2967 |  |  | 22.5733 |  | 0.70936 | 70.9359 | 0 | 0 | 2014-01-07 05:30 | 10720 | 10.72
|  | 2014-01-07 06:25:03 | 34.1095 | 5.5838 | 22.3353 | 7.8458 | 7.8458 | 0.6295 | 0.6295 | 0.634 | 0.634 | 0 | 0 | 12.8332 | 12.8332 | 10.1683 | 5.0842 | 0 | 100 | 5.0842 |  |  | 20.3252 |  | 0.65481 | 65.4813 | 0 | 0 | 2014-01-07 06:00 | 12833.1667 | 12.8332
|  | 2014-01-07 06:55:01 | 37.6845 | 5.5395 | 22.158 | 7.8497 | 7.8497 | 0.7215 | 0.7215 | 0.62367 | 0.62367 | 0 | 0 | 14.6037 | 14.6037 | 8.272 | 4.136 | 0 | 100 | 4.136 |  |  | 23.2659 |  | 0.58799 | 58.7987 | 0 | 0 | 2014-01-07 06:30 | 14603.6667 | 14.6037
|  | 2014-01-07 07:25:01 | 41.4082 | 5.606 | 22.424 | 7.8447 | 7.8447 | 0.731 | 0.731 | 0.62017 | 0.62017 | 0 | 0 | 15.6487 | 15.6487 | 5.8603 | 2.9302 | 0 | 100 | 2.9302 |  |  | 21.3028 |  | 0.54154 | 54.1536 | 0 | 0 | 2014-01-07 07:00 | 15648.6667 | 15.6487
|  | 2014-01-07 07:55:03 | 43.1292 | 5.94 | 23.76 | 7.8427 | 7.8427 | 0.70683 | 0.70683 | 0.624 | 0.624 | 0 | 0 | 16.2497 | 16.2497 | 6.054 | 3.027 | 0 | 100 | 3.027 |  |  | 21.384 |  | 0.5509 | 55.0903 | 0 | 0 | 2014-01-07 07:30 | 16249.6667 | 16.2497
|  | 2014-01-07 08:25:01 | 43.4617 | 5.964 | 23.856 | 7.8382 | 7.8382 | 0.70333 | 0.70333 | 0.6235 | 0.6235 | 0 | 0 | 16.5125 | 16.5125 | 6.0718 | 3.0359 | 0 | 100 | 3.0359 |  |  | 24.8102 |  | 0.5489 | 54.8897 | 0 | 0 | 2014-01-07 08:00 | 16512.5 | 16.5125
|  | 2014-01-07 08:55:02 | 43.6397 | 5.9455 | 23.782 | 7.8407 | 7.8407 | 0.7375 | 0.7375 | 0.62783 | 0.62783 | 0 | 0 | 16.5812 | 16.5812 | 5.9295 | 2.9647 | 0 | 100 | 2.9647 |  |  | 21.8794 |  | 0.54496 | 54.4963 | 0 | 0 | 2014-01-07 08:30 | 16581.1667 | 16.5812
|  | 2014-01-07 09:25:01 | 44.2492 | 5.8333 | 23.3333 | 7.8378 | 7.8378 | 0.81817 | 0.81817 | 0.632 | 0.632 | 0.6128 | 0.6128 | 16.7145 | 16.7145 | 5.6995 | 2.8497 | 0 | 100 | 2.8497 |  |  | 21.7 |  | 0.52732 | 52.7317 | 0 | 0 | 2014-01-07 09:00 | 16714.5 | 16.7145
|  | 2014-01-07 09:55:02 | 44.5662 | 5.8378 | 23.3513 | 7.8397 | 7.8397 | 0.78367 | 0.78367 | 0.62533 | 0.62533 | 0.6128 | 0.6128 | 16.7413 | 16.7413 | 5.388 | 2.694 | 0 | 100 | 2.694 |  |  | 22.6508 |  | 0.52397 | 52.397 | 0 | 0 | 2014-01-07 09:30 | 16741.3333 | 16.7413
|  | 2014-01-07 10:25:02 | 44.5025 | 5.832 | 23.328 | 7.844 | 7.844 | 0.75183 | 0.75183 | 0.63283 | 0.63283 | 0.7472 | 0.7472 | 16.7305 | 16.7305 | 5.5319 | 2.7659 | 0 | 100 | 2.7659 |  |  | 25.6608 |  | 0.5242 | 52.4195 | 0 | 0 | 2014-01-07 10:00 | 16730.5 | 16.7305
|  | 2014-01-07 10:55:02 | 44.345 | 5.8538 | 23.4153 | 7.8442 | 7.8442 | 0.828 | 0.828 | 0.6335 | 0.6335 | 0.7472 | 0.7472 | 16.6827 | 16.6827 | 5.8059 | 2.9029 | 0 | 100 | 2.9029 |  |  | 21.0738 |  | 0.52803 | 52.8026 | 0 | 0 | 2014-01-07 10:30 | 16682.6667 | 16.6827
|  | 2014-01-07 11:25:02 | 44.2232 | 5.924 | 23.696 | 7.8465 | 7.8465 | 0.9085 | 0.9085 | 0.6325 | 0.6325 | 1.0296 | 1.0296 | 16.596 | 16.596 | 6.4859 | 3.243 | 0 | 100 | 3.243 |  |  | 24.4069 |  | 0.53583 | 53.5828 | 0 | 0 | 2014-01-07 11:00 | 16596 | 16.596
|  | 2014-01-07 11:55:03 | 44.1887 | 5.8245 | 23.298 | 7.8377 | 7.8377 | 0.9015 | 0.9015 | 0.6325 | 0.6325 | 1.0296 | 1.0296 | 16.4145 | 16.4145 | 5.9251 | 2.9626 | 0 | 100 | 2.9626 |  |  | 23.298 |  | 0.52724 | 52.7239 | 0 | 0 | 2014-01-07 11:30 | 16414.5 | 16.4145
|  | 2014-01-07 12:25:03 | 44.0432 | 5.7447 | 22.9787 | 7.8398 | 7.8398 | 0.9 | 0.9 | 0.63267 | 0.63267 | 1.012 | 1.012 | 16.314 | 16.314 | 5.634 | 2.817 | 0 | 100 | 2.817 |  |  | 25.0467 |  | 0.52173 | 52.1731 | 0 | 0 | 2014-01-07 12:00 | 16314 | 16.314
|  | 2014-01-07 12:55:02 | 43.8068 | 5.6662 | 22.6647 | 7.8387 | 7.8387 | 0.82733 | 0.82733 | 0.63317 | 0.63317 | 1.012 | 1.012 | 16.107 | 16.107 | 5.276 | 2.638 | 0 | 100 | 2.638 |  |  | 24.9311 |  | 0.51738 | 51.7377 | 0 | 0 | 2014-01-07 12:30 | 16107 | 16.107
|  | 2014-01-07 13:25:03 | 43.8317 | 5.6578 | 22.6313 | 7.839 | 7.839 | 0.76917 | 0.76917 | 0.64 | 0.64 | 0.9176 | 0.9176 | 16.0072 | 16.0072 | 4.9726 | 2.4863 | 0 | 100 | 2.4863 |  |  | 20.8208 |  | 0.51632 | 51.6324 | 0 | 0 | 2014-01-07 13:00 | 16007.1667 | 16.0072
|  | 2014-01-07 13:55:02 | 43.8937 | 5.4918 | 21.9673 | 7.8412 | 7.8412 | 0.774 | 0.774 | 0.65617 | 0.65617 | 0.9176 | 0.9176 | 16.2698 | 16.2698 | 4.5324 | 2.2662 | 0 | 100 | 2.2662 |  |  | 19.7706 |  | 0.50047 | 50.0467 | 0 | 0 | 2014-01-07 13:30 | 16269.8333 | 16.2698
|  | 2014-01-07 14:25:03 | 43.8853 | 5.3805 | 21.522 | 7.843 | 7.843 | 0.77833 | 0.77833 | 0.65883 | 0.65883 | 0.3988 | 0.3988 | 16.3115 | 16.3115 | 3.6271 | 1.8136 | 0 | 100 | 1.8136 |  |  | 19.585 |  | 0.49041 | 49.0414 | 0 | 0 | 2014-01-07 14:00 | 16311.5 | 16.3115
|  | 2014-01-07 14:55:02 | 43.7513 | 5.3115 | 21.246 | 7.8395 | 7.8395 | 0.78633 | 0.78633 | 0.65717 | 0.65717 | 0.3988 | 0.3988 | 16.421 | 16.421 | 3.5975 | 1.7987 | 0 | 100 | 1.7987 |  |  | 21.8834 |  | 0.48561 | 48.5608 | 0 | 0 | 2014-01-07 14:30 | 16421 | 16.421
|  | 2014-01-07 15:25:03 | 44.2712 | 5.3763 | 21.5053 | 7.8412 | 7.8412 | 0.79617 | 0.79617 | 0.6515 | 0.6515 | 0.1612 | 0.1612 | 16.6257 | 16.6257 | 3.3099 | 1.6549 | 0 | 100 | 1.6549 |  |  | 19.7849 |  | 0.48576 | 48.5764 | 0 | 0 | 2014-01-07 15:00 | 16625.6667 | 16.6257
|  | 2014-01-07 15:55:02 | 46.1688 | 5.3753 | 21.5013 | 7.8427 | 7.8427 | 0.80967 | 0.80967 | 0.6485 | 0.6485 | 0.1612 | 0.1612 | 16.6835 | 16.6835 | 1.478 | 0.73902 | 0 | 100 | 0.73902 |  |  | 22.1464 |  | 0.46571 | 46.5711 | 0 | 0 | 2014-01-07 15:30 | 16683.5 | 16.6835
|  | 2014-01-07 16:25:01 | 49.0155 | 5.3168 | 21.2673 | 7.8572 | 7.8572 | 0.9915 | 0.9915 | 0.64383 | 0.64383 | 0 | 0 | 16.7453 | 16.7453 | -1.5103 | -0.75517 | 0 | 99.2448 | 0 |  |  | 19.5659 |  | 0.43389 | 43.389 | 0 | 1.5103 | 2014-01-07 16:00 | 16745.3333 | 16.7453
|  | 2014-01-07 16:55:04 | 50.6867 | 5.2573 | 21.0293 | 7.8502 | 7.8502 | 1.0647 | 1.0647 | 0.644 | 0.644 | 0 | 0 | 16.8708 | 16.8708 | -3.2277 | -1.6138 | 0 | 97.631 | 0 |  |  | 21.0293 |  | 0.41489 | 41.4889 | 0 | 3.2277 | 2014-01-07 16:30 | 16870.8333 | 16.8708
|  | 2014-01-07 17:25:02 | 50.871 | 5.1072 | 20.4287 | 7.8438 | 7.8438 | 1.065 | 1.065 | 0.64267 | 0.64267 | 0 | 0 | 16.9262 | 16.9262 | -3.9647 | -1.9823 | 0 | 95.6487 | 0 |  |  | 22.2672 |  | 0.40158 | 40.1578 | 0 | 3.9647 | 2014-01-07 17:00 | 16926.1667 | 16.9262
|  | 2014-01-07 17:55:02 | 50.3582 | 4.887 | 19.548 | 7.8427 | 7.8427 | 1.0648 | 1.0648 | 0.64267 | 0.64267 | 0 | 0 | 16.9393 | 16.9393 | -4.3207 | -2.1603 | 0 | 93.4883 | 0 |  |  | 17.5932 |  | 0.38818 | 38.8179 | 0 | 4.3207 | 2014-01-07 17:30 | 16939.3333 | 16.9393
|  | 2014-01-07 18:25:02 | 49.5338 | 4.9247 | 19.6987 | 7.843 | 7.843 | 1.0658 | 1.0658 | 0.6445 | 0.6445 | 0 | 0 | 16.9587 | 16.9587 | -3.3232 | -1.6616 | 0 | 91.8267 | 0 |  |  | 19.6987 |  | 0.39768 | 39.7681 | 0 | 3.3232 | 2014-01-07 18:00 | 16958.6667 | 16.9587
|  | 2014-01-07 18:55:04 | 48.4368 | 5.0042 | 20.0167 | 7.843 | 7.843 | 1.0657 | 1.0657 | 0.64383 | 0.64383 | 0 | 0 | 16.9633 | 16.9633 | -1.9043 | -0.95217 | 0 | 90.8746 | 0 |  |  | 19.216 |  | 0.41325 | 41.3253 | 0 | 1.9043 | 2014-01-07 18:30 | 16963.3333 | 16.9633
|  | 2014-01-07 19:25:01 | 46.9995 | 5.1218 | 20.4873 | 7.8475 | 7.8475 | 1.0663 | 1.0663 | 0.64433 | 0.64433 | 0 | 0 | 16.9018 | 16.9018 | -0.052167 | -0.026083 | 0 | 90.8485 | 0 |  |  | 21.7166 |  | 0.43591 | 43.5905 | 0 | 0.052167 | 2014-01-07 19:00 | 16901.8333 | 16.9018
|  | 2014-01-07 19:55:02 | 45.5527 | 5.0658 | 20.2633 | 7.8422 | 7.8422 | 1.0683 | 1.0683 | 0.6445 | 0.6445 | 0 | 0 | 16.9737 | 16.9737 | 1.2393 | 0.61967 | 0 | 91.4682 | 0 |  |  | 21.6818 |  | 0.44483 | 44.4833 | 0 | 0 | 2014-01-07 19:30 | 16973.6667 | 16.9737
|  | 2014-01-07 20:25:02 | 43.9027 | 5.067 | 20.268 | 7.842 | 7.842 | 1.0267 | 1.0267 | 0.644 | 0.644 | 0 | 0 | 16.7572 | 16.7572 | 2.6352 | 1.3176 | 0 | 92.7857 | 0 |  |  | 21.0787 |  | 0.46166 | 46.1658 | 0 | 0 | 2014-01-07 20:00 | 16757.1667 | 16.7572
|  | 2014-01-07 20:55:02 | 42.1718 | 5.0873 | 20.3493 | 7.8367 | 7.8367 | 1.0612 | 1.0612 | 0.64417 | 0.64417 | 0 | 0 | 16.153 | 16.153 | 3.8725 | 1.9362 | 0 | 94.722 | 0 |  |  | 20.1458 |  | 0.48253 | 48.2534 | 0 | 0 | 2014-01-07 20:30 | 16153 | 16.153
|  | 2014-01-07 21:25:02 | 39.9505 | 4.941 | 19.764 | 7.8345 | 7.8345 | 0.99033 | 0.99033 | 0.644 | 0.644 | 0 | 0 | 15.7752 | 15.7752 | 5.0575 | 2.5287 | 0 | 97.2507 | 0 |  |  | 21.5428 |  | 0.49471 | 49.4712 | 0 | 0 | 2014-01-07 21:00 | 15775.1667 | 15.7752
|  | 2014-01-07 21:55:02 | 37.8722 | 4.8745 | 19.498 | 7.8365 | 7.8365 | 0.93067 | 0.93067 | 0.64433 | 0.64433 | 0 | 0 | 15.3815 | 15.3815 | 6.4188 | 3.2094 | 0 | 100 | 3.2094 |  |  | 19.498 |  | 0.51484 | 51.4837 | 0 | 0 | 2014-01-07 21:30 | 15381.5 | 15.3815
|  | 2014-01-07 22:25:02 | 35.897 | 4.8397 | 19.3587 | 7.8358 | 7.8358 | 0.92617 | 0.92617 | 0.64417 | 0.64417 | 0 | 0 | 14.5322 | 14.5322 | 7.4 | 3.7 | 0 | 100 | 3.7 |  |  | 18.0036 |  | 0.53928 | 53.9284 | 0 | 0 | 2014-01-07 22:00 | 14532.1667 | 14.5322
|  | 2014-01-07 22:55:02 | 34 | 4.8508 | 19.4033 | 7.8387 | 7.8387 | 0.936 | 0.936 | 0.64417 | 0.64417 | 0 | 0 | 13.537 | 13.537 | 8.3592 | 4.1796 | 0 | 100 | 4.1796 |  |  | 18.8212 |  | 0.57069 | 57.0686 | 0 | 0 | 2014-01-07 22:30 | 13537 | 13.537
|  | 2014-01-07 23:25:02 | 32.7828 | 4.8345 | 19.338 | 7.8378 | 7.8378 | 0.92067 | 0.92067 | 0.64417 | 0.64417 | 0 | 0 | 12.4682 | 12.4682 | 8.426 | 4.213 | 0 | 100 | 4.213 |  |  | 20.4983 |  | 0.58988 | 58.9882 | 0 | 0 | 2014-01-07 23:00 | 12468.1667 | 12.4682
|  | 2014-01-07 23:55:03 | 32.2378 | 4.8225 | 19.29 | 7.8357 | 7.8357 | 0.91767 | 0.91767 | 0.644 | 0.644 | 0 | 0 | 12.1547 | 12.1547 | 8.6042 | 4.3021 | 0 | 100 | 4.3021 |  |  | 19.8687 |  | 0.59837 | 59.8365 | 0 | 0 | 2014-01-07 23:30 | 12154.6667 | 12.1547
|  | 2014-01-08 00:25:03 | 32.5228 | 4.8573 | 19.4293 | 7.8348 | 7.8348 | 0.837 | 0.837 | 0.64417 | 0.64417 | 0 | 0 | 12.4178 | 12.4178 | 8.6403 | 4.3202 | 0 | 100 | 4.3202 |  |  | 20.0122 |  | 0.59741 | 59.7406 | 0 | 0 | 2014-01-08 | 12417.8333 | 12.4178
|  | 2014-01-08 00:55:01 | 32.661 | 4.9635 | 19.854 | 7.837 | 7.837 | 0.90333 | 0.90333 | 0.649 | 0.649 | 0 | 0 | 12.4647 | 12.4647 | 9.047 | 4.5235 | 0 | 100 | 4.5235 |  |  | 19.6555 |  | 0.60788 | 60.7881 | 0 | 0 | 2014-01-08 00:30 | 12464.6667 | 12.4647
|  | 2014-01-08 01:25:01 | 32.0037 | 4.8853 | 19.5413 | 7.8333 | 7.8333 | 0.907 | 0.907 | 0.654 | 0.654 | 0 | 0 | 12.1498 | 12.1498 | 9.0818 | 4.5409 | 0 | 100 | 4.5409 |  |  | 19.1505 |  | 0.6106 | 61.0597 | 0 | 0 | 2014-01-08 01:00 | 12149.8333 | 12.1498
|  | 2014-01-08 01:55:03 | 31.3872 | 4.8928 | 19.5713 | 7.8382 | 7.8382 | 0.90683 | 0.90683 | 0.654 | 0.654 | 0 | 0 | 11.915 | 11.915 | 9.4982 | 4.7491 | 0 | 100 | 4.7491 |  |  | 20.3542 |  | 0.62355 | 62.3546 | 0 | 0 | 2014-01-08 01:30 | 11915 | 11.915
|  | 2014-01-08 02:25:02 | 31.1723 | 4.9622 | 19.8487 | 7.8358 | 7.8358 | 0.90583 | 0.90583 | 0.6535 | 0.6535 | 0 | 0 | 11.7108 | 11.7108 | 9.7823 | 4.8912 | 0 | 100 | 4.8912 |  |  | 19.4517 |  | 0.63674 | 63.674 | 0 | 0 | 2014-01-08 02:00 | 11710.8333 | 11.7108
|  | 2014-01-08 02:55:03 | 30.8457 | 4.8838 | 19.5353 | 7.8372 | 7.8372 | 0.89667 | 0.89667 | 0.64633 | 0.64633 | 0 | 0 | 11.3893 | 11.3893 | 9.4592 | 4.7296 | 0 | 100 | 4.7296 |  |  | 20.7075 |  | 0.63333 | 63.3325 | 0 | 0 | 2014-01-08 02:30 | 11389.3333 | 11.3893
|  | 2014-01-08 03:25:04 | 30.3987 | 4.7608 | 19.0433 | 7.8318 | 7.8318 | 0.89033 | 0.89033 | 0.6435 | 0.6435 | 0 | 0 | 11.1122 | 11.1122 | 9.1225 | 4.5613 | 0 | 100 | 4.5613 |  |  | 19.6146 |  | 0.62645 | 62.6453 | 0 | 0 | 2014-01-08 03:00 | 11112.1667 | 11.1122
|  | 2014-01-08 03:55:03 | 30.116 | 4.8318 | 19.3273 | 7.8388 | 7.8388 | 0.89033 | 0.89033 | 0.644 | 0.644 | 0 | 0 | 10.819 | 10.819 | 9.4035 | 4.7017 | 0 | 100 | 4.7017 |  |  | 18.5542 |  | 0.64176 | 64.1763 | 0 | 0 | 2014-01-08 03:30 | 10819 | 10.819
|  | 2014-01-08 04:25:01 | 29.9787 | 4.7693 | 19.0773 | 7.8355 | 7.8355 | 0.891 | 0.891 | 0.64433 | 0.64433 | 0 | 0 | 10.6165 | 10.6165 | 9.086 | 4.543 | 0 | 100 | 4.543 |  |  | 18.8866 |  | 0.63636 | 63.6364 | 0 | 0 | 2014-01-08 04:00 | 10616.5 | 10.6165
|  | 2014-01-08 04:55:03 | 30.2467 | 4.691 | 18.764 | 7.8102 | 7.8102 | 0.89183 | 0.89183 | 0.6445 | 0.6445 | 0 | 0 | 11.0237 | 11.0237 | 8.8875 | 4.4437 | 0 | 100 | 4.4437 |  |  | 18.2011 |  | 0.62037 | 62.0366 | 0 | 0 | 2014-01-08 04:30 | 11023.6667 | 11.0237
|  | 2014-01-08 05:25:02 | 30.7102 | 4.7145 | 18.858 | 7.6573 | 7.6573 | 0.89267 | 0.89267 | 0.64417 | 0.64417 | 0 | 0 | 11.1777 | 11.1777 | 8.5197 | 4.2598 | 0 | 100 | 4.2598 |  |  | 18.858 |  | 0.61406 | 61.4064 | 0 | 0 | 2014-01-08 05:00 | 11177.6667 | 11.1777
|  | 2014-01-08 05:55:02 | 32.3147 | 4.904 | 19.616 | 7.6033 | 7.6033 | 0.8905 | 0.8905 | 0.64367 | 0.64367 | 0 | 0 | 12.3715 | 12.3715 | 8.8103 | 4.4052 | 0 | 100 | 4.4052 |  |  | 20.2045 |  | 0.60703 | 60.7031 | 0 | 0 | 2014-01-08 05:30 | 12371.5 | 12.3715
|  | 2014-01-08 06:25:02 | 35.1005 | 4.8048 | 19.2193 | 7.5922 | 7.5922 | 0.91933 | 0.91933 | 0.64367 | 0.64367 | 0 | 0 | 14.4143 | 14.4143 | 7.6883 | 3.8442 | 0 | 100 | 3.8442 |  |  | 20.1803 |  | 0.54755 | 54.7552 | 0 | 0 | 2014-01-08 06:00 | 14414.3333 | 14.4143
|  | 2014-01-08 06:55:04 | 38.4543 | 4.739 | 18.956 | 7.603 | 7.603 | 0.94883 | 0.94883 | 0.6775 | 0.6775 | 0 | 0 | 15.6542 | 15.6542 | 5.3852 | 2.6926 | 0 | 100 | 2.6926 |  |  | 20.0934 |  | 0.49295 | 49.2948 | 0 | 0 | 2014-01-08 06:30 | 15654.1667 | 15.6542
|  | 2014-01-08 07:25:02 | 42.1403 | 4.6755 | 18.702 | 7.6038 | 7.6038 | 0.95267 | 0.95267 | 0.84917 | 0.84917 | 0 | 0 | 16.783 | 16.783 | 2.7503 | 1.3752 | 0 | 100 | 1.3752 |  |  | 19.8241 |  | 0.4438 | 44.3803 | 0 | 0 | 2014-01-08 07:00 | 16783 | 16.783
|  | 2014-01-08 07:55:02 | 43.8333 | 4.4978 | 17.9913 | 7.6058 | 7.6058 | 1.04 | 1.04 | 1.01 | 1.01 | 0 | 0 | 17.2317 | 17.2317 | 1.0455 | 0.52275 | 0 | 100 | 0.52275 |  |  | 19.6106 |  | 0.41045 | 41.0449 | 0 | 0 | 2014-01-08 07:30 | 17231.6667 | 17.2317
|  | 2014-01-08 08:25:02 | 43.8547 | 4.3918 | 17.5673 | 7.6083 | 7.6083 | 0.9715 | 0.9715 | 1.1403 | 1.1403 | 0 | 0 | 17.4135 | 17.4135 | 0.84633 | 0.42317 | 0 | 100 | 0.42317 |  |  | 18.797 |  | 0.40058 | 40.0581 | 0 | 0 | 2014-01-08 08:00 | 17413.5 | 17.4135
|  | 2014-01-08 08:55:02 | 43.9583 | 4.4605 | 17.842 | 7.6075 | 7.6075 | 0.95867 | 0.95867 | 1.2068 | 1.2068 | 0 | 0 | 17.5518 | 17.5518 | 1.2085 | 0.60425 | 0 | 100 | 0.60425 |  |  | 17.3067 |  | 0.40588 | 40.5884 | 0 | 0 | 2014-01-08 08:30 | 17551.8333 | 17.5518
|  | 2014-01-08 09:25:01 | 44.3927 | 4.443 | 17.772 | 7.609 | 7.609 | 0.96217 | 0.96217 | 1.2302 | 1.2302 | 0.3992 | 0.3992 | 17.6047 | 17.6047 | 1.1845 | 0.59227 | 0 | 100 | 0.59227 |  |  | 16.7057 |  | 0.40034 | 40.0336 | 0 | 0 | 2014-01-08 09:00 | 17604.6667 | 17.6047
|  | 2014-01-08 09:55:01 | 44.2817 | 4.4998 | 17.9993 | 7.5195 | 7.5195 | 0.92983 | 0.92983 | 1.2028 | 1.2028 | 0.3992 | 0.3992 | 17.6518 | 17.6518 | 1.4209 | 0.71043 | 0 | 100 | 0.71043 |  |  | 17.9993 |  | 0.40647 | 40.6474 | 0 | 0 | 2014-01-08 09:30 | 17651.8333 | 17.6518
|  | 2014-01-08 10:25:02 | 44.2585 | 4.4885 | 17.954 | 7.422 | 7.422 | 0.96533 | 0.96533 | 1.2728 | 1.2728 | 0.7288 | 0.7288 | 17.6933 | 17.6933 | 1.7778 | 0.8889 | 0 | 100 | 0.8889 |  |  | 18.1335 |  | 0.40566 | 40.5662 | 0 | 0 | 2014-01-08 10:00 | 17693.3333 | 17.6933
|  | 2014-01-08 10:55:03 | 44.3137 | 4.302 | 17.208 | 7.3947 | 7.3947 | 1.0292 | 1.0292 | 1.2508 | 1.2508 | 0.7288 | 0.7288 | 17.8343 | 17.8343 | 1.1321 | 0.56607 | 0 | 100 | 0.56607 |  |  | 15.6593 |  | 0.38832 | 38.8323 | 0 | 0 | 2014-01-08 10:30 | 17834.3333 | 17.8343
|  | 2014-01-08 11:25:01 | 44.3638 | 3.9298 | 15.7193 | 7.3932 | 7.3932 | 1.0287 | 1.0287 | 1.2117 | 1.2117 | 1.1324 | 1.1324 | 18.0223 | 18.0223 | 0.14373 | 0.071867 | 0 | 100 | 0.071867 |  |  | 15.7193 |  | 0.35433 | 35.4328 | 0 | 0 | 2014-01-08 11:00 | 18022.3333 | 18.0223
|  | 2014-01-08 11:55:03 | 44.5963 | 3.7197 | 14.8787 | 7.3935 | 7.3935 | 1.0293 | 1.0293 | 1.224 | 1.224 | 1.1324 | 1.1324 | 18.143 | 18.143 | -0.79543 | -0.39772 | 0 | 99.6023 | 0 |  |  | 16.2177 |  | 0.33363 | 33.363 | 0 | 0.79543 | 2014-01-08 11:30 | 18143 | 18.143
|  | 2014-01-08 12:25:02 | 44.8697 | 3.4598 | 13.8393 | 7.394 | 7.394 | 1.0155 | 1.0155 | 1.2542 | 1.2542 | 1.6772 | 1.6772 | 18.2763 | 18.2763 | -1.4131 | -0.70657 | 0 | 98.8957 | 0 |  |  | 15.2233 |  | 0.30843 | 30.8434 | 0 | 1.4131 | 2014-01-08 12:00 | 18276.3333 | 18.2763
|  | 2014-01-08 12:55:02 | 44.8815 | 3.2957 | 13.1827 | 7.3922 | 7.3922 | 1.001 | 1.001 | 1.255 | 1.255 | 1.6772 | 1.6772 | 18.2848 | 18.2848 | -2.0886 | -1.0443 | 0 | 97.8514 | 0 |  |  | 12.7872 |  | 0.29372 | 29.3722 | 0 | 2.0886 | 2014-01-08 12:30 | 18284.8333 | 18.2848
|  | 2014-01-08 13:25:02 | 45.0585 | 2.9983 | 11.9933 | 7.3975 | 7.3975 | 1.0232 | 1.0232 | 1.2545 | 1.2545 | 1.386 | 1.386 | 18.4292 | 18.4292 | -3.5748 | -1.7874 | 0 | 96.064 | 0 |  |  | 11.3937 |  | 0.26617 | 26.6172 | 0 | 3.5748 | 2014-01-08 13:00 | 18429.1667 | 18.4292
|  | 2014-01-08 13:55:02 | 45.1697 | 2.9732 | 11.8927 | 7.3907 | 7.3907 | 1.0488 | 1.0488 | 1.254 | 1.254 | 1.386 | 1.386 | 18.492 | 18.492 | -3.7055 | -1.8527 | 0 | 94.2112 | 0 |  |  | 12.8441 |  | 0.26329 | 26.3289 | 0 | 3.7055 | 2014-01-08 13:30 | 18492 | 18.492
|  | 2014-01-08 14:25:02 | 45.288 | 2.7482 | 10.9927 | 7.392 | 7.392 | 1.0583 | 1.0583 | 1.2427 | 1.2427 | 0.5768 | 0.5768 | 18.5258 | 18.5258 | -5.4997 | -2.7499 | 0 | 91.4614 | 0 |  |  | 10.2232 |  | 0.24273 | 24.2728 | 0 | 5.4997 | 2014-01-08 14:00 | 18525.8333 | 18.5258
|  | 2014-01-08 14:55:02 | 45.2997 | 2.4918 | 9.9673 | 7.426 | 7.426 | 1.0577 | 1.0577 | 1.2067 | 1.2067 | 0.5768 | 0.5768 | 18.5892 | 18.5892 | -6.476 | -3.238 | 0 | 88.2234 | 0 |  |  | 10.4657 |  | 0.22003 | 22.0031 | 0 | 6.476 | 2014-01-08 14:30 | 18589.1667 | 18.5892
|  | 2014-01-08 15:25:03 | 46.0543 | 1.9743 | 7.8973 | 7.4477 | 7.4477 | 1.0567 | 1.0567 | 1.1378 | 1.1378 | 0.0756 | 0.0756 | 18.598 | 18.598 | -9.8412 | -4.9206 | 0 | 83.3027 | 0 |  |  | 8.6081 |  | 0.17148 | 17.1479 | 0 | 9.8412 | 2014-01-08 15:00 | 18598 | 18.598
|  | 2014-01-08 15:55:03 | 48.0565 | 1.8767 | 7.5067 | 7.4517 | 7.4517 | 1.0557 | 1.0557 | 1.1953 | 1.1953 | 0.0756 | 0.0756 | 18.605 | 18.605 | -12.1666 | -6.0833 | 0 | 77.2195 | 0 |  |  | 6.756 |  | 0.15621 | 15.6205 | 0 | 12.1666 | 2014-01-08 15:30 | 18605 | 18.605
|  | 2014-01-08 16:25:02 | 50.221 | 1.7667 | 7.0667 | 7.4548 | 7.4548 | 1.0575 | 1.0575 | 1.2035 | 1.2035 | 0 | 0 | 18.7722 | 18.7722 | -14.6663 | -7.3332 | 0 | 69.8863 | 0 |  |  | 7.7027 |  | 0.14071 | 14.0711 | 0 | 14.6663 | 2014-01-08 16:00 | 18772.1667 | 18.7722
|  | 2014-01-08 16:55:01 | 51.3193 | 1.7342 | 6.9367 | 7.469 | 7.469 | 1.063 | 1.063 | 1.2123 | 1.2123 | 0 | 0 | 18.7567 | 18.7567 | -15.8817 | -7.9408 | 0 | 61.9455 | 0 |  |  | 6.8673 |  | 0.13517 | 13.5167 | 0 | 15.8817 | 2014-01-08 16:30 | 18756.6667 | 18.7567
|  | 2014-01-08 17:25:03 | 51.5203 | 1.7147 | 6.8587 | 7.4973 | 7.4973 | 1.0653 | 1.0653 | 1.2755 | 1.2755 | 0 | 0 | 18.7787 | 18.7787 | -16.0448 | -8.0224 | 0 | 53.923 | 0 |  |  | 7.4759 |  | 0.13313 | 13.3125 | 0 | 16.0448 | 2014-01-08 17:00 | 18778.6667 | 18.7787
|  | 2014-01-08 17:55:03 | 51.2053 | 1.7112 | 6.8447 | 7.4693 | 7.4693 | 1.0655 | 1.0655 | 1.3188 | 1.3188 | 0 | 0 | 18.7688 | 18.7688 | -15.7382 | -7.8691 | 0 | 46.054 | 0 |  |  | 6.7078 |  | 0.13367 | 13.3671 | 0 | 15.7382 | 2014-01-08 17:30 | 18768.8333 | 18.7688
|  | 2014-01-08 18:25:03 | 50.7162 | 1.8018 | 7.2073 | 7.4527 | 7.4527 | 1.0665 | 1.0665 | 1.2898 | 1.2898 | 0 | 0 | 18.7508 | 18.7508 | -14.949 | -7.4745 | 0 | 38.5795 | 0 |  |  | 7.2794 |  | 0.14211 | 14.2111 | 0 | 14.949 | 2014-01-08 18:00 | 18750.8333 | 18.7508
|  | 2014-01-08 18:55:03 | 49.8612 | 1.8248 | 7.2993 | 7.4503 | 7.4503 | 1.0655 | 1.0655 | 1.2975 | 1.2975 | 0 | 0 | 18.6865 | 18.6865 | -14.062 | -7.031 | 0 | 31.5485 | 0 |  |  | 7.6643 |  | 0.14639 | 14.6393 | 0 | 14.062 | 2014-01-08 18:30 | 18686.5 | 18.6865
|  | 2014-01-08 19:25:02 | 48.5875 | 1.9032 | 7.6127 | 7.452 | 7.452 | 1.0632 | 1.0632 | 1.2715 | 1.2715 | 0 | 0 | 18.6862 | 18.6862 | -12.502 | -6.251 | 0 | 25.2975 | 0 |  |  | 7.6888 |  | 0.15668 | 15.668 | 0 | 12.502 | 2014-01-08 19:00 | 18686.1667 | 18.6862
|  | 2014-01-08 19:55:02 | 46.9113 | 1.8807 | 7.5227 | 7.4502 | 7.4502 | 0.99533 | 0.99533 | 1.2163 | 1.2163 | 0 | 0 | 18.6738 | 18.6738 | -11.053 | -5.5265 | 0 | 19.771 | 0 |  |  | 7.8236 |  | 0.16036 | 16.0359 | 0 | 11.053 | 2014-01-08 19:30 | 18673.8333 | 18.6738
|  | 2014-01-08 20:25:03 | 45.2673 | 2.124 | 8.496 | 7.4535 | 7.4535 | 0.9275 | 0.9275 | 1.2543 | 1.2543 | 0 | 0 | 18.6362 | 18.6362 | -8.4998 | -4.2499 | 0 | 15.521 | 0 |  |  | 8.6659 |  | 0.18769 | 18.7685 | 0 | 8.4998 | 2014-01-08 20:00 | 18636.1667 | 18.6362
|  | 2014-01-08 20:55:02 | 43.503 | 2.0317 | 8.1267 | 7.4577 | 7.4577 | 0.92617 | 0.92617 | 1.2462 | 1.2462 | 0 | 0 | 18.5842 | 18.5842 | -7.1622 | -3.5811 | 0 | 11.94 | 0 |  |  | 7.8829 |  | 0.18681 | 18.6807 | 0 | 7.1622 | 2014-01-08 20:30 | 18584.1667 | 18.5842
|  | 2014-01-08 21:25:02 | 41.2597 | 2.2522 | 9.0087 | 7.515 | 7.515 | 0.928 | 0.928 | 1.208 | 1.208 | 0 | 0 | 18.452 | 18.452 | -4.148 | -2.074 | 0 | 9.866 | 0 |  |  | 8.288 |  | 0.21834 | 21.8341 | 0 | 4.148 | 2014-01-08 21:00 | 18452 | 18.452
|  | 2014-01-08 21:55:03 | 39.1072 | 2.5177 | 10.0707 | 7.5592 | 7.5592 | 0.92667 | 0.92667 | 1.1977 | 1.1977 | 0 | 0 | 17.94 | 17.94 | -1.413 | -0.7065 | 0 | 9.1595 | 0 |  |  | 9.5671 |  | 0.25751 | 25.7515 | 0 | 1.413 | 2014-01-08 21:30 | 17940 | 17.94
|  | 2014-01-08 22:25:02 | 37.0363 | 2.747 | 10.988 | 7.6167 | 7.6167 | 0.91967 | 0.91967 | 1.2107 | 1.2107 | 0 | 0 | 16.8582 | 16.8582 | 0.55683 | 0.27842 | 0 | 9.4379 | 0 |  |  | 11.4275 |  | 0.29668 | 29.6682 | 0 | 0 | 2014-01-08 22:00 | 16858.1667 | 16.8582
|  | 2014-01-08 22:55:03 | 35.2492 | 2.7688 | 11.0753 | 7.6335 | 7.6335 | 0.91933 | 0.91933 | 1.1988 | 1.1988 | 0 | 0 | 16.0238 | 16.0238 | 1.6017 | 0.80083 | 0 | 10.2387 | 0 |  |  | 10.4108 |  | 0.3142 | 31.4201 | 0 | 0 | 2014-01-08 22:30 | 16023.8333 | 16.0238
|  | 2014-01-08 23:25:03 | 34.1625 | 2.8538 | 11.4153 | 7.647 | 7.647 | 0.92333 | 0.92333 | 1.2162 | 1.2162 | 0 | 0 | 15.7533 | 15.7533 | 2.7927 | 1.3963 | 0 | 11.635 | 0 |  |  | 11.9861 |  | 0.33415 | 33.4148 | 0 | 0 | 2014-01-08 23:00 | 15753.3333 | 15.7533
|  | 2014-01-08 23:55:03 | 33.6132 | 2.8272 | 11.3087 | 7.6528 | 7.6528 | 0.92233 | 0.92233 | 1.2362 | 1.2362 | 0 | 0 | 15.7798 | 15.7798 | 3.2867 | 1.6433 | 0 | 13.2784 | 0 |  |  | 10.5171 |  | 0.33644 | 33.6436 | 0 | 0 | 2014-01-08 23:30 | 15779.8333 | 15.7798
|  | 2014-01-09 00:25:02 | 33.7358 | 2.7118 | 10.8473 | 7.6535 | 7.6535 | 0.9205 | 0.9205 | 1.2497 | 1.2497 | 0 | 0 | 15.9955 | 15.9955 | 2.9307 | 1.4653 | 0 | 14.7437 | 0 |  |  | 11.9321 |  | 0.32154 | 32.1537 | 0 | 0 | 2014-01-09 | 15995.5 | 15.9955
|  | 2014-01-09 00:55:02 | 33.5775 | 2.6342 | 10.5367 | 7.655 | 7.655 | 0.91933 | 0.91933 | 1.3068 | 1.3068 | 0 | 0 | 15.8597 | 15.8597 | 2.7 | 1.35 | 0 | 16.0937 | 0 |  |  | 10.1152 |  | 0.3138 | 31.3801 | 0 | 0 | 2014-01-09 00:30 | 15859.6667 | 15.8597
|  | 2014-01-09 01:25:02 | 33.1435 | 2.6942 | 10.7767 | 7.6543 | 7.6543 | 0.9 | 0.9 | 1.3075 | 1.3075 | 0 | 0 | 15.3078 | 15.3078 | 2.8028 | 1.4014 | 0 | 17.4951 | 0 |  |  | 11.3155 |  | 0.32515 | 32.5152 | 0 | 0 | 2014-01-09 01:00 | 15307.8333 | 15.3078
|  | 2014-01-09 01:55:02 | 32.3757 | 2.7878 | 11.1513 | 7.6573 | 7.6573 | 0.86933 | 0.86933 | 1.293 | 1.293 | 0 | 0 | 14.5502 | 14.5502 | 3.1455 | 1.5727 | 0 | 19.0679 | 0 |  |  | 11.9319 |  | 0.34444 | 34.4436 | 0 | 0 | 2014-01-09 01:30 | 14550.1667 | 14.5502
|  | 2014-01-09 02:25:02 | 32.0772 | 2.895 | 11.58 | 7.6653 | 7.6653 | 0.85817 | 0.85817 | 1.3017 | 1.3017 | 0 | 0 | 14.2742 | 14.2742 | 3.6022 | 1.8011 | 0 | 20.869 | 0 |  |  | 12.6222 |  | 0.361 | 36.1004 | 0 | 0 | 2014-01-09 02:00 | 14274.1667 | 14.2742
|  | 2014-01-09 02:55:02 | 31.5415 | 2.9363 | 11.7453 | 7.6532 | 7.6532 | 0.8625 | 0.8625 | 1.2838 | 1.2838 | 0 | 0 | 13.6828 | 13.6828 | 3.6862 | 1.8431 | 0 | 22.712 | 0 |  |  | 11.1581 |  | 0.37238 | 37.2377 | 0 | 0 | 2014-01-09 02:30 | 13682.8333 | 13.6828
|  | 2014-01-09 03:25:02 | 30.6745 | 2.9318 | 11.7273 | 7.6493 | 7.6493 | 0.861 | 0.861 | 1.2962 | 1.2962 | 0 | 0 | 12.8198 | 12.8198 | 3.6792 | 1.8396 | 0 | 24.5516 | 0 |  |  | 11.0237 |  | 0.38232 | 38.2315 | 0 | 0 | 2014-01-09 03:00 | 12819.8333 | 12.8198
|  | 2014-01-09 03:55:02 | 30.356 | 2.9628 | 11.8513 | 7.6438 | 7.6438 | 0.86517 | 0.86517 | 1.2913 | 1.2913 | 0 | 0 | 12.495 | 12.495 | 3.7907 | 1.8953 | 0 | 26.447 | 0 |  |  | 12.918 |  | 0.39041 | 39.0412 | 0 | 0 | 2014-01-09 03:30 | 12495 | 12.495
|  | 2014-01-09 04:25:02 | 30.2347 | 2.959 | 11.836 | 7.6517 | 7.6517 | 0.86483 | 0.86483 | 1.3165 | 1.3165 | 0 | 0 | 12.3398 | 12.3398 | 3.7742 | 1.8871 | 0 | 28.334 | 0 |  |  | 11.0075 |  | 0.39147 | 39.1471 | 0 | 0 | 2014-01-09 04:00 | 12339.8333 | 12.3398
|  | 2014-01-09 04:55:03 | 30.4555 | 3.0378 | 12.1513 | 7.6505 | 7.6505 | 0.864 | 0.864 | 1.3067 | 1.3067 | 0 | 0 | 12.6387 | 12.6387 | 4.1557 | 2.0778 | 0 | 30.4119 | 0 |  |  | 11.5438 |  | 0.39899 | 39.8986 | 0 | 0 | 2014-01-09 04:30 | 12638.6667 | 12.6387
|  | 2014-01-09 05:25:03 | 31.055 | 3.0573 | 12.2293 | 7.6503 | 7.6503 | 0.86217 | 0.86217 | 1.31 | 1.31 | 0 | 0 | 13.235 | 13.235 | 4.2318 | 2.1159 | 0 | 32.5278 | 0 |  |  | 12.8408 |  | 0.3938 | 39.3796 | 0 | 0 | 2014-01-09 05:00 | 13235 | 13.235
|  | 2014-01-09 05:55:01 | 32.7255 | 2.9057 | 11.6227 | 7.6497 | 7.6497 | 0.86183 | 0.86183 | 1.3175 | 1.3175 | 0 | 0 | 14.9927 | 14.9927 | 3.7188 | 1.8594 | 0 | 34.3872 | 0 |  |  | 12.2038 |  | 0.35516 | 35.5156 | 0 | 0 | 2014-01-09 05:30 | 14992.6667 | 14.9927
|  | 2014-01-09 06:25:02 | 35.112 | 2.8623 | 11.4493 | 7.6468 | 7.6468 | 0.8575 | 0.8575 | 1.3093 | 1.3093 | 0 | 0 | 16.6107 | 16.6107 | 2.7617 | 1.3808 | 0 | 35.7681 | 0 |  |  | 12.4798 |  | 0.32608 | 32.608 | 0 | 0 | 2014-01-09 06:00 | 16610.6667 | 16.6107
|  | 2014-01-09 06:55:02 | 38.7943 | 2.8097 | 11.2387 | 7.6402 | 7.6402 | 0.88017 | 0.88017 | 1.3097 | 1.3097 | 0 | 0 | 17.6538 | 17.6538 | -0.071833 | -0.035917 | 0 | 35.7321 | 0 |  |  | 11.2387 |  | 0.2897 | 28.9699 | 0 | 0.071833 | 2014-01-09 06:30 | 17653.8333 | 17.6538
|  | 2014-01-09 07:25:02 | 42.367 | 2.7838 | 11.1353 | 7.6485 | 7.6485 | 0.90833 | 0.90833 | 1.3097 | 1.3097 | 0 | 0 | 18.2937 | 18.2937 | -3.0715 | -1.5357 | 0 | 34.1964 | 0 |  |  | 10.4672 |  | 0.26283 | 26.283 | 0 | 3.0715 | 2014-01-09 07:00 | 18293.6667 | 18.2937
|  | 2014-01-09 07:55:02 | 44.1725 | 2.9088 | 11.6353 | 7.639 | 7.639 | 0.90867 | 0.90867 | 1.2967 | 1.2967 | 0 | 0 | 18.621 | 18.621 | -4.0718 | -2.0359 | 0 | 32.1605 | 0 |  |  | 11.0536 |  | 0.26341 | 26.3407 | 0 | 4.0718 | 2014-01-09 07:30 | 18621 | 18.621
|  | 2014-01-09 08:25:01 | 44.1935 | 3.0032 | 12.0127 | 7.5752 | 7.5752 | 0.89733 | 0.89733 | 1.3042 | 1.3042 | 0 | 0 | 18.4917 | 18.4917 | -3.9125 | -1.9563 | 0 | 30.2042 | 0 |  |  | 12.0127 |  | 0.27182 | 27.182 | 0 | 3.9125 | 2014-01-09 08:00 | 18491.6667 | 18.4917
|  | 2014-01-09 08:55:02 | 44.2437 | 3.121 | 12.484 | 7.548 | 7.548 | 0.89017 | 0.89017 | 1.3093 | 1.3093 | 0 | 0 | 18.3577 | 18.3577 | -3.6545 | -1.8273 | 0 | 28.377 | 0 |  |  | 13.3579 |  | 0.28216 | 28.2165 | 0 | 3.6545 | 2014-01-09 08:30 | 18357.6667 | 18.3577
|  | 2014-01-09 09:25:03 | 44.7897 | 3.3127 | 13.2507 | 7.5377 | 7.5377 | 0.88483 | 0.88483 | 1.3173 | 1.3173 | 0.3272 | 0.3272 | 18.3222 | 18.3222 | -3.1498 | -1.5749 | 0 | 26.8021 | 0 |  |  | 12.8531 |  | 0.29584 | 29.5842 | 0 | 3.1498 | 2014-01-09 09:00 | 18322.1667 | 18.3222
|  | 2014-01-09 09:55:03 | 44.7478 | 3.2892 | 13.1567 | 7.5368 | 7.5368 | 0.8795 | 0.8795 | 1.309 | 1.309 | 0.3272 | 0.3272 | 18.4015 | 18.4015 | -3.1371 | -1.5686 | 0 | 25.2335 | 0 |  |  | 13.4198 |  | 0.29402 | 29.4018 | 0 | 3.1371 | 2014-01-09 09:30 | 18401.5 | 18.4015
|  | 2014-01-09 10:25:04 | 44.7683 | 3.4538 | 13.8153 | 7.5418 | 7.5418 | 0.87817 | 0.87817 | 1.3067 | 1.3067 | 0.5112 | 0.5112 | 18.6103 | 18.6103 | -2.1048 | -1.0524 | 0 | 24.1811 | 0 |  |  | 13.6772 |  | 0.3086 | 30.8596 | 0 | 2.1048 | 2014-01-09 10:00 | 18610.3333 | 18.6103
|  | 2014-01-09 10:55:02 | 44.7025 | 3.562 | 14.248 | 7.5472 | 7.5472 | 0.87833 | 0.87833 | 1.2997 | 1.2997 | 0.5112 | 0.5112 | 18.7338 | 18.7338 | -1.4843 | -0.74215 | 0 | 23.4389 | 0 |  |  | 14.533 |  | 0.31873 | 31.8729 | 0 | 1.4843 | 2014-01-09 10:30 | 18733.8333 | 18.7338
|  | 2014-01-09 11:25:03 | 44.6578 | 3.6265 | 14.506 | 7.5745 | 7.5745 | 0.8775 | 0.8775 | 1.3308 | 1.3308 | 0.6376 | 0.6376 | 18.7637 | 18.7637 | -0.96773 | -0.48387 | 0 | 22.9551 | 0 |  |  | 15.3764 |  | 0.32483 | 32.4825 | 0 | 0.96773 | 2014-01-09 11:00 | 18763.6667 | 18.7637
|  | 2014-01-09 11:55:03 | 44.5598 | 3.741 | 14.964 | 7.5797 | 7.5797 | 0.8765 | 0.8765 | 1.323 | 1.323 | 0.6376 | 0.6376 | 18.8325 | 18.8325 | -0.34657 | -0.17328 | 0 | 22.7818 | 0 |  |  | 14.3654 |  | 0.33582 | 33.5818 | 0 | 0.34657 | 2014-01-09 11:30 | 18832.5 | 18.8325
|  | 2014-01-09 12:25:02 | 44.3892 | 3.8228 | 15.2913 | 7.5748 | 7.5748 | 0.882 | 0.882 | 1.2872 | 1.2872 | 1.2056 | 1.2056 | 18.9388 | 18.9388 | 0.7906 | 0.3953 | 0 | 23.1771 | 0 |  |  | 16.3617 |  | 0.34448 | 34.4483 | 0 | 0 | 2014-01-09 12:00 | 18938.8333 | 18.9388
|  | 2014-01-09 12:55:02 | 44.2273 | 3.8272 | 15.3087 | 7.5632 | 7.5632 | 0.89333 | 0.89333 | 1.3078 | 1.3078 | 1.2056 | 1.2056 | 19.1693 | 19.1693 | 1.2206 | 0.6103 | 0 | 23.7874 | 0 |  |  | 16.2272 |  | 0.34614 | 34.6136 | 0 | 0 | 2014-01-09 12:30 | 19169.3333 | 19.1693
|  | 2014-01-09 13:25:03 | 44.0175 | 3.9525 | 15.81 | 7.4518 | 7.4518 | 0.89383 | 0.89383 | 1.29 | 1.29 | 0.4744 | 0.4744 | 19.1878 | 19.1878 | 1.0904 | 0.5452 | 0 | 24.3326 | 0 |  |  | 14.229 |  | 0.35918 | 35.9175 | 0 | 0 | 2014-01-09 13:00 | 19187.8333 | 19.1878
|  | 2014-01-09 13:55:03 | 44.0723 | 4.0248 | 16.0993 | 7.389 | 7.389 | 0.89467 | 0.89467 | 1.2727 | 1.2727 | 0.4744 | 0.4744 | 19.074 | 19.074 | 1.1317 | 0.56587 | 0 | 24.8985 | 0 |  |  | 16.2603 |  | 0.36529 | 36.5293 | 0 | 0 | 2014-01-09 13:30 | 19074 | 19.074
|  | 2014-01-09 14:25:02 | 44.2305 | 4.1065 | 16.426 | 7.3863 | 7.3863 | 0.89983 | 0.89983 | 1.2467 | 1.2467 | 0.2344 | 0.2344 | 18.8918 | 18.8918 | 0.85457 | 0.42728 | 0 | 25.3258 | 0 |  |  | 16.5903 |  | 0.37137 | 37.1373 | 0 | 0 | 2014-01-09 14:00 | 18891.8333 | 18.8918
|  | 2014-01-09 14:55:02 | 44.263 | 3.9138 | 15.6553 | 7.3822 | 7.3822 | 0.906 | 0.906 | 1.3142 | 1.3142 | 0.2344 | 0.2344 | 19.016 | 19.016 | 0.24507 | 0.12253 | 0 | 25.4483 | 0 |  |  | 14.5595 |  | 0.35369 | 35.3689 | 0 | 0 | 2014-01-09 14:30 | 19016 | 19.016
|  | 2014-01-09 15:25:01 | 44.8007 | 4.1075 | 16.43 | 7.3835 | 7.3835 | 0.90567 | 0.90567 | 1.289 | 1.289 | 0.0412 | 0.0412 | 18.9443 | 18.9443 | 0.19303 | 0.096517 | 0 | 25.5448 | 0 |  |  | 16.9229 |  | 0.36674 | 36.6736 | 0 | 0 | 2014-01-09 15:00 | 18944.3333 | 18.9443
|  | 2014-01-09 15:55:03 | 46.2797 | 4.1733 | 16.6933 | 7.3878 | 7.3878 | 0.90533 | 0.90533 | 1.305 | 1.305 | 0.0412 | 0.0412 | 18.9583 | 18.9583 | -0.98863 | -0.49432 | 0 | 25.0505 | 0 |  |  | 17.1941 |  | 0.36071 | 36.0706 | 0 | 0.98863 | 2014-01-09 15:30 | 18958.3333 | 18.9583
|  | 2014-01-09 16:25:01 | 48.8233 | 4.0793 | 16.3173 | 7.4048 | 7.4048 | 0.9905 | 0.9905 | 1.2988 | 1.2988 | 0 | 0 | 19.1273 | 19.1273 | -3.6845 | -1.8422 | 0 | 23.2082 | 0 |  |  | 14.6856 |  | 0.33421 | 33.4212 | 0 | 3.6845 | 2014-01-09 16:00 | 19127.3333 | 19.1273
|  | 2014-01-09 16:55:02 | 51.1195 | 4.2127 | 16.8507 | 7.4843 | 7.4843 | 1.0525 | 1.0525 | 1.3228 | 1.3228 | 0 | 0 | 19.1028 | 19.1028 | -5.3063 | -2.6532 | 0 | 20.5551 | 0 |  |  | 16.6822 |  | 0.32963 | 32.9633 | 0 | 5.3063 | 2014-01-09 16:30 | 19102.8333 | 19.1028
|  | 2014-01-09 17:25:01 | 51.4328 | 4.2648 | 17.0593 | 7.5817 | 7.5817 | 1.0522 | 1.0522 | 1.336 | 1.336 | 0 | 0 | 19.0667 | 19.0667 | -5.337 | -2.6685 | 0 | 17.8866 | 0 |  |  | 18.4241 |  | 0.33168 | 33.1682 | 0 | 5.337 | 2014-01-09 17:00 | 19066.6667 | 19.0667
|  | 2014-01-09 17:55:04 | 51.0495 | 4.2077 | 16.8307 | 7.5942 | 7.5942 | 0.92367 | 0.92367 | 1.344 | 1.344 | 0 | 0 | 19.0915 | 19.0915 | -5.2655 | -2.6327 | 0 | 15.2538 | 0 |  |  | 15.6525 |  | 0.32969 | 32.9693 | 0 | 5.2655 | 2014-01-09 17:30 | 19091.5 | 19.0915
|  | 2014-01-09 18:25:03 | 50.654 | 4.0097 | 16.0387 | 7.5955 | 7.5955 | 0.89233 | 0.89233 | 1.3358 | 1.3358 | 0 | 0 | 19.1212 | 19.1212 | -5.6705 | -2.8352 | 0 | 12.4186 | 0 |  |  | 17.4821 |  | 0.31663 | 31.6632 | 0 | 5.6705 | 2014-01-09 18:00 | 19121.1667 | 19.1212
|  | 2014-01-09 18:55:03 | 49.831 | 4.0717 | 16.2867 | 7.5985 | 7.5985 | 0.89233 | 0.89233 | 1.3193 | 1.3193 | 0 | 0 | 19.0745 | 19.0745 | -4.6597 | -2.3298 | 0 | 10.0887 | 0 |  |  | 16.9381 |  | 0.32684 | 32.6838 | 0 | 4.6597 | 2014-01-09 18:30 | 19074.5 | 19.0745
|  | 2014-01-09 19:25:02 | 48.4682 | 4.0853 | 16.3413 | 7.5978 | 7.5978 | 0.892 | 0.892 | 1.3027 | 1.3027 | 0 | 0 | 18.9708 | 18.9708 | -3.3635 | -1.6818 | 0 | 8.407 | 0 |  |  | 16.0145 |  | 0.33716 | 33.7156 | 0 | 3.3635 | 2014-01-09 19:00 | 18970.8333 | 18.9708
|  | 2014-01-09 19:55:02 | 47.0528 | 4.2528 | 17.0113 | 7.593 | 7.593 | 0.892 | 0.892 | 1.236 | 1.236 | 0 | 0 | 18.792 | 18.792 | -1.5285 | -0.76425 | 0 | 7.6427 | 0 |  |  | 18.5424 |  | 0.36154 | 36.1537 | 0 | 1.5285 | 2014-01-09 19:30 | 18792 | 18.792
|  | 2014-01-09 20:25:03 | 45.3833 | 4.2608 | 17.0433 | 7.5437 | 7.5437 | 0.89217 | 0.89217 | 0.95067 | 0.95067 | 0 | 0 | 18.6548 | 18.6548 | -0.29867 | -0.14933 | 0 | 7.4934 | 0 |  |  | 16.0207 |  | 0.37554 | 37.5542 | 0 | 0.29867 | 2014-01-09 20:00 | 18654.8333 | 18.6548
|  | 2014-01-09 20:55:03 | 43.409 | 4.131 | 16.524 | 7.4597 | 7.4597 | 0.8925 | 0.8925 | 0.695 | 0.695 | 0 | 0 | 18.174 | 18.174 | 0.33617 | 0.16808 | 0 | 7.6615 | 0 |  |  | 17.8459 |  | 0.38066 | 38.0658 | 0 | 0 | 2014-01-09 20:30 | 18174 | 18.174
|  | 2014-01-09 21:25:03 | 41.1303 | 4.1065 | 16.426 | 7.459 | 7.459 | 0.893 | 0.893 | 0.66767 | 0.66767 | 0 | 0 | 17.7198 | 17.7198 | 2.0352 | 1.0176 | 0 | 8.6791 | 0 |  |  | 17.083 |  | 0.39936 | 39.9365 | 0 | 0 | 2014-01-09 21:00 | 17719.8333 | 17.7198
|  | 2014-01-09 21:55:05 | 39.0837 | 4.0678 | 16.2713 | 7.456 | 7.456 | 0.89333 | 0.89333 | 0.41567 | 0.41567 | 0 | 0 | 17.5252 | 17.5252 | 3.4778 | 1.7389 | 0 | 10.418 | 0 |  |  | 16.1086 |  | 0.41632 | 41.6321 | 0 | 0 | 2014-01-09 21:30 | 17525.1667 | 17.5252
|  | 2014-01-09 22:25:03 | 37.0648 | 4.0152 | 16.0607 | 7.4553 | 7.4553 | 0.847 | 0.847 | 0.044333 | 0.044333 | 0 | 0 | 17.057 | 17.057 | 4.3995 | 2.1997 | 0 | 12.6177 | 0 |  |  | 15.4182 |  | 0.43331 | 43.3313 | 0 | 0 | 2014-01-09 22:00 | 17057 | 17.057
|  | 2014-01-09 22:55:02 | 35.2642 | 3.7558 | 15.0233 | 7.4525 | 7.4525 | 0.77983 | 0.77983 | 0.043667 | 0.043667 | 0 | 0 | 16.2702 | 16.2702 | 4.3053 | 2.1527 | 0 | 14.7704 | 0 |  |  | 14.8731 |  | 0.42602 | 42.6023 | 0 | 0 | 2014-01-09 22:30 | 16270.1667 | 16.2702
|  | 2014-01-09 23:25:01 | 34.3802 | 3.5475 | 14.19 | 7.4502 | 7.4502 | 0.75233 | 0.75233 | 0.043833 | 0.043833 | 0 | 0 | 16.0577 | 16.0577 | 4.1138 | 2.0569 | 0 | 16.8273 | 0 |  |  | 13.3386 |  | 0.41274 | 41.2738 | 0 | 0 | 2014-01-09 23:00 | 16057.6667 | 16.0577
|  | 2014-01-09 23:55:03 | 33.9108 | 3.4087 | 13.6347 | 7.451 | 7.451 | 0.752 | 0.752 | 0.043167 | 0.043167 | 0 | 0 | 15.8292 | 15.8292 | 3.7992 | 1.8996 | 0 | 18.7269 | 0 |  |  | 14.8618 |  | 0.40207 | 40.2074 | 0 | 0 | 2014-01-09 23:30 | 15829.1667 | 15.8292
|  | 2014-01-10 00:25:03 | 34.0605 | 3.3763 | 13.5053 | 7.4337 | 7.4337 | 0.75067 | 0.75067 | 0.043167 | 0.043167 | 0 | 0 | 16.0783 | 16.0783 | 3.7507 | 1.8753 | 0 | 20.6022 | 0 |  |  | 12.9651 |  | 0.39651 | 39.651 | 0 | 0 | 2014-01-10 | 16078.3333 | 16.0783
|  | 2014-01-10 00:55:01 | 34.0827 | 3.2553 | 13.0213 | 7.2963 | 7.2963 | 0.73633 | 0.73633 | 0.044 | 0.044 | 0 | 0 | 16.1065 | 16.1065 | 3.1218 | 1.5609 | 0 | 22.1632 | 0 |  |  | 13.8026 |  | 0.38205 | 38.2051 | 0 | 0 | 2014-01-10 00:30 | 16106.5 | 16.1065
|  | 2014-01-10 01:25:02 | 33.3317 | 3.22 | 12.88 | 7.247 | 7.247 | 0.71867 | 0.71867 | 0.043833 | 0.043833 | 0 | 0 | 15.5663 | 15.5663 | 3.1242 | 1.5621 | 0 | 23.7252 | 0 |  |  | 13.7816 |  | 0.38642 | 38.6419 | 0 | 0 | 2014-01-10 01:00 | 15566.3333 | 15.5663
|  | 2014-01-10 01:55:02 | 32.6528 | 3.2017 | 12.8067 | 7.2182 | 7.2182 | 0.71717 | 0.71717 | 0.044 | 0.044 | 0 | 0 | 15.5475 | 15.5475 | 3.6807 | 1.8403 | 0 | 25.5656 | 0 |  |  | 13.5751 |  | 0.39221 | 39.2207 | 0 | 0 | 2014-01-10 01:30 | 15547.5 | 15.5475
|  | 2014-01-10 02:25:02 | 32.2105 | 3.0283 | 12.1133 | 7.2172 | 7.2172 | 0.717 | 0.717 | 0.044 | 0.044 | 0 | 0 | 15.4085 | 15.4085 | 3.2895 | 1.6447 | 0 | 27.2103 | 0 |  |  | 10.902 |  | 0.37607 | 37.6068 | 0 | 0 | 2014-01-10 02:00 | 15408.5 | 15.4085
|  | 2014-01-10 02:55:04 | 31.9768 | 2.7305 | 10.922 | 7.2012 | 7.2012 | 0.71617 | 0.71617 | 0.043833 | 0.043833 | 0 | 0 | 15.6187 | 15.6187 | 2.525 | 1.2625 | 0 | 28.4728 | 0 |  |  | 11.6865 |  | 0.34156 | 34.156 | 0 | 0 | 2014-01-10 02:30 | 15618.6667 | 15.6187
|  | 2014-01-10 03:25:02 | 31.629 | 2.6328 | 10.5313 | 7.2077 | 7.2077 | 0.715 | 0.715 | 0.044167 | 0.044167 | 0 | 0 | 15.3095 | 15.3095 | 2.1787 | 1.0893 | 0 | 29.5621 | 0 |  |  | 10.5313 |  | 0.33296 | 33.2964 | 0 | 0 | 2014-01-10 03:00 | 15309.5 | 15.3095
|  | 2014-01-10 03:55:03 | 31.3095 | 2.7303 | 10.9213 | 7.243 | 7.243 | 0.71767 | 0.71767 | 0.044 | 0.044 | 0 | 0 | 14.8368 | 14.8368 | 2.4533 | 1.2267 | 0 | 30.7888 | 0 |  |  | 11.4674 |  | 0.34882 | 34.8819 | 0 | 0 | 2014-01-10 03:30 | 14836.8333 | 14.8368
|  | 2014-01-10 04:25:02 | 31.115 | 2.7875 | 11.15 | 7.2857 | 7.2857 | 0.726 | 0.726 | 0.044 | 0.044 | 0 | 0 | 14.4758 | 14.4758 | 2.5665 | 1.2833 | 0 | 32.0721 | 0 |  |  | 11.2615 |  | 0.35835 | 35.8348 | 0 | 0 | 2014-01-10 04:00 | 14475.8333 | 14.4758
|  | 2014-01-10 04:55:03 | 31.0172 | 2.6502 | 10.6007 | 7.369 | 7.369 | 0.72583 | 0.72583 | 0.044167 | 0.044167 | 0 | 0 | 14.7602 | 14.7602 | 2.4827 | 1.2413 | 0 | 33.3134 | 0 |  |  | 11.4487 |  | 0.34177 | 34.1768 | 0 | 0 | 2014-01-10 04:30 | 14760.1667 | 14.7602
|  | 2014-01-10 05:25:03 | 31.3682 | 2.5808 | 10.3233 | 7.3117 | 7.3117 | 0.72583 | 0.72583 | 0.043833 | 0.043833 | 0 | 0 | 14.9897 | 14.9897 | 2.0262 | 1.0131 | 0 | 34.3265 | 0 |  |  | 9.3942 |  | 0.3291 | 32.9102 | 0 | 0 | 2014-01-10 05:00 | 14989.6667 | 14.9897
|  | 2014-01-10 05:55:02 | 33.4277 | 2.5318 | 10.1273 | 7.2742 | 7.2742 | 0.72467 | 0.72467 | 0.043833 | 0.043833 | 0 | 0 | 15.5082 | 15.5082 | 0.2505 | 0.12525 | 0 | 34.4517 | 0 |  |  | 9.4184 |  | 0.30296 | 30.2963 | 0 | 0 | 2014-01-10 05:30 | 15508.1667 | 15.5082
|  | 2014-01-10 06:25:03 | 35.713 | 2.5028 | 10.0113 | 7.2755 | 7.2755 | 0.76117 | 0.76117 | 0.043667 | 0.043667 | 0 | 0 | 16.3173 | 16.3173 | -1.304 | -0.652 | 0 | 33.7997 | 0 |  |  | 9.0102 |  | 0.28033 | 28.0327 | 0 | 1.304 | 2014-01-10 06:00 | 16317.3333 | 16.3173
|  | 2014-01-10 06:55:01 | 39.767 | 2.5053 | 10.0213 | 7.2728 | 7.2728 | 0.829 | 0.829 | 0.043333 | 0.043333 | 0 | 0 | 17.4482 | 17.4482 | -4.1523 | -2.0762 | 0 | 31.7236 | 0 |  |  | 9.3198 |  | 0.252 | 25.2001 | 0 | 4.1523 | 2014-01-10 06:30 | 17448.1667 | 17.4482
|  | 2014-01-10 07:25:02 | 43.2012 | 2.5165 | 10.066 | 7.2748 | 7.2748 | 0.86467 | 0.86467 | 0.043333 | 0.043333 | 0 | 0 | 18.041 | 18.041 | -6.9113 | -3.4557 | 0 | 28.2679 | 0 |  |  | 10.368 |  | 0.233 | 23.3003 | 0 | 6.9113 | 2014-01-10 07:00 | 18041 | 18.041
|  | 2014-01-10 07:55:03 | 44.6745 | 2.4722 | 9.8887 | 7.2808 | 7.2808 | 0.8645 | 0.8645 | 0.042833 | 0.042833 | 0 | 0 | 18.3807 | 18.3807 | -8.217 | -4.1085 | 0 | 24.1594 | 0 |  |  | 9.3942 |  | 0.22135 | 22.1349 | 0 | 8.217 | 2014-01-10 07:30 | 18380.6667 | 18.3807
|  | 2014-01-10 08:25:02 | 45.1187 | 2.544 | 10.176 | 7.2527 | 7.2527 | 0.86467 | 0.86467 | 0.043333 | 0.043333 | 0 | 0 | 18.5233 | 18.5233 | -8.2587 | -4.1293 | 0 | 20.0301 | 0 |  |  | 11.1936 |  | 0.22554 | 22.5539 | 0 | 8.2587 | 2014-01-10 08:00 | 18523.3333 | 18.5233
|  | 2014-01-10 08:55:02 | 45.1448 | 2.5445 | 10.178 | 7.2513 | 7.2513 | 0.8735 | 0.8735 | 0.043333 | 0.043333 | 0 | 0 | 18.4862 | 18.4862 | -8.3125 | -4.1562 | 0 | 15.8738 | 0 |  |  | 10.7887 |  | 0.22545 | 22.5452 | 0 | 8.3125 | 2014-01-10 08:30 | 18486.1667 | 18.4862
|  | 2014-01-10 09:25:03 | 45.7018 | 2.5003 | 10.0013 | 7.2537 | 7.2537 | 0.85017 | 0.85017 | 0.042 | 0.042 | 0.5872 | 0.5872 | 18.568 | 18.568 | -8.3995 | -4.1997 | 0 | 11.6741 | 0 |  |  | 10.5014 |  | 0.21884 | 21.8839 | 0 | 8.3995 | 2014-01-10 09:00 | 18568 | 18.568
|  | 2014-01-10 09:55:02 | 45.7322 | 2.5525 | 10.21 | 7.254 | 7.254 | 0.8215 | 0.8215 | 0.042833 | 0.042833 | 0.5872 | 0.5872 | 18.579 | 18.579 | -8.2376 | -4.1188 | 0 | 7.5553 | 0 |  |  | 10.21 |  | 0.22326 | 22.3256 | 0 | 8.2376 | 2014-01-10 09:30 | 18579 | 18.579
|  | 2014-01-10 10:25:02 | 45.5948 | 2.6548 | 10.6193 | 7.2548 | 7.2548 | 0.83167 | 0.83167 | 0.042833 | 0.042833 | 0.9472 | 0.9472 | 18.5398 | 18.5398 | -7.3591 | -3.6796 | 0 | 3.8757 | 0 |  |  | 10.9379 |  | 0.23291 | 23.2907 | 0 | 7.3591 | 2014-01-10 10:00 | 18539.8333 | 18.5398
|  | 2014-01-10 10:55:03 | 45.5885 | 2.6242 | 10.4967 | 7.2562 | 7.2562 | 0.85567 | 0.85567 | 0.043167 | 0.043167 | 0.9472 | 0.9472 | 18.5818 | 18.5818 | -7.4078 | -3.7039 | 0 | 0.1718 | 0 |  |  | 10.2867 |  | 0.23025 | 23.0248 | 0 | 7.4078 | 2014-01-10 10:30 | 18581.8333 | 18.5818
|  | 2014-01-10 11:25:01 | 45.5302 | 2.5917 | 10.3667 | 7.1845 | 7.1845 | 0.86367 | 0.86367 | 0.044 | 0.044 | 0.6256 | 0.6256 | 18.5507 | 18.5507 | -7.8951 | -3.9475 | 0 | 0 | 0 |  |  | 11.2997 |  | 0.22769 | 22.7688 | 0 | 0.3436 | 2014-01-10 11:00 | 18550.6667 | 18.5507
|  | 2014-01-10 11:55:04 | 45.5325 | 2.8278 | 11.3113 | 7.0888 | 7.0888 | 0.831 | 0.831 | 0.043833 | 0.043833 | 0.6256 | 0.6256 | 18.484 | 18.484 | -7.1479 | -3.574 | 3.9475 | 0 | 0 |  |  | 11.7638 |  | 0.24842 | 24.8423 | 7.8951 | 0 | 2014-01-10 11:30 | 18484 | 18.484
|  | 2014-01-10 12:25:01 | 45.401 | 2.8798 | 11.5193 | 7.0615 | 7.0615 | 0.8015 | 0.8015 | 0.044167 | 0.044167 | 0.5612 | 0.5612 | 18.327 | 18.327 | -7.0863 | -3.5432 | 3.574 | 0 | 0 |  |  | 10.5978 |  | 0.25372 | 25.3724 | 7.1479 | 0 | 2014-01-10 12:00 | 18327 | 18.327
|  | 2014-01-10 12:55:02 | 45.0692 | 2.7523 | 11.0093 | 7.0868 | 7.0868 | 0.79633 | 0.79633 | 0.043833 | 0.043833 | 0.5612 | 0.5612 | 18.303 | 18.303 | -7.2686 | -3.6343 | 3.5432 | 0 | 0 |  |  | 11.1194 |  | 0.24428 | 24.4276 | 7.0863 | 0 | 2014-01-10 12:30 | 18303 | 18.303
|  | 2014-01-10 13:25:03 | 44.9672 | 2.6445 | 10.578 | 7.0922 | 7.0922 | 0.79333 | 0.79333 | 0.0435 | 0.0435 | 0.3992 | 0.3992 | 18.4495 | 18.4495 | -7.6115 | -3.8057 | 3.6343 | 0 | 0 |  |  | 9.8375 |  | 0.23524 | 23.5238 | 7.2686 | 0 | 2014-01-10 13:00 | 18449.5 | 18.4495
|  | 2014-01-10 13:55:03 | 44.9535 | 2.482 | 9.928 | 7.0745 | 7.0745 | 0.79417 | 0.79417 | 0.043333 | 0.043333 | 0.3992 | 0.3992 | 18.4 | 18.4 | -8.3143 | -4.1572 | 3.8057 | 0 | 0 |  |  | 9.1338 |  | 0.22085 | 22.085 | 7.6115 | 0 | 2014-01-10 13:30 | 18400 | 18.4
|  | 2014-01-10 14:25:03 | 44.841 | 2.3305 | 9.322 | 6.9567 | 6.9567 | 0.79433 | 0.79433 | 0.043 | 0.043 | 0.204 | 0.204 | 18.472 | 18.472 | -9.049 | -4.5245 | 4.1572 | 0 | 0 |  |  | 9.8813 |  | 0.20789 | 20.789 | 8.3143 | 0 | 2014-01-10 14:00 | 18472 | 18.472
|  | 2014-01-10 14:55:02 | 44.8218 | 2.2445 | 8.978 | 7.0293 | 7.0293 | 0.8 | 0.8 | 0.043167 | 0.043167 | 0.204 | 0.204 | 18.4428 | 18.4428 | -9.3245 | -4.6622 | 4.5245 | 0 | 0 |  |  | 8.6189 |  | 0.2003 | 20.0304 | 9.049 | 0 | 2014-01-10 14:30 | 18442.8333 | 18.4428
|  | 2014-01-10 15:25:02 | 45.1817 | 2.3557 | 9.4227 | 7.1293 | 7.1293 | 0.80417 | 0.80417 | 0.0435 | 0.0435 | 0.0464 | 0.0464 | 18.4417 | 18.4417 | -9.2939 | -4.647 | 4.6622 | 0 | 0 |  |  | 10.3649 |  | 0.20855 | 20.8551 | 9.3245 | 0 | 2014-01-10 15:00 | 18441.6667 | 18.4417
|  | 2014-01-10 15:55:02 | 46.7133 | 2.5353 | 10.1413 | 7.1392 | 7.1392 | 0.92467 | 0.92467 | 0.043167 | 0.043167 | 0.0464 | 0.0464 | 18.4338 | 18.4338 | -9.9848 | -4.9924 | 4.647 | 0 | 0 |  |  | 9.2286 |  | 0.2171 | 21.7097 | 9.2939 | 0 | 2014-01-10 15:30 | 18433.8333 | 18.4338
|  | 2014-01-10 16:25:03 | 49.0237 | 2.6122 | 10.4487 | 7.1455 | 7.1455 | 1.0297 | 1.0297 | 0.0435 | 0.0435 | 0 | 0 | 18.3977 | 18.3977 | -11.9587 | -5.9793 | 4.9924 | 0 | 0 |  |  | 9.7173 |  | 0.21314 | 21.3135 | 9.9848 | 0 | 2014-01-10 16:00 | 18397.6667 | 18.3977
|  | 2014-01-10 16:55:02 | 50.4208 | 2.7588 | 11.0353 | 7.1468 | 7.1468 | 0.97667 | 0.97667 | 0.0435 | 0.0435 | 0 | 0 | 18.4732 | 18.4732 | -12.7453 | -6.3727 | 5.9793 | 0 | 0 |  |  | 10.4836 |  | 0.21886 | 21.8865 | 11.9587 | 0 | 2014-01-10 16:30 | 18473.1667 | 18.4732
|  | 2014-01-10 17:25:02 | 50.6563 | 3.0658 | 12.2633 | 7.1457 | 7.1457 | 0.94467 | 0.94467 | 0.043667 | 0.043667 | 0 | 0 | 18.5448 | 18.5448 | -11.7142 | -5.8571 | 6.3727 | 0 | 0 |  |  | 13.1218 |  | 0.24209 | 24.2089 | 12.7453 | 0 | 2014-01-10 17:00 | 18544.8333 | 18.5448
|  | 2014-01-10 17:55:03 | 50.2158 | 3.1072 | 12.4287 | 7.0962 | 7.0962 | 0.8825 | 0.8825 | 0.0425 | 0.0425 | 0 | 0 | 18.5908 | 18.5908 | -11.1752 | -5.5876 | 5.8571 | 0 | 0 |  |  | 11.1858 |  | 0.2475 | 24.7505 | 11.7142 | 0 | 2014-01-10 17:30 | 18590.8333 | 18.5908
|  | 2014-01-10 18:25:03 | 49.3807 | 2.9328 | 11.7313 | 7.0315 | 7.0315 | 0.87317 | 0.87317 | 0.0445 | 0.0445 | 0 | 0 | 18.6047 | 18.6047 | -11.0955 | -5.5477 | 5.5876 | 0 | 0 |  |  | 11.8486 |  | 0.23757 | 23.7569 | 11.1752 | 0 | 2014-01-10 18:00 | 18604.6667 | 18.6047
|  | 2014-01-10 18:55:02 | 48.155 | 2.943 | 11.772 | 7.0268 | 7.0268 | 0.862 | 0.862 | 0.0445 | 0.0445 | 0 | 0 | 18.6352 | 18.6352 | -9.8145 | -4.9072 | 5.5477 | 0 | 0 |  |  | 10.8302 |  | 0.24446 | 24.4461 | 11.0955 | 0 | 2014-01-10 18:30 | 18635.1667 | 18.6352
|  | 2014-01-10 19:25:01 | 46.6332 | 3.0152 | 12.0607 | 7.0283 | 7.0283 | 0.86217 | 0.86217 | 0.044333 | 0.044333 | 0 | 0 | 18.6597 | 18.6597 | -7.978 | -3.989 | 4.9072 | 0 | 0 |  |  | 12.6637 |  | 0.25863 | 25.8629 | 9.8145 | 0 | 2014-01-10 19:00 | 18659.6667 | 18.6597
|  | 2014-01-10 19:55:03 | 45.1068 | 2.9395 | 11.758 | 7.0298 | 7.0298 | 0.85967 | 0.85967 | 0.044 | 0.044 | 0 | 0 | 18.5763 | 18.5763 | -6.839 | -3.4195 | 3.989 | 0 | 0 |  |  | 12.6986 |  | 0.26067 | 26.067 | 7.978 | 0 | 2014-01-10 19:30 | 18576.3333 | 18.5763
|  | 2014-01-10 20:25:03 | 43.541 | 2.88 | 11.52 | 7.028 | 7.028 | 0.85917 | 0.85917 | 0.044167 | 0.044167 | 0 | 0 | 18.1292 | 18.1292 | -5.9605 | -2.9802 | 3.4195 | 0 | 0 |  |  | 11.1744 |  | 0.26458 | 26.4578 | 6.839 | 0 | 2014-01-10 20:00 | 18129.1667 | 18.1292
|  | 2014-01-10 20:55:03 | 41.9675 | 2.9097 | 11.6387 | 7.0227 | 7.0227 | 0.81933 | 0.81933 | 0.044 | 0.044 | 0 | 0 | 17.5585 | 17.5585 | -4.8843 | -2.4422 | 2.9802 | 0 | 0 |  |  | 12.5698 |  | 0.27733 | 27.7326 | 5.9605 | 0 | 2014-01-10 20:30 | 17558.5 | 17.5585
|  | 2014-01-10 21:25:03 | 39.9467 | 2.8708 | 11.4833 | 7.0203 | 7.0203 | 0.785 | 0.785 | 0.044 | 0.044 | 0 | 0 | 17.2928 | 17.2928 | -3.3212 | -1.6606 | 2.4422 | 0 | 0 |  |  | 11.024 |  | 0.28747 | 28.7467 | 4.8843 | 0 | 2014-01-10 21:00 | 17292.8333 | 17.2928
|  | 2014-01-10 21:55:03 | 38.3202 | 2.9958 | 11.9833 | 6.997 | 6.997 | 0.7845 | 0.7845 | 0.043833 | 0.043833 | 0 | 0 | 16.9527 | 16.9527 | -1.5588 | -0.77942 | 1.6606 | 0 | 0 |  |  | 11.2643 |  | 0.31272 | 31.2716 | 3.3212 | 0 | 2014-01-10 21:30 | 16952.6667 | 16.9527
|  | 2014-01-10 22:25:04 | 36.6015 | 2.8657 | 11.4627 | 6.834 | 6.834 | 0.78417 | 0.78417 | 0.044167 | 0.044167 | 0 | 0 | 16.3323 | 16.3323 | -1.1442 | -0.57208 | 0.77942 | 0 | 0 |  |  | 11.0042 |  | 0.31317 | 31.3175 | 1.5588 | 0 | 2014-01-10 22:00 | 16332.3333 | 16.3323
|  | 2014-01-10 22:55:01 | 35.2185 | 2.747 | 10.988 | 6.7833 | 6.7833 | 0.7565 | 0.7565 | 0.043833 | 0.043833 | 0 | 0 | 15.9297 | 15.9297 | -0.71717 | -0.35858 | 0.57208 | 0 | 0 |  |  | 10.6584 |  | 0.312 | 31.1995 | 1.1442 | 0 | 2014-01-10 22:30 | 15929.6667 | 15.9297
|  | 2014-01-10 23:25:03 | 34.1152 | 2.693 | 10.772 | 6.6603 | 6.6603 | 0.733 | 0.733 | 0.0435 | 0.0435 | 0 | 0 | 15.7233 | 15.7233 | -0.183 | -0.0915 | 0.35858 | 0 | 0 |  |  | 10.1257 |  | 0.31575 | 31.5754 | 0.71717 | 0 | 2014-01-10 23:00 | 15723.3333 | 15.7233
|  | 2014-01-10 23:55:04 | 33.604 | 2.8282 | 11.3127 | 6.6052 | 6.6052 | 0.68533 | 0.68533 | 0.044167 | 0.044167 | 0 | 0 | 15.8918 | 15.8918 | 0.93517 | 0.46758 | 0.0915 | 0.46758 | 0 |  |  | 11.1995 |  | 0.33665 | 33.6646 | 0.183 | 0 | 2014-01-10 23:30 | 15891.8333 | 15.8918
|  | 2014-01-11 00:25:02 | 33.5532 | 2.8552 | 11.4207 | 6.6028 | 6.6028 | 0.63267 | 0.63267 | 0.044 | 0.044 | 0 | 0 | 15.9453 | 15.9453 | 1.0923 | 0.54617 | 0 | 1.0138 | 0 |  |  | 12.3343 |  | 0.34038 | 34.0375 | 0 | 0 | 2014-01-11 | 15945.3333 | 15.9453
|  | 2014-01-11 00:55:02 | 33.6042 | 2.8718 | 11.4873 | 6.6007 | 6.6007 | 0.60583 | 0.60583 | 0.044 | 0.044 | 0 | 0 | 16.192 | 16.192 | 1.3257 | 0.66283 | 0 | 1.6766 | 0 |  |  | 11.6022 |  | 0.34184 | 34.1843 | 0 | 0 | 2014-01-11 00:30 | 16192 | 16.192
|  | 2014-01-11 01:25:02 | 32.9288 | 2.7687 | 11.0747 | 6.6045 | 6.6045 | 0.59633 | 0.59633 | 0.0445 | 0.0445 | 0 | 0 | 15.9735 | 15.9735 | 1.3647 | 0.68233 | 0 | 2.3589 | 0 |  |  | 10.4102 |  | 0.33632 | 33.6321 | 0 | 0 | 2014-01-11 01:00 | 15973.5 | 15.9735
|  | 2014-01-11 01:55:02 | 32.0278 | 2.6902 | 10.7607 | 6.6047 | 6.6047 | 0.59367 | 0.59367 | 0.044667 | 0.044667 | 0 | 0 | 15.9433 | 15.9433 | 1.9192 | 0.95958 | 0 | 3.3185 | 0 |  |  | 11.6215 |  | 0.33598 | 33.5979 | 0 | 0 | 2014-01-11 01:30 | 15943.3333 | 15.9433
|  | 2014-01-11 02:25:04 | 31.7672 | 2.6353 | 10.5413 | 6.6128 | 6.6128 | 0.5875 | 0.5875 | 0.044333 | 0.044333 | 0 | 0 | 15.8773 | 15.8773 | 1.8962 | 0.94808 | 0 | 4.2666 | 0 |  |  | 9.9089 |  | 0.33183 | 33.1831 | 0 | 0 | 2014-01-11 02:00 | 15877.3333 | 15.8773
|  | 2014-01-11 02:55:05 | 31.7547 | 2.7027 | 10.8107 | 6.6643 | 6.6643 | 0.58233 | 0.58233 | 0.043667 | 0.043667 | 0 | 0 | 15.7188 | 15.7188 | 2.0652 | 1.0326 | 0 | 5.2992 | 0 |  |  | 11.3512 |  | 0.34044 | 34.0443 | 0 | 0 | 2014-01-11 02:30 | 15718.8333 | 15.7188
|  | 2014-01-11 03:25:02 | 31.1953 | 2.8688 | 11.4753 | 6.7743 | 6.7743 | 0.57417 | 0.57417 | 0.043667 | 0.043667 | 0 | 0 | 15.0768 | 15.0768 | 2.749 | 1.3745 | 0 | 6.6737 | 0 |  |  | 12.3934 |  | 0.36785 | 36.7854 | 0 | 0 | 2014-01-11 03:00 | 15076.8333 | 15.0768
|  | 2014-01-11 03:55:03 | 30.493 | 3.0758 | 12.3033 | 6.8015 | 6.8015 | 0.57083 | 0.57083 | 0.043333 | 0.043333 | 0 | 0 | 14.211 | 14.211 | 3.437 | 1.7185 | 0 | 8.3922 | 0 |  |  | 13.0415 |  | 0.40348 | 40.3481 | 0 | 0 | 2014-01-11 03:30 | 14211 | 14.211
|  | 2014-01-11 04:25:01 | 30.0452 | 3.1282 | 12.5127 | 6.7995 | 6.7995 | 0.57167 | 0.57167 | 0.044 | 0.044 | 0 | 0 | 13.7073 | 13.7073 | 3.59 | 1.795 | 0 | 10.1872 | 0 |  |  | 12.6378 |  | 0.41646 | 41.6462 | 0 | 0 | 2014-01-11 04:00 | 13707.3333 | 13.7073
|  | 2014-01-11 04:55:02 | 29.8963 | 3.0723 | 12.2893 | 6.8067 | 6.8067 | 0.58 | 0.58 | 0.043667 | 0.043667 | 0 | 0 | 13.6113 | 13.6113 | 3.4347 | 1.7173 | 0 | 11.9045 | 0 |  |  | 13.3954 |  | 0.41106 | 41.1065 | 0 | 0 | 2014-01-11 04:30 | 13611.3333 | 13.6113
|  | 2014-01-11 05:25:01 | 30.058 | 3.1012 | 12.4047 | 6.802 | 6.802 | 0.587 | 0.587 | 0.043833 | 0.043833 | 0 | 0 | 13.765 | 13.765 | 3.5445 | 1.7722 | 0 | 13.6768 | 0 |  |  | 12.7768 |  | 0.41269 | 41.2691 | 0 | 0 | 2014-01-11 05:00 | 13765 | 13.765
|  | 2014-01-11 05:55:02 | 30.6138 | 3.2432 | 12.9727 | 6.7955 | 6.7955 | 0.58683 | 0.58683 | 0.039 | 0.039 | 0 | 0 | 14.2108 | 14.2108 | 3.991 | 1.9955 | 0 | 15.6723 | 0 |  |  | 11.6754 |  | 0.42375 | 42.3752 | 0 | 0 | 2014-01-11 05:30 | 14210.8333 | 14.2108
|  | 2014-01-11 06:25:03 | 31.4313 | 3.2655 | 13.062 | 6.7983 | 6.7983 | 0.58683 | 0.58683 | 0.043167 | 0.043167 | 0 | 0 | 14.4732 | 14.4732 | 3.5322 | 1.7661 | 0 | 17.4383 | 0 |  |  | 12.5395 |  | 0.41557 | 41.5573 | 0 | 0 | 2014-01-11 06:00 | 14473.1667 | 14.4732
|  | 2014-01-11 06:55:03 | 31.6453 | 3.539 | 14.156 | 6.7925 | 6.7925 | 0.62533 | 0.62533 | 0.044 | 0.044 | 0 | 0 | 14.3658 | 14.3658 | 4.3383 | 2.1692 | 0 | 19.6075 | 0 |  |  | 14.5807 |  | 0.44733 | 44.7333 | 0 | 0 | 2014-01-11 06:30 | 14365.8333 | 14.3658
|  | 2014-01-11 07:25:03 | 32.7837 | 3.6962 | 14.7847 | 6.7893 | 6.7893 | 0.66517 | 0.66517 | 0.044 | 0.044 | 0 | 0 | 15.1157 | 15.1157 | 4.6152 | 2.3076 | 0 | 21.9151 | 0 |  |  | 14.1933 |  | 0.45098 | 45.0977 | 0 | 0 | 2014-01-11 07:00 | 15115.6667 | 15.1157
|  | 2014-01-11 07:55:02 | 34.2107 | 3.7282 | 14.9127 | 6.787 | 6.787 | 0.66467 | 0.66467 | 0.044 | 0.044 | 0 | 0 | 15.7922 | 15.7922 | 3.9898 | 1.9949 | 0 | 23.91 | 0 |  |  | 15.0618 |  | 0.43591 | 43.5907 | 0 | 0 | 2014-01-11 07:30 | 15792.1667 | 15.7922
|  | 2014-01-11 08:25:02 | 36.0675 | 3.9353 | 15.7413 | 6.7897 | 6.7897 | 0.66417 | 0.66417 | 0.043833 | 0.043833 | 0 | 0 | 16.2953 | 16.2953 | 3.4668 | 1.7334 | 0 | 25.6434 | 0 |  |  | 15.4265 |  | 0.43644 | 43.6441 | 0 | 0 | 2014-01-11 08:00 | 16295.3333 | 16.2953
|  | 2014-01-11 08:55:03 | 37.7418 | 3.7 | 14.8 | 6.7873 | 6.7873 | 0.67033 | 0.67033 | 0.043667 | 0.043667 | 0 | 0 | 16.5328 | 16.5328 | 1.0923 | 0.54617 | 0 | 26.1896 | 0 |  |  | 15.096 |  | 0.39214 | 39.2138 | 0 | 0 | 2014-01-11 08:30 | 16532.8333 | 16.5328
|  | 2014-01-11 09:25:03 | 39.1507 | 3.731 | 14.924 | 6.7905 | 6.7905 | 0.68183 | 0.68183 | 0.044 | 0.044 | 1.1636 | 1.1636 | 16.7603 | 16.7603 | 1.2136 | 0.6068 | 0 | 26.7964 | 0 |  |  | 14.0286 |  | 0.38119 | 38.1194 | 0 | 0 | 2014-01-11 09:00 | 16760.3333 | 16.7603
|  | 2014-01-11 09:55:04 | 39.8995 | 3.6372 | 14.5487 | 6.7888 | 6.7888 | 0.6835 | 0.6835 | 0.043667 | 0.043667 | 1.1636 | 1.1636 | 16.797 | 16.797 | 0.12577 | 0.062883 | 0 | 26.8593 | 0 |  |  | 13.6757 |  | 0.36463 | 36.4633 | 0 | 0 | 2014-01-11 09:30 | 16797 | 16.797
|  | 2014-01-11 10:25:01 | 40.2412 | 3.4845 | 13.938 | 6.7897 | 6.7897 | 0.70617 | 0.70617 | 0.044 | 0.044 | 2.4464 | 2.4464 | 16.5777 | 16.5777 | 0.26073 | 0.13037 | 0 | 26.9896 | 0 |  |  | 14.4955 |  | 0.34636 | 34.6362 | 0 | 0 | 2014-01-11 10:00 | 16577.6667 | 16.5777
|  | 2014-01-11 10:55:03 | 40.1252 | 3.2652 | 13.0607 | 6.7855 | 6.7855 | 0.8435 | 0.8435 | 0.044167 | 0.044167 | 2.4464 | 2.4464 | 16.4398 | 16.4398 | -0.5051 | -0.25255 | 0 | 26.7371 | 0 |  |  | 12.0158 |  | 0.3255 | 32.5498 | 0 | 0.5051 | 2014-01-11 10:30 | 16439.8333 | 16.4398
|  | 2014-01-11 11:25:02 | 40.0285 | 3.214 | 12.856 | 6.787 | 6.787 | 0.84033 | 0.84033 | 0.044 | 0.044 | 1.9072 | 1.9072 | 16.534 | 16.534 | -1.06 | -0.52998 | 0 | 26.2071 | 0 |  |  | 14.013 |  | 0.32117 | 32.1171 | 0 | 1.06 | 2014-01-11 11:00 | 16534 | 16.534
|  | 2014-01-11 11:55:02 | 39.817 | 2.893 | 11.572 | 6.7937 | 6.7937 | 0.84433 | 0.84433 | 0.0435 | 0.0435 | 1.9072 | 1.9072 | 16.8285 | 16.8285 | -1.8278 | -0.9139 | 0 | 25.2932 | 0 |  |  | 12.0349 |  | 0.29063 | 29.063 | 0 | 1.8278 | 2014-01-11 11:30 | 16828.5 | 16.8285
|  | 2014-01-11 12:25:03 | 39.5927 | 2.8498 | 11.3993 | 6.7928 | 6.7928 | 0.86733 | 0.86733 | 0.043167 | 0.043167 | 1.6852 | 1.6852 | 16.827 | 16.827 | -1.9778 | -0.9889 | 0 | 24.3043 | 0 |  |  | 11.8553 |  | 0.28792 | 28.7915 | 0 | 1.9778 | 2014-01-11 12:00 | 16827 | 16.827
|  | 2014-01-11 12:55:02 | 39.1155 | 2.9357 | 11.7427 | 6.7913 | 6.7913 | 0.78917 | 0.78917 | 0.044167 | 0.044167 | 1.6852 | 1.6852 | 16.919 | 16.919 | -1.144 | -0.57198 | 0 | 23.7323 | 0 |  |  | 11.8601 |  | 0.3002 | 30.0205 | 0 | 1.144 | 2014-01-11 12:30 | 16919 | 16.919
|  | 2014-01-11 13:25:01 | 38.7513 | 3.0317 | 12.1267 | 6.7977 | 6.7977 | 0.67483 | 0.67483 | 0.043333 | 0.043333 | 2.1016 | 2.1016 | 16.8783 | 16.8783 | -0.1289 | -0.06445 | 0 | 23.6679 | 0 |  |  | 11.7629 |  | 0.31294 | 31.2935 | 0 | 0.1289 | 2014-01-11 13:00 | 16878.3333 | 16.8783
|  | 2014-01-11 13:55:03 | 38.5033 | 2.8497 | 11.3987 | 6.7935 | 6.7935 | 0.66017 | 0.66017 | 0.043333 | 0.043333 | 2.1016 | 2.1016 | 16.7695 | 16.7695 | -0.73657 | -0.36828 | 0 | 23.2996 | 0 |  |  | 11.6266 |  | 0.29604 | 29.6044 | 0 | 0.73657 | 2014-01-11 13:30 | 16769.5 | 16.7695
|  | 2014-01-11 14:25:02 | 38.429 | 2.7308 | 10.9233 | 6.8 | 6.8 | 0.65583 | 0.65583 | 0.043833 | 0.043833 | 1.2436 | 1.2436 | 16.8588 | 16.8588 | -1.9036 | -0.95178 | 0 | 22.3478 | 0 |  |  | 10.3772 |  | 0.28425 | 28.4247 | 0 | 1.9036 | 2014-01-11 14:00 | 16858.8333 | 16.8588
|  | 2014-01-11 14:55:03 | 38.522 | 2.6663 | 10.6653 | 6.8002 | 6.8002 | 0.65383 | 0.65383 | 0.044 | 0.044 | 1.2436 | 1.2436 | 17.1978 | 17.1978 | -1.9172 | -0.95862 | 0 | 21.3892 | 0 |  |  | 10.8786 |  | 0.27686 | 27.6863 | 0 | 1.9172 | 2014-01-11 14:30 | 17197.8333 | 17.1978
|  | 2014-01-11 15:25:02 | 38.9587 | 2.7052 | 10.8207 | 6.7988 | 6.7988 | 0.65117 | 0.65117 | 0.044167 | 0.044167 | 0.1572 | 0.1572 | 17.0815 | 17.0815 | -3.4051 | -1.7026 | 0 | 19.6866 | 0 |  |  | 11.3617 |  | 0.27775 | 27.7747 | 0 | 3.4051 | 2014-01-11 15:00 | 17081.5 | 17.0815
|  | 2014-01-11 15:55:02 | 40.1513 | 2.6888 | 10.7553 | 6.7945 | 6.7945 | 0.69167 | 0.69167 | 0.044 | 0.044 | 0.1572 | 0.1572 | 17.3773 | 17.3773 | -4.3313 | -2.1657 | 0 | 17.521 | 0 |  |  | 9.6798 |  | 0.26787 | 26.787 | 0 | 4.3313 | 2014-01-11 15:30 | 17377.3333 | 17.3773
|  | 2014-01-11 16:25:02 | 43.1777 | 2.5107 | 10.0427 | 6.7988 | 6.7988 | 0.84183 | 0.84183 | 0.043833 | 0.043833 | 0 | 0 | 17.73 | 17.73 | -7.7205 | -3.8602 | 0 | 13.6607 | 0 |  |  | 10.0427 |  | 0.23259 | 23.2589 | 0 | 7.7205 | 2014-01-11 16:00 | 17730 | 17.73
|  | 2014-01-11 16:55:02 | 45.945 | 2.0825 | 8.33 | 6.7823 | 6.7823 | 1.0257 | 1.0257 | 0.044 | 0.044 | 0 | 0 | 17.613 | 17.613 | -12.15 | -6.075 | 0 | 7.5857 | 0 |  |  | 7.9968 |  | 0.1813 | 18.1304 | 0 | 12.15 | 2014-01-11 16:30 | 17613 | 17.613
|  | 2014-01-11 17:25:02 | 47.1738 | 1.9483 | 7.7933 | 6.653 | 6.653 | 1.0217 | 1.0217 | 0.044167 | 0.044167 | 0 | 0 | 17.9852 | 17.9852 | -13.6765 | -6.8383 | 0 | 0.74747 | 0 |  |  | 8.0271 |  | 0.1652 | 16.5205 | 0 | 13.6765 | 2014-01-11 17:00 | 17985.1667 | 17.9852
|  | 2014-01-11 17:55:04 | 47.0257 | 1.89 | 7.56 | 6.6038 | 6.6038 | 0.9505 | 0.9505 | 0.044333 | 0.044333 | 0 | 0 | 17.9847 | 17.9847 | -13.8823 | -6.9412 | 0 | 0 | 0 |  |  | 8.2404 |  | 0.16076 | 16.0763 | 0 | 1.4949 | 2014-01-11 17:30 | 17984.6667 | 17.9847
|  | 2014-01-11 18:25:04 | 46.4127 | 1.6992 | 6.7967 | 6.6103 | 6.6103 | 0.98383 | 0.98383 | 0.044333 | 0.044333 | 0 | 0 | 17.9715 | 17.9715 | -14.006 | -7.003 | 6.9412 | 0 | 0 |  |  | 6.4568 |  | 0.14644 | 14.644 | 13.8823 | 0 | 2014-01-11 18:00 | 17971.5 | 17.9715
|  | 2014-01-11 18:55:02 | 45.6363 | 1.5248 | 6.0993 | 6.6133 | 6.6133 | 0.9395 | 0.9395 | 0.044333 | 0.044333 | 0 | 0 | 18.0467 | 18.0467 | -13.8932 | -6.9466 | 7.003 | 0 | 0 |  |  | 6.7093 |  | 0.13365 | 13.3651 | 14.006 | 0 | 2014-01-11 18:30 | 18046.6667 | 18.0467
|  | 2014-01-11 19:25:02 | 44.2262 | 1.3433 | 5.3733 | 6.6145 | 6.6145 | 0.86733 | 0.86733 | 0.044167 | 0.044167 | 0 | 0 | 18.0157 | 18.0157 | -13.3112 | -6.6556 | 6.9466 | 0 | 0 |  |  | 5.642 |  | 0.1215 | 12.1497 | 13.8932 | 0 | 2014-01-11 19:00 | 18015.6667 | 18.0157
|  | 2014-01-11 19:55:04 | 42.6143 | 1.2567 | 5.0267 | 6.6213 | 6.6213 | 0.8645 | 0.8645 | 0.044167 | 0.044167 | 0 | 0 | 17.8767 | 17.8767 | -12.181 | -6.0905 | 6.6556 | 0 | 0 |  |  | 5.3283 |  | 0.11796 | 11.7957 | 13.3112 | 0 | 2014-01-11 19:30 | 17876.6667 | 17.8767
|  | 2014-01-11 20:25:02 | 41.345 | 1.1317 | 4.5267 | 6.6568 | 6.6568 | 0.8605 | 0.8605 | 0.044 | 0.044 | 0 | 0 | 17.8827 | 17.8827 | -11.3743 | -5.6872 | 6.0905 | 0 | 0 |  |  | 4.9341 |  | 0.10949 | 10.9485 | 12.181 | 0 | 2014-01-11 20:00 | 17882.6667 | 17.8827
|  | 2014-01-11 20:55:04 | 40.1317 | 0.98167 | 3.9267 | 6.768 | 6.768 | 0.85533 | 0.85533 | 0.044 | 0.044 | 0 | 0 | 17.5763 | 17.5763 | -10.9613 | -5.4807 | 5.6872 | 0 | 0 |  |  | 3.8481 |  | 0.097845 | 9.7845 | 11.3743 | 0 | 2014-01-11 20:30 | 17576.3333 | 17.5763
|  | 2014-01-11 21:25:02 | 38.6872 | 0.7995 | 3.198 | 6.807 | 6.807 | 0.8495 | 0.8495 | 0.043333 | 0.043333 | 0 | 0 | 17.226 | 17.226 | -10.5633 | -5.2817 | 5.4807 | 0 | 0 |  |  | 3.4858 |  | 0.082663 | 8.2663 | 10.9613 | 0 | 2014-01-11 21:00 | 17226 | 17.226
|  | 2014-01-11 21:55:02 | 37.3012 | 0.73567 | 2.9427 | 6.8087 | 6.8087 | 0.76133 | 0.76133 | 0.044 | 0.044 | 0 | 0 | 17.3602 | 17.3602 | -9.3843 | -4.6922 | 5.2817 | 0 | 0 |  |  | 3.2369 |  | 0.078889 | 7.8889 | 10.5633 | 0 | 2014-01-11 21:30 | 17360.1667 | 17.3602
|  | 2014-01-11 22:25:03 | 36.0915 | 0.71 | 2.84 | 6.8092 | 6.8092 | 0.674 | 0.674 | 0.043833 | 0.043833 | 0 | 0 | 17.1433 | 17.1433 | -8.5812 | -4.2906 | 4.6922 | 0 | 0 |  |  | 2.7832 |  | 0.078689 | 7.8689 | 9.3843 | 0 | 2014-01-11 22:00 | 17143.3333 | 17.1433
|  | 2014-01-11 22:55:03 | 34.8123 | 0.736 | 2.944 | 6.7977 | 6.7977 | 0.6275 | 0.6275 | 0.045 | 0.045 | 0 | 0 | 16.6717 | 16.6717 | -7.7265 | -3.8633 | 4.2906 | 0 | 0 |  |  | 3.0618 |  | 0.084568 | 8.4568 | 8.5812 | 0 | 2014-01-11 22:30 | 16671.6667 | 16.6717
|  | 2014-01-11 23:25:02 | 33.3703 | 0.61483 | 2.4593 | 6.801 | 6.801 | 0.58233 | 0.58233 | 0.044667 | 0.044667 | 0 | 0 | 16.1038 | 16.1038 | -7.3792 | -3.6896 | 3.8633 | 0 | 0 |  |  | 2.2134 |  | 0.073698 | 7.3698 | 7.7265 | 0 | 2014-01-11 23:00 | 16103.8333 | 16.1038
|  | 2014-01-11 23:55:03 | 32.9013 | 0.5575 | 2.23 | 6.8028 | 6.8028 | 0.57033 | 0.57033 | 0.044833 | 0.044833 | 0 | 0 | 16.1755 | 16.1755 | -7.0778 | -3.5389 | 3.6896 | 0 | 0 |  |  | 2.2077 |  | 0.067778 | 6.7778 | 7.3792 | 0 | 2014-01-11 23:30 | 16175.5 | 16.1755
|  | 2014-01-12 00:25:03 | 32.8145 | 0.514 | 2.056 | 6.803 | 6.803 | 0.56433 | 0.56433 | 0.044167 | 0.044167 | 0 | 0 | 16.6125 | 16.6125 | -6.7345 | -3.3673 | 3.5389 | 0 | 0 |  |  | 1.8915 |  | 0.062655 | 6.2655 | 7.0778 | 0 | 2014-01-12 | 16612.5 | 16.6125
|  | 2014-01-12 00:56:19 | 32.9738 | 0.5555 | 2.222 | 6.794 | 6.794 | 0.54817 | 0.54817 | 0.044333 | 0.044333 | 0 | 0 | 16.8713 | 16.8713 | -6.494 | -3.247 | 3.3673 | 0 | 0 |  |  | 2.222 |  | 0.067387 | 6.7387 | 6.7345 | 0 | 2014-01-12 00:30 | 16871.3333 | 16.8713
|  | 2014-01-12 01:25:01 | 32.2143 | 0.60833 | 2.4333 | 6.7958 | 6.7958 | 0.53317 | 0.53317 | 0.044 | 0.044 | 0 | 0 | 16.5572 | 16.5572 | -5.8508 | -2.9254 | 3.247 | 0 | 0 |  |  | 2.409 |  | 0.075536 | 7.5536 | 6.494 | 0 | 2014-01-12 01:00 | 16557.1667 | 16.5572
|  | 2014-01-12 01:55:01 | 31.517 | 0.69783 | 2.7913 | 6.7933 | 6.7933 | 0.53433 | 0.53433 | 0.044 | 0.044 | 0 | 0 | 16.5385 | 16.5385 | -4.8155 | -2.4078 | 2.9254 | 0 | 0 |  |  | 3.0426 |  | 0.088566 | 8.8566 | 5.8508 | 0 | 2014-01-12 01:30 | 16538.5 | 16.5385
|  | 2014-01-12 02:25:01 | 31.234 | 0.79483 | 3.1793 | 6.7955 | 6.7955 | 0.53433 | 0.53433 | 0.043833 | 0.043833 | 0 | 0 | 16.7717 | 16.7717 | -3.9093 | -1.9547 | 2.4078 | 0 | 0 |  |  | 3.4019 |  | 0.10179 | 10.1791 | 4.8155 | 0 | 2014-01-12 02:00 | 16771.6667 | 16.7717
|  | 2014-01-12 02:55:05 | 31.1132 | 0.87033 | 3.4813 | 6.7523 | 6.7523 | 0.53417 | 0.53417 | 0.044167 | 0.044167 | 0 | 0 | 16.7273 | 16.7273 | -3.5738 | -1.7869 | 1.9547 | 0 | 0 |  |  | 3.2725 |  | 0.11189 | 11.1893 | 3.9093 | 0 | 2014-01-12 02:30 | 16727.3333 | 16.7273
|  | 2014-01-12 03:25:03 | 30.7367 | 0.937 | 3.748 | 6.6452 | 6.6452 | 0.5405 | 0.5405 | 0.044167 | 0.044167 | 0 | 0 | 16.392 | 16.392 | -3.3668 | -1.6834 | 1.7869 | 0 | 0 |  |  | 3.8979 |  | 0.12194 | 12.1939 | 3.5738 | 0 | 2014-01-12 03:00 | 16392 | 16.392
|  | 2014-01-12 03:55:02 | 30.2713 | 1.0283 | 4.1133 | 6.6125 | 6.6125 | 0.54467 | 0.54467 | 0.045 | 0.045 | 0 | 0 | 15.9523 | 15.9523 | -3.0035 | -1.5017 | 1.6834 | 0 | 0 |  |  | 3.9077 |  | 0.13588 | 13.5882 | 3.3668 | 0 | 2014-01-12 03:30 | 15952.3333 | 15.9523
|  | 2014-01-12 04:25:03 | 29.8242 | 1.1948 | 4.7793 | 6.6157 | 6.6157 | 0.54483 | 0.54483 | 0.044 | 0.044 | 0 | 0 | 15.432 | 15.432 | -2.4083 | -1.2042 | 1.5017 | 0 | 0 |  |  | 4.3014 |  | 0.16025 | 16.025 | 3.0035 | 0 | 2014-01-12 04:00 | 15432 | 15.432
|  | 2014-01-12 04:55:03 | 29.6008 | 1.4648 | 5.8593 | 6.619 | 6.619 | 0.54483 | 0.54483 | 0.044333 | 0.044333 | 0 | 0 | 14.9228 | 14.9228 | -1.6105 | -0.80525 | 1.2042 | 0 | 0 |  |  | 5.6836 |  | 0.19794 | 19.7945 | 2.4083 | 0 | 2014-01-12 04:30 | 14922.8333 | 14.9228
|  | 2014-01-12 05:25:01 | 29.4123 | 1.6322 | 6.5287 | 6.6215 | 6.6215 | 0.54467 | 0.54467 | 0.044 | 0.044 | 0 | 0 | 14.5047 | 14.5047 | -1.1688 | -0.58442 | 0.80525 | 0 | 0 |  |  | 6.2022 |  | 0.22197 | 22.197 | 1.6105 | 0 | 2014-01-12 05:00 | 14504.6667 | 14.5047
|  | 2014-01-12 05:55:01 | 29.7455 | 1.76 | 7.04 | 6.6495 | 6.6495 | 0.544 | 0.544 | 0.0435 | 0.0435 | 0 | 0 | 14.7435 | 14.7435 | -0.725 | -0.3625 | 0.58442 | 0 | 0 |  |  | 7.392 |  | 0.23667 | 23.6674 | 1.1688 | 0 | 2014-01-12 05:30 | 14743.5 | 14.7435
|  | 2014-01-12 06:25:02 | 30.1848 | 1.8617 | 7.4467 | 6.7292 | 6.7292 | 0.5435 | 0.5435 | 0.0435 | 0.0435 | 0 | 0 | 15.0752 | 15.0752 | -0.34683 | -0.17342 | 0.3625 | 0 | 0 |  |  | 6.9999 |  | 0.2467 | 24.6702 | 0.725 | 0 | 2014-01-12 06:00 | 15075.1667 | 15.0752
|  | 2014-01-12 06:55:02 | 30.5737 | 2.058 | 8.232 | 6.7925 | 6.7925 | 0.55283 | 0.55283 | 0.044 | 0.044 | 0 | 0 | 15.1767 | 15.1767 | 0.22433 | 0.11217 | 0.17342 | 0.11217 | 0 |  |  | 7.5734 |  | 0.26925 | 26.9251 | 0.34683 | 0 | 2014-01-12 06:30 | 15176.6667 | 15.1767
|  | 2014-01-12 07:25:02 | 31.1598 | 2.2618 | 9.0473 | 6.8003 | 6.8003 | 0.55883 | 0.55883 | 0.044 | 0.044 | 0 | 0 | 15.1282 | 15.1282 | 0.41883 | 0.20942 | 0 | 0.32158 | 0 |  |  | 8.595 |  | 0.29035 | 29.0352 | 0 | 0 | 2014-01-12 07:00 | 15128.1667 | 15.1282
|  | 2014-01-12 07:55:04 | 31.6442 | 2.562 | 10.248 | 6.8005 | 6.8005 | 0.56 | 0.56 | 0.044 | 0.044 | 0 | 0 | 15.3202 | 15.3202 | 1.3285 | 0.66425 | 0 | 0.98583 | 0 |  |  | 9.2232 |  | 0.32385 | 32.3851 | 0 | 0 | 2014-01-12 07:30 | 15320.1667 | 15.3202
|  | 2014-01-12 08:25:02 | 32.4193 | 2.9307 | 11.7227 | 6.7933 | 6.7933 | 0.55867 | 0.55867 | 0.044 | 0.044 | 0 | 0 | 15.3075 | 15.3075 | 2.0068 | 1.0034 | 0 | 1.9893 | 0 |  |  | 12.426 |  | 0.36159 | 36.1595 | 0 | 0 | 2014-01-12 08:00 | 15307.5 | 15.3075
|  | 2014-01-12 08:55:01 | 34.0682 | 3.123 | 12.492 | 6.8023 | 6.8023 | 0.61067 | 0.61067 | 0.044167 | 0.044167 | 0 | 0 | 15.9242 | 15.9242 | 1.8052 | 0.90258 | 0 | 2.8918 | 0 |  |  | 11.4926 |  | 0.36668 | 36.6677 | 0 | 0 | 2014-01-12 08:30 | 15924.1667 | 15.9242
|  | 2014-01-12 09:25:02 | 35.944 | 3.3313 | 13.3253 | 6.8007 | 6.8007 | 0.6565 | 0.6565 | 0.044 | 0.044 | 1.2744 | 1.2744 | 16.0845 | 16.0845 | 2.2414 | 1.1207 | 0 | 4.0125 | 0 |  |  | 12.1261 |  | 0.37072 | 37.0725 | 0 | 0 | 2014-01-12 09:00 | 16084.5 | 16.0845
|  | 2014-01-12 09:55:02 | 37.542 | 3.6577 | 14.6307 | 6.8032 | 6.8032 | 0.7555 | 0.7555 | 0.044 | 0.044 | 1.2744 | 1.2744 | 16.1962 | 16.1962 | 2.1619 | 1.081 | 0 | 5.0935 | 0 |  |  | 15.3622 |  | 0.38971 | 38.9715 | 0 | 0 | 2014-01-12 09:30 | 16196.1667 | 16.1962
|  | 2014-01-12 10:25:01 | 38.9553 | 3.8503 | 15.4013 | 6.7998 | 6.7998 | 0.848 | 0.848 | 0.044 | 0.044 | 2.1608 | 2.1608 | 16.3437 | 16.3437 | 2.6423 | 1.3211 | 0 | 6.4146 | 0 |  |  | 16.6334 |  | 0.39536 | 39.5359 | 0 | 0 | 2014-01-12 10:00 | 16343.6667 | 16.3437
|  | 2014-01-12 10:55:02 | 39.7842 | 3.8245 | 15.298 | 6.7952 | 6.7952 | 0.8565 | 0.8565 | 0.043833 | 0.043833 | 2.1608 | 2.1608 | 16.3783 | 16.3783 | 1.7485 | 0.87423 | 0 | 7.2889 | 0 |  |  | 15.298 |  | 0.38452 | 38.4525 | 0 | 0 | 2014-01-12 10:30 | 16378.3333 | 16.3783
|  | 2014-01-12 11:25:03 | 40.6572 | 3.7582 | 15.0327 | 6.796 | 6.796 | 0.90017 | 0.90017 | 0.044 | 0.044 | 3.0924 | 3.0924 | 16.3235 | 16.3235 | 1.5316 | 0.76578 | 0 | 8.0547 | 0 |  |  | 16.3856 |  | 0.36974 | 36.9742 | 0 | 0 | 2014-01-12 11:00 | 16323.5 | 16.3235
|  | 2014-01-12 11:55:03 | 41.2127 | 3.5387 | 14.1547 | 6.7947 | 6.7947 | 1.0065 | 1.0065 | 0.044 | 0.044 | 3.0924 | 3.0924 | 16.3753 | 16.3753 | 0.2549 | 0.12745 | 0 | 8.1821 | 0 |  |  | 14.0131 |  | 0.34345 | 34.3454 | 0 | 0 | 2014-01-12 11:30 | 16375.3333 | 16.3753
|  | 2014-01-12 12:25:01 | 41.8615 | 3.5435 | 14.174 | 6.781 | 6.781 | 0.99317 | 0.99317 | 0.044 | 0.044 | 2.1264 | 2.1264 | 16.5408 | 16.5408 | -1.2021 | -0.60105 | 0 | 7.5811 | 0 |  |  | 13.1818 |  | 0.33859 | 33.8593 | 0 | 1.2021 | 2014-01-12 12:00 | 16540.8333 | 16.5408
|  | 2014-01-12 12:55:02 | 42.0292 | 3.527 | 14.108 | 6.7783 | 6.7783 | 0.97267 | 0.97267 | 0.043833 | 0.043833 | 2.1264 | 2.1264 | 16.7135 | 16.7135 | -1.2864 | -0.64322 | 0 | 6.9378 | 0 |  |  | 15.3777 |  | 0.33567 | 33.5672 | 0 | 1.2864 | 2014-01-12 12:30 | 16713.5 | 16.7135
|  | 2014-01-12 13:25:02 | 42.0728 | 3.4305 | 13.722 | 6.7957 | 6.7957 | 0.95467 | 0.95467 | 0.044 | 0.044 | 1.1436 | 1.1436 | 16.8067 | 16.8067 | -2.6062 | -1.3031 | 0 | 5.6347 | 0 |  |  | 14.5453 |  | 0.32615 | 32.6149 | 0 | 2.6062 | 2014-01-12 13:00 | 16806.6667 | 16.8067
|  | 2014-01-12 13:55:03 | 42.3158 | 3.4532 | 13.8127 | 6.8295 | 6.8295 | 0.94817 | 0.94817 | 0.043667 | 0.043667 | 1.1436 | 1.1436 | 16.778 | 16.778 | -2.7602 | -1.3801 | 0 | 4.2546 | 0 |  |  | 14.227 |  | 0.32642 | 32.6418 | 0 | 2.7602 | 2014-01-12 13:30 | 16778 | 16.778
|  | 2014-01-12 14:25:03 | 42.7283 | 3.6497 | 14.5987 | 6.8598 | 6.8598 | 0.94767 | 0.94767 | 0.0435 | 0.0435 | 1.0836 | 1.0836 | 16.7423 | 16.7423 | -2.4527 | -1.2264 | 0 | 3.0282 | 0 |  |  | 15.7666 |  | 0.34166 | 34.1662 | 0 | 2.4527 | 2014-01-12 14:00 | 16742.3333 | 16.7423
|  | 2014-01-12 14:55:02 | 42.983 | 3.8107 | 15.2427 | 6.8693 | 6.8693 | 0.94183 | 0.94183 | 0.043 | 0.043 | 1.0836 | 1.0836 | 16.7147 | 16.7147 | -2.0879 | -1.044 | 0 | 1.9843 | 0 |  |  | 15.0902 |  | 0.35462 | 35.4621 | 0 | 2.0879 | 2014-01-12 14:30 | 16714.6667 | 16.7147
|  | 2014-01-12 15:25:02 | 43.4003 | 3.9775 | 15.91 | 6.8788 | 6.8788 | 0.733 | 0.733 | 0.0425 | 0.0425 | 0.0996 | 0.0996 | 16.6728 | 16.6728 | -3.0636 | -1.5318 | 0 | 0.4525 | 0 |  |  | 16.2282 |  | 0.36659 | 36.6587 | 0 | 3.0636 | 2014-01-12 15:00 | 16672.8333 | 16.6728
|  | 2014-01-12 15:55:02 | 44.5793 | 3.9867 | 15.9467 | 6.8892 | 6.8892 | 0.626 | 0.626 | 0.0425 | 0.0425 | 0.0996 | 0.0996 | 16.773 | 16.773 | -4.2024 | -2.1012 | 0 | 0 | 0 |  |  | 16.5845 |  | 0.35771 | 35.7714 | 0 | 0.905 | 2014-01-12 15:30 | 16773 | 16.773
|  | 2014-01-12 16:25:01 | 46.6645 | 3.9403 | 15.7613 | 6.9005 | 6.9005 | 0.71167 | 0.71167 | 0.043333 | 0.043333 | 0 | 0 | 16.874 | 16.874 | -6.3737 | -3.1868 | 2.1012 | 0 | 0 |  |  | 14.9733 |  | 0.33776 | 33.7759 | 4.2024 | 0 | 2014-01-12 16:00 | 16874 | 16.874
|  | 2014-01-12 16:55:04 | 47.7402 | 3.9548 | 15.8193 | 6.9092 | 6.9092 | 0.893 | 0.893 | 0.044 | 0.044 | 0 | 0 | 16.9358 | 16.9358 | -7.1388 | -3.5694 | 3.1868 | 0 | 0 |  |  | 17.4013 |  | 0.33136 | 33.1363 | 6.3737 | 0 | 2014-01-12 16:30 | 16935.8333 | 16.9358
|  | 2014-01-12 17:25:01 | 47.5772 | 4.2357 | 16.9427 | 6.9107 | 6.9107 | 0.99567 | 0.99567 | 0.044167 | 0.044167 | 0 | 0 | 16.919 | 16.919 | -5.765 | -2.8825 | 3.5694 | 0 | 0 |  |  | 15.2484 |  | 0.35611 | 35.6109 | 7.1388 | 0 | 2014-01-12 17:00 | 16919 | 16.919
|  | 2014-01-12 17:55:02 | 47.0453 | 4.6122 | 18.4487 | 6.9075 | 6.9075 | 0.9125 | 0.9125 | 0.044 | 0.044 | 0 | 0 | 16.9923 | 16.9923 | -3.7403 | -1.8702 | 2.8825 | 0 | 0 |  |  | 19.9246 |  | 0.39215 | 39.2147 | 5.765 | 0 | 2014-01-12 17:30 | 16992.3333 | 16.9923
|  | 2014-01-12 18:25:02 | 45.9772 | 4.6488 | 18.5953 | 6.906 | 6.906 | 0.8455 | 0.8455 | 0.044333 | 0.044333 | 0 | 0 | 17.0642 | 17.0642 | -2.5218 | -1.2609 | 1.8702 | 0 | 0 |  |  | 18.5953 |  | 0.40445 | 40.4447 | 3.7403 | 0 | 2014-01-12 18:00 | 17064.1667 | 17.0642
|  | 2014-01-12 18:55:02 | 44.9163 | 4.59 | 18.36 | 6.9007 | 6.9007 | 0.84633 | 0.84633 | 0.044 | 0.044 | 0 | 0 | 17.0402 | 17.0402 | -1.7252 | -0.86258 | 1.2609 | 0 | 0 |  |  | 19.0944 |  | 0.40876 | 40.876 | 2.5218 | 0 | 2014-01-12 18:30 | 17040.1667 | 17.0402
|  | 2014-01-12 19:25:02 | 43.8153 | 4.6132 | 18.4527 | 6.9002 | 6.9002 | 0.84417 | 0.84417 | 0.044333 | 0.044333 | 0 | 0 | 17.0448 | 17.0448 | -0.52917 | -0.26458 | 0.86258 | 0 | 0 |  |  | 17.7146 |  | 0.42115 | 42.1146 | 1.7252 | 0 | 2014-01-12 19:00 | 17044.8333 | 17.0448
|  | 2014-01-12 19:55:02 | 42.7503 | 4.7915 | 19.166 | 6.9022 | 6.9022 | 0.82717 | 0.82717 | 0.044 | 0.044 | 0 | 0 | 16.9657 | 16.9657 | 1.1547 | 0.57733 | 0.26458 | 0.57733 | 0 |  |  | 18.3994 |  | 0.44832 | 44.8324 | 0.52917 | 0 | 2014-01-12 19:30 | 16965.6667 | 16.9657
|  | 2014-01-12 20:25:02 | 41.4028 | 4.8703 | 19.4813 | 6.9003 | 6.9003 | 0.8325 | 0.8325 | 0.044 | 0.044 | 0 | 0 | 16.8602 | 16.8602 | 2.7155 | 1.3578 | 0 | 1.9351 | 0 |  |  | 18.1176 |  | 0.47053 | 47.0531 | 0 | 0 | 2014-01-12 20:00 | 16860.1667 | 16.8602
|  | 2014-01-12 20:55:02 | 39.6287 | 4.8102 | 19.2407 | 6.906 | 6.906 | 0.76667 | 0.76667 | 0.043833 | 0.043833 | 0 | 0 | 16.5153 | 16.5153 | 3.8438 | 1.9219 | 0 | 3.857 | 0 |  |  | 19.0483 |  | 0.48552 | 48.5524 | 0 | 0 | 2014-01-12 20:30 | 16515.3333 | 16.5153
|  | 2014-01-12 21:25:03 | 37.6357 | 4.8333 | 19.3333 | 6.9045 | 6.9045 | 0.661 | 0.661 | 0.043667 | 0.043667 | 0 | 0 | 16.0993 | 16.0993 | 5.4062 | 2.7031 | 0 | 6.5601 | 0 |  |  | 18.9467 |  | 0.5137 | 51.3697 | 0 | 0 | 2014-01-12 21:00 | 16099.3333 | 16.0993
|  | 2014-01-12 21:55:02 | 36.0848 | 4.7802 | 19.1207 | 6.9068 | 6.9068 | 0.625 | 0.625 | 0.044 | 0.044 | 0 | 0 | 15.754 | 15.754 | 6.3657 | 3.1828 | 0 | 9.7429 | 0 |  |  | 17.3998 |  | 0.52988 | 52.9881 | 0 | 0 | 2014-01-12 21:30 | 15754 | 15.754
|  | 2014-01-12 22:25:03 | 34.5407 | 4.7093 | 18.8373 | 7.0288 | 7.0288 | 0.62533 | 0.62533 | 0.043833 | 0.043833 | 0 | 0 | 15.646 | 15.646 | 7.6407 | 3.8203 | 0 | 13.5633 | 0 |  |  | 19.0257 |  | 0.54537 | 54.5367 | 0 | 0 | 2014-01-12 22:00 | 15646 | 15.646
|  | 2014-01-12 22:55:02 | 33.008 | 4.5017 | 18.0067 | 7.0553 | 7.0553 | 0.57117 | 0.57117 | 0.044 | 0.044 | 0 | 0 | 15.1155 | 15.1155 | 7.7847 | 3.8923 | 0 | 17.4556 | 0 |  |  | 18.5469 |  | 0.54552 | 54.5524 | 0 | 0 | 2014-01-12 22:30 | 15115.5 | 15.1155
|  | 2014-01-12 23:25:03 | 32.2717 | 4.2315 | 16.926 | 7.0627 | 7.0627 | 0.52933 | 0.52933 | 0.043333 | 0.043333 | 0 | 0 | 14.8168 | 14.8168 | 7.1065 | 3.5532 | 0 | 21.0088 | 0 |  |  | 18.6186 |  | 0.52448 | 52.4485 | 0 | 0 | 2014-01-12 23:00 | 14816.8333 | 14.8168
|  | 2014-01-12 23:55:04 | 31.8187 | 3.8677 | 15.4707 | 7.059 | 7.059 | 0.5365 | 0.5365 | 0.043167 | 0.043167 | 0 | 0 | 14.8288 | 14.8288 | 6.1195 | 3.0597 | 0 | 24.0686 | 0 |  |  | 16.5536 |  | 0.48621 | 48.6214 | 0 | 0 | 2014-01-12 23:30 | 14828.8333 | 14.8288
|  | 2014-01-13 00:25:02 | 31.9182 | 3.607 | 14.428 | 7.0578 | 7.0578 | 0.54117 | 0.54117 | 0.043667 | 0.043667 | 0 | 0 | 14.9788 | 14.9788 | 5.1313 | 2.5657 | 0 | 26.6342 | 0 |  |  | 15.1494 |  | 0.45203 | 45.2031 | 0 | 0 | 2014-01-13 | 14978.8333 | 14.9788
|  | 2014-01-13 00:55:01 | 32.1823 | 3.5348 | 14.1393 | 7.0662 | 7.0662 | 0.5645 | 0.5645 | 0.044333 | 0.044333 | 0 | 0 | 14.8343 | 14.8343 | 4.4663 | 2.2332 | 0 | 28.8674 | 0 |  |  | 13.1496 |  | 0.43935 | 43.9351 | 0 | 0 | 2014-01-13 00:30 | 14834.3333 | 14.8343
|  | 2014-01-13 01:25:02 | 31.8158 | 3.418 | 13.672 | 7.0627 | 7.0627 | 0.54733 | 0.54733 | 0.044167 | 0.044167 | 0 | 0 | 14.6668 | 14.6668 | 4.1772 | 2.0886 | 0 | 30.956 | 0 |  |  | 13.8087 |  | 0.42972 | 42.9723 | 0 | 0 | 2014-01-13 01:00 | 14666.8333 | 14.6668
|  | 2014-01-13 01:55:02 | 31.4423 | 3.4222 | 13.6887 | 7.0678 | 7.0678 | 0.53967 | 0.53967 | 0.044 | 0.044 | 0 | 0 | 14.2863 | 14.2863 | 4.1842 | 2.0921 | 0 | 33.0481 | 0 |  |  | 15.0575 |  | 0.43536 | 43.5358 | 0 | 0 | 2014-01-13 01:30 | 14286.3333 | 14.2863
|  | 2014-01-13 02:25:04 | 31.0417 | 3.5652 | 14.2607 | 7.0817 | 7.0817 | 0.54033 | 0.54033 | 0.044 | 0.044 | 0 | 0 | 13.9768 | 13.9768 | 4.8618 | 2.4309 | 0 | 35.479 | 0 |  |  | 15.5441 |  | 0.4594 | 45.9404 | 0 | 0 | 2014-01-13 02:00 | 13976.8333 | 13.9768
|  | 2014-01-13 02:55:05 | 30.6892 | 3.4723 | 13.8893 | 7.0793 | 7.0793 | 0.54033 | 0.54033 | 0.044 | 0.044 | 0 | 0 | 13.6823 | 13.6823 | 4.5462 | 2.2731 | 0 | 37.7521 | 0 |  |  | 14.306 |  | 0.45258 | 45.2581 | 0 | 0 | 2014-01-13 02:30 | 13682.3333 | 13.6823
|  | 2014-01-13 03:25:03 | 30.1087 | 3.2465 | 12.986 | 7.0777 | 7.0777 | 0.53967 | 0.53967 | 0.044 | 0.044 | 0 | 0 | 13.2915 | 13.2915 | 3.8302 | 1.9151 | 0 | 39.6672 | 0 |  |  | 12.5964 |  | 0.4313 | 43.1304 | 0 | 0 | 2014-01-13 03:00 | 13291.5 | 13.2915
|  | 2014-01-13 03:55:02 | 29.7155 | 3.1982 | 12.7927 | 7.1022 | 7.1022 | 0.53817 | 0.53817 | 0.044 | 0.044 | 0 | 0 | 12.8152 | 12.8152 | 3.5767 | 1.7883 | 0 | 41.4555 | 0 |  |  | 11.8972 |  | 0.4305 | 43.0505 | 0 | 0 | 2014-01-13 03:30 | 12815.1667 | 12.8152
|  | 2014-01-13 04:25:03 | 29.5103 | 3.1433 | 12.5733 | 7.1137 | 7.1137 | 0.5365 | 0.5365 | 0.044 | 0.044 | 0 | 0 | 12.5293 | 12.5293 | 3.2865 | 1.6433 | 0 | 43.0987 | 0 |  |  | 12.9505 |  | 0.42607 | 42.6065 | 0 | 0 | 2014-01-13 04:00 | 12529.3333 | 12.5293
|  | 2014-01-13 04:55:01 | 29.6833 | 3.1663 | 12.6653 | 7.1093 | 7.1093 | 0.5375 | 0.5375 | 0.046833 | 0.046833 | 0 | 0 | 13.1437 | 13.1437 | 3.8193 | 1.9097 | 0 | 45.0084 | 0 |  |  | 11.9054 |  | 0.42668 | 42.6682 | 0 | 0 | 2014-01-13 04:30 | 13143.6667 | 13.1437
|  | 2014-01-13 05:25:01 | 30.6982 | 3.3963 | 13.5853 | 7.1255 | 7.1255 | 0.53767 | 0.53767 | 0.060833 | 0.060833 | 0 | 0 | 13.0065 | 13.0065 | 3.6177 | 1.8088 | 0 | 46.8173 | 0 |  |  | 12.7702 |  | 0.44255 | 44.2545 | 0 | 0 | 2014-01-13 05:00 | 13006.5 | 13.0065
|  | 2014-01-13 05:55:02 | 32.404 | 3.0993 | 12.3973 | 7.129 | 7.129 | 0.53817 | 0.53817 | 0.058 | 0.058 | 0 | 0 | 13.6123 | 13.6123 | 1.3308 | 0.66542 | 0 | 47.4827 | 0 |  |  | 11.9014 |  | 0.38259 | 38.2587 | 0 | 0 | 2014-01-13 05:30 | 13612.3333 | 13.6123
|  | 2014-01-13 06:25:03 | 35.6767 | 2.8892 | 11.5567 | 7.1363 | 7.1363 | 0.538 | 0.538 | 0.0835 | 0.0835 | 0 | 0 | 15.1202 | 15.1202 | -1.242 | -0.621 | 0 | 46.8617 | 0 |  |  | 10.8633 |  | 0.32393 | 32.3928 | 0 | 1.242 | 2014-01-13 06:00 | 15120.1667 | 15.1202
|  | 2014-01-13 06:55:03 | 39.2818 | 2.7782 | 11.1127 | 7.1373 | 7.1373 | 0.571 | 0.571 | 0.16317 | 0.16317 | 0 | 0 | 15.9712 | 15.9712 | -4.3265 | -2.1633 | 0 | 44.6984 | 0 |  |  | 10.6682 |  | 0.2829 | 28.2896 | 0 | 4.3265 | 2014-01-13 06:30 | 15971.1667 | 15.9712
|  | 2014-01-13 08:50:07 | 44.9567 | 2.4435 | 9.774 | 7.146 | 7.146 | 0.589 | 0.589 | 0.81633 | 0.81633 | 0 | 0 | 16.9605 | 16.9605 | -9.6708 | -4.8354 | 0 | 39.863 | 0 |  |  | 10.5559 |  | 0.21741 | 21.7409 | 0 | 9.6708 | 2014-01-13 07:00 | 16960.5 | 16.9605
|  | 2014-01-13 09:20:04 | 45.9307 | 2.2508 | 9.0033 | 7.138 | 7.138 | 0.60533 | 0.60533 | 0.83433 | 0.83433 | 0.318 | 0.318 | 16.9532 | 16.9532 | -11.0785 | -5.5392 | 0 | 34.3238 | 0 |  |  | 8.193 |  | 0.19602 | 19.602 | 0 | 11.0785 | 2014-01-13 07:30 | 16953.1667 | 16.9532
|  | 2014-01-13 09:50:02 | 46.0392 | 2.2412 | 8.9647 | 7.1538 | 7.1538 | 0.60417 | 0.60417 | 0.91967 | 0.91967 | 0.318 | 0.318 | 16.9382 | 16.9382 | -11.1407 | -5.5703 | 0 | 28.7534 | 0 |  |  | 9.2336 |  | 0.19472 | 19.4718 | 0 | 11.1407 | 2014-01-13 08:00 | 16938.1667 | 16.9382
|  | 2014-01-13 10:20:03 | 45.8535 | 1.9682 | 7.8727 | 7.1462 | 7.1462 | 0.61717 | 0.61717 | 0.964 | 0.964 | 0.5364 | 0.5364 | 16.9497 | 16.9497 | -11.7674 | -5.8837 | 0 | 22.8697 | 0 |  |  | 7.4003 |  | 0.17169 | 17.1692 | 0 | 11.7674 | 2014-01-13 08:30 | 16949.6667 | 16.9497
|  | 2014-01-13 10:50:02 | 45.7848 | 1.7973 | 7.1893 | 7.1577 | 7.1577 | 0.623 | 0.623 | 0.95617 | 0.95617 | 0.5364 | 0.5364 | 16.9633 | 16.9633 | -12.3589 | -6.1795 | 0 | 16.6902 | 0 |  |  | 7.3331 |  | 0.15702 | 15.7024 | 0 | 12.3589 | 2014-01-13 09:00 | 16963.3333 | 16.9633
|  | 2014-01-13 11:20:03 | 45.6627 | 1.8312 | 7.3247 | 7.1692 | 7.1692 | 0.63367 | 0.63367 | 1.0073 | 1.0073 | 0.6588 | 0.6588 | 17.0038 | 17.0038 | -11.8652 | -5.9326 | 0 | 10.7576 | 0 |  |  | 7.1049 |  | 0.16041 | 16.0408 | 0 | 11.8652 | 2014-01-13 09:30 | 17003.8333 | 17.0038
|  | 2014-01-13 11:50:02 | 45.753 | 2.047 | 8.188 | 7.1762 | 7.1762 | 0.59333 | 0.59333 | 1.112 | 1.112 | 0.6588 | 0.6588 | 16.9665 | 16.9665 | -11.0582 | -5.5291 | 0 | 5.2285 | 0 |  |  | 7.7786 |  | 0.17896 | 17.8961 | 0 | 11.0582 | 2014-01-13 10:00 | 16966.5 | 16.9665
|  | 2014-01-13 12:20:06 | 45.696 | 2.059 | 8.236 | 7.1778 | 7.1778 | 0.57433 | 0.57433 | 1.1663 | 1.1663 | 0.6908 | 0.6908 | 16.9715 | 16.9715 | -10.8792 | -5.4396 | 0 | 0 | 0 |  |  | 8.8125 |  | 0.18023 | 18.0235 | 0 | 10.4571 | 2014-01-13 10:30 | 16971.5 | 16.9715
|  | 2014-01-13 12:50:03 | 45.5627 | 2.066 | 8.264 | 7.1733 | 7.1733 | 0.56567 | 0.56567 | 1.183 | 1.183 | 0.6908 | 0.6908 | 16.9578 | 16.9578 | -10.728 | -5.364 | 5.4396 | 0 | 0 |  |  | 8.7598 |  | 0.18138 | 18.1377 | 10.8792 | 0 | 2014-01-13 11:00 | 16957.8333 | 16.9578
|  | 2014-01-13 13:20:05 | 45.545 | 2.0818 | 8.3273 | 7.1805 | 7.1805 | 0.554 | 0.554 | 1.1965 | 1.1965 | 0.6052 | 0.6052 | 16.9385 | 16.9385 | -10.743 | -5.3715 | 5.364 | 0 | 0 |  |  | 8.1608 |  | 0.18284 | 18.2837 | 10.728 | 0 | 2014-01-13 11:30 | 16938.5 | 16.9385
|  | 2014-01-13 13:50:01 | 45.6602 | 2.0972 | 8.3887 | 7.1917 | 7.1917 | 0.55317 | 0.55317 | 1.2003 | 1.2003 | 0.6052 | 0.6052 | 16.9218 | 16.9218 | -10.7993 | -5.3997 | 5.3715 | 0 | 0 |  |  | 8.3048 |  | 0.18372 | 18.372 | 10.743 | 0 | 2014-01-13 12:00 | 16921.8333 | 16.9218
|  | 2014-01-13 14:20:02 | 45.9272 | 2.1033 | 8.4133 | 7.2053 | 7.2053 | 0.5585 | 0.5585 | 1.1933 | 1.1933 | 0.598 | 0.598 | 16.9265 | 16.9265 | -11.0322 | -5.5161 | 5.3997 | 0 | 0 |  |  | 7.8244 |  | 0.18319 | 18.3189 | 10.7993 | 0 | 2014-01-13 12:30 | 16926.5 | 16.9265
|  | 2014-01-13 14:50:05 | 46.0157 | 2.144 | 8.576 | 7.2058 | 7.2058 | 0.5675 | 0.5675 | 1.1937 | 1.1937 | 0.598 | 0.598 | 16.9395 | 16.9395 | -10.9352 | -5.4676 | 5.5161 | 0 | 0 |  |  | 9.0048 |  | 0.18637 | 18.6371 | 11.0322 | 0 | 2014-01-13 13:00 | 16939.5 | 16.9395
|  | 2014-01-13 15:20:02 | 46.4065 | 2.2053 | 8.8213 | 7.2088 | 7.2088 | 0.56233 | 0.56233 | 1.1937 | 1.1937 | 0.1504 | 0.1504 | 16.8972 | 16.8972 | -11.5728 | -5.7864 | 5.4676 | 0 | 0 |  |  | 9.527 |  | 0.19009 | 19.0088 | 10.9352 | 0 | 2014-01-13 13:30 | 16897.1667 | 16.8972
|  | 2014-01-13 15:50:03 | 48.0087 | 2.5003 | 10.0013 | 7.2018 | 7.2018 | 0.56117 | 0.56117 | 1.167 | 1.167 | 0.1504 | 0.1504 | 16.8422 | 16.8422 | -12.0848 | -6.0424 | 5.7864 | 0 | 0 |  |  | 9.3012 |  | 0.20832 | 20.8323 | 11.5728 | 0 | 2014-01-13 14:00 | 16842.1667 | 16.8422
|  | 2014-01-13 16:20:04 | 49.9573 | 2.6187 | 10.4747 | 7.2045 | 7.2045 | 0.67167 | 0.67167 | 1.2743 | 1.2743 | 0 | 0 | 16.8505 | 16.8505 | -13.4817 | -6.7408 | 6.0424 | 0 | 0 |  |  | 10.6842 |  | 0.20967 | 20.9672 | 12.0848 | 0 | 2014-01-13 14:30 | 16850.5 | 16.8505
|  | 2014-01-13 16:50:03 | 51.3952 | 2.4452 | 9.7807 | 7.2022 | 7.2022 | 0.8485 | 0.8485 | 1.328 | 1.328 | 0 | 0 | 16.883 | 16.883 | -15.3528 | -7.6764 | 6.7408 | 0 | 0 |  |  | 10.3675 |  | 0.1903 | 19.0303 | 13.4817 | 0 | 2014-01-13 15:00 | 16883 | 16.883
|  | 2014-01-13 17:20:04 | 51.3075 | 2.4572 | 9.8287 | 7.203 | 7.203 | 0.8635 | 0.8635 | 1.3403 | 1.3403 | 0 | 0 | 16.8587 | 16.8587 | -15.2133 | -7.6067 | 7.6764 | 0 | 0 |  |  | 10.5167 |  | 0.19156 | 19.1564 | 15.3528 | 0 | 2014-01-13 15:30 | 16858.6667 | 16.8587
|  | 2014-01-13 17:50:03 | 50.9942 | 2.5975 | 10.39 | 7.2065 | 7.2065 | 0.86033 | 0.86033 | 1.3465 | 1.3465 | 0 | 0 | 16.8707 | 16.8707 | -14.3202 | -7.1601 | 7.6067 | 0 | 0 |  |  | 10.9095 |  | 0.20375 | 20.3749 | 15.2133 | 0 | 2014-01-13 16:00 | 16870.6667 | 16.8707
|  | 2014-01-13 18:20:03 | 50.8723 | 2.713 | 10.852 | 7.2083 | 7.2083 | 0.777 | 0.777 | 1.343 | 1.343 | 0 | 0 | 16.8427 | 16.8427 | -13.8493 | -6.9247 | 7.1601 | 0 | 0 |  |  | 10.7435 |  | 0.21332 | 21.3318 | 14.3202 | 0 | 2014-01-13 16:30 | 16842.6667 | 16.8427
|  | 2014-01-13 18:50:02 | 50.3698 | 2.68 | 10.72 | 7.2272 | 7.2272 | 0.6605 | 0.6605 | 1.344 | 1.344 | 0 | 0 | 16.7598 | 16.7598 | -13.6583 | -6.8292 | 6.9247 | 0 | 0 |  |  | 10.6128 |  | 0.21283 | 21.2826 | 13.8493 | 0 | 2014-01-13 17:00 | 16759.8333 | 16.7598
|  | 2014-01-13 19:20:07 | 49.2965 | 2.4643 | 9.8573 | 7.2282 | 7.2282 | 0.6545 | 0.6545 | 1.3447 | 1.3447 | 0 | 0 | 16.6088 | 16.6088 | -13.603 | -6.8015 | 6.8292 | 0 | 0 |  |  | 9.463 |  | 0.19996 | 19.996 | 13.6583 | 0 | 2014-01-13 17:30 | 16608.8333 | 16.6088
|  | 2014-01-13 19:50:03 | 48.0907 | 2.4672 | 9.8687 | 7.2387 | 7.2387 | 0.65367 | 0.65367 | 1.3438 | 1.3438 | 0 | 0 | 16.6157 | 16.6157 | -12.3702 | -6.1851 | 6.8015 | 0 | 0 |  |  | 9.3752 |  | 0.20521 | 20.521 | 13.603 | 0 | 2014-01-13 18:00 | 16615.6667 | 16.6157
|  | 2014-01-13 20:20:02 | 46.4462 | 2.461 | 9.844 | 7.2438 | 7.2438 | 0.646 | 0.646 | 1.344 | 1.344 | 0 | 0 | 16.5752 | 16.5752 | -10.7932 | -5.3966 | 6.1851 | 0 | 0 |  |  | 8.8596 |  | 0.21194 | 21.1944 | 12.3702 | 0 | 2014-01-13 18:30 | 16575.1667 | 16.5752
|  | 2014-01-13 20:50:03 | 44.7508 | 2.6578 | 10.6313 | 7.2403 | 7.2403 | 0.62583 | 0.62583 | 1.3445 | 1.3445 | 0 | 0 | 16.5515 | 16.5515 | -8.3573 | -4.1787 | 5.3966 | 0 | 0 |  |  | 11.1629 |  | 0.23757 | 23.7567 | 10.7932 | 0 | 2014-01-13 19:00 | 16551.5 | 16.5515
|  | 2014-01-13 21:20:05 | 42.4467 | 2.424 | 9.696 | 7.2502 | 7.2502 | 0.57317 | 0.57317 | 1.3442 | 1.3442 | 0 | 0 | 16.4978 | 16.4978 | -7.0853 | -3.5427 | 4.1787 | 0 | 0 |  |  | 9.9869 |  | 0.22843 | 22.8428 | 8.3573 | 0 | 2014-01-13 19:30 | 16497.8333 | 16.4978
|  | 2014-01-13 21:50:02 | 40.4748 | 2.0778 | 8.3113 | 7.2627 | 7.2627 | 0.57283 | 0.57283 | 1.3202 | 1.3202 | 0 | 0 | 16.1178 | 16.1178 | -6.89 | -3.445 | 3.5427 | 0 | 0 |  |  | 7.7295 |  | 0.20535 | 20.5346 | 7.0853 | 0 | 2014-01-13 20:00 | 16117.8333 | 16.1178
|  | 2014-01-13 22:20:02 | 38.1685 | 1.882 | 7.528 | 7.2767 | 7.2767 | 0.56983 | 0.56983 | 1.3172 | 1.3172 | 0 | 0 | 15.6013 | 15.6013 | -5.8755 | -2.9377 | 3.445 | 0 | 0 |  |  | 7.2269 |  | 0.19723 | 19.7231 | 6.89 | 0 | 2014-01-13 20:30 | 15601.3333 | 15.6013
|  | 2014-01-13 22:50:02 | 36.2898 | 1.9042 | 7.6167 | 7.2723 | 7.2723 | 0.5595 | 0.5595 | 1.274 | 1.274 | 0 | 0 | 15.3542 | 15.3542 | -4.2132 | -2.1066 | 2.9377 | 0 | 0 |  |  | 7.1597 |  | 0.20988 | 20.9884 | 5.8755 | 0 | 2014-01-13 21:00 | 15354.1667 | 15.3542
|  | 2014-01-13 23:20:04 | 34.9055 | 1.7308 | 6.9233 | 7.271 | 7.271 | 0.5475 | 0.5475 | 1.3242 | 1.3242 | 0 | 0 | 15.1393 | 15.1393 | -3.7002 | -1.8501 | 2.1066 | 0 | 0 |  |  | 7.5464 |  | 0.19835 | 19.8345 | 4.2132 | 0 | 2014-01-13 21:30 | 15139.3333 | 15.1393
|  | 2014-01-13 23:50:02 | 33.9157 | 1.8413 | 7.3653 | 7.2732 | 7.2732 | 0.54633 | 0.54633 | 1.3118 | 1.3118 | 0 | 0 | 14.7253 | 14.7253 | -2.6937 | -1.3468 | 1.8501 | 0 | 0 |  |  | 7.0707 |  | 0.21717 | 21.7166 | 3.7002 | 0 | 2014-01-13 22:00 | 14725.3333 | 14.7253
|  | 2014-01-14 00:20:03 | 34.023 | 1.76 | 7.04 | 7.2667 | 7.2667 | 0.548 | 0.548 | 1.3442 | 1.3442 | 0 | 0 | 14.9952 | 14.9952 | -2.829 | -1.4145 | 1.3468 | 0 | 0 |  |  | 7.4624 |  | 0.20692 | 20.6919 | 2.6937 | 0 | 2014-01-13 22:30 | 14995.1667 | 14.9952
|  | 2014-01-14 00:50:04 | 34.2937 | 1.6177 | 6.4707 | 7.2658 | 7.2658 | 0.54133 | 0.54133 | 1.3433 | 1.3433 | 0 | 0 | 15.5963 | 15.5963 | -3.0762 | -1.5381 | 1.4145 | 0 | 0 |  |  | 5.8236 |  | 0.18868 | 18.8684 | 2.829 | 0 | 2014-01-13 23:00 | 15596.3333 | 15.5963
|  | 2014-01-14 01:20:03 | 34.0338 | 1.592 | 6.368 | 7.2682 | 7.2682 | 0.53 | 0.53 | 1.3437 | 1.3437 | 0 | 0 | 15.7998 | 15.7998 | -2.7242 | -1.3621 | 1.5381 | 0 | 0 |  |  | 5.8586 |  | 0.18711 | 18.7108 | 3.0762 | 0 | 2014-01-13 23:30 | 15799.8333 | 15.7998
|  | 2014-01-14 01:50:01 | 33.6895 | 1.5122 | 6.0487 | 7.2605 | 7.2605 | 0.52533 | 0.52533 | 1.3375 | 1.3375 | 0 | 0 | 15.687 | 15.687 | -2.8305 | -1.4153 | 1.3621 | 0 | 0 |  |  | 5.8672 |  | 0.17954 | 17.9542 | 2.7242 | 0 | 2014-01-14 | 15687 | 15.687
|  | 2014-01-14 02:20:04 | 33.1757 | 1.2777 | 5.1107 | 7.2643 | 7.2643 | 0.51633 | 0.51633 | 1.2933 | 1.2933 | 0 | 0 | 15.6205 | 15.6205 | -3.3705 | -1.6852 | 1.4153 | 0 | 0 |  |  | 5.3662 |  | 0.15405 | 15.4049 | 2.8305 | 0 | 2014-01-14 00:30 | 15620.5 | 15.6205
|  | 2014-01-14 02:50:09 | 32.9637 | 1.0997 | 4.3987 | 7.2702 | 7.2702 | 0.5165 | 0.5165 | 1.2635 | 1.2635 | 0 | 0 | 15.578 | 15.578 | -3.9368 | -1.9684 | 1.6852 | 0 | 0 |  |  | 4.3107 |  | 0.13344 | 13.344 | 3.3705 | 0 | 2014-01-14 01:00 | 15578 | 15.578
|  | 2014-01-14 03:20:04 | 32.6137 | 0.957 | 3.828 | 7.2653 | 7.2653 | 0.51583 | 0.51583 | 1.325 | 1.325 | 0 | 0 | 15.439 | 15.439 | -4.2405 | -2.1203 | 1.9684 | 0 | 0 |  |  | 3.5218 |  | 0.11737 | 11.7374 | 3.9368 | 0 | 2014-01-14 01:30 | 15439 | 15.439
|  | 2014-01-14 03:50:02 | 32.2722 | 0.94067 | 3.7627 | 7.2668 | 7.2668 | 0.51483 | 0.51483 | 1.3437 | 1.3437 | 0 | 0 | 15.213 | 15.213 | -4.1712 | -2.0856 | 2.1203 | 0 | 0 |  |  | 4.0261 |  | 0.11659 | 11.6592 | 4.2405 | 0 | 2014-01-14 02:00 | 15213 | 15.213
|  | 2014-01-14 04:20:17 | 32.1825 | 0.91 | 3.64 | 7.2637 | 7.2637 | 0.515 | 0.515 | 1.3452 | 1.3452 | 0 | 0 | 15.0288 | 15.0288 | -4.3898 | -2.1949 | 2.0856 | 0 | 0 |  |  | 3.9676 |  | 0.1131 | 11.3105 | 4.1712 | 0 | 2014-01-14 02:30 | 15028.8333 | 15.0288
|  | 2014-01-14 04:50:02 | 32.3283 | 0.83383 | 3.3353 | 7.2622 | 7.2622 | 0.52133 | 0.52133 | 1.3438 | 1.3438 | 0 | 0 | 15.2122 | 15.2122 | -4.6535 | -2.3267 | 2.1949 | 0 | 0 |  |  | 3.2686 |  | 0.10317 | 10.3171 | 4.3898 | 0 | 2014-01-14 03:00 | 15212.1667 | 15.2122
|  | 2014-01-14 05:20:02 | 32.8732 | 0.7035 | 2.814 | 7.2763 | 7.2763 | 0.526 | 0.526 | 1.3468 | 1.3468 | 0 | 0 | 15.5527 | 15.5527 | -5.3573 | -2.6787 | 2.3267 | 0 | 0 |  |  | 2.5607 |  | 0.085602 | 8.5602 | 4.6535 | 0 | 2014-01-14 03:30 | 15552.6667 | 15.5527
|  | 2014-01-14 05:50:06 | 33.8963 | 0.68567 | 2.7427 | 7.295 | 7.295 | 0.526 | 0.526 | 1.3603 | 1.3603 | 0 | 0 | 15.3538 | 15.3538 | -6.6185 | -3.3092 | 2.6787 | 0 | 0 |  |  | 2.633 |  | 0.080913 | 8.0913 | 5.3573 | 0 | 2014-01-14 04:00 | 15353.8333 | 15.3538
|  | 2014-01-14 06:20:04 | 36.6308 | 0.62667 | 2.5067 | 7.3007 | 7.3007 | 0.5245 | 0.5245 | 1.3388 | 1.3388 | 0 | 0 | 16.6808 | 16.6808 | -8.2793 | -4.1397 | 3.3092 | 0 | 0 |  |  | 2.3312 |  | 0.068431 | 6.8431 | 6.6185 | 0 | 2014-01-14 04:30 | 16680.8333 | 16.6808
|  | 2014-01-14 06:50:02 | 40.3955 | 0.63233 | 2.5293 | 7.2927 | 7.2927 | 0.56233 | 0.56233 | 1.3638 | 1.3638 | 0 | 0 | 17.1585 | 17.1585 | -11.4888 | -5.7444 | 4.1397 | 0 | 0 |  |  | 2.327 |  | 0.062614 | 6.2614 | 8.2793 | 0 | 2014-01-14 05:00 | 17158.5 | 17.1585
|  | 2014-01-14 07:20:04 | 44.5033 | 0.66183 | 2.6473 | 7.292 | 7.292 | 0.67783 | 0.67783 | 1.363 | 1.363 | 0 | 0 | 17.5958 | 17.5958 | -14.9273 | -7.4637 | 5.7444 | 0 | 0 |  |  | 2.7003 |  | 0.059486 | 5.9486 | 11.4888 | 0 | 2014-01-14 05:30 | 17595.8333 | 17.5958
|  | 2014-01-14 07:50:03 | 46.2805 | 0.67 | 2.68 | 7.2947 | 7.2947 | 0.82683 | 0.82683 | 1.3643 | 1.3643 | 0 | 0 | 17.7625 | 17.7625 | -16.3522 | -8.1761 | 7.4637 | 0 | 0 |  |  | 2.6532 |  | 0.057908 | 5.7908 | 14.9273 | 0 | 2014-01-14 06:00 | 17762.5 | 17.7625
|  | 2014-01-14 08:20:03 | 46.7163 | 0.73267 | 2.9307 | 7.2917 | 7.2917 | 0.82567 | 0.82567 | 1.364 | 1.364 | 0 | 0 | 17.8938 | 17.8938 | -16.4105 | -8.2052 | 8.1761 | 0 | 0 |  |  | 3.0479 |  | 0.062733 | 6.2733 | 16.3522 | 0 | 2014-01-14 06:30 | 17893.8333 | 17.8938
|  | 2014-01-14 08:50:05 | 46.8232 | 0.824 | 3.296 | 7.293 | 7.293 | 0.73883 | 0.73883 | 1.3635 | 1.3635 | 0 | 0 | 17.9865 | 17.9865 | -16.1453 | -8.0727 | 8.2052 | 0 | 0 |  |  | 3.0982 |  | 0.070393 | 7.0393 | 16.4105 | 0 | 2014-01-14 07:00 | 17986.5 | 17.9865
|  | 2014-01-14 09:20:05 | 47.2795 | 0.94533 | 3.7813 | 7.288 | 7.288 | 0.64917 | 0.64917 | 1.3223 | 1.3223 | 0.8828 | 0.8828 | 18.038 | 18.038 | -15.3179 | -7.6589 | 8.0727 | 0 | 0 |  |  | 3.857 |  | 0.079978 | 7.9978 | 16.1453 | 0 | 2014-01-14 07:30 | 18038 | 18.038
|  | 2014-01-14 09:50:05 | 47.235 | 0.88333 | 3.5333 | 7.2845 | 7.2845 | 0.64467 | 0.64467 | 1.3278 | 1.3278 | 0.8828 | 0.8828 | 18.057 | 18.057 | -15.5049 | -7.7524 | 7.6589 | 0 | 0 |  |  | 3.2153 |  | 0.074803 | 7.4803 | 15.3179 | 0 | 2014-01-14 08:00 | 18057 | 18.057
|  | 2014-01-14 10:20:03 | 47.0078 | 0.857 | 3.428 | 7.2867 | 7.2867 | 0.636 | 0.636 | 1.355 | 1.355 | 1.5196 | 1.5196 | 18.043 | 18.043 | -14.7396 | -7.3698 | 7.7524 | 0 | 0 |  |  | 3.1195 |  | 0.072924 | 7.2924 | 15.5049 | 0 | 2014-01-14 08:30 | 18043 | 18.043
|  | 2014-01-14 10:50:03 | 46.8452 | 0.79733 | 3.1893 | 7.261 | 7.261 | 0.63183 | 0.63183 | 1.3622 | 1.3622 | 1.5196 | 1.5196 | 18.0375 | 18.0375 | -14.8437 | -7.4219 | 7.3698 | 0 | 0 |  |  | 3.2531 |  | 0.068082 | 6.8082 | 14.7396 | 0 | 2014-01-14 09:00 | 18037.5 | 18.0375
|  | 2014-01-14 11:20:03 | 46.7835 | 0.6985 | 2.794 | 7.2517 | 7.2517 | 0.61983 | 0.61983 | 1.352 | 1.352 | 1.846 | 1.846 | 18.04 | 18.04 | -14.88 | -7.44 | 7.4219 | 0 | 0 |  |  | 2.9616 |  | 0.059722 | 5.9722 | 14.8437 | 0 | 2014-01-14 09:30 | 18040 | 18.04
|  | 2014-01-14 11:50:04 | 46.7998 | 0.69183 | 2.7673 | 7.2572 | 7.2572 | 0.62017 | 0.62017 | 1.35 | 1.35 | 1.846 | 1.846 | 18.192 | 18.192 | -14.7672 | -7.3836 | 7.44 | 0 | 0 |  |  | 3.0164 |  | 0.059131 | 5.9131 | 14.88 | 0 | 2014-01-14 10:00 | 18192 | 18.192
|  | 2014-01-14 12:20:03 | 46.883 | 0.822 | 3.288 | 7.2518 | 7.2518 | 0.61517 | 0.61517 | 1.257 | 1.257 | 1.854 | 1.854 | 18.2967 | 18.2967 | -14.3203 | -7.1602 | 7.3836 | 0 | 0 |  |  | 3.5182 |  | 0.070132 | 7.0132 | 14.7672 | 0 | 2014-01-14 10:30 | 18296.6667 | 18.2967
|  | 2014-01-14 12:50:03 | 46.5927 | 0.85483 | 3.4193 | 7.257 | 7.257 | 0.59967 | 0.59967 | 1.2775 | 1.2775 | 1.854 | 1.854 | 18.3448 | 18.3448 | -13.8403 | -6.9202 | 7.1602 | 0 | 0 |  |  | 3.1116 |  | 0.073388 | 7.3388 | 14.3203 | 0 | 2014-01-14 11:00 | 18344.8333 | 18.3448
|  | 2014-01-14 13:20:03 | 46.414 | 0.85033 | 3.4013 | 7.2493 | 7.2493 | 0.583 | 0.583 | 1.2585 | 1.2585 | 1.3956 | 1.3956 | 18.3483 | 18.3483 | -14.1779 | -7.0889 | 6.9202 | 0 | 0 |  |  | 3.1292 |  | 0.073282 | 7.3282 | 13.8403 | 0 | 2014-01-14 11:30 | 18348.3333 | 18.3483
|  | 2014-01-14 13:50:04 | 46.434 | 0.83683 | 3.3473 | 7.2545 | 7.2545 | 0.59917 | 0.59917 | 1.2815 | 1.2815 | 1.3956 | 1.3956 | 18.4243 | 18.4243 | -14.1316 | -7.0658 | 7.0889 | 0 | 0 |  |  | 3.0795 |  | 0.072088 | 7.2088 | 14.1779 | 0 | 2014-01-14 12:00 | 18424.3333 | 18.4243
|  | 2014-01-14 14:20:05 | 46.4372 | 1.0063 | 4.0253 | 7.2628 | 7.2628 | 0.58717 | 0.58717 | 1.2815 | 1.2815 | 0.458 | 0.458 | 18.5407 | 18.5407 | -14.2817 | -7.1408 | 7.0658 | 0 | 0 |  |  | 4.1461 |  | 0.086683 | 8.6683 | 14.1316 | 0 | 2014-01-14 12:30 | 18540.6667 | 18.5407
|  | 2014-01-14 14:50:03 | 46.401 | 1.248 | 4.992 | 7.267 | 7.267 | 0.58117 | 0.58117 | 1.2817 | 1.2817 | 0.458 | 0.458 | 18.443 | 18.443 | -13.3782 | -6.6891 | 7.1408 | 0 | 0 |  |  | 5.4912 |  | 0.10758 | 10.7584 | 14.2817 | 0 | 2014-01-14 13:00 | 18443 | 18.443
|  | 2014-01-14 15:20:03 | 46.6008 | 1.3352 | 5.3407 | 7.2905 | 7.2905 | 0.59183 | 0.59183 | 1.282 | 1.282 | 0.0704 | 0.0704 | 18.5082 | 18.5082 | -13.5173 | -6.7586 | 6.6891 | 0 | 0 |  |  | 5.0202 |  | 0.1146 | 11.4605 | 13.3782 | 0 | 2014-01-14 13:30 | 18508.1667 | 18.5082
|  | 2014-01-14 15:50:03 | 48.1045 | 1.5317 | 6.1267 | 7.2945 | 7.2945 | 0.59083 | 0.59083 | 1.2827 | 1.2827 | 0.0704 | 0.0704 | 18.527 | 18.527 | -14.2124 | -7.1062 | 6.7586 | 0 | 0 |  |  | 5.9429 |  | 0.12736 | 12.7362 | 13.5173 | 0 | 2014-01-14 14:00 | 18527 | 18.527
|  | 2014-01-14 16:20:02 | 49.9205 | 1.678 | 6.712 | 7.2945 | 7.2945 | 0.65033 | 0.65033 | 1.2797 | 1.2797 | 0 | 0 | 18.3825 | 18.3825 | -15.6015 | -7.8007 | 7.1062 | 0 | 0 |  |  | 6.712 |  | 0.13445 | 13.4454 | 14.2124 | 0 | 2014-01-14 14:30 | 18382.5 | 18.3825
|  | 2014-01-14 16:50:03 | 51.6695 | 1.9113 | 7.6453 | 7.2928 | 7.2928 | 0.98683 | 0.98683 | 1.2758 | 1.2758 | 0 | 0 | 18.5732 | 18.5732 | -15.8955 | -7.9477 | 7.8007 | 0 | 0 |  |  | 6.8808 |  | 0.14797 | 14.7966 | 15.6015 | 0 | 2014-01-14 15:00 | 18573.1667 | 18.5732
|  | 2014-01-14 17:20:02 | 51.9322 | 2.251 | 9.004 | 7.2908 | 7.2908 | 0.993 | 0.993 | 1.2825 | 1.2825 | 0 | 0 | 18.5827 | 18.5827 | -14.7792 | -7.3896 | 7.9477 | 0 | 0 |  |  | 8.2837 |  | 0.17338 | 17.338 | 15.8955 | 0 | 2014-01-14 15:30 | 18582.6667 | 18.5827
|  | 2014-01-14 17:50:03 | 51.6072 | 2.3875 | 9.55 | 7.2895 | 7.2895 | 0.9775 | 0.9775 | 1.2833 | 1.2833 | 0 | 0 | 18.5678 | 18.5678 | -13.939 | -6.9695 | 7.3896 | 0 | 0 |  |  | 10.123 |  | 0.18505 | 18.5052 | 14.7792 | 0 | 2014-01-14 16:00 | 18567.8333 | 18.5678
|  | 2014-01-14 18:20:03 | 51.5432 | 2.734 | 10.936 | 7.3033 | 7.3033 | 0.926 | 0.926 | 1.2828 | 1.2828 | 0 | 0 | 18.5472 | 18.5472 | -12.5478 | -6.2739 | 6.9695 | 0 | 0 |  |  | 11.1547 |  | 0.21217 | 21.2172 | 13.939 | 0 | 2014-01-14 16:30 | 18547.1667 | 18.5472
|  | 2014-01-14 18:50:04 | 50.9735 | 3.009 | 12.036 | 7.3128 | 7.3128 | 0.86183 | 0.86183 | 1.2835 | 1.2835 | 0 | 0 | 18.5268 | 18.5268 | -10.9525 | -5.4763 | 6.2739 | 0 | 0 |  |  | 12.7582 |  | 0.23612 | 23.6123 | 12.5478 | 0 | 2014-01-14 17:00 | 18526.8333 | 18.5268
|  | 2014-01-14 19:20:04 | 49.8973 | 3.0983 | 12.3933 | 7.3112 | 7.3112 | 0.79017 | 0.79017 | 1.2828 | 1.2828 | 0 | 0 | 18.5277 | 18.5277 | -9.5922 | -4.7961 | 5.4763 | 0 | 0 |  |  | 12.1455 |  | 0.24838 | 24.8377 | 10.9525 | 0 | 2014-01-14 17:30 | 18527.6667 | 18.5277
|  | 2014-01-14 19:50:02 | 48.4858 | 3.1007 | 12.4027 | 7.3165 | 7.3165 | 0.66817 | 0.66817 | 1.2827 | 1.2827 | 0 | 0 | 18.5652 | 18.5652 | -8.2507 | -4.1253 | 4.7961 | 0 | 0 |  |  | 12.7747 |  | 0.2558 | 25.58 | 9.5922 | 0 | 2014-01-14 18:00 | 18565.1667 | 18.5652
|  | 2014-01-14 20:20:03 | 47.0272 | 3.1165 | 12.466 | 7.3122 | 7.3122 | 0.655 | 0.655 | 1.2833 | 1.2833 | 0 | 0 | 18.4917 | 18.4917 | -6.819 | -3.4095 | 4.1253 | 0 | 0 |  |  | 12.092 |  | 0.26508 | 26.5081 | 8.2507 | 0 | 2014-01-14 18:30 | 18491.6667 | 18.4917
|  | 2014-01-14 20:50:05 | 45.0392 | 3.1403 | 12.5613 | 7.3125 | 7.3125 | 0.63167 | 0.63167 | 1.2823 | 1.2823 | 0 | 0 | 18.0297 | 18.0297 | -5.2217 | -2.6108 | 3.4095 | 0 | 0 |  |  | 11.9333 |  | 0.2789 | 27.8898 | 6.819 | 0 | 2014-01-14 19:00 | 18029.6667 | 18.0297
|  | 2014-01-14 21:20:03 | 42.8255 | 3.1852 | 12.7407 | 7.3283 | 7.3283 | 0.62167 | 0.62167 | 1.2363 | 1.2363 | 0 | 0 | 17.2915 | 17.2915 | -3.607 | -1.8035 | 2.6108 | 0 | 0 |  |  | 13.1229 |  | 0.2975 | 29.7502 | 5.2217 | 0 | 2014-01-14 19:30 | 17291.5 | 17.2915
|  | 2014-01-14 21:50:04 | 40.3477 | 3.132 | 12.528 | 7.3187 | 7.3187 | 0.613 | 0.613 | 1.2328 | 1.2328 | 0 | 0 | 16.739 | 16.739 | -1.9162 | -0.95808 | 1.8035 | 0 | 0 |  |  | 13.0291 |  | 0.3105 | 31.0501 | 3.607 | 0 | 2014-01-14 20:00 | 16739 | 16.739
|  | 2014-01-14 22:20:05 | 38.1087 | 3.1028 | 12.4113 | 7.3173 | 7.3173 | 0.59 | 0.59 | 1.0077 | 1.0077 | 0 | 0 | 16.4528 | 16.4528 | -0.3295 | -0.16475 | 0.95808 | 0 | 0 |  |  | 12.6596 |  | 0.32568 | 32.5683 | 1.9162 | 0 | 2014-01-14 20:30 | 16452.8333 | 16.4528
|  | 2014-01-14 22:50:03 | 36.0592 | 3.0357 | 12.1427 | 7.3242 | 7.3242 | 0.5445 | 0.5445 | 0.74667 | 0.74667 | 0 | 0 | 16.0585 | 16.0585 | 0.75733 | 0.37867 | 0.16475 | 0.37867 | 0 |  |  | 12.9927 |  | 0.33674 | 33.6743 | 0.3295 | 0 | 2014-01-14 21:00 | 16058.5 | 16.0585
|  | 2014-01-14 23:20:04 | 34.1107 | 2.9873 | 11.9493 | 7.3233 | 7.3233 | 0.51883 | 0.51883 | 0.67433 | 0.67433 | 0 | 0 | 15.2865 | 15.2865 | 1.6417 | 0.82083 | 0 | 1.1995 | 0 |  |  | 12.7858 |  | 0.35031 | 35.0311 | 0 | 0 | 2014-01-14 21:30 | 15286.5 | 15.2865
|  | 2014-01-14 23:50:02 | 33.4458 | 2.9465 | 11.786 | 7.3233 | 7.3233 | 0.5195 | 0.5195 | 0.67433 | 0.67433 | 0 | 0 | 15.1933 | 15.1933 | 2.0507 | 1.0253 | 0 | 2.2248 | 0 |  |  | 12.1396 |  | 0.35239 | 35.2391 | 0 | 0 | 2014-01-14 22:00 | 15193.3333 | 15.1933
|  | 2014-01-15 00:20:03 | 33.7723 | 3.1257 | 12.5027 | 7.3273 | 7.3273 | 0.51533 | 0.51533 | 0.67433 | 0.67433 | 0 | 0 | 15.1638 | 15.1638 | 2.4112 | 1.2056 | 0 | 3.4304 | 0 |  |  | 11.7525 |  | 0.3702 | 37.0204 | 0 | 0 | 2014-01-14 22:30 | 15163.8333 | 15.1638
|  | 2014-01-15 00:50:03 | 33.9585 | 3.218 | 12.872 | 7.3233 | 7.3233 | 0.509 | 0.509 | 0.6695 | 0.6695 | 0 | 0 | 15.429 | 15.429 | 2.8443 | 1.4222 | 0 | 4.8526 | 0 |  |  | 13.3869 |  | 0.37905 | 37.9051 | 0 | 0 | 2014-01-14 23:00 | 15429 | 15.429
|  | 2014-01-15 01:20:03 | 33.7553 | 3.4192 | 13.6767 | 7.3253 | 7.3253 | 0.508 | 0.508 | 0.6075 | 0.6075 | 0 | 0 | 15.2172 | 15.2172 | 3.5793 | 1.7897 | 0 | 6.6422 | 0 |  |  | 13.4031 |  | 0.40517 | 40.5171 | 0 | 0 | 2014-01-14 23:30 | 15217.1667 | 15.2172
|  | 2014-01-15 01:50:05 | 32.9523 | 3.4853 | 13.9413 | 7.3218 | 7.3218 | 0.508 | 0.508 | 0.637 | 0.637 | 0 | 0 | 14.3238 | 14.3238 | 3.7797 | 1.8898 | 0 | 8.5321 | 0 |  |  | 13.3837 |  | 0.42308 | 42.3076 | 0 | 0 | 2014-01-15 | 14323.8333 | 14.3238
|  | 2014-01-15 02:20:02 | 32.5193 | 3.5103 | 14.0413 | 7.3183 | 7.3183 | 0.50767 | 0.50767 | 0.67383 | 0.67383 | 0 | 0 | 13.871 | 13.871 | 3.8928 | 1.9464 | 0 | 10.4785 | 0 |  |  | 15.3051 |  | 0.43178 | 43.1784 | 0 | 0 | 2014-01-15 00:30 | 13871 | 13.871
|  | 2014-01-15 02:50:07 | 32.3008 | 3.5278 | 14.1113 | 7.3153 | 7.3153 | 0.50083 | 0.50083 | 0.67317 | 0.67317 | 0 | 0 | 13.5943 | 13.5943 | 3.8942 | 1.9471 | 0 | 12.4256 | 0 |  |  | 13.2647 |  | 0.43687 | 43.6872 | 0 | 0 | 2014-01-15 01:00 | 13594.3333 | 13.5943
|  | 2014-01-15 03:20:03 | 31.799 | 3.5607 | 14.2427 | 7.3183 | 7.3183 | 0.48583 | 0.48583 | 0.67383 | 0.67383 | 0 | 0 | 13.0212 | 13.0212 | 3.9428 | 1.9714 | 0 | 14.397 | 0 |  |  | 15.5245 |  | 0.4479 | 44.7897 | 0 | 0 | 2014-01-15 01:30 | 13021.1667 | 13.0212
|  | 2014-01-15 03:50:03 | 31.2107 | 3.65 | 14.6 | 7.3205 | 7.3205 | 0.4855 | 0.4855 | 0.67417 | 0.67417 | 0 | 0 | 12.3207 | 12.3207 | 4.1902 | 2.0951 | 0 | 16.4921 | 0 |  |  | 13.87 |  | 0.46779 | 46.7789 | 0 | 0 | 2014-01-15 02:00 | 12320.6667 | 12.3207
|  | 2014-01-15 04:20:04 | 30.9108 | 3.7645 | 15.058 | 7.321 | 7.321 | 0.4855 | 0.4855 | 0.67433 | 0.67433 | 0 | 0 | 11.8983 | 11.8983 | 4.5263 | 2.2632 | 0 | 18.7552 | 0 |  |  | 16.5638 |  | 0.48714 | 48.7143 | 0 | 0 | 2014-01-15 02:30 | 11898.3333 | 11.8983
|  | 2014-01-15 04:50:05 | 30.987 | 3.8682 | 15.4727 | 7.3233 | 7.3233 | 0.49033 | 0.49033 | 0.6745 | 0.6745 | 0 | 0 | 12.3618 | 12.3618 | 5.3357 | 2.6678 | 0 | 21.4231 | 0 |  |  | 14.2349 |  | 0.49933 | 49.9328 | 0 | 0 | 2014-01-15 03:00 | 12361.8333 | 12.3618
|  | 2014-01-15 05:20:03 | 31.5312 | 3.8442 | 15.3767 | 7.3193 | 7.3193 | 0.5015 | 0.5015 | 0.628 | 0.628 | 0 | 0 | 13.3897 | 13.3897 | 5.684 | 2.842 | 0 | 24.2651 | 0 |  |  | 15.5304 |  | 0.48767 | 48.7666 | 0 | 0 | 2014-01-15 03:30 | 13389.6667 | 13.3897
|  | 2014-01-15 05:50:04 | 32.566 | 4.0835 | 16.334 | 7.3183 | 7.3183 | 0.50017 | 0.50017 | 0.673 | 0.673 | 0 | 0 | 13.3655 | 13.3655 | 5.625 | 2.8125 | 0 | 27.0776 | 0 |  |  | 16.1707 |  | 0.50157 | 50.1566 | 0 | 0 | 2014-01-15 04:00 | 13365.5 | 13.3655
|  | 2014-01-15 06:20:06 | 34.9082 | 4.1237 | 16.4947 | 7.317 | 7.317 | 0.5005 | 0.5005 | 0.67483 | 0.67483 | 0 | 0 | 14.4888 | 14.4888 | 4.5677 | 2.2838 | 0 | 29.3614 | 0 |  |  | 15.0101 |  | 0.47252 | 47.2516 | 0 | 0 | 2014-01-15 04:30 | 14488.8333 | 14.4888
|  | 2014-01-15 06:50:04 | 38.6687 | 4.1388 | 16.5553 | 7.3197 | 7.3197 | 0.53417 | 0.53417 | 0.67367 | 0.67367 | 0 | 0 | 15.9598 | 15.9598 | 2.374 | 1.187 | 0 | 30.5484 | 0 |  |  | 15.562 |  | 0.42813 | 42.8133 | 0 | 0 | 2014-01-15 05:00 | 15959.8333 | 15.9598
|  | 2014-01-15 07:20:04 | 42.8192 | 4.119 | 16.476 | 7.32 | 7.32 | 0.55667 | 0.55667 | 0.6645 | 0.6645 | 0 | 0 | 16.7518 | 16.7518 | -1.0502 | -0.52508 | 0 | 30.0233 | 0 |  |  | 15.3227 |  | 0.38478 | 38.4781 | 0 | 1.0502 | 2014-01-15 05:30 | 16751.8333 | 16.7518
|  | 2014-01-15 07:50:02 | 44.7252 | 4.0252 | 16.1007 | 7.3192 | 7.3192 | 0.5635 | 0.5635 | 0.64433 | 0.64433 | 0 | 0 | 16.8803 | 16.8803 | -3.2172 | -1.6086 | 0 | 28.4147 | 0 |  |  | 15.9397 |  | 0.35999 | 35.9991 | 0 | 3.2172 | 2014-01-15 06:00 | 16880.3333 | 16.8803
|  | 2014-01-15 08:20:03 | 45.324 | 3.8787 | 15.5147 | 7.3227 | 7.3227 | 0.57433 | 0.57433 | 0.64383 | 0.64383 | 0 | 0 | 17.033 | 17.033 | -4.2355 | -2.1177 | 0 | 26.297 | 0 |  |  | 15.5147 |  | 0.34231 | 34.2306 | 0 | 4.2355 | 2014-01-15 06:30 | 17033 | 17.033
|  | 2014-01-15 08:50:03 | 45.3495 | 3.8268 | 15.3073 | 7.3238 | 7.3238 | 0.60533 | 0.60533 | 0.644 | 0.644 | 0 | 0 | 17.216 | 17.216 | -4.253 | -2.1265 | 0 | 24.1705 | 0 |  |  | 15.1543 |  | 0.33754 | 33.7541 | 0 | 4.253 | 2014-01-15 07:00 | 17216 | 17.216
|  | 2014-01-15 09:20:04 | 45.8938 | 3.7827 | 15.1307 | 7.3162 | 7.3162 | 0.618 | 0.618 | 0.644 | 0.644 | 0.2956 | 0.2956 | 17.2467 | 17.2467 | -4.6427 | -2.3214 | 0 | 21.8491 | 0 |  |  | 16.4924 |  | 0.32969 | 32.9688 | 0 | 4.6427 | 2014-01-15 07:30 | 17246.6667 | 17.2467
|  | 2014-01-15 09:50:04 | 45.9795 | 3.8648 | 15.4593 | 7.3173 | 7.3173 | 0.62017 | 0.62017 | 0.63333 | 0.63333 | 0.2956 | 0.2956 | 17.2708 | 17.2708 | -4.3829 | -2.1915 | 0 | 19.6577 | 0 |  |  | 17.0053 |  | 0.33622 | 33.6222 | 0 | 4.3829 | 2014-01-15 08:00 | 17270.8333 | 17.2708
|  | 2014-01-15 10:20:02 | 45.8337 | 4.0063 | 16.0253 | 7.323 | 7.323 | 0.6205 | 0.6205 | 0.64617 | 0.64617 | 0.504 | 0.504 | 17.2787 | 17.2787 | -3.436 | -1.718 | 0 | 17.9397 | 0 |  |  | 15.5446 |  | 0.34964 | 34.9641 | 0 | 3.436 | 2014-01-15 08:30 | 17278.6667 | 17.2787
|  | 2014-01-15 10:50:06 | 45.956 | 4.1158 | 16.4633 | 7.3153 | 7.3153 | 0.61867 | 0.61867 | 0.661 | 0.661 | 0.504 | 0.504 | 17.2783 | 17.2783 | -3.1153 | -1.5577 | 0 | 16.382 | 0 |  |  | 17.1219 |  | 0.35824 | 35.8241 | 0 | 3.1153 | 2014-01-15 09:00 | 17278.3333 | 17.2783
|  | 2014-01-15 11:20:03 | 46.0353 | 4.188 | 16.752 | 7.318 | 7.318 | 0.6035 | 0.6035 | 0.66683 | 0.66683 | 0.604 | 0.604 | 17.2667 | 17.2667 | -2.8243 | -1.4122 | 0 | 14.9698 | 0 |  |  | 18.0922 |  | 0.36389 | 36.3894 | 0 | 2.8243 | 2014-01-15 09:30 | 17266.6667 | 17.2667
|  | 2014-01-15 11:50:03 | 46.104 | 4.2883 | 17.1533 | 7.32 | 7.32 | 0.60967 | 0.60967 | 0.62867 | 0.62867 | 0.604 | 0.604 | 17.248 | 17.248 | -2.5403 | -1.2702 | 0 | 13.6997 | 0 |  |  | 16.9818 |  | 0.37206 | 37.2057 | 0 | 2.5403 | 2014-01-15 10:00 | 17248 | 17.248
|  | 2014-01-15 12:20:03 | 46.0137 | 4.3293 | 17.3173 | 7.3203 | 7.3203 | 0.60133 | 0.60133 | 0.631 | 0.631 | 1.348 | 1.348 | 17.1527 | 17.1527 | -1.643 | -0.8215 | 0 | 12.8782 | 0 |  |  | 15.7588 |  | 0.37635 | 37.6352 | 0 | 1.643 | 2014-01-15 10:30 | 17152.6667 | 17.1527
|  | 2014-01-15 12:50:02 | 45.7232 | 4.2763 | 17.1053 | 7.3193 | 7.3193 | 0.56483 | 0.56483 | 0.63883 | 0.63883 | 1.348 | 1.348 | 17.1363 | 17.1363 | -1.6105 | -0.80525 | 0 | 12.0729 | 0 |  |  | 16.5922 |  | 0.37411 | 37.4106 | 0 | 1.6105 | 2014-01-15 11:00 | 17136.3333 | 17.1363
|  | 2014-01-15 13:20:05 | 45.5358 | 4.318 | 17.272 | 7.3025 | 7.3025 | 0.5405 | 0.5405 | 0.63817 | 0.63817 | 0.7172 | 0.7172 | 17.141 | 17.141 | -1.9245 | -0.96223 | 0 | 11.1107 | 0 |  |  | 17.272 |  | 0.37931 | 37.9306 | 0 | 1.9245 | 2014-01-15 11:30 | 17141 | 17.141
|  | 2014-01-15 13:50:03 | 45.4275 | 4.318 | 17.272 | 7.268 | 7.268 | 0.541 | 0.541 | 0.67433 | 0.67433 | 0.7172 | 0.7172 | 17.1333 | 17.1333 | -1.8216 | -0.91082 | 0 | 10.1999 | 0 |  |  | 16.5811 |  | 0.38021 | 38.021 | 0 | 1.8216 | 2014-01-15 12:00 | 17133.3333 | 17.1333
|  | 2014-01-15 14:20:04 | 45.3835 | 4.2898 | 17.1593 | 7.2603 | 7.2603 | 0.54033 | 0.54033 | 0.68917 | 0.68917 | 0.9104 | 0.9104 | 17.1552 | 17.1552 | -1.6688 | -0.83438 | 0 | 9.3655 | 0 |  |  | 17.1593 |  | 0.3781 | 37.8096 | 0 | 1.6688 | 2014-01-15 12:30 | 17155.1667 | 17.1552
|  | 2014-01-15 14:50:02 | 45.2088 | 4.335 | 17.34 | 7.2692 | 7.2692 | 0.5565 | 0.5565 | 0.68917 | 0.68917 | 0.9104 | 0.9104 | 17.403 | 17.403 | -1.0406 | -0.5203 | 0 | 8.8452 | 0 |  |  | 17.8602 |  | 0.38355 | 38.3553 | 0 | 1.0406 | 2014-01-15 13:00 | 17403 | 17.403
|  | 2014-01-15 15:20:04 | 45.3705 | 4.1415 | 16.566 | 7.312 | 7.312 | 0.58483 | 0.58483 | 0.689 | 0.689 | 0.0864 | 0.0864 | 17.6938 | 17.6938 | -2.4384 | -1.2192 | 0 | 7.626 | 0 |  |  | 17.8913 |  | 0.36513 | 36.5127 | 0 | 2.4384 | 2014-01-15 13:30 | 17693.8333 | 17.6938
|  | 2014-01-15 15:50:02 | 46.77 | 4.1148 | 16.4593 | 7.317 | 7.317 | 0.66217 | 0.66217 | 0.68783 | 0.68783 | 0.0864 | 0.0864 | 17.922 | 17.922 | -3.6353 | -1.8176 | 0 | 5.8083 | 0 |  |  | 16.2947 |  | 0.35192 | 35.1921 | 0 | 3.6353 | 2014-01-15 14:00 | 17922 | 17.922
|  | 2014-01-15 16:20:03 | 48.688 | 4.0817 | 16.3267 | 7.3247 | 7.3247 | 0.7915 | 0.7915 | 0.68683 | 0.68683 | 0 | 0 | 17.9963 | 17.9963 | -5.562 | -2.781 | 0 | 3.0273 | 0 |  |  | 16.9797 |  | 0.33533 | 33.5332 | 0 | 5.562 | 2014-01-15 14:30 | 17996.3333 | 17.9963
|  | 2014-01-15 16:50:05 | 50.757 | 4.0277 | 16.1107 | 7.3207 | 7.3207 | 0.8315 | 0.8315 | 0.68733 | 0.68733 | 0 | 0 | 18.0392 | 18.0392 | -7.7677 | -3.8838 | 0 | 0 | 0 |  |  | 16.7551 |  | 0.31741 | 31.7408 | 0 | 6.0547 | 2014-01-15 15:00 | 18039.1667 | 18.0392
|  | 2014-01-15 17:20:04 | 51.1335 | 4.086 | 16.344 | 7.3198 | 7.3198 | 0.87167 | 0.87167 | 0.6875 | 0.6875 | 0 | 0 | 18.1238 | 18.1238 | -7.7867 | -3.8933 | 3.8838 | 0 | 0 |  |  | 17.1612 |  | 0.31963 | 31.9634 | 7.7677 | 0 | 2014-01-15 15:30 | 18123.8333 | 18.1238
|  | 2014-01-15 17:50:01 | 50.8245 | 3.7048 | 14.8193 | 7.3188 | 7.3188 | 0.8865 | 0.8865 | 0.68883 | 0.68883 | 0 | 0 | 18.1628 | 18.1628 | -8.9482 | -4.4741 | 3.8933 | 0 | 0 |  |  | 15.1157 |  | 0.29158 | 29.1579 | 7.7867 | 0 | 2014-01-15 16:00 | 18162.8333 | 18.1628
|  | 2014-01-15 18:20:04 | 50.247 | 3.339 | 13.356 | 7.321 | 7.321 | 0.86633 | 0.86633 | 0.68917 | 0.68917 | 0 | 0 | 18.1615 | 18.1615 | -9.853 | -4.9265 | 4.4741 | 0 | 0 |  |  | 12.6882 |  | 0.26581 | 26.5807 | 8.9482 | 0 | 2014-01-15 16:30 | 18161.5 | 18.1615
|  | 2014-01-15 18:50:04 | 49.5547 | 3.2425 | 12.97 | 7.3183 | 7.3183 | 0.82267 | 0.82267 | 0.68917 | 0.68917 | 0 | 0 | 18.1883 | 18.1883 | -9.5662 | -4.7831 | 4.9265 | 0 | 0 |  |  | 12.4512 |  | 0.26173 | 26.1731 | 9.853 | 0 | 2014-01-15 17:00 | 18188.3333 | 18.1883
|  | 2014-01-15 19:20:03 | 48.4248 | 3.1173 | 12.4693 | 7.319 | 7.319 | 0.81367 | 0.81367 | 0.68883 | 0.68883 | 0 | 0 | 18.1963 | 18.1963 | -8.9377 | -4.4688 | 4.7831 | 0 | 0 |  |  | 12.9681 |  | 0.2575 | 25.7499 | 9.5662 | 0 | 2014-01-15 17:30 | 18196.3333 | 18.1963
|  | 2014-01-15 19:50:03 | 47.1703 | 3.0322 | 12.1287 | 7.3195 | 7.3195 | 0.75817 | 0.75817 | 0.68833 | 0.68833 | 0 | 0 | 18.1222 | 18.1222 | -8.1535 | -4.0767 | 4.4688 | 0 | 0 |  |  | 12.0074 |  | 0.25712 | 25.7125 | 8.9377 | 0 | 2014-01-15 18:00 | 18122.1667 | 18.1222
|  | 2014-01-15 20:20:04 | 45.4853 | 2.8308 | 11.3233 | 7.3178 | 7.3178 | 0.64383 | 0.64383 | 0.6885 | 0.6885 | 0 | 0 | 17.6477 | 17.6477 | -7.8642 | -3.9321 | 4.0767 | 0 | 0 |  |  | 12.2292 |  | 0.24894 | 24.8945 | 8.1535 | 0 | 2014-01-15 18:30 | 17647.6667 | 17.6477
|  | 2014-01-15 20:50:02 | 43.9442 | 2.7185 | 10.874 | 7.3195 | 7.3195 | 0.62 | 0.62 | 0.687 | 0.687 | 0 | 0 | 17.2373 | 17.2373 | -7.2063 | -3.6032 | 3.9321 | 0 | 0 |  |  | 10.7653 |  | 0.24745 | 24.745 | 7.8642 | 0 | 2014-01-15 19:00 | 17237.3333 | 17.2373
|  | 2014-01-15 21:20:03 | 41.8482 | 2.6958 | 10.7833 | 7.321 | 7.321 | 0.57883 | 0.57883 | 0.67733 | 0.67733 | 0 | 0 | 17.2068 | 17.2068 | -5.2808 | -2.6404 | 3.6032 | 0 | 0 |  |  | 10.7833 |  | 0.25768 | 25.7678 | 7.2063 | 0 | 2014-01-15 19:30 | 17206.8333 | 17.2068
|  | 2014-01-15 21:50:02 | 39.6547 | 2.6932 | 10.7727 | 7.3238 | 7.3238 | 0.54617 | 0.54617 | 0.67667 | 0.67667 | 0 | 0 | 17.1938 | 17.1938 | -3.1415 | -1.5708 | 2.6404 | 0 | 0 |  |  | 11.7422 |  | 0.27166 | 27.1662 | 5.2808 | 0 | 2014-01-15 20:00 | 17193.8333 | 17.1938
|  | 2014-01-15 22:20:02 | 37.5675 | 2.7043 | 10.8173 | 7.3227 | 7.3227 | 0.54567 | 0.54567 | 0.6755 | 0.6755 | 0 | 0 | 16.9422 | 16.9422 | -1.2642 | -0.63208 | 1.5708 | 0 | 0 |  |  | 11.7909 |  | 0.28794 | 28.7944 | 3.1415 | 0 | 2014-01-15 20:30 | 16942.1667 | 16.9422
|  | 2014-01-15 22:50:03 | 35.738 | 2.6577 | 10.6307 | 7.3198 | 7.3198 | 0.532 | 0.532 | 0.67633 | 0.67633 | 0 | 0 | 16.6473 | 16.6473 | 0.068167 | 0.034083 | 0.63208 | 0.034083 | 0 |  |  | 9.5676 |  | 0.29746 | 29.7461 | 1.2642 | 0 | 2014-01-15 21:00 | 16647.3333 | 16.6473
|  | 2014-01-15 23:20:03 | 34.7428 | 2.6938 | 10.7753 | 7.3258 | 7.3258 | 0.51 | 0.51 | 0.67617 | 0.67617 | 0 | 0 | 16.2773 | 16.2773 | 0.82183 | 0.41092 | 0 | 0.445 | 0 |  |  | 9.6978 |  | 0.31015 | 31.0145 | 0 | 0 | 2014-01-15 21:30 | 16277.3333 | 16.2773
|  | 2014-01-15 23:50:03 | 34.0147 | 2.597 | 10.388 | 7.3258 | 7.3258 | 0.509 | 0.509 | 0.67567 | 0.67567 | 0 | 0 | 16.1035 | 16.1035 | 0.98733 | 0.49367 | 0 | 0.93867 | 0 |  |  | 9.3492 |  | 0.3054 | 30.5398 | 0 | 0 | 2014-01-15 22:00 | 16103.5 | 16.1035
|  | 2014-01-16 00:20:05 | 34.083 | 2.5777 | 10.3107 | 7.3307 | 7.3307 | 0.51033 | 0.51033 | 0.67483 | 0.67483 | 0 | 0 | 16.2912 | 16.2912 | 1.0347 | 0.51733 | 0 | 1.456 | 0 |  |  | 9.5889 |  | 0.30252 | 30.2516 | 0 | 0 | 2014-01-15 22:30 | 16291.1667 | 16.2912
|  | 2014-01-16 00:50:03 | 34.2293 | 2.6898 | 10.7593 | 7.3287 | 7.3287 | 0.511 | 0.511 | 0.6755 | 0.6755 | 0 | 0 | 16.2405 | 16.2405 | 1.2857 | 0.64283 | 0 | 2.0988 | 0 |  |  | 10.9745 |  | 0.31433 | 31.4331 | 0 | 0 | 2014-01-15 23:00 | 16240.5 | 16.2405
|  | 2014-01-16 01:20:02 | 33.8665 | 2.7763 | 11.1053 | 7.3377 | 7.3377 | 0.51 | 0.51 | 0.67567 | 0.67567 | 0 | 0 | 16.118 | 16.118 | 1.8802 | 0.94008 | 0 | 3.0389 | 0 |  |  | 12.2159 |  | 0.32791 | 32.7915 | 0 | 0 | 2014-01-15 23:30 | 16118 | 16.118
|  | 2014-01-16 01:50:02 | 33.2573 | 2.636 | 10.544 | 7.3305 | 7.3305 | 0.51083 | 0.51083 | 0.67667 | 0.67667 | 0 | 0 | 15.9193 | 15.9193 | 1.724 | 0.862 | 0 | 3.9009 | 0 |  |  | 10.4386 |  | 0.31704 | 31.7043 | 0 | 0 | 2014-01-16 | 15919.3333 | 15.9193
|  | 2014-01-16 02:20:05 | 33.1612 | 2.6748 | 10.6993 | 7.3328 | 7.3328 | 0.50933 | 0.50933 | 0.67617 | 0.67617 | 0 | 0 | 15.8353 | 15.8353 | 1.8918 | 0.94592 | 0 | 4.8468 | 0 |  |  | 11.6623 |  | 0.32265 | 32.2646 | 0 | 0 | 2014-01-16 00:30 | 15835.3333 | 15.8353
|  | 2014-01-16 02:50:03 | 32.8147 | 2.6815 | 10.726 | 7.3275 | 7.3275 | 0.50933 | 0.50933 | 0.676 | 0.676 | 0 | 0 | 15.4435 | 15.4435 | 1.8677 | 0.93383 | 0 | 5.7807 | 0 |  |  | 10.5115 |  | 0.32687 | 32.6866 | 0 | 0 | 2014-01-16 01:00 | 15443.5 | 15.4435
|  | 2014-01-16 03:20:04 | 32.2428 | 2.681 | 10.724 | 7.3245 | 7.3245 | 0.51033 | 0.51033 | 0.676 | 0.676 | 0 | 0 | 14.9375 | 14.9375 | 1.9295 | 0.96475 | 0 | 6.7454 | 0 |  |  | 10.0806 |  | 0.3326 | 33.2601 | 0 | 0 | 2014-01-16 01:30 | 14937.5 | 14.9375
|  | 2014-01-16 03:50:02 | 31.7412 | 2.6153 | 10.4613 | 7.319 | 7.319 | 0.50567 | 0.50567 | 0.676 | 0.676 | 0 | 0 | 14.4368 | 14.4368 | 1.6577 | 0.82883 | 0 | 7.5743 | 0 |  |  | 10.8798 |  | 0.32958 | 32.9583 | 0 | 0 | 2014-01-16 02:00 | 14436.8333 | 14.4368
|  | 2014-01-16 04:20:04 | 31.4005 | 2.4773 | 9.9093 | 7.3168 | 7.3168 | 0.49817 | 0.49817 | 0.67583 | 0.67583 | 0 | 0 | 14.3398 | 14.3398 | 1.3395 | 0.66975 | 0 | 8.244 | 0 |  |  | 9.4139 |  | 0.31558 | 31.5579 | 0 | 0 | 2014-01-16 02:30 | 14339.8333 | 14.3398
|  | 2014-01-16 04:50:07 | 31.78 | 2.403 | 9.612 | 7.3253 | 7.3253 | 0.48783 | 0.48783 | 0.67633 | 0.67633 | 0 | 0 | 14.8467 | 14.8467 | 1.1682 | 0.58408 | 0 | 8.8281 | 0 |  |  | 8.6508 |  | 0.30245 | 30.2454 | 0 | 0 | 2014-01-16 03:00 | 14846.6667 | 14.8467
|  | 2014-01-16 05:20:02 | 32.4467 | 2.4517 | 9.8067 | 7.3227 | 7.3227 | 0.487 | 0.487 | 0.67633 | 0.67633 | 0 | 0 | 15.042 | 15.042 | 0.888 | 0.444 | 0 | 9.2721 | 0 |  |  | 8.9241 |  | 0.30224 | 30.224 | 0 | 0 | 2014-01-16 03:30 | 15042 | 15.042
|  | 2014-01-16 05:50:02 | 33.673 | 2.3808 | 9.5233 | 7.3243 | 7.3243 | 0.49 | 0.49 | 0.67633 | 0.67633 | 0 | 0 | 15.4743 | 15.4743 | -0.18467 | -0.092333 | 0 | 9.1798 | 0 |  |  | 10.19 |  | 0.28282 | 28.2818 | 0 | 0.18467 | 2014-01-16 04:00 | 15474.3333 | 15.4743
|  | 2014-01-16 06:20:03 | 35.6748 | 2.1943 | 8.7773 | 7.3167 | 7.3167 | 0.49267 | 0.49267 | 0.67533 | 0.67533 | 0 | 0 | 16.2253 | 16.2253 | -2.1875 | -1.0937 | 0 | 8.086 | 0 |  |  | 9.1284 |  | 0.24604 | 24.6037 | 0 | 2.1875 | 2014-01-16 04:30 | 16225.3333 | 16.2253
|  | 2014-01-16 06:50:03 | 39.1707 | 2.2813 | 9.1253 | 7.317 | 7.317 | 0.52883 | 0.52883 | 0.673 | 0.673 | 0 | 0 | 17.5395 | 17.5395 | -3.987 | -1.9935 | 0 | 6.0925 | 0 |  |  | 9.6729 |  | 0.23296 | 23.2963 | 0 | 3.987 | 2014-01-16 05:00 | 17539.5 | 17.5395
|  | 2014-01-16 07:20:04 | 43.2093 | 2.3815 | 9.526 | 7.318 | 7.318 | 0.56417 | 0.56417 | 0.65317 | 0.65317 | 0 | 0 | 18.0617 | 18.0617 | -7.0863 | -3.5432 | 0 | 2.5493 | 0 |  |  | 9.6213 |  | 0.22046 | 22.0462 | 0 | 7.0863 | 2014-01-16 05:30 | 18061.6667 | 18.0617
|  | 2014-01-16 07:50:02 | 44.9518 | 2.339 | 9.356 | 7.3188 | 7.3188 | 0.65633 | 0.65633 | 0.65 | 0.65 | 0 | 0 | 17.9653 | 17.9653 | -9.0053 | -4.5027 | 0 | 0 | 0 |  |  | 8.7946 |  | 0.20813 | 20.8134 | 0 | 5.0987 | 2014-01-16 06:00 | 17965.3333 | 17.9653
|  | 2014-01-16 08:20:02 | 45.2582 | 2.5183 | 10.0733 | 7.3215 | 7.3215 | 0.768 | 0.768 | 0.64483 | 0.64483 | 0 | 0 | 17.9813 | 17.9813 | -8.4692 | -4.2346 | 4.5027 | 0 | 0 |  |  | 9.5697 |  | 0.22257 | 22.2575 | 9.0053 | 0 | 2014-01-16 06:30 | 17981.3333 | 17.9813
|  | 2014-01-16 08:50:04 | 45.0963 | 2.641 | 10.564 | 7.3243 | 7.3243 | 0.75267 | 0.75267 | 0.64267 | 0.64267 | 0 | 0 | 17.9837 | 17.9837 | -7.829 | -3.9145 | 4.2346 | 0 | 0 |  |  | 10.1414 |  | 0.23425 | 23.4254 | 8.4692 | 0 | 2014-01-16 07:00 | 17983.6667 | 17.9837
|  | 2014-01-16 09:20:04 | 45.6193 | 2.688 | 10.752 | 7.3197 | 7.3197 | 0.687 | 0.687 | 0.642 | 0.642 | 0.7116 | 0.7116 | 18.01 | 18.01 | -7.4971 | -3.7485 | 3.9145 | 0 | 0 |  |  | 9.6768 |  | 0.23569 | 23.569 | 7.829 | 0 | 2014-01-16 07:30 | 18010 | 18.01
|  | 2014-01-16 09:50:02 | 45.4865 | 2.6455 | 10.582 | 7.3253 | 7.3253 | 0.67617 | 0.67617 | 0.62567 | 0.62567 | 0.7116 | 0.7116 | 18.0192 | 18.0192 | -7.5466 | -3.7733 | 3.7485 | 0 | 0 |  |  | 9.9471 |  | 0.23264 | 23.264 | 7.4971 | 0 | 2014-01-16 08:00 | 18019.1667 | 18.0192
|  | 2014-01-16 10:20:17 | 45.3275 | 2.7335 | 10.934 | 7.3275 | 7.3275 | 0.6375 | 0.6375 | 0.62067 | 0.62067 | 1.268 | 1.268 | 18.0467 | 18.0467 | -6.4932 | -3.2466 | 3.7733 | 0 | 0 |  |  | 12.0274 |  | 0.24122 | 24.1222 | 7.5466 | 0 | 2014-01-16 08:30 | 18046.6667 | 18.0467
|  | 2014-01-16 10:50:02 | 45.1892 | 2.6688 | 10.6753 | 7.3188 | 7.3188 | 0.62633 | 0.62633 | 0.62067 | 0.62067 | 1.268 | 1.268 | 18.0812 | 18.0812 | -6.5988 | -3.2994 | 3.2466 | 0 | 0 |  |  | 11.5294 |  | 0.23624 | 23.6237 | 6.4932 | 0 | 2014-01-16 09:00 | 18081.1667 | 18.0812
|  | 2014-01-16 11:20:02 | 45.1783 | 2.6255 | 10.502 | 7.3118 | 7.3118 | 0.61183 | 0.61183 | 0.62083 | 0.62083 | 0.872 | 0.872 | 18.0948 | 18.0948 | -7.165 | -3.5825 | 3.2994 | 0 | 0 |  |  | 10.9221 |  | 0.23246 | 23.2457 | 6.5988 | 0 | 2014-01-16 09:30 | 18094.8333 | 18.0948
|  | 2014-01-16 11:50:03 | 45.2912 | 2.6422 | 10.5687 | 7.3065 | 7.3065 | 0.614 | 0.614 | 0.62083 | 0.62083 | 0.872 | 0.872 | 18.1433 | 18.1433 | -7.1658 | -3.5829 | 3.5825 | 0 | 0 |  |  | 11.3085 |  | 0.23335 | 23.3349 | 7.165 | 0 | 2014-01-16 10:00 | 18143.3333 | 18.1433
|  | 2014-01-16 12:20:03 | 45.3218 | 2.7787 | 11.1147 | 7.3058 | 7.3058 | 0.61933 | 0.61933 | 0.6265 | 0.6265 | 0.8384 | 0.8384 | 18.1447 | 18.1447 | -6.6724 | -3.3362 | 3.5829 | 0 | 0 |  |  | 10.5589 |  | 0.24524 | 24.5239 | 7.1658 | 0 | 2014-01-16 10:30 | 18144.6667 | 18.1447
|  | 2014-01-16 12:50:01 | 45.0703 | 2.732 | 10.928 | 7.3038 | 7.3038 | 0.60783 | 0.60783 | 0.6385 | 0.6385 | 0.8384 | 0.8384 | 18.0807 | 18.0807 | -6.6731 | -3.3366 | 3.3362 | 0 | 0 |  |  | 10.163 |  | 0.24247 | 24.2465 | 6.6724 | 0 | 2014-01-16 11:00 | 18080.6667 | 18.0807
|  | 2014-01-16 13:20:06 | 44.972 | 2.9337 | 11.7347 | 7.3142 | 7.3142 | 0.56933 | 0.56933 | 0.64517 | 0.64517 | 0.67 | 0.67 | 18.0718 | 18.0718 | -5.9668 | -2.9834 | 3.3366 | 0 | 0 |  |  | 10.6785 |  | 0.26093 | 26.0933 | 6.6731 | 0 | 2014-01-16 11:30 | 18071.8333 | 18.0718
|  | 2014-01-16 13:50:02 | 45.041 | 2.9045 | 11.618 | 7.3148 | 7.3148 | 0.57983 | 0.57983 | 0.64583 | 0.64583 | 0.67 | 0.67 | 18.0688 | 18.0688 | -6.1437 | -3.0718 | 2.9834 | 0 | 0 |  |  | 10.8047 |  | 0.25794 | 25.7943 | 5.9668 | 0 | 2014-01-16 12:00 | 18068.8333 | 18.0688
|  | 2014-01-16 14:20:02 | 45.1698 | 2.948 | 11.792 | 7.3177 | 7.3177 | 0.5795 | 0.5795 | 0.63983 | 0.63983 | 0.4064 | 0.4064 | 17.9152 | 17.9152 | -6.5193 | -3.2596 | 3.0718 | 0 | 0 |  |  | 11.3203 |  | 0.26106 | 26.1059 | 6.1437 | 0 | 2014-01-16 12:30 | 17915.1667 | 17.9152
|  | 2014-01-16 14:50:02 | 45.1272 | 3.0985 | 12.394 | 7.3172 | 7.3172 | 0.57933 | 0.57933 | 0.58133 | 0.58133 | 0.4064 | 0.4064 | 17.9548 | 17.9548 | -5.8941 | -2.9471 | 3.2596 | 0 | 0 |  |  | 11.5264 |  | 0.27465 | 27.4646 | 6.5193 | 0 | 2014-01-16 13:00 | 17954.8333 | 17.9548
|  | 2014-01-16 15:20:02 | 45.5042 | 3.206 | 12.824 | 7.313 | 7.313 | 0.58367 | 0.58367 | 0.57567 | 0.57567 | 0.0532 | 0.0532 | 18.0797 | 18.0797 | -6.075 | -3.0375 | 2.9471 | 0 | 0 |  |  | 13.5934 |  | 0.28182 | 28.182 | 5.8941 | 0 | 2014-01-16 13:30 | 18079.6667 | 18.0797
|  | 2014-01-16 15:50:02 | 47.0335 | 3.2768 | 13.1073 | 7.3147 | 7.3147 | 0.59283 | 0.59283 | 0.57083 | 0.57083 | 0.0532 | 0.0532 | 18.308 | 18.308 | -7.0866 | -3.5433 | 3.0375 | 0 | 0 |  |  | 12.9763 |  | 0.27868 | 27.8681 | 6.075 | 0 | 2014-01-16 14:00 | 18308 | 18.308
|  | 2014-01-16 16:20:02 | 49.1625 | 3.3092 | 13.2367 | 7.3153 | 7.3153 | 0.6745 | 0.6745 | 0.5705 | 0.5705 | 0 | 0 | 18.4535 | 18.4535 | -8.912 | -4.456 | 3.5433 | 0 | 0 |  |  | 12.1777 |  | 0.26924 | 26.9243 | 7.0866 | 0 | 2014-01-16 14:30 | 18453.5 | 18.4535
|  | 2014-01-16 16:50:05 | 51.5502 | 3.3668 | 13.4673 | 7.3228 | 7.3228 | 0.77733 | 0.77733 | 0.57 | 0.57 | 0 | 0 | 18.5418 | 18.5418 | -10.8708 | -5.4354 | 4.456 | 0 | 0 |  |  | 12.3899 |  | 0.26125 | 26.1247 | 8.912 | 0 | 2014-01-16 15:00 | 18541.8333 | 18.5418
|  | 2014-01-16 17:20:04 | 51.9525 | 3.5393 | 14.1573 | 7.3228 | 7.3228 | 0.7715 | 0.7715 | 0.57017 | 0.57017 | 0 | 0 | 18.6593 | 18.6593 | -10.4713 | -5.2357 | 5.4354 | 0 | 0 |  |  | 15.0068 |  | 0.27251 | 27.2505 | 10.8708 | 0 | 2014-01-16 15:30 | 18659.3333 | 18.6593
|  | 2014-01-16 17:50:06 | 51.6518 | 3.7708 | 15.0833 | 7.325 | 7.325 | 0.74967 | 0.74967 | 0.57 | 0.57 | 0 | 0 | 18.8023 | 18.8023 | -9.1215 | -4.5608 | 5.2357 | 0 | 0 |  |  | 16.4408 |  | 0.29202 | 29.2019 | 10.4713 | 0 | 2014-01-16 16:00 | 18802.3333 | 18.8023
|  | 2014-01-16 18:20:01 | 51.628 | 3.809 | 15.236 | 7.323 | 7.323 | 0.731 | 0.731 | 0.57 | 0.57 | 0 | 0 | 18.83 | 18.83 | -8.938 | -4.469 | 4.5608 | 0 | 0 |  |  | 16.1502 |  | 0.29511 | 29.5111 | 9.1215 | 0 | 2014-01-16 16:30 | 18830 | 18.83
|  | 2014-01-16 18:50:01 | 51.628 | 3.809 | 15.236 | 7.323 | 7.323 | 0.731 | 0.731 | 0.57 | 0.57 | 0 | 0 | 18.83 | 18.83 | -8.938 | -4.469 | 4.469 | 0 | 0 |  |  | 15.236 |  | 0.29511 | 29.5111 | 8.938 | 0 | 2014-01-16 17:00 | 18830 | 18.83
|  | 2014-01-16 19:20:01 | 51.628 | 3.809 | 15.236 | 7.323 | 7.323 | 0.731 | 0.731 | 0.57 | 0.57 | 0 | 0 | 18.8353 | 18.8353 | -8.9327 | -4.4663 | 4.469 | 0 | 0 |  |  | 15.9978 |  | 0.29511 | 29.5111 | 8.938 | 0 | 2014-01-16 17:30 | 18835.3333 | 18.8353
|  | 2014-01-16 19:50:05 | 49.0798 | 3.7225 | 14.89 | 7.322 | 7.322 | 0.6575 | 0.6575 | 0.57017 | 0.57017 | 0 | 0 | 18.709 | 18.709 | -6.9312 | -3.4656 | 4.4663 | 0 | 0 |  |  | 15.3367 |  | 0.30338 | 30.3383 | 8.9327 | 0 | 2014-01-16 18:00 | 18709 | 18.709
|  | 2014-01-16 20:20:04 | 45.7117 | 3.585 | 14.34 | 7.3178 | 7.3178 | 0.63 | 0.63 | 0.57 | 0.57 | 0 | 0 | 18.406 | 18.406 | -4.4478 | -2.2239 | 3.4656 | 0 | 0 |  |  | 14.1966 |  | 0.31371 | 31.3705 | 6.9312 | 0 | 2014-01-16 18:30 | 18406 | 18.406
|  | 2014-01-16 20:50:03 | 43.965 | 3.5378 | 14.1513 | 7.3143 | 7.3143 | 0.59 | 0.59 | 0.57 | 0.57 | 0 | 0 | 17.7727 | 17.7727 | -3.5667 | -1.7833 | 2.2239 | 0 | 0 |  |  | 14.4344 |  | 0.32188 | 32.1877 | 4.4478 | 0 | 2014-01-16 19:00 | 17772.6667 | 17.7727
|  | 2014-01-16 21:20:03 | 41.6312 | 3.4292 | 13.7167 | 7.3143 | 7.3143 | 0.54667 | 0.54667 | 0.57017 | 0.57017 | 0 | 0 | 17.2772 | 17.2772 | -2.2062 | -1.1031 | 1.7833 | 0 | 0 |  |  | 14.9512 |  | 0.32948 | 32.9481 | 3.5667 | 0 | 2014-01-16 19:30 | 17277.1667 | 17.2772
|  | 2014-01-16 21:50:04 | 39.417 | 3.3667 | 13.4667 | 7.3193 | 7.3193 | 0.52217 | 0.52217 | 0.57 | 0.57 | 0 | 0 | 16.9852 | 16.9852 | -0.55367 | -0.27683 | 1.1031 | 0 | 0 |  |  | 14.4093 |  | 0.34165 | 34.1646 | 2.2062 | 0 | 2014-01-16 20:00 | 16985.1667 | 16.9852
|  | 2014-01-16 22:20:07 | 37.2898 | 3.3822 | 13.5287 | 7.3225 | 7.3225 | 0.509 | 0.509 | 0.55667 | 0.55667 | 0 | 0 | 16.6877 | 16.6877 | 1.3147 | 0.65733 | 0.27683 | 0.65733 | 0 |  |  | 14.4757 |  | 0.3628 | 36.2798 | 0.55367 | 0 | 2014-01-16 20:30 | 16687.6667 | 16.6877
|  | 2014-01-16 22:50:03 | 35.4457 | 3.2975 | 13.19 | 7.3195 | 7.3195 | 0.49267 | 0.49267 | 0.56283 | 0.56283 | 0 | 0 | 16.4915 | 16.4915 | 2.6108 | 1.3054 | 0 | 1.9628 | 0 |  |  | 14.3771 |  | 0.37212 | 37.2119 | 0 | 0 | 2014-01-16 21:00 | 16491.5 | 16.4915
|  | 2014-01-16 23:20:03 | 34.4217 | 3.26 | 13.04 | 7.3195 | 7.3195 | 0.46583 | 0.46583 | 0.5705 | 0.5705 | 0 | 0 | 16.2873 | 16.2873 | 3.2615 | 1.6307 | 0 | 3.5935 | 0 |  |  | 11.736 |  | 0.37883 | 37.8831 | 0 | 0 | 2014-01-16 21:30 | 16287.3333 | 16.2873
|  | 2014-01-16 23:50:02 | 33.8743 | 3.2242 | 12.8967 | 7.3168 | 7.3168 | 0.466 | 0.466 | 0.5715 | 0.5715 | 0 | 0 | 16.139 | 16.139 | 3.5157 | 1.7578 | 0 | 5.3513 | 0 |  |  | 13.6705 |  | 0.38072 | 38.0721 | 0 | 0 | 2014-01-16 22:00 | 16139 | 16.139
|  | 2014-01-17 00:20:03 | 33.913 | 3.2337 | 12.9347 | 7.3242 | 7.3242 | 0.46333 | 0.46333 | 0.57 | 0.57 | 0 | 0 | 16.1445 | 16.1445 | 3.5237 | 1.7618 | 0 | 7.1132 | 0 |  |  | 12.8053 |  | 0.38141 | 38.1407 | 0 | 0 | 2014-01-16 22:30 | 16144.5 | 16.1445
|  | 2014-01-17 00:50:02 | 33.9682 | 3.0935 | 12.374 | 7.3312 | 7.3312 | 0.455 | 0.455 | 0.57 | 0.57 | 0 | 0 | 16.1607 | 16.1607 | 2.9227 | 1.4613 | 0 | 8.5745 | 0 |  |  | 12.4977 |  | 0.36428 | 36.4282 | 0 | 0 | 2014-01-16 23:00 | 16160.6667 | 16.1607
|  | 2014-01-17 01:20:03 | 33.5313 | 3.0563 | 12.2253 | 7.3272 | 7.3272 | 0.45 | 0.45 | 0.57017 | 0.57017 | 0 | 0 | 15.8002 | 15.8002 | 2.8415 | 1.4208 | 0 | 9.9952 | 0 |  |  | 12.2253 |  | 0.36459 | 36.4594 | 0 | 0 | 2014-01-16 23:30 | 15800.1667 | 15.8002
|  | 2014-01-17 01:50:02 | 32.8645 | 3.0265 | 12.106 | 7.334 | 7.334 | 0.4495 | 0.4495 | 0.57 | 0.57 | 0 | 0 | 15.2872 | 15.2872 | 2.8822 | 1.4411 | 0 | 11.4363 | 0 |  |  | 12.2271 |  | 0.36836 | 36.8361 | 0 | 0 | 2014-01-17 | 15287.1667 | 15.2872
|  | 2014-01-17 02:20:03 | 32.6417 | 3.1635 | 12.654 | 7.3325 | 7.3325 | 0.4485 | 0.4485 | 0.57033 | 0.57033 | 0 | 0 | 14.981 | 14.981 | 3.3447 | 1.6723 | 0 | 13.1087 | 0 |  |  | 13.0336 |  | 0.38766 | 38.7664 | 0 | 0 | 2014-01-17 00:30 | 14981 | 14.981
|  | 2014-01-17 02:50:07 | 32.3977 | 3.1598 | 12.6393 | 7.33 | 7.33 | 0.4485 | 0.4485 | 0.57 | 0.57 | 0 | 0 | 14.7513 | 14.7513 | 3.3415 | 1.6707 | 0 | 14.7794 | 0 |  |  | 13.0185 |  | 0.39013 | 39.0131 | 0 | 0 | 2014-01-17 01:00 | 14751.3333 | 14.7513
|  | 2014-01-17 03:20:04 | 31.9972 | 3.1783 | 12.7133 | 7.3285 | 7.3285 | 0.448 | 0.448 | 0.57033 | 0.57033 | 0 | 0 | 14.2532 | 14.2532 | 3.3162 | 1.6581 | 0 | 16.4375 | 0 |  |  | 12.5862 |  | 0.39733 | 39.7327 | 0 | 0 | 2014-01-17 01:30 | 14253.1667 | 14.2532
|  | 2014-01-17 03:50:04 | 31.3068 | 3.208 | 12.832 | 7.3288 | 7.3288 | 0.44667 | 0.44667 | 0.57017 | 0.57017 | 0 | 0 | 13.6472 | 13.6472 | 3.518 | 1.759 | 0 | 18.1965 | 0 |  |  | 13.6019 |  | 0.40988 | 40.9879 | 0 | 0 | 2014-01-17 02:00 | 13647.1667 | 13.6472
|  | 2014-01-17 04:20:03 | 31.109 | 3.2647 | 13.0587 | 7.3203 | 7.3203 | 0.44883 | 0.44883 | 0.57 | 0.57 | 0 | 0 | 13.3863 | 13.3863 | 3.6752 | 1.8376 | 0 | 20.0341 | 0 |  |  | 13.9728 |  | 0.41977 | 41.9771 | 0 | 0 | 2014-01-17 02:30 | 13386.3333 | 13.3863
|  | 2014-01-17 04:50:04 | 31.07 | 3.203 | 12.812 | 7.3188 | 7.3188 | 0.47083 | 0.47083 | 0.57 | 0.57 | 0 | 0 | 13.5195 | 13.5195 | 3.6212 | 1.8106 | 0 | 21.8447 | 0 |  |  | 13.5807 |  | 0.41236 | 41.2359 | 0 | 0 | 2014-01-17 03:00 | 13519.5 | 13.5195
|  | 2014-01-17 05:20:04 | 31.2903 | 3.1003 | 12.4013 | 7.317 | 7.317 | 0.49817 | 0.49817 | 0.57033 | 0.57033 | 0 | 0 | 13.6238 | 13.6238 | 3.1203 | 1.5602 | 0 | 23.4048 | 0 |  |  | 12.2773 |  | 0.39633 | 39.6331 | 0 | 0 | 2014-01-17 03:30 | 13623.8333 | 13.6238
|  | 2014-01-17 05:50:02 | 32.5407 | 3.0168 | 12.0673 | 7.32 | 7.32 | 0.50867 | 0.50867 | 0.57 | 0.57 | 0 | 0 | 14.4552 | 14.4552 | 2.3805 | 1.1902 | 0 | 24.5951 | 0 |  |  | 11.2226 |  | 0.37084 | 37.0839 | 0 | 0 | 2014-01-17 04:00 | 14455.1667 | 14.4552
|  | 2014-01-17 06:20:04 | 34.818 | 2.9648 | 11.8593 | 7.3247 | 7.3247 | 0.509 | 0.509 | 0.57 | 0.57 | 0 | 0 | 15.509 | 15.509 | 0.954 | 0.477 | 0 | 25.0721 | 0 |  |  | 12.5709 |  | 0.34061 | 34.0609 | 0 | 0 | 2014-01-17 04:30 | 15509 | 15.509
|  | 2014-01-17 06:50:04 | 38.3508 | 3.016 | 12.064 | 7.3255 | 7.3255 | 0.54083 | 0.54083 | 0.55583 | 0.55583 | 0 | 0 | 16.6638 | 16.6638 | -1.2008 | -0.60042 | 0 | 24.4717 | 0 |  |  | 11.3402 |  | 0.31457 | 31.4569 | 0 | 1.2008 | 2014-01-17 05:00 | 16663.8333 | 16.6638
|  | 2014-01-17 07:20:04 | 42.5625 | 3.0942 | 12.3767 | 7.3177 | 7.3177 | 0.5725 | 0.5725 | 0.57 | 0.57 | 0 | 0 | 17.6938 | 17.6938 | -4.0318 | -2.0159 | 0 | 22.4557 | 0 |  |  | 11.2628 |  | 0.29079 | 29.0788 | 0 | 4.0318 | 2014-01-17 05:30 | 17693.8333 | 17.6938
|  | 2014-01-17 07:50:05 | 44.5473 | 3.1202 | 12.4807 | 7.3182 | 7.3182 | 0.57283 | 0.57283 | 0.57 | 0.57 | 0 | 0 | 18.007 | 18.007 | -5.5987 | -2.7993 | 0 | 19.6564 | 0 |  |  | 12.6055 |  | 0.28017 | 28.0166 | 0 | 5.5987 | 2014-01-17 06:00 | 18007 | 18.007
|  | 2014-01-17 08:20:02 | 45.0467 | 2.8727 | 11.4907 | 7.3175 | 7.3175 | 0.56533 | 0.56533 | 0.57 | 0.57 | 0.02 | 0.02 | 18.0647 | 18.0647 | -7.0185 | -3.5092 | 0 | 16.1472 | 0 |  |  | 11.4907 |  | 0.25508 | 25.5084 | 0 | 7.0185 | 2014-01-17 06:30 | 18064.6667 | 18.0647
|  | 2014-01-17 08:50:02 | 45.0403 | 2.7272 | 10.9087 | 7.3245 | 7.3245 | 0.56717 | 0.56717 | 0.57033 | 0.57033 | 0.02 | 0.02 | 18.04 | 18.04 | -7.6097 | -3.8048 | 0 | 12.3423 | 0 |  |  | 10.4723 |  | 0.2422 | 24.2198 | 0 | 7.6097 | 2014-01-17 07:00 | 18040 | 18.04
|  | 2014-01-17 09:20:04 | 45.7175 | 2.6773 | 10.7093 | 7.3242 | 7.3242 | 0.5825 | 0.5825 | 0.57017 | 0.57017 | 0.3556 | 0.3556 | 18.0243 | 18.0243 | -8.1514 | -4.0757 | 0 | 8.2666 | 0 |  |  | 9.8526 |  | 0.23425 | 23.425 | 0 | 8.1514 | 2014-01-17 07:30 | 18024.3333 | 18.0243
|  | 2014-01-17 09:50:03 | 45.6853 | 2.8483 | 11.3933 | 7.3265 | 7.3265 | 0.56833 | 0.56833 | 0.57 | 0.57 | 0.3556 | 0.3556 | 17.9977 | 17.9977 | -7.4739 | -3.737 | 0 | 4.5297 | 0 |  |  | 12.4187 |  | 0.24939 | 24.9387 | 0 | 7.4739 | 2014-01-17 08:00 | 17997.6667 | 17.9977
|  | 2014-01-17 10:20:04 | 45.5468 | 2.9027 | 11.6107 | 7.3293 | 7.3293 | 0.56367 | 0.56367 | 0.57 | 0.57 | 0.744 | 0.744 | 18.022 | 18.022 | -6.7072 | -3.3536 | 0 | 1.1761 | 0 |  |  | 11.0301 |  | 0.25492 | 25.4917 | 0 | 6.7072 | 2014-01-17 08:30 | 18022 | 18.022
|  | 2014-01-17 10:50:03 | 45.4652 | 2.8375 | 11.35 | 7.3243 | 7.3243 | 0.55217 | 0.55217 | 0.57033 | 0.57033 | 0.744 | 0.744 | 17.9992 | 17.9992 | -6.9252 | -3.4626 | 0 | 0 | 0 |  |  | 10.3285 |  | 0.24964 | 24.9642 | 0 | 2.3522 | 2014-01-17 09:00 | 17999.1667 | 17.9992
|  | 2014-01-17 11:20:04 | 45.4173 | 2.7853 | 11.1413 | 7.3203 | 7.3203 | 0.54117 | 0.54117 | 0.57017 | 0.57017 | 0.928 | 0.928 | 18.0093 | 18.0093 | -6.907 | -3.4535 | 3.4626 | 0 | 0 |  |  | 11.3642 |  | 0.24531 | 24.531 | 6.9252 | 0 | 2014-01-17 09:30 | 18009.3333 | 18.0093
|  | 2014-01-17 11:50:03 | 45.5055 | 2.7285 | 10.914 | 7.3153 | 7.3153 | 0.54917 | 0.54917 | 0.57 | 0.57 | 0.928 | 0.928 | 18.0583 | 18.0583 | -7.1707 | -3.5853 | 3.4535 | 0 | 0 |  |  | 9.9317 |  | 0.23984 | 23.9839 | 6.907 | 0 | 2014-01-17 10:00 | 18058.3333 | 18.0583
|  | 2014-01-17 12:20:04 | 45.5618 | 2.6418 | 10.5673 | 7.3165 | 7.3165 | 0.54933 | 0.54933 | 0.57017 | 0.57017 | 0.94 | 0.94 | 18.1308 | 18.1308 | -7.4877 | -3.7438 | 3.5853 | 0 | 0 |  |  | 9.5106 |  | 0.23193 | 23.1934 | 7.1707 | 0 | 2014-01-17 10:30 | 18130.8333 | 18.1308
|  | 2014-01-17 12:50:02 | 45.172 | 2.3862 | 9.5447 | 7.3148 | 7.3148 | 0.53767 | 0.53767 | 0.57033 | 0.57033 | 0.94 | 0.94 | 18.1327 | 18.1327 | -8.1318 | -4.0659 | 3.7438 | 0 | 0 |  |  | 10.2128 |  | 0.2113 | 21.1296 | 7.4877 | 0 | 2014-01-17 11:00 | 18132.6667 | 18.1327
|  | 2014-01-17 13:20:03 | 44.9307 | 2.535 | 10.14 | 7.3233 | 7.3233 | 0.51517 | 0.51517 | 0.57017 | 0.57017 | 0.766 | 0.766 | 18.137 | 18.137 | -7.479 | -3.7395 | 4.0659 | 0 | 0 |  |  | 10.4442 |  | 0.22568 | 22.5681 | 8.1318 | 0 | 2014-01-17 11:30 | 18137 | 18.137
|  | 2014-01-17 13:50:04 | 44.9242 | 2.6065 | 10.426 | 7.318 | 7.318 | 0.51667 | 0.51667 | 0.57017 | 0.57017 | 0.766 | 0.766 | 18.0305 | 18.0305 | -7.2968 | -3.6484 | 3.7395 | 0 | 0 |  |  | 11.2601 |  | 0.23208 | 23.208 | 7.479 | 0 | 2014-01-17 12:00 | 18030.5 | 18.0305
|  | 2014-01-17 14:20:02 | 44.8695 | 2.6263 | 10.5053 | 7.32 | 7.32 | 0.51917 | 0.51917 | 0.57 | 0.57 | 0.5336 | 0.5336 | 18.0677 | 18.0677 | -7.3537 | -3.6769 | 3.6484 | 0 | 0 |  |  | 10.9255 |  | 0.23413 | 23.4131 | 7.2968 | 0 | 2014-01-17 12:30 | 18067.6667 | 18.0677
|  | 2014-01-17 14:50:03 | 44.4447 | 2.4307 | 9.7227 | 7.3237 | 7.3237 | 0.52783 | 0.52783 | 0.57017 | 0.57017 | 0.5336 | 0.5336 | 17.9528 | 17.9528 | -7.8139 | -3.907 | 3.6769 | 0 | 0 |  |  | 9.8199 |  | 0.21876 | 21.8759 | 7.3537 | 0 | 2014-01-17 13:00 | 17952.8333 | 17.9528
|  | 2014-01-17 15:20:03 | 44.406 | 2.3082 | 9.2327 | 7.323 | 7.323 | 0.5655 | 0.5655 | 0.57017 | 0.57017 | 0.1452 | 0.1452 | 17.7425 | 17.7425 | -8.827 | -4.4135 | 3.907 | 0 | 0 |  |  | 8.771 |  | 0.20791 | 20.7915 | 7.8139 | 0 | 2014-01-17 13:30 | 17742.5 | 17.7425
|  | 2014-01-17 15:50:02 | 45.551 | 2.1235 | 8.494 | 7.3193 | 7.3193 | 0.565 | 0.565 | 0.57033 | 0.57033 | 0.1452 | 0.1452 | 17.7583 | 17.7583 | -10.6988 | -5.3494 | 4.4135 | 0 | 0 |  |  | 8.0693 |  | 0.18647 | 18.6472 | 8.827 | 0 | 2014-01-17 14:00 | 17758.3333 | 17.7583
|  | 2014-01-17 16:20:03 | 47.435 | 1.7437 | 6.9747 | 7.3198 | 7.3198 | 0.72583 | 0.72583 | 0.57017 | 0.57017 | 0 | 0 | 18.089 | 18.089 | -13.7555 | -6.8777 | 5.3494 | 0 | 0 |  |  | 7.6721 |  | 0.14704 | 14.7036 | 10.6988 | 0 | 2014-01-17 14:30 | 18089 | 18.089
|  | 2014-01-17 16:50:02 | 50.1413 | 1.5385 | 6.154 | 7.3178 | 7.3178 | 0.98667 | 0.98667 | 0.632 | 0.632 | 0 | 0 | 18.1473 | 18.1473 | -16.9035 | -8.4518 | 6.8777 | 0 | 0 |  |  | 5.8463 |  | 0.12273 | 12.2733 | 13.7555 | 0 | 2014-01-17 15:00 | 18147.3333 | 18.1473
|  | 2014-01-17 17:20:03 | 50.7522 | 1.4703 | 5.8813 | 7.3297 | 7.3297 | 1.0058 | 1.0058 | 0.632 | 0.632 | 0 | 0 | 18.3015 | 18.3015 | -17.6018 | -8.8009 | 8.4518 | 0 | 0 |  |  | 5.7049 |  | 0.11588 | 11.5883 | 16.9035 | 0 | 2014-01-17 15:30 | 18301.5 | 18.3015
|  | 2014-01-17 17:50:02 | 50.5483 | 1.5745 | 6.298 | 7.331 | 7.331 | 1.0042 | 1.0042 | 0.64117 | 0.64117 | 0 | 0 | 18.4102 | 18.4102 | -16.8638 | -8.4319 | 8.8009 | 0 | 0 |  |  | 6.4869 |  | 0.12459 | 12.4594 | 17.6018 | 0 | 2014-01-17 16:00 | 18410.1667 | 18.4102
|  | 2014-01-17 18:20:04 | 49.8183 | 1.5568 | 6.2273 | 7.354 | 7.354 | 0.998 | 0.998 | 0.64567 | 0.64567 | 0 | 0 | 18.4253 | 18.4253 | -16.168 | -8.084 | 8.4319 | 0 | 0 |  |  | 6.1651 |  | 0.125 | 12.5001 | 16.8638 | 0 | 2014-01-17 16:30 | 18425.3333 | 18.4253
|  | 2014-01-17 18:50:02 | 48.8325 | 1.5412 | 6.1647 | 7.3537 | 7.3537 | 1.0063 | 1.0063 | 0.64533 | 0.64533 | 0 | 0 | 18.482 | 18.482 | -15.1805 | -7.5902 | 8.084 | 0 | 0 |  |  | 5.7331 |  | 0.12624 | 12.6241 | 16.168 | 0 | 2014-01-17 17:00 | 18482 | 18.482
|  | 2014-01-17 19:20:02 | 47.4988 | 1.3123 | 5.2493 | 7.3512 | 7.3512 | 0.913 | 0.913 | 0.64533 | 0.64533 | 0 | 0 | 18.4632 | 18.4632 | -14.8768 | -7.4384 | 7.5902 | 0 | 0 |  |  | 4.8819 |  | 0.11051 | 11.0515 | 15.1805 | 0 | 2014-01-17 17:30 | 18463.1667 | 18.4632
|  | 2014-01-17 19:50:02 | 45.8422 | 1.2867 | 5.1467 | 7.352 | 7.352 | 0.65867 | 0.65867 | 0.6455 | 0.6455 | 0 | 0 | 18.435 | 18.435 | -13.6043 | -6.8022 | 7.4384 | 0 | 0 |  |  | 5.4555 |  | 0.11227 | 11.2269 | 14.8768 | 0 | 2014-01-17 18:00 | 18435 | 18.435
|  | 2014-01-17 20:20:07 | 44.0982 | 1.3812 | 5.5247 | 7.3478 | 7.3478 | 0.61567 | 0.61567 | 0.64467 | 0.64467 | 0 | 0 | 18.3387 | 18.3387 | -11.6267 | -5.8133 | 6.8022 | 0 | 0 |  |  | 5.8561 |  | 0.12528 | 12.5281 | 13.6043 | 0 | 2014-01-17 18:30 | 18338.6667 | 18.3387
|  | 2014-01-17 20:50:02 | 42.4627 | 1.3307 | 5.3227 | 7.3467 | 7.3467 | 0.55183 | 0.55183 | 0.64483 | 0.64483 | 0 | 0 | 18.0647 | 18.0647 | -10.532 | -5.266 | 5.8133 | 0 | 0 |  |  | 4.7904 |  | 0.12535 | 12.5349 | 11.6267 | 0 | 2014-01-17 19:00 | 18064.6667 | 18.0647
|  | 2014-01-17 21:20:03 | 40.4872 | 1.2375 | 4.95 | 7.3407 | 7.3407 | 0.52017 | 0.52017 | 0.64283 | 0.64283 | 0 | 0 | 17.633 | 17.633 | -9.4005 | -4.7003 | 5.266 | 0 | 0 |  |  | 4.8015 |  | 0.12226 | 12.2261 | 10.532 | 0 | 2014-01-17 19:30 | 17633 | 17.633
|  | 2014-01-17 21:50:03 | 38.8158 | 1.2117 | 4.8467 | 7.3438 | 7.3438 | 0.51467 | 0.51467 | 0.644 | 0.644 | 0 | 0 | 17.0983 | 17.0983 | -8.3683 | -4.1842 | 4.7003 | 0 | 0 |  |  | 4.7013 |  | 0.12486 | 12.4863 | 9.4005 | 0 | 2014-01-17 20:00 | 17098.3333 | 17.0983
|  | 2014-01-17 22:20:03 | 37.0237 | 1.2107 | 4.8427 | 7.3427 | 7.3427 | 0.50283 | 0.50283 | 0.64433 | 0.64433 | 0 | 0 | 16.9312 | 16.9312 | -6.76 | -3.38 | 4.1842 | 0 | 0 |  |  | 4.4068 |  | 0.1308 | 13.0799 | 8.3683 | 0 | 2014-01-17 20:30 | 16931.1667 | 16.9312
|  | 2014-01-17 22:50:03 | 35.524 | 1.396 | 5.584 | 7.3455 | 7.3455 | 0.47667 | 0.47667 | 0.63033 | 0.63033 | 0 | 0 | 16.7107 | 16.7107 | -4.7768 | -2.3884 | 3.38 | 0 | 0 |  |  | 5.6957 |  | 0.15719 | 15.719 | 6.76 | 0 | 2014-01-17 21:00 | 16710.6667 | 16.7107
|  | 2014-01-17 23:20:04 | 34.2255 | 1.7315 | 6.926 | 7.3472 | 7.3472 | 0.44333 | 0.44333 | 0.46333 | 0.46333 | 0 | 0 | 16.1748 | 16.1748 | -2.8708 | -1.4354 | 2.3884 | 0 | 0 |  |  | 6.649 |  | 0.20236 | 20.2364 | 4.7768 | 0 | 2014-01-17 21:30 | 16174.8333 | 16.1748
|  | 2014-01-17 23:50:03 | 33.3367 | 1.7487 | 6.9947 | 7.338 | 7.338 | 0.43817 | 0.43817 | 0.445 | 0.445 | 0 | 0 | 15.7517 | 15.7517 | -2.3692 | -1.1846 | 1.4354 | 0 | 0 |  |  | 6.9947 |  | 0.20982 | 20.9819 | 2.8708 | 0 | 2014-01-17 22:00 | 15751.6667 | 15.7517
|  | 2014-01-18 00:20:03 | 33.3683 | 1.7208 | 6.8833 | 7.33 | 7.33 | 0.43167 | 0.43167 | 0.44233 | 0.44233 | 0 | 0 | 15.8835 | 15.8835 | -2.3975 | -1.1988 | 1.1846 | 0 | 0 |  |  | 7.1587 |  | 0.20628 | 20.6283 | 2.3692 | 0 | 2014-01-17 22:30 | 15883.5 | 15.8835
|  | 2014-01-18 00:50:02 | 33.2145 | 1.7903 | 7.1613 | 7.3318 | 7.3318 | 0.42817 | 0.42817 | 0.56083 | 0.56083 | 0 | 0 | 15.5487 | 15.5487 | -2.1837 | -1.0918 | 1.1988 | 0 | 0 |  |  | 7.1613 |  | 0.21561 | 21.5609 | 2.3975 | 0 | 2014-01-17 23:00 | 15548.6667 | 15.5487
|  | 2014-01-18 01:20:02 | 32.5288 | 1.8477 | 7.3907 | 7.3383 | 7.3383 | 0.42233 | 0.42233 | 0.63633 | 0.63633 | 0 | 0 | 15.1797 | 15.1797 | -1.5615 | -0.78075 | 1.0918 | 0 | 0 |  |  | 7.7602 |  | 0.2272 | 22.7204 | 2.1837 | 0 | 2014-01-17 23:30 | 15179.6667 | 15.1797
|  | 2014-01-18 01:50:01 | 31.8788 | 2.0227 | 8.0907 | 7.3395 | 7.3395 | 0.4235 | 0.4235 | 0.57433 | 0.57433 | 0 | 0 | 15.0767 | 15.0767 | -0.37417 | -0.18708 | 0.78075 | 0 | 0 |  |  | 7.4434 |  | 0.25379 | 25.3794 | 1.5615 | 0 | 2014-01-18 | 15076.6667 | 15.0767
|  | 2014-01-18 02:20:03 | 31.6893 | 2.028 | 8.112 | 7.3392 | 7.3392 | 0.425 | 0.425 | 0.44667 | 0.44667 | 0 | 0 | 15.1253 | 15.1253 | -0.24117 | -0.12058 | 0.18708 | 0 | 0 |  |  | 8.1931 |  | 0.25599 | 25.5985 | 0.37417 | 0 | 2014-01-18 00:30 | 15125.3333 | 15.1253
|  | 2014-01-18 02:50:03 | 31.4792 | 2.2175 | 8.87 | 7.3452 | 7.3452 | 0.42433 | 0.42433 | 0.44433 | 0.44433 | 0 | 0 | 15.0147 | 15.0147 | 0.61933 | 0.30967 | 0.12058 | 0.30967 | 0 |  |  | 9.3135 |  | 0.28177 | 28.1774 | 0.24117 | 0 | 2014-01-18 01:00 | 15014.6667 | 15.0147
|  | 2014-01-18 03:20:02 | 30.9868 | 2.3432 | 9.3727 | 7.3442 | 7.3442 | 0.42467 | 0.42467 | 0.3655 | 0.3655 | 0 | 0 | 14.8362 | 14.8362 | 1.3563 | 0.67817 | 0 | 0.98783 | 0 |  |  | 8.7166 |  | 0.30247 | 30.2473 | 0 | 0 | 2014-01-18 01:30 | 14836.1667 | 14.8362
|  | 2014-01-18 03:50:02 | 30.1723 | 2.272 | 9.088 | 7.3422 | 7.3422 | 0.42167 | 0.42167 | 0.29933 | 0.29933 | 0 | 0 | 14.4288 | 14.4288 | 1.4077 | 0.70383 | 0 | 1.6917 | 0 |  |  | 8.2701 |  | 0.3012 | 30.1203 | 0 | 0 | 2014-01-18 02:00 | 14428.8333 | 14.4288
|  | 2014-01-18 04:20:03 | 29.4928 | 2.1878 | 8.7513 | 7.3363 | 7.3363 | 0.403 | 0.403 | 0.29967 | 0.29967 | 0 | 0 | 13.8877 | 13.8877 | 1.1852 | 0.59258 | 0 | 2.2842 | 0 |  |  | 9.2764 |  | 0.29673 | 29.6727 | 0 | 0 | 2014-01-18 02:30 | 13887.6667 | 13.8877
|  | 2014-01-18 04:50:03 | 29.4955 | 2.2425 | 8.97 | 7.3352 | 7.3352 | 0.41033 | 0.41033 | 0.3 | 0.3 | 0 | 0 | 13.8973 | 13.8973 | 1.4173 | 0.70867 | 0 | 2.9929 | 0 |  |  | 9.2391 |  | 0.30411 | 30.4114 | 0 | 0 | 2014-01-18 03:00 | 13897.3333 | 13.8973
|  | 2014-01-18 05:20:05 | 29.5685 | 2.3333 | 9.3333 | 7.3313 | 7.3313 | 0.41967 | 0.41967 | 0.3 | 0.3 | 0 | 0 | 13.8778 | 13.8778 | 1.6937 | 0.84683 | 0 | 3.8398 | 0 |  |  | 9.4267 |  | 0.31565 | 31.5651 | 0 | 0 | 2014-01-18 03:30 | 13877.8333 | 13.8778
|  | 2014-01-18 05:50:03 | 29.8985 | 2.369 | 9.476 | 7.3298 | 7.3298 | 0.4195 | 0.4195 | 0.2995 | 0.2995 | 0 | 0 | 14.3117 | 14.3117 | 1.938 | 0.969 | 0 | 4.8088 | 0 |  |  | 8.9074 |  | 0.31694 | 31.6939 | 0 | 0 | 2014-01-18 04:00 | 14311.6667 | 14.3117
|  | 2014-01-18 06:20:02 | 31.0233 | 2.6407 | 10.5627 | 7.342 | 7.342 | 0.42567 | 0.42567 | 0.29967 | 0.29967 | 0 | 0 | 15.0573 | 15.0573 | 2.664 | 1.332 | 0 | 6.1408 | 0 |  |  | 11.1964 |  | 0.34047 | 34.0475 | 0 | 0 | 2014-01-18 04:30 | 15057.3333 | 15.0573
|  | 2014-01-18 06:50:02 | 31.3688 | 2.6718 | 10.6873 | 7.3508 | 7.3508 | 0.45967 | 0.45967 | 0.44567 | 0.44567 | 0 | 0 | 15.037 | 15.037 | 2.6117 | 1.3058 | 0 | 7.4466 | 0 |  |  | 9.6186 |  | 0.3407 | 34.0699 | 0 | 0 | 2014-01-18 05:00 | 15037 | 15.037
|  | 2014-01-18 07:20:02 | 32.5313 | 2.6093 | 10.4373 | 7.3518 | 7.3518 | 0.48867 | 0.48867 | 0.52017 | 0.52017 | 0 | 0 | 15.6013 | 15.6013 | 1.868 | 0.934 | 0 | 8.3806 | 0 |  |  | 9.8111 |  | 0.32084 | 32.0839 | 0 | 0 | 2014-01-18 05:30 | 15601.3333 | 15.6013
|  | 2014-01-18 07:50:03 | 33.8288 | 2.6505 | 10.602 | 7.3633 | 7.3633 | 0.4885 | 0.4885 | 0.451 | 0.451 | 0 | 0 | 15.9628 | 15.9628 | 1.0388 | 0.51942 | 0 | 8.9 | 0 |  |  | 9.7538 |  | 0.3134 | 31.3401 | 0 | 0 | 2014-01-18 06:00 | 15962.8333 | 15.9628
|  | 2014-01-18 08:20:03 | 35.7128 | 2.7747 | 11.0987 | 7.3603 | 7.3603 | 0.5015 | 0.5015 | 0.43183 | 0.43183 | 0.04 | 0.04 | 16.6133 | 16.6133 | 0.33283 | 0.16642 | 0 | 9.0664 | 0 |  |  | 11.9866 |  | 0.31078 | 31.0775 | 0 | 0 | 2014-01-18 06:30 | 16613.3333 | 16.6133
|  | 2014-01-18 08:50:04 | 37.7462 | 3.1412 | 12.5647 | 7.3603 | 7.3603 | 0.54933 | 0.54933 | 0.55 | 0.55 | 0.04 | 0.04 | 17.2057 | 17.2057 | 0.52383 | 0.26192 | 0 | 9.3283 | 0 |  |  | 12.1877 |  | 0.33287 | 33.2873 | 0 | 0 | 2014-01-18 07:00 | 17205.6667 | 17.2057
|  | 2014-01-18 09:20:04 | 39.2617 | 3.2558 | 13.0233 | 7.36 | 7.36 | 0.59467 | 0.59467 | 0.61867 | 0.61867 | 0.696 | 0.696 | 17.6697 | 17.6697 | 0.70067 | 0.35033 | 0 | 9.6787 | 0 |  |  | 13.935 |  | 0.33171 | 33.1706 | 0 | 0 | 2014-01-18 07:30 | 17669.6667 | 17.6697
|  | 2014-01-18 09:50:02 | 40.1378 | 3.5542 | 14.2167 | 7.3743 | 7.3743 | 0.59417 | 0.59417 | 0.6335 | 0.6335 | 0.696 | 0.696 | 17.8323 | 17.8323 | 1.2092 | 0.60458 | 0 | 10.2833 | 0 |  |  | 15.354 |  | 0.3542 | 35.4196 | 0 | 0 | 2014-01-18 08:00 | 17832.3333 | 17.8323
|  | 2014-01-18 10:20:02 | 40.5728 | 3.7568 | 15.0273 | 7.3692 | 7.3692 | 0.59117 | 0.59117 | 0.57017 | 0.57017 | 1.7044 | 1.7044 | 17.803 | 17.803 | 2.4924 | 1.2462 | 0 | 11.5295 | 0 |  |  | 13.8251 |  | 0.37038 | 37.0379 | 0 | 0 | 2014-01-18 08:30 | 17803 | 17.803
|  | 2014-01-18 10:50:03 | 40.8228 | 3.8085 | 15.234 | 7.3737 | 7.3737 | 0.59783 | 0.59783 | 0.56133 | 0.56133 | 1.7044 | 1.7044 | 17.9695 | 17.9695 | 2.6179 | 1.3089 | 0 | 12.8384 | 0 |  |  | 14.1676 |  | 0.37317 | 37.3174 | 0 | 0 | 2014-01-18 09:00 | 17969.5 | 17.9695
|  | 2014-01-18 11:20:03 | 40.9872 | 3.7093 | 14.8373 | 7.372 | 7.372 | 0.60967 | 0.60967 | 0.55717 | 0.55717 | 2.278 | 2.278 | 18.0202 | 18.0202 | 2.6872 | 1.3436 | 0 | 14.182 | 0 |  |  | 15.4308 |  | 0.362 | 36.1999 | 0 | 0 | 2014-01-18 09:30 | 18020.1667 | 18.0202
|  | 2014-01-18 11:50:02 | 41.1745 | 3.9987 | 15.9947 | 7.3748 | 7.3748 | 0.60567 | 0.60567 | 0.5575 | 0.5575 | 2.278 | 2.278 | 18.0518 | 18.0518 | 3.688 | 1.844 | 0 | 16.026 | 0 |  |  | 14.5551 |  | 0.38846 | 38.846 | 0 | 0 | 2014-01-18 10:00 | 18051.8333 | 18.0518
|  | 2014-01-18 12:20:02 | 41.0428 | 4.2155 | 16.862 | 7.373 | 7.373 | 0.59783 | 0.59783 | 0.56167 | 0.56167 | 2.8376 | 2.8376 | 17.9247 | 17.9247 | 5.1139 | 2.557 | 0 | 18.583 | 0 |  |  | 17.0306 |  | 0.41084 | 41.0839 | 0 | 0 | 2014-01-18 10:30 | 17924.6667 | 17.9247
|  | 2014-01-18 12:50:05 | 40.7235 | 4.2857 | 17.1427 | 7.3695 | 7.3695 | 0.582 | 0.582 | 0.56017 | 0.56017 | 2.8376 | 2.8376 | 17.47 | 17.47 | 5.2384 | 2.6192 | 0 | 21.2022 | 0 |  |  | 17.1427 |  | 0.42095 | 42.0953 | 0 | 0 | 2014-01-18 11:00 | 17470 | 17.47
|  | 2014-01-18 13:20:03 | 40.1505 | 4.2118 | 16.8473 | 7.3662 | 7.3662 | 0.5555 | 0.5555 | 0.585 | 0.585 | 2.3564 | 2.3564 | 17.4605 | 17.4605 | 5.0204 | 2.5102 | 0 | 23.7124 | 0 |  |  | 17.5212 |  | 0.4196 | 41.9605 | 0 | 0 | 2014-01-18 11:30 | 17460.5 | 17.4605
|  | 2014-01-18 13:50:02 | 39.8012 | 4.2998 | 17.1993 | 7.3608 | 7.3608 | 0.5545 | 0.5545 | 0.62233 | 0.62233 | 2.3564 | 2.3564 | 17.5117 | 17.5117 | 5.8039 | 2.9019 | 0 | 26.6143 | 0 |  |  | 16.3394 |  | 0.43213 | 43.2131 | 0 | 0 | 2014-01-18 12:00 | 17511.6667 | 17.5117
|  | 2014-01-18 14:20:03 | 39.6248 | 4.436 | 17.744 | 7.3632 | 7.3632 | 0.55483 | 0.55483 | 0.6295 | 0.6295 | 1.4816 | 1.4816 | 17.4748 | 17.4748 | 5.6231 | 2.8116 | 0 | 29.4259 | 0 |  |  | 15.9696 |  | 0.4478 | 44.78 | 0 | 0 | 2014-01-18 12:30 | 17474.8333 | 17.4748
|  | 2014-01-18 14:50:03 | 39.477 | 4.6418 | 18.5673 | 7.3688 | 7.3688 | 0.55533 | 0.55533 | 0.62817 | 0.62817 | 1.4816 | 1.4816 | 17.3557 | 17.3557 | 6.4799 | 3.24 | 0 | 32.6658 | 0 |  |  | 20.2384 |  | 0.47033 | 47.0333 | 0 | 0 | 2014-01-18 13:00 | 17355.6667 | 17.3557
|  | 2014-01-18 15:20:04 | 39.472 | 4.8595 | 19.438 | 7.3648 | 7.3648 | 0.55633 | 0.55633 | 0.62783 | 0.62783 | 0.4748 | 0.4748 | 17.0778 | 17.0778 | 6.0676 | 3.0338 | 0 | 35.6997 | 0 |  |  | 20.6043 |  | 0.49245 | 49.245 | 0 | 0 | 2014-01-18 13:30 | 17077.8333 | 17.0778
|  | 2014-01-18 15:50:03 | 40.2353 | 5.0393 | 20.1573 | 7.368 | 7.368 | 0.56633 | 0.56633 | 0.62883 | 0.62883 | 0.4748 | 0.4748 | 17.2548 | 17.2548 | 6.2148 | 3.1074 | 0 | 38.8071 | 0 |  |  | 18.7463 |  | 0.50099 | 50.0986 | 0 | 0 | 2014-01-18 14:00 | 17254.8333 | 17.2548
|  | 2014-01-18 16:20:02 | 42.0168 | 5.0332 | 20.1327 | 7.3672 | 7.3672 | 0.7075 | 0.7075 | 0.63083 | 0.63083 | 0 | 0 | 17.734 | 17.734 | 4.5553 | 2.2777 | 0 | 41.0847 | 0 |  |  | 18.9247 |  | 0.47916 | 47.9157 | 0 | 0 | 2014-01-18 14:30 | 17734 | 17.734
|  | 2014-01-18 16:50:02 | 44.6875 | 4.9915 | 19.966 | 7.3698 | 7.3698 | 0.9685 | 0.9685 | 0.63033 | 0.63033 | 0 | 0 | 17.9052 | 17.9052 | 2.1523 | 1.0762 | 0 | 42.1609 | 0 |  |  | 21.3636 |  | 0.44679 | 44.6792 | 0 | 0 | 2014-01-18 15:00 | 17905.1667 | 17.9052
|  | 2014-01-18 17:20:05 | 46.0085 | 5.088 | 20.352 | 7.3693 | 7.3693 | 0.991 | 0.991 | 0.63067 | 0.63067 | 0 | 0 | 17.9233 | 17.9233 | 1.2578 | 0.62892 | 0 | 42.7898 | 0 |  |  | 19.1309 |  | 0.44235 | 44.2353 | 0 | 0 | 2014-01-18 15:30 | 17923.3333 | 17.9233
|  | 2014-01-18 17:50:01 | 45.849 | 4.9545 | 19.818 | 7.3698 | 7.3698 | 0.9935 | 0.9935 | 0.63067 | 0.63067 | 0 | 0 | 17.9538 | 17.9538 | 0.91683 | 0.45842 | 0 | 43.2482 | 0 |  |  | 17.8362 |  | 0.43224 | 43.2245 | 0 | 0 | 2014-01-18 16:00 | 17953.8333 | 17.9538
|  | 2014-01-18 18:20:04 | 45.247 | 4.9188 | 19.6753 | 7.3692 | 7.3692 | 0.9945 | 0.9945 | 0.62333 | 0.62333 | 0 | 0 | 17.9838 | 17.9838 | 1.3992 | 0.69958 | 0 | 43.9478 | 0 |  |  | 21.6429 |  | 0.43484 | 43.4843 | 0 | 0 | 2014-01-18 16:30 | 17983.8333 | 17.9838
|  | 2014-01-18 18:50:03 | 44.0415 | 4.9435 | 19.774 | 7.3848 | 7.3848 | 0.93883 | 0.93883 | 0.55117 | 0.55117 | 0 | 0 | 17.9803 | 17.9803 | 2.5877 | 1.2938 | 0 | 45.2416 | 0 |  |  | 18.983 |  | 0.44899 | 44.8986 | 0 | 0 | 2014-01-18 17:00 | 17980.3333 | 17.9803
|  | 2014-01-18 19:20:03 | 42.5743 | 4.8638 | 19.4553 | 7.3895 | 7.3895 | 0.76483 | 0.76483 | 0.55067 | 0.55067 | 0 | 0 | 18.0238 | 18.0238 | 3.6098 | 1.8049 | 0 | 47.0466 | 0 |  |  | 21.2063 |  | 0.45697 | 45.6973 | 0 | 0 | 2014-01-18 17:30 | 18023.8333 | 18.0238
|  | 2014-01-18 19:50:02 | 41.0283 | 4.733 | 18.932 | 7.3875 | 7.3875 | 0.63533 | 0.63533 | 0.55083 | 0.55083 | 0 | 0 | 17.9565 | 17.9565 | 4.4338 | 2.2169 | 0 | 49.2635 | 0 |  |  | 18.7427 |  | 0.46144 | 46.1437 | 0 | 0 | 2014-01-18 18:00 | 17956.5 | 17.9565
|  | 2014-01-18 20:20:02 | 39.9948 | 4.484 | 17.936 | 7.3822 | 7.3822 | 0.6305 | 0.6305 | 0.5505 | 0.5505 | 0 | 0 | 17.4465 | 17.4465 | 3.9508 | 1.9754 | 0 | 51.2389 | 0 |  |  | 17.0392 |  | 0.44846 | 44.8458 | 0 | 0 | 2014-01-18 18:30 | 17446.5 | 17.4465
|  | 2014-01-18 20:50:02 | 38.5208 | 4.234 | 16.936 | 7.3833 | 7.3833 | 0.57833 | 0.57833 | 0.55567 | 0.55567 | 0 | 0 | 16.8692 | 16.8692 | 3.8017 | 1.9008 | 0 | 53.1397 | 0 |  |  | 16.5973 |  | 0.43966 | 43.9658 | 0 | 0 | 2014-01-18 19:00 | 16869.1667 | 16.8692
|  | 2014-01-18 21:20:02 | 37.1782 | 3.9225 | 15.69 | 7.3852 | 7.3852 | 0.4925 | 0.4925 | 0.55167 | 0.55167 | 0 | 0 | 16.368 | 16.368 | 3.3092 | 1.6546 | 0 | 54.7943 | 0 |  |  | 14.4348 |  | 0.42202 | 42.2022 | 0 | 0 | 2014-01-18 19:30 | 16368 | 16.368
|  | 2014-01-18 21:50:02 | 35.7497 | 3.7338 | 14.9353 | 7.3857 | 7.3857 | 0.492 | 0.492 | 0.55017 | 0.55017 | 0 | 0 | 15.5903 | 15.5903 | 3.2038 | 1.6019 | 0 | 56.3962 | 0 |  |  | 16.2795 |  | 0.41778 | 41.7775 | 0 | 0 | 2014-01-18 20:00 | 15590.3333 | 15.5903
|  | 2014-01-18 22:20:03 | 34.5745 | 3.4003 | 13.6013 | 7.3775 | 7.3775 | 0.48867 | 0.48867 | 0.55167 | 0.55167 | 0 | 0 | 15.0047 | 15.0047 | 2.4493 | 1.2247 | 0 | 57.6209 | 0 |  |  | 13.7373 |  | 0.39339 | 39.3392 | 0 | 0 | 2014-01-18 20:30 | 15004.6667 | 15.0047
|  | 2014-01-18 22:50:02 | 33.4142 | 3.1523 | 12.6093 | 7.3817 | 7.3817 | 0.46783 | 0.46783 | 0.505 | 0.505 | 0 | 0 | 14.5863 | 14.5863 | 2.136 | 1.068 | 0 | 58.6889 | 0 |  |  | 13.492 |  | 0.37736 | 37.7365 | 0 | 0 | 2014-01-18 21:00 | 14586.3333 | 14.5863
|  | 2014-01-18 23:20:03 | 32.1802 | 3.0783 | 12.3133 | 7.375 | 7.375 | 0.44717 | 0.44717 | 0.25683 | 0.25683 | 0 | 0 | 14.1043 | 14.1043 | 2.3165 | 1.1582 | 0 | 59.8471 | 0 |  |  | 11.5745 |  | 0.38264 | 38.2637 | 0 | 0 | 2014-01-18 21:30 | 14104.3333 | 14.1043
|  | 2014-01-18 23:50:03 | 31.4025 | 3.0253 | 12.1013 | 7.3845 | 7.3845 | 0.444 | 0.444 | 0.1995 | 0.1995 | 0 | 0 | 13.966 | 13.966 | 2.6928 | 1.3464 | 0 | 61.1936 | 0 |  |  | 12.5854 |  | 0.38536 | 38.5362 | 0 | 0 | 2014-01-18 22:00 | 13966 | 13.966
|  | 2014-01-19 00:20:04 | 31.4257 | 3.0355 | 12.142 | 7.3888 | 7.3888 | 0.444 | 0.444 | 0.2 | 0.2 | 0 | 0 | 14.0482 | 14.0482 | 2.7973 | 1.3987 | 0 | 62.5922 | 0 |  |  | 12.6277 |  | 0.38637 | 38.6372 | 0 | 0 | 2014-01-18 22:30 | 14048.1667 | 14.0482
|  | 2014-01-19 00:50:01 | 31.3275 | 2.9457 | 11.7827 | 7.3948 | 7.3948 | 0.4265 | 0.4265 | 0.2 | 0.2 | 0 | 0 | 13.853 | 13.853 | 2.3295 | 1.1647 | 0 | 63.757 | 0 |  |  | 10.9579 |  | 0.37611 | 37.6113 | 0 | 0 | 2014-01-18 23:00 | 13853 | 13.853
|  | 2014-01-19 01:20:01 | 30.8058 | 2.8103 | 11.2413 | 7.423 | 7.423 | 0.42183 | 0.42183 | 0.199 | 0.199 | 0 | 0 | 13.4798 | 13.4798 | 1.9592 | 0.97958 | 0 | 64.7365 | 0 |  |  | 12.0282 |  | 0.36491 | 36.4909 | 0 | 0 | 2014-01-18 23:30 | 13479.8333 | 13.4798
|  | 2014-01-19 01:50:02 | 30.209 | 3.0237 | 12.0947 | 7.4248 | 7.4248 | 0.4205 | 0.4205 | 0.27383 | 0.27383 | 0 | 0 | 12.9112 | 12.9112 | 2.916 | 1.458 | 0 | 66.1945 | 0 |  |  | 11.4899 |  | 0.40037 | 40.0366 | 0 | 0 | 2014-01-19 | 12911.1667 | 12.9112
|  | 2014-01-19 02:20:03 | 30.0155 | 3.2802 | 13.1207 | 7.4262 | 7.4262 | 0.42717 | 0.42717 | 0.25883 | 0.25883 | 0 | 0 | 13.0062 | 13.0062 | 4.2235 | 2.1117 | 0 | 68.3063 | 0 |  |  | 13.7767 |  | 0.43713 | 43.713 | 0 | 0 | 2014-01-19 00:30 | 13006.1667 | 13.0062
|  | 2014-01-19 02:50:02 | 29.8258 | 3.1973 | 12.7893 | 7.4258 | 7.4258 | 0.43917 | 0.43917 | 0.21783 | 0.21783 | 0 | 0 | 13.2443 | 13.2443 | 4.2907 | 2.1453 | 0 | 70.4516 | 0 |  |  | 13.3009 |  | 0.4288 | 42.8801 | 0 | 0 | 2014-01-19 01:00 | 13244.3333 | 13.2443
|  | 2014-01-19 03:20:03 | 29.3667 | 2.8865 | 11.546 | 7.4282 | 7.4282 | 0.4455 | 0.4455 | 0.42817 | 0.42817 | 0 | 0 | 12.8813 | 12.8813 | 3.3625 | 1.6812 | 0 | 72.1329 | 0 |  |  | 10.9687 |  | 0.39317 | 39.3167 | 0 | 0 | 2014-01-19 01:30 | 12881.3333 | 12.8813
|  | 2014-01-19 03:50:02 | 28.51 | 2.599 | 10.396 | 7.4292 | 7.4292 | 0.45583 | 0.45583 | 0.473 | 0.473 | 0 | 0 | 12.3795 | 12.3795 | 2.6235 | 1.3117 | 0 | 73.4446 | 0 |  |  | 10.5 |  | 0.36464 | 36.4644 | 0 | 0 | 2014-01-19 02:00 | 12379.5 | 12.3795
|  | 2014-01-19 04:20:03 | 28.0248 | 2.4853 | 9.9413 | 7.4295 | 7.4295 | 0.45617 | 0.45617 | 0.47017 | 0.47017 | 0 | 0 | 12.0343 | 12.0343 | 2.3067 | 1.1533 | 0 | 74.598 | 0 |  |  | 10.2396 |  | 0.35473 | 35.4733 | 0 | 0 | 2014-01-19 02:30 | 12034.3333 | 12.0343
|  | 2014-01-19 04:50:01 | 27.8717 | 2.4477 | 9.7907 | 7.4305 | 7.4305 | 0.45483 | 0.45483 | 0.43983 | 0.43983 | 0 | 0 | 12.02 | 12.02 | 2.2642 | 1.1321 | 0 | 75.73 | 0 |  |  | 10.7697 |  | 0.35128 | 35.1277 | 0 | 0 | 2014-01-19 03:00 | 12020 | 12.02
|  | 2014-01-19 05:20:03 | 27.8602 | 2.3418 | 9.3673 | 7.4218 | 7.4218 | 0.45267 | 0.45267 | 0.34917 | 0.34917 | 0 | 0 | 12.1463 | 12.1463 | 1.8772 | 0.93858 | 0 | 76.6686 | 0 |  |  | 8.5243 |  | 0.33623 | 33.6227 | 0 | 0 | 2014-01-19 03:30 | 12146.3333 | 12.1463
|  | 2014-01-19 05:50:03 | 28.1915 | 2.372 | 9.488 | 7.4187 | 7.4187 | 0.45167 | 0.45167 | 0.4065 | 0.4065 | 0 | 0 | 12.647 | 12.647 | 2.2203 | 1.1102 | 0 | 77.7788 | 0 |  |  | 8.8238 |  | 0.33656 | 33.6555 | 0 | 0 | 2014-01-19 04:00 | 12647 | 12.647
|  | 2014-01-19 06:20:03 | 29.0285 | 2.2567 | 9.0267 | 7.4163 | 7.4163 | 0.454 | 0.454 | 0.5 | 0.5 | 0 | 0 | 13.4415 | 13.4415 | 1.81 | 0.905 | 0 | 78.6838 | 0 |  |  | 8.3948 |  | 0.31096 | 31.0959 | 0 | 0 | 2014-01-19 04:30 | 13441.5 | 13.4415
|  | 2014-01-19 06:50:03 | 29.5288 | 2.2007 | 8.8027 | 7.4172 | 7.4172 | 0.49117 | 0.49117 | 0.56967 | 0.56967 | 0 | 0 | 13.822 | 13.822 | 1.5738 | 0.78692 | 0 | 79.4707 | 0 |  |  | 8.8907 |  | 0.2981 | 29.8104 | 0 | 0 | 2014-01-19 05:00 | 13822 | 13.822
|  | 2014-01-19 07:20:03 | 29.94 | 1.9162 | 7.6647 | 7.4157 | 7.4157 | 0.50967 | 0.50967 | 0.59167 | 0.59167 | 0 | 0 | 14.2403 | 14.2403 | 0.482 | 0.241 | 0 | 79.7117 | 0 |  |  | 6.9748 |  | 0.256 | 25.6001 | 0 | 0 | 2014-01-19 05:30 | 14240.3333 | 14.2403
|  | 2014-01-19 07:50:02 | 30.1507 | 1.813 | 7.252 | 7.4188 | 7.4188 | 0.52017 | 0.52017 | 0.5905 | 0.5905 | 0 | 0 | 14.4278 | 14.4278 | 0.058667 | 0.029333 | 0 | 79.741 | 0 |  |  | 7.5421 |  | 0.24053 | 24.0525 | 0 | 0 | 2014-01-19 06:00 | 14427.8333 | 14.4278
|  | 2014-01-19 08:20:02 | 31.7105 | 1.7757 | 7.1027 | 7.4195 | 7.4195 | 0.52617 | 0.52617 | 0.59067 | 0.59067 | 0.16 | 0.16 | 15.213 | 15.213 | -0.6985 | -0.34925 | 0 | 79.3918 | 0 |  |  | 7.1027 |  | 0.22398 | 22.3985 | 0 | 0.6985 | 2014-01-19 06:30 | 15213 | 15.213
|  | 2014-01-19 08:50:02 | 33.65 | 1.8493 | 7.3973 | 7.4242 | 7.4242 | 0.6785 | 0.6785 | 0.5905 | 0.5905 | 0.16 | 0.16 | 15.7337 | 15.7337 | -1.6658 | -0.83292 | 0 | 78.5589 | 0 |  |  | 7.4713 |  | 0.21983 | 21.9832 | 0 | 1.6658 | 2014-01-19 07:00 | 15733.6667 | 15.7337
|  | 2014-01-19 09:20:02 | 35.6143 | 1.8958 | 7.5833 | 7.421 | 7.421 | 0.74667 | 0.74667 | 0.59033 | 0.59033 | 0.8536 | 0.8536 | 16.0293 | 16.0293 | -2.3901 | -1.195 | 0 | 77.3638 | 0 |  |  | 8.19 |  | 0.21293 | 21.2929 | 0 | 2.3901 | 2014-01-19 07:30 | 16029.3333 | 16.0293
|  | 2014-01-19 09:50:02 | 37.0947 | 1.8717 | 7.4867 | 7.4225 | 7.4225 | 0.85233 | 0.85233 | 0.59067 | 0.59067 | 0.8536 | 0.8536 | 16.0798 | 16.0798 | -3.8091 | -1.9045 | 0 | 75.4593 | 0 |  |  | 7.1123 |  | 0.20183 | 20.1826 | 0 | 3.8091 | 2014-01-19 08:00 | 16079.8333 | 16.0798
|  | 2014-01-19 10:20:03 | 37.9605 | 1.8897 | 7.5587 | 7.4262 | 7.4262 | 0.927 | 0.927 | 0.59017 | 0.59017 | 0.7792 | 0.7792 | 16.0327 | 16.0327 | -4.6466 | -2.3233 | 0 | 73.136 | 0 |  |  | 7.6343 |  | 0.19912 | 19.9119 | 0 | 4.6466 | 2014-01-19 08:30 | 16032.6667 | 16.0327
|  | 2014-01-19 10:50:02 | 38.743 | 1.7818 | 7.1273 | 7.427 | 7.427 | 0.94333 | 0.94333 | 0.59083 | 0.59083 | 0.7792 | 0.7792 | 16.2205 | 16.2205 | -5.6548 | -2.8274 | 0 | 70.3086 | 0 |  |  | 7.1273 |  | 0.18396 | 18.3964 | 0 | 5.6548 | 2014-01-19 09:00 | 16220.5 | 16.2205
|  | 2014-01-19 11:20:02 | 39.1903 | 1.7857 | 7.1427 | 7.431 | 7.431 | 0.87483 | 0.87483 | 0.59033 | 0.59033 | 0.7288 | 0.7288 | 16.3785 | 16.3785 | -6.0442 | -3.0221 | 0 | 67.2865 | 0 |  |  | 7.8569 |  | 0.18226 | 18.2256 | 0 | 6.0442 | 2014-01-19 09:30 | 16378.5 | 16.3785
|  | 2014-01-19 11:50:02 | 39.5475 | 1.7228 | 6.8913 | 7.4283 | 7.4283 | 0.67117 | 0.67117 | 0.59083 | 0.59083 | 0.7288 | 0.7288 | 16.5933 | 16.5933 | -6.6437 | -3.3218 | 0 | 63.9646 | 0 |  |  | 6.8224 |  | 0.17425 | 17.4255 | 0 | 6.6437 | 2014-01-19 10:00 | 16593.3333 | 16.5933
|  | 2014-01-19 12:20:03 | 39.8035 | 1.6043 | 6.4173 | 7.431 | 7.431 | 0.59233 | 0.59233 | 0.5905 | 0.5905 | 0.75 | 0.75 | 16.8092 | 16.8092 | -7.2132 | -3.6066 | 0 | 60.3581 | 0 |  |  | 5.9681 |  | 0.16123 | 16.1225 | 0 | 7.2132 | 2014-01-19 10:30 | 16809.1667 | 16.8092
|  | 2014-01-19 12:50:05 | 39.7432 | 1.3355 | 5.342 | 7.4272 | 7.4272 | 0.59283 | 0.59283 | 0.59133 | 0.59133 | 0.75 | 0.75 | 16.8897 | 16.8897 | -8.1502 | -4.0751 | 0 | 56.283 | 0 |  |  | 5.3954 |  | 0.13441 | 13.4413 | 0 | 8.1502 | 2014-01-19 11:00 | 16889.6667 | 16.8897
|  | 2014-01-19 13:20:03 | 39.4537 | 1.2842 | 5.1367 | 7.4267 | 7.4267 | 0.59267 | 0.59267 | 0.64383 | 0.64383 | 0.674 | 0.674 | 16.602 | 16.602 | -8.3778 | -4.1889 | 0 | 52.0941 | 0 |  |  | 4.7771 |  | 0.13019 | 13.0195 | 0 | 8.3778 | 2014-01-19 11:30 | 16602 | 16.602
|  | 2014-01-19 13:50:02 | 39.0402 | 1.3405 | 5.362 | 7.4325 | 7.4325 | 0.587 | 0.587 | 0.64533 | 0.64533 | 0.674 | 0.674 | 16.3698 | 16.3698 | -7.9695 | -3.9848 | 0 | 48.1093 | 0 |  |  | 4.8258 |  | 0.13735 | 13.7346 | 0 | 7.9695 | 2014-01-19 12:00 | 16369.8333 | 16.3698
|  | 2014-01-19 14:20:02 | 38.9587 | 1.236 | 4.944 | 7.4217 | 7.4217 | 0.57667 | 0.57667 | 0.6455 | 0.6455 | 0.3876 | 0.3876 | 16.1455 | 16.1455 | -8.8377 | -4.4189 | 0 | 43.6904 | 0 |  |  | 4.9934 |  | 0.1269 | 12.6904 | 0 | 8.8377 | 2014-01-19 12:30 | 16145.5 | 16.1455
|  | 2014-01-19 14:50:03 | 38.8713 | 1.213 | 4.852 | 7.4252 | 7.4252 | 0.55067 | 0.55067 | 0.646 | 0.646 | 0.3876 | 0.3876 | 15.9413 | 15.9413 | -9.0686 | -4.5343 | 0 | 39.1562 | 0 |  |  | 4.5609 |  | 0.12482 | 12.4822 | 0 | 9.0686 | 2014-01-19 13:00 | 15941.3333 | 15.9413
|  | 2014-01-19 15:20:02 | 39.2515 | 1.235 | 4.94 | 7.4263 | 7.4263 | 0.56983 | 0.56983 | 0.64533 | 0.64533 | 0.0412 | 0.0412 | 15.9503 | 15.9503 | -9.6785 | -4.8392 | 0 | 34.3169 | 0 |  |  | 5.434 |  | 0.12586 | 12.5855 | 0 | 9.6785 | 2014-01-19 13:30 | 15950.3333 | 15.9503
|  | 2014-01-19 15:50:06 | 40.2613 | 1.1815 | 4.726 | 7.4238 | 7.4238 | 0.62417 | 0.62417 | 0.64583 | 0.64583 | 0.0412 | 0.0412 | 16.1635 | 16.1635 | -10.6368 | -5.3184 | 0 | 28.9985 | 0 |  |  | 4.3007 |  | 0.11738 | 11.7383 | 0 | 10.6368 | 2014-01-19 14:00 | 16163.5 | 16.1635
|  | 2014-01-19 16:20:03 | 42.1102 | 1.1692 | 4.6767 | 7.43 | 7.43 | 0.75033 | 0.75033 | 0.646 | 0.646 | 0 | 0 | 16.5713 | 16.5713 | -12.0358 | -6.0179 | 0 | 22.9806 | 0 |  |  | 5.0976 |  | 0.11106 | 11.1058 | 0 | 12.0358 | 2014-01-19 14:30 | 16571.3333 | 16.5713
|  | 2014-01-19 16:50:02 | 45.617 | 1.1517 | 4.6067 | 7.4275 | 7.4275 | 0.98083 | 0.98083 | 0.64567 | 0.64567 | 0 | 0 | 16.5797 | 16.5797 | -15.3767 | -7.6883 | 0 | 15.2923 | 0 |  |  | 4.7449 |  | 0.10099 | 10.0986 | 0 | 15.3767 | 2014-01-19 15:00 | 16579.6667 | 16.5797
|  | 2014-01-19 17:20:03 | 46.7848 | 1.026 | 4.104 | 7.4277 | 7.4277 | 1.0007 | 1.0007 | 0.64567 | 0.64567 | 0 | 0 | 16.6493 | 16.6493 | -16.9575 | -8.4787 | 0 | 6.8135 | 0 |  |  | 3.8578 |  | 0.087721 | 8.7721 | 0 | 16.9575 | 2014-01-19 15:30 | 16649.3333 | 16.6493
|  | 2014-01-19 17:50:03 | 46.883 | 0.9895 | 3.958 | 7.4288 | 7.4288 | 1.0002 | 1.0002 | 0.64583 | 0.64583 | 0 | 0 | 16.6617 | 16.6617 | -17.1885 | -8.5942 | 0 | 0 | 0 |  |  | 3.6809 |  | 0.084423 | 8.4423 | 0 | 13.6271 | 2014-01-19 16:00 | 16661.6667 | 16.6617
|  | 2014-01-19 18:20:02 | 46.3347 | 1.052 | 4.208 | 7.423 | 7.423 | 0.987 | 0.987 | 0.64567 | 0.64567 | 0 | 0 | 16.5978 | 16.5978 | -16.4732 | -8.2366 | 8.5942 | 0 | 0 |  |  | 4.5446 |  | 0.090818 | 9.0818 | 17.1885 | 0 | 2014-01-19 16:30 | 16597.8333 | 16.5978
|  | 2014-01-19 18:50:01 | 45.4577 | 1.0903 | 4.3613 | 7.431 | 7.431 | 0.9185 | 0.9185 | 0.645 | 0.645 | 0 | 0 | 16.5762 | 16.5762 | -15.5257 | -7.7628 | 8.2366 | 0 | 0 |  |  | 4.7539 |  | 0.095943 | 9.5943 | 16.4732 | 0 | 2014-01-19 17:00 | 16576.1667 | 16.5762
|  | 2014-01-19 19:20:03 | 44.2812 | 1.0958 | 4.3833 | 7.4283 | 7.4283 | 0.7915 | 0.7915 | 0.64567 | 0.64567 | 0 | 0 | 16.3168 | 16.3168 | -14.7155 | -7.3578 | 7.7628 | 0 | 0 |  |  | 4.6463 |  | 0.098989 | 9.8989 | 15.5257 | 0 | 2014-01-19 17:30 | 16316.8333 | 16.3168
|  | 2014-01-19 19:50:04 | 43.2187 | 1.0982 | 4.3927 | 7.4273 | 7.4273 | 0.78933 | 0.78933 | 0.64567 | 0.64567 | 0 | 0 | 16.3485 | 16.3485 | -13.6152 | -6.8076 | 7.3578 | 0 | 0 |  |  | 4.788 |  | 0.10164 | 10.1638 | 14.7155 | 0 | 2014-01-19 18:00 | 16348.5 | 16.3485
|  | 2014-01-19 20:20:03 | 42.0513 | 1.1897 | 4.7587 | 7.4333 | 7.4333 | 0.75083 | 0.75083 | 0.6455 | 0.6455 | 0 | 0 | 16.5087 | 16.5087 | -11.9543 | -5.9772 | 6.8076 | 0 | 0 |  |  | 4.9014 |  | 0.11316 | 11.3163 | 13.6152 | 0 | 2014-01-19 18:30 | 16508.6667 | 16.5087
|  | 2014-01-19 20:50:04 | 40.5575 | 1.3153 | 5.2613 | 7.4273 | 7.4273 | 0.64217 | 0.64217 | 0.64583 | 0.64583 | 0 | 0 | 16.8835 | 16.8835 | -9.6973 | -4.8487 | 5.9772 | 0 | 0 |  |  | 5.5244 |  | 0.12973 | 12.9725 | 11.9543 | 0 | 2014-01-19 19:00 | 16883.5 | 16.8835
|  | 2014-01-19 21:20:02 | 39.0693 | 1.109 | 4.436 | 7.4337 | 7.4337 | 0.5645 | 0.5645 | 0.64567 | 0.64567 | 0 | 0 | 17.113 | 17.113 | -8.8765 | -4.4383 | 4.8487 | 0 | 0 |  |  | 4.436 |  | 0.11354 | 11.3542 | 9.6973 | 0 | 2014-01-19 19:30 | 17113 | 17.113
|  | 2014-01-19 21:50:02 | 37.1857 | 1.0248 | 4.0993 | 7.4298 | 7.4298 | 0.55533 | 0.55533 | 0.646 | 0.646 | 0 | 0 | 17.1947 | 17.1947 | -7.2605 | -3.6303 | 4.4383 | 0 | 0 |  |  | 3.8944 |  | 0.11024 | 11.024 | 8.8765 | 0 | 2014-01-19 20:00 | 17194.6667 | 17.1947
|  | 2014-01-19 22:20:03 | 35.6812 | 1.1465 | 4.586 | 7.4238 | 7.4238 | 0.5475 | 0.5475 | 0.646 | 0.646 | 0 | 0 | 17.1903 | 17.1903 | -5.2875 | -2.6437 | 3.6303 | 0 | 0 |  |  | 4.5401 |  | 0.12853 | 12.8527 | 7.2605 | 0 | 2014-01-19 20:30 | 17190.3333 | 17.1903
|  | 2014-01-19 22:50:05 | 33.7747 | 1.2313 | 4.9253 | 7.423 | 7.423 | 0.53733 | 0.53733 | 0.631 | 0.631 | 0 | 0 | 16.4202 | 16.4202 | -3.8378 | -1.9189 | 2.6437 | 0 | 0 |  |  | 5.0731 |  | 0.14583 | 14.5829 | 5.2875 | 0 | 2014-01-19 21:00 | 16420.1667 | 16.4202
|  | 2014-01-19 23:20:03 | 32.382 | 1.2285 | 4.914 | 7.4228 | 7.4228 | 0.52817 | 0.52817 | 0.401 | 0.401 | 0 | 0 | 16.357 | 16.357 | -2.759 | -1.3795 | 1.9189 | 0 | 0 |  |  | 5.3563 |  | 0.15175 | 15.1751 | 3.8378 | 0 | 2014-01-19 21:30 | 16357 | 16.357
|  | 2014-01-19 23:50:03 | 31.8527 | 1.2963 | 5.1853 | 7.4278 | 7.4278 | 0.52567 | 0.52567 | 0.204 | 0.204 | 0 | 0 | 16.1143 | 16.1143 | -2.3955 | -1.1977 | 1.3795 | 0 | 0 |  |  | 5.5483 |  | 0.16279 | 16.2791 | 2.759 | 0 | 2014-01-19 22:00 | 16114.3333 | 16.1143
|  | 2014-01-20 00:20:03 | 31.8257 | 1.4182 | 5.6727 | 7.4278 | 7.4278 | 0.51117 | 0.51117 | 0.2 | 0.2 | 0 | 0 | 16.2 | 16.2 | -1.814 | -0.907 | 1.1977 | 0 | 0 |  |  | 5.4458 |  | 0.17824 | 17.8242 | 2.3955 | 0 | 2014-01-19 22:30 | 16200 | 16.2
|  | 2014-01-20 00:50:03 | 32.1237 | 1.307 | 5.228 | 7.4298 | 7.4298 | 0.49517 | 0.49517 | 0.2 | 0.2 | 0 | 0 | 16.6202 | 16.6202 | -2.1505 | -1.0752 | 0.907 | 0 | 0 |  |  | 5.1757 |  | 0.16275 | 16.2746 | 1.814 | 0 | 2014-01-19 23:00 | 16620.1667 | 16.6202
|  | 2014-01-20 01:20:02 | 31.9587 | 1.237 | 4.948 | 7.442 | 7.442 | 0.4935 | 0.4935 | 0.24667 | 0.24667 | 0 | 0 | 16.433 | 16.433 | -2.3955 | -1.1977 | 1.0752 | 0 | 0 |  |  | 4.4532 |  | 0.15482 | 15.4825 | 2.1505 | 0 | 2014-01-19 23:30 | 16433 | 16.433
|  | 2014-01-20 01:50:02 | 31.7168 | 1.2232 | 4.8927 | 7.432 | 7.432 | 0.49317 | 0.49317 | 0.2445 | 0.2445 | 0 | 0 | 16.395 | 16.395 | -2.2595 | -1.1298 | 1.1977 | 0 | 0 |  |  | 5.3819 |  | 0.15426 | 15.4261 | 2.3955 | 0 | 2014-01-20 | 16395 | 16.395
|  | 2014-01-20 02:20:02 | 31.7657 | 1.1183 | 4.4733 | 7.4323 | 7.4323 | 0.49383 | 0.49383 | 0.4635 | 0.4635 | 0 | 0 | 16.3995 | 16.3995 | -2.5032 | -1.2516 | 1.1298 | 0 | 0 |  |  | 4.1602 |  | 0.14082 | 14.0823 | 2.2595 | 0 | 2014-01-20 00:30 | 16399.5 | 16.3995
|  | 2014-01-20 02:50:02 | 31.5908 | 1.0897 | 4.3587 | 7.4392 | 7.4392 | 0.49383 | 0.49383 | 0.2915 | 0.2915 | 0 | 0 | 16.4978 | 16.4978 | -2.5098 | -1.2549 | 1.2516 | 0 | 0 |  |  | 4.4023 |  | 0.13797 | 13.7973 | 2.5032 | 0 | 2014-01-20 01:00 | 16497.8333 | 16.4978
|  | 2014-01-20 03:20:03 | 31.2318 | 1.0548 | 4.2193 | 7.447 | 7.447 | 0.49467 | 0.49467 | 0.19933 | 0.19933 | 0 | 0 | 16.3343 | 16.3343 | -2.5372 | -1.2686 | 1.2549 | 0 | 0 |  |  | 4.3037 |  | 0.1351 | 13.5097 | 2.5098 | 0 | 2014-01-20 01:30 | 16334.3333 | 16.3343
|  | 2014-01-20 03:50:03 | 30.9922 | 1.113 | 4.452 | 7.4613 | 7.4613 | 0.4955 | 0.4955 | 0.2 | 0.2 | 0 | 0 | 16.0383 | 16.0383 | -2.345 | -1.1725 | 1.2686 | 0 | 0 |  |  | 4.1404 |  | 0.14365 | 14.3649 | 2.5372 | 0 | 2014-01-20 02:00 | 16038.3333 | 16.0383
|  | 2014-01-20 04:20:03 | 30.8167 | 1.1853 | 4.7413 | 7.4602 | 7.4602 | 0.4945 | 0.4945 | 0.2 | 0.2 | 0 | 0 | 15.7452 | 15.7452 | -2.1755 | -1.0877 | 1.1725 | 0 | 0 |  |  | 4.4094 |  | 0.15386 | 15.3856 | 2.345 | 0 | 2014-01-20 02:30 | 15745.1667 | 15.7452
|  | 2014-01-20 04:50:03 | 30.9247 | 1.1852 | 4.7407 | 7.4632 | 7.4632 | 0.495 | 0.495 | 0.199 | 0.199 | 0 | 0 | 15.6468 | 15.6468 | -2.38 | -1.19 | 1.0877 | 0 | 0 |  |  | 4.2666 |  | 0.1533 | 15.3297 | 2.1755 | 0 | 2014-01-20 03:00 | 15646.8333 | 15.6468
|  | 2014-01-20 05:20:02 | 31.692 | 1.1218 | 4.4873 | 7.4612 | 7.4612 | 0.49483 | 0.49483 | 0.19917 | 0.19917 | 0 | 0 | 15.4265 | 15.4265 | -3.623 | -1.8115 | 1.19 | 0 | 0 |  |  | 4.7566 |  | 0.14159 | 14.1592 | 2.38 | 0 | 2014-01-20 03:30 | 15426.5 | 15.4265
|  | 2014-01-20 05:50:01 | 33.0153 | 1.0557 | 4.2227 | 7.4633 | 7.4633 | 0.4775 | 0.4775 | 0.339 | 0.339 | 0 | 0 | 15.2558 | 15.2558 | -5.257 | -2.6285 | 1.8115 | 0 | 0 |  |  | 4.3493 |  | 0.1279 | 12.79 | 3.623 | 0 | 2014-01-20 04:00 | 15255.8333 | 15.2558
|  | 2014-01-20 06:20:02 | 39.0278 | 0.9515 | 3.806 | 7.4983 | 7.4983 | 0.48917 | 0.48917 | 0.62033 | 0.62033 | 0 | 0 | 16.5648 | 16.5648 | -10.0492 | -5.0246 | 2.6285 | 0 | 0 |  |  | 3.7679 |  | 0.09752 | 9.752 | 5.257 | 0 | 2014-01-20 04:30 | 16564.8333 | 16.5648
|  | 2014-01-20 07:25:03 | 44.316 | 0.92233 | 3.6893 | 7.5163 | 7.5163 | 0.50117 | 0.50117 | 0.87083 | 0.87083 | 0 | 0 | 16.8707 | 16.8707 | -14.8677 | -7.4338 | 5.0246 | 0 | 0 |  |  | 3.8 |  | 0.083251 | 8.3251 | 10.0492 | 0 | 2014-01-20 05:00 | 16870.6667 | 16.8707
|  | 2014-01-20 08:04:25 | 46.0503 | 0.89967 | 3.5987 | 7.5198 | 7.5198 | 0.515 | 0.515 | 1.0833 | 1.0833 | 0 | 0 | 17.0153 | 17.0153 | -16.3182 | -8.1591 | 7.4338 | 0 | 0 |  |  | 3.5267 |  | 0.078146 | 7.8146 | 14.8677 | 0 | 2014-01-20 05:30 | 17015.3333 | 17.0153
|  | 2014-01-20 08:25:05 | 46.4028 | 0.85267 | 3.4107 | 7.5207 | 7.5207 | 0.508 | 0.508 | 1.1223 | 1.1223 | 0 | 0 | 17.1243 | 17.1243 | -16.7168 | -8.3584 | 8.1591 | 0 | 0 |  |  | 3.5471 |  | 0.073501 | 7.3501 | 16.3182 | 0 | 2014-01-20 06:00 | 17124.3333 | 17.1243
|  | 2014-01-20 08:55:02 | 46.826 | 0.83233 | 3.3293 | 7.5203 | 7.5203 | 0.57333 | 0.57333 | 1.1415 | 1.1415 | 0.1584 | 0.1584 | 17.1703 | 17.1703 | -16.9328 | -8.4664 | 8.3584 | 0 | 0 |  |  | 3.1962 |  | 0.0711 | 7.11 | 16.7168 | 0 | 2014-01-20 06:30 | 17170.3333 | 17.1703
|  | 2014-01-20 09:25:01 | 47.413 | 0.80917 | 3.2367 | 7.5437 | 7.5437 | 0.7375 | 0.7375 | 1.1438 | 1.1438 | 0.1584 | 0.1584 | 17.121 | 17.121 | -17.4719 | -8.736 | 8.4664 | 0 | 0 |  |  | 3.5603 |  | 0.068265 | 6.8265 | 16.9328 | 0 | 2014-01-20 07:00 | 17121 | 17.121
|  | 2014-01-20 09:55:02 | 47.3967 | 0.70183 | 2.8073 | 7.5445 | 7.5445 | 0.64833 | 0.64833 | 1.159 | 1.159 | 0.878 | 0.878 | 17.1547 | 17.1547 | -17.2048 | -8.6024 | 8.736 | 0 | 0 |  |  | 2.9758 |  | 0.059231 | 5.9231 | 17.4719 | 0 | 2014-01-20 07:30 | 17154.6667 | 17.1547
|  | 2014-01-20 10:25:02 | 47.3715 | 0.60517 | 2.4207 | 7.541 | 7.541 | 0.622 | 0.622 | 1.2312 | 1.2312 | 0.878 | 0.878 | 16.9483 | 16.9483 | -17.7303 | -8.8652 | 8.6024 | 0 | 0 |  |  | 2.2996 |  | 0.0511 | 5.11 | 17.2048 | 0 | 2014-01-20 08:00 | 16948.3333 | 16.9483
|  | 2014-01-20 10:55:03 | 47.2653 | 0.54417 | 2.1767 | 7.5463 | 7.5463 | 0.67683 | 0.67683 | 1.2342 | 1.2342 | 1.6836 | 1.6836 | 16.6847 | 16.6847 | -17.2631 | -8.6315 | 8.8652 | 0 | 0 |  |  | 2.1549 |  | 0.046052 | 4.6052 | 17.7303 | 0 | 2014-01-20 08:30 | 16684.6667 | 16.6847
|  | 2014-01-20 11:25:02 | 47.0807 | 0.53667 | 2.1467 | 7.546 | 7.546 | 0.74467 | 0.74467 | 1.2138 | 1.2138 | 1.6836 | 1.6836 | 16.6883 | 16.6883 | -17.0576 | -8.5288 | 8.6315 | 0 | 0 |  |  | 2.1467 |  | 0.045596 | 4.5596 | 17.2631 | 0 | 2014-01-20 09:00 | 16688.3333 | 16.6883
|  | 2014-01-20 11:55:04 | 47.0388 | 0.51233 | 2.0493 | 7.5472 | 7.5472 | 0.754 | 0.754 | 1.2218 | 1.2218 | 1.2056 | 1.2056 | 16.6907 | 16.6907 | -17.5702 | -8.7851 | 8.5288 | 0 | 0 |  |  | 1.9059 |  | 0.043567 | 4.3567 | 17.0576 | 0 | 2014-01-20 09:30 | 16690.6667 | 16.6907
|  | 2014-01-20 12:25:03 | 46.8833 | 0.47783 | 1.9113 | 7.547 | 7.547 | 0.857 | 0.857 | 1.2265 | 1.2265 | 1.2056 | 1.2056 | 16.6675 | 16.6675 | -17.4684 | -8.7342 | 8.7851 | 0 | 0 |  |  | 1.7967 |  | 0.040768 | 4.0768 | 17.5702 | 0 | 2014-01-20 10:00 | 16667.5 | 16.6675
|  | 2014-01-20 12:55:03 | 46.5573 | 0.44 | 1.76 | 7.5507 | 7.5507 | 0.68617 | 0.68617 | 1.2633 | 1.2633 | 1.6 | 1.6 | 16.7447 | 16.7447 | -16.9525 | -8.4762 | 8.7342 | 0 | 0 |  |  | 1.7424 |  | 0.037803 | 3.7803 | 17.4684 | 0 | 2014-01-20 10:30 | 16744.6667 | 16.7447
|  | 2014-01-20 13:25:02 | 46.2865 | 0.42383 | 1.6953 | 7.5513 | 7.5513 | 0.53217 | 0.53217 | 1.2645 | 1.2645 | 1.6 | 1.6 | 16.9328 | 16.9328 | -16.7103 | -8.3552 | 8.4762 | 0 | 0 |  |  | 1.5936 |  | 0.036627 | 3.6627 | 16.9525 | 0 | 2014-01-20 11:00 | 16932.8333 | 16.9328
|  | 2014-01-20 13:55:02 | 46.1222 | 0.333 | 1.332 | 7.5485 | 7.5485 | 0.53267 | 0.53267 | 1.2668 | 1.2668 | 2.1776 | 2.1776 | 17.155 | 17.155 | -16.1096 | -8.0548 | 8.3552 | 0 | 0 |  |  | 1.372 |  | 0.02888 | 2.888 | 16.7103 | 0 | 2014-01-20 11:30 | 17155 | 17.155
|  | 2014-01-20 14:25:02 | 46.0603 | 0.28183 | 1.1273 | 7.5425 | 7.5425 | 0.532 | 0.532 | 1.2692 | 1.2692 | 2.1776 | 2.1776 | 17.3222 | 17.3222 | -16.0896 | -8.0448 | 8.0548 | 0 | 0 |  |  | 1.0146 |  | 0.024475 | 2.4475 | 16.1096 | 0 | 2014-01-20 12:00 | 17322.1667 | 17.3222
|  | 2014-01-20 14:55:02 | 45.7663 | 0.25833 | 1.0333 | 7.547 | 7.547 | 0.53817 | 0.53817 | 1.2852 | 1.2852 | 1.2212 | 1.2212 | 17.1988 | 17.1988 | -16.9426 | -8.4713 | 8.0448 | 0 | 0 |  |  | 0.961 |  | 0.022578 | 2.2578 | 16.0896 | 0 | 2014-01-20 12:30 | 17198.8333 | 17.1988
|  | 2014-01-20 15:25:03 | 45.9883 | 0.2305 | 0.922 | 7.5425 | 7.5425 | 0.54483 | 0.54483 | 1.3192 | 1.3192 | 1.2212 | 1.2212 | 17.1673 | 17.1673 | -17.2713 | -8.6357 | 8.4713 | 0 | 0 |  |  | 0.922 |  | 0.020049 | 2.0049 | 16.9426 | 0 | 2014-01-20 13:00 | 17167.3333 | 17.1673
|  | 2014-01-20 15:55:05 | 47.2643 | 0.22167 | 0.88667 | 7.5458 | 7.5458 | 0.55433 | 0.55433 | 1.3212 | 1.3212 | 0.32 | 0.32 | 17.4362 | 17.4362 | -19.2002 | -9.6001 | 8.6357 | 0 | 0 |  |  | 0.798 |  | 0.01876 | 1.876 | 17.2713 | 0 | 2014-01-20 13:30 | 17436.1667 | 17.4362
|  | 2014-01-20 16:25:01 | 48.7093 | 0.25717 | 1.0287 | 7.5387 | 7.5387 | 0.76567 | 0.76567 | 1.3295 | 1.3295 | 0.32 | 0.32 | 17.3158 | 17.3158 | -20.411 | -10.2055 | 9.6001 | 0 | 0 |  |  | 1.0698 |  | 0.021118 | 2.1118 | 19.2002 | 0 | 2014-01-20 14:00 | 17315.8333 | 17.3158
|  | 2014-01-20 16:55:01 | 51.2412 | 0.235 | 0.94 | 7.526 | 7.526 | 0.99183 | 0.99183 | 1.3295 | 1.3295 | 0 | 0 | 17.425 | 17.425 | -23.0288 | -11.5144 | 10.2055 | 0 | 0 |  |  | 1.034 |  | 0.018345 | 1.8345 | 20.411 | 0 | 2014-01-20 14:30 | 17425 | 17.425
|  | 2014-01-20 17:25:02 | 51.9378 | 0.2855 | 1.142 | 7.5193 | 7.5193 | 0.9885 | 0.9885 | 1.3342 | 1.3342 | 0 | 0 | 17.5448 | 17.5448 | -23.409 | -11.7045 | 11.5144 | 0 | 0 |  |  | 1.1648 |  | 0.021988 | 2.1988 | 23.0288 | 0 | 2014-01-20 15:00 | 17544.8333 | 17.5448
|  | 2014-01-20 17:55:03 | 51.5833 | 0.2805 | 1.122 | 7.5242 | 7.5242 | 0.97867 | 0.97867 | 1.3552 | 1.3552 | 0 | 0 | 17.5397 | 17.5397 | -23.0637 | -11.5318 | 11.7045 | 0 | 0 |  |  | 1.0547 |  | 0.021751 | 2.1751 | 23.409 | 0 | 2014-01-20 15:30 | 17539.6667 | 17.5397
|  | 2014-01-20 18:25:02 | 51.6425 | 0.3155 | 1.262 | 7.5217 | 7.5217 | 0.97433 | 0.97433 | 1.3495 | 1.3495 | 0 | 0 | 17.5687 | 17.5687 | -22.9663 | -11.4832 | 11.5318 | 0 | 0 |  |  | 1.3125 |  | 0.024437 | 2.4437 | 23.0637 | 0 | 2014-01-20 16:00 | 17568.6667 | 17.5687
|  | 2014-01-20 18:55:02 | 51.2165 | 0.377 | 1.508 | 7.5193 | 7.5193 | 0.8735 | 0.8735 | 1.3363 | 1.3363 | 0 | 0 | 17.4157 | 17.4157 | -22.5637 | -11.2818 | 11.4832 | 0 | 0 |  |  | 1.4024 |  | 0.029444 | 2.9444 | 22.9663 | 0 | 2014-01-20 16:30 | 17415.6667 | 17.4157
|  | 2014-01-20 19:25:02 | 49.8825 | 0.41033 | 1.6413 | 7.5227 | 7.5227 | 0.73683 | 0.73683 | 1.3332 | 1.3332 | 0 | 0 | 17.1397 | 17.1397 | -21.5088 | -10.7544 | 11.2818 | 0 | 0 |  |  | 1.7234 |  | 0.032904 | 3.2904 | 22.5637 | 0 | 2014-01-20 17:00 | 17139.6667 | 17.1397
|  | 2014-01-20 19:55:04 | 48.3267 | 0.49833 | 1.9933 | 7.531 | 7.531 | 0.672 | 0.672 | 1.3328 | 1.3328 | 0 | 0 | 16.984 | 16.984 | -19.8135 | -9.9068 | 10.7544 | 0 | 0 |  |  | 1.9933 |  | 0.041247 | 4.1247 | 21.5088 | 0 | 2014-01-20 17:30 | 16984 | 16.984
|  | 2014-01-20 20:25:02 | 46.6568 | 0.581 | 2.324 | 7.5222 | 7.5222 | 0.66633 | 0.66633 | 1.3328 | 1.3328 | 0 | 0 | 17.0972 | 17.0972 | -17.7143 | -8.8572 | 9.9068 | 0 | 0 |  |  | 2.0916 |  | 0.04981 | 4.981 | 19.8135 | 0 | 2014-01-20 18:00 | 17097.1667 | 17.0972
|  | 2014-01-20 20:55:04 | 45.0515 | 0.63067 | 2.5227 | 7.5273 | 7.5273 | 0.633 | 0.633 | 1.3347 | 1.3347 | 0 | 0 | 17.0815 | 17.0815 | -15.9523 | -7.9762 | 8.8572 | 0 | 0 |  |  | 2.674 |  | 0.055995 | 5.5995 | 17.7143 | 0 | 2014-01-20 18:30 | 17081.5 | 17.0815
|  | 2014-01-20 21:25:02 | 42.8173 | 0.73167 | 2.9267 | 7.5255 | 7.5255 | 0.59667 | 0.59667 | 1.3423 | 1.3423 | 0 | 0 | 17.066 | 17.066 | -13.3602 | -6.6801 | 7.9762 | 0 | 0 |  |  | 2.8096 |  | 0.068352 | 6.8352 | 15.9523 | 0 | 2014-01-20 19:00 | 17066 | 17.066
|  | 2014-01-20 21:55:04 | 40.6823 | 0.84417 | 3.3767 | 7.5287 | 7.5287 | 0.5485 | 0.5485 | 1.3675 | 1.3675 | 0 | 0 | 16.791 | 16.791 | -11.07 | -5.535 | 6.6801 | 0 | 0 |  |  | 3.6806 |  | 0.083001 | 8.3001 | 13.3602 | 0 | 2014-01-20 19:30 | 16791 | 16.791
|  | 2014-01-20 22:25:02 | 38.2207 | 0.91367 | 3.6547 | 7.5297 | 7.5297 | 0.51467 | 0.51467 | 1.3648 | 1.3648 | 0 | 0 | 16.781 | 16.781 | -8.3758 | -4.1879 | 5.535 | 0 | 0 |  |  | 3.4719 |  | 0.09562 | 9.562 | 11.07 | 0 | 2014-01-20 20:00 | 16781 | 16.781
|  | 2014-01-20 22:55:01 | 36.3297 | 0.97667 | 3.9067 | 7.5245 | 7.5245 | 0.50533 | 0.50533 | 1.1778 | 1.1778 | 0 | 0 | 16.5917 | 16.5917 | -6.6237 | -3.3118 | 4.1879 | 0 | 0 |  |  | 3.8676 |  | 0.10753 | 10.7534 | 8.3758 | 0 | 2014-01-20 20:30 | 16591.6667 | 16.5917
|  | 2014-01-20 23:25:03 | 35.3108 | 1.036 | 4.144 | 7.5208 | 7.5208 | 0.49 | 0.49 | 0.94017 | 0.94017 | 0 | 0 | 16.4907 | 16.4907 | -5.7252 | -2.8626 | 3.3118 | 0 | 0 |  |  | 4.517 |  | 0.11736 | 11.7358 | 6.6237 | 0 | 2014-01-20 21:00 | 16490.6667 | 16.4907
|  | 2014-01-20 23:55:03 | 34.6405 | 1.1048 | 4.4193 | 7.5135 | 7.5135 | 0.483 | 0.483 | 0.921 | 0.921 | 0 | 0 | 16.5677 | 16.5677 | -4.736 | -2.368 | 2.8626 | 0 | 0 |  |  | 4.5519 |  | 0.12758 | 12.7577 | 5.7252 | 0 | 2014-01-20 21:30 | 16567.6667 | 16.5677
|  | 2014-01-21 00:25:02 | 34.7647 | 1.1798 | 4.7193 | 7.52 | 7.52 | 0.47933 | 0.47933 | 0.99533 | 0.99533 | 0 | 0 | 16.5355 | 16.5355 | -4.5152 | -2.2576 | 2.368 | 0 | 0 |  |  | 4.9553 |  | 0.13575 | 13.5751 | 4.736 | 0 | 2014-01-20 22:00 | 16535.5 | 16.5355
|  | 2014-01-21 00:55:02 | 34.724 | 1.2153 | 4.8613 | 7.513 | 7.513 | 0.4775 | 0.4775 | 1.1047 | 1.1047 | 0 | 0 | 16.5185 | 16.5185 | -4.249 | -2.1245 | 2.2576 | 0 | 0 |  |  | 5.0558 |  | 0.14 | 13.9999 | 4.5152 | 0 | 2014-01-20 22:30 | 16518.5 | 16.5185
|  | 2014-01-21 01:25:04 | 34.1983 | 1.2728 | 5.0913 | 7.5168 | 7.5168 | 0.47417 | 0.47417 | 1.094 | 1.094 | 0 | 0 | 16.186 | 16.186 | -3.836 | -1.918 | 2.1245 | 0 | 0 |  |  | 4.7859 |  | 0.14888 | 14.8877 | 4.249 | 0 | 2014-01-20 23:00 | 16186 | 16.186
|  | 2014-01-21 01:55:01 | 33.4867 | 1.4423 | 5.7693 | 7.5177 | 7.5177 | 0.469 | 0.469 | 0.9405 | 0.9405 | 0 | 0 | 15.9073 | 15.9073 | -2.8828 | -1.4414 | 1.918 | 0 | 0 |  |  | 5.4809 |  | 0.17229 | 17.2287 | 3.836 | 0 | 2014-01-20 23:30 | 15907.3333 | 15.9073
|  | 2014-01-21 02:25:01 | 33.4693 | 1.5322 | 6.1287 | 7.5187 | 7.5187 | 0.46533 | 0.46533 | 0.9335 | 0.9335 | 0 | 0 | 15.8693 | 15.8693 | -2.5538 | -1.2769 | 1.4414 | 0 | 0 |  |  | 5.5158 |  | 0.18311 | 18.3113 | 2.8828 | 0 | 2014-01-21 | 15869.3333 | 15.8693
|  | 2014-01-21 02:55:17 | 33.3142 | 1.6502 | 6.6007 | 7.519 | 7.519 | 0.46517 | 0.46517 | 0.9375 | 0.9375 | 0 | 0 | 15.4692 | 15.4692 | -2.3227 | -1.1613 | 1.2769 | 0 | 0 |  |  | 6.6667 |  | 0.19813 | 19.8134 | 2.5538 | 0 | 2014-01-21 00:30 | 15469.1667 | 15.4692
|  | 2014-01-21 03:25:02 | 32.5522 | 1.7905 | 7.162 | 7.521 | 7.521 | 0.46667 | 0.46667 | 0.94267 | 0.94267 | 0 | 0 | 14.4475 | 14.4475 | -2.0123 | -1.0062 | 1.1613 | 0 | 0 |  |  | 6.9471 |  | 0.22002 | 22.0016 | 2.3227 | 0 | 2014-01-21 01:00 | 14447.5 | 14.4475
|  | 2014-01-21 03:55:03 | 32.0457 | 1.9868 | 7.9473 | 7.5198 | 7.5198 | 0.46717 | 0.46717 | 0.94267 | 0.94267 | 0 | 0 | 13.849 | 13.849 | -1.3197 | -0.65983 | 1.0062 | 0 | 0 |  |  | 7.7884 |  | 0.248 | 24.8 | 2.0123 | 0 | 2014-01-21 01:30 | 13849 | 13.849
|  | 2014-01-21 04:25:02 | 31.6717 | 2.1365 | 8.546 | 7.5232 | 7.5232 | 0.46867 | 0.46867 | 0.94233 | 0.94233 | 0 | 0 | 13.4047 | 13.4047 | -0.78683 | -0.39342 | 0.65983 | 0 | 0 |  |  | 8.8878 |  | 0.26983 | 26.9831 | 1.3197 | 0 | 2014-01-21 02:00 | 13404.6667 | 13.4047
|  | 2014-01-21 04:55:02 | 32.0467 | 2.1622 | 8.6487 | 7.523 | 7.523 | 0.47883 | 0.47883 | 1.0017 | 1.0017 | 0 | 0 | 14.5765 | 14.5765 | 0.182 | 0.091 | 0.39342 | 0.091 | 0 |  |  | 9.1676 |  | 0.26988 | 26.9877 | 0.78683 | 0 | 2014-01-21 02:30 | 14576.5 | 14.5765
|  | 2014-01-21 05:25:01 | 32.8305 | 2.2948 | 9.1793 | 7.5295 | 7.5295 | 0.4875 | 0.4875 | 1.0928 | 1.0928 | 0 | 0 | 14.9977 | 14.9977 | 0.45633 | 0.22817 | 0 | 0.31917 | 0 |  |  | 10.0973 |  | 0.2796 | 27.9598 | 0 | 0 | 2014-01-21 03:00 | 14997.6667 | 14.9977
|  | 2014-01-21 05:55:01 | 34.5658 | 2.4353 | 9.7413 | 7.5208 | 7.5208 | 0.4885 | 0.4885 | 1.1045 | 1.1045 | 0 | 0 | 15.1788 | 15.1788 | -0.53183 | -0.26592 | 0 | 0.05325 | 0 |  |  | 10.6181 |  | 0.28182 | 28.182 | 0 | 0.53183 | 2014-01-21 03:30 | 15178.8333 | 15.1788
|  | 2014-01-21 06:25:03 | 37.2753 | 2.4833 | 9.9333 | 7.5243 | 7.5243 | 0.4885 | 0.4885 | 1.1418 | 1.1418 | 0 | 0 | 15.8543 | 15.8543 | -2.333 | -1.1665 | 0 | 0 | 0 |  |  | 10.132 |  | 0.26649 | 26.6485 | 0 | 0.1065 | 2014-01-21 04:00 | 15854.3333 | 15.8543
|  | 2014-01-21 06:55:01 | 41.0085 | 2.504 | 10.016 | 7.5155 | 7.5155 | 0.5975 | 0.5975 | 1.193 | 1.193 | 0 | 0 | 16.3315 | 16.3315 | -5.355 | -2.6775 | 1.1665 | 0 | 0 |  |  | 9.0144 |  | 0.24424 | 24.4242 | 2.333 | 0 | 2014-01-21 04:30 | 16331.5 | 16.3315
|  | 2014-01-21 07:25:03 | 44.3253 | 2.704 | 10.816 | 7.4997 | 7.4997 | 0.6905 | 0.6905 | 1.3747 | 1.3747 | 0 | 0 | 16.5798 | 16.5798 | -7.3647 | -3.6823 | 2.6775 | 0 | 0 |  |  | 11.3568 |  | 0.24401 | 24.4014 | 5.355 | 0 | 2014-01-21 05:00 | 16579.8333 | 16.5798
|  | 2014-01-21 07:55:04 | 45.5492 | 2.9513 | 11.8053 | 7.492 | 7.492 | 0.67683 | 0.67683 | 1.3883 | 1.3883 | 0 | 0 | 16.675 | 16.675 | -7.5117 | -3.7558 | 3.6823 | 0 | 0 |  |  | 10.8609 |  | 0.25918 | 25.9178 | 7.3647 | 0 | 2014-01-21 05:30 | 16675 | 16.675
|  | 2014-01-21 08:25:02 | 45.9368 | 3.0937 | 12.3747 | 7.493 | 7.493 | 0.63867 | 0.63867 | 1.389 | 1.389 | 0 | 0 | 16.889 | 16.889 | -7.1525 | -3.5763 | 3.7558 | 0 | 0 |  |  | 12.3747 |  | 0.26938 | 26.9384 | 7.5117 | 0 | 2014-01-21 06:00 | 16889 | 16.889
|  | 2014-01-21 08:55:01 | 46.166 | 3.1797 | 12.7187 | 7.4967 | 7.4967 | 0.6155 | 0.6155 | 1.3908 | 1.3908 | 0.0492 | 0.0492 | 17.0087 | 17.0087 | -6.8865 | -3.4432 | 3.5763 | 0 | 0 |  |  | 13.8633 |  | 0.2755 | 27.5499 | 7.1525 | 0 | 2014-01-21 06:30 | 17008.6667 | 17.0087
|  | 2014-01-21 09:25:04 | 46.8788 | 3.1715 | 12.686 | 7.495 | 7.495 | 0.611 | 0.611 | 1.3938 | 1.3938 | 0.0492 | 0.0492 | 17.0467 | 17.0467 | -7.5971 | -3.7986 | 3.4432 | 0 | 0 |  |  | 13.574 |  | 0.27061 | 27.0613 | 6.8865 | 0 | 2014-01-21 07:00 | 17046.6667 | 17.0467
|  | 2014-01-21 09:55:01 | 46.99 | 3.2372 | 12.9487 | 7.4975 | 7.4975 | 0.6215 | 0.6215 | 1.3978 | 1.3978 | 1.0608 | 1.0608 | 17.0378 | 17.0378 | -6.4259 | -3.2129 | 3.7986 | 0 | 0 |  |  | 12.1717 |  | 0.27556 | 27.5562 | 7.5971 | 0 | 2014-01-21 07:30 | 17037.8333 | 17.0378
|  | 2014-01-21 10:25:01 | 47.0765 | 3.2688 | 13.0753 | 7.4955 | 7.4955 | 0.62317 | 0.62317 | 1.3542 | 1.3542 | 1.0608 | 1.0608 | 16.9973 | 16.9973 | -6.4702 | -3.2351 | 3.2129 | 0 | 0 |  |  | 13.8599 |  | 0.27775 | 27.7747 | 6.4259 | 0 | 2014-01-21 08:00 | 16997.3333 | 16.9973
|  | 2014-01-21 10:55:02 | 46.9822 | 3.2997 | 13.1987 | 7.5002 | 7.5002 | 0.5885 | 0.5885 | 1.333 | 1.333 | 0.7832 | 0.7832 | 17.0497 | 17.0497 | -6.529 | -3.2645 | 3.2351 | 0 | 0 |  |  | 14.1226 |  | 0.28093 | 28.0929 | 6.4702 | 0 | 2014-01-21 08:30 | 17049.6667 | 17.0497
|  | 2014-01-21 11:25:02 | 46.8858 | 3.3917 | 13.5667 | 7.4978 | 7.4978 | 0.5575 | 0.5575 | 1.3293 | 1.3293 | 0.7832 | 0.7832 | 17.0475 | 17.0475 | -6.1038 | -3.0519 | 3.2645 | 0 | 0 |  |  | 13.431 |  | 0.28936 | 28.9355 | 6.529 | 0 | 2014-01-21 09:00 | 17047.5 | 17.0475
|  | 2014-01-21 11:55:03 | 46.9567 | 3.5262 | 14.1047 | 7.4965 | 7.4965 | 0.54983 | 0.54983 | 1.3288 | 1.3288 | 1.6444 | 1.6444 | 17.048 | 17.048 | -4.7844 | -2.3922 | 3.0519 | 0 | 0 |  |  | 12.9763 |  | 0.30038 | 30.0376 | 6.1038 | 0 | 2014-01-21 09:30 | 17048 | 17.048
|  | 2014-01-21 12:25:02 | 46.7745 | 3.4772 | 13.9087 | 7.4947 | 7.4947 | 0.54217 | 0.54217 | 1.3628 | 1.3628 | 1.6444 | 1.6444 | 16.9305 | 16.9305 | -4.8913 | -2.4456 | 2.3922 | 0 | 0 |  |  | 14.7432 |  | 0.29736 | 29.7356 | 4.7844 | 0 | 2014-01-21 10:00 | 16930.5 | 16.9305
|  | 2014-01-21 12:55:04 | 46.6277 | 3.4453 | 13.7813 | 7.4997 | 7.4997 | 0.518 | 0.518 | 1.3493 | 1.3493 | 1.6308 | 1.6308 | 16.5673 | 16.5673 | -5.2812 | -2.6406 | 2.4456 | 0 | 0 |  |  | 13.2301 |  | 0.29556 | 29.5561 | 4.8913 | 0 | 2014-01-21 10:30 | 16567.3333 | 16.5673
|  | 2014-01-21 13:25:07 | 46.2528 | 3.364 | 13.456 | 7.5135 | 7.5135 | 0.48783 | 0.48783 | 1.3333 | 1.3333 | 1.6308 | 1.6308 | 16.5393 | 16.5393 | -5.292 | -2.646 | 2.6406 | 0 | 0 |  |  | 12.1104 |  | 0.29092 | 29.0923 | 5.2812 | 0 | 2014-01-21 11:00 | 16539.3333 | 16.5393
|  | 2014-01-21 13:55:12 | 46.1873 | 3.4155 | 13.662 | 7.5087 | 7.5087 | 0.5255 | 0.5255 | 1.3097 | 1.3097 | 1.356 | 1.356 | 16.5057 | 16.5057 | -5.3198 | -2.6599 | 2.646 | 0 | 0 |  |  | 12.2958 |  | 0.2958 | 29.5795 | 5.292 | 0 | 2014-01-21 11:30 | 16505.6667 | 16.5057
|  | 2014-01-21 14:25:03 | 46.1002 | 3.4972 | 13.9887 | 7.5142 | 7.5142 | 0.547 | 0.547 | 1.307 | 1.307 | 1.356 | 1.356 | 16.5067 | 16.5067 | -4.8807 | -2.4403 | 2.6599 | 0 | 0 |  |  | 13.8488 |  | 0.30344 | 30.3441 | 5.3198 | 0 | 2014-01-21 12:00 | 16506.6667 | 16.5067
|  | 2014-01-21 14:55:02 | 45.781 | 3.6048 | 14.4193 | 7.512 | 7.512 | 0.579 | 0.579 | 1.304 | 1.304 | 0.6136 | 0.6136 | 16.5367 | 16.5367 | -4.8164 | -2.4082 | 2.4403 | 0 | 0 |  |  | 15.2845 |  | 0.31496 | 31.4963 | 4.8807 | 0 | 2014-01-21 12:30 | 16536.6667 | 16.5367
|  | 2014-01-21 15:25:01 | 46.222 | 3.7677 | 15.0707 | 7.5077 | 7.5077 | 0.6065 | 0.6065 | 1.2638 | 1.2638 | 0.6136 | 0.6136 | 16.5467 | 16.5467 | -4.6131 | -2.3065 | 2.4082 | 0 | 0 |  |  | 14.7693 |  | 0.32605 | 32.605 | 4.8164 | 0 | 2014-01-21 13:00 | 16546.6667 | 16.5467
|  | 2014-01-21 15:55:02 | 47.5868 | 4.1032 | 16.4127 | 7.5075 | 7.5075 | 0.62817 | 0.62817 | 1.2567 | 1.2567 | 0.212 | 0.212 | 16.5043 | 16.5043 | -5.0655 | -2.5328 | 2.3065 | 0 | 0 |  |  | 18.0539 |  | 0.3449 | 34.4899 | 4.6131 | 0 | 2014-01-21 13:30 | 16504.3333 | 16.5043
|  | 2014-01-21 16:25:02 | 49.049 | 4.2022 | 16.8087 | 7.5063 | 7.5063 | 0.77983 | 0.77983 | 1.3122 | 1.3122 | 0.212 | 0.212 | 16.5077 | 16.5077 | -5.9223 | -2.9612 | 2.5328 | 0 | 0 |  |  | 16.8087 |  | 0.34269 | 34.2691 | 5.0655 | 0 | 2014-01-21 14:00 | 16507.6667 | 16.5077
|  | 2014-01-21 16:55:03 | 50.8773 | 4.2567 | 17.0267 | 7.5143 | 7.5143 | 0.89467 | 0.89467 | 1.3402 | 1.3402 | 0 | 0 | 16.4607 | 16.4607 | -7.6408 | -3.8204 | 2.9612 | 0 | 0 |  |  | 17.7077 |  | 0.33466 | 33.4661 | 5.9223 | 0 | 2014-01-21 14:30 | 16460.6667 | 16.4607
|  | 2014-01-21 17:25:05 | 51.2263 | 4.261 | 17.044 | 7.5088 | 7.5088 | 0.9065 | 0.9065 | 1.3537 | 1.3537 | 0 | 0 | 16.6733 | 16.6733 | -7.74 | -3.87 | 3.8204 | 0 | 0 |  |  | 17.5553 |  | 0.33272 | 33.2719 | 7.6408 | 0 | 2014-01-21 15:00 | 16673.3333 | 16.6733
|  | 2014-01-21 17:55:13 | 50.8613 | 4.3987 | 17.5947 | 7.5078 | 7.5078 | 0.90633 | 0.90633 | 1.3565 | 1.3565 | 0 | 0 | 16.7802 | 16.7802 | -6.7158 | -3.3579 | 3.87 | 0 | 0 |  |  | 16.1871 |  | 0.34593 | 34.5934 | 7.74 | 0 | 2014-01-21 15:30 | 16780.1667 | 16.7802
|  | 2014-01-21 18:25:02 | 50.7068 | 4.3963 | 17.5853 | 7.5107 | 7.5107 | 0.85233 | 0.85233 | 1.3595 | 1.3595 | 0 | 0 | 16.8725 | 16.8725 | -6.5265 | -3.2632 | 3.3579 | 0 | 0 |  |  | 18.4646 |  | 0.3468 | 34.6804 | 6.7158 | 0 | 2014-01-21 16:00 | 16872.5 | 16.8725
|  | 2014-01-21 18:55:03 | 50.1418 | 4.4497 | 17.7987 | 7.5107 | 7.5107 | 0.80033 | 0.80033 | 1.3268 | 1.3268 | 0 | 0 | 17.0703 | 17.0703 | -5.635 | -2.8175 | 3.2632 | 0 | 0 |  |  | 19.2226 |  | 0.35497 | 35.4966 | 6.5265 | 0 | 2014-01-21 16:30 | 17070.3333 | 17.0703
|  | 2014-01-21 19:25:01 | 49.2267 | 4.713 | 18.852 | 7.5113 | 7.5113 | 0.79067 | 0.79067 | 1.0602 | 1.0602 | 0 | 0 | 16.794 | 16.794 | -4.2185 | -2.1092 | 2.8175 | 0 | 0 |  |  | 17.3438 |  | 0.38296 | 38.2963 | 5.635 | 0 | 2014-01-21 17:00 | 16794 | 16.794
|  | 2014-01-21 19:55:02 | 47.801 | 4.8082 | 19.2327 | 7.5085 | 7.5085 | 0.78883 | 0.78883 | 0.76033 | 0.76033 | 0 | 0 | 16.7785 | 16.7785 | -2.7322 | -1.3661 | 2.1092 | 0 | 0 |  |  | 17.8864 |  | 0.40235 | 40.2349 | 4.2185 | 0 | 2014-01-21 17:30 | 16778.5 | 16.7785
|  | 2014-01-21 20:25:02 | 46.1308 | 4.7463 | 18.9853 | 7.5165 | 7.5165 | 0.74683 | 0.74683 | 0.668 | 0.668 | 0 | 0 | 16.8338 | 16.8338 | -1.3803 | -0.69017 | 1.3661 | 0 | 0 |  |  | 19.5549 |  | 0.41155 | 41.1554 | 2.7322 | 0 | 2014-01-21 18:00 | 16833.8333 | 16.8338
|  | 2014-01-21 20:55:02 | 44.328 | 4.7893 | 19.1573 | 7.52 | 7.52 | 0.63267 | 0.63267 | 0.6645 | 0.6645 | 0 | 0 | 16.9773 | 16.9773 | 0.62383 | 0.31192 | 0.69017 | 0.31192 | 0 |  |  | 20.8815 |  | 0.43217 | 43.2172 | 1.3803 | 0 | 2014-01-21 18:30 | 16977.3333 | 16.9773
|  | 2014-01-21 21:25:05 | 41.964 | 4.7508 | 19.0033 | 7.521 | 7.521 | 0.55767 | 0.55767 | 0.66867 | 0.66867 | 0 | 0 | 17.0757 | 17.0757 | 2.8623 | 1.4312 | 0 | 1.7431 | 0 |  |  | 18.8133 |  | 0.45285 | 45.2848 | 0 | 0 | 2014-01-21 19:00 | 17075.6667 | 17.0757
|  | 2014-01-21 21:55:03 | 39.7432 | 4.7587 | 19.0347 | 7.5217 | 7.5217 | 0.555 | 0.555 | 0.66033 | 0.66033 | 0 | 0 | 16.7285 | 16.7285 | 4.757 | 2.3785 | 0 | 4.1216 | 0 |  |  | 19.0347 |  | 0.47894 | 47.8942 | 0 | 0 | 2014-01-21 19:30 | 16728.5 | 16.7285
|  | 2014-01-21 22:25:02 | 37.3378 | 4.7347 | 18.9387 | 7.5255 | 7.5255 | 0.55433 | 0.55433 | 0.67233 | 0.67233 | 0 | 0 | 15.7057 | 15.7057 | 6.0587 | 3.0293 | 0 | 7.1509 | 0 |  |  | 19.1281 |  | 0.50722 | 50.7225 | 0 | 0 | 2014-01-21 20:00 | 15705.6667 | 15.7057
|  | 2014-01-21 22:55:02 | 35.2813 | 4.641 | 18.564 | 7.5213 | 7.5213 | 0.5475 | 0.5475 | 0.63167 | 0.63167 | 0 | 0 | 14.6083 | 14.6083 | 6.5915 | 3.2958 | 0 | 10.4467 | 0 |  |  | 17.8214 |  | 0.52617 | 52.6171 | 0 | 0 | 2014-01-21 20:30 | 14608.3333 | 14.6083
|  | 2014-01-21 23:25:02 | 33.9153 | 4.7232 | 18.8927 | 7.5223 | 7.5223 | 0.53883 | 0.53883 | 0.37233 | 0.37233 | 0 | 0 | 14.1563 | 14.1563 | 7.5672 | 3.7836 | 0 | 14.2303 | 0 |  |  | 17.948 |  | 0.55705 | 55.7054 | 0 | 0 | 2014-01-21 21:00 | 14156.3333 | 14.1563
|  | 2014-01-21 23:55:03 | 33.193 | 4.6605 | 18.642 | 7.518 | 7.518 | 0.528 | 0.528 | 0.23567 | 0.23567 | 0 | 0 | 14.2742 | 14.2742 | 8.0048 | 4.0024 | 0 | 18.2327 | 0 |  |  | 20.3198 |  | 0.56162 | 56.1624 | 0 | 0 | 2014-01-21 21:30 | 14274.1667 | 14.2742
|  | 2014-01-22 00:25:03 | 33.4958 | 4.4343 | 17.7373 | 7.516 | 7.516 | 0.5265 | 0.5265 | 0.24167 | 0.24167 | 0 | 0 | 14.9008 | 14.9008 | 7.4265 | 3.7133 | 0 | 21.9459 | 0 |  |  | 18.9789 |  | 0.52954 | 52.9538 | 0 | 0 | 2014-01-21 22:00 | 14900.8333 | 14.9008
|  | 2014-01-22 00:55:02 | 33.6677 | 4.3733 | 17.4933 | 7.5108 | 7.5108 | 0.51917 | 0.51917 | 0.24233 | 0.24233 | 0 | 0 | 15.0543 | 15.0543 | 7.1523 | 3.5762 | 0 | 25.5221 | 0 |  |  | 17.6683 |  | 0.51959 | 51.9589 | 0 | 0 | 2014-01-21 22:30 | 15054.3333 | 15.0543
|  | 2014-01-22 01:25:02 | 33.6477 | 4.4122 | 17.6487 | 7.5228 | 7.5228 | 0.50117 | 0.50117 | 0.24267 | 0.24267 | 0 | 0 | 15.0505 | 15.0505 | 7.3182 | 3.6591 | 0 | 29.1812 | 0 |  |  | 19.4135 |  | 0.52451 | 52.4514 | 0 | 0 | 2014-01-21 23:00 | 15050.5 | 15.0505
|  | 2014-01-22 01:55:03 | 33.1583 | 4.3338 | 17.3353 | 7.5292 | 7.5292 | 0.50483 | 0.50483 | 0.24383 | 0.24383 | 0 | 0 | 14.6388 | 14.6388 | 7.0937 | 3.5468 | 0 | 32.728 | 0 |  |  | 17.682 |  | 0.5228 | 52.2805 | 0 | 0 | 2014-01-21 23:30 | 14638.8333 | 14.6388
|  | 2014-01-22 02:25:02 | 32.6767 | 4.2875 | 17.15 | 7.5343 | 7.5343 | 0.509 | 0.509 | 0.24367 | 0.24367 | 0 | 0 | 14.1442 | 14.1442 | 6.9045 | 3.4522 | 0 | 36.1803 | 0 |  |  | 18.6935 |  | 0.52484 | 52.4839 | 0 | 0 | 2014-01-22 | 14144.1667 | 14.1442
|  | 2014-01-22 02:55:05 | 32.396 | 4.1862 | 16.7447 | 7.5378 | 7.5378 | 0.5095 | 0.5095 | 0.24367 | 0.24367 | 0 | 0 | 13.9322 | 13.9322 | 6.5718 | 3.2859 | 0 | 39.4662 | 0 |  |  | 17.5819 |  | 0.51687 | 51.6875 | 0 | 0 | 2014-01-22 00:30 | 13932.1667 | 13.9322
|  | 2014-01-22 03:25:03 | 31.7642 | 4.0685 | 16.274 | 7.54 | 7.54 | 0.508 | 0.508 | 0.24333 | 0.24333 | 0 | 0 | 13.4497 | 13.4497 | 6.2508 | 3.1254 | 0 | 42.5916 | 0 |  |  | 15.7858 |  | 0.51234 | 51.2338 | 0 | 0 | 2014-01-22 01:00 | 13449.6667 | 13.4497
|  | 2014-01-22 03:55:03 | 31.3443 | 4.0592 | 16.2367 | 7.5472 | 7.5472 | 0.50867 | 0.50867 | 0.24367 | 0.24367 | 0 | 0 | 13.109 | 13.109 | 6.3008 | 3.1504 | 0 | 45.742 | 0 |  |  | 15.5872 |  | 0.51801 | 51.801 | 0 | 0 | 2014-01-22 01:30 | 13109 | 13.109
|  | 2014-01-22 04:25:02 | 31.04 | 3.8887 | 15.5547 | 7.5482 | 7.5482 | 0.50733 | 0.50733 | 0.24317 | 0.24317 | 0 | 0 | 13.0192 | 13.0192 | 5.8325 | 2.9162 | 0 | 48.6583 | 0 |  |  | 14.3103 |  | 0.50112 | 50.1117 | 0 | 0 | 2014-01-22 02:00 | 13019.1667 | 13.0192
|  | 2014-01-22 04:55:02 | 31.076 | 3.8737 | 15.4947 | 7.5482 | 7.5482 | 0.50117 | 0.50117 | 0.24367 | 0.24367 | 0 | 0 | 13.5975 | 13.5975 | 6.3092 | 3.1546 | 0 | 51.8128 | 0 |  |  | 14.7199 |  | 0.49861 | 49.8606 | 0 | 0 | 2014-01-22 02:30 | 13597.5 | 13.5975
|  | 2014-01-22 05:25:02 | 31.7747 | 3.8965 | 15.586 | 7.6153 | 7.6153 | 0.51733 | 0.51733 | 0.24333 | 0.24333 | 0 | 0 | 14.5108 | 14.5108 | 6.6982 | 3.3491 | 0 | 55.1619 | 0 |  |  | 14.0274 |  | 0.49052 | 49.0517 | 0 | 0 | 2014-01-22 03:00 | 14510.8333 | 14.5108
|  | 2014-01-22 05:55:03 | 33.099 | 3.8015 | 15.206 | 7.6493 | 7.6493 | 0.53183 | 0.53183 | 0.24367 | 0.24367 | 0 | 0 | 15.0682 | 15.0682 | 5.6 | 2.8 | 0 | 57.9619 | 0 |  |  | 15.5101 |  | 0.45941 | 45.941 | 0 | 0 | 2014-01-22 03:30 | 15068.1667 | 15.0682
|  | 2014-01-22 06:25:03 | 35.9462 | 3.672 | 14.688 | 7.6413 | 7.6413 | 0.53167 | 0.53167 | 0.38167 | 0.38167 | 0 | 0 | 16.2107 | 16.2107 | 3.5072 | 1.7536 | 0 | 59.7155 | 0 |  |  | 14.9818 |  | 0.40861 | 40.8611 | 0 | 0 | 2014-01-22 04:00 | 16210.6667 | 16.2107
|  | 2014-01-22 06:55:02 | 40.1893 | 3.648 | 14.592 | 7.6465 | 7.6465 | 0.59267 | 0.59267 | 0.6465 | 0.6465 | 0 | 0 | 17.0072 | 17.0072 | 0.2955 | 0.14775 | 0 | 59.8632 | 0 |  |  | 14.7379 |  | 0.36308 | 36.3081 | 0 | 0 | 2014-01-22 04:30 | 17007.1667 | 17.0072
|  | 2014-01-22 07:25:02 | 43.8205 | 3.6027 | 14.4107 | 7.6418 | 7.6418 | 0.65117 | 0.65117 | 0.6875 | 0.6875 | 0 | 0 | 17.5227 | 17.5227 | -2.9067 | -1.4533 | 0 | 58.4099 | 0 |  |  | 13.9783 |  | 0.32886 | 32.8857 | 0 | 2.9067 | 2014-01-22 05:00 | 17522.6667 | 17.5227
|  | 2014-01-22 07:55:03 | 44.9753 | 3.6795 | 14.718 | 7.644 | 7.644 | 0.64783 | 0.64783 | 0.6885 | 0.6885 | 0 | 0 | 17.614 | 17.614 | -3.663 | -1.8315 | 0 | 56.5784 | 0 |  |  | 14.5708 |  | 0.32725 | 32.7246 | 0 | 3.663 | 2014-01-22 05:30 | 17614 | 17.614
|  | 2014-01-22 08:25:01 | 45.1293 | 3.6077 | 14.4307 | 7.6415 | 7.6415 | 0.62867 | 0.62867 | 0.689 | 0.689 | 0 | 0 | 17.7558 | 17.7558 | -3.9837 | -1.9918 | 0 | 54.5866 | 0 |  |  | 15.4408 |  | 0.31976 | 31.9762 | 0 | 3.9837 | 2014-01-22 06:00 | 17755.8333 | 17.7558
|  | 2014-01-22 08:55:01 | 45.512 | 3.6347 | 14.5387 | 7.6405 | 7.6405 | 0.6725 | 0.6725 | 0.68883 | 0.68883 | 0.0584 | 0.0584 | 17.815 | 17.815 | -4.0981 | -2.0491 | 0 | 52.5375 | 0 |  |  | 14.3933 |  | 0.31945 | 31.9447 | 0 | 4.0981 | 2014-01-22 06:30 | 17815 | 17.815
|  | 2014-01-22 09:25:01 | 46.2557 | 3.4128 | 13.6513 | 7.637 | 7.637 | 0.671 | 0.671 | 0.68883 | 0.68883 | 0.0584 | 0.0584 | 17.921 | 17.921 | -5.6281 | -2.814 | 0 | 49.7235 | 0 |  |  | 15.0165 |  | 0.29513 | 29.5128 | 0 | 5.6281 | 2014-01-22 07:00 | 17921 | 17.921
|  | 2014-01-22 09:55:03 | 46.3895 | 3.269 | 13.076 | 7.6475 | 7.6475 | 0.64383 | 0.64383 | 0.687 | 0.687 | 1.1532 | 1.1532 | 17.9412 | 17.9412 | -5.2408 | -2.6204 | 0 | 47.1031 | 0 |  |  | 13.7298 |  | 0.28187 | 28.1874 | 0 | 5.2408 | 2014-01-22 07:30 | 17941.1667 | 17.9412
|  | 2014-01-22 10:25:01 | 46.4635 | 3.1888 | 12.7553 | 7.6447 | 7.6447 | 0.644 | 0.644 | 0.68917 | 0.68917 | 1.1532 | 1.1532 | 17.8627 | 17.8627 | -5.7145 | -2.8572 | 0 | 44.2458 | 0 |  |  | 11.7349 |  | 0.27452 | 27.4524 | 0 | 5.7145 | 2014-01-22 08:00 | 17862.6667 | 17.8627
|  | 2014-01-22 10:55:02 | 46.2435 | 3.1402 | 12.5607 | 7.6493 | 7.6493 | 0.5405 | 0.5405 | 0.68983 | 0.68983 | 1.964 | 1.964 | 17.8798 | 17.8798 | -4.9593 | -2.4797 | 0 | 41.7662 | 0 |  |  | 12.0582 |  | 0.27162 | 27.162 | 0 | 4.9593 | 2014-01-22 08:30 | 17879.8333 | 17.8798
|  | 2014-01-22 11:25:02 | 46.1925 | 3.0527 | 12.2107 | 7.6432 | 7.6432 | 0.46767 | 0.46767 | 0.68933 | 0.68933 | 1.964 | 1.964 | 17.9493 | 17.9493 | -5.2683 | -2.6342 | 0 | 39.132 | 0 |  |  | 12.0886 |  | 0.26434 | 26.4343 | 0 | 5.2683 | 2014-01-22 09:00 | 17949.3333 | 17.9493
|  | 2014-01-22 11:55:01 | 46.2503 | 2.9828 | 11.9313 | 7.641 | 7.641 | 0.4685 | 0.4685 | 0.68967 | 0.68967 | 2.2604 | 2.2604 | 17.97 | 17.97 | -5.2894 | -2.6447 | 0 | 36.4873 | 0 |  |  | 11.0961 |  | 0.25797 | 25.7973 | 0 | 5.2894 | 2014-01-22 09:30 | 17970 | 17.97
|  | 2014-01-22 12:25:02 | 46.0997 | 3.0078 | 12.0313 | 7.6458 | 7.6458 | 0.46683 | 0.46683 | 0.68917 | 0.68917 | 2.2604 | 2.2604 | 18.0122 | 18.0122 | -4.9939 | -2.497 | 0 | 33.9903 | 0 |  |  | 12.1516 |  | 0.26099 | 26.0985 | 0 | 4.9939 | 2014-01-22 10:00 | 18012.1667 | 18.0122
|  | 2014-01-22 12:55:03 | 45.7612 | 2.9778 | 11.9113 | 7.643 | 7.643 | 0.442 | 0.442 | 0.68983 | 0.68983 | 1.5396 | 1.5396 | 18.0793 | 18.0793 | -5.4561 | -2.728 | 0 | 31.2623 | 0 |  |  | 10.8393 |  | 0.26029 | 26.0293 | 0 | 5.4561 | 2014-01-22 10:30 | 18079.3333 | 18.0793
|  | 2014-01-22 13:25:02 | 45.3292 | 2.862 | 11.448 | 7.6532 | 7.6532 | 0.42267 | 0.42267 | 0.68917 | 0.68917 | 1.5396 | 1.5396 | 18.0583 | 18.0583 | -5.5182 | -2.7591 | 0 | 28.5032 | 0 |  |  | 10.6466 |  | 0.25255 | 25.2553 | 0 | 5.5182 | 2014-01-22 11:00 | 18058.3333 | 18.0583
|  | 2014-01-22 13:55:01 | 45.3075 | 2.6515 | 10.606 | 7.6948 | 7.6948 | 0.42283 | 0.42283 | 0.689 | 0.689 | 1.1648 | 1.1648 | 18.0725 | 18.0725 | -6.6575 | -3.3288 | 0 | 25.1744 | 0 |  |  | 10.606 |  | 0.23409 | 23.4089 | 0 | 6.6575 | 2014-01-22 11:30 | 18072.5 | 18.0725
|  | 2014-01-22 14:25:02 | 45.2597 | 2.5712 | 10.2847 | 7.7125 | 7.7125 | 0.42633 | 0.42633 | 0.68883 | 0.68883 | 1.1648 | 1.1648 | 18.1085 | 18.1085 | -6.874 | -3.437 | 0 | 21.7374 | 0 |  |  | 9.9761 |  | 0.22724 | 22.7237 | 0 | 6.874 | 2014-01-22 12:00 | 18108.5 | 18.1085
|  | 2014-01-22 14:55:02 | 45.067 | 2.5647 | 10.2587 | 7.7362 | 7.7362 | 0.45817 | 0.45817 | 0.68833 | 0.68833 | 0.394 | 0.394 | 18.189 | 18.189 | -7.3427 | -3.6713 | 0 | 18.0661 | 0 |  |  | 10.8742 |  | 0.22763 | 22.7631 | 0 | 7.3427 | 2014-01-22 12:30 | 18189 | 18.189
|  | 2014-01-22 15:25:02 | 45.4995 | 2.5948 | 10.3793 | 7.735 | 7.735 | 0.50167 | 0.50167 | 0.68917 | 0.68917 | 0.394 | 0.394 | 18.2235 | 18.2235 | -7.5768 | -3.7884 | 0 | 14.2776 | 0 |  |  | 9.6528 |  | 0.22812 | 22.812 | 0 | 7.5768 | 2014-01-22 13:00 | 18223.5 | 18.2235
|  | 2014-01-22 15:55:02 | 46.7215 | 2.474 | 9.896 | 7.7487 | 7.7487 | 0.5015 | 0.5015 | 0.6895 | 0.6895 | 0.0584 | 0.0584 | 18.1305 | 18.1305 | -9.6969 | -4.8485 | 0 | 9.4292 | 0 |  |  | 9.5991 |  | 0.21181 | 21.1808 | 0 | 9.6969 | 2014-01-22 13:30 | 18130.5 | 18.1305
|  | 2014-01-22 16:25:03 | 48.313 | 2.4042 | 9.6167 | 7.775 | 7.775 | 0.71333 | 0.71333 | 0.68867 | 0.68867 | 0.0584 | 0.0584 | 18.1003 | 18.1003 | -11.3606 | -5.6803 | 0 | 3.7489 | 0 |  |  | 10.2898 |  | 0.19905 | 19.9049 | 0 | 11.3606 | 2014-01-22 14:00 | 18100.3333 | 18.1003
|  | 2014-01-22 16:55:03 | 50.5798 | 2.4438 | 9.7753 | 7.8027 | 7.8027 | 0.9055 | 0.9055 | 0.6875 | 0.6875 | 0 | 0 | 18.1907 | 18.1907 | -13.2182 | -6.6091 | 0 | 0 | 0 |  |  | 10.6551 |  | 0.19327 | 19.3265 | 0 | 7.4978 | 2014-01-22 14:30 | 18190.6667 | 18.1907
|  | 2014-01-22 17:25:01 | 51.2272 | 2.3267 | 9.3067 | 7.8065 | 7.8065 | 0.96567 | 0.96567 | 0.68917 | 0.68917 | 0 | 0 | 18.198 | 18.198 | -14.2612 | -7.1306 | 6.6091 | 0 | 0 |  |  | 9.8651 |  | 0.18167 | 18.1674 | 13.2182 | 0 | 2014-01-22 15:00 | 18198 | 18.198
|  | 2014-01-22 17:55:02 | 50.9983 | 2.0587 | 8.2347 | 7.8137 | 7.8137 | 0.98517 | 0.98517 | 0.689 | 0.689 | 0 | 0 | 18.2333 | 18.2333 | -15.0425 | -7.5213 | 7.1306 | 0 | 0 |  |  | 7.5759 |  | 0.16147 | 16.1469 | 14.2612 | 0 | 2014-01-22 15:30 | 18233.3333 | 18.2333
|  | 2014-01-22 18:25:03 | 50.8695 | 1.8815 | 7.526 | 7.814 | 7.814 | 0.9935 | 0.9935 | 0.68933 | 0.68933 | 0 | 0 | 18.2118 | 18.2118 | -15.6348 | -7.8174 | 7.5213 | 0 | 0 |  |  | 7.3002 |  | 0.14795 | 14.7947 | 15.0425 | 0 | 2014-01-22 16:00 | 18211.8333 | 18.2118
|  | 2014-01-22 18:55:01 | 50.0202 | 1.8727 | 7.4907 | 7.8333 | 7.8333 | 0.9955 | 0.9955 | 0.69017 | 0.69017 | 0 | 0 | 18.1968 | 18.1968 | -14.8137 | -7.4068 | 7.8174 | 0 | 0 |  |  | 6.7416 |  | 0.14975 | 14.9753 | 15.6348 | 0 | 2014-01-22 16:30 | 18196.8333 | 18.1968
|  | 2014-01-22 19:25:02 | 48.875 | 1.9392 | 7.7567 | 7.8382 | 7.8382 | 0.93433 | 0.93433 | 0.68917 | 0.68917 | 0 | 0 | 18.2042 | 18.2042 | -13.4525 | -6.7263 | 7.4068 | 0 | 0 |  |  | 8.0669 |  | 0.1587 | 15.8704 | 14.8137 | 0 | 2014-01-22 17:00 | 18204.1667 | 18.2042
|  | 2014-01-22 19:55:01 | 47.439 | 2.0757 | 8.3027 | 7.85 | 7.85 | 0.82283 | 0.82283 | 0.68983 | 0.68983 | 0 | 0 | 18.1833 | 18.1833 | -11.5903 | -5.7952 | 6.7263 | 0 | 0 |  |  | 7.8875 |  | 0.17502 | 17.5018 | 13.4525 | 0 | 2014-01-22 17:30 | 18183.3333 | 18.1833
|  | 2014-01-22 20:25:02 | 45.8043 | 2.0432 | 8.1727 | 7.8577 | 7.8577 | 0.756 | 0.756 | 0.689 | 0.689 | 0 | 0 | 18.1835 | 18.1835 | -10.1455 | -5.0728 | 5.7952 | 0 | 0 |  |  | 8.663 |  | 0.17843 | 17.8426 | 11.5903 | 0 | 2014-01-22 18:00 | 18183.5 | 18.1835
|  | 2014-01-22 20:55:01 | 44.1835 | 2.0503 | 8.2013 | 7.8833 | 7.8833 | 0.747 | 0.747 | 0.69 | 0.69 | 0 | 0 | 18.145 | 18.145 | -8.5168 | -4.2584 | 5.0728 | 0 | 0 |  |  | 8.8574 |  | 0.18562 | 18.562 | 10.1455 | 0 | 2014-01-22 18:30 | 18145 | 18.145
|  | 2014-01-22 21:25:02 | 41.9985 | 1.9927 | 7.9707 | 7.9068 | 7.9068 | 0.68783 | 0.68783 | 0.6895 | 0.6895 | 0 | 0 | 18.1028 | 18.1028 | -6.6408 | -3.3204 | 4.2584 | 0 | 0 |  |  | 7.891 |  | 0.18978 | 18.9785 | 8.5168 | 0 | 2014-01-22 19:00 | 18102.8333 | 18.1028
|  | 2014-01-22 21:55:02 | 39.8958 | 1.9523 | 7.8093 | 7.912 | 7.912 | 0.63117 | 0.63117 | 0.6895 | 0.6895 | 0 | 0 | 17.8893 | 17.8893 | -4.9645 | -2.4823 | 3.3204 | 0 | 0 |  |  | 8.5903 |  | 0.19574 | 19.5743 | 6.6408 | 0 | 2014-01-22 19:30 | 17889.3333 | 17.8893
|  | 2014-01-22 22:25:02 | 37.8312 | 1.8585 | 7.434 | 7.908 | 7.908 | 0.63133 | 0.63133 | 0.68867 | 0.68867 | 0 | 0 | 17.576 | 17.576 | -3.5932 | -1.7966 | 2.4823 | 0 | 0 |  |  | 6.6906 |  | 0.1965 | 19.6505 | 4.9645 | 0 | 2014-01-22 20:00 | 17576 | 17.576
|  | 2014-01-22 22:55:03 | 35.6785 | 1.889 | 7.556 | 7.9118 | 7.9118 | 0.62733 | 0.62733 | 0.68783 | 0.68783 | 0 | 0 | 16.9665 | 16.9665 | -1.929 | -0.9645 | 1.7966 | 0 | 0 |  |  | 7.1782 |  | 0.21178 | 21.178 | 3.5932 | 0 | 2014-01-22 20:30 | 16966.5 | 16.9665
|  | 2014-01-22 23:25:02 | 34.2685 | 1.7875 | 7.15 | 7.9047 | 7.9047 | 0.59767 | 0.59767 | 0.60183 | 0.60183 | 0 | 0 | 16.5133 | 16.5133 | -1.501 | -0.7505 | 0.9645 | 0 | 0 |  |  | 7.722 |  | 0.20865 | 20.8646 | 1.929 | 0 | 2014-01-22 21:00 | 16513.3333 | 16.5133
|  | 2014-01-22 23:55:03 | 33.6547 | 1.732 | 6.928 | 7.9117 | 7.9117 | 0.57433 | 0.57433 | 0.5075 | 0.5075 | 0 | 0 | 16.439 | 16.439 | -1.2942 | -0.64708 | 0.7505 | 0 | 0 |  |  | 6.3045 |  | 0.20586 | 20.5856 | 1.501 | 0 | 2014-01-22 21:30 | 16439 | 16.439
|  | 2014-01-23 00:25:01 | 33.8412 | 1.5763 | 6.3053 | 7.9278 | 7.9278 | 0.59967 | 0.59967 | 0.53367 | 0.53367 | 0 | 0 | 16.6237 | 16.6237 | -1.851 | -0.9255 | 0.64708 | 0 | 0 |  |  | 6.6837 |  | 0.18632 | 18.6321 | 1.2942 | 0 | 2014-01-22 22:00 | 16623.6667 | 16.6237
|  | 2014-01-23 00:55:02 | 34.1193 | 1.5963 | 6.3853 | 7.9293 | 7.9293 | 0.58217 | 0.58217 | 0.59383 | 0.59383 | 0 | 0 | 16.6532 | 16.6532 | -1.9755 | -0.98775 | 0.9255 | 0 | 0 |  |  | 6.8962 |  | 0.18715 | 18.7147 | 1.851 | 0 | 2014-01-22 22:30 | 16653.1667 | 16.6532
|  | 2014-01-23 01:25:02 | 33.6255 | 1.604 | 6.416 | 7.9428 | 7.9428 | 0.55567 | 0.55567 | 0.42883 | 0.42883 | 0 | 0 | 16.3997 | 16.3997 | -1.8825 | -0.94125 | 0.98775 | 0 | 0 |  |  | 6.2877 |  | 0.19081 | 19.0808 | 1.9755 | 0 | 2014-01-22 23:00 | 16399.6667 | 16.3997
|  | 2014-01-23 01:55:01 | 32.853 | 1.5943 | 6.3773 | 7.9627 | 7.9627 | 0.55533 | 0.55533 | 0.27067 | 0.27067 | 0 | 0 | 16.1305 | 16.1305 | -1.5565 | -0.77825 | 0.94125 | 0 | 0 |  |  | 6.6324 |  | 0.19412 | 19.4117 | 1.8825 | 0 | 2014-01-22 23:30 | 16130.5 | 16.1305
|  | 2014-01-23 02:25:02 | 32.386 | 1.6978 | 6.7913 | 7.9692 | 7.9692 | 0.5565 | 0.5565 | 0.30783 | 0.30783 | 0 | 0 | 15.5333 | 15.5333 | -1.2278 | -0.61392 | 0.77825 | 0 | 0 |  |  | 6.248 |  | 0.2097 | 20.97 | 1.5565 | 0 | 2014-01-23 | 15533.3333 | 15.5333
|  | 2014-01-23 02:55:05 | 32.3537 | 1.855 | 7.42 | 7.9687 | 7.9687 | 0.5565 | 0.5565 | 0.388 | 0.388 | 0 | 0 | 15.1988 | 15.1988 | -0.82167 | -0.41083 | 0.61392 | 0 | 0 |  |  | 6.7522 |  | 0.22934 | 22.934 | 1.2278 | 0 | 2014-01-23 00:30 | 15198.8333 | 15.1988
|  | 2014-01-23 03:25:02 | 31.68 | 2.165 | 8.66 | 7.9788 | 7.9788 | 0.555 | 0.555 | 0.258 | 0.258 | 0 | 0 | 14.1265 | 14.1265 | -0.10167 | -0.050833 | 0.41083 | 0 | 0 |  |  | 8.3136 |  | 0.27336 | 27.3359 | 0.82167 | 0 | 2014-01-23 01:00 | 14126.5 | 14.1265
|  | 2014-01-23 03:55:03 | 31.136 | 2.5148 | 10.0593 | 7.976 | 7.976 | 0.549 | 0.549 | 0.242 | 0.242 | 0 | 0 | 13.3448 | 13.3448 | 1.0352 | 0.51758 | 0.050833 | 0.51758 | 0 |  |  | 10.1599 |  | 0.32308 | 32.3077 | 0.10167 | 0 | 2014-01-23 01:30 | 13344.8333 | 13.3448
|  | 2014-01-23 04:25:03 | 31.0203 | 2.677 | 10.708 | 7.9722 | 7.9722 | 0.55517 | 0.55517 | 0.243 | 0.243 | 0 | 0 | 13.1685 | 13.1685 | 1.6265 | 0.81325 | 0 | 1.3308 | 0 |  |  | 10.1726 |  | 0.34519 | 34.5193 | 0 | 0 | 2014-01-23 02:00 | 13168.5 | 13.1685
|  | 2014-01-23 04:55:02 | 31.1602 | 2.6755 | 10.702 | 7.9742 | 7.9742 | 0.54767 | 0.54767 | 0.261 | 0.261 | 0 | 0 | 13.8865 | 13.8865 | 2.2112 | 1.1056 | 0 | 2.4364 | 0 |  |  | 11.7722 |  | 0.34345 | 34.3451 | 0 | 0 | 2014-01-23 02:30 | 13886.5 | 13.8865
|  | 2014-01-23 05:25:02 | 31.943 | 2.6042 | 10.4167 | 7.9802 | 7.9802 | 0.5555 | 0.5555 | 0.36033 | 0.36033 | 0 | 0 | 14.8292 | 14.8292 | 2.1988 | 1.0994 | 0 | 3.5358 | 0 |  |  | 9.8958 |  | 0.3261 | 32.6102 | 0 | 0 | 2014-01-23 03:00 | 14829.1667 | 14.8292
|  | 2014-01-23 05:55:01 | 33.4165 | 2.7422 | 10.9687 | 7.9875 | 7.9875 | 0.55833 | 0.55833 | 0.432 | 0.432 | 0 | 0 | 15.6018 | 15.6018 | 2.1318 | 1.0659 | 0 | 4.6017 | 0 |  |  | 10.6396 |  | 0.32824 | 32.8241 | 0 | 0 | 2014-01-23 03:30 | 15601.8333 | 15.6018
|  | 2014-01-23 06:25:03 | 35.8978 | 2.9067 | 11.6267 | 7.988 | 7.988 | 0.5815 | 0.5815 | 0.66233 | 0.66233 | 0 | 0 | 16.4763 | 16.4763 | 1.437 | 0.7185 | 0 | 5.3202 | 0 |  |  | 10.6965 |  | 0.32388 | 32.3882 | 0 | 0 | 2014-01-23 04:00 | 16476.3333 | 16.4763
|  | 2014-01-23 06:55:03 | 39.5593 | 2.9955 | 11.982 | 7.9878 | 7.9878 | 0.57283 | 0.57283 | 0.725 | 0.725 | 0 | 0 | 17.6182 | 17.6182 | -0.6735 | -0.33675 | 0 | 4.9835 | 0 |  |  | 11.1433 |  | 0.30289 | 30.2887 | 0 | 0.6735 | 2014-01-23 04:30 | 17618.1667 | 17.6182
|  | 2014-01-23 07:25:02 | 42.9053 | 3.1777 | 12.7107 | 7.984 | 7.984 | 0.60067 | 0.60067 | 0.865 | 0.865 | 0 | 0 | 18.1957 | 18.1957 | -2.5493 | -1.2747 | 0 | 3.7088 | 0 |  |  | 13.3462 |  | 0.29625 | 29.6249 | 0 | 2.5493 | 2014-01-23 05:00 | 18195.6667 | 18.1957
|  | 2014-01-23 07:55:03 | 44.2443 | 3.2567 | 13.0267 | 7.9862 | 7.9862 | 0.68983 | 0.68983 | 0.923 | 0.923 | 0 | 0 | 18.4442 | 18.4442 | -3.1745 | -1.5873 | 0 | 2.1216 | 0 |  |  | 14.1991 |  | 0.29443 | 29.4426 | 0 | 3.1745 | 2014-01-23 05:30 | 18444.1667 | 18.4442
|  | 2014-01-23 08:25:02 | 44.4473 | 3.1472 | 12.5887 | 7.9787 | 7.9787 | 0.7065 | 0.7065 | 0.99067 | 0.99067 | 0 | 0 | 18.492 | 18.492 | -3.6908 | -1.8454 | 0 | 0.27617 | 0 |  |  | 11.7075 |  | 0.28323 | 28.3227 | 0 | 3.6908 | 2014-01-23 06:00 | 18492 | 18.492
|  | 2014-01-23 08:55:02 | 44.9133 | 3.2572 | 13.0287 | 7.9818 | 7.9818 | 0.7075 | 0.7075 | 1.1732 | 1.1732 | 0.0584 | 0.0584 | 18.4975 | 18.4975 | -3.4663 | -1.7331 | 0 | 0 | 0 |  |  | 12.3772 |  | 0.29008 | 29.0085 | 0 | 0.55233 | 2014-01-23 06:30 | 18497.5 | 18.4975
|  | 2014-01-23 09:25:02 | 45.7717 | 3.2755 | 13.102 | 7.9785 | 7.9785 | 0.7055 | 0.7055 | 1.2675 | 1.2675 | 0.0584 | 0.0584 | 18.5817 | 18.5817 | -4.0781 | -2.039 | 1.7331 | 0 | 0 |  |  | 12.3159 |  | 0.28625 | 28.6247 | 3.4663 | 0 | 2014-01-23 07:00 | 18581.6667 | 18.5817
|  | 2014-01-23 09:55:02 | 45.9468 | 3.5683 | 14.2733 | 7.9805 | 7.9805 | 0.70633 | 0.70633 | 1.3465 | 1.3465 | 0.9392 | 0.9392 | 18.6225 | 18.6225 | -2.0785 | -1.0392 | 2.039 | 0 | 0 |  |  | 14.7015 |  | 0.31065 | 31.0649 | 4.0781 | 0 | 2014-01-23 07:30 | 18622.5 | 18.6225
|  | 2014-01-23 10:25:03 | 46.065 | 3.9008 | 15.6033 | 7.9795 | 7.9795 | 0.704 | 0.704 | 1.3482 | 1.3482 | 0.9392 | 0.9392 | 18.6565 | 18.6565 | -0.8343 | -0.41715 | 1.0392 | 0 | 0 |  |  | 17.0076 |  | 0.33872 | 33.8724 | 2.0785 | 0 | 2014-01-23 08:00 | 18656.5 | 18.6565
|  | 2014-01-23 10:55:02 | 45.966 | 3.8525 | 15.41 | 7.9903 | 7.9903 | 0.69217 | 0.69217 | 1.3443 | 1.3443 | 1.7808 | 1.7808 | 18.7145 | 18.7145 | -0.033867 | -0.016933 | 0.41715 | 0 | 0 |  |  | 16.6428 |  | 0.33525 | 33.5248 | 0.8343 | 0 | 2014-01-23 08:30 | 18714.5 | 18.7145
|  | 2014-01-23 11:25:02 | 45.812 | 3.9138 | 15.6553 | 7.9988 | 7.9988 | 0.68533 | 0.68533 | 1.3438 | 1.3438 | 1.7808 | 1.7808 | 18.8112 | 18.8112 | 0.4633 | 0.23165 | 0.016933 | 0.23165 | 0 |  |  | 16.2815 |  | 0.34173 | 34.173 | 0.033867 | 0 | 2014-01-23 09:00 | 18811.1667 | 18.8112
|  | 2014-01-23 11:55:04 | 45.6912 | 3.7167 | 14.8667 | 7.9953 | 7.9953 | 0.68633 | 0.68633 | 1.3688 | 1.3688 | 2.3824 | 2.3824 | 18.9192 | 18.9192 | 0.52757 | 0.26378 | 0 | 0.49543 | 0 |  |  | 15.0153 |  | 0.32537 | 32.5373 | 0 | 0 | 2014-01-23 09:30 | 18919.1667 | 18.9192
|  | 2014-01-23 12:25:02 | 44.7653 | 2.9358 | 11.7433 | 8.002 | 8.002 | 0.60083 | 0.60083 | 1.3368 | 1.3368 | 2.3824 | 2.3824 | 18.9335 | 18.9335 | -1.7664 | -0.88322 | 0 | 0 | 0 |  |  | 11.1562 |  | 0.26233 | 26.2331 | 0 | 0.99087 | 2014-01-23 10:00 | 18933.5 | 18.9335
|  | 2014-01-23 12:55:02 | 44.1412 | 2.758 | 11.032 | 8.005 | 8.005 | 0.57767 | 0.57767 | 1.2932 | 1.2932 | 2.4108 | 2.4108 | 18.9517 | 18.9517 | -1.8709 | -0.93543 | 0.88322 | 0 | 0 |  |  | 10.0391 |  | 0.24993 | 24.9925 | 1.7664 | 0 | 2014-01-23 10:30 | 18951.6667 | 18.9517
|  | 2014-01-23 13:25:01 | 43.6045 | 2.6498 | 10.5993 | 8.017 | 8.017 | 0.56567 | 0.56567 | 1.299 | 1.299 | 2.4108 | 2.4108 | 18.9637 | 18.9637 | -1.749 | -0.87452 | 0.93543 | 0 | 0 |  |  | 10.0694 |  | 0.24308 | 24.3079 | 1.8709 | 0 | 2014-01-23 11:00 | 18963.6667 | 18.9637
|  | 2014-01-23 13:55:04 | 43.5105 | 2.9123 | 11.6493 | 8.0378 | 8.0378 | 0.56483 | 0.56483 | 1.288 | 1.288 | 2.0152 | 2.0152 | 18.8797 | 18.8797 | -1.0756 | -0.53782 | 0.87452 | 0 | 0 |  |  | 12.6978 |  | 0.26774 | 26.7736 | 1.749 | 0 | 2014-01-23 11:30 | 18879.6667 | 18.8797
|  | 2014-01-23 14:25:02 | 44.9005 | 4.2797 | 17.1187 | 8.053 | 8.053 | 0.59183 | 0.59183 | 1.3438 | 1.3438 | 2.0152 | 2.0152 | 18.8823 | 18.8823 | 3.1044 | 1.5522 | 0.53782 | 1.5522 | 0 |  |  | 17.6322 |  | 0.38126 | 38.1258 | 1.0756 | 0 | 2014-01-23 12:00 | 18882.3333 | 18.8823
|  | 2014-01-23 14:55:05 | 44.7447 | 4.4823 | 17.9293 | 8.0528 | 8.0528 | 0.658 | 0.658 | 1.3392 | 1.3392 | 0.8384 | 0.8384 | 18.6965 | 18.6965 | 2.7696 | 1.3848 | 0 | 2.937 | 0 |  |  | 17.5707 |  | 0.4007 | 40.0703 | 0 | 0 | 2014-01-23 12:30 | 18696.5 | 18.6965
|  | 2014-01-23 15:25:02 | 45.2497 | 4.6515 | 18.606 | 8.0537 | 8.0537 | 0.728 | 0.728 | 1.3047 | 1.3047 | 0.8384 | 0.8384 | 18.7472 | 18.7472 | 3.0282 | 1.5141 | 0 | 4.4511 | 0 |  |  | 20.4666 |  | 0.41119 | 41.1185 | 0 | 0 | 2014-01-23 13:00 | 18747.1667 | 18.7472
|  | 2014-01-23 15:55:02 | 46.665 | 4.5418 | 18.1673 | 8.0527 | 8.0527 | 0.784 | 0.784 | 1.3375 | 1.3375 | 0.16 | 0.16 | 18.9758 | 18.9758 | 0.81233 | 0.40617 | 0 | 4.8573 | 0 |  |  | 18.7124 |  | 0.38931 | 38.9314 | 0 | 0 | 2014-01-23 13:30 | 18975.8333 | 18.9758
|  | 2014-01-23 16:25:02 | 48.7973 | 4.0465 | 16.186 | 8.0553 | 8.0553 | 0.89583 | 0.89583 | 1.3502 | 1.3502 | 0.16 | 0.16 | 19.2382 | 19.2382 | -2.9118 | -1.4559 | 0 | 3.4013 | 0 |  |  | 17.1572 |  | 0.3317 | 33.1698 | 0 | 2.9118 | 2014-01-23 14:00 | 19238.1667 | 19.2382
|  | 2014-01-23 16:55:03 | 51.6315 | 3.5837 | 14.3347 | 8.0533 | 8.0533 | 0.98617 | 0.98617 | 1.3797 | 1.3797 | 0 | 0 | 19.428 | 19.428 | -7.4497 | -3.7248 | 0 | 0 | 0 |  |  | 15.6248 |  | 0.27763 | 27.7634 | 0 | 6.8027 | 2014-01-23 14:30 | 19428 | 19.428
|  | 2014-01-23 17:25:01 | 52.318 | 3.555 | 14.22 | 8.0503 | 8.0503 | 1.0113 | 1.0113 | 1.3815 | 1.3815 | 0 | 0 | 19.3855 | 19.3855 | -8.2693 | -4.1347 | 3.7248 | 0 | 0 |  |  | 13.6512 |  | 0.2718 | 27.1799 | 7.4497 | 0 | 2014-01-23 15:00 | 19385.5 | 19.3855
|  | 2014-01-23 17:55:02 | 51.84 | 3.5643 | 14.2573 | 8.0568 | 8.0568 | 1.0237 | 1.0237 | 1.3812 | 1.3812 | 0 | 0 | 19.3967 | 19.3967 | -7.7243 | -3.8622 | 4.1347 | 0 | 0 |  |  | 15.6831 |  | 0.27503 | 27.5026 | 8.2693 | 0 | 2014-01-23 15:30 | 19396.6667 | 19.3967
|  | 2014-01-23 18:25:01 | 51.259 | 3.1663 | 12.6653 | 8.0912 | 8.0912 | 1.0372 | 1.0372 | 1.3715 | 1.3715 | 0 | 0 | 19.4087 | 19.4087 | -8.6852 | -4.3426 | 3.8622 | 0 | 0 |  |  | 12.792 |  | 0.24709 | 24.7085 | 7.7243 | 0 | 2014-01-23 16:00 | 19408.6667 | 19.4087
|  | 2014-01-23 18:55:03 | 50.6608 | 3.016 | 12.064 | 8.101 | 8.101 | 1.0223 | 1.0223 | 1.3065 | 1.3065 | 0 | 0 | 19.3637 | 19.3637 | -8.8033 | -4.4017 | 4.3426 | 0 | 0 |  |  | 11.8227 |  | 0.23813 | 23.8133 | 8.6852 | 0 | 2014-01-23 16:30 | 19363.6667 | 19.3637
|  | 2014-01-23 19:25:04 | 49.4288 | 3.3392 | 13.3567 | 8.111 | 8.111 | 1.0098 | 1.0098 | 1.2783 | 1.2783 | 0 | 0 | 19.3668 | 19.3668 | -6.3062 | -3.1531 | 4.4017 | 0 | 0 |  |  | 12.4217 |  | 0.27022 | 27.022 | 8.8033 | 0 | 2014-01-23 17:00 | 19366.8333 | 19.3668
|  | 2014-01-23 19:55:02 | 47.9342 | 3.4712 | 13.8847 | 8.1207 | 8.1207 | 1.0083 | 1.0083 | 1.2868 | 1.2868 | 0 | 0 | 19.3725 | 19.3725 | -4.2612 | -2.1306 | 3.1531 | 0 | 0 |  |  | 13.607 |  | 0.28966 | 28.9661 | 6.3062 | 0 | 2014-01-23 17:30 | 19372.5 | 19.3725
|  | 2014-01-23 20:25:02 | 46.623 | 3.2393 | 12.9573 | 8.1213 | 8.1213 | 1.024 | 1.024 | 1.2723 | 1.2723 | 0 | 0 | 19.2392 | 19.2392 | -4.0088 | -2.0044 | 2.1306 | 0 | 0 |  |  | 13.8643 |  | 0.27792 | 27.7917 | 4.2612 | 0 | 2014-01-23 18:00 | 19239.1667 | 19.2392
|  | 2014-01-23 20:55:01 | 44.8295 | 2.9947 | 11.9787 | 8.1377 | 8.1377 | 0.9425 | 0.9425 | 1.2722 | 1.2722 | 0 | 0 | 18.7052 | 18.7052 | -3.7933 | -1.8967 | 2.0044 | 0 | 0 |  |  | 11.8589 |  | 0.26721 | 26.7205 | 4.0088 | 0 | 2014-01-23 18:30 | 18705.1667 | 18.7052
|  | 2014-01-23 21:25:02 | 42.2947 | 2.873 | 11.492 | 8.1537 | 8.1537 | 0.72567 | 0.72567 | 1.3035 | 1.3035 | 0 | 0 | 18.325 | 18.325 | -2.2948 | -1.1474 | 1.8967 | 0 | 0 |  |  | 11.7218 |  | 0.27171 | 27.1713 | 3.7933 | 0 | 2014-01-23 19:00 | 18325 | 18.325
|  | 2014-01-23 21:55:03 | 40.3755 | 2.749 | 10.996 | 8.159 | 8.159 | 0.70567 | 0.70567 | 1.303 | 1.303 | 0 | 0 | 18.1112 | 18.1112 | -1.1007 | -0.55033 | 1.1474 | 0 | 0 |  |  | 10.1163 |  | 0.27234 | 27.2343 | 2.2948 | 0 | 2014-01-23 19:30 | 18111.1667 | 18.1112
|  | 2014-01-23 22:25:04 | 38.3017 | 2.6365 | 10.546 | 8.1633 | 8.1633 | 0.709 | 0.709 | 1.3038 | 1.3038 | 0 | 0 | 17.8575 | 17.8575 | 0.278 | 0.139 | 0.55033 | 0.139 | 0 |  |  | 10.546 |  | 0.27534 | 27.534 | 1.1007 | 0 | 2014-01-23 20:00 | 17857.5 | 17.8575
|  | 2014-01-23 22:55:02 | 36.351 | 2.6348 | 10.5393 | 8.1667 | 8.1667 | 0.66017 | 0.66017 | 1.3053 | 1.3053 | 0 | 0 | 16.9212 | 16.9212 | 1.2417 | 0.62083 | 0 | 0.75983 | 0 |  |  | 9.4854 |  | 0.28993 | 28.9932 | 0 | 0 | 2014-01-23 20:30 | 16921.1667 | 16.9212
|  | 2014-01-23 23:25:04 | 34.9883 | 2.5822 | 10.3287 | 8.183 | 8.183 | 0.61133 | 0.61133 | 1.3048 | 1.3048 | 0 | 0 | 16.0337 | 16.0337 | 1.4732 | 0.73658 | 0 | 1.4964 | 0 |  |  | 9.2958 |  | 0.2952 | 29.5203 | 0 | 0 | 2014-01-23 21:00 | 16033.6667 | 16.0337
|  | 2014-01-23 23:55:02 | 34.4867 | 2.407 | 9.628 | 8.1797 | 8.1797 | 0.593 | 0.593 | 1.2858 | 1.2858 | 0 | 0 | 15.9688 | 15.9688 | 1.1687 | 0.58433 | 0 | 2.0808 | 0 |  |  | 8.8578 |  | 0.27918 | 27.918 | 0 | 0 | 2014-01-23 21:30 | 15968.8333 | 15.9688
|  | 2014-01-24 00:25:03 | 34.6432 | 2.3132 | 9.2527 | 8.1817 | 8.1817 | 0.5835 | 0.5835 | 1.2512 | 1.2512 | 0 | 0 | 16.231 | 16.231 | 0.85683 | 0.42842 | 0 | 2.5092 | 0 |  |  | 8.8826 |  | 0.26708 | 26.7085 | 0 | 0 | 2014-01-23 22:00 | 16231 | 16.231
|  | 2014-01-24 00:55:02 | 34.7628 | 2.0627 | 8.2507 | 8.18 | 8.18 | 0.58083 | 0.58083 | 1.1238 | 1.1238 | 0 | 0 | 16.4495 | 16.4495 | -0.178 | -0.089 | 0 | 2.4202 | 0 |  |  | 9.0757 |  | 0.23734 | 23.7342 | 0 | 0.178 | 2014-01-23 22:30 | 16449.5 | 16.4495
|  | 2014-01-24 01:25:03 | 34.317 | 1.6885 | 6.754 | 8.1787 | 8.1787 | 0.57533 | 0.57533 | 1.1453 | 1.1453 | 0 | 0 | 16.2645 | 16.2645 | -1.3992 | -0.69958 | 0 | 1.7206 | 0 |  |  | 6.0786 |  | 0.19681 | 19.6812 | 0 | 1.3992 | 2014-01-23 23:00 | 16264.5 | 16.2645
|  | 2014-01-24 01:55:02 | 33.4737 | 1.5433 | 6.1733 | 8.1773 | 8.1773 | 0.57167 | 0.57167 | 1.1065 | 1.1065 | 0 | 0 | 15.9317 | 15.9317 | -1.5132 | -0.75658 | 0 | 0.964 | 0 |  |  | 5.8647 |  | 0.18442 | 18.4424 | 0 | 1.5132 | 2014-01-23 23:30 | 15931.6667 | 15.9317
|  | 2014-01-24 02:25:03 | 33.1638 | 1.41 | 5.64 | 8.1728 | 8.1728 | 0.57317 | 0.57317 | 1.059 | 1.059 | 0 | 0 | 15.8175 | 15.8175 | -1.9013 | -0.95067 | 0 | 0.013333 | 0 |  |  | 5.4144 |  | 0.17006 | 17.0065 | 0 | 1.9013 | 2014-01-24 | 15817.5 | 15.8175
|  | 2014-01-24 02:55:03 | 32.9952 | 1.2818 | 5.1273 | 8.1772 | 8.1772 | 0.572 | 0.572 | 1.0312 | 1.0312 | 0 | 0 | 15.7963 | 15.7963 | -2.2912 | -1.1456 | 0 | 0 | 0 |  |  | 5.5888 |  | 0.1554 | 15.5396 | 0 | 0.026667 | 2014-01-24 00:30 | 15796.3333 | 15.7963
|  | 2014-01-24 03:25:04 | 32.5333 | 1.3203 | 5.2813 | 8.176 | 8.176 | 0.57333 | 0.57333 | 0.96317 | 0.96317 | 0 | 0 | 15.2455 | 15.2455 | -2.294 | -1.147 | 1.1456 | 0 | 0 |  |  | 5.1229 |  | 0.16234 | 16.2336 | 2.2912 | 0 | 2014-01-24 01:00 | 15245.5 | 15.2455
|  | 2014-01-24 03:55:01 | 32.179 | 1.3233 | 5.2933 | 8.1777 | 8.1777 | 0.57383 | 0.57383 | 1.0548 | 1.0548 | 0 | 0 | 14.7388 | 14.7388 | -2.3405 | -1.1702 | 1.147 | 0 | 0 |  |  | 5.4521 |  | 0.1645 | 16.4497 | 2.294 | 0 | 2014-01-24 01:30 | 14738.8333 | 14.7388
|  | 2014-01-24 04:25:02 | 31.8708 | 1.4103 | 5.6413 | 8.1747 | 8.1747 | 0.57333 | 0.57333 | 1.029 | 1.029 | 0 | 0 | 14.3992 | 14.3992 | -2.0533 | -1.0267 | 1.1702 | 0 | 0 |  |  | 5.1336 |  | 0.17701 | 17.7006 | 2.3405 | 0 | 2014-01-24 02:00 | 14399.1667 | 14.3992
|  | 2014-01-24 04:55:02 | 31.9145 | 1.5998 | 6.3993 | 8.1772 | 8.1772 | 0.57217 | 0.57217 | 0.86117 | 0.86117 | 0 | 0 | 14.9683 | 14.9683 | -0.93633 | -0.46817 | 1.0267 | 0 | 0 |  |  | 5.8874 |  | 0.20051 | 20.0515 | 2.0533 | 0 | 2014-01-24 02:30 | 14968.3333 | 14.9683
|  | 2014-01-24 05:25:02 | 32.6502 | 1.7248 | 6.8993 | 8.1833 | 8.1833 | 0.57167 | 0.57167 | 1.0693 | 1.0693 | 0 | 0 | 15.177 | 15.177 | -0.7495 | -0.37475 | 0.46817 | 0 | 0 |  |  | 6.8303 |  | 0.21131 | 21.1311 | 0.93633 | 0 | 2014-01-24 03:00 | 15177 | 15.177
|  | 2014-01-24 05:55:03 | 33.958 | 1.8925 | 7.57 | 8.1902 | 8.1902 | 0.58167 | 0.58167 | 1.166 | 1.166 | 0 | 0 | 15.3322 | 15.3322 | -1.118 | -0.559 | 0.37475 | 0 | 0 |  |  | 7.1915 |  | 0.22292 | 22.2922 | 0.7495 | 0 | 2014-01-24 03:30 | 15332.1667 | 15.3322
|  | 2014-01-24 06:25:03 | 37.2265 | 2.0312 | 8.1247 | 8.1952 | 8.1952 | 0.58917 | 0.58917 | 1.2777 | 1.2777 | 0 | 0 | 16.8418 | 16.8418 | -2.198 | -1.099 | 0.559 | 0 | 0 |  |  | 7.7184 |  | 0.21825 | 21.825 | 1.118 | 0 | 2014-01-24 04:00 | 16841.8333 | 16.8418
|  | 2014-01-24 06:55:03 | 40.7168 | 2.1275 | 8.51 | 8.1922 | 8.1922 | 0.6825 | 0.6825 | 1.3025 | 1.3025 | 0 | 0 | 16.997 | 16.997 | -5.0327 | -2.5163 | 1.099 | 0 | 0 |  |  | 8.3398 |  | 0.209 | 20.9004 | 2.198 | 0 | 2014-01-24 04:30 | 16997 | 16.997
|  | 2014-01-24 07:25:03 | 44.17 | 2.085 | 8.34 | 8.1922 | 8.1922 | 0.843 | 0.843 | 1.289 | 1.289 | 0 | 0 | 17.7327 | 17.7327 | -7.7732 | -3.8866 | 2.5163 | 0 | 0 |  |  | 8.0064 |  | 0.18882 | 18.8816 | 5.0327 | 0 | 2014-01-24 05:00 | 17732.6667 | 17.7327
|  | 2014-01-24 07:55:03 | 45.3463 | 2.221 | 8.884 | 8.1923 | 8.1923 | 0.8135 | 0.8135 | 1.2535 | 1.2535 | 0 | 0 | 18.2097 | 18.2097 | -7.9933 | -3.9967 | 3.8866 | 0 | 0 |  |  | 8.6175 |  | 0.19591 | 19.5914 | 7.7732 | 0 | 2014-01-24 05:30 | 18209.6667 | 18.2097
|  | 2014-01-24 08:25:03 | 45.8855 | 2.4618 | 9.8473 | 8.1957 | 8.1957 | 0.73483 | 0.73483 | 1.2802 | 1.2802 | 0 | 0 | 18.4213 | 18.4213 | -7.4062 | -3.7031 | 3.9967 | 0 | 0 |  |  | 10.3397 |  | 0.21461 | 21.4607 | 7.9933 | 0 | 2014-01-24 06:00 | 18421.3333 | 18.4213
|  | 2014-01-24 08:55:02 | 46.2713 | 2.3918 | 9.5673 | 8.1905 | 8.1905 | 0.74383 | 0.74383 | 1.2468 | 1.2468 | 0.2092 | 0.2092 | 18.4928 | 18.4928 | -7.8208 | -3.9104 | 3.7031 | 0 | 0 |  |  | 10.0457 |  | 0.20677 | 20.6766 | 7.4062 | 0 | 2014-01-24 06:30 | 18492.8333 | 18.4928
|  | 2014-01-24 09:25:01 | 47.063 | 2.4692 | 9.8767 | 8.194 | 8.194 | 0.75083 | 0.75083 | 1.285 | 1.285 | 0.2092 | 0.2092 | 18.4392 | 18.4392 | -8.3081 | -4.1541 | 3.9104 | 0 | 0 |  |  | 10.3705 |  | 0.20986 | 20.9861 | 7.8208 | 0 | 2014-01-24 07:00 | 18439.1667 | 18.4392
|  | 2014-01-24 09:55:04 | 47.0803 | 2.628 | 10.512 | 8.187 | 8.187 | 0.71183 | 0.71183 | 1.269 | 1.269 | 0.766 | 0.766 | 18.0257 | 18.0257 | -7.6088 | -3.8044 | 4.1541 | 0 | 0 |  |  | 9.7762 |  | 0.22328 | 22.3278 | 8.3081 | 0 | 2014-01-24 07:30 | 18025.6667 | 18.0257
|  | 2014-01-24 10:25:02 | 46.9747 | 2.7897 | 11.1587 | 8.188 | 8.188 | 0.6905 | 0.6905 | 1.2165 | 1.2165 | 0.766 | 0.766 | 17.8893 | 17.8893 | -7.0657 | -3.5328 | 3.8044 | 0 | 0 |  |  | 12.2745 |  | 0.23755 | 23.7546 | 7.6088 | 0 | 2014-01-24 08:00 | 17889.3333 | 17.8893
|  | 2014-01-24 10:55:02 | 47.0175 | 2.8112 | 11.2447 | 8.186 | 8.186 | 0.68683 | 0.68683 | 1.208 | 1.208 | 0.9428 | 0.9428 | 17.5918 | 17.5918 | -7.1574 | -3.5787 | 3.5328 | 0 | 0 |  |  | 10.7949 |  | 0.23916 | 23.9159 | 7.0657 | 0 | 2014-01-24 08:30 | 17591.8333 | 17.5918
|  | 2014-01-24 11:25:01 | 47.1367 | 2.792 | 11.168 | 8.1877 | 8.1877 | 0.68367 | 0.68367 | 1.2597 | 1.2597 | 0.9428 | 0.9428 | 17.7533 | 17.7533 | -7.1415 | -3.5708 | 3.5787 | 0 | 0 |  |  | 10.1629 |  | 0.23693 | 23.6928 | 7.1574 | 0 | 2014-01-24 09:00 | 17753.3333 | 17.7533
|  | 2014-01-24 11:55:01 | 47.188 | 2.9093 | 11.6373 | 8.1908 | 8.1908 | 0.68483 | 0.68483 | 1.2607 | 1.2607 | 1.0496 | 1.0496 | 18.0542 | 18.0542 | -6.3106 | -3.1553 | 3.5708 | 0 | 0 |  |  | 10.4736 |  | 0.24662 | 24.6616 | 7.1415 | 0 | 2014-01-24 09:30 | 18054.1667 | 18.0542
|  | 2014-01-24 12:25:02 | 46.953 | 2.9573 | 11.8293 | 8.1865 | 8.1865 | 0.70783 | 0.70783 | 1.2463 | 1.2463 | 1.0496 | 1.0496 | 18.2478 | 18.2478 | -5.6856 | -2.8428 | 3.1553 | 0 | 0 |  |  | 12.6574 |  | 0.25194 | 25.194 | 6.3106 | 0 | 2014-01-24 10:00 | 18247.8333 | 18.2478
|  | 2014-01-24 12:55:03 | 46.4812 | 3.021 | 12.084 | 8.193 | 8.193 | 0.6775 | 0.6775 | 1.247 | 1.247 | 1.0412 | 1.0412 | 18.2943 | 18.2943 | -4.9441 | -2.4721 | 2.8428 | 0 | 0 |  |  | 12.2048 |  | 0.25998 | 25.9976 | 5.6856 | 0 | 2014-01-24 10:30 | 18294.3333 | 18.2943
|  | 2014-01-24 13:25:03 | 46.3347 | 3.0523 | 12.2093 | 8.1892 | 8.1892 | 0.65967 | 0.65967 | 1.2325 | 1.2325 | 1.0412 | 1.0412 | 18.3302 | 18.3302 | -4.6726 | -2.3363 | 2.4721 | 0 | 0 |  |  | 13.064 |  | 0.2635 | 26.3503 | 4.9441 | 0 | 2014-01-24 11:00 | 18330.1667 | 18.3302
|  | 2014-01-24 13:55:02 | 46.1177 | 3.058 | 12.232 | 8.1925 | 8.1925 | 0.662 | 0.662 | 1.2772 | 1.2772 | 0.8436 | 0.8436 | 18.3337 | 18.3337 | -4.5767 | -2.2884 | 2.3363 | 0 | 0 |  |  | 12.1097 |  | 0.26523 | 26.5235 | 4.6726 | 0 | 2014-01-24 11:30 | 18333.6667 | 18.3337
|  | 2014-01-24 14:25:02 | 46.1287 | 3.132 | 12.528 | 8.2147 | 8.2147 | 0.66283 | 0.66283 | 1.3187 | 1.3187 | 0.8436 | 0.8436 | 18.2673 | 18.2673 | -4.2936 | -2.1468 | 2.2884 | 0 | 0 |  |  | 12.4027 |  | 0.27159 | 27.1588 | 4.5767 | 0 | 2014-01-24 12:00 | 18267.3333 | 18.2673
|  | 2014-01-24 14:55:04 | 45.8665 | 3.1283 | 12.5133 | 8.221 | 8.221 | 0.68633 | 0.68633 | 1.2753 | 1.2753 | 0.3996 | 0.3996 | 18.2405 | 18.2405 | -4.5304 | -2.2652 | 2.1468 | 0 | 0 |  |  | 11.6374 |  | 0.27282 | 27.2821 | 4.2936 | 0 | 2014-01-24 12:30 | 18240.5 | 18.2405
|  | 2014-01-24 15:25:03 | 45.999 | 3.1635 | 12.654 | 8.225 | 8.225 | 0.68717 | 0.68717 | 1.202 | 1.202 | 0.3996 | 0.3996 | 18.1752 | 18.1752 | -4.6561 | -2.328 | 2.2652 | 0 | 0 |  |  | 13.5398 |  | 0.27509 | 27.5093 | 4.5304 | 0 | 2014-01-24 13:00 | 18175.1667 | 18.1752
|  | 2014-01-24 15:55:01 | 47.1878 | 3.4198 | 13.6793 | 8.217 | 8.217 | 0.69417 | 0.69417 | 1.0122 | 1.0122 | 0.1008 | 0.1008 | 18.1288 | 18.1288 | -5.3555 | -2.6778 | 2.328 | 0 | 0 |  |  | 13.4057 |  | 0.28989 | 28.9891 | 4.6561 | 0 | 2014-01-24 13:30 | 18128.8333 | 18.1288
|  | 2014-01-24 16:25:03 | 48.865 | 3.507 | 14.028 | 8.2183 | 8.2183 | 0.693 | 0.693 | 0.9865 | 0.9865 | 0.1008 | 0.1008 | 18.2342 | 18.2342 | -6.6042 | -3.3021 | 2.6778 | 0 | 0 |  |  | 13.7474 |  | 0.28708 | 28.7077 | 5.3555 | 0 | 2014-01-24 14:00 | 18234.1667 | 18.2342
|  | 2014-01-24 16:55:03 | 50.871 | 3.6085 | 14.434 | 8.2237 | 8.2237 | 0.83267 | 0.83267 | 0.99733 | 0.99733 | 0 | 0 | 18.2423 | 18.2423 | -8.141 | -4.0705 | 3.3021 | 0 | 0 |  |  | 14.1453 |  | 0.28374 | 28.3737 | 6.6042 | 0 | 2014-01-24 14:30 | 18242.3333 | 18.2423
|  | 2014-01-24 17:25:02 | 50.9115 | 3.7212 | 14.8847 | 8.2248 | 8.2248 | 0.87283 | 0.87283 | 0.9475 | 0.9475 | 0 | 0 | 18.2743 | 18.2743 | -7.7073 | -3.8537 | 4.0705 | 0 | 0 |  |  | 15.0335 |  | 0.29236 | 29.2364 | 8.141 | 0 | 2014-01-24 15:00 | 18274.3333 | 18.2743
|  | 2014-01-24 17:55:02 | 50.3768 | 3.7063 | 14.8253 | 8.2202 | 8.2202 | 0.88483 | 0.88483 | 0.71 | 0.71 | 0 | 0 | 18.2537 | 18.2537 | -7.4828 | -3.7414 | 3.8537 | 0 | 0 |  |  | 15.1218 |  | 0.29429 | 29.4289 | 7.7073 | 0 | 2014-01-24 15:30 | 18253.6667 | 18.2537
|  | 2014-01-24 18:25:03 | 49.6737 | 3.7055 | 14.822 | 8.2182 | 8.2182 | 0.8785 | 0.8785 | 0.65883 | 0.65883 | 0 | 0 | 18.2555 | 18.2555 | -6.8407 | -3.4203 | 3.7414 | 0 | 0 |  |  | 13.6362 |  | 0.29839 | 29.8387 | 7.4828 | 0 | 2014-01-24 16:00 | 18255.5 | 18.2555
|  | 2014-01-24 18:55:01 | 48.5025 | 3.823 | 15.292 | 7.958 | 7.958 | 0.87733 | 0.87733 | 0.6585 | 0.6585 | 0 | 0 | 18.2283 | 18.2283 | -5.4883 | -2.7442 | 3.4203 | 0 | 0 |  |  | 14.8332 |  | 0.31528 | 31.5283 | 6.8407 | 0 | 2014-01-24 16:30 | 18228.3333 | 18.2283
|  | 2014-01-24 19:25:02 | 46.9682 | 3.8908 | 15.5633 | 7.8203 | 7.8203 | 0.87817 | 0.87817 | 0.6895 | 0.6895 | 0 | 0 | 18.0067 | 18.0067 | -4.0102 | -2.0051 | 2.7442 | 0 | 0 |  |  | 14.6295 |  | 0.33136 | 33.1359 | 5.4883 | 0 | 2014-01-24 17:00 | 18006.6667 | 18.0067
|  | 2014-01-24 19:55:02 | 45.492 | 3.984 | 15.936 | 7.8328 | 7.8328 | 0.78367 | 0.78367 | 0.69 | 0.69 | 0 | 0 | 17.4733 | 17.4733 | -2.7762 | -1.3881 | 2.0051 | 0 | 0 |  |  | 15.2986 |  | 0.3503 | 35.0303 | 4.0102 | 0 | 2014-01-24 17:30 | 17473.3333 | 17.4733
|  | 2014-01-24 20:25:02 | 43.788 | 3.9312 | 15.7247 | 7.8315 | 7.8315 | 0.73183 | 0.73183 | 0.68933 | 0.68933 | 0 | 0 | 16.7458 | 16.7458 | -2.0648 | -1.0324 | 1.3881 | 0 | 0 |  |  | 14.6239 |  | 0.35911 | 35.9109 | 2.7762 | 0 | 2014-01-24 18:00 | 16745.8333 | 16.7458
|  | 2014-01-24 20:55:01 | 42.1853 | 3.8312 | 15.3247 | 7.8422 | 7.8422 | 0.723 | 0.723 | 0.6895 | 0.6895 | 0 | 0 | 16.1448 | 16.1448 | -1.4612 | -0.73058 | 1.0324 | 0 | 0 |  |  | 16.0909 |  | 0.36327 | 36.327 | 2.0648 | 0 | 2014-01-24 18:30 | 16144.8333 | 16.1448
|  | 2014-01-24 21:25:03 | 40.0785 | 4.0158 | 16.0633 | 7.8477 | 7.8477 | 0.70067 | 0.70067 | 0.68917 | 0.68917 | 0 | 0 | 15.9255 | 15.9255 | 1.1478 | 0.57392 | 0.73058 | 0.57392 | 0 |  |  | 16.224 |  | 0.4008 | 40.0797 | 1.4612 | 0 | 2014-01-24 19:00 | 15925.5 | 15.9255
|  | 2014-01-24 21:55:03 | 38.2798 | 4.0365 | 16.146 | 7.8442 | 7.8442 | 0.66833 | 0.66833 | 0.687 | 0.687 | 0 | 0 | 15.6817 | 15.6817 | 2.7473 | 1.3737 | 0 | 1.9476 | 0 |  |  | 16.6304 |  | 0.42179 | 42.1789 | 0 | 0 | 2014-01-24 19:30 | 15681.6667 | 15.6817
|  | 2014-01-24 22:25:02 | 36.4668 | 4.0838 | 16.3353 | 7.8417 | 7.8417 | 0.63533 | 0.63533 | 0.6885 | 0.6885 | 0 | 0 | 14.855 | 14.855 | 3.889 | 1.9445 | 0 | 3.8921 | 0 |  |  | 15.0285 |  | 0.44795 | 44.795 | 0 | 0 | 2014-01-24 20:00 | 14855 | 14.855
|  | 2014-01-24 22:55:02 | 34.6097 | 4.0078 | 16.0313 | 7.8445 | 7.8445 | 0.62667 | 0.62667 | 0.50967 | 0.50967 | 0 | 0 | 13.8077 | 13.8077 | 4.2102 | 2.1051 | 0 | 5.9972 | 0 |  |  | 16.8329 |  | 0.4632 | 46.3204 | 0 | 0 | 2014-01-24 20:30 | 13807.6667 | 13.8077
|  | 2014-01-24 23:25:02 | 33.3618 | 4.1422 | 16.5687 | 7.849 | 7.849 | 0.6185 | 0.6185 | 0.309 | 0.309 | 0 | 0 | 12.9152 | 12.9152 | 4.8985 | 2.4492 | 0 | 8.4464 | 0 |  |  | 15.9059 |  | 0.49664 | 49.6635 | 0 | 0 | 2014-01-24 21:00 | 12915.1667 | 12.9152
|  | 2014-01-24 23:55:03 | 32.5575 | 4.4467 | 17.7867 | 7.8513 | 7.8513 | 0.619 | 0.619 | 0.29067 | 0.29067 | 0 | 0 | 12.1528 | 12.1528 | 6.143 | 3.0715 | 0 | 11.5179 | 0 |  |  | 17.0752 |  | 0.54632 | 54.6315 | 0 | 0 | 2014-01-24 21:30 | 12152.8333 | 12.1528
|  | 2014-01-25 00:25:02 | 32.8097 | 4.6528 | 18.6113 | 7.8322 | 7.8322 | 0.61733 | 0.61733 | 0.273 | 0.273 | 0 | 0 | 12.1677 | 12.1677 | 6.6918 | 3.3459 | 0 | 14.8638 | 0 |  |  | 18.2391 |  | 0.56725 | 56.7252 | 0 | 0 | 2014-01-24 22:00 | 12167.6667 | 12.1677
|  | 2014-01-25 00:55:03 | 32.8015 | 4.7373 | 18.9493 | 7.8312 | 7.8312 | 0.62117 | 0.62117 | 0.27083 | 0.27083 | 0 | 0 | 12.221 | 12.221 | 7.092 | 3.546 | 0 | 18.4098 | 0 |  |  | 18.0019 |  | 0.5777 | 57.7697 | 0 | 0 | 2014-01-24 22:30 | 12221 | 12.221
|  | 2014-01-25 01:25:02 | 32.5537 | 4.567 | 18.268 | 7.8258 | 7.8258 | 0.62717 | 0.62717 | 0.24367 | 0.24367 | 0 | 0 | 12.297 | 12.297 | 6.708 | 3.354 | 0 | 21.7638 | 0 |  |  | 17.3546 |  | 0.56117 | 56.1166 | 0 | 0 | 2014-01-24 23:00 | 12297 | 12.297
|  | 2014-01-25 01:55:02 | 31.8033 | 4.5763 | 18.3053 | 7.824 | 7.824 | 0.60633 | 0.60633 | 0.24383 | 0.24383 | 0 | 0 | 11.9098 | 11.9098 | 7.086 | 3.543 | 0 | 25.3068 | 0 |  |  | 18.4884 |  | 0.57558 | 57.5579 | 0 | 0 | 2014-01-24 23:30 | 11909.8333 | 11.9098
|  | 2014-01-25 02:25:03 | 31.38 | 4.6167 | 18.4667 | 7.8228 | 7.8228 | 0.582 | 0.582 | 0.24333 | 0.24333 | 0 | 0 | 11.6793 | 11.6793 | 7.4142 | 3.7071 | 0 | 29.0139 | 0 |  |  | 18.0973 |  | 0.58849 | 58.8485 | 0 | 0 | 2014-01-25 | 11679.3333 | 11.6793
|  | 2014-01-25 02:55:04 | 30.8737 | 4.6983 | 18.7933 | 7.8165 | 7.8165 | 0.578 | 0.578 | 0.24467 | 0.24467 | 0 | 0 | 11.0653 | 11.0653 | 7.6242 | 3.8121 | 0 | 32.826 | 0 |  |  | 18.9813 |  | 0.60872 | 60.8717 | 0 | 0 | 2014-01-25 00:30 | 11065.3333 | 11.0653
|  | 2014-01-25 03:25:03 | 30.16 | 4.525 | 18.1 | 7.816 | 7.816 | 0.58433 | 0.58433 | 0.3195 | 0.3195 | 0 | 0 | 10.9188 | 10.9188 | 7.5787 | 3.7893 | 0 | 36.6153 | 0 |  |  | 16.471 |  | 0.60013 | 60.0133 | 0 | 0 | 2014-01-25 01:00 | 10918.8333 | 10.9188
|  | 2014-01-25 03:55:02 | 29.5322 | 4.2803 | 17.1213 | 7.8122 | 7.8122 | 0.5815 | 0.5815 | 0.2635 | 0.2635 | 0 | 0 | 10.7578 | 10.7578 | 7.0042 | 3.5021 | 0 | 40.1174 | 0 |  |  | 16.0941 |  | 0.57975 | 57.9752 | 0 | 0 | 2014-01-25 01:30 | 10757.8333 | 10.7578
|  | 2014-01-25 04:25:02 | 29.153 | 4.1637 | 16.6547 | 7.8198 | 7.8198 | 0.57717 | 0.57717 | 0.24333 | 0.24333 | 0 | 0 | 10.5795 | 10.5795 | 6.7215 | 3.3608 | 0 | 43.4782 | 0 |  |  | 15.4888 |  | 0.57128 | 57.1285 | 0 | 0 | 2014-01-25 02:00 | 10579.5 | 10.5795
|  | 2014-01-25 04:55:05 | 28.9188 | 4.0617 | 16.2467 | 7.8173 | 7.8173 | 0.577 | 0.577 | 0.24283 | 0.24283 | 0 | 0 | 10.4737 | 10.4737 | 6.4387 | 3.2193 | 0 | 46.6975 | 0 |  |  | 17.059 |  | 0.5618 | 56.1802 | 0 | 0 | 2014-01-25 02:30 | 10473.6667 | 10.4737
|  | 2014-01-25 05:25:02 | 29.0588 | 3.905 | 15.62 | 7.8197 | 7.8197 | 0.577 | 0.577 | 0.27533 | 0.27533 | 0 | 0 | 10.795 | 10.795 | 6.0282 | 3.0141 | 0 | 49.7116 | 0 |  |  | 14.2142 |  | 0.53753 | 53.753 | 0 | 0 | 2014-01-25 03:00 | 10795 | 10.795
|  | 2014-01-25 05:55:03 | 29.7732 | 3.8657 | 15.4627 | 7.8195 | 7.8195 | 0.57767 | 0.57767 | 0.42517 | 0.42517 | 0 | 0 | 11.3733 | 11.3733 | 5.8852 | 2.9426 | 0 | 52.6542 | 0 |  |  | 13.9164 |  | 0.51935 | 51.9349 | 0 | 0 | 2014-01-25 03:30 | 11373.3333 | 11.3733
|  | 2014-01-25 06:25:03 | 30.6408 | 3.9242 | 15.6967 | 7.8182 | 7.8182 | 0.57683 | 0.57683 | 0.44333 | 0.44333 | 0 | 0 | 11.971 | 11.971 | 5.8652 | 2.9326 | 0 | 55.5867 | 0 |  |  | 15.6967 |  | 0.51228 | 51.2279 | 0 | 0 | 2014-01-25 04:00 | 11971 | 11.971
|  | 2014-01-25 06:55:03 | 30.9283 | 3.8833 | 15.5333 | 7.8143 | 7.8143 | 0.60683 | 0.60683 | 0.4835 | 0.4835 | 0 | 0 | 12.1898 | 12.1898 | 5.6995 | 2.8497 | 0 | 58.4365 | 0 |  |  | 15.2227 |  | 0.50224 | 50.2236 | 0 | 0 | 2014-01-25 04:30 | 12189.8333 | 12.1898
|  | 2014-01-25 07:25:02 | 32.336 | 3.9508 | 15.8033 | 7.8287 | 7.8287 | 0.70117 | 0.70117 | 0.67483 | 0.67483 | 0 | 0 | 12.4432 | 12.4432 | 5.1152 | 2.5576 | 0 | 60.9941 | 0 |  |  | 17.2256 |  | 0.48872 | 48.8723 | 0 | 0 | 2014-01-25 05:00 | 12443.1667 | 12.4432
|  | 2014-01-25 07:55:02 | 33.5415 | 4.0127 | 16.0507 | 7.8272 | 7.8272 | 0.76583 | 0.76583 | 0.6895 | 0.6895 | 0 | 0 | 12.9013 | 12.9013 | 4.693 | 2.3465 | 0 | 63.3406 | 0 |  |  | 15.2481 |  | 0.47853 | 47.8532 | 0 | 0 | 2014-01-25 05:30 | 12901.3333 | 12.9013
|  | 2014-01-25 08:25:02 | 35.2748 | 3.776 | 15.104 | 7.8253 | 7.8253 | 0.772 | 0.772 | 0.68867 | 0.68867 | 0 | 0 | 14.0092 | 14.0092 | 3.1243 | 1.5622 | 0 | 64.9027 | 0 |  |  | 16.1613 |  | 0.42818 | 42.8181 | 0 | 0 | 2014-01-25 06:00 | 14009.1667 | 14.0092
|  | 2014-01-25 08:55:02 | 36.907 | 4.1107 | 16.4427 | 7.8313 | 7.8313 | 0.779 | 0.779 | 0.6875 | 0.6875 | 0.0492 | 0.0492 | 14.3065 | 14.3065 | 3.1892 | 1.5946 | 0 | 66.4973 | 0 |  |  | 16.7715 |  | 0.44552 | 44.5516 | 0 | 0 | 2014-01-25 06:30 | 14306.5 | 14.3065
|  | 2014-01-25 09:25:01 | 38.2362 | 4.4892 | 17.9567 | 7.8287 | 7.8287 | 0.769 | 0.769 | 0.6885 | 0.6885 | 0.0492 | 0.0492 | 14.6035 | 14.6035 | 3.6594 | 1.8297 | 0 | 68.327 | 0 |  |  | 19.7523 |  | 0.46963 | 46.9625 | 0 | 0 | 2014-01-25 07:00 | 14603.5 | 14.6035
|  | 2014-01-25 09:55:02 | 38.9455 | 4.5947 | 18.3787 | 7.8307 | 7.8307 | 0.7165 | 0.7165 | 0.68883 | 0.68883 | 0.3744 | 0.3744 | 14.5897 | 14.5897 | 3.6332 | 1.8166 | 0 | 70.1436 | 0 |  |  | 20.2165 |  | 0.47191 | 47.1907 | 0 | 0 | 2014-01-25 07:30 | 14589.6667 | 14.5897
|  | 2014-01-25 10:25:03 | 39.2047 | 4.429 | 17.716 | 7.8277 | 7.8277 | 0.76983 | 0.76983 | 0.6885 | 0.6885 | 0.3744 | 0.3744 | 14.6212 | 14.6212 | 2.7929 | 1.3965 | 0 | 71.5401 | 0 |  |  | 15.9444 |  | 0.45188 | 45.1885 | 0 | 0 | 2014-01-25 08:00 | 14621.1667 | 14.6212
|  | 2014-01-25 10:55:03 | 39.3443 | 4.7008 | 18.8033 | 7.819 | 7.819 | 0.91767 | 0.91767 | 0.68817 | 0.68817 | 0.5908 | 0.5908 | 14.7195 | 14.7195 | 4.1941 | 2.0971 | 0 | 73.6372 | 0 |  |  | 19.3674 |  | 0.47792 | 47.7917 | 0 | 0 | 2014-01-25 08:30 | 14719.5 | 14.7195
|  | 2014-01-25 11:25:03 | 39.3643 | 4.705 | 18.82 | 7.8148 | 7.8148 | 0.87217 | 0.87217 | 0.6885 | 0.6885 | 0.5908 | 0.5908 | 14.9393 | 14.9393 | 4.3613 | 2.1806 | 0 | 75.8178 | 0 |  |  | 20.3256 |  | 0.4781 | 47.8098 | 0 | 0 | 2014-01-25 09:00 | 14939.3333 | 14.9393
|  | 2014-01-25 11:55:03 | 39.2498 | 4.0788 | 16.3153 | 7.8108 | 7.8108 | 0.8145 | 0.8145 | 0.6885 | 0.6885 | 0.7028 | 0.7028 | 15.097 | 15.097 | 2.1791 | 1.0896 | 0 | 76.9074 | 0 |  |  | 15.989 |  | 0.41568 | 41.5679 | 0 | 0 | 2014-01-25 09:30 | 15097 | 15.097
|  | 2014-01-25 12:25:03 | 39.1105 | 3.941 | 15.764 | 7.8198 | 7.8198 | 0.83483 | 0.83483 | 0.68933 | 0.68933 | 0.7028 | 0.7028 | 15.1445 | 15.1445 | 1.8448 | 0.9224 | 0 | 77.8298 | 0 |  |  | 15.9216 |  | 0.40306 | 40.3063 | 0 | 0 | 2014-01-25 10:00 | 15144.5 | 15.1445
|  | 2014-01-25 12:55:02 | 38.8413 | 4.1865 | 16.746 | 7.8182 | 7.8182 | 0.83483 | 0.83483 | 0.68967 | 0.68967 | 0.756 | 0.756 | 15.1535 | 15.1535 | 3.1568 | 1.5784 | 0 | 79.4082 | 0 |  |  | 16.0762 |  | 0.43114 | 43.1139 | 0 | 0 | 2014-01-25 10:30 | 15153.5 | 15.1535
|  | 2014-01-25 13:25:02 | 38.6457 | 4.5718 | 18.2873 | 7.8188 | 7.8188 | 0.83583 | 0.83583 | 0.6895 | 0.6895 | 0.756 | 0.756 | 15.1633 | 15.1633 | 4.9052 | 2.4526 | 0 | 81.8608 | 0 |  |  | 18.1045 |  | 0.47321 | 47.3205 | 0 | 0 | 2014-01-25 11:00 | 15163.3333 | 15.1633
|  | 2014-01-25 13:55:02 | 38.6303 | 4.8292 | 19.3167 | 7.8245 | 7.8245 | 0.83533 | 0.83533 | 0.68883 | 0.68883 | 0.7968 | 0.7968 | 15.1858 | 15.1858 | 6.0176 | 3.0088 | 0 | 84.8696 | 0 |  |  | 19.8962 |  | 0.50004 | 50.0039 | 0 | 0 | 2014-01-25 11:30 | 15185.8333 | 15.1858
|  | 2014-01-25 14:25:01 | 38.5415 | 5.086 | 20.344 | 7.8167 | 7.8167 | 0.81117 | 0.81117 | 0.68833 | 0.68833 | 0.7968 | 0.7968 | 15.1028 | 15.1028 | 7.0183 | 3.5091 | 0 | 88.3787 | 0 |  |  | 20.5474 |  | 0.52785 | 52.7847 | 0 | 0 | 2014-01-25 12:00 | 15102.8333 | 15.1028
|  | 2014-01-25 14:55:03 | 38.6322 | 5.3457 | 21.3827 | 7.8167 | 7.8167 | 0.77717 | 0.77717 | 0.68933 | 0.68933 | 0.5408 | 0.5408 | 15.114 | 15.114 | 7.6885 | 3.8442 | 0 | 92.223 | 0 |  |  | 22.0241 |  | 0.55349 | 55.3494 | 0 | 0 | 2014-01-25 12:30 | 15114 | 15.114
|  | 2014-01-25 15:25:02 | 38.8525 | 5.4007 | 21.6027 | 7.8278 | 7.8278 | 0.7615 | 0.7615 | 0.68967 | 0.68967 | 0.5408 | 0.5408 | 15.1605 | 15.1605 | 7.7305 | 3.8652 | 0 | 96.0882 | 0 |  |  | 19.4424 |  | 0.55602 | 55.6017 | 0 | 0 | 2014-01-25 13:00 | 15160.5 | 15.1605
|  | 2014-01-25 15:55:02 | 39.6545 | 5.2043 | 20.8173 | 7.8378 | 7.8378 | 0.84417 | 0.84417 | 0.6895 | 0.6895 | 0.1424 | 0.1424 | 14.891 | 14.891 | 5.5677 | 2.7839 | 0 | 98.8721 | 0 |  |  | 21.2337 |  | 0.52497 | 52.4968 | 0 | 0 | 2014-01-25 13:30 | 14891 | 14.891
|  | 2014-01-25 16:25:03 | 41.1745 | 5.3255 | 21.302 | 7.838 | 7.838 | 0.88433 | 0.88433 | 0.6895 | 0.6895 | 0.1424 | 0.1424 | 15.0087 | 15.0087 | 4.6904 | 2.3452 | 0 | 100 | 2.3452 |  |  | 19.1718 |  | 0.51736 | 51.7359 | 0 | 0 | 2014-01-25 14:00 | 15008.6667 | 15.0087
|  | 2014-01-25 16:55:02 | 43.9855 | 5.3228 | 21.2913 | 7.8315 | 7.8315 | 0.88233 | 0.88233 | 0.68917 | 0.68917 | 0 | 0 | 15.249 | 15.249 | 1.9578 | 0.97892 | 0 | 100 | 0.97892 |  |  | 20.2268 |  | 0.48405 | 48.4053 | 0 | 0 | 2014-01-25 14:30 | 15249 | 15.249
|  | 2014-01-25 17:25:02 | 45.5653 | 4.8997 | 19.5987 | 7.8355 | 7.8355 | 0.90917 | 0.90917 | 0.6895 | 0.6895 | 0 | 0 | 15.3842 | 15.3842 | -1.1483 | -0.57417 | 0 | 99.4258 | 0 |  |  | 18.8147 |  | 0.43012 | 43.0122 | 0 | 1.1483 | 2014-01-25 15:00 | 15384.1667 | 15.3842
|  | 2014-01-25 17:55:02 | 45.4488 | 5.506 | 22.024 | 7.8362 | 7.8362 | 0.94267 | 0.94267 | 0.68917 | 0.68917 | 0 | 0 | 15.3498 | 15.3498 | 1.393 | 0.6965 | 0 | 100 | 0.6965 |  |  | 23.3454 |  | 0.48459 | 48.4589 | 0 | 0 | 2014-01-25 15:30 | 15349.8333 | 15.3498
|  | 2014-01-25 18:25:03 | 44.6978 | 5.4767 | 21.9067 | 7.8348 | 7.8348 | 0.92467 | 0.92467 | 0.68883 | 0.68883 | 0 | 0 | 15.3433 | 15.3433 | 2.0005 | 1.0003 | 0 | 100 | 1.0003 |  |  | 19.716 |  | 0.49011 | 49.0106 | 0 | 0 | 2014-01-25 16:00 | 15343.3333 | 15.3433
|  | 2014-01-25 18:55:03 | 43.6212 | 5.5237 | 22.0947 | 7.8278 | 7.8278 | 0.86383 | 0.86383 | 0.69 | 0.69 | 0 | 0 | 15.4147 | 15.4147 | 3.2698 | 1.6349 | 0 | 100 | 1.6349 |  |  | 22.0947 |  | 0.50651 | 50.6513 | 0 | 0 | 2014-01-25 16:30 | 15414.6667 | 15.4147
|  | 2014-01-25 19:25:04 | 41.9547 | 5.6543 | 22.6173 | 7.8227 | 7.8227 | 0.884 | 0.884 | 0.68983 | 0.68983 | 0 | 0 | 15.4307 | 15.4307 | 5.4898 | 2.7449 | 0 | 100 | 2.7449 |  |  | 21.4865 |  | 0.53909 | 53.909 | 0 | 0 | 2014-01-25 17:00 | 15430.6667 | 15.4307
|  | 2014-01-25 19:55:03 | 40.5905 | 5.6443 | 22.5773 | 7.817 | 7.817 | 0.88833 | 0.88833 | 0.68983 | 0.68983 | 0 | 0 | 15.4355 | 15.4355 | 6.8175 | 3.4087 | 0 | 100 | 3.4087 |  |  | 24.6093 |  | 0.55622 | 55.6222 | 0 | 0 | 2014-01-25 17:30 | 15435.5 | 15.4355
|  | 2014-01-25 20:25:03 | 39.662 | 5.4028 | 21.6113 | 7.8178 | 7.8178 | 0.81817 | 0.81817 | 0.68967 | 0.68967 | 0 | 0 | 15.1887 | 15.1887 | 6.4637 | 3.2318 | 0 | 100 | 3.2318 |  |  | 19.6663 |  | 0.54489 | 54.4888 | 0 | 0 | 2014-01-25 18:00 | 15188.6667 | 15.1887
|  | 2014-01-25 20:55:04 | 38.3195 | 5.209 | 20.836 | 7.824 | 7.824 | 0.77967 | 0.77967 | 0.69 | 0.69 | 0 | 0 | 14.7155 | 14.7155 | 6.5257 | 3.2628 | 0 | 100 | 3.2628 |  |  | 18.7524 |  | 0.54374 | 54.3744 | 0 | 0 | 2014-01-25 18:30 | 14715.5 | 14.7155
|  | 2014-01-25 21:25:03 | 36.8287 | 5.2285 | 20.914 | 7.8293 | 7.8293 | 0.77233 | 0.77233 | 0.6895 | 0.6895 | 0 | 0 | 14.2387 | 14.2387 | 7.6152 | 3.8076 | 0 | 100 | 3.8076 |  |  | 21.7506 |  | 0.56787 | 56.7873 | 0 | 0 | 2014-01-25 19:00 | 14238.6667 | 14.2387
|  | 2014-01-25 21:55:02 | 35.4825 | 5.3477 | 21.3907 | 7.8233 | 7.8233 | 0.76517 | 0.76517 | 0.68867 | 0.68867 | 0 | 0 | 13.3258 | 13.3258 | 8.5112 | 4.2556 | 0 | 100 | 4.2556 |  |  | 23.5297 |  | 0.60285 | 60.2851 | 0 | 0 | 2014-01-25 19:30 | 13325.8333 | 13.3258
|  | 2014-01-25 22:25:03 | 34.385 | 5.1055 | 20.422 | 7.8207 | 7.8207 | 0.78667 | 0.78667 | 0.688 | 0.688 | 0 | 0 | 12.7275 | 12.7275 | 8.0598 | 4.0299 | 0 | 100 | 4.0299 |  |  | 20.0136 |  | 0.59392 | 59.3922 | 0 | 0 | 2014-01-25 20:00 | 12727.5 | 12.7275
|  | 2014-01-25 22:55:04 | 33.178 | 4.7688 | 19.0753 | 7.8157 | 7.8157 | 0.80567 | 0.80567 | 0.54567 | 0.54567 | 0 | 0 | 12.3853 | 12.3853 | 7.4497 | 3.7248 | 0 | 100 | 3.7248 |  |  | 19.2661 |  | 0.57494 | 57.4939 | 0 | 0 | 2014-01-25 20:30 | 12385.3333 | 12.3853
|  | 2014-01-25 23:25:03 | 31.8118 | 4.4502 | 17.8007 | 7.8138 | 7.8138 | 0.763 | 0.763 | 0.28167 | 0.28167 | 0 | 0 | 12.0563 | 12.0563 | 6.9037 | 3.4518 | 0 | 100 | 3.4518 |  |  | 17.4447 |  | 0.55956 | 55.9561 | 0 | 0 | 2014-01-25 21:00 | 12056.3333 | 12.0563
|  | 2014-01-25 23:55:02 | 31.412 | 4.268 | 17.072 | 7.8173 | 7.8173 | 0.75867 | 0.75867 | 0.24433 | 0.24433 | 0 | 0 | 11.5595 | 11.5595 | 6.0398 | 3.0199 | 0 | 100 | 3.0199 |  |  | 15.3648 |  | 0.54349 | 54.3487 | 0 | 0 | 2014-01-25 21:30 | 11559.5 | 11.5595
|  | 2014-01-26 00:25:02 | 31.5448 | 4.0018 | 16.0073 | 7.8223 | 7.8223 | 0.7805 | 0.7805 | 0.293 | 0.293 | 0 | 0 | 11.869 | 11.869 | 5.2273 | 2.6137 | 0 | 100 | 2.6137 |  |  | 15.6872 |  | 0.50745 | 50.7447 | 0 | 0 | 2014-01-25 22:00 | 11869 | 11.869
|  | 2014-01-26 00:55:02 | 31.9075 | 3.706 | 14.824 | 7.8227 | 7.8227 | 0.81233 | 0.81233 | 0.39283 | 0.39283 | 0 | 0 | 12.296 | 12.296 | 4.2403 | 2.1202 | 0 | 100 | 2.1202 |  |  | 13.4898 |  | 0.46459 | 46.4593 | 0 | 0 | 2014-01-25 22:30 | 12296 | 12.296
|  | 2014-01-26 01:25:02 | 31.649 | 3.2572 | 13.0287 | 7.8127 | 7.8127 | 0.82633 | 0.82633 | 0.44017 | 0.44017 | 0 | 0 | 12.4072 | 12.4072 | 2.866 | 1.433 | 0 | 100 | 1.433 |  |  | 12.1167 |  | 0.41166 | 41.1661 | 0 | 0 | 2014-01-25 23:00 | 12407.1667 | 12.4072
|  | 2014-01-26 01:55:02 | 30.8173 | 3.1605 | 12.642 | 7.8238 | 7.8238 | 0.82567 | 0.82567 | 0.43883 | 0.43883 | 0 | 0 | 11.8108 | 11.8108 | 2.7238 | 1.3619 | 0 | 100 | 1.3619 |  |  | 11.5042 |  | 0.41022 | 41.0224 | 0 | 0 | 2014-01-25 23:30 | 11810.8333 | 11.8108
|  | 2014-01-26 02:25:01 | 30.408 | 3.0595 | 12.238 | 7.823 | 7.823 | 0.81433 | 0.81433 | 0.52567 | 0.52567 | 0 | 0 | 11.5647 | 11.5647 | 2.5577 | 1.2788 | 0 | 100 | 1.2788 |  |  | 12.9723 |  | 0.40246 | 40.246 | 0 | 0 | 2014-01-26 | 11564.6667 | 11.5647
|  | 2014-01-26 02:55:03 | 30.3085 | 3.1188 | 12.4753 | 7.8238 | 7.8238 | 0.75117 | 0.75117 | 0.53367 | 0.53367 | 0 | 0 | 11.356 | 11.356 | 2.6315 | 1.3157 | 0 | 100 | 1.3157 |  |  | 13.7229 |  | 0.41161 | 41.1612 | 0 | 0 | 2014-01-26 00:30 | 11356 | 11.356
|  | 2014-01-26 03:25:02 | 29.6642 | 3.5457 | 14.1827 | 7.8278 | 7.8278 | 0.74017 | 0.74017 | 0.42433 | 0.42433 | 0 | 0 | 10.9788 | 10.9788 | 4.4897 | 2.2448 | 0 | 100 | 2.2448 |  |  | 14.0408 |  | 0.47811 | 47.8108 | 0 | 0 | 2014-01-26 01:00 | 10978.8333 | 10.9788
|  | 2014-01-26 03:55:02 | 28.9867 | 4.1092 | 16.4367 | 7.8235 | 7.8235 | 0.712 | 0.712 | 0.2445 | 0.2445 | 0 | 0 | 10.295 | 10.295 | 6.525 | 3.2625 | 0 | 100 | 3.2625 |  |  | 17.4229 |  | 0.56704 | 56.7042 | 0 | 0 | 2014-01-26 01:30 | 10295 | 10.295
|  | 2014-01-26 04:25:03 | 28.3232 | 4.1937 | 16.7747 | 7.8145 | 7.8145 | 0.65667 | 0.65667 | 0.2435 | 0.2435 | 0 | 0 | 9.8173 | 9.8173 | 6.9835 | 3.4917 | 0 | 100 | 3.4917 |  |  | 17.9489 |  | 0.59226 | 59.226 | 0 | 0 | 2014-01-26 02:00 | 9817.3333 | 9.8173
|  | 2014-01-26 04:55:03 | 28.0503 | 4.1835 | 16.734 | 7.8153 | 7.8153 | 0.65117 | 0.65117 | 0.24433 | 0.24433 | 0 | 0 | 9.5777 | 9.5777 | 6.9722 | 3.4861 | 0 | 100 | 3.4861 |  |  | 16.3993 |  | 0.59657 | 59.657 | 0 | 0 | 2014-01-26 02:30 | 9577.6667 | 9.5777
|  | 2014-01-26 05:25:03 | 28.1602 | 4.3925 | 17.57 | 7.8248 | 7.8248 | 0.649 | 0.649 | 0.24383 | 0.24383 | 0 | 0 | 9.5998 | 9.5998 | 7.7273 | 3.8637 | 0 | 100 | 3.8637 |  |  | 16.1644 |  | 0.62393 | 62.3931 | 0 | 0 | 2014-01-26 03:00 | 9599.8333 | 9.5998
|  | 2014-01-26 05:55:01 | 28.2823 | 3.9825 | 15.93 | 7.82 | 7.82 | 0.65083 | 0.65083 | 0.244 | 0.244 | 0 | 0 | 10.0202 | 10.0202 | 6.3827 | 3.1913 | 0 | 100 | 3.1913 |  |  | 14.337 |  | 0.56325 | 56.3249 | 0 | 0 | 2014-01-26 03:30 | 10020.1667 | 10.0202
|  | 2014-01-26 06:25:02 | 28.817 | 3.3942 | 13.5767 | 7.816 | 7.816 | 0.65733 | 0.65733 | 0.24483 | 0.24483 | 0 | 0 | 11.105 | 11.105 | 4.5828 | 2.2914 | 0 | 100 | 2.2914 |  |  | 14.9343 |  | 0.47113 | 47.1134 | 0 | 0 | 2014-01-26 04:00 | 11105 | 11.105
|  | 2014-01-26 06:55:03 | 29.6508 | 3.2352 | 12.9407 | 7.8242 | 7.8242 | 0.67817 | 0.67817 | 0.27767 | 0.27767 | 0 | 0 | 12.0042 | 12.0042 | 4.074 | 2.037 | 0 | 100 | 2.037 |  |  | 13.7171 |  | 0.43644 | 43.6435 | 0 | 0 | 2014-01-26 04:30 | 12004.1667 | 12.0042
|  | 2014-01-26 07:25:01 | 30.197 | 3.4223 | 13.6893 | 7.821 | 7.821 | 0.6965 | 0.6965 | 0.4105 | 0.4105 | 0 | 0 | 11.897 | 11.897 | 4.3173 | 2.1587 | 0 | 100 | 2.1587 |  |  | 12.7311 |  | 0.45333 | 45.3334 | 0 | 0 | 2014-01-26 05:00 | 11897 | 11.897
|  | 2014-01-26 07:55:02 | 30.6482 | 3.7998 | 15.1993 | 7.82 | 7.82 | 0.69683 | 0.69683 | 0.34367 | 0.34367 | 0 | 0 | 11.1068 | 11.1068 | 4.5185 | 2.2593 | 0 | 100 | 2.2593 |  |  | 14.7434 |  | 0.49593 | 49.593 | 0 | 0 | 2014-01-26 05:30 | 11106.8333 | 11.1068
|  | 2014-01-26 08:25:02 | 31.4207 | 3.9203 | 15.6813 | 7.8258 | 7.8258 | 0.65683 | 0.65683 | 0.37767 | 0.37767 | 0 | 0 | 11.3068 | 11.3068 | 4.4278 | 2.2139 | 0 | 100 | 2.2139 |  |  | 16.779 |  | 0.49908 | 49.9077 | 0 | 0 | 2014-01-26 06:00 | 11306.8333 | 11.3068
|  | 2014-01-26 08:55:02 | 33.2735 | 4.129 | 16.516 | 7.8232 | 7.8232 | 0.604 | 0.604 | 0.61633 | 0.61633 | 0.0292 | 0.0292 | 11.844 | 11.844 | 4.1592 | 2.0796 | 0 | 100 | 2.0796 |  |  | 17.0115 |  | 0.49637 | 49.6371 | 0 | 0 | 2014-01-26 06:30 | 11844 | 11.844
|  | 2014-01-26 09:25:02 | 35.4753 | 4.3632 | 17.4527 | 7.8132 | 7.8132 | 0.6485 | 0.6485 | 0.688 | 0.688 | 0.0292 | 0.0292 | 12.9492 | 12.9492 | 4.1054 | 2.0527 | 0 | 100 | 2.0527 |  |  | 17.8017 |  | 0.49197 | 49.1966 | 0 | 0 | 2014-01-26 07:00 | 12949.1667 | 12.9492
|  | 2014-01-26 09:55:02 | 37.6437 | 4.9822 | 19.9287 | 7.82 | 7.82 | 0.65367 | 0.65367 | 0.6885 | 0.6885 | 0.9584 | 0.9584 | 13.8247 | 13.8247 | 6.2302 | 3.1151 | 0 | 100 | 3.1151 |  |  | 21.9215 |  | 0.5294 | 52.9403 | 0 | 0 | 2014-01-26 07:30 | 13824.6667 | 13.8247
|  | 2014-01-26 10:25:02 | 39.2027 | 5.4415 | 21.766 | 7.821 | 7.821 | 0.654 | 0.654 | 0.6895 | 0.6895 | 0.9584 | 0.9584 | 14.4408 | 14.4408 | 7.1271 | 3.5635 | 0 | 100 | 3.5635 |  |  | 20.2424 |  | 0.55522 | 55.5217 | 0 | 0 | 2014-01-26 08:00 | 14440.8333 | 14.4408
|  | 2014-01-26 10:55:03 | 40.4027 | 5.4827 | 21.9307 | 7.8165 | 7.8165 | 0.65467 | 0.65467 | 0.6895 | 0.6895 | 0.8204 | 0.8204 | 15.013 | 15.013 | 6.5221 | 3.261 | 0 | 100 | 3.261 |  |  | 23.0272 |  | 0.5428 | 54.2802 | 0 | 0 | 2014-01-26 08:30 | 15013 | 15.013
|  | 2014-01-26 11:25:04 | 41.5175 | 5.345 | 21.38 | 7.8192 | 7.8192 | 0.6995 | 0.6995 | 0.68833 | 0.68833 | 0.8204 | 0.8204 | 15.3527 | 15.3527 | 5.2426 | 2.6213 | 0 | 100 | 2.6213 |  |  | 23.0904 |  | 0.51496 | 51.4964 | 0 | 0 | 2014-01-26 09:00 | 15352.6667 | 15.3527
|  | 2014-01-26 11:55:03 | 42.087 | 5.0363 | 20.1453 | 7.815 | 7.815 | 0.81967 | 0.81967 | 0.6885 | 0.6885 | 0.8176 | 0.8176 | 15.6095 | 15.6095 | 3.8086 | 1.9043 | 0 | 100 | 1.9043 |  |  | 19.9439 |  | 0.47866 | 47.8659 | 0 | 0 | 2014-01-26 09:30 | 15609.5 | 15.6095
|  | 2014-01-26 12:25:01 | 42.2878 | 4.9737 | 19.8947 | 7.8162 | 7.8162 | 0.8805 | 0.8805 | 0.68817 | 0.68817 | 0.8176 | 0.8176 | 15.7228 | 15.7228 | 3.5321 | 1.7661 | 0 | 100 | 1.7661 |  |  | 18.3031 |  | 0.47046 | 47.0458 | 0 | 0 | 2014-01-26 10:00 | 15722.8333 | 15.7228
|  | 2014-01-26 12:55:03 | 41.991 | 5.0712 | 20.2847 | 7.8157 | 7.8157 | 0.85517 | 0.85517 | 0.68967 | 0.68967 | 0.824 | 0.824 | 15.6307 | 15.6307 | 4.1088 | 2.0544 | 0 | 100 | 2.0544 |  |  | 21.5017 |  | 0.48307 | 48.3072 | 0 | 0 | 2014-01-26 10:30 | 15630.6667 | 15.6307
|  | 2014-01-26 13:25:03 | 41.368 | 5.2043 | 20.8173 | 7.8147 | 7.8147 | 0.79333 | 0.79333 | 0.68883 | 0.68883 | 0.824 | 0.824 | 15.5108 | 15.5108 | 5.081 | 2.5405 | 0 | 100 | 2.5405 |  |  | 22.6909 |  | 0.50322 | 50.3223 | 0 | 0 | 2014-01-26 11:00 | 15510.8333 | 15.5108
|  | 2014-01-26 13:55:02 | 40.85 | 5.2668 | 21.0673 | 7.8143 | 7.8143 | 0.86883 | 0.86883 | 0.68917 | 0.68917 | 0.6864 | 0.6864 | 15.4307 | 15.4307 | 5.7067 | 2.8534 | 0 | 100 | 2.8534 |  |  | 19.5926 |  | 0.51572 | 51.5724 | 0 | 0 | 2014-01-26 11:30 | 15430.6667 | 15.4307
|  | 2014-01-26 14:25:03 | 40.4597 | 5.2677 | 21.0707 | 7.8118 | 7.8118 | 0.93117 | 0.93117 | 0.68867 | 0.68867 | 0.6864 | 0.6864 | 15.3997 | 15.3997 | 6.1287 | 3.0644 | 0 | 100 | 3.0644 |  |  | 19.5957 |  | 0.52078 | 52.0782 | 0 | 0 | 2014-01-26 12:00 | 15399.6667 | 15.3997
|  | 2014-01-26 14:55:02 | 40.2602 | 5.3487 | 21.3947 | 7.8127 | 7.8127 | 0.85083 | 0.85083 | 0.68483 | 0.68483 | 0.9556 | 0.9556 | 15.4043 | 15.4043 | 6.8428 | 3.4214 | 0 | 100 | 3.4214 |  |  | 20.9668 |  | 0.53141 | 53.141 | 0 | 0 | 2014-01-26 12:30 | 15404.3333 | 15.4043
|  | 2014-01-26 15:25:02 | 40.2708 | 5.3163 | 21.2653 | 7.8097 | 7.8097 | 0.78483 | 0.78483 | 0.68433 | 0.68433 | 0.9556 | 0.9556 | 15.4203 | 15.4203 | 6.6493 | 3.3246 | 0 | 100 | 3.3246 |  |  | 19.3515 |  | 0.52806 | 52.8058 | 0 | 0 | 2014-01-26 13:00 | 15420.3333 | 15.4203
|  | 2014-01-26 15:55:02 | 40.7805 | 5.2102 | 20.8407 | 7.8118 | 7.8118 | 0.78983 | 0.78983 | 0.68467 | 0.68467 | 0.374 | 0.374 | 15.6787 | 15.6787 | 5.3992 | 2.6996 | 0 | 100 | 2.6996 |  |  | 20.8407 |  | 0.51104 | 51.1045 | 0 | 0 | 2014-01-26 13:30 | 15678.6667 | 15.6787
|  | 2014-01-26 16:25:02 | 42.391 | 5.2072 | 20.8287 | 7.8053 | 7.8053 | 0.89833 | 0.89833 | 0.68467 | 0.68467 | 0.374 | 0.374 | 15.881 | 15.881 | 4.081 | 2.0405 | 0 | 100 | 2.0405 |  |  | 21.037 |  | 0.49135 | 49.1346 | 0 | 0 | 2014-01-26 14:00 | 15881 | 15.881
|  | 2014-01-26 16:55:02 | 45.1555 | 5.0785 | 20.314 | 7.806 | 7.806 | 0.954 | 0.954 | 0.67583 | 0.67583 | 0.012 | 0.012 | 15.7638 | 15.7638 | 0.37017 | 0.18508 | 0 | 100 | 0.18508 |  |  | 20.314 |  | 0.44987 | 44.9868 | 0 | 0 | 2014-01-26 14:30 | 15763.8333 | 15.7638
|  | 2014-01-26 17:25:02 | 46.4032 | 4.9692 | 19.8767 | 7.808 | 7.808 | 0.93683 | 0.93683 | 0.67433 | 0.67433 | 0.012 | 0.012 | 15.5378 | 15.5378 | -1.5575 | -0.77875 | 0 | 99.2212 | 0 |  |  | 21.0693 |  | 0.42835 | 42.8347 | 0 | 1.5575 | 2014-01-26 15:00 | 15537.8333 | 15.5378
|  | 2014-01-26 17:55:02 | 46.3233 | 5.0713 | 20.2853 | 7.8135 | 7.8135 | 0.939 | 0.939 | 0.67433 | 0.67433 | 0 | 0 | 15.6167 | 15.6167 | -0.9945 | -0.49725 | 0 | 98.724 | 0 |  |  | 21.7053 |  | 0.43791 | 43.7907 | 0 | 0.9945 | 2014-01-26 15:30 | 15616.6667 | 15.6167
|  | 2014-01-26 18:25:02 | 45.5982 | 4.9042 | 19.6167 | 7.812 | 7.812 | 0.928 | 0.928 | 0.67433 | 0.67433 | 0 | 0 | 15.6227 | 15.6227 | -0.9445 | -0.47225 | 0 | 98.2518 | 0 |  |  | 19.8128 |  | 0.43021 | 43.0207 | 0 | 0.9445 | 2014-01-26 16:00 | 15622.6667 | 15.6227
|  | 2014-01-26 18:55:02 | 44.8402 | 4.5652 | 18.2607 | 7.8097 | 7.8097 | 0.89517 | 0.89517 | 0.67417 | 0.67417 | 0 | 0 | 15.6217 | 15.6217 | -1.5788 | -0.78942 | 0 | 97.4623 | 0 |  |  | 16.7998 |  | 0.40724 | 40.7239 | 0 | 1.5788 | 2014-01-26 16:30 | 15621.6667 | 15.6217
|  | 2014-01-26 19:25:03 | 43.565 | 4.9657 | 19.8627 | 7.8133 | 7.8133 | 0.79617 | 0.79617 | 0.67817 | 0.67817 | 0 | 0 | 15.5588 | 15.5588 | 1.1442 | 0.57208 | 0 | 98.0344 | 0 |  |  | 19.8627 |  | 0.45593 | 45.5932 | 0 | 0 | 2014-01-26 17:00 | 15558.8333 | 15.5588
|  | 2014-01-26 19:55:03 | 42.3317 | 5.122 | 20.488 | 7.8157 | 7.8157 | 0.7245 | 0.7245 | 0.688 | 0.688 | 0 | 0 | 15.3693 | 15.3693 | 2.7538 | 1.3769 | 0 | 99.4113 | 0 |  |  | 18.849 |  | 0.48399 | 48.3988 | 0 | 0 | 2014-01-26 17:30 | 15369.3333 | 15.3693
|  | 2014-01-26 20:25:03 | 40.9205 | 5.11 | 20.44 | 7.8095 | 7.8095 | 0.721 | 0.721 | 0.68883 | 0.68883 | 0 | 0 | 15.1815 | 15.1815 | 3.9203 | 1.9602 | 0 | 100 | 1.9602 |  |  | 18.8048 |  | 0.49951 | 49.9505 | 0 | 0 | 2014-01-26 18:00 | 15181.5 | 15.1815
|  | 2014-01-26 20:55:04 | 39.3792 | 5.297 | 21.188 | 7.8152 | 7.8152 | 0.71767 | 0.71767 | 0.689 | 0.689 | 0 | 0 | 15.1597 | 15.1597 | 6.1903 | 3.0952 | 0 | 100 | 3.0952 |  |  | 21.3999 |  | 0.53805 | 53.8051 | 0 | 0 | 2014-01-26 18:30 | 15159.6667 | 15.1597
|  | 2014-01-26 21:25:02 | 37.6853 | 5.4198 | 21.6793 | 7.8112 | 7.8112 | 0.71767 | 0.71767 | 0.6885 | 0.6885 | 0 | 0 | 14.4293 | 14.4293 | 7.6407 | 3.8203 | 0 | 100 | 3.8203 |  |  | 20.1618 |  | 0.57527 | 57.5272 | 0 | 0 | 2014-01-26 19:00 | 14429.3333 | 14.4293
|  | 2014-01-26 21:55:02 | 35.8387 | 5.3983 | 21.5933 | 7.8083 | 7.8083 | 0.71767 | 0.71767 | 0.68817 | 0.68817 | 0 | 0 | 13.4685 | 13.4685 | 8.4373 | 4.2187 | 0 | 100 | 4.2187 |  |  | 19.6499 |  | 0.60251 | 60.2515 | 0 | 0 | 2014-01-26 19:30 | 13468.5 | 13.4685
|  | 2014-01-26 22:25:02 | 34.1085 | 5.4433 | 21.7733 | 7.8098 | 7.8098 | 0.68117 | 0.68117 | 0.6865 | 0.6865 | 0 | 0 | 12.5635 | 12.5635 | 9.4058 | 4.7029 | 0 | 100 | 4.7029 |  |  | 21.3379 |  | 0.63836 | 63.8355 | 0 | 0 | 2014-01-26 20:00 | 12563.5 | 12.5635
|  | 2014-01-26 22:55:01 | 32.2973 | 5.4208 | 21.6833 | 7.8068 | 7.8068 | 0.6445 | 0.6445 | 0.68883 | 0.68883 | 0 | 0 | 11.9627 | 11.9627 | 10.4888 | 5.2444 | 0 | 100 | 5.2444 |  |  | 20.3823 |  | 0.67137 | 67.1366 | 0 | 0 | 2014-01-26 20:30 | 11962.6667 | 11.9627
|  | 2014-01-26 23:25:03 | 31.5123 | 5.541 | 22.164 | 7.807 | 7.807 | 0.64317 | 0.64317 | 0.68867 | 0.68867 | 0 | 0 | 11.3745 | 11.3745 | 11.165 | 5.5825 | 0 | 100 | 5.5825 |  |  | 22.3856 |  | 0.70334 | 70.3344 | 0 | 0 | 2014-01-26 21:00 | 11374.5 | 11.3745
|  | 2014-01-26 23:55:03 | 31.1167 | 5.5787 | 22.3147 | 7.8012 | 7.8012 | 0.64433 | 0.64433 | 0.68583 | 0.68583 | 0 | 0 | 11.0593 | 11.0593 | 11.3887 | 5.6943 | 0 | 100 | 5.6943 |  |  | 20.9758 |  | 0.71713 | 71.7129 | 0 | 0 | 2014-01-26 21:30 | 11059.3333 | 11.0593
|  | 2014-01-27 00:25:01 | 31.3903 | 5.4182 | 21.6727 | 7.7988 | 7.7988 | 0.64167 | 0.64167 | 0.689 | 0.689 | 0 | 0 | 11.3655 | 11.3655 | 10.7773 | 5.3887 | 0 | 100 | 5.3887 |  |  | 21.0225 |  | 0.69042 | 69.0425 | 0 | 0 | 2014-01-26 22:00 | 11365.5 | 11.3655
|  | 2014-01-27 00:55:03 | 31.7292 | 5.3375 | 21.35 | 7.8015 | 7.8015 | 0.64183 | 0.64183 | 0.67467 | 0.67467 | 0 | 0 | 11.5508 | 11.5508 | 10.2897 | 5.1448 | 0 | 100 | 5.1448 |  |  | 21.5635 |  | 0.67288 | 67.2882 | 0 | 0 | 2014-01-26 22:30 | 11550.8333 | 11.5508
|  | 2014-01-27 01:25:01 | 31.6632 | 5.3782 | 21.5127 | 7.8038 | 7.8038 | 0.64 | 0.64 | 0.649 | 0.649 | 0 | 0 | 11.5143 | 11.5143 | 10.4567 | 5.2283 | 0 | 100 | 5.2283 |  |  | 20.6522 |  | 0.67942 | 67.9422 | 0 | 0 | 2014-01-26 23:00 | 11514.3333 | 11.5143
|  | 2014-01-27 02:00:16 | 30.98 | 5.3178 | 21.2713 | 7.8063 | 7.8063 | 0.63117 | 0.63117 | 0.45933 | 0.45933 | 0 | 0 | 11.2585 | 11.2585 | 10.4467 | 5.2233 | 0 | 100 | 5.2233 |  |  | 19.3569 |  | 0.68662 | 68.6615 | 0 | 0 | 2014-01-26 23:30 | 11258.5 | 11.2585
|  | 2014-01-27 02:25:02 | 30.7977 | 5.324 | 21.296 | 7.8023 | 7.8023 | 0.62267 | 0.62267 | 0.3435 | 0.3435 | 0 | 0 | 11.2162 | 11.2162 | 10.483 | 5.2415 | 0 | 100 | 5.2415 |  |  | 22.7867 |  | 0.69148 | 69.1481 | 0 | 0 | 2014-01-27 | 11216.1667 | 11.2162
|  | 2014-01-27 02:55:03 | 30.6882 | 5.3488 | 21.3953 | 7.8085 | 7.8085 | 0.619 | 0.619 | 0.34317 | 0.34317 | 0 | 0 | 10.9208 | 10.9208 | 10.3987 | 5.1993 | 0 | 100 | 5.1993 |  |  | 20.5395 |  | 0.69719 | 69.7185 | 0 | 0 | 2014-01-27 00:30 | 10920.8333 | 10.9208
|  | 2014-01-27 03:25:04 | 30.0782 | 5.1513 | 20.6053 | 7.8003 | 7.8003 | 0.62067 | 0.62067 | 0.3435 | 0.3435 | 0 | 0 | 10.4973 | 10.4973 | 9.789 | 4.8945 | 0 | 100 | 4.8945 |  |  | 21.2235 |  | 0.68506 | 68.5059 | 0 | 0 | 2014-01-27 01:00 | 10497.3333 | 10.4973
|  | 2014-01-27 03:55:03 | 29.6125 | 4.977 | 19.908 | 7.8095 | 7.8095 | 0.62683 | 0.62683 | 0.343 | 0.343 | 0 | 0 | 10.217 | 10.217 | 9.2918 | 4.6459 | 0 | 100 | 4.6459 |  |  | 20.3062 |  | 0.67228 | 67.2284 | 0 | 0 | 2014-01-27 01:30 | 10217 | 10.217
|  | 2014-01-27 04:25:03 | 29.4608 | 4.9152 | 19.6607 | 7.8043 | 7.8043 | 0.628 | 0.628 | 0.34433 | 0.34433 | 0 | 0 | 10.1182 | 10.1182 | 9.0947 | 4.5473 | 0 | 100 | 4.5473 |  |  | 20.0539 |  | 0.66735 | 66.7349 | 0 | 0 | 2014-01-27 02:00 | 10118.1667 | 10.1182
|  | 2014-01-27 04:55:03 | 29.7693 | 4.8383 | 19.3533 | 7.8048 | 7.8048 | 0.63017 | 0.63017 | 0.34367 | 0.34367 | 0 | 0 | 10.536 | 10.536 | 8.8987 | 4.4493 | 0 | 100 | 4.4493 |  |  | 19.1598 |  | 0.65011 | 65.011 | 0 | 0 | 2014-01-27 02:30 | 10536 | 10.536
|  | 2014-01-27 05:25:01 | 30.4902 | 4.7083 | 18.8333 | 7.8002 | 7.8002 | 0.63033 | 0.63033 | 0.34333 | 0.34333 | 0 | 0 | 10.8145 | 10.8145 | 7.9315 | 3.9658 | 0 | 100 | 3.9658 |  |  | 17.515 |  | 0.61769 | 61.7685 | 0 | 0 | 2014-01-27 03:00 | 10814.5 | 10.8145
|  | 2014-01-27 05:55:02 | 32.0717 | 4.7235 | 18.894 | 7.8033 | 7.8033 | 0.6375 | 0.6375 | 0.37767 | 0.37767 | 0 | 0 | 11.6655 | 11.6655 | 7.3063 | 3.6532 | 0 | 100 | 3.6532 |  |  | 19.0829 |  | 0.58912 | 58.9118 | 0 | 0 | 2014-01-27 03:30 | 11665.5 | 11.6655
|  | 2014-01-27 06:25:03 | 34.8432 | 4.7832 | 19.1327 | 7.8012 | 7.8012 | 0.64233 | 0.64233 | 0.619 | 0.619 | 0 | 0 | 13.585 | 13.585 | 6.937 | 3.4685 | 0 | 100 | 3.4685 |  |  | 20.0893 |  | 0.54911 | 54.9108 | 0 | 0 | 2014-01-27 04:00 | 13585 | 13.585
|  | 2014-01-27 06:55:03 | 39.0273 | 4.7103 | 18.8413 | 7.7992 | 7.7992 | 0.70917 | 0.70917 | 0.67567 | 0.67567 | 0 | 0 | 15.5573 | 15.5573 | 4.5553 | 2.2777 | 0 | 100 | 2.2777 |  |  | 19.7834 |  | 0.48277 | 48.2773 | 0 | 0 | 2014-01-27 04:30 | 15557.3333 | 15.5573
|  | 2014-01-27 07:25:03 | 42.8443 | 4.5685 | 18.274 | 7.8022 | 7.8022 | 0.73767 | 0.73767 | 0.677 | 0.677 | 0 | 0 | 16.7003 | 16.7003 | 1.3468 | 0.67342 | 0 | 100 | 0.67342 |  |  | 19.7359 |  | 0.42652 | 42.6521 | 0 | 0 | 2014-01-27 05:00 | 16700.3333 | 16.7003
|  | 2014-01-27 07:55:03 | 44.5133 | 4.485 | 17.94 | 7.7963 | 7.7963 | 0.732 | 0.732 | 0.674 | 0.674 | 0 | 0 | 16.9465 | 16.9465 | -0.4245 | -0.21225 | 0 | 99.7878 | 0 |  |  | 19.0164 |  | 0.40303 | 40.3025 | 0 | 0.4245 | 2014-01-27 05:30 | 16946.5 | 16.9465
|  | 2014-01-27 08:25:02 | 45.2605 | 4.2902 | 17.1607 | 7.799 | 7.799 | 0.73117 | 0.73117 | 0.675 | 0.675 | 0 | 0 | 17.0048 | 17.0048 | -1.8898 | -0.94492 | 0 | 98.8428 | 0 |  |  | 18.1903 |  | 0.37915 | 37.9153 | 0 | 1.8898 | 2014-01-27 06:00 | 17004.8333 | 17.0048
|  | 2014-01-27 08:55:02 | 45.7667 | 4.205 | 16.82 | 7.7985 | 7.7985 | 0.729 | 0.729 | 0.688 | 0.688 | 0.1044 | 0.1044 | 17.1765 | 17.1765 | -2.4503 | -1.2251 | 0 | 97.6177 | 0 |  |  | 16.9882 |  | 0.36752 | 36.7516 | 0 | 2.4503 | 2014-01-27 06:30 | 17176.5 | 17.1765
|  | 2014-01-27 09:25:01 | 46.4485 | 4.1142 | 16.4567 | 7.808 | 7.808 | 0.71583 | 0.71583 | 0.6895 | 0.6895 | 0.1044 | 0.1044 | 17.2805 | 17.2805 | -3.3936 | -1.6968 | 0 | 95.9209 | 0 |  |  | 17.4441 |  | 0.3543 | 35.4299 | 0 | 3.3936 | 2014-01-27 07:00 | 17280.5 | 17.2805
|  | 2014-01-27 09:55:01 | 46.4782 | 3.9257 | 15.7027 | 7.8113 | 7.8113 | 0.73233 | 0.73233 | 0.68883 | 0.68883 | 0.3944 | 0.3944 | 17.3048 | 17.3048 | -3.8438 | -1.9219 | 0 | 93.999 | 0 |  |  | 15.7027 |  | 0.33785 | 33.785 | 0 | 3.8438 | 2014-01-27 07:30 | 17304.8333 | 17.3048
|  | 2014-01-27 10:25:02 | 46.5698 | 3.7422 | 14.9687 | 7.815 | 7.815 | 0.72083 | 0.72083 | 0.68983 | 0.68983 | 0.3944 | 0.3944 | 17.313 | 17.313 | -4.6681 | -2.334 | 0 | 91.665 | 0 |  |  | 13.7712 |  | 0.32142 | 32.1424 | 0 | 4.6681 | 2014-01-27 08:00 | 17313 | 17.313
|  | 2014-01-27 10:55:04 | 46.4817 | 3.6023 | 14.4093 | 7.8195 | 7.8195 | 0.78683 | 0.78683 | 0.689 | 0.689 | 0.624 | 0.624 | 17.262 | 17.262 | -4.891 | -2.4455 | 0 | 89.2195 | 0 |  |  | 15.7062 |  | 0.31 | 31 | 0 | 4.891 | 2014-01-27 08:30 | 17262 | 17.262
|  | 2014-01-27 11:25:01 | 46.4308 | 3.6325 | 14.53 | 7.8255 | 7.8255 | 0.85183 | 0.85183 | 0.68933 | 0.68933 | 0.624 | 0.624 | 17.2218 | 17.2218 | -4.6883 | -2.3442 | 0 | 86.8753 | 0 |  |  | 14.8206 |  | 0.31294 | 31.2939 | 0 | 4.6883 | 2014-01-27 09:00 | 17221.8333 | 17.2218
|  | 2014-01-27 11:55:01 | 46.4882 | 3.6988 | 14.7953 | 7.819 | 7.819 | 0.84467 | 0.84467 | 0.68983 | 0.68983 | 0.744 | 0.744 | 17.1607 | 17.1607 | -4.4347 | -2.2173 | 0 | 84.658 | 0 |  |  | 13.7597 |  | 0.31826 | 31.826 | 0 | 4.4347 | 2014-01-27 09:30 | 17160.6667 | 17.1607
|  | 2014-01-27 12:25:02 | 46.3793 | 3.676 | 14.704 | 7.8228 | 7.8228 | 0.83433 | 0.83433 | 0.68983 | 0.68983 | 0.744 | 0.744 | 17.1795 | 17.1795 | -4.4048 | -2.2024 | 0 | 82.4555 | 0 |  |  | 15.4392 |  | 0.31704 | 31.7038 | 0 | 4.4048 | 2014-01-27 10:00 | 17179.5 | 17.1795
|  | 2014-01-27 12:55:01 | 46.0378 | 3.522 | 14.088 | 7.8678 | 7.8678 | 0.8335 | 0.8335 | 0.6895 | 0.6895 | 0.756 | 0.756 | 17.153 | 17.153 | -4.65 | -2.325 | 0 | 80.1305 | 0 |  |  | 13.2427 |  | 0.30601 | 30.6009 | 0 | 4.65 | 2014-01-27 10:30 | 17153 | 17.153
|  | 2014-01-27 13:25:02 | 45.8642 | 3.538 | 14.152 | 7.8835 | 7.8835 | 0.83083 | 0.83083 | 0.68933 | 0.68933 | 0.756 | 0.756 | 17.1717 | 17.1717 | -4.3808 | -2.1904 | 0 | 77.9401 | 0 |  |  | 13.7274 |  | 0.30856 | 30.8563 | 0 | 4.3808 | 2014-01-27 11:00 | 17171.6667 | 17.1717
|  | 2014-01-27 13:55:03 | 45.9033 | 3.5393 | 14.1573 | 7.8787 | 7.8787 | 0.746 | 0.746 | 0.68967 | 0.68967 | 0.6396 | 0.6396 | 17.2048 | 17.2048 | -4.5872 | -2.2936 | 0 | 75.6465 | 0 |  |  | 15.1483 |  | 0.30842 | 30.8416 | 0 | 4.5872 | 2014-01-27 11:30 | 17204.8333 | 17.2048
|  | 2014-01-27 14:25:02 | 45.9373 | 3.4585 | 13.834 | 7.8775 | 7.8775 | 0.68233 | 0.68233 | 0.67733 | 0.67733 | 0.6396 | 0.6396 | 17.2488 | 17.2488 | -4.9777 | -2.4889 | 0 | 73.1576 | 0 |  |  | 13.004 |  | 0.30115 | 30.1149 | 0 | 4.9777 | 2014-01-27 12:00 | 17248.8333 | 17.2488
|  | 2014-01-27 14:55:02 | 45.8093 | 3.3953 | 13.5813 | 7.8803 | 7.8803 | 0.68167 | 0.68167 | 0.67217 | 0.67217 | 0.3856 | 0.3856 | 17.313 | 17.313 | -5.2952 | -2.6476 | 0 | 70.51 | 0 |  |  | 14.8037 |  | 0.29648 | 29.6475 | 0 | 5.2952 | 2014-01-27 12:30 | 17313 | 17.313
|  | 2014-01-27 15:25:02 | 46.2013 | 3.3935 | 13.574 | 7.8798 | 7.8798 | 0.68133 | 0.68133 | 0.67367 | 0.67367 | 0.3856 | 0.3856 | 17.294 | 17.294 | -5.7129 | -2.8565 | 0 | 67.6536 | 0 |  |  | 13.031 |  | 0.2938 | 29.3801 | 0 | 5.7129 | 2014-01-27 13:00 | 17294 | 17.294
|  | 2014-01-27 15:55:02 | 47.4393 | 3.3788 | 13.5153 | 7.8933 | 7.8933 | 0.69783 | 0.69783 | 0.67283 | 0.67283 | 0.0784 | 0.0784 | 17.3052 | 17.3052 | -7.2764 | -3.6382 | 0 | 64.0154 | 0 |  |  | 14.8669 |  | 0.2849 | 28.4897 | 0 | 7.2764 | 2014-01-27 13:30 | 17305.1667 | 17.3052
|  | 2014-01-27 16:25:03 | 48.625 | 3.4325 | 13.73 | 7.9462 | 7.9462 | 0.78767 | 0.78767 | 0.66433 | 0.66433 | 0.0784 | 0.0784 | 17.3043 | 17.3043 | -8.1141 | -4.0571 | 0 | 59.9583 | 0 |  |  | 14.8284 |  | 0.28237 | 28.2365 | 0 | 8.1141 | 2014-01-27 14:00 | 17304.3333 | 17.3043
|  | 2014-01-27 16:55:03 | 50.5883 | 3.316 | 13.264 | 7.9642 | 7.9642 | 0.8555 | 0.8555 | 0.663 | 0.663 | 0.012 | 0.012 | 17.32 | 17.32 | -10.5097 | -5.2548 | 0 | 54.7035 | 0 |  |  | 12.9987 |  | 0.26219 | 26.2195 | 0 | 10.5097 | 2014-01-27 14:30 | 17320 | 17.32
|  | 2014-01-27 17:25:01 | 51.5498 | 3.2843 | 13.1373 | 7.9752 | 7.9752 | 0.85933 | 0.85933 | 0.664 | 0.664 | 0.012 | 0.012 | 17.3497 | 17.3497 | -11.5523 | -5.7762 | 0 | 48.9273 | 0 |  |  | 14.0569 |  | 0.25485 | 25.4847 | 0 | 11.5523 | 2014-01-27 15:00 | 17349.6667 | 17.3497
|  | 2014-01-27 17:55:01 | 51.116 | 3.2498 | 12.9993 | 7.9857 | 7.9857 | 0.85867 | 0.85867 | 0.666 | 0.666 | 0 | 0 | 17.3482 | 17.3482 | -11.2582 | -5.6291 | 0 | 43.2982 | 0 |  |  | 13.2593 |  | 0.25431 | 25.431 | 0 | 11.2582 | 2014-01-27 15:30 | 17348.1667 | 17.3482
|  | 2014-01-27 18:25:02 | 50.9772 | 3.0758 | 12.3033 | 8.0062 | 8.0062 | 0.86383 | 0.86383 | 0.675 | 0.675 | 0 | 0 | 17.36 | 17.36 | -11.7688 | -5.8844 | 0 | 37.4138 | 0 |  |  | 12.4264 |  | 0.24135 | 24.135 | 0 | 11.7688 | 2014-01-27 16:00 | 17360 | 17.36
|  | 2014-01-27 18:55:01 | 50.313 | 3.2525 | 13.01 | 8.0162 | 8.0162 | 0.89867 | 0.89867 | 0.668 | 0.668 | 0 | 0 | 17.322 | 17.322 | -10.3982 | -5.1991 | 0 | 32.2147 | 0 |  |  | 13.9207 |  | 0.25858 | 25.8581 | 0 | 10.3982 | 2014-01-27 16:30 | 17322 | 17.322
|  | 2014-01-27 19:25:02 | 49.0158 | 3.3848 | 13.5393 | 8.0285 | 8.0285 | 0.91367 | 0.91367 | 0.66467 | 0.66467 | 0 | 0 | 17.2137 | 17.2137 | -8.656 | -4.328 | 0 | 27.8867 | 0 |  |  | 14.6225 |  | 0.27622 | 27.6224 | 0 | 8.656 | 2014-01-27 17:00 | 17213.6667 | 17.2137
|  | 2014-01-27 19:55:03 | 47.5417 | 3.649 | 14.596 | 8.0247 | 8.0247 | 0.82483 | 0.82483 | 0.66 | 0.66 | 0 | 0 | 17.1672 | 17.1672 | -6.269 | -3.1345 | 0 | 24.7522 | 0 |  |  | 14.45 |  | 0.30701 | 30.7015 | 0 | 6.269 | 2014-01-27 17:30 | 17167.1667 | 17.1672
|  | 2014-01-27 20:25:03 | 45.8012 | 3.8052 | 15.2207 | 8.0368 | 8.0368 | 0.74417 | 0.74417 | 0.64617 | 0.64617 | 0 | 0 | 17.1317 | 17.1317 | -4.0217 | -2.0108 | 0 | 22.7414 | 0 |  |  | 13.8508 |  | 0.33232 | 33.2321 | 0 | 4.0217 | 2014-01-27 18:00 | 17131.6667 | 17.1317
|  | 2014-01-27 20:55:01 | 43.9802 | 3.5932 | 14.3727 | 8.0485 | 8.0485 | 0.71717 | 0.71717 | 0.66417 | 0.66417 | 0 | 0 | 16.7978 | 16.7978 | -3.3798 | -1.6899 | 0 | 21.0515 | 0 |  |  | 14.5164 |  | 0.3268 | 32.6799 | 0 | 3.3798 | 2014-01-27 18:30 | 16797.8333 | 16.7978
|  | 2014-01-27 21:25:03 | 41.665 | 3.546 | 14.184 | 8.0548 | 8.0548 | 0.69633 | 0.69633 | 0.66467 | 0.66467 | 0 | 0 | 16.5365 | 16.5365 | -1.5287 | -0.76433 | 0 | 20.2872 | 0 |  |  | 14.6095 |  | 0.34043 | 34.043 | 0 | 1.5287 | 2014-01-27 19:00 | 16536.5 | 16.5365
|  | 2014-01-27 21:55:03 | 39.434 | 3.4655 | 13.862 | 8.0522 | 8.0522 | 0.72517 | 0.72517 | 0.66483 | 0.66483 | 0 | 0 | 15.941 | 15.941 | -0.18883 | -0.094417 | 0 | 20.1927 | 0 |  |  | 14.1392 |  | 0.35152 | 35.1524 | 0 | 0.18883 | 2014-01-27 19:30 | 15941 | 15.941
|  | 2014-01-27 22:25:01 | 37.0642 | 3.5167 | 14.0667 | 8.0543 | 8.0543 | 0.72533 | 0.72533 | 0.664 | 0.664 | 0 | 0 | 15.4747 | 15.4747 | 1.9208 | 0.96042 | 0 | 21.1531 | 0 |  |  | 13.7853 |  | 0.37952 | 37.9522 | 0 | 0 | 2014-01-27 20:00 | 15474.6667 | 15.4747
|  | 2014-01-27 22:55:02 | 34.7405 | 3.5278 | 14.1113 | 8.0568 | 8.0568 | 0.74267 | 0.74267 | 0.59933 | 0.59933 | 0 | 0 | 14.2513 | 14.2513 | 3.021 | 1.5105 | 0 | 22.6636 | 0 |  |  | 14.3936 |  | 0.40619 | 40.6193 | 0 | 0 | 2014-01-27 20:30 | 14251.3333 | 14.2513
|  | 2014-01-27 23:25:01 | 33.6792 | 3.8637 | 15.4547 | 8.0562 | 8.0562 | 0.72783 | 0.72783 | 0.49367 | 0.49367 | 0 | 0 | 13.8417 | 13.8417 | 4.8948 | 2.4474 | 0 | 25.1111 | 0 |  |  | 16.5365 |  | 0.45888 | 45.8879 | 0 | 0 | 2014-01-27 21:00 | 13841.6667 | 13.8417
|  | 2014-01-27 23:55:02 | 32.8803 | 3.841 | 15.364 | 8.0597 | 8.0597 | 0.7115 | 0.7115 | 0.262 | 0.262 | 0 | 0 | 13.7102 | 13.7102 | 5.227 | 2.6135 | 0 | 27.7246 | 0 |  |  | 16.7468 |  | 0.46727 | 46.727 | 0 | 0 | 2014-01-27 21:30 | 13710.1667 | 13.7102
|  | 2014-01-28 00:25:02 | 33.0763 | 3.6942 | 14.7767 | 8.0592 | 8.0592 | 0.7475 | 0.7475 | 0.24667 | 0.24667 | 0 | 0 | 13.8643 | 13.8643 | 4.618 | 2.309 | 0 | 30.0336 | 0 |  |  | 14.4811 |  | 0.44674 | 44.6744 | 0 | 0 | 2014-01-27 22:00 | 13864.3333 | 13.8643
|  | 2014-01-28 00:55:01 | 33.335 | 3.682 | 14.728 | 8.055 | 8.055 | 0.768 | 0.768 | 0.321 | 0.321 | 0 | 0 | 14.112 | 14.112 | 4.649 | 2.3245 | 0 | 32.3581 | 0 |  |  | 14.728 |  | 0.44182 | 44.1818 | 0 | 0 | 2014-01-27 22:30 | 14112 | 14.112
|  | 2014-01-28 01:26:04 | 33.335 | 3.682 | 14.728 | 8.055 | 8.055 | 0.768 | 0.768 | 0.321 | 0.321 | 0 | 0 | 14.112 | 14.112 | 4.649 | 2.3245 | 0 | 34.6826 | 0 |  |  | 13.4025 |  | 0.44182 | 44.1818 | 0 | 0 | 2014-01-27 23:00 | 14112 | 14.112
|  | 2014-01-28 01:56:04 | 33.335 | 3.682 | 14.728 | 8.055 | 8.055 | 0.768 | 0.768 | 0.321 | 0.321 | 0 | 0 | 14.112 | 14.112 | 4.649 | 2.3245 | 0 | 37.0071 | 0 |  |  | 16.2008 |  | 0.44182 | 44.1818 | 0 | 0 | 2014-01-27 23:30 | 14112 | 14.112
|  | 2014-01-28 02:26:04 | 33.335 | 3.682 | 14.728 | 8.055 | 8.055 | 0.768 | 0.768 | 0.321 | 0.321 | 0 | 0 | 14.112 | 14.112 | 4.649 | 2.3245 | 0 | 39.3316 | 0 |  |  | 14.8753 |  | 0.44182 | 44.1818 | 0 | 0 | 2014-01-28 | 14112 | 14.112
|  | 2014-01-28 02:56:05 | 33.335 | 3.682 | 14.728 | 8.055 | 8.055 | 0.768 | 0.768 | 0.321 | 0.321 | 0 | 0 | 14.112 | 14.112 | 4.649 | 2.3245 | 0 | 41.6561 | 0 |  |  | 15.4644 |  | 0.44182 | 44.1818 | 0 | 0 | 2014-01-28 00:30 | 14112 | 14.112
|  | 2014-01-28 03:26:04 | 33.335 | 3.682 | 14.728 | 8.055 | 8.055 | 0.768 | 0.768 | 0.321 | 0.321 | 0 | 0 | 14.112 | 14.112 | 4.649 | 2.3245 | 0 | 43.9806 | 0 |  |  | 16.0535 |  | 0.44182 | 44.1818 | 0 | 0 | 2014-01-28 01:00 | 14112 | 14.112
|  | 2014-01-28 03:56:04 | 33.335 | 3.682 | 14.728 | 8.055 | 8.055 | 0.768 | 0.768 | 0.321 | 0.321 | 0 | 0 | 14.112 | 14.112 | 4.649 | 2.3245 | 0 | 46.3051 | 0 |  |  | 13.9916 |  | 0.44182 | 44.1818 | 0 | 0 | 2014-01-28 01:30 | 14112 | 14.112
|  | 2014-01-28 04:26:04 | 33.335 | 3.682 | 14.728 | 8.055 | 8.055 | 0.768 | 0.768 | 0.321 | 0.321 | 0 | 0 | 14.112 | 14.112 | 4.649 | 2.3245 | 0 | 48.6296 | 0 |  |  | 14.5807 |  | 0.44182 | 44.1818 | 0 | 0 | 2014-01-28 02:00 | 14112 | 14.112
|  | 2014-01-28 04:56:04 | 33.335 | 3.682 | 14.728 | 8.055 | 8.055 | 0.768 | 0.768 | 0.321 | 0.321 | 0 | 0 | 14.112 | 14.112 | 4.649 | 2.3245 | 0 | 50.9541 | 0 |  |  | 15.3171 |  | 0.44182 | 44.1818 | 0 | 0 | 2014-01-28 02:30 | 14112 | 14.112
|  | 2014-01-28 05:26:04 | 33.335 | 3.682 | 14.728 | 8.055 | 8.055 | 0.768 | 0.768 | 0.321 | 0.321 | 0 | 0 | 14.112 | 14.112 | 4.649 | 2.3245 | 0 | 53.2786 | 0 |  |  | 13.697 |  | 0.44182 | 44.1818 | 0 | 0 | 2014-01-28 03:00 | 14112 | 14.112
|  | 2014-01-28 05:56:04 | 33.335 | 3.682 | 14.728 | 8.055 | 8.055 | 0.768 | 0.768 | 0.321 | 0.321 | 0 | 0 | 14.112 | 14.112 | 4.649 | 2.3245 | 0 | 55.6031 | 0 |  |  | 14.8753 |  | 0.44182 | 44.1818 | 0 | 0 | 2014-01-28 03:30 | 14112 | 14.112
|  | 2014-01-28 06:26:04 | 33.335 | 3.682 | 14.728 | 8.055 | 8.055 | 0.768 | 0.768 | 0.321 | 0.321 | 0 | 0 | 14.112 | 14.112 | 4.649 | 2.3245 | 0 | 57.9276 | 0 |  |  | 13.4025 |  | 0.44182 | 44.1818 | 0 | 0 | 2014-01-28 04:00 | 14112 | 14.112
|  | 2014-01-28 06:56:04 | 33.335 | 3.682 | 14.728 | 8.055 | 8.055 | 0.768 | 0.768 | 0.321 | 0.321 | 0 | 0 | 14.112 | 14.112 | 4.649 | 2.3245 | 0 | 60.2521 | 0 |  |  | 15.6117 |  | 0.44182 | 44.1818 | 0 | 0 | 2014-01-28 04:30 | 14112 | 14.112
|  | 2014-01-28 07:26:04 | 33.335 | 3.682 | 14.728 | 8.055 | 8.055 | 0.768 | 0.768 | 0.321 | 0.321 | 0 | 0 | 14.112 | 14.112 | 4.649 | 2.3245 | 0 | 62.5766 | 0 |  |  | 15.4644 |  | 0.44182 | 44.1818 | 0 | 0 | 2014-01-28 05:00 | 14112 | 14.112
|  | 2014-01-28 07:56:04 | 33.335 | 3.682 | 14.728 | 8.055 | 8.055 | 0.768 | 0.768 | 0.321 | 0.321 | 0 | 0 | 14.112 | 14.112 | 4.649 | 2.3245 | 0 | 64.9011 | 0 |  |  | 13.697 |  | 0.44182 | 44.1818 | 0 | 0 | 2014-01-28 05:30 | 14112 | 14.112
|  | 2014-01-28 08:26:04 | 33.335 | 3.682 | 14.728 | 8.055 | 8.055 | 0.768 | 0.768 | 0.321 | 0.321 | 0 | 0 | 14.112 | 14.112 | 4.649 | 2.3245 | 0 | 67.2256 | 0 |  |  | 13.4025 |  | 0.44182 | 44.1818 | 0 | 0 | 2014-01-28 06:00 | 14112 | 14.112
|  | 2014-01-28 08:56:04 | 33.3293 | 3.6788 | 14.7153 | 8.0563 | 8.0563 | 0.76783 | 0.76783 | 0.32483 | 0.32483 | 0.1536 | 0.1536 | 14.107 | 14.107 | 4.7956 | 2.3978 | 0 | 69.6234 | 0 |  |  | 14.1267 |  | 0.44151 | 44.1513 | 0 | 0 | 2014-01-28 06:30 | 14107 | 14.107
|  | 2014-01-28 09:25:01 | 33.301 | 3.663 | 14.652 | 8.063 | 8.063 | 0.767 | 0.767 | 0.344 | 0.344 | 0.1536 | 0.1536 | 14.097 | 14.097 | 4.7756 | 2.3878 | 0 | 72.0112 | 0 |  |  | 13.9194 |  | 0.43999 | 43.9987 | 0 | 0 | 2014-01-28 07:00 | 14097 | 14.097
|  | 2014-01-28 09:55:01 | 33.301 | 3.663 | 14.652 | 8.063 | 8.063 | 0.767 | 0.767 | 0.344 | 0.344 | 1.0552 | 1.0552 | 14.097 | 14.097 | 5.6772 | 2.8386 | 0 | 74.8498 | 0 |  |  | 15.3846 |  | 0.43999 | 43.9987 | 0 | 0 | 2014-01-28 07:30 | 14097 | 14.097
|  | 2014-01-28 10:25:02 | 33.301 | 3.663 | 14.652 | 8.063 | 8.063 | 0.767 | 0.767 | 0.344 | 0.344 | 1.0552 | 1.0552 | 14.097 | 14.097 | 5.6772 | 2.8386 | 0 | 77.6884 | 0 |  |  | 13.1868 |  | 0.43999 | 43.9987 | 0 | 0 | 2014-01-28 08:00 | 14097 | 14.097
|  | 2014-01-28 10:55:01 | 33.301 | 3.663 | 14.652 | 8.063 | 8.063 | 0.767 | 0.767 | 0.344 | 0.344 | 1.8924 | 1.8924 | 14.097 | 14.097 | 6.5144 | 3.2572 | 0 | 80.9456 | 0 |  |  | 15.2381 |  | 0.43999 | 43.9987 | 0 | 0 | 2014-01-28 08:30 | 14097 | 14.097
|  | 2014-01-28 11:25:01 | 33.301 | 3.663 | 14.652 | 8.063 | 8.063 | 0.767 | 0.767 | 0.344 | 0.344 | 1.8924 | 1.8924 | 14.097 | 14.097 | 6.5144 | 3.2572 | 0 | 84.2028 | 0 |  |  | 13.4798 |  | 0.43999 | 43.9987 | 0 | 0 | 2014-01-28 09:00 | 14097 | 14.097
|  | 2014-01-28 11:55:01 | 35.4672 | 3.5673 | 14.2693 | 8.0587 | 8.0587 | 0.7815 | 0.7815 | 0.394 | 0.394 | 2.1748 | 2.1748 | 15.168 | 15.168 | 5.3791 | 2.6896 | 0 | 86.8923 | 0 |  |  | 12.8424 |  | 0.40233 | 40.2325 | 0 | 0 | 2014-01-28 09:30 | 15168 | 15.168
|  | 2014-01-28 12:25:02 | 46.3687 | 3.0147 | 12.0587 | 8.0383 | 8.0383 | 0.84467 | 0.84467 | 0.6435 | 0.6435 | 2.1748 | 2.1748 | 17.2298 | 17.2298 | -5.3789 | -2.6894 | 0 | 84.2029 | 0 |  |  | 11.3351 |  | 0.26006 | 26.0061 | 0 | 5.3789 | 2014-01-28 10:00 | 17229.8333 | 17.2298
|  | 2014-01-28 12:55:02 | 46.1757 | 2.9953 | 11.9813 | 8.044 | 8.044 | 0.83417 | 0.83417 | 0.64433 | 0.64433 | 2.184 | 2.184 | 17.2752 | 17.2752 | -5.2127 | -2.6063 | 0 | 81.5966 | 0 |  |  | 11.5021 |  | 0.25947 | 25.9473 | 0 | 5.2127 | 2014-01-28 10:30 | 17275.1667 | 17.2752
|  | 2014-01-28 13:25:02 | 46.2692 | 3.0347 | 12.1387 | 8.0407 | 8.0407 | 0.8355 | 0.8355 | 0.64417 | 0.64417 | 2.184 | 2.184 | 17.293 | 17.293 | -5.1332 | -2.5666 | 0 | 79.03 | 0 |  |  | 12.5028 |  | 0.26235 | 26.2349 | 0 | 5.1332 | 2014-01-28 11:00 | 17293 | 17.293
|  | 2014-01-28 13:55:03 | 46.3193 | 3.0175 | 12.07 | 8.0313 | 8.0313 | 0.83467 | 0.83467 | 0.64417 | 0.64417 | 0.8892 | 0.8892 | 17.2815 | 17.2815 | -6.5685 | -3.2842 | 0 | 75.7457 | 0 |  |  | 12.07 |  | 0.26058 | 26.0582 | 0 | 6.5685 | 2014-01-28 11:30 | 17281.5 | 17.2815
|  | 2014-01-28 14:25:03 | 46.3082 | 2.8508 | 11.4033 | 8.023 | 8.023 | 0.83433 | 0.83433 | 0.64567 | 0.64567 | 0.8892 | 0.8892 | 17.0905 | 17.0905 | -7.4221 | -3.7111 | 0 | 72.0347 | 0 |  |  | 10.8332 |  | 0.24625 | 24.6249 | 0 | 7.4221 | 2014-01-28 12:00 | 17090.5 | 17.0905
|  | 2014-01-28 14:55:02 | 46.1517 | 3.1588 | 12.6353 | 8.0283 | 8.0283 | 0.83233 | 0.83233 | 0.66617 | 0.66617 | 0.5328 | 0.5328 | 17.0297 | 17.0297 | -6.427 | -3.2135 | 0 | 68.8212 | 0 |  |  | 12.2563 |  | 0.27378 | 27.3778 | 0 | 6.427 | 2014-01-28 12:30 | 17029.6667 | 17.0297
|  | 2014-01-28 15:25:01 | 46.4417 | 2.9995 | 11.998 | 8.0222 | 8.0222 | 0.84283 | 0.84283 | 0.6815 | 0.6815 | 0.5328 | 0.5328 | 16.8718 | 16.8718 | -7.4925 | -3.7463 | 0 | 65.0749 | 0 |  |  | 12.118 |  | 0.25835 | 25.8346 | 0 | 7.4925 | 2014-01-28 13:00 | 16871.8333 | 16.8718
|  | 2014-01-28 15:55:02 | 47.727 | 3.168 | 12.672 | 8.028 | 8.028 | 0.93967 | 0.93967 | 0.6845 | 0.6845 | 0.1448 | 0.1448 | 17.0315 | 17.0315 | -8.2265 | -4.1133 | 0 | 60.9616 | 0 |  |  | 12.4186 |  | 0.26551 | 26.551 | 0 | 8.2265 | 2014-01-28 13:30 | 17031.5 | 17.0315
|  | 2014-01-28 16:25:01 | 48.8965 | 3.4717 | 13.8867 | 8.0278 | 8.0278 | 1.0187 | 1.0187 | 0.679 | 0.679 | 0.1448 | 0.1448 | 17.33 | 17.33 | -7.8095 | -3.9048 | 0 | 57.0569 | 0 |  |  | 12.9146 |  | 0.284 | 28.4001 | 0 | 7.8095 | 2014-01-28 14:00 | 17330 | 17.33
|  | 2014-01-28 16:55:04 | 50.809 | 3.5447 | 14.1787 | 8.0293 | 8.0293 | 1.0365 | 1.0365 | 0.6795 | 0.6795 | 0.012 | 0.012 | 17.457 | 17.457 | -9.416 | -4.708 | 0 | 52.3489 | 0 |  |  | 13.3279 |  | 0.27906 | 27.9058 | 0 | 9.416 | 2014-01-28 14:30 | 17457 | 17.457
|  | 2014-01-28 17:25:03 | 51.477 | 3.55 | 14.2 | 8.029 | 8.029 | 1.0162 | 1.0162 | 0.67967 | 0.67967 | 0.012 | 0.012 | 17.3803 | 17.3803 | -10.1598 | -5.0799 | 0 | 47.2689 | 0 |  |  | 14.91 |  | 0.27585 | 27.5851 | 0 | 10.1598 | 2014-01-28 15:00 | 17380.3333 | 17.3803
|  | 2014-01-28 17:55:01 | 51.3042 | 3.5477 | 14.1907 | 7.9535 | 7.9535 | 0.98167 | 0.98167 | 0.679 | 0.679 | 0 | 0 | 17.354 | 17.354 | -10.1453 | -5.0727 | 0 | 42.1963 | 0 |  |  | 13.623 |  | 0.2766 | 27.6599 | 0 | 10.1453 | 2014-01-28 15:30 | 17354 | 17.354
|  | 2014-01-28 18:25:03 | 51.1395 | 3.6255 | 14.502 | 7.9227 | 7.9227 | 0.95633 | 0.95633 | 0.67833 | 0.67833 | 0 | 0 | 17.3552 | 17.3552 | -9.725 | -4.8625 | 0 | 37.3338 | 0 |  |  | 15.5171 |  | 0.28358 | 28.3577 | 0 | 9.725 | 2014-01-28 16:00 | 17355.1667 | 17.3552
|  | 2014-01-28 18:55:02 | 50.4392 | 3.6133 | 14.4533 | 7.9225 | 7.9225 | 0.98217 | 0.98217 | 0.67967 | 0.67967 | 0 | 0 | 17.3872 | 17.3872 | -9.0143 | -4.5072 | 0 | 32.8266 | 0 |  |  | 13.5861 |  | 0.28655 | 28.655 | 0 | 9.0143 | 2014-01-28 16:30 | 17387.1667 | 17.3872
|  | 2014-01-28 19:25:02 | 48.9925 | 3.7088 | 14.8353 | 7.9487 | 7.9487 | 0.93867 | 0.93867 | 0.68 | 0.68 | 0 | 0 | 17.5225 | 17.5225 | -7.0673 | -3.5337 | 0 | 29.293 | 0 |  |  | 13.6485 |  | 0.30281 | 30.2808 | 0 | 7.0673 | 2014-01-28 17:00 | 17522.5 | 17.5225
|  | 2014-01-28 19:55:02 | 47.5062 | 3.6655 | 14.662 | 7.9555 | 7.9555 | 0.87067 | 0.87067 | 0.67933 | 0.67933 | 0 | 0 | 17.4215 | 17.4215 | -5.9172 | -2.9586 | 0 | 26.3344 | 0 |  |  | 14.662 |  | 0.30863 | 30.8634 | 0 | 5.9172 | 2014-01-28 17:30 | 17421.5 | 17.4215
|  | 2014-01-28 20:25:03 | 46.0338 | 3.7022 | 14.8087 | 7.9642 | 7.9642 | 0.8515 | 0.8515 | 0.6795 | 0.6795 | 0 | 0 | 17.3732 | 17.3732 | -4.3568 | -2.1784 | 0 | 24.156 | 0 |  |  | 15.9934 |  | 0.32169 | 32.1691 | 0 | 4.3568 | 2014-01-28 18:00 | 17373.1667 | 17.3732
|  | 2014-01-28 20:55:02 | 44.3282 | 3.7635 | 15.054 | 7.983 | 7.983 | 0.79383 | 0.79383 | 0.6785 | 0.6785 | 0 | 0 | 17.3537 | 17.3537 | -2.4652 | -1.2326 | 0 | 22.9234 | 0 |  |  | 14.0002 |  | 0.3396 | 33.9603 | 0 | 2.4652 | 2014-01-28 18:30 | 17353.6667 | 17.3537
|  | 2014-01-28 21:25:03 | 41.856 | 3.8885 | 15.554 | 7.9862 | 7.9862 | 0.75633 | 0.75633 | 0.679 | 0.679 | 0 | 0 | 17.2412 | 17.2412 | 0.36067 | 0.18033 | 0 | 23.1037 | 0 |  |  | 14.9318 |  | 0.37161 | 37.1607 | 0 | 0 | 2014-01-28 19:00 | 17241.1667 | 17.2412
|  | 2014-01-28 21:55:03 | 39.819 | 3.9212 | 15.6847 | 7.985 | 7.985 | 0.72683 | 0.72683 | 0.67883 | 0.67883 | 0 | 0 | 17.0803 | 17.0803 | 2.3367 | 1.1683 | 0 | 24.272 | 0 |  |  | 14.273 |  | 0.3939 | 39.3899 | 0 | 0 | 2014-01-28 19:30 | 17080.3333 | 17.0803
|  | 2014-01-28 22:25:02 | 37.5213 | 3.9378 | 15.7513 | 7.9895 | 7.9895 | 0.721 | 0.721 | 0.679 | 0.679 | 0 | 0 | 16.6225 | 16.6225 | 4.242 | 2.121 | 0 | 26.393 | 0 |  |  | 14.8063 |  | 0.4198 | 41.9797 | 0 | 0 | 2014-01-28 20:00 | 16622.5 | 16.6225
|  | 2014-01-28 22:55:03 | 35.633 | 4.0862 | 16.3447 | 7.99 | 7.99 | 0.6755 | 0.6755 | 0.67917 | 0.67917 | 0 | 0 | 15.6535 | 15.6535 | 5.7098 | 2.8549 | 0 | 29.248 | 0 |  |  | 17.8157 |  | 0.45869 | 45.8695 | 0 | 0 | 2014-01-28 20:30 | 15653.5 | 15.6535
|  | 2014-01-28 23:25:02 | 34.5277 | 4.215 | 16.86 | 8.0018 | 8.0018 | 0.68767 | 0.68767 | 0.65317 | 0.65317 | 0 | 0 | 15.0792 | 15.0792 | 6.7542 | 3.3771 | 0 | 32.625 | 0 |  |  | 17.703 |  | 0.4883 | 48.8304 | 0 | 0 | 2014-01-28 21:00 | 15079.1667 | 15.0792
|  | 2014-01-28 23:55:02 | 33.6208 | 4.0825 | 16.33 | 8.0075 | 8.0075 | 0.68583 | 0.68583 | 0.40333 | 0.40333 | 0 | 0 | 14.6615 | 14.6615 | 6.4673 | 3.2337 | 0 | 35.8587 | 0 |  |  | 15.5135 |  | 0.48571 | 48.5711 | 0 | 0 | 2014-01-28 21:30 | 14661.5 | 14.6615
|  | 2014-01-29 00:25:02 | 33.8423 | 4.2075 | 16.83 | 8.0073 | 8.0073 | 0.68517 | 0.68517 | 0.24817 | 0.24817 | 0 | 0 | 14.7287 | 14.7287 | 6.657 | 3.3285 | 0 | 39.1872 | 0 |  |  | 18.1764 |  | 0.49731 | 49.7306 | 0 | 0 | 2014-01-28 22:00 | 14728.6667 | 14.7287
|  | 2014-01-29 00:55:03 | 34.0153 | 4.4003 | 17.6013 | 8.0157 | 8.0157 | 0.66467 | 0.66467 | 0.41083 | 0.41083 | 0 | 0 | 14.3308 | 14.3308 | 7.008 | 3.504 | 0 | 42.6912 | 0 |  |  | 17.6013 |  | 0.51745 | 51.7453 | 0 | 0 | 2014-01-28 22:30 | 14330.8333 | 14.3308
|  | 2014-01-29 01:25:01 | 33.4805 | 4.2953 | 17.1813 | 8.0218 | 8.0218 | 0.651 | 0.651 | 0.493 | 0.493 | 0 | 0 | 13.9108 | 13.9108 | 6.7775 | 3.3887 | 0 | 46.0799 | 0 |  |  | 16.4941 |  | 0.51317 | 51.3174 | 0 | 0 | 2014-01-28 23:00 | 13910.8333 | 13.9108
|  | 2014-01-29 01:55:02 | 32.9738 | 4.2798 | 17.1193 | 8.0313 | 8.0313 | 0.65033 | 0.65033 | 0.5415 | 0.5415 | 0 | 0 | 13.7243 | 13.7243 | 7.093 | 3.5465 | 0 | 49.6264 | 0 |  |  | 17.2905 |  | 0.51918 | 51.9179 | 0 | 0 | 2014-01-28 23:30 | 13724.3333 | 13.7243
|  | 2014-01-29 02:25:04 | 32.9512 | 4.2382 | 16.9527 | 8.0412 | 8.0412 | 0.65383 | 0.65383 | 0.49767 | 0.49767 | 0 | 0 | 14.0303 | 14.0303 | 7.2245 | 3.6123 | 0 | 53.2387 | 0 |  |  | 18.6479 |  | 0.51448 | 51.4478 | 0 | 0 | 2014-01-29 | 14030.3333 | 14.0303
|  | 2014-01-29 02:55:03 | 32.6777 | 4.0977 | 16.3907 | 8.0493 | 8.0493 | 0.60817 | 0.60817 | 0.42717 | 0.42717 | 0 | 0 | 14.0298 | 14.0298 | 6.8275 | 3.4137 | 0 | 56.6525 | 0 |  |  | 18.0297 |  | 0.50159 | 50.1586 | 0 | 0 | 2014-01-29 00:30 | 14029.8333 | 14.0298
|  | 2014-01-29 03:25:02 | 31.9208 | 4.1127 | 16.4507 | 8.0637 | 8.0637 | 0.54467 | 0.54467 | 0.26867 | 0.26867 | 0 | 0 | 13.5265 | 13.5265 | 6.9333 | 3.4667 | 0 | 60.1191 | 0 |  |  | 17.1087 |  | 0.51536 | 51.5358 | 0 | 0 | 2014-01-29 01:00 | 13526.5 | 13.5265
|  | 2014-01-29 03:55:03 | 31.3998 | 4.1153 | 16.4613 | 8.077 | 8.077 | 0.53867 | 0.53867 | 0.2425 | 0.2425 | 0 | 0 | 13.0208 | 13.0208 | 6.9405 | 3.4703 | 0 | 63.5894 | 0 |  |  | 16.6259 |  | 0.52425 | 52.4249 | 0 | 0 | 2014-01-29 01:30 | 13020.8333 | 13.0208
|  | 2014-01-29 04:25:03 | 31.1215 | 4.1363 | 16.5453 | 8.0838 | 8.0838 | 0.539 | 0.539 | 0.24867 | 0.24867 | 0 | 0 | 12.7175 | 12.7175 | 7.0128 | 3.5064 | 0 | 67.0958 | 0 |  |  | 15.5526 |  | 0.53164 | 53.1637 | 0 | 0 | 2014-01-29 02:00 | 12717.5 | 12.7175
|  | 2014-01-29 04:55:03 | 31.2232 | 4.2308 | 16.9233 | 8.0928 | 8.0928 | 0.53883 | 0.53883 | 0.45217 | 0.45217 | 0 | 0 | 13.297 | 13.297 | 8.081 | 4.0405 | 0 | 71.1363 | 0 |  |  | 17.0926 |  | 0.54201 | 54.2012 | 0 | 0 | 2014-01-29 02:30 | 13297 | 13.297
|  | 2014-01-29 05:25:01 | 32.1628 | 4.3318 | 17.3273 | 8.0893 | 8.0893 | 0.54117 | 0.54117 | 0.5815 | 0.5815 | 0 | 0 | 14.3362 | 14.3362 | 8.7127 | 4.3563 | 0 | 75.4926 | 0 |  |  | 17.5006 |  | 0.53874 | 53.8738 | 0 | 0 | 2014-01-29 03:00 | 14336.1667 | 14.3362
|  | 2014-01-29 05:55:03 | 33.5637 | 4.2518 | 17.0073 | 8.0913 | 8.0913 | 0.55317 | 0.55317 | 0.58367 | 0.58367 | 0 | 0 | 14.7167 | 14.7167 | 7.3885 | 3.6942 | 0 | 79.1869 | 0 |  |  | 17.6876 |  | 0.50672 | 50.6719 | 0 | 0 | 2014-01-29 03:30 | 14716.6667 | 14.7167
|  | 2014-01-29 06:25:02 | 35.9033 | 4.3728 | 17.4913 | 8.0933 | 8.0933 | 0.5585 | 0.5585 | 0.58433 | 0.58433 | 0 | 0 | 15.4508 | 15.4508 | 6.275 | 3.1375 | 0 | 82.3244 | 0 |  |  | 18.5408 |  | 0.48718 | 48.7179 | 0 | 0 | 2014-01-29 04:00 | 15450.8333 | 15.4508
|  | 2014-01-29 06:55:03 | 39.9725 | 4.4293 | 17.7173 | 8.0868 | 8.0868 | 0.60217 | 0.60217 | 0.65183 | 0.65183 | 0 | 0 | 16.9215 | 16.9215 | 4.0072 | 2.0036 | 0 | 84.328 | 0 |  |  | 17.5402 |  | 0.44324 | 44.3238 | 0 | 0 | 2014-01-29 04:30 | 16921.5 | 16.9215
|  | 2014-01-29 07:25:02 | 43.734 | 4.5757 | 18.3027 | 8.0818 | 8.0818 | 0.63817 | 0.63817 | 0.68783 | 0.68783 | 0 | 0 | 17.8093 | 17.8093 | 1.7858 | 0.89292 | 0 | 85.2209 | 0 |  |  | 19.9499 |  | 0.4185 | 41.85 | 0 | 0 | 2014-01-29 05:00 | 17809.3333 | 17.8093
|  | 2014-01-29 07:55:04 | 44.9778 | 4.576 | 18.304 | 8.0828 | 8.0828 | 0.64033 | 0.64033 | 0.68667 | 0.68667 | 0 | 0 | 17.8758 | 17.8758 | 0.61183 | 0.30592 | 0 | 85.5268 | 0 |  |  | 17.0227 |  | 0.40696 | 40.6956 | 0 | 0 | 2014-01-29 05:30 | 17875.8333 | 17.8758
|  | 2014-01-29 08:25:02 | 44.9525 | 4.5918 | 18.3673 | 8.0712 | 8.0712 | 0.63267 | 0.63267 | 0.68733 | 0.68733 | 0 | 0 | 17.7248 | 17.7248 | 0.53083 | 0.26542 | 0 | 85.7922 | 0 |  |  | 16.5306 |  | 0.40859 | 40.8594 | 0 | 0 | 2014-01-29 06:00 | 17724.8333 | 17.7248
|  | 2014-01-29 08:55:01 | 45.4058 | 4.7905 | 19.162 | 7.9685 | 7.9685 | 0.632 | 0.632 | 0.67717 | 0.67717 | 0.1912 | 0.1912 | 17.6338 | 17.6338 | 0.85887 | 0.42943 | 0 | 86.2216 | 0 |  |  | 18.7788 |  | 0.42202 | 42.2016 | 0 | 0 | 2014-01-29 06:30 | 17633.8333 | 17.6338
|  | 2014-01-29 09:25:02 | 46.2162 | 4.787 | 19.148 | 7.8612 | 7.8612 | 0.6335 | 0.6335 | 0.68483 | 0.68483 | 0.1912 | 0.1912 | 17.7938 | 17.7938 | 0.096367 | 0.048183 | 0 | 86.2698 | 0 |  |  | 19.531 |  | 0.41431 | 41.4314 | 0 | 0 | 2014-01-29 07:00 | 17793.8333 | 17.7938
|  | 2014-01-29 09:55:03 | 46.5058 | 4.72 | 18.88 | 7.7857 | 7.7857 | 0.64517 | 0.64517 | 0.68633 | 0.68633 | 0.5688 | 0.5688 | 17.7647 | 17.7647 | -0.1752 | -0.0876 | 0 | 86.1822 | 0 |  |  | 17.7472 |  | 0.40597 | 40.5971 | 0 | 0.1752 | 2014-01-29 07:30 | 17764.6667 | 17.7647
|  | 2014-01-29 10:25:01 | 46.8502 | 4.7192 | 18.8767 | 7.7015 | 7.7015 | 0.63667 | 0.63667 | 0.68433 | 0.68433 | 0.5688 | 0.5688 | 17.6742 | 17.6742 | -0.70803 | -0.35402 | 0 | 85.8282 | 0 |  |  | 18.1216 |  | 0.40292 | 40.2916 | 0 | 0.70803 | 2014-01-29 08:00 | 17674.1667 | 17.6742
|  | 2014-01-29 10:55:03 | 47.1372 | 4.7435 | 18.974 | 7.6713 | 7.6713 | 0.6745 | 0.6745 | 0.68 | 0.68 | 0.9004 | 0.9004 | 17.4867 | 17.4867 | -0.75027 | -0.37513 | 0 | 85.4531 | 0 |  |  | 20.6817 |  | 0.40253 | 40.2527 | 0 | 0.75027 | 2014-01-29 08:30 | 17486.6667 | 17.4867
|  | 2014-01-29 11:25:02 | 47.2787 | 4.6273 | 18.5093 | 7.6823 | 7.6823 | 0.69717 | 0.69717 | 0.682 | 0.682 | 0.9004 | 0.9004 | 17.4963 | 17.4963 | -1.3111 | -0.65555 | 0 | 84.7975 | 0 |  |  | 19.4348 |  | 0.39149 | 39.1494 | 0 | 1.3111 | 2014-01-29 09:00 | 17496.3333 | 17.4963
|  | 2014-01-29 11:55:02 | 47.4567 | 4.5628 | 18.2513 | 7.6885 | 7.6885 | 0.8565 | 0.8565 | 0.68833 | 0.68833 | 1.1932 | 1.1932 | 17.3678 | 17.3678 | -1.411 | -0.70548 | 0 | 84.092 | 0 |  |  | 18.4338 |  | 0.38459 | 38.4589 | 0 | 1.411 | 2014-01-29 09:30 | 17367.8333 | 17.3678
|  | 2014-01-29 12:25:03 | 47.5925 | 4.5263 | 18.1053 | 7.717 | 7.717 | 0.87833 | 0.87833 | 0.68833 | 0.68833 | 1.1932 | 1.1932 | 17.269 | 17.269 | -1.7413 | -0.87065 | 0 | 83.2214 | 0 |  |  | 19.7348 |  | 0.38042 | 38.0424 | 0 | 1.7413 | 2014-01-29 10:00 | 17269 | 17.269
|  | 2014-01-29 12:55:01 | 47.4737 | 4.3772 | 17.5087 | 7.7415 | 7.7415 | 0.8555 | 0.8555 | 0.69017 | 0.69017 | 0.9944 | 0.9944 | 17.2648 | 17.2648 | -2.4186 | -1.2093 | 0 | 82.0121 | 0 |  |  | 17.5087 |  | 0.36881 | 36.8808 | 0 | 2.4186 | 2014-01-29 10:30 | 17264.8333 | 17.2648
|  | 2014-01-29 13:25:02 | 47.4192 | 4.1638 | 16.6553 | 7.8127 | 7.8127 | 0.83833 | 0.83833 | 0.68933 | 0.68933 | 0.9944 | 0.9944 | 17.3475 | 17.3475 | -3.0816 | -1.5408 | 0 | 80.4713 | 0 |  |  | 16.8219 |  | 0.35124 | 35.1236 | 0 | 3.0816 | 2014-01-29 11:00 | 17347.5 | 17.3475
|  | 2014-01-29 13:55:02 | 47.3138 | 4.0782 | 16.3127 | 7.8252 | 7.8252 | 0.83883 | 0.83883 | 0.68917 | 0.68917 | 1.6472 | 1.6472 | 17.2293 | 17.2293 | -2.7715 | -1.3857 | 0 | 79.0856 | 0 |  |  | 17.7808 |  | 0.34478 | 34.4776 | 0 | 2.7715 | 2014-01-29 11:30 | 17229.3333 | 17.2293
|  | 2014-01-29 14:25:02 | 47.1423 | 4.1698 | 16.6793 | 7.8265 | 7.8265 | 0.84667 | 0.84667 | 0.6895 | 0.6895 | 1.6472 | 1.6472 | 17.1205 | 17.1205 | -2.3326 | -1.1663 | 0 | 77.9192 | 0 |  |  | 17.8469 |  | 0.35381 | 35.3808 | 0 | 2.3326 | 2014-01-29 12:00 | 17120.5 | 17.1205
|  | 2014-01-29 14:55:02 | 47.0497 | 4.2913 | 17.1653 | 7.8185 | 7.8185 | 0.91267 | 0.91267 | 0.68933 | 0.68933 | 0.648 | 0.648 | 17.0242 | 17.0242 | -2.7917 | -1.3958 | 0 | 76.5234 | 0 |  |  | 16.3071 |  | 0.36483 | 36.4834 | 0 | 2.7917 | 2014-01-29 12:30 | 17024.1667 | 17.0242
|  | 2014-01-29 15:25:03 | 47.3203 | 4.2212 | 16.8847 | 7.856 | 7.856 | 0.771 | 0.771 | 0.68967 | 0.68967 | 0.648 | 0.648 | 17.1352 | 17.1352 | -3.3358 | -1.6679 | 0 | 74.8555 | 0 |  |  | 17.5601 |  | 0.35682 | 35.6816 | 0 | 3.3358 | 2014-01-29 13:00 | 17135.1667 | 17.1352
|  | 2014-01-29 15:55:03 | 48.4005 | 4.0588 | 16.2353 | 7.9392 | 7.9392 | 0.74833 | 0.74833 | 0.6895 | 0.6895 | 0.1836 | 0.1836 | 17.323 | 17.323 | -5.2816 | -2.6408 | 0 | 72.2147 | 0 |  |  | 17.0471 |  | 0.33544 | 33.5437 | 0 | 5.2816 | 2014-01-29 13:30 | 17323 | 17.323
|  | 2014-01-29 16:25:01 | 49.5725 | 4.1127 | 16.4507 | 7.9483 | 7.9483 | 0.77967 | 0.77967 | 0.68967 | 0.68967 | 0.1836 | 0.1836 | 17.4975 | 17.4975 | -6.0231 | -3.0115 | 0 | 69.2032 | 0 |  |  | 17.7667 |  | 0.33185 | 33.1851 | 0 | 6.0231 | 2014-01-29 14:00 | 17497.5 | 17.4975
|  | 2014-01-29 16:55:05 | 50.9158 | 4.2775 | 17.11 | 7.946 | 7.946 | 0.80433 | 0.80433 | 0.68967 | 0.68967 | 0.02 | 0.02 | 17.8022 | 17.8022 | -6.5437 | -3.2718 | 0 | 65.9313 | 0 |  |  | 17.4522 |  | 0.33604 | 33.6045 | 0 | 6.5437 | 2014-01-29 14:30 | 17802.1667 | 17.8022
|  | 2014-01-29 17:25:03 | 51.5278 | 4.245 | 16.98 | 8.0073 | 8.0073 | 0.81717 | 0.81717 | 0.68983 | 0.68983 | 0.02 | 0.02 | 17.7148 | 17.7148 | -7.2987 | -3.6493 | 0 | 62.282 | 0 |  |  | 15.4518 |  | 0.32953 | 32.9531 | 0 | 7.2987 | 2014-01-29 15:00 | 17714.8333 | 17.7148
|  | 2014-01-29 17:55:02 | 51.1678 | 4.2607 | 17.0427 | 8.062 | 8.062 | 0.81783 | 0.81783 | 0.69017 | 0.69017 | 0 | 0 | 17.7115 | 17.7115 | -6.8437 | -3.4218 | 0 | 58.8602 | 0 |  |  | 15.5088 |  | 0.33307 | 33.3074 | 0 | 6.8437 | 2014-01-29 15:30 | 17711.5 | 17.7115
|  | 2014-01-29 18:25:01 | 51.0273 | 4.2232 | 16.8927 | 8.0747 | 8.0747 | 0.8175 | 0.8175 | 0.69 | 0.69 | 0 | 0 | 17.4195 | 17.4195 | -7.133 | -3.5665 | 0 | 55.2937 | 0 |  |  | 17.2305 |  | 0.33105 | 33.1051 | 0 | 7.133 | 2014-01-29 16:00 | 17419.5 | 17.4195
|  | 2014-01-29 18:55:05 | 50.2928 | 4.1637 | 16.6547 | 8.0782 | 8.0782 | 0.81783 | 0.81783 | 0.68967 | 0.68967 | 0 | 0 | 17.1743 | 17.1743 | -6.8782 | -3.4391 | 0 | 51.8546 | 0 |  |  | 17.8205 |  | 0.33115 | 33.1154 | 0 | 6.8782 | 2014-01-29 16:30 | 17174.3333 | 17.1743
|  | 2014-01-29 19:25:03 | 49.3608 | 4.0273 | 16.1093 | 8.0842 | 8.0842 | 0.81933 | 0.81933 | 0.69 | 0.69 | 0 | 0 | 17.0568 | 17.0568 | -6.6012 | -3.3006 | 0 | 48.554 | 0 |  |  | 14.6595 |  | 0.32636 | 32.6359 | 0 | 6.6012 | 2014-01-29 17:00 | 17056.8333 | 17.0568
|  | 2014-01-29 19:55:02 | 48.2607 | 3.8745 | 15.498 | 8.0987 | 8.0987 | 0.818 | 0.818 | 0.68967 | 0.68967 | 0 | 0 | 16.8963 | 16.8963 | -6.26 | -3.13 | 0 | 45.424 | 0 |  |  | 15.0331 |  | 0.32113 | 32.1131 | 0 | 6.26 | 2014-01-29 17:30 | 16896.3333 | 16.8963
|  | 2014-01-29 20:25:02 | 46.6042 | 3.8482 | 15.3927 | 8.0712 | 8.0712 | 0.818 | 0.818 | 0.68933 | 0.68933 | 0 | 0 | 16.9163 | 16.9163 | -4.7167 | -2.3583 | 0 | 43.0657 | 0 |  |  | 14.4691 |  | 0.33029 | 33.0285 | 0 | 4.7167 | 2014-01-29 18:00 | 16916.3333 | 16.9163
|  | 2014-01-29 20:55:02 | 44.7197 | 3.8205 | 15.282 | 7.9673 | 7.9673 | 0.7985 | 0.7985 | 0.68883 | 0.68883 | 0 | 0 | 16.6427 | 16.6427 | -3.3403 | -1.6702 | 0 | 41.3955 | 0 |  |  | 16.3517 |  | 0.34173 | 34.1729 | 0 | 3.3403 | 2014-01-29 18:30 | 16642.6667 | 16.6427
|  | 2014-01-29 21:25:03 | 42.4067 | 3.7788 | 15.1153 | 7.8623 | 7.8623 | 0.78667 | 0.78667 | 0.688 | 0.688 | 0 | 0 | 16.1533 | 16.1533 | -1.801 | -0.9005 | 0 | 40.495 | 0 |  |  | 14.6619 |  | 0.35644 | 35.6438 | 0 | 1.801 | 2014-01-29 19:00 | 16153.3333 | 16.1533
|  | 2014-01-29 21:55:03 | 40.3857 | 3.5815 | 14.326 | 7.8517 | 7.8517 | 0.78533 | 0.78533 | 0.6865 | 0.6865 | 0 | 0 | 15.5653 | 15.5653 | -1.1708 | -0.58542 | 0 | 39.9096 | 0 |  |  | 13.8962 |  | 0.35473 | 35.473 | 0 | 1.1708 | 2014-01-29 19:30 | 15565.3333 | 15.5653
|  | 2014-01-29 22:25:02 | 38.132 | 3.241 | 12.964 | 7.8488 | 7.8488 | 0.73717 | 0.73717 | 0.68567 | 0.68567 | 0 | 0 | 15.2718 | 15.2718 | -0.6245 | -0.31225 | 0 | 39.5973 | 0 |  |  | 14.0011 |  | 0.33998 | 33.9977 | 0 | 0.6245 | 2014-01-29 20:00 | 15271.8333 | 15.2718
|  | 2014-01-29 22:55:02 | 36.262 | 2.944 | 11.776 | 7.8425 | 7.8425 | 0.64933 | 0.64933 | 0.68933 | 0.68933 | 0 | 0 | 14.9115 | 14.9115 | -0.39333 | -0.19667 | 0 | 39.4007 | 0 |  |  | 11.4227 |  | 0.32475 | 32.4748 | 0 | 0.39333 | 2014-01-29 20:30 | 14911.5 | 14.9115
|  | 2014-01-29 23:25:02 | 35.4952 | 2.7193 | 10.8773 | 7.8427 | 7.8427 | 0.61933 | 0.61933 | 0.68933 | 0.68933 | 0 | 0 | 14.6725 | 14.6725 | -0.794 | -0.397 | 0 | 39.0037 | 0 |  |  | 10.6598 |  | 0.30645 | 30.6445 | 0 | 0.794 | 2014-01-29 21:00 | 14672.5 | 14.6725
|  | 2014-01-29 23:55:03 | 34.9083 | 2.5322 | 10.1287 | 7.8438 | 7.8438 | 0.61883 | 0.61883 | 0.65233 | 0.65233 | 0 | 0 | 14.8285 | 14.8285 | -0.83617 | -0.41808 | 0 | 38.5856 | 0 |  |  | 10.4325 |  | 0.29015 | 29.015 | 0 | 0.83617 | 2014-01-29 21:30 | 14828.5 | 14.8285
|  | 2014-01-30 00:25:03 | 34.87 | 2.3915 | 9.566 | 7.8523 | 7.8523 | 0.6165 | 0.6165 | 0.38467 | 0.38467 | 0 | 0 | 14.9385 | 14.9385 | -1.512 | -0.756 | 0 | 37.8296 | 0 |  |  | 9.0877 |  | 0.27433 | 27.4333 | 0 | 1.512 | 2014-01-29 22:00 | 14938.5 | 14.9385
|  | 2014-01-30 00:55:01 | 34.9045 | 2.1955 | 8.782 | 7.855 | 7.855 | 0.61433 | 0.61433 | 0.24267 | 0.24267 | 0 | 0 | 14.9573 | 14.9573 | -2.4532 | -1.2266 | 0 | 36.603 | 0 |  |  | 8.6942 |  | 0.2516 | 25.1601 | 0 | 2.4532 | 2014-01-29 22:30 | 14957.3333 | 14.9573
|  | 2014-01-30 01:25:02 | 34.5932 | 2.0638 | 8.2553 | 7.8645 | 7.8645 | 0.61567 | 0.61567 | 0.2435 | 0.2435 | 0 | 0 | 14.9672 | 14.9672 | -2.647 | -1.3235 | 0 | 35.2795 | 0 |  |  | 8.2553 |  | 0.23864 | 23.8641 | 0 | 2.647 | 2014-01-29 23:00 | 14967.1667 | 14.9672
|  | 2014-01-30 01:55:03 | 34.1717 | 2.09 | 8.36 | 7.8668 | 7.8668 | 0.6155 | 0.6155 | 0.24333 | 0.24333 | 0 | 0 | 14.9245 | 14.9245 | -2.1615 | -1.0807 | 0 | 34.1988 | 0 |  |  | 8.36 |  | 0.24465 | 24.4647 | 0 | 2.1615 | 2014-01-29 23:30 | 14924.5 | 14.9245
|  | 2014-01-30 02:25:01 | 34.0947 | 1.9352 | 7.7407 | 7.8622 | 7.8622 | 0.61567 | 0.61567 | 0.24333 | 0.24333 | 0 | 0 | 14.9462 | 14.9462 | -2.6867 | -1.3433 | 0 | 32.8554 | 0 |  |  | 8.4373 |  | 0.22703 | 22.7035 | 0 | 2.6867 | 2014-01-30 | 14946.1667 | 14.9462
|  | 2014-01-30 02:55:03 | 33.7753 | 1.8315 | 7.326 | 7.8588 | 7.8588 | 0.61483 | 0.61483 | 0.2435 | 0.2435 | 0 | 0 | 14.9273 | 14.9273 | -2.8048 | -1.4024 | 0 | 31.453 | 0 |  |  | 7.5458 |  | 0.2169 | 21.6904 | 0 | 2.8048 | 2014-01-30 00:30 | 14927.3333 | 14.9273
|  | 2014-01-30 03:25:03 | 33.4777 | 1.7357 | 6.9427 | 7.8548 | 7.8548 | 0.605 | 0.605 | 0.24267 | 0.24267 | 0 | 0 | 14.8592 | 14.8592 | -2.9733 | -1.4867 | 0 | 29.9663 | 0 |  |  | 6.4567 |  | 0.20738 | 20.7382 | 0 | 2.9733 | 2014-01-30 01:00 | 14859.1667 | 14.8592
|  | 2014-01-30 03:55:02 | 32.981 | 1.6692 | 6.6767 | 7.8527 | 7.8527 | 0.599 | 0.599 | 0.244 | 0.244 | 0 | 0 | 14.8193 | 14.8193 | -2.7893 | -1.3947 | 0 | 28.5717 | 0 |  |  | 6.7434 |  | 0.20244 | 20.244 | 0 | 2.7893 | 2014-01-30 01:30 | 14819.3333 | 14.8193
|  | 2014-01-30 04:25:03 | 32.7402 | 1.7525 | 7.01 | 7.8498 | 7.8498 | 0.59717 | 0.59717 | 0.24267 | 0.24267 | 0 | 0 | 14.5898 | 14.5898 | -2.4507 | -1.2253 | 0 | 27.3463 | 0 |  |  | 7.4306 |  | 0.21411 | 21.411 | 0 | 2.4507 | 2014-01-30 02:00 | 14589.8333 | 14.5898
|  | 2014-01-30 04:55:02 | 32.6275 | 1.6993 | 6.7973 | 7.8882 | 7.8882 | 0.595 | 0.595 | 0.244 | 0.244 | 0 | 0 | 14.6518 | 14.6518 | -2.4512 | -1.2256 | 0 | 26.1208 | 0 |  |  | 6.1856 |  | 0.20833 | 20.8331 | 0 | 2.4512 | 2014-01-30 02:30 | 14651.8333 | 14.6518
|  | 2014-01-30 05:25:01 | 33.1538 | 1.8145 | 7.258 | 7.975 | 7.975 | 0.60367 | 0.60367 | 0.24417 | 0.24417 | 0 | 0 | 14.8565 | 14.8565 | -2.2165 | -1.1082 | 0 | 25.0125 | 0 |  |  | 6.8225 |  | 0.21892 | 21.8919 | 0 | 2.2165 | 2014-01-30 03:00 | 14856.5 | 14.8565
|  | 2014-01-30 05:55:02 | 34.4247 | 1.6695 | 6.678 | 7.969 | 7.969 | 0.62183 | 0.62183 | 0.25117 | 0.25117 | 0 | 0 | 14.9727 | 14.9727 | -3.932 | -1.966 | 0 | 23.0465 | 0 |  |  | 6.077 |  | 0.19399 | 19.3989 | 0 | 3.932 | 2014-01-30 03:30 | 14972.6667 | 14.9727
|  | 2014-01-30 06:25:02 | 37.0682 | 1.702 | 6.808 | 7.9738 | 7.9738 | 0.628 | 0.628 | 0.38783 | 0.38783 | 0 | 0 | 15.4162 | 15.4162 | -5.8543 | -2.9272 | 0 | 20.1193 | 0 |  |  | 7.4207 |  | 0.18366 | 18.3662 | 0 | 5.8543 | 2014-01-30 04:00 | 15416.1667 | 15.4162
|  | 2014-01-30 06:55:02 | 41.1267 | 1.6873 | 6.7493 | 7.9672 | 7.9672 | 0.73883 | 0.73883 | 0.67267 | 0.67267 | 0 | 0 | 16.2408 | 16.2408 | -8.7578 | -4.3789 | 0 | 15.7404 | 0 |  |  | 7.2893 |  | 0.16411 | 16.4111 | 0 | 8.7578 | 2014-01-30 04:30 | 16240.8333 | 16.2408
|  | 2014-01-30 07:25:01 | 44.95 | 1.6915 | 6.766 | 7.9652 | 7.9652 | 0.8475 | 0.8475 | 0.881 | 0.881 | 0 | 0 | 16.8123 | 16.8123 | -11.678 | -5.839 | 0 | 9.9014 | 0 |  |  | 6.2924 |  | 0.15052 | 15.0523 | 0 | 11.678 | 2014-01-30 05:00 | 16812.3333 | 16.8123
|  | 2014-01-30 07:55:03 | 46.536 | 1.7575 | 7.03 | 7.9663 | 7.9663 | 0.84517 | 0.84517 | 1.0165 | 1.0165 | 0 | 0 | 16.8688 | 16.8688 | -12.8092 | -6.4046 | 0 | 3.4968 | 0 |  |  | 7.4518 |  | 0.15107 | 15.1066 | 0 | 12.8092 | 2014-01-30 05:30 | 16868.8333 | 16.8688
|  | 2014-01-30 08:25:02 | 46.96 | 1.7435 | 6.974 | 7.9583 | 7.9583 | 0.827 | 0.827 | 1.12 | 1.12 | 0 | 0 | 16.8387 | 16.8387 | -13.242 | -6.621 | 0 | 0 | 0 |  |  | 6.6253 |  | 0.14851 | 14.8509 | 0 | 6.9937 | 2014-01-30 06:00 | 16838.6667 | 16.8387
|  | 2014-01-30 08:55:02 | 47.1935 | 1.676 | 6.704 | 7.9557 | 7.9557 | 0.78633 | 0.78633 | 1.1568 | 1.1568 | 0.474 | 0.474 | 16.8108 | 16.8108 | -13.3058 | -6.6529 | 6.621 | 0 | 0 |  |  | 7.1062 |  | 0.14205 | 14.2053 | 13.242 | 0 | 2014-01-30 06:30 | 16810.8333 | 16.8108
|  | 2014-01-30 09:25:03 | 47.9877 | 1.5758 | 6.3033 | 7.9607 | 7.9607 | 0.849 | 0.849 | 1.2055 | 1.2055 | 0.474 | 0.474 | 16.8458 | 16.8458 | -14.3493 | -7.1747 | 6.6529 | 0 | 0 |  |  | 6.8706 |  | 0.13135 | 13.1353 | 13.3058 | 0 | 2014-01-30 07:00 | 16845.8333 | 16.8458
|  | 2014-01-30 09:55:02 | 48.181 | 1.558 | 6.232 | 7.9755 | 7.9755 | 0.89417 | 0.89417 | 1.2193 | 1.2193 | 1.5288 | 1.5288 | 16.9363 | 16.9363 | -13.3949 | -6.6974 | 7.1747 | 0 | 0 |  |  | 6.2943 |  | 0.12935 | 12.9346 | 14.3493 | 0 | 2014-01-30 07:30 | 16936.3333 | 16.9363
|  | 2014-01-30 10:25:02 | 48.2855 | 1.5073 | 6.0293 | 7.9642 | 7.9642 | 0.8935 | 0.8935 | 1.2348 | 1.2348 | 1.5288 | 1.5288 | 16.915 | 16.915 | -13.7199 | -6.8599 | 6.6974 | 0 | 0 |  |  | 5.4867 |  | 0.12487 | 12.4868 | 13.3949 | 0 | 2014-01-30 08:00 | 16915 | 16.915
|  | 2014-01-30 10:55:01 | 48.2562 | 1.5195 | 6.078 | 7.9708 | 7.9708 | 0.8975 | 0.8975 | 1.2258 | 1.2258 | 2.036 | 2.036 | 16.9065 | 16.9065 | -13.1415 | -6.5708 | 6.8599 | 0 | 0 |  |  | 6.5642 |  | 0.12595 | 12.5953 | 13.7199 | 0 | 2014-01-30 08:30 | 16906.5 | 16.9065
|  | 2014-01-30 11:25:01 | 48.3075 | 1.4455 | 5.782 | 7.4985 | 7.4985 | 0.8995 | 0.8995 | 1.0473 | 1.0473 | 2.036 | 2.036 | 17.011 | 17.011 | -14.0332 | -7.0166 | 6.5708 | 0 | 0 |  |  | 5.5507 |  | 0.11969 | 11.9692 | 13.1415 | 0 | 2014-01-30 09:00 | 17011 | 17.011
|  | 2014-01-30 11:55:02 | 48.416 | 1.315 | 5.26 | 7.4642 | 7.4642 | 0.91417 | 0.91417 | 0.945 | 0.945 | 2.7136 | 2.7136 | 17.0042 | 17.0042 | -14.1149 | -7.0574 | 7.0166 | 0 | 0 |  |  | 5.3652 |  | 0.10864 | 10.8642 | 14.0332 | 0 | 2014-01-30 09:30 | 17004.1667 | 17.0042
|  | 2014-01-30 12:25:03 | 48.5092 | 1.3723 | 5.4893 | 7.417 | 7.417 | 0.918 | 0.918 | 0.89683 | 0.89683 | 2.7136 | 2.7136 | 16.876 | 16.876 | -14.1984 | -7.0992 | 7.0574 | 0 | 0 |  |  | 6.0383 |  | 0.11316 | 11.3161 | 14.1149 | 0 | 2014-01-30 10:00 | 16876 | 16.876
|  | 2014-01-30 12:55:01 | 48.3467 | 1.4257 | 5.7027 | 7.3402 | 7.3402 | 0.89883 | 0.89883 | 0.91933 | 0.91933 | 2.8372 | 2.8372 | 16.8322 | 16.8322 | -13.8163 | -6.9082 | 7.0992 | 0 | 0 |  |  | 5.8737 |  | 0.11795 | 11.7954 | 14.1984 | 0 | 2014-01-30 10:30 | 16832.1667 | 16.8322
|  | 2014-01-30 13:25:02 | 48.3535 | 1.3743 | 5.4973 | 7.3392 | 7.3392 | 0.73133 | 0.73133 | 0.90117 | 0.90117 | 2.8372 | 2.8372 | 16.8798 | 16.8798 | -14.1675 | -7.0837 | 6.9082 | 0 | 0 |  |  | 5.2225 |  | 0.11369 | 11.369 | 13.8163 | 0 | 2014-01-30 11:00 | 16879.8333 | 16.8798
|  | 2014-01-30 13:55:05 | 48.2878 | 1.3633 | 5.4533 | 7.3372 | 7.3372 | 0.6155 | 0.6155 | 0.91017 | 0.91017 | 2.7652 | 2.7652 | 16.9227 | 16.9227 | -14.2838 | -7.1419 | 7.0837 | 0 | 0 |  |  | 5.8896 |  | 0.11293 | 11.2934 | 14.1675 | 0 | 2014-01-30 11:30 | 16922.6667 | 16.9227
|  | 2014-01-30 14:25:02 | 48.222 | 1.3655 | 5.462 | 7.3425 | 7.3425 | 0.60767 | 0.60767 | 0.91533 | 0.91533 | 2.7652 | 2.7652 | 16.9202 | 16.9202 | -14.2091 | -7.1046 | 7.1419 | 0 | 0 |  |  | 5.0797 |  | 0.11327 | 11.3268 | 14.2838 | 0 | 2014-01-30 12:00 | 16920.1667 | 16.9202
|  | 2014-01-30 14:55:02 | 48.0635 | 1.417 | 5.668 | 7.3387 | 7.3387 | 0.63467 | 0.63467 | 0.929 | 0.929 | 1.9304 | 1.9304 | 16.9815 | 16.9815 | -14.5813 | -7.2906 | 7.1046 | 0 | 0 |  |  | 5.1012 |  | 0.11793 | 11.7927 | 14.2091 | 0 | 2014-01-30 12:30 | 16981.5 | 16.9815
|  | 2014-01-30 15:25:02 | 48.3723 | 1.3865 | 5.546 | 7.3403 | 7.3403 | 0.65883 | 0.65883 | 0.88683 | 0.88683 | 1.9304 | 1.9304 | 17.2157 | 17.2157 | -14.7943 | -7.3971 | 7.2906 | 0 | 0 |  |  | 5.0469 |  | 0.11465 | 11.4652 | 14.5813 | 0 | 2014-01-30 13:00 | 17215.6667 | 17.2157
|  | 2014-01-30 15:55:02 | 49.4627 | 1.4822 | 5.9287 | 7.3427 | 7.3427 | 0.819 | 0.819 | 0.86633 | 0.86633 | 0.5716 | 0.5716 | 17.2785 | 17.2785 | -16.6559 | -8.328 | 7.3971 | 0 | 0 |  |  | 5.3358 |  | 0.11986 | 11.9861 | 14.7943 | 0 | 2014-01-30 13:30 | 17278.5 | 17.2785
|  | 2014-01-30 16:25:02 | 50.392 | 1.4767 | 5.9067 | 7.333 | 7.333 | 0.94167 | 0.94167 | 0.80933 | 0.80933 | 0.5716 | 0.5716 | 17.4347 | 17.4347 | -17.3951 | -8.6975 | 8.328 | 0 | 0 |  |  | 6.3792 |  | 0.11721 | 11.7214 | 16.6559 | 0 | 2014-01-30 14:00 | 17434.6667 | 17.4347
|  | 2014-01-30 16:55:02 | 51.7102 | 1.5695 | 6.278 | 7.2865 | 7.2865 | 0.99117 | 0.99117 | 0.8485 | 0.8485 | 0.04 | 0.04 | 17.555 | 17.555 | -18.711 | -9.3555 | 8.6975 | 0 | 0 |  |  | 6.3408 |  | 0.12141 | 12.1407 | 17.3951 | 0 | 2014-01-30 14:30 | 17555 | 17.555
|  | 2014-01-30 17:25:02 | 52.2082 | 1.7247 | 6.8987 | 7.2845 | 7.2845 | 1.0205 | 1.0205 | 0.85483 | 0.85483 | 0.04 | 0.04 | 17.5502 | 17.5502 | -18.5595 | -9.2797 | 9.3555 | 0 | 0 |  |  | 6.6227 |  | 0.13214 | 13.2138 | 18.711 | 0 | 2014-01-30 15:00 | 17550.1667 | 17.5502
|  | 2014-01-30 17:55:02 | 51.8453 | 1.7428 | 6.9713 | 7.278 | 7.278 | 1.0205 | 1.0205 | 0.9195 | 0.9195 | 0 | 0 | 17.5808 | 17.5808 | -18.0752 | -9.0376 | 9.2797 | 0 | 0 |  |  | 6.9713 |  | 0.13446 | 13.4464 | 18.5595 | 0 | 2014-01-30 15:30 | 17580.8333 | 17.5808
|  | 2014-01-30 18:25:02 | 51.4945 | 1.7913 | 7.1653 | 7.283 | 7.283 | 1.0203 | 1.0203 | 0.91967 | 0.91967 | 0 | 0 | 17.175 | 17.175 | -17.9312 | -8.9656 | 9.0376 | 0 | 0 |  |  | 7.0937 |  | 0.13915 | 13.9148 | 18.0752 | 0 | 2014-01-30 16:00 | 17175 | 17.175
|  | 2014-01-30 18:55:01 | 51.1238 | 1.8272 | 7.3087 | 7.304 | 7.304 | 0.8765 | 0.8765 | 0.93633 | 0.93633 | 0 | 0 | 17.0853 | 17.0853 | -17.613 | -8.8065 | 8.9656 | 0 | 0 |  |  | 7.8203 |  | 0.14296 | 14.296 | 17.9312 | 0 | 2014-01-30 16:30 | 17085.3333 | 17.0853
|  | 2014-01-30 19:25:03 | 50.2672 | 1.619 | 6.476 | 7.3258 | 7.3258 | 0.77117 | 0.77117 | 0.96167 | 0.96167 | 0 | 0 | 17.0617 | 17.0617 | -17.6708 | -8.8354 | 8.8065 | 0 | 0 |  |  | 7.0588 |  | 0.12883 | 12.8832 | 17.613 | 0 | 2014-01-30 17:00 | 17061.6667 | 17.0617
|  | 2014-01-30 19:55:03 | 48.9132 | 1.3747 | 5.4987 | 7.3663 | 7.3663 | 0.76 | 0.76 | 0.93317 | 0.93317 | 0 | 0 | 17.0732 | 17.0732 | -17.2818 | -8.6409 | 8.8354 | 0 | 0 |  |  | 5.2787 |  | 0.11242 | 11.2417 | 17.6708 | 0 | 2014-01-30 17:30 | 17073.1667 | 17.0732
|  | 2014-01-30 20:25:02 | 47.3473 | 1.3948 | 5.5793 | 7.375 | 7.375 | 0.73717 | 0.73717 | 0.93867 | 0.93867 | 0 | 0 | 17.0567 | 17.0567 | -15.6605 | -7.8302 | 8.6409 | 0 | 0 |  |  | 5.0214 |  | 0.11784 | 11.7838 | 17.2818 | 0 | 2014-01-30 18:00 | 17056.6667 | 17.0567
|  | 2014-01-30 20:55:01 | 45.5468 | 1.4465 | 5.786 | 7.4287 | 7.4287 | 0.674 | 0.674 | 0.956 | 0.956 | 0 | 0 | 17.0245 | 17.0245 | -13.6777 | -6.8388 | 7.8302 | 0 | 0 |  |  | 6.2489 |  | 0.12703 | 12.7034 | 15.6605 | 0 | 2014-01-30 18:30 | 17024.5 | 17.0245
|  | 2014-01-30 21:25:01 | 43.1645 | 1.5527 | 6.2107 | 7.4928 | 7.4928 | 0.6155 | 0.6155 | 0.9045 | 0.9045 | 0 | 0 | 16.8275 | 16.8275 | -11.1135 | -5.5568 | 6.8388 | 0 | 0 |  |  | 6.3349 |  | 0.14388 | 14.3884 | 13.6777 | 0 | 2014-01-30 19:00 | 16827.5 | 16.8275
|  | 2014-01-30 21:55:03 | 40.9328 | 1.712 | 6.848 | 7.5018 | 7.5018 | 0.609 | 0.609 | 0.89317 | 0.89317 | 0 | 0 | 16.0643 | 16.0643 | -9.0165 | -4.5082 | 5.5568 | 0 | 0 |  |  | 6.3002 |  | 0.1673 | 16.7298 | 11.1135 | 0 | 2014-01-30 19:30 | 16064.3333 | 16.0643
|  | 2014-01-30 22:25:02 | 38.808 | 1.8583 | 7.4333 | 7.5012 | 7.5012 | 0.59717 | 0.59717 | 0.8755 | 0.8755 | 0 | 0 | 15.4512 | 15.4512 | -6.9497 | -3.4748 | 4.5082 | 0 | 0 |  |  | 6.7643 |  | 0.19154 | 19.1541 | 9.0165 | 0 | 2014-01-30 20:00 | 15451.1667 | 15.4512
|  | 2014-01-30 22:55:02 | 36.7663 | 1.7337 | 6.9347 | 7.5032 | 7.5032 | 0.58667 | 0.58667 | 0.852 | 0.852 | 0 | 0 | 15.0297 | 15.0297 | -5.8602 | -2.9301 | 3.4748 | 0 | 0 |  |  | 7.6281 |  | 0.18861 | 18.8615 | 6.9497 | 0 | 2014-01-30 20:30 | 15029.6667 | 15.0297
|  | 2014-01-30 23:25:01 | 35.4173 | 1.5827 | 6.3307 | 7.4965 | 7.4965 | 0.57183 | 0.57183 | 0.58733 | 0.58733 | 0 | 0 | 14.9632 | 14.9632 | -5.4678 | -2.7339 | 2.9301 | 0 | 0 |  |  | 5.8875 |  | 0.17874 | 17.8745 | 5.8602 | 0 | 2014-01-30 21:00 | 14963.1667 | 14.9632
|  | 2014-01-30 23:55:02 | 34.743 | 1.6667 | 6.6667 | 7.4955 | 7.4955 | 0.5645 | 0.5645 | 0.44167 | 0.44167 | 0 | 0 | 14.9588 | 14.9588 | -4.6158 | -2.3079 | 2.7339 | 0 | 0 |  |  | 6.1333 |  | 0.19189 | 19.1885 | 5.4678 | 0 | 2014-01-30 21:30 | 14958.8333 | 14.9588
|  | 2014-01-31 00:25:02 | 34.8525 | 1.6952 | 6.7807 | 7.4083 | 7.4083 | 0.56567 | 0.56567 | 0.4425 | 0.4425 | 0 | 0 | 15.175 | 15.175 | -4.4803 | -2.2402 | 2.3079 | 0 | 0 |  |  | 7.1197 |  | 0.19455 | 19.4553 | 4.6158 | 0 | 2014-01-30 22:00 | 15175 | 15.175
|  | 2014-01-31 00:55:02 | 35.0783 | 1.8925 | 7.57 | 7.3365 | 7.3365 | 0.55683 | 0.55683 | 0.44167 | 0.44167 | 0 | 0 | 15.3402 | 15.3402 | -3.8332 | -1.9166 | 2.2402 | 0 | 0 |  |  | 7.9485 |  | 0.2158 | 21.5803 | 4.4803 | 0 | 2014-01-30 22:30 | 15340.1667 | 15.3402
|  | 2014-01-31 01:25:01 | 34.738 | 1.9817 | 7.9267 | 7.337 | 7.337 | 0.54167 | 0.54167 | 0.4375 | 0.4375 | 0 | 0 | 15.3342 | 15.3342 | -3.161 | -1.5805 | 1.9166 | 0 | 0 |  |  | 7.9267 |  | 0.22818 | 22.8184 | 3.8332 | 0 | 2014-01-30 23:00 | 15334.1667 | 15.3342
|  | 2014-01-31 01:55:02 | 34.2632 | 1.914 | 7.656 | 7.3317 | 7.3317 | 0.5255 | 0.5255 | 0.443 | 0.443 | 0 | 0 | 15.204 | 15.204 | -3.103 | -1.5515 | 1.5805 | 0 | 0 |  |  | 7.0435 |  | 0.22345 | 22.3447 | 3.161 | 0 | 2014-01-30 23:30 | 15204 | 15.204
|  | 2014-01-31 02:25:03 | 34.0397 | 1.8633 | 7.4533 | 7.3173 | 7.3173 | 0.52067 | 0.52067 | 0.42517 | 0.42517 | 0 | 0 | 15.0835 | 15.0835 | -3.2397 | -1.6198 | 1.5515 | 0 | 0 |  |  | 7.9005 |  | 0.21896 | 21.896 | 3.103 | 0 | 2014-01-31 | 15083.5 | 15.0835
|  | 2014-01-31 02:55:01 | 33.735 | 1.9263 | 7.7053 | 7.3133 | 7.3133 | 0.53067 | 0.53067 | 0.42817 | 0.42817 | 0 | 0 | 14.8268 | 14.8268 | -2.9307 | -1.4653 | 1.6198 | 0 | 0 |  |  | 7.8594 |  | 0.22841 | 22.8408 | 3.2397 | 0 | 2014-01-31 00:30 | 14826.8333 | 14.8268
|  | 2014-01-31 03:25:02 | 33.1498 | 1.9735 | 7.894 | 7.3028 | 7.3028 | 0.53017 | 0.53017 | 0.44317 | 0.44317 | 0 | 0 | 14.3115 | 14.3115 | -2.6682 | -1.3341 | 1.4653 | 0 | 0 |  |  | 7.8151 |  | 0.23813 | 23.8131 | 2.9307 | 0 | 2014-01-31 01:00 | 14311.5 | 14.3115
|  | 2014-01-31 03:55:02 | 32.5325 | 2.0115 | 8.046 | 7.2947 | 7.2947 | 0.52833 | 0.52833 | 0.44333 | 0.44333 | 0 | 0 | 13.9297 | 13.9297 | -2.2905 | -1.1452 | 1.3341 | 0 | 0 |  |  | 7.6437 |  | 0.24732 | 24.7322 | 2.6682 | 0 | 2014-01-31 01:30 | 13929.6667 | 13.9297
|  | 2014-01-31 04:25:01 | 31.9193 | 2.192 | 8.768 | 7.2843 | 7.2843 | 0.53017 | 0.53017 | 0.44283 | 0.44283 | 0 | 0 | 13.2897 | 13.2897 | -1.6043 | -0.80217 | 1.1452 | 0 | 0 |  |  | 8.9434 |  | 0.27469 | 27.4692 | 2.2905 | 0 | 2014-01-31 02:00 | 13289.6667 | 13.2897
|  | 2014-01-31 04:55:02 | 32.003 | 2.3873 | 9.5493 | 7.2772 | 7.2772 | 0.56217 | 0.56217 | 0.43433 | 0.43433 | 0 | 0 | 13.2917 | 13.2917 | -0.88833 | -0.44417 | 0.80217 | 0 | 0 |  |  | 10.5043 |  | 0.29839 | 29.8389 | 1.6043 | 0 | 2014-01-31 02:30 | 13291.6667 | 13.2917
|  | 2014-01-31 05:25:02 | 32.515 | 2.7505 | 11.002 | 7.2693 | 7.2693 | 0.60167 | 0.60167 | 0.439 | 0.439 | 0 | 0 | 13.181 | 13.181 | -0.022 | -0.011 | 0.44417 | 0 | 0 |  |  | 10.1218 |  | 0.33837 | 33.8367 | 0.88833 | 0 | 2014-01-31 03:00 | 13181 | 13.181
|  | 2014-01-31 05:55:02 | 34.1002 | 3.1237 | 12.4947 | 7.2615 | 7.2615 | 0.611 | 0.611 | 0.43683 | 0.43683 | 0 | 0 | 14.5105 | 14.5105 | 1.2143 | 0.60717 | 0.011 | 0.60717 | 0 |  |  | 12.1198 |  | 0.36641 | 36.6411 | 0.022 | 0 | 2014-01-31 03:30 | 14510.5 | 14.5105
|  | 2014-01-31 06:25:02 | 36.2917 | 3.4065 | 13.626 | 7.3262 | 7.3262 | 0.61667 | 0.61667 | 0.56783 | 0.56783 | 0 | 0 | 15.4825 | 15.4825 | 1.3275 | 0.66375 | 0 | 1.2709 | 0 |  |  | 14.4436 |  | 0.37546 | 37.5458 | 0 | 0 | 2014-01-31 04:00 | 15482.5 | 15.4825
|  | 2014-01-31 06:55:02 | 39.9953 | 3.6398 | 14.5593 | 7.364 | 7.364 | 0.775 | 0.775 | 0.8515 | 0.8515 | 0 | 0 | 16.3003 | 16.3003 | -0.14517 | -0.072583 | 0 | 1.1983 | 0 |  |  | 14.1226 |  | 0.36403 | 36.4026 | 0 | 0.14517 | 2014-01-31 04:30 | 16300.3333 | 16.3003
|  | 2014-01-31 07:25:02 | 43.5193 | 4.084 | 16.336 | 7.3662 | 7.3662 | 0.88767 | 0.88767 | 0.8895 | 0.8895 | 0 | 0 | 17.1652 | 17.1652 | -0.87483 | -0.43742 | 0 | 0.76092 | 0 |  |  | 15.3558 |  | 0.37537 | 37.5373 | 0 | 0.87483 | 2014-01-31 05:00 | 17165.1667 | 17.1652
|  | 2014-01-31 07:55:03 | 44.5717 | 4.3267 | 17.3067 | 7.3655 | 7.3655 | 0.844 | 0.844 | 0.868 | 0.868 | 0 | 0 | 17.3932 | 17.3932 | -0.79433 | -0.39717 | 0 | 0.36375 | 0 |  |  | 18.5181 |  | 0.38829 | 38.8289 | 0 | 0.79433 | 2014-01-31 05:30 | 17393.1667 | 17.3932
|  | 2014-01-31 08:25:01 | 44.9073 | 4.5993 | 18.3973 | 7.3643 | 7.3643 | 0.84383 | 0.84383 | 0.859 | 0.859 | 0 | 0 | 17.6117 | 17.6117 | 0.16883 | 0.084417 | 0 | 0.44817 | 0 |  |  | 17.1095 |  | 0.40967 | 40.9673 | 0 | 0 | 2014-01-31 06:00 | 17611.6667 | 17.6117
|  | 2014-01-31 08:55:03 | 45.3548 | 4.8972 | 19.5887 | 7.3457 | 7.3457 | 0.725 | 0.725 | 0.8675 | 0.8675 | 0.162 | 0.162 | 17.5478 | 17.5478 | 0.88183 | 0.44092 | 0 | 0.88908 | 0 |  |  | 20.9599 |  | 0.4319 | 43.1898 | 0 | 0 | 2014-01-31 06:30 | 17547.8333 | 17.5478
|  | 2014-01-31 09:25:01 | 46.117 | 5.3138 | 21.2553 | 7.3395 | 7.3395 | 0.62967 | 0.62967 | 0.86783 | 0.86783 | 0.162 | 0.162 | 17.6158 | 17.6158 | 1.7532 | 0.87658 | 0 | 1.7657 | 0 |  |  | 21.0428 |  | 0.4609 | 46.09 | 0 | 0 | 2014-01-31 07:00 | 17615.8333 | 17.6158
|  | 2014-01-31 09:55:01 | 46.2827 | 5.6175 | 22.47 | 7.3392 | 7.3392 | 0.63783 | 0.63783 | 0.89467 | 0.89467 | 0.436 | 0.436 | 17.6637 | 17.6637 | 3.1587 | 1.5793 | 0 | 3.345 | 0 |  |  | 23.8182 |  | 0.48549 | 48.5495 | 0 | 0 | 2014-01-31 07:30 | 17663.6667 | 17.6637
|  | 2014-01-31 10:25:03 | 46.6232 | 5.7302 | 22.9207 | 7.3737 | 7.3737 | 0.66583 | 0.66583 | 0.888 | 0.888 | 0.436 | 0.436 | 17.6407 | 17.6407 | 3.3017 | 1.6508 | 0 | 4.9958 | 0 |  |  | 22.6915 |  | 0.49162 | 49.1615 | 0 | 0 | 2014-01-31 08:00 | 17640.6667 | 17.6407
|  | 2014-01-31 10:55:02 | 46.9412 | 5.8512 | 23.4047 | 7.3725 | 7.3725 | 0.69167 | 0.69167 | 0.89183 | 0.89183 | 0.7864 | 0.7864 | 17.678 | 17.678 | 3.8839 | 1.942 | 0 | 6.9378 | 0 |  |  | 21.5323 |  | 0.4986 | 49.8596 | 0 | 0 | 2014-01-31 08:30 | 17678 | 17.678
|  | 2014-01-31 11:25:03 | 47.1752 | 5.9423 | 23.7693 | 7.3638 | 7.3638 | 0.69517 | 0.69517 | 0.89083 | 0.89083 | 0.7864 | 0.7864 | 17.6777 | 17.6777 | 4.0081 | 2.004 | 0 | 8.9418 | 0 |  |  | 23.7693 |  | 0.50385 | 50.3853 | 0 | 0 | 2014-01-31 09:00 | 17677.6667 | 17.6777
|  | 2014-01-31 11:55:03 | 47.4807 | 5.9535 | 23.814 | 7.3638 | 7.3638 | 0.694 | 0.694 | 0.9665 | 0.9665 | 1.3632 | 1.3632 | 17.662 | 17.662 | 4.3829 | 2.1914 | 0 | 11.1332 | 0 |  |  | 21.9089 |  | 0.50155 | 50.1552 | 0 | 0 | 2014-01-31 09:30 | 17662 | 17.662
|  | 2014-01-31 12:25:02 | 47.5063 | 6.0155 | 24.062 | 7.292 | 7.292 | 0.65933 | 0.65933 | 0.90433 | 0.90433 | 1.3632 | 1.3632 | 17.6602 | 17.6602 | 4.4347 | 2.2173 | 0 | 13.3506 | 0 |  |  | 23.3401 |  | 0.5065 | 50.6501 | 0 | 0 | 2014-01-31 10:00 | 17660.1667 | 17.6602
|  | 2014-01-31 12:55:02 | 47.3487 | 6.0502 | 24.2007 | 7.1958 | 7.1958 | 0.6035 | 0.6035 | 0.9665 | 0.9665 | 0.8984 | 0.8984 | 17.6425 | 17.6425 | 4.1587 | 2.0794 | 0 | 15.43 | 0 |  |  | 25.6527 |  | 0.51112 | 51.1116 | 0 | 0 | 2014-01-31 10:30 | 17642.5 | 17.6425
|  | 2014-01-31 13:25:03 | 47.2555 | 6.0995 | 24.398 | 7.188 | 7.188 | 0.58467 | 0.58467 | 0.96683 | 0.96683 | 0.8984 | 0.8984 | 17.645 | 17.645 | 4.4254 | 2.2127 | 0 | 17.6427 | 0 |  |  | 24.154 |  | 0.5163 | 51.63 | 0 | 0 | 2014-01-31 11:00 | 17645 | 17.645
|  | 2014-01-31 13:55:03 | 47.192 | 6.1898 | 24.7593 | 7.194 | 7.194 | 0.58567 | 0.58567 | 0.96783 | 0.96783 | 0.6276 | 0.6276 | 17.6207 | 17.6207 | 4.5631 | 2.2815 | 0 | 19.9242 | 0 |  |  | 26.4925 |  | 0.52465 | 52.4651 | 0 | 0 | 2014-01-31 11:30 | 17620.6667 | 17.6207
|  | 2014-01-31 14:25:01 | 47.083 | 6.2053 | 24.8213 | 7.2208 | 7.2208 | 0.58817 | 0.58817 | 0.95067 | 0.95067 | 0.6276 | 0.6276 | 17.5455 | 17.5455 | 4.6711 | 2.3355 | 0 | 22.2598 | 0 |  |  | 25.8142 |  | 0.52718 | 52.7182 | 0 | 0 | 2014-01-31 12:00 | 17545.5 | 17.5455
|  | 2014-01-31 14:55:01 | 46.7738 | 6.1942 | 24.7767 | 7.3057 | 7.3057 | 0.60267 | 0.60267 | 0.96383 | 0.96383 | 0.5872 | 0.5872 | 17.4853 | 17.4853 | 4.9475 | 2.4738 | 0 | 24.7335 | 0 |  |  | 27.2543 |  | 0.52971 | 52.9712 | 0 | 0 | 2014-01-31 12:30 | 17485.3333 | 17.4853
|  | 2014-01-31 15:25:02 | 46.8942 | 6.1707 | 24.6827 | 7.3332 | 7.3332 | 0.60783 | 0.60783 | 0.9685 | 0.9685 | 0.5872 | 0.5872 | 17.444 | 17.444 | 4.7292 | 2.3646 | 0 | 27.0981 | 0 |  |  | 26.1636 |  | 0.52635 | 52.6348 | 0 | 0 | 2014-01-31 13:00 | 17444 | 17.444
|  | 2014-01-31 15:55:03 | 47.8857 | 6.0543 | 24.2173 | 7.3217 | 7.3217 | 0.60767 | 0.60767 | 0.96683 | 0.96683 | 0.1788 | 0.1788 | 17.5278 | 17.5278 | 2.9345 | 1.4672 | 0 | 28.5654 | 0 |  |  | 23.4908 |  | 0.50573 | 50.5732 | 0 | 0 | 2014-01-31 13:30 | 17527.8333 | 17.5278
|  | 2014-01-31 16:25:01 | 49.3073 | 5.8688 | 23.4753 | 7.3447 | 7.3447 | 0.62983 | 0.62983 | 0.97917 | 0.97917 | 0.1788 | 0.1788 | 17.6162 | 17.6162 | 0.91663 | 0.45832 | 0 | 29.0237 | 0 |  |  | 21.1278 |  | 0.4761 | 47.6102 | 0 | 0 | 2014-01-31 14:00 | 17616.1667 | 17.6162
|  | 2014-01-31 16:55:03 | 50.8257 | 5.641 | 22.564 | 7.3948 | 7.3948 | 0.8395 | 0.8395 | 0.97933 | 0.97933 | 0.008 | 0.008 | 17.6207 | 17.6207 | -1.4193 | -0.70967 | 0 | 28.314 | 0 |  |  | 24.5948 |  | 0.44395 | 44.3949 | 0 | 1.4193 | 2014-01-31 14:30 | 17620.6667 | 17.6207
|  | 2014-01-31 17:25:04 | 51.4045 | 5.3855 | 21.542 | 7.318 | 7.318 | 0.891 | 0.891 | 0.95333 | 0.95333 | 0.008 | 0.008 | 17.589 | 17.589 | -3.1032 | -1.5516 | 0 | 26.7624 | 0 |  |  | 23.2654 |  | 0.41907 | 41.9068 | 0 | 3.1032 | 2014-01-31 15:00 | 17589 | 17.589
|  | 2014-01-31 17:55:03 | 50.7945 | 5.148 | 20.592 | 7.2832 | 7.2832 | 0.8955 | 0.8955 | 0.95933 | 0.95933 | 0 | 0 | 17.5337 | 17.5337 | -3.5308 | -1.7654 | 0 | 24.997 | 0 |  |  | 21.0038 |  | 0.4054 | 40.5398 | 0 | 3.5308 | 2014-01-31 15:30 | 17533.6667 | 17.5337
|  | 2014-01-31 18:25:02 | 49.9327 | 4.9085 | 19.634 | 7.2092 | 7.2092 | 0.84317 | 0.84317 | 0.955 | 0.955 | 0 | 0 | 17.5115 | 17.5115 | -3.7798 | -1.8899 | 0 | 23.1071 | 0 |  |  | 21.4011 |  | 0.39321 | 39.321 | 0 | 3.7798 | 2014-01-31 16:00 | 17511.5 | 17.5115
|  | 2014-01-31 18:55:01 | 48.8173 | 4.6973 | 18.7893 | 7.2082 | 7.2082 | 0.70967 | 0.70967 | 0.94283 | 0.94283 | 0 | 0 | 17.489 | 17.489 | -3.6783 | -1.8392 | 0 | 21.2679 | 0 |  |  | 19.353 |  | 0.38489 | 38.4891 | 0 | 3.6783 | 2014-01-31 16:30 | 17489 | 17.489
|  | 2014-01-31 19:25:02 | 47.2727 | 4.4972 | 17.9887 | 7.2063 | 7.2063 | 0.6795 | 0.6795 | 0.90433 | 0.90433 | 0 | 0 | 17.2438 | 17.2438 | -3.25 | -1.625 | 0 | 19.6429 | 0 |  |  | 17.9887 |  | 0.38053 | 38.053 | 0 | 3.25 | 2014-01-31 17:00 | 17243.8333 | 17.2438
|  | 2014-01-31 19:55:02 | 45.68 | 4.3295 | 17.318 | 7.2058 | 7.2058 | 0.65133 | 0.65133 | 0.8975 | 0.8975 | 0 | 0 | 16.9638 | 16.9638 | -2.6435 | -1.3217 | 0 | 18.3212 | 0 |  |  | 17.318 |  | 0.37912 | 37.9116 | 0 | 2.6435 | 2014-01-31 17:30 | 16963.8333 | 16.9638
|  | 2014-01-31 20:25:03 | 43.8658 | 4.2625 | 17.05 | 7.1898 | 7.1898 | 0.64917 | 0.64917 | 0.727 | 0.727 | 0 | 0 | 16.9428 | 16.9428 | -1.307 | -0.6535 | 0 | 17.6677 | 0 |  |  | 17.9025 |  | 0.38869 | 38.8685 | 0 | 1.307 | 2014-01-31 18:00 | 16942.8333 | 16.9428
|  | 2014-01-31 20:55:03 | 42.0942 | 4.1377 | 16.5507 | 7.0817 | 7.0817 | 0.61917 | 0.61917 | 0.69 | 0.69 | 0 | 0 | 16.7367 | 16.7367 | -0.416 | -0.208 | 0 | 17.4597 | 0 |  |  | 17.0472 |  | 0.39318 | 39.3182 | 0 | 0.416 | 2014-01-31 18:30 | 16736.6667 | 16.7367
|  | 2014-01-31 21:25:02 | 39.9815 | 3.8937 | 15.5747 | 7.0172 | 7.0172 | 0.597 | 0.597 | 0.68983 | 0.68983 | 0 | 0 | 16.6292 | 16.6292 | 0.52633 | 0.26317 | 0 | 17.7228 | 0 |  |  | 14.6402 |  | 0.38955 | 38.9547 | 0 | 0 | 2014-01-31 19:00 | 16629.1667 | 16.6292
|  | 2014-01-31 21:55:03 | 38.3092 | 3.8192 | 15.2767 | 7.0158 | 7.0158 | 0.595 | 0.595 | 0.68983 | 0.68983 | 0 | 0 | 15.5985 | 15.5985 | 0.86667 | 0.43333 | 0 | 18.1562 | 0 |  |  | 15.8877 |  | 0.39877 | 39.8773 | 0 | 0 | 2014-01-31 19:30 | 15598.5 | 15.5985
|  | 2014-01-31 22:25:02 | 36.5208 | 3.9447 | 15.7787 | 7.0185 | 7.0185 | 0.59133 | 0.59133 | 0.68917 | 0.68917 | 0 | 0 | 14.9968 | 14.9968 | 2.5537 | 1.2768 | 0 | 19.433 | 0 |  |  | 16.252 |  | 0.43205 | 43.2046 | 0 | 0 | 2014-01-31 20:00 | 14996.8333 | 14.9968
|  | 2014-01-31 22:55:03 | 34.6282 | 4.0733 | 16.2933 | 7.0802 | 7.0802 | 0.56717 | 0.56717 | 0.68983 | 0.68983 | 0 | 0 | 14.4088 | 14.4088 | 4.4112 | 2.2056 | 0 | 21.6386 | 0 |  |  | 16.4563 |  | 0.47052 | 47.0523 | 0 | 0 | 2014-01-31 20:30 | 14408.8333 | 14.4088
|  | 2014-01-31 23:25:03 | 33.2817 | 4.199 | 16.796 | 7.1458 | 7.1458 | 0.5555 | 0.5555 | 0.6895 | 0.6895 | 0 | 0 | 13.8667 | 13.8667 | 5.7718 | 2.8859 | 0 | 24.5245 | 0 |  |  | 17.2999 |  | 0.50466 | 50.4662 | 0 | 0 | 2014-01-31 21:00 | 13866.6667 | 13.8667
|  | 2014-01-31 23:55:03 | 32.4703 | 4.4305 | 17.722 | 7.1482 | 7.1482 | 0.58467 | 0.58467 | 0.68883 | 0.68883 | 0 | 0 | 13.3878 | 13.3878 | 7.0612 | 3.5306 | 0 | 28.0551 | 0 |  |  | 18.4309 |  | 0.54579 | 54.5791 | 0 | 0 | 2014-01-31 21:30 | 13387.8333 | 13.3878
|  | 2014-02-01 00:25:01 | 32.3975 | 4.576 | 18.304 | 7.1488 | 7.1488 | 0.63067 | 0.63067 | 0.68367 | 0.68367 | 0 | 0 | 13.4345 | 13.4345 | 7.8042 | 3.9021 | 0 | 31.9572 | 0 |  |  | 16.8397 |  | 0.56498 | 56.4982 | 0 | 0 | 2014-01-31 22:00 | 13434.5 | 13.4345
|  | 2014-02-01 00:55:03 | 32.5925 | 4.784 | 19.136 | 7.226 | 7.226 | 0.62617 | 0.62617 | 0.6655 | 0.6655 | 0 | 0 | 13.3165 | 13.3165 | 8.3777 | 4.1888 | 0 | 36.146 | 0 |  |  | 20.8582 |  | 0.58713 | 58.7129 | 0 | 0 | 2014-01-31 22:30 | 13316.5 | 13.3165
|  | 2014-02-01 01:25:03 | 32.185 | 5.044 | 20.176 | 7.2487 | 7.2487 | 0.622 | 0.622 | 0.6605 | 0.6605 | 0 | 0 | 12.8245 | 12.8245 | 9.3467 | 4.6733 | 0 | 40.8193 | 0 |  |  | 18.5619 |  | 0.62688 | 62.6876 | 0 | 0 | 2014-01-31 23:00 | 12824.5 | 12.8245
|  | 2014-02-01 01:55:03 | 31.6397 | 5.283 | 21.132 | 7.2553 | 7.2553 | 0.6265 | 0.6265 | 0.64683 | 0.64683 | 0 | 0 | 12.4988 | 12.4988 | 10.5198 | 5.2599 | 0 | 46.0793 | 0 |  |  | 22.6112 |  | 0.6679 | 66.7896 | 0 | 0 | 2014-01-31 23:30 | 12498.8333 | 12.4988
|  | 2014-02-01 02:25:04 | 31.3622 | 5.1217 | 20.4867 | 7.2618 | 7.2618 | 0.62467 | 0.62467 | 0.6445 | 0.6445 | 0 | 0 | 12.6222 | 12.6222 | 10.2777 | 5.1388 | 0 | 51.2181 | 0 |  |  | 18.6429 |  | 0.65323 | 65.3229 | 0 | 0 | 2014-02-01 | 12622.1667 | 12.6222
|  | 2014-02-01 02:55:03 | 31.2755 | 5.1383 | 20.5533 | 7.2683 | 7.2683 | 0.61433 | 0.61433 | 0.6545 | 0.6545 | 0 | 0 | 12.3205 | 12.3205 | 10.1355 | 5.0677 | 0 | 56.2858 | 0 |  |  | 19.5257 |  | 0.65717 | 65.717 | 0 | 0 | 2014-02-01 00:30 | 12320.5 | 12.3205
|  | 2014-02-01 03:25:02 | 30.4497 | 5.053 | 20.212 | 7.2732 | 7.2732 | 0.56067 | 0.56067 | 0.6675 | 0.6675 | 0 | 0 | 11.5383 | 11.5383 | 9.802 | 4.901 | 0 | 61.1868 | 0 |  |  | 19.8078 |  | 0.66378 | 66.3784 | 0 | 0 | 2014-02-01 01:00 | 11538.3333 | 11.5383
|  | 2014-02-01 03:55:03 | 29.9297 | 5.109 | 20.436 | 7.2188 | 7.2188 | 0.52917 | 0.52917 | 0.68 | 0.68 | 0 | 0 | 11.0135 | 11.0135 | 9.9478 | 4.9739 | 0 | 66.1608 | 0 |  |  | 18.5968 |  | 0.6828 | 68.2801 | 0 | 0 | 2014-02-01 01:30 | 11013.5 | 11.0135
|  | 2014-02-01 04:25:02 | 29.5507 | 5.1517 | 20.6067 | 7.1102 | 7.1102 | 0.52983 | 0.52983 | 0.6885 | 0.6885 | 0 | 0 | 10.7627 | 10.7627 | 10.1472 | 5.0736 | 0 | 71.2343 | 0 |  |  | 19.1642 |  | 0.69733 | 69.7333 | 0 | 0 | 2014-02-01 02:00 | 10762.6667 | 10.7627
|  | 2014-02-01 04:55:03 | 29.5455 | 5.207 | 20.828 | 7.081 | 7.081 | 0.53917 | 0.53917 | 0.6895 | 0.6895 | 0 | 0 | 10.8533 | 10.8533 | 10.4455 | 5.2227 | 0 | 76.4571 | 0 |  |  | 20.2032 |  | 0.70495 | 70.4947 | 0 | 0 | 2014-02-01 02:30 | 10853.3333 | 10.8533
|  | 2014-02-01 05:25:02 | 29.5618 | 5.1782 | 20.7127 | 7.0898 | 7.0898 | 0.55083 | 0.55083 | 0.689 | 0.689 | 0 | 0 | 10.8275 | 10.8275 | 10.308 | 5.154 | 0 | 81.6111 | 0 |  |  | 19.4699 |  | 0.70066 | 70.0656 | 0 | 0 | 2014-02-01 03:00 | 10827.5 | 10.8275
|  | 2014-02-01 05:55:03 | 29.8862 | 4.995 | 19.98 | 7.1047 | 7.1047 | 0.551 | 0.551 | 0.6895 | 0.6895 | 0 | 0 | 11.2722 | 11.2722 | 9.7112 | 4.8556 | 0 | 86.4667 | 0 |  |  | 20.5794 |  | 0.66854 | 66.8537 | 0 | 0 | 2014-02-01 03:30 | 11272.1667 | 11.2722
|  | 2014-02-01 06:25:03 | 30.9323 | 5.1183 | 20.4733 | 7.1857 | 7.1857 | 0.54717 | 0.54717 | 0.6895 | 0.6895 | 0 | 0 | 11.5483 | 11.5483 | 9.5117 | 4.7558 | 0 | 91.2225 | 0 |  |  | 22.1112 |  | 0.66187 | 66.1875 | 0 | 0 | 2014-02-01 04:00 | 11548.3333 | 11.5483
|  | 2014-02-01 06:55:02 | 31.4582 | 5.1488 | 20.5953 | 7.2033 | 7.2033 | 0.56883 | 0.56883 | 0.68967 | 0.68967 | 0 | 0 | 11.7623 | 11.7623 | 9.3613 | 4.6807 | 0 | 95.9032 | 0 |  |  | 19.3596 |  | 0.65469 | 65.469 | 0 | 0 | 2014-02-01 04:30 | 11762.3333 | 11.7623
|  | 2014-02-01 07:25:01 | 32.5108 | 5.204 | 20.816 | 7.2022 | 7.2022 | 0.57617 | 0.57617 | 0.67583 | 0.67583 | 0 | 0 | 12.3068 | 12.3068 | 9.0662 | 4.5331 | 0 | 100 | 4.5331 |  |  | 19.1507 |  | 0.64028 | 64.0279 | 0 | 0 | 2014-02-01 05:00 | 12306.8333 | 12.3068
|  | 2014-02-01 07:55:03 | 33.472 | 5.325 | 21.3 | 7.1998 | 7.1998 | 0.58417 | 0.58417 | 0.63867 | 0.63867 | 0 | 0 | 12.866 | 12.866 | 9.1167 | 4.5583 | 0 | 100 | 4.5583 |  |  | 22.152 |  | 0.63635 | 63.6353 | 0 | 0 | 2014-02-01 05:30 | 12866 | 12.866
|  | 2014-02-01 08:25:02 | 35.3722 | 5.5225 | 22.09 | 7.199 | 7.199 | 0.617 | 0.617 | 0.68933 | 0.68933 | 0 | 0 | 13.613 | 13.613 | 8.8362 | 4.4181 | 0 | 100 | 4.4181 |  |  | 20.1019 |  | 0.6245 | 62.4502 | 0 | 0 | 2014-02-01 06:00 | 13613 | 13.613
|  | 2014-02-01 08:55:03 | 37.2825 | 5.6417 | 22.5667 | 7.1985 | 7.1985 | 0.633 | 0.633 | 0.68917 | 0.68917 | 0.1896 | 0.1896 | 14.091 | 14.091 | 8.0854 | 4.0427 | 0 | 100 | 4.0427 |  |  | 22.1153 |  | 0.60529 | 60.5288 | 0 | 0 | 2014-02-01 06:30 | 14091 | 14.091
|  | 2014-02-01 09:25:02 | 38.5922 | 5.7088 | 22.8353 | 7.1922 | 7.1922 | 0.63567 | 0.63567 | 0.6895 | 0.6895 | 0.1896 | 0.1896 | 14.6345 | 14.6345 | 7.5846 | 3.7923 | 0 | 100 | 3.7923 |  |  | 23.292 |  | 0.59171 | 59.1709 | 0 | 0 | 2014-02-01 07:00 | 14634.5 | 14.6345
|  | 2014-02-01 09:55:04 | 39.0045 | 5.4802 | 21.9207 | 7.1887 | 7.1887 | 0.59417 | 0.59417 | 0.68883 | 0.68883 | 0.6544 | 0.6544 | 14.9427 | 14.9427 | 6.9849 | 3.4924 | 0 | 100 | 3.4924 |  |  | 22.5783 |  | 0.562 | 56.2004 | 0 | 0 | 2014-02-01 07:30 | 14942.6667 | 14.9427
|  | 2014-02-01 10:25:04 | 39.1728 | 5.6892 | 22.7567 | 7.193 | 7.193 | 0.56183 | 0.56183 | 0.689 | 0.689 | 0.6544 | 0.6544 | 14.9358 | 14.9358 | 7.6179 | 3.8089 | 0 | 100 | 3.8089 |  |  | 20.7086 |  | 0.58093 | 58.093 | 0 | 0 | 2014-02-01 08:00 | 14935.8333 | 14.9358
|  | 2014-02-01 10:55:02 | 39.0728 | 5.8135 | 23.254 | 7.191 | 7.191 | 0.55433 | 0.55433 | 0.68917 | 0.68917 | 1.06 | 1.06 | 14.8982 | 14.8982 | 8.5738 | 4.2869 | 0 | 100 | 4.2869 |  |  | 21.3937 |  | 0.59514 | 59.5145 | 0 | 0 | 2014-02-01 08:30 | 14898.1667 | 14.8982
|  | 2014-02-01 11:25:04 | 39.2317 | 5.8663 | 23.4653 | 7.1912 | 7.1912 | 0.54417 | 0.54417 | 0.68917 | 0.68917 | 1.06 | 1.06 | 14.9792 | 14.9792 | 8.6973 | 4.3487 | 0 | 100 | 4.3487 |  |  | 23.7 |  | 0.59812 | 59.8122 | 0 | 0 | 2014-02-01 09:00 | 14979.1667 | 14.9792
|  | 2014-02-01 11:55:03 | 39.3095 | 5.9218 | 23.6873 | 7.1917 | 7.1917 | 0.54417 | 0.54417 | 0.6895 | 0.6895 | 1.468 | 1.468 | 15.0653 | 15.0653 | 9.3365 | 4.6683 | 0 | 100 | 4.6683 |  |  | 24.1611 |  | 0.60259 | 60.2585 | 0 | 0 | 2014-02-01 09:30 | 15065.3333 | 15.0653
|  | 2014-02-01 12:25:03 | 39.325 | 5.957 | 23.828 | 7.1408 | 7.1408 | 0.54867 | 0.54867 | 0.68933 | 0.68933 | 1.468 | 1.468 | 15.1957 | 15.1957 | 9.5455 | 4.7727 | 0 | 100 | 4.7727 |  |  | 21.4452 |  | 0.60592 | 60.5925 | 0 | 0 | 2014-02-01 10:00 | 15195.6667 | 15.1957
|  | 2014-02-01 12:55:03 | 39.146 | 5.9403 | 23.7613 | 7.0772 | 7.0772 | 0.53533 | 0.53533 | 0.68783 | 0.68783 | 2.3172 | 2.3172 | 15.2272 | 15.2272 | 10.46 | 5.23 | 0 | 100 | 5.23 |  |  | 22.8109 |  | 0.60699 | 60.6993 | 0 | 0 | 2014-02-01 10:30 | 15227.1667 | 15.2272
|  | 2014-02-01 13:25:03 | 38.8497 | 5.7507 | 23.0027 | 7.0755 | 7.0755 | 0.5425 | 0.5425 | 0.68917 | 0.68917 | 2.3172 | 2.3172 | 15.1632 | 15.1632 | 9.9405 | 4.9703 | 0 | 100 | 4.9703 |  |  | 23.4627 |  | 0.59209 | 59.2094 | 0 | 0 | 2014-02-01 11:00 | 15163.1667 | 15.1632
|  | 2014-02-01 13:55:03 | 38.7155 | 5.5603 | 22.2413 | 7.0743 | 7.0743 | 0.54983 | 0.54983 | 0.68933 | 0.68933 | 1.35 | 1.35 | 15.268 | 15.268 | 8.4573 | 4.2287 | 0 | 100 | 4.2287 |  |  | 21.3517 |  | 0.57448 | 57.4481 | 0 | 0 | 2014-02-01 11:30 | 15268 | 15.268
|  | 2014-02-01 14:25:02 | 38.5175 | 5.5427 | 22.1707 | 7.0763 | 7.0763 | 0.54967 | 0.54967 | 0.689 | 0.689 | 1.35 | 1.35 | 15.1455 | 15.1455 | 8.4637 | 4.2318 | 0 | 100 | 4.2318 |  |  | 21.0621 |  | 0.5756 | 57.56 | 0 | 0 | 2014-02-01 12:00 | 15145.5 | 15.1455
|  | 2014-02-01 14:55:03 | 38.5813 | 5.5727 | 22.2907 | 7.131 | 7.131 | 0.57133 | 0.57133 | 0.68967 | 0.68967 | 1.3748 | 1.3748 | 15.0957 | 15.0957 | 8.5718 | 4.2859 | 0 | 100 | 4.2859 |  |  | 21.6219 |  | 0.57776 | 57.7758 | 0 | 0 | 2014-02-01 12:30 | 15095.6667 | 15.0957
|  | 2014-02-01 15:25:03 | 39.0013 | 5.3468 | 21.3873 | 7.198 | 7.198 | 0.57183 | 0.57183 | 0.69 | 0.69 | 1.3748 | 1.3748 | 15.1675 | 15.1675 | 7.3881 | 3.6941 | 0 | 100 | 3.6941 |  |  | 20.9596 |  | 0.54837 | 54.8374 | 0 | 0 | 2014-02-01 13:00 | 15167.5 | 15.1675
|  | 2014-02-01 15:55:03 | 39.711 | 5.278 | 21.112 | 7.205 | 7.205 | 0.57917 | 0.57917 | 0.68933 | 0.68933 | 0.2748 | 0.2748 | 15.2138 | 15.2138 | 5.3631 | 2.6816 | 0 | 100 | 2.6816 |  |  | 22.5898 |  | 0.53164 | 53.1641 | 0 | 0 | 2014-02-01 13:30 | 15213.8333 | 15.2138
|  | 2014-02-01 16:25:01 | 41.2348 | 5.21 | 20.84 | 7.1953 | 7.1953 | 0.65867 | 0.65867 | 0.6895 | 0.6895 | 0.2748 | 0.2748 | 15.2592 | 15.2592 | 3.6826 | 1.8413 | 0 | 100 | 1.8413 |  |  | 22.2988 |  | 0.5054 | 50.5398 | 0 | 0 | 2014-02-01 14:00 | 15259.1667 | 15.2592
|  | 2014-02-01 16:55:02 | 43.9475 | 5.0818 | 20.3273 | 7.2012 | 7.2012 | 0.77033 | 0.77033 | 0.68983 | 0.68983 | 0.0212 | 0.0212 | 15.3267 | 15.3267 | 0.38903 | 0.19452 | 0 | 100 | 0.19452 |  |  | 21.9535 |  | 0.46254 | 46.2537 | 0 | 0 | 2014-02-01 14:30 | 15326.6667 | 15.3267
|  | 2014-02-01 17:25:02 | 45.9318 | 5.1107 | 20.4427 | 7.1918 | 7.1918 | 0.9565 | 0.9565 | 0.6895 | 0.6895 | 0.0212 | 0.0212 | 15.4372 | 15.4372 | -1.193 | -0.59648 | 0 | 99.4035 | 0 |  |  | 20.0338 |  | 0.44507 | 44.5065 | 0 | 1.193 | 2014-02-01 15:00 | 15437.1667 | 15.4372
|  | 2014-02-01 17:55:03 | 46.0717 | 5.1248 | 20.4993 | 7.1877 | 7.1877 | 0.98267 | 0.98267 | 0.68983 | 0.68983 | 0 | 0 | 15.4703 | 15.4703 | -1.2418 | -0.62092 | 0 | 98.7826 | 0 |  |  | 22.5493 |  | 0.44494 | 44.4944 | 0 | 1.2418 | 2014-02-01 15:30 | 15470.3333 | 15.4703
|  | 2014-02-01 18:25:04 | 45.2862 | 5.1245 | 20.498 | 7.1948 | 7.1948 | 0.918 | 0.918 | 0.69 | 0.69 | 0 | 0 | 15.4722 | 15.4722 | -0.51317 | -0.25658 | 0 | 98.526 | 0 |  |  | 19.2681 |  | 0.45263 | 45.2633 | 0 | 0.51317 | 2014-02-01 16:00 | 15472.1667 | 15.4722
|  | 2014-02-01 18:55:02 | 44.223 | 5.1923 | 20.7693 | 7.1982 | 7.1982 | 0.70283 | 0.70283 | 0.68983 | 0.68983 | 0 | 0 | 15.4958 | 15.4958 | 0.633 | 0.3165 | 0 | 98.8425 | 0 |  |  | 20.1463 |  | 0.46965 | 46.965 | 0 | 0 | 2014-02-01 16:30 | 15495.8333 | 15.4958
|  | 2014-02-01 19:25:02 | 42.602 | 5.2787 | 21.1147 | 7.2023 | 7.2023 | 0.65933 | 0.65933 | 0.68983 | 0.68983 | 0 | 0 | 15.3577 | 15.3577 | 2.4218 | 1.2109 | 0 | 100 | 1.2109 |  |  | 21.3258 |  | 0.49563 | 49.5626 | 0 | 0 | 2014-02-01 17:00 | 15357.6667 | 15.3577
|  | 2014-02-01 19:55:03 | 41.0183 | 5.2833 | 21.1333 | 7.1993 | 7.1993 | 0.65217 | 0.65217 | 0.69 | 0.69 | 0 | 0 | 15.4288 | 15.4288 | 4.0853 | 2.0427 | 0 | 100 | 2.0427 |  |  | 21.7673 |  | 0.51522 | 51.5217 | 0 | 0 | 2014-02-01 17:30 | 15428.8333 | 15.4288
|  | 2014-02-01 20:25:03 | 39.463 | 5.2925 | 21.17 | 7.2037 | 7.2037 | 0.6365 | 0.6365 | 0.68933 | 0.68933 | 0 | 0 | 14.9553 | 14.9553 | 5.1918 | 2.5959 | 0 | 100 | 2.5959 |  |  | 19.4764 |  | 0.53645 | 53.6452 | 0 | 0 | 2014-02-01 18:00 | 14955.3333 | 14.9553
|  | 2014-02-01 20:55:02 | 38.0472 | 5.3368 | 21.3473 | 7.1972 | 7.1972 | 0.60533 | 0.60533 | 0.68817 | 0.68817 | 0 | 0 | 14.2518 | 14.2518 | 6.0427 | 3.0213 | 0 | 100 | 3.0213 |  |  | 19.2126 |  | 0.56108 | 56.1076 | 0 | 0 | 2014-02-01 18:30 | 14251.8333 | 14.2518
|  | 2014-02-01 21:25:03 | 36.452 | 5.3917 | 21.5667 | 7.201 | 7.201 | 0.5735 | 0.5735 | 0.68767 | 0.68767 | 0 | 0 | 13.8142 | 13.8142 | 7.391 | 3.6955 | 0 | 100 | 3.6955 |  |  | 22.4293 |  | 0.59165 | 59.1646 | 0 | 0 | 2014-02-01 19:00 | 13814.1667 | 13.8142
|  | 2014-02-01 21:55:02 | 34.9302 | 5.3082 | 21.2327 | 7.2042 | 7.2042 | 0.57633 | 0.57633 | 0.68867 | 0.68867 | 0 | 0 | 12.9635 | 12.9635 | 7.7352 | 3.8676 | 0 | 100 | 3.8676 |  |  | 21.6573 |  | 0.60786 | 60.786 | 0 | 0 | 2014-02-01 19:30 | 12963.5 | 12.9635
|  | 2014-02-01 22:25:03 | 33.6985 | 5.407 | 21.628 | 7.2642 | 7.2642 | 0.57433 | 0.57433 | 0.68817 | 0.68817 | 0 | 0 | 12.3518 | 12.3518 | 8.808 | 4.404 | 0 | 100 | 4.404 |  |  | 23.5745 |  | 0.64181 | 64.1809 | 0 | 0 | 2014-02-01 20:00 | 12351.8333 | 12.3518
|  | 2014-02-01 22:55:03 | 32.6908 | 5.5793 | 22.3173 | 7.314 | 7.314 | 0.55133 | 0.55133 | 0.69 | 0.69 | 0 | 0 | 11.8053 | 11.8053 | 9.9872 | 4.9936 | 0 | 100 | 4.9936 |  |  | 23.4332 |  | 0.68268 | 68.2679 | 0 | 0 | 2014-02-01 20:30 | 11805.3333 | 11.8053
|  | 2014-02-01 23:25:03 | 32.0662 | 5.6675 | 22.67 | 7.3228 | 7.3228 | 0.5395 | 0.5395 | 0.69 | 0.69 | 0 | 0 | 11.3647 | 11.3647 | 10.5208 | 5.2604 | 0 | 100 | 5.2604 |  |  | 23.3501 |  | 0.70698 | 70.6976 | 0 | 0 | 2014-02-01 21:00 | 11364.6667 | 11.3647
|  | 2014-02-01 23:55:01 | 31.52 | 5.6953 | 22.7813 | 7.3295 | 7.3295 | 0.5395 | 0.5395 | 0.6895 | 0.6895 | 0 | 0 | 10.9857 | 10.9857 | 10.8055 | 5.4028 | 0 | 100 | 5.4028 |  |  | 20.5032 |  | 0.72276 | 72.2758 | 0 | 0 | 2014-02-01 21:30 | 10985.6667 | 10.9857
|  | 2014-02-02 00:25:02 | 31.6943 | 5.6405 | 22.562 | 7.328 | 7.328 | 0.54 | 0.54 | 0.68983 | 0.68983 | 0 | 0 | 11.1197 | 11.1197 | 10.5452 | 5.2726 | 0 | 100 | 5.2726 |  |  | 21.4339 |  | 0.71186 | 71.1862 | 0 | 0 | 2014-02-01 22:00 | 11119.6667 | 11.1197
|  | 2014-02-02 00:55:02 | 31.6315 | 5.6007 | 22.4027 | 7.337 | 7.337 | 0.53333 | 0.53333 | 0.69 | 0.69 | 0 | 0 | 10.926 | 10.926 | 10.2575 | 5.1288 | 0 | 100 | 5.1288 |  |  | 24.6429 |  | 0.70824 | 70.8239 | 0 | 0 | 2014-02-01 22:30 | 10926 | 10.926
|  | 2014-02-02 01:25:02 | 30.9478 | 5.7038 | 22.8153 | 7.3357 | 7.3357 | 0.52583 | 0.52583 | 0.6895 | 0.6895 | 0 | 0 | 10.4025 | 10.4025 | 10.821 | 5.4105 | 0 | 100 | 5.4105 |  |  | 22.359 |  | 0.73722 | 73.7219 | 0 | 0 | 2014-02-01 23:00 | 10402.5 | 10.4025
|  | 2014-02-02 01:55:02 | 30.0602 | 5.6818 | 22.7273 | 7.3315 | 7.3315 | 0.5285 | 0.5285 | 0.68967 | 0.68967 | 0 | 0 | 10.1693 | 10.1693 | 11.3862 | 5.6931 | 0 | 100 | 5.6931 |  |  | 21.1364 |  | 0.75606 | 75.6061 | 0 | 0 | 2014-02-01 23:30 | 10169.3333 | 10.1693
|  | 2014-02-02 02:25:05 | 29.6638 | 5.7498 | 22.9993 | 7.3322 | 7.3322 | 0.52817 | 0.52817 | 0.69017 | 0.69017 | 0 | 0 | 10.0292 | 10.0292 | 11.9152 | 5.9576 | 0 | 100 | 5.9576 |  |  | 21.1594 |  | 0.77533 | 77.5332 | 0 | 0 | 2014-02-02 | 10029.1667 | 10.0292
|  | 2014-02-02 02:55:03 | 29.3472 | 5.7495 | 22.998 | 7.3272 | 7.3272 | 0.53333 | 0.53333 | 0.68917 | 0.68917 | 0 | 0 | 9.5413 | 9.5413 | 11.7418 | 5.8709 | 0 | 100 | 5.8709 |  |  | 21.8481 |  | 0.78365 | 78.3653 | 0 | 0 | 2014-02-02 00:30 | 9541.3333 | 9.5413
|  | 2014-02-02 03:25:02 | 28.5292 | 5.7968 | 23.1873 | 7.3368 | 7.3368 | 0.54117 | 0.54117 | 0.68917 | 0.68917 | 0 | 0 | 8.915 | 8.915 | 12.1403 | 6.0702 | 0 | 100 | 6.0702 |  |  | 24.1148 |  | 0.81276 | 81.2759 | 0 | 0 | 2014-02-02 01:00 | 8915 | 8.915
|  | 2014-02-02 03:55:02 | 28.1067 | 5.8362 | 23.3447 | 7.3397 | 7.3397 | 0.53967 | 0.53967 | 0.689 | 0.689 | 0 | 0 | 8.5205 | 8.5205 | 12.3268 | 6.1634 | 0 | 100 | 6.1634 |  |  | 21.0102 |  | 0.83057 | 83.0574 | 0 | 0 | 2014-02-02 01:30 | 8520.5 | 8.5205
|  | 2014-02-02 04:25:02 | 27.8358 | 5.8175 | 23.27 | 7.3353 | 7.3353 | 0.53883 | 0.53883 | 0.68933 | 0.68933 | 0 | 0 | 8.228 | 8.228 | 12.2257 | 6.1128 | 0 | 100 | 6.1128 |  |  | 21.8738 |  | 0.83597 | 83.5973 | 0 | 0 | 2014-02-02 02:00 | 8228 | 8.228
|  | 2014-02-02 04:55:04 | 27.6473 | 5.825 | 23.3 | 7.3377 | 7.3377 | 0.53933 | 0.53933 | 0.68917 | 0.68917 | 0 | 0 | 8.0737 | 8.0737 | 12.2925 | 6.1463 | 0 | 100 | 6.1463 |  |  | 23.3 |  | 0.84276 | 84.2758 | 0 | 0 | 2014-02-02 02:30 | 8073.6667 | 8.0737
|  | 2014-02-02 05:25:02 | 27.5808 | 5.8967 | 23.5867 | 7.3413 | 7.3413 | 0.5375 | 0.5375 | 0.68867 | 0.68867 | 0 | 0 | 8.1327 | 8.1327 | 12.706 | 6.353 | 0 | 100 | 6.353 |  |  | 23.1149 |  | 0.85518 | 85.5183 | 0 | 0 | 2014-02-02 03:00 | 8132.6667 | 8.1327
|  | 2014-02-02 05:55:02 | 27.9517 | 5.8947 | 23.5787 | 7.3463 | 7.3463 | 0.53933 | 0.53933 | 0.68833 | 0.68833 | 0 | 0 | 8.5433 | 8.5433 | 12.7443 | 6.3722 | 0 | 100 | 6.3722 |  |  | 24.7576 |  | 0.84355 | 84.3551 | 0 | 0 | 2014-02-02 03:30 | 8543.3333 | 8.5433
|  | 2014-02-02 06:25:04 | 28.5528 | 5.8643 | 23.4573 | 7.3513 | 7.3513 | 0.53883 | 0.53883 | 0.68933 | 0.68933 | 0 | 0 | 9.0983 | 9.0983 | 12.5823 | 6.2912 | 0 | 100 | 6.2912 |  |  | 23.4573 |  | 0.82154 | 82.1541 | 0 | 0 | 2014-02-02 04:00 | 9098.3333 | 9.0983
|  | 2014-02-02 06:55:03 | 29.312 | 5.9803 | 23.9213 | 7.3532 | 7.3532 | 0.5555 | 0.5555 | 0.689 | 0.689 | 0 | 0 | 9.455 | 9.455 | 12.662 | 6.331 | 0 | 100 | 6.331 |  |  | 26.3135 |  | 0.81609 | 81.6094 | 0 | 0 | 2014-02-02 04:30 | 9455 | 9.455
|  | 2014-02-02 07:25:01 | 29.9132 | 5.9583 | 23.8333 | 7.3485 | 7.3485 | 0.56717 | 0.56717 | 0.68933 | 0.68933 | 0 | 0 | 9.9367 | 9.9367 | 12.4618 | 6.2309 | 0 | 100 | 6.2309 |  |  | 25.2633 |  | 0.79675 | 79.6751 | 0 | 0 | 2014-02-02 05:00 | 9936.6667 | 9.9367
|  | 2014-02-02 07:55:03 | 30.4833 | 5.8607 | 23.4427 | 7.3535 | 7.3535 | 0.57033 | 0.57033 | 0.68917 | 0.68917 | 0 | 0 | 10.2712 | 10.2712 | 11.8435 | 5.9218 | 0 | 100 | 5.9218 |  |  | 23.9115 |  | 0.76903 | 76.9032 | 0 | 0 | 2014-02-02 05:30 | 10271.1667 | 10.2712
|  | 2014-02-02 08:25:03 | 31.2467 | 5.6557 | 22.6227 | 7.3542 | 7.3542 | 0.57117 | 0.57117 | 0.68917 | 0.68917 | 0 | 0 | 10.9813 | 10.9813 | 10.9718 | 5.4859 | 0 | 100 | 5.4859 |  |  | 20.3604 |  | 0.724 | 72.4003 | 0 | 0 | 2014-02-02 06:00 | 10981.3333 | 10.9813
|  | 2014-02-02 08:55:04 | 32.7102 | 5.4263 | 21.7053 | 7.3548 | 7.3548 | 0.59683 | 0.59683 | 0.68933 | 0.68933 | 0.162 | 0.162 | 12.1518 | 12.1518 | 9.95 | 4.975 | 0 | 100 | 4.975 |  |  | 21.0542 |  | 0.66357 | 66.3565 | 0 | 0 | 2014-02-02 06:30 | 12151.8333 | 12.1518
|  | 2014-02-02 09:25:01 | 34.5845 | 5.4755 | 21.902 | 7.3525 | 7.3525 | 0.613 | 0.613 | 0.6895 | 0.6895 | 0.162 | 0.162 | 12.8837 | 12.8837 | 9.0182 | 4.5091 | 0 | 100 | 4.5091 |  |  | 20.3689 |  | 0.63329 | 63.3289 | 0 | 0 | 2014-02-02 07:00 | 12883.6667 | 12.8837
|  | 2014-02-02 09:55:03 | 35.5645 | 5.4147 | 21.6587 | 7.3443 | 7.3443 | 0.61367 | 0.61367 | 0.68883 | 0.68883 | 0.7052 | 0.7052 | 13.0007 | 13.0007 | 8.4469 | 4.2234 | 0 | 100 | 4.2234 |  |  | 21.0089 |  | 0.609 | 60.8997 | 0 | 0 | 2014-02-02 07:30 | 13000.6667 | 13.0007
|  | 2014-02-02 10:25:01 | 36.4082 | 5.3045 | 21.218 | 7.3467 | 7.3467 | 0.61217 | 0.61217 | 0.68783 | 0.68783 | 0.7052 | 0.7052 | 12.9388 | 12.9388 | 7.1005 | 3.5503 | 0 | 100 | 3.5503 |  |  | 22.7033 |  | 0.58278 | 58.2781 | 0 | 0 | 2014-02-02 08:00 | 12938.8333 | 12.9388
|  | 2014-02-02 10:55:02 | 36.9422 | 5.4812 | 21.9247 | 7.3478 | 7.3478 | 0.61433 | 0.61433 | 0.68917 | 0.68917 | 0.9588 | 0.9588 | 13.386 | 13.386 | 7.9786 | 3.9893 | 0 | 100 | 3.9893 |  |  | 22.3632 |  | 0.59349 | 59.3486 | 0 | 0 | 2014-02-02 08:30 | 13386 | 13.386
|  | 2014-02-02 11:25:02 | 37.6035 | 5.3427 | 21.3707 | 7.3407 | 7.3407 | 0.6285 | 0.6285 | 0.68767 | 0.68767 | 0.9588 | 0.9588 | 13.8545 | 13.8545 | 7.2373 | 3.6186 | 0 | 100 | 3.6186 |  |  | 23.0803 |  | 0.56832 | 56.8316 | 0 | 0 | 2014-02-02 09:00 | 13854.5 | 13.8545
|  | 2014-02-02 11:55:01 | 37.9533 | 5.4515 | 21.806 | 7.345 | 7.345 | 0.76133 | 0.76133 | 0.68317 | 0.68317 | 1.3868 | 1.3868 | 13.9958 | 13.9958 | 8.0248 | 4.0124 | 0 | 100 | 4.0124 |  |  | 21.1518 |  | 0.57455 | 57.4548 | 0 | 0 | 2014-02-02 09:30 | 13995.8333 | 13.9958
|  | 2014-02-02 12:25:01 | 38.181 | 5.4757 | 21.9027 | 7.3575 | 7.3575 | 0.74217 | 0.74217 | 0.68317 | 0.68317 | 1.3868 | 1.3868 | 14.1743 | 14.1743 | 8.0656 | 4.0328 | 0 | 100 | 4.0328 |  |  | 21.6836 |  | 0.57365 | 57.3654 | 0 | 0 | 2014-02-02 10:00 | 14174.3333 | 14.1743
|  | 2014-02-02 12:55:05 | 38.015 | 5.3445 | 21.378 | 7.3685 | 7.3685 | 0.67567 | 0.67567 | 0.68517 | 0.68517 | 1.3708 | 1.3708 | 14.387 | 14.387 | 7.8501 | 3.9251 | 0 | 100 | 3.9251 |  |  | 21.8056 |  | 0.56236 | 56.2357 | 0 | 0 | 2014-02-02 10:30 | 14387 | 14.387
|  | 2014-02-02 13:25:02 | 37.7342 | 5.2275 | 20.91 | 7.372 | 7.372 | 0.6665 | 0.6665 | 0.68667 | 0.68667 | 1.3708 | 1.3708 | 14.0903 | 14.0903 | 7.3621 | 3.6811 | 0 | 100 | 3.6811 |  |  | 20.4918 |  | 0.55414 | 55.414 | 0 | 0 | 2014-02-02 11:00 | 14090.3333 | 14.0903
|  | 2014-02-02 13:55:03 | 37.319 | 5.0198 | 20.0793 | 7.3653 | 7.3653 | 0.64 | 0.64 | 0.68483 | 0.68483 | 1.2824 | 1.2824 | 14.1363 | 14.1363 | 6.8692 | 3.4346 | 0 | 100 | 3.4346 |  |  | 18.473 |  | 0.53805 | 53.8046 | 0 | 0 | 2014-02-02 11:30 | 14136.3333 | 14.1363
|  | 2014-02-02 14:25:02 | 37.2748 | 4.8435 | 19.374 | 7.3698 | 7.3698 | 0.61617 | 0.61617 | 0.68417 | 0.68417 | 1.2824 | 1.2824 | 14.5158 | 14.5158 | 6.5676 | 3.2838 | 0 | 100 | 3.2838 |  |  | 17.8241 |  | 0.51976 | 51.9761 | 0 | 0 | 2014-02-02 12:00 | 14515.8333 | 14.5158
|  | 2014-02-02 14:55:02 | 37.5778 | 4.7493 | 18.9973 | 7.3753 | 7.3753 | 0.62367 | 0.62367 | 0.68133 | 0.68133 | 0.65 | 0.65 | 14.5253 | 14.5253 | 5.2752 | 2.6376 | 0 | 100 | 2.6376 |  |  | 17.0976 |  | 0.50555 | 50.5546 | 0 | 0 | 2014-02-02 12:30 | 14525.3333 | 14.5253
|  | 2014-02-02 15:25:02 | 38.155 | 4.576 | 18.304 | 7.378 | 7.378 | 0.62767 | 0.62767 | 0.68083 | 0.68083 | 0.65 | 0.65 | 14.706 | 14.706 | 4.1915 | 2.0957 | 0 | 100 | 2.0957 |  |  | 18.304 |  | 0.47973 | 47.9727 | 0 | 0 | 2014-02-02 13:00 | 14706 | 14.706
|  | 2014-02-02 15:55:01 | 39.0323 | 4.4818 | 17.9273 | 7.3793 | 7.3793 | 0.64083 | 0.64083 | 0.67967 | 0.67967 | 0.1852 | 0.1852 | 14.6078 | 14.6078 | 2.3879 | 1.1939 | 0 | 100 | 1.1939 |  |  | 18.8237 |  | 0.45929 | 45.9294 | 0 | 0 | 2014-02-02 13:30 | 14607.8333 | 14.6078
|  | 2014-02-02 16:25:02 | 40.2027 | 4.3225 | 17.29 | 7.3865 | 7.3865 | 0.65167 | 0.65167 | 0.685 | 0.685 | 0.1852 | 0.1852 | 14.738 | 14.738 | 0.7337 | 0.36685 | 0 | 100 | 0.36685 |  |  | 17.1171 |  | 0.43007 | 43.0071 | 0 | 0 | 2014-02-02 14:00 | 14738 | 14.738
|  | 2014-02-02 16:55:03 | 42.8962 | 4.3708 | 17.4833 | 7.3902 | 7.3902 | 0.77383 | 0.77383 | 0.689 | 0.689 | 0.008 | 0.008 | 14.8965 | 14.8965 | -1.6553 | -0.82767 | 0 | 99.1723 | 0 |  |  | 17.833 |  | 0.40757 | 40.7573 | 0 | 1.6553 | 2014-02-02 14:30 | 14896.5 | 14.8965
|  | 2014-02-02 17:25:07 | 45.5177 | 4.4842 | 17.9367 | 7.3915 | 7.3915 | 0.93567 | 0.93567 | 0.68917 | 0.68917 | 0.008 | 0.008 | 14.9988 | 14.9988 | -3.5578 | -1.7789 | 0 | 97.3934 | 0 |  |  | 16.3224 |  | 0.39406 | 39.4059 | 0 | 3.5578 | 2014-02-02 15:00 | 14998.8333 | 14.9988
|  | 2014-02-02 17:55:01 | 45.8118 | 4.5518 | 18.2073 | 7.3865 | 7.3865 | 0.97867 | 0.97867 | 0.689 | 0.689 | 0 | 0 | 14.9737 | 14.9737 | -3.5767 | -1.7883 | 0 | 95.6051 | 0 |  |  | 16.7507 |  | 0.39744 | 39.7437 | 0 | 3.5767 | 2014-02-02 15:30 | 14973.6667 | 14.9737
|  | 2014-02-02 18:25:02 | 45.233 | 4.4113 | 17.6453 | 7.3832 | 7.3832 | 0.9635 | 0.9635 | 0.689 | 0.689 | 0 | 0 | 14.6675 | 14.6675 | -3.8845 | -1.9423 | 0 | 93.6628 | 0 |  |  | 18.1747 |  | 0.3901 | 39.0099 | 0 | 3.8845 | 2014-02-02 16:00 | 14667.5 | 14.6675
|  | 2014-02-02 18:55:01 | 44.155 | 4.1607 | 16.6427 | 7.3837 | 7.3837 | 0.88683 | 0.88683 | 0.68917 | 0.68917 | 0 | 0 | 14.511 | 14.511 | -4.0417 | -2.0208 | 0 | 91.642 | 0 |  |  | 14.9784 |  | 0.37691 | 37.6915 | 0 | 4.0417 | 2014-02-02 16:30 | 14511 | 14.511
|  | 2014-02-02 19:25:02 | 43.2938 | 4.2342 | 16.9367 | 7.3855 | 7.3855 | 0.65717 | 0.65717 | 0.68583 | 0.68583 | 0 | 0 | 14.4558 | 14.4558 | -3.1728 | -1.5864 | 0 | 90.0556 | 0 |  |  | 16.5979 |  | 0.3912 | 39.1203 | 0 | 3.1728 | 2014-02-02 17:00 | 14455.8333 | 14.4558
|  | 2014-02-02 19:55:03 | 42.1975 | 4.4657 | 17.8627 | 7.3803 | 7.3803 | 0.65467 | 0.65467 | 0.66533 | 0.66533 | 0 | 0 | 14.4352 | 14.4352 | -1.1993 | -0.59967 | 0 | 89.4559 | 0 |  |  | 16.4337 |  | 0.42331 | 42.3311 | 0 | 1.1993 | 2014-02-02 17:30 | 14435.1667 | 14.4352
|  | 2014-02-02 20:25:02 | 40.514 | 4.3377 | 17.3507 | 7.3887 | 7.3887 | 0.6555 | 0.6555 | 0.6545 | 0.6545 | 0 | 0 | 14.4113 | 14.4113 | -0.053333 | -0.026667 | 0 | 89.4292 | 0 |  |  | 17.3507 |  | 0.42826 | 42.8263 | 0 | 0.053333 | 2014-02-02 18:00 | 14411.3333 | 14.4113
|  | 2014-02-02 20:55:03 | 39.1463 | 4.2168 | 16.8673 | 7.3863 | 7.3863 | 0.64933 | 0.64933 | 0.65633 | 0.65633 | 0 | 0 | 14.0352 | 14.0352 | 0.44817 | 0.22408 | 0 | 89.6533 | 0 |  |  | 16.024 |  | 0.43088 | 43.0879 | 0 | 0 | 2014-02-02 18:30 | 14035.1667 | 14.0352
|  | 2014-02-02 21:25:02 | 37.32 | 4.3672 | 17.4687 | 7.3843 | 7.3843 | 0.6465 | 0.6465 | 0.65917 | 0.65917 | 0 | 0 | 13.8038 | 13.8038 | 2.6425 | 1.3213 | 0 | 90.9746 | 0 |  |  | 17.6434 |  | 0.46808 | 46.8078 | 0 | 0 | 2014-02-02 19:00 | 13803.8333 | 13.8038
|  | 2014-02-02 21:55:02 | 35.4157 | 4.3428 | 17.3713 | 7.3832 | 7.3832 | 0.64517 | 0.64517 | 0.6595 | 0.6595 | 0 | 0 | 13.7538 | 13.7538 | 4.3973 | 2.1987 | 0 | 93.1733 | 0 |  |  | 16.8502 |  | 0.4905 | 49.0499 | 0 | 0 | 2014-02-02 19:30 | 13753.8333 | 13.7538
|  | 2014-02-02 22:25:01 | 33.8623 | 4.5367 | 18.1467 | 7.3838 | 7.3838 | 0.6445 | 0.6445 | 0.6595 | 0.6595 | 0 | 0 | 13.4958 | 13.4958 | 6.468 | 3.234 | 0 | 96.4073 | 0 |  |  | 16.6949 |  | 0.5359 | 53.5895 | 0 | 0 | 2014-02-02 20:00 | 13495.8333 | 13.4958
|  | 2014-02-02 22:55:02 | 31.9647 | 4.5793 | 18.3173 | 7.3925 | 7.3925 | 0.6355 | 0.6355 | 0.65967 | 0.65967 | 0 | 0 | 12.7155 | 12.7155 | 7.7558 | 3.8779 | 0 | 100 | 3.8779 |  |  | 18.5005 |  | 0.57305 | 57.3049 | 0 | 0 | 2014-02-02 20:30 | 12715.5 | 12.7155
|  | 2014-02-02 23:25:02 | 30.9345 | 4.6308 | 18.5233 | 7.392 | 7.392 | 0.60983 | 0.60983 | 0.65917 | 0.65917 | 0 | 0 | 12.2783 | 12.2783 | 8.5282 | 4.2641 | 0 | 100 | 4.2641 |  |  | 18.3381 |  | 0.59879 | 59.8792 | 0 | 0 | 2014-02-02 21:00 | 12278.3333 | 12.2783
|  | 2014-02-02 23:55:01 | 30.5923 | 4.5485 | 18.194 | 7.3892 | 7.3892 | 0.5885 | 0.5885 | 0.65917 | 0.65917 | 0 | 0 | 11.9443 | 11.9443 | 8.1828 | 4.0914 | 0 | 100 | 4.0914 |  |  | 19.6495 |  | 0.59472 | 59.4724 | 0 | 0 | 2014-02-02 21:30 | 11944.3333 | 11.9443
|  | 2014-02-03 00:25:01 | 30.599 | 4.323 | 17.292 | 7.393 | 7.393 | 0.58467 | 0.58467 | 0.65917 | 0.65917 | 0 | 0 | 12.6187 | 12.6187 | 7.9485 | 3.9742 | 0 | 100 | 3.9742 |  |  | 17.8108 |  | 0.56512 | 56.5117 | 0 | 0 | 2014-02-02 22:00 | 12618.6667 | 12.6187
|  | 2014-02-03 00:55:02 | 31.3132 | 4.3272 | 17.3087 | 7.4022 | 7.4022 | 0.5725 | 0.5725 | 0.65967 | 0.65967 | 0 | 0 | 13.1805 | 13.1805 | 7.8103 | 3.9052 | 0 | 100 | 3.9052 |  |  | 18.6934 |  | 0.55276 | 55.276 | 0 | 0 | 2014-02-02 22:30 | 13180.5 | 13.1805
|  | 2014-02-03 01:25:02 | 30.798 | 4.3563 | 17.4253 | 7.4017 | 7.4017 | 0.56467 | 0.56467 | 0.6595 | 0.6595 | 0 | 0 | 12.8968 | 12.8968 | 8.15 | 4.075 | 0 | 100 | 4.075 |  |  | 17.5996 |  | 0.56579 | 56.5794 | 0 | 0 | 2014-02-02 23:00 | 12896.8333 | 12.8968
|  | 2014-02-03 01:55:01 | 30.2993 | 4.0615 | 16.246 | 7.3927 | 7.3927 | 0.56533 | 0.56533 | 0.65917 | 0.65917 | 0 | 0 | 12.5465 | 12.5465 | 7.1103 | 3.5552 | 0 | 100 | 3.5552 |  |  | 16.7334 |  | 0.53618 | 53.6183 | 0 | 0 | 2014-02-02 23:30 | 12546.5 | 12.5465
|  | 2014-02-03 02:25:03 | 30.0945 | 4.0242 | 16.0967 | 7.3967 | 7.3967 | 0.563 | 0.563 | 0.65933 | 0.65933 | 0 | 0 | 12.2148 | 12.2148 | 6.836 | 3.418 | 0 | 100 | 3.418 |  |  | 17.3844 |  | 0.53487 | 53.4871 | 0 | 0 | 2014-02-03 | 12214.8333 | 12.2148
|  | 2014-02-03 02:55:03 | 29.7512 | 4.173 | 16.692 | 7.3997 | 7.3997 | 0.56167 | 0.56167 | 0.65933 | 0.65933 | 0 | 0 | 11.7148 | 11.7148 | 7.2763 | 3.6382 | 0 | 100 | 3.6382 |  |  | 16.5251 |  | 0.56105 | 56.1054 | 0 | 0 | 2014-02-03 00:30 | 11714.8333 | 11.7148
|  | 2014-02-03 03:25:05 | 29.2673 | 4.1915 | 16.766 | 7.3953 | 7.3953 | 0.56217 | 0.56217 | 0.65883 | 0.65883 | 0 | 0 | 11.4105 | 11.4105 | 7.5255 | 3.7628 | 0 | 100 | 3.7628 |  |  | 17.772 |  | 0.57286 | 57.2857 | 0 | 0 | 2014-02-03 01:00 | 11410.5 | 11.4105
|  | 2014-02-03 03:55:02 | 28.9623 | 4.5098 | 18.0393 | 7.3962 | 7.3962 | 0.563 | 0.563 | 0.65933 | 0.65933 | 0 | 0 | 11.4032 | 11.4032 | 9.0987 | 4.5493 | 0 | 100 | 4.5493 |  |  | 17.1374 |  | 0.62285 | 62.2855 | 0 | 0 | 2014-02-03 01:30 | 11403.1667 | 11.4032
|  | 2014-02-03 04:25:03 | 28.9652 | 5.036 | 20.144 | 7.3945 | 7.3945 | 0.55917 | 0.55917 | 0.65933 | 0.65933 | 0 | 0 | 11.2183 | 11.2183 | 11.0102 | 5.5051 | 0 | 100 | 5.5051 |  |  | 20.3454 |  | 0.69546 | 69.5456 | 0 | 0 | 2014-02-03 02:00 | 11218.3333 | 11.2183
|  | 2014-02-03 04:55:02 | 29.0253 | 4.9837 | 19.9347 | 7.3915 | 7.3915 | 0.55867 | 0.55867 | 0.65933 | 0.65933 | 0 | 0 | 11.9783 | 11.9783 | 11.4972 | 5.7486 | 0 | 100 | 5.7486 |  |  | 21.3301 |  | 0.6868 | 68.6802 | 0 | 0 | 2014-02-03 02:30 | 11978.3333 | 11.9783
|  | 2014-02-03 05:25:03 | 30.0362 | 4.9838 | 19.9353 | 7.3908 | 7.3908 | 0.5585 | 0.5585 | 0.65967 | 0.65967 | 0 | 0 | 12.9653 | 12.9653 | 11.4735 | 5.7367 | 0 | 100 | 5.7367 |  |  | 18.5399 |  | 0.66371 | 66.3711 | 0 | 0 | 2014-02-03 03:00 | 12965.3333 | 12.9653
|  | 2014-02-03 05:55:01 | 32.1697 | 5.045 | 20.18 | 7.3908 | 7.3908 | 0.569 | 0.569 | 0.6595 | 0.6595 | 0 | 0 | 13.6778 | 13.6778 | 10.3075 | 5.1538 | 0 | 100 | 5.1538 |  |  | 20.5836 |  | 0.6273 | 62.7299 | 0 | 0 | 2014-02-03 03:30 | 13677.8333 | 13.6778
|  | 2014-02-03 06:25:02 | 34.8175 | 5.0283 | 20.1133 | 7.3908 | 7.3908 | 0.5835 | 0.5835 | 0.65917 | 0.65917 | 0 | 0 | 14.4468 | 14.4468 | 8.3762 | 4.1881 | 0 | 100 | 4.1881 |  |  | 20.3145 |  | 0.57768 | 57.7679 | 0 | 0 | 2014-02-03 04:00 | 14446.8333 | 14.4468
|  | 2014-02-03 06:55:04 | 38.8698 | 4.9312 | 19.7247 | 7.3927 | 7.3927 | 0.63783 | 0.63783 | 0.659 | 0.659 | 0 | 0 | 15.108 | 15.108 | 4.6523 | 2.3262 | 0 | 100 | 2.3262 |  |  | 20.5137 |  | 0.50745 | 50.7454 | 0 | 0 | 2014-02-03 04:30 | 15108 | 15.108
|  | 2014-02-03 07:25:01 | 42.1788 | 5.1993 | 20.7973 | 7.3903 | 7.3903 | 0.67167 | 0.67167 | 0.65767 | 0.65767 | 0 | 0 | 15.271 | 15.271 | 2.6092 | 1.3046 | 0 | 100 | 1.3046 |  |  | 21.2133 |  | 0.49308 | 49.3075 | 0 | 0 | 2014-02-03 05:00 | 15271 | 15.271
|  | 2014-02-03 07:55:03 | 43.0013 | 5.3572 | 21.4287 | 7.3898 | 7.3898 | 0.677 | 0.677 | 0.65883 | 0.65883 | 0 | 0 | 15.194 | 15.194 | 2.347 | 1.1735 | 0 | 100 | 1.1735 |  |  | 22.5001 |  | 0.49833 | 49.8326 | 0 | 0 | 2014-02-03 05:30 | 15194 | 15.194
|  | 2014-02-03 08:25:02 | 43.4062 | 5.3132 | 21.2527 | 7.3912 | 7.3912 | 0.74867 | 0.74867 | 0.659 | 0.659 | 0 | 0 | 15.0155 | 15.0155 | 1.6608 | 0.83042 | 0 | 100 | 0.83042 |  |  | 20.8276 |  | 0.48962 | 48.9623 | 0 | 0 | 2014-02-03 06:00 | 15015.5 | 15.0155
|  | 2014-02-03 08:55:02 | 43.7983 | 5.4575 | 21.83 | 7.3968 | 7.3968 | 0.71417 | 0.71417 | 0.659 | 0.659 | 0.3824 | 0.3824 | 14.9227 | 14.9227 | 2.1067 | 1.0534 | 0 | 100 | 1.0534 |  |  | 22.7032 |  | 0.49842 | 49.8421 | 0 | 0 | 2014-02-03 06:30 | 14922.6667 | 14.9227
|  | 2014-02-03 09:25:02 | 44.6883 | 5.435 | 21.74 | 7.3933 | 7.3933 | 0.67883 | 0.67883 | 0.65983 | 0.65983 | 0.3824 | 0.3824 | 15.3 | 15.3 | 1.4661 | 0.73303 | 0 | 100 | 0.73303 |  |  | 20.4356 |  | 0.48648 | 48.648 | 0 | 0 | 2014-02-03 07:00 | 15300 | 15.3
|  | 2014-02-03 09:55:02 | 44.8113 | 5.5162 | 22.0647 | 7.3987 | 7.3987 | 0.67 | 0.67 | 0.68083 | 0.68083 | 1.0468 | 1.0468 | 15.3715 | 15.3715 | 2.4211 | 1.2106 | 0 | 100 | 1.2106 |  |  | 22.7266 |  | 0.49239 | 49.239 | 0 | 0 | 2014-02-03 07:30 | 15371.5 | 15.3715
|  | 2014-02-03 10:25:02 | 44.8112 | 5.619 | 22.476 | 7.3898 | 7.3898 | 0.66617 | 0.66617 | 0.6855 | 0.6855 | 1.0468 | 1.0468 | 15.1207 | 15.1207 | 2.5738 | 1.2869 | 0 | 100 | 1.2869 |  |  | 21.1274 |  | 0.50157 | 50.1571 | 0 | 0 | 2014-02-03 08:00 | 15120.6667 | 15.1207
|  | 2014-02-03 10:55:02 | 44.9677 | 5.5712 | 22.2847 | 7.395 | 7.395 | 0.631 | 0.631 | 0.68933 | 0.68933 | 1.384 | 1.384 | 15.1183 | 15.1183 | 2.5347 | 1.2673 | 0 | 100 | 1.2673 |  |  | 20.279 |  | 0.49557 | 49.5571 | 0 | 0 | 2014-02-03 08:30 | 15118.3333 | 15.1183
|  | 2014-02-03 11:25:03 | 45.141 | 5.4587 | 21.8347 | 7.3887 | 7.3887 | 0.60317 | 0.60317 | 0.689 | 0.689 | 1.384 | 1.384 | 15.0023 | 15.0023 | 1.7608 | 0.88042 | 0 | 100 | 0.88042 |  |  | 24.0181 |  | 0.4837 | 48.3699 | 0 | 0 | 2014-02-03 09:00 | 15002.3333 | 15.0023
|  | 2014-02-03 11:55:02 | 45.4493 | 5.352 | 21.408 | 7.39 | 7.39 | 0.60167 | 0.60167 | 0.68467 | 0.68467 | 1.3552 | 1.3552 | 14.988 | 14.988 | 0.9782 | 0.4891 | 0 | 100 | 0.4891 |  |  | 21.8362 |  | 0.47103 | 47.103 | 0 | 0 | 2014-02-03 09:30 | 14988 | 14.988
|  | 2014-02-03 12:25:02 | 45.4438 | 5.2925 | 21.17 | 7.3895 | 7.3895 | 0.6035 | 0.6035 | 0.68433 | 0.68433 | 1.3552 | 1.3552 | 15.1018 | 15.1018 | 0.86053 | 0.43027 | 0 | 100 | 0.43027 |  |  | 20.9583 |  | 0.46585 | 46.585 | 0 | 0 | 2014-02-03 10:00 | 15101.8333 | 15.1018
|  | 2014-02-03 12:55:01 | 45.1775 | 5.333 | 21.332 | 7.388 | 7.388 | 0.61133 | 0.61133 | 0.68917 | 0.68917 | 1.9436 | 1.9436 | 15.0052 | 15.0052 | 1.7918 | 0.89588 | 0 | 100 | 0.89588 |  |  | 23.4652 |  | 0.47218 | 47.2182 | 0 | 0 | 2014-02-03 10:30 | 15005.1667 | 15.0052
|  | 2014-02-03 13:25:02 | 45.0717 | 5.3425 | 21.37 | 7.3833 | 7.3833 | 0.6195 | 0.6195 | 0.68917 | 0.68917 | 1.9436 | 1.9436 | 15.13 | 15.13 | 2.0639 | 1.032 | 0 | 100 | 1.032 |  |  | 20.0878 |  | 0.47413 | 47.4134 | 0 | 0 | 2014-02-03 11:00 | 15130 | 15.13
|  | 2014-02-03 13:55:02 | 45.0162 | 5.2877 | 21.1507 | 7.379 | 7.379 | 0.62283 | 0.62283 | 0.6895 | 0.6895 | 1.9284 | 1.9284 | 15.1277 | 15.1277 | 1.8819 | 0.94095 | 0 | 100 | 0.94095 |  |  | 19.2471 |  | 0.46985 | 46.9846 | 0 | 0 | 2014-02-03 11:30 | 15127.6667 | 15.1277
|  | 2014-02-03 14:25:02 | 45.0037 | 5.319 | 21.276 | 7.3815 | 7.3815 | 0.62217 | 0.62217 | 0.68783 | 0.68783 | 1.9284 | 1.9284 | 15.0683 | 15.0683 | 1.9606 | 0.98028 | 0 | 100 | 0.98028 |  |  | 19.9994 |  | 0.47276 | 47.2761 | 0 | 0 | 2014-02-03 12:00 | 15068.3333 | 15.0683
|  | 2014-02-03 14:55:02 | 44.7735 | 5.3028 | 21.2113 | 7.388 | 7.388 | 0.63317 | 0.63317 | 0.689 | 0.689 | 0.8568 | 0.8568 | 15.2508 | 15.2508 | 1.2556 | 0.62782 | 0 | 100 | 0.62782 |  |  | 20.575 |  | 0.47375 | 47.3747 | 0 | 0 | 2014-02-03 12:30 | 15250.8333 | 15.2508
|  | 2014-02-03 15:25:01 | 45.0232 | 5.2492 | 20.9967 | 7.3857 | 7.3857 | 0.639 | 0.639 | 0.68967 | 0.68967 | 0.8568 | 0.8568 | 15.4457 | 15.4457 | 0.9903 | 0.49515 | 0 | 100 | 0.49515 |  |  | 20.7867 |  | 0.46635 | 46.6353 | 0 | 0 | 2014-02-03 13:00 | 15445.6667 | 15.4457
|  | 2014-02-03 15:55:02 | 45.9823 | 5.2977 | 21.1907 | 7.3822 | 7.3822 | 0.65033 | 0.65033 | 0.68667 | 0.68667 | 0.2348 | 0.2348 | 15.7888 | 15.7888 | -0.048867 | -0.024433 | 0 | 99.9756 | 0 |  |  | 22.4621 |  | 0.46084 | 46.0844 | 0 | 0.048867 | 2014-02-03 13:30 | 15788.8333 | 15.7888
|  | 2014-02-03 16:25:02 | 47.1808 | 5.3287 | 21.3147 | 7.3877 | 7.3877 | 0.643 | 0.643 | 0.66067 | 0.66067 | 0.2348 | 0.2348 | 15.8373 | 15.8373 | -1.1027 | -0.55135 | 0 | 99.4242 | 0 |  |  | 22.3804 |  | 0.45177 | 45.1765 | 0 | 1.1027 | 2014-02-03 14:00 | 15837.3333 | 15.8373
|  | 2014-02-03 16:55:02 | 49.3937 | 5.4847 | 21.9387 | 7.3887 | 7.3887 | 0.65683 | 0.65683 | 0.657 | 0.657 | 0.004 | 0.004 | 15.8493 | 15.8493 | -2.8992 | -1.4496 | 0 | 97.9746 | 0 |  |  | 23.255 |  | 0.44416 | 44.416 | 0 | 2.8992 | 2014-02-03 14:30 | 15849.3333 | 15.8493
|  | 2014-02-03 17:25:01 | 51.0015 | 5.6373 | 22.5493 | 7.3917 | 7.3917 | 0.6905 | 0.6905 | 0.686 | 0.686 | 0.004 | 0.004 | 15.9082 | 15.9082 | -3.7718 | -1.8859 | 0 | 96.0887 | 0 |  |  | 24.5788 |  | 0.44213 | 44.2131 | 0 | 3.7718 | 2014-02-03 15:00 | 15908.1667 | 15.9082
|  | 2014-02-03 17:55:02 | 50.7407 | 5.611 | 22.444 | 7.4007 | 7.4007 | 0.6965 | 0.6965 | 0.689 | 0.689 | 0 | 0 | 15.9227 | 15.9227 | -3.5878 | -1.7939 | 0 | 94.2948 | 0 |  |  | 22.2196 |  | 0.44233 | 44.2328 | 0 | 3.5878 | 2014-02-03 15:30 | 15922.6667 | 15.9227
|  | 2014-02-03 18:25:02 | 50.143 | 5.4922 | 21.9687 | 7.3987 | 7.3987 | 0.69417 | 0.69417 | 0.68783 | 0.68783 | 0 | 0 | 15.9567 | 15.9567 | -3.437 | -1.7185 | 0 | 92.5763 | 0 |  |  | 20.2112 |  | 0.43812 | 43.812 | 0 | 3.437 | 2014-02-03 16:00 | 15956.6667 | 15.9567
|  | 2014-02-03 18:55:04 | 49.445 | 5.5255 | 22.102 | 7.4013 | 7.4013 | 0.67233 | 0.67233 | 0.68883 | 0.68883 | 0 | 0 | 16.0257 | 16.0257 | -2.5548 | -1.2774 | 0 | 91.2989 | 0 |  |  | 21.4389 |  | 0.447 | 44.7002 | 0 | 2.5548 | 2014-02-03 16:30 | 16025.6667 | 16.0257
|  | 2014-02-03 19:25:04 | 48.3173 | 5.6362 | 22.5447 | 7.3992 | 7.3992 | 0.65117 | 0.65117 | 0.68917 | 0.68917 | 0 | 0 | 15.9765 | 15.9765 | -1.0567 | -0.52833 | 0 | 90.7706 | 0 |  |  | 23.8973 |  | 0.4666 | 46.6596 | 0 | 1.0567 | 2014-02-03 17:00 | 15976.5 | 15.9765
|  | 2014-02-03 19:55:01 | 46.7295 | 5.6113 | 22.4453 | 7.3972 | 7.3972 | 0.651 | 0.651 | 0.68933 | 0.68933 | 0 | 0 | 15.8093 | 15.8093 | 0.26267 | 0.13133 | 0 | 90.9019 | 0 |  |  | 20.6497 |  | 0.48032 | 48.0325 | 0 | 0 | 2014-02-03 17:30 | 15809.3333 | 15.8093
|  | 2014-02-03 20:25:01 | 45.0568 | 5.528 | 22.112 | 7.3938 | 7.3938 | 0.651 | 0.651 | 0.68783 | 0.68783 | 0 | 0 | 15.6328 | 15.6328 | 1.4207 | 0.71033 | 0 | 91.6122 | 0 |  |  | 20.5642 |  | 0.49076 | 49.0758 | 0 | 0 | 2014-02-03 18:00 | 15632.8333 | 15.6328
|  | 2014-02-03 20:55:01 | 43.4968 | 5.475 | 21.9 | 7.3842 | 7.3842 | 0.63383 | 0.63383 | 0.68967 | 0.68967 | 0 | 0 | 15.046 | 15.046 | 2.1568 | 1.0784 | 0 | 92.6906 | 0 |  |  | 19.929 |  | 0.50348 | 50.3485 | 0 | 0 | 2014-02-03 18:30 | 15046 | 15.046
|  | 2014-02-03 21:25:01 | 41.1743 | 5.4592 | 21.8367 | 7.3878 | 7.3878 | 0.61817 | 0.61817 | 0.68967 | 0.68967 | 0 | 0 | 14.7272 | 14.7272 | 4.0852 | 2.0426 | 0 | 94.7332 | 0 |  |  | 23.5836 |  | 0.53035 | 53.0347 | 0 | 0 | 2014-02-03 19:00 | 14727.1667 | 14.7272
|  | 2014-02-03 21:55:02 | 39.0442 | 5.3852 | 21.5407 | 7.3787 | 7.3787 | 0.61183 | 0.61183 | 0.68983 | 0.68983 | 0 | 0 | 14.525 | 14.525 | 5.7018 | 2.8509 | 0 | 97.5841 | 0 |  |  | 21.1099 |  | 0.5517 | 55.17 | 0 | 0 | 2014-02-03 19:30 | 14525 | 14.525
|  | 2014-02-03 22:25:03 | 36.7143 | 5.1958 | 20.7833 | 7.3647 | 7.3647 | 0.6015 | 0.6015 | 0.68983 | 0.68983 | 0 | 0 | 14.111 | 14.111 | 6.836 | 3.418 | 0 | 100 | 3.418 |  |  | 22.446 |  | 0.56608 | 56.6082 | 0 | 0 | 2014-02-03 20:00 | 14111 | 14.111
|  | 2014-02-03 22:55:02 | 34.8832 | 4.961 | 19.844 | 7.3553 | 7.3553 | 0.5855 | 0.5855 | 0.68767 | 0.68767 | 0 | 0 | 13.8977 | 13.8977 | 7.487 | 3.7435 | 0 | 100 | 3.7435 |  |  | 21.0346 |  | 0.56887 | 56.887 | 0 | 0 | 2014-02-03 20:30 | 13897.6667 | 13.8977
|  | 2014-02-03 23:25:01 | 33.6935 | 4.9073 | 19.6293 | 7.366 | 7.366 | 0.5775 | 0.5775 | 0.68983 | 0.68983 | 0 | 0 | 13.4887 | 13.4887 | 8.0578 | 4.0289 | 0 | 100 | 4.0289 |  |  | 18.8442 |  | 0.58259 | 58.2585 | 0 | 0 | 2014-02-03 21:00 | 13488.6667 | 13.4887
|  | 2014-02-03 23:55:02 | 33.2373 | 4.8227 | 19.2907 | 7.3552 | 7.3552 | 0.57633 | 0.57633 | 0.68867 | 0.68867 | 0 | 0 | 13.886 | 13.886 | 8.5595 | 4.2798 | 0 | 100 | 4.2798 |  |  | 20.0623 |  | 0.58039 | 58.0392 | 0 | 0 | 2014-02-03 21:30 | 13886 | 13.886
|  | 2014-02-04 00:25:02 | 33.4435 | 4.6575 | 18.63 | 7.3365 | 7.3365 | 0.57717 | 0.57717 | 0.68933 | 0.68933 | 0 | 0 | 14.0357 | 14.0357 | 7.8252 | 3.9126 | 0 | 100 | 3.9126 |  |  | 19.3752 |  | 0.55706 | 55.7059 | 0 | 0 | 2014-02-03 22:00 | 14035.6667 | 14.0357
|  | 2014-02-04 00:55:02 | 33.5 | 4.3568 | 17.4273 | 7.3432 | 7.3432 | 0.575 | 0.575 | 0.68833 | 0.68833 | 0 | 0 | 14.1368 | 14.1368 | 6.6707 | 3.3353 | 0 | 100 | 3.3353 |  |  | 18.8215 |  | 0.52022 | 52.0219 | 0 | 0 | 2014-02-03 22:30 | 14136.8333 | 14.1368
|  | 2014-02-04 01:25:02 | 33.4718 | 4.5112 | 18.0447 | 7.3338 | 7.3338 | 0.56017 | 0.56017 | 0.688 | 0.688 | 0 | 0 | 14.1052 | 14.1052 | 7.26 | 3.63 | 0 | 100 | 3.63 |  |  | 17.5033 |  | 0.5391 | 53.91 | 0 | 0 | 2014-02-03 23:00 | 14105.1667 | 14.1052
|  | 2014-02-04 01:55:02 | 33.0122 | 4.4513 | 17.8053 | 7.3258 | 7.3258 | 0.54967 | 0.54967 | 0.6815 | 0.6815 | 0 | 0 | 13.8493 | 13.8493 | 7.1995 | 3.5998 | 0 | 100 | 3.5998 |  |  | 16.9151 |  | 0.53936 | 53.9357 | 0 | 0 | 2014-02-03 23:30 | 13849.3333 | 13.8493
|  | 2014-02-04 02:25:02 | 32.5915 | 4.2407 | 16.9627 | 7.3147 | 7.3147 | 0.54517 | 0.54517 | 0.6895 | 0.6895 | 0 | 0 | 14.0478 | 14.0478 | 6.9683 | 3.4842 | 0 | 100 | 3.4842 |  |  | 18.3197 |  | 0.52046 | 52.0463 | 0 | 0 | 2014-02-04 | 14047.8333 | 14.0478
|  | 2014-02-04 02:55:03 | 32.5548 | 4.1097 | 16.4387 | 7.3048 | 7.3048 | 0.54517 | 0.54517 | 0.68867 | 0.68867 | 0 | 0 | 14.2705 | 14.2705 | 6.693 | 3.3465 | 0 | 100 | 3.3465 |  |  | 18.0825 |  | 0.50495 | 50.4953 | 0 | 0 | 2014-02-04 00:30 | 14270.5 | 14.2705
|  | 2014-02-04 03:25:02 | 31.9295 | 3.8603 | 15.4413 | 7.2978 | 7.2978 | 0.54533 | 0.54533 | 0.68967 | 0.68967 | 0 | 0 | 13.8028 | 13.8028 | 5.8475 | 2.9238 | 0 | 100 | 2.9238 |  |  | 14.3604 |  | 0.48361 | 48.3607 | 0 | 0 | 2014-02-04 01:00 | 13802.8333 | 13.8028
|  | 2014-02-04 03:55:02 | 31.4612 | 3.5502 | 14.2007 | 7.295 | 7.295 | 0.54683 | 0.54683 | 0.68917 | 0.68917 | 0 | 0 | 13.9163 | 13.9163 | 5.1868 | 2.5934 | 0 | 100 | 2.5934 |  |  | 14.0587 |  | 0.45137 | 45.1371 | 0 | 0 | 2014-02-04 01:30 | 13916.3333 | 13.9163
|  | 2014-02-04 04:25:03 | 31.2758 | 3.1693 | 12.6773 | 7.298 | 7.298 | 0.54583 | 0.54583 | 0.68967 | 0.68967 | 0 | 0 | 14.0095 | 14.0095 | 3.9445 | 1.9723 | 0 | 100 | 1.9723 |  |  | 13.1844 |  | 0.40534 | 40.534 | 0 | 0 | 2014-02-04 02:00 | 14009.5 | 14.0095
|  | 2014-02-04 04:55:02 | 31.355 | 3.1423 | 12.5693 | 7.2963 | 7.2963 | 0.55833 | 0.55833 | 0.68967 | 0.68967 | 0 | 0 | 14.2085 | 14.2085 | 3.9672 | 1.9836 | 0 | 100 | 1.9836 |  |  | 12.8207 |  | 0.40087 | 40.0872 | 0 | 0 | 2014-02-04 02:30 | 14208.5 | 14.2085
|  | 2014-02-04 05:25:01 | 31.5803 | 3.0425 | 12.17 | 7.2962 | 7.2962 | 0.5695 | 0.5695 | 0.68917 | 0.68917 | 0 | 0 | 14.3785 | 14.3785 | 3.523 | 1.7615 | 0 | 100 | 1.7615 |  |  | 11.1964 |  | 0.38537 | 38.5366 | 0 | 0 | 2014-02-04 03:00 | 14378.5 | 14.3785
|  | 2014-02-04 05:55:02 | 33.1712 | 3.0732 | 12.2927 | 7.2953 | 7.2953 | 0.57633 | 0.57633 | 0.69 | 0.69 | 0 | 0 | 14.4213 | 14.4213 | 2.1045 | 1.0523 | 0 | 100 | 1.0523 |  |  | 12.6614 |  | 0.37058 | 37.0583 | 0 | 0 | 2014-02-04 03:30 | 14421.3333 | 14.4213
|  | 2014-02-04 06:25:02 | 36.3893 | 3.0537 | 12.2147 | 7.2927 | 7.2927 | 0.578 | 0.578 | 0.68867 | 0.68867 | 0 | 0 | 15.2007 | 15.2007 | -0.41467 | -0.20733 | 0 | 99.7927 | 0 |  |  | 13.0697 |  | 0.33567 | 33.5666 | 0 | 0.41467 | 2014-02-04 04:00 | 15200.6667 | 15.2007
|  | 2014-02-04 06:55:02 | 40.2687 | 3.1273 | 12.5093 | 7.2957 | 7.2957 | 0.71033 | 0.71033 | 0.68933 | 0.68933 | 0 | 0 | 15.7415 | 15.7415 | -3.3225 | -1.6612 | 0 | 98.1314 | 0 |  |  | 11.8839 |  | 0.31065 | 31.0647 | 0 | 3.3225 | 2014-02-04 04:30 | 15741.5 | 15.7415
|  | 2014-02-04 07:25:01 | 43.4748 | 3.2042 | 12.8167 | 7.2923 | 7.2923 | 0.83083 | 0.83083 | 0.68917 | 0.68917 | 0 | 0 | 15.953 | 15.953 | -5.8928 | -2.9464 | 0 | 95.185 | 0 |  |  | 13.4575 |  | 0.29481 | 29.4807 | 0 | 5.8928 | 2014-02-04 05:00 | 15953 | 15.953
|  | 2014-02-04 07:55:03 | 44.2892 | 3.3407 | 13.3627 | 7.2953 | 7.2953 | 0.84733 | 0.84733 | 0.68917 | 0.68917 | 0 | 0 | 15.9908 | 15.9908 | -6.1038 | -3.0519 | 0 | 92.1331 | 0 |  |  | 14.4317 |  | 0.30171 | 30.1714 | 0 | 6.1038 | 2014-02-04 05:30 | 15990.8333 | 15.9908
|  | 2014-02-04 08:25:01 | 44.651 | 3.4143 | 13.6573 | 7.293 | 7.293 | 0.8655 | 0.8655 | 0.68967 | 0.68967 | 0 | 0 | 15.9443 | 15.9443 | -6.2012 | -3.1006 | 0 | 89.0325 | 0 |  |  | 13.6573 |  | 0.30587 | 30.5868 | 0 | 6.2012 | 2014-02-04 06:00 | 15944.3333 | 15.9443
|  | 2014-02-04 08:55:02 | 44.9808 | 3.5063 | 14.0253 | 7.2992 | 7.2992 | 0.91783 | 0.91783 | 0.6895 | 0.6895 | 0.5212 | 0.5212 | 16.1228 | 16.1228 | -5.405 | -2.7025 | 0 | 86.33 | 0 |  |  | 14.5863 |  | 0.31181 | 31.1807 | 0 | 5.405 | 2014-02-04 06:30 | 16122.8333 | 16.1228
|  | 2014-02-04 09:25:02 | 45.3873 | 3.5823 | 14.3293 | 7.3213 | 7.3213 | 0.92633 | 0.92633 | 0.68767 | 0.68767 | 0.5212 | 0.5212 | 16.1007 | 16.1007 | -5.5008 | -2.7504 | 0 | 83.5796 | 0 |  |  | 14.9025 |  | 0.31571 | 31.5712 | 0 | 5.5008 | 2014-02-04 07:00 | 16100.6667 | 16.1007
|  | 2014-02-04 09:55:02 | 45.3832 | 3.5292 | 14.1167 | 7.3525 | 7.3525 | 0.96283 | 0.96283 | 0.68567 | 0.68567 | 2.7036 | 2.7036 | 16.1062 | 16.1062 | -3.4557 | -1.7279 | 0 | 81.8517 | 0 |  |  | 14.1167 |  | 0.31106 | 31.1055 | 0 | 3.4557 | 2014-02-04 07:30 | 16106.1667 | 16.1062
|  | 2014-02-04 10:25:03 | 45.014 | 3.2937 | 13.1747 | 7.3522 | 7.3522 | 0.85533 | 0.85533 | 0.6825 | 0.6825 | 2.7036 | 2.7036 | 16.1257 | 16.1257 | -4.1201 | -2.06 | 0 | 79.7917 | 0 |  |  | 12.5159 |  | 0.29268 | 29.2679 | 0 | 4.1201 | 2014-02-04 08:00 | 16125.6667 | 16.1257
|  | 2014-02-04 10:55:01 | 44.9182 | 3.6887 | 14.7547 | 7.3603 | 7.3603 | 0.84617 | 0.84617 | 0.68467 | 0.68467 | 3.8828 | 3.8828 | 16.1533 | 16.1533 | -1.2362 | -0.6181 | 0 | 79.1736 | 0 |  |  | 15.4924 |  | 0.32848 | 32.8479 | 0 | 1.2362 | 2014-02-04 08:30 | 16153.3333 | 16.1533
|  | 2014-02-04 11:25:02 | 44.898 | 3.9613 | 15.8453 | 7.3682 | 7.3682 | 0.81983 | 0.81983 | 0.687 | 0.687 | 3.8828 | 3.8828 | 16.1625 | 16.1625 | -0.13237 | -0.066183 | 0 | 79.1074 | 0 |  |  | 15.37 |  | 0.35292 | 35.2918 | 0 | 0.13237 | 2014-02-04 09:00 | 16162.5 | 16.1625
|  | 2014-02-04 11:55:02 | 44.799 | 3.8933 | 15.5733 | 7.3643 | 7.3643 | 0.79667 | 0.79667 | 0.68517 | 0.68517 | 3.6728 | 3.6728 | 16.2112 | 16.2112 | -0.49553 | -0.24777 | 0 | 78.8597 | 0 |  |  | 15.2619 |  | 0.34763 | 34.7627 | 0 | 0.49553 | 2014-02-04 09:30 | 16211.1667 | 16.2112
|  | 2014-02-04 12:25:02 | 44.7715 | 3.8293 | 15.3173 | 7.3673 | 7.3673 | 0.787 | 0.787 | 0.68833 | 0.68833 | 3.6728 | 3.6728 | 16.4035 | 16.4035 | -0.5352 | -0.2676 | 0 | 78.5921 | 0 |  |  | 15.93 |  | 0.34212 | 34.2122 | 0 | 0.5352 | 2014-02-04 10:00 | 16403.5 | 16.4035
|  | 2014-02-04 12:55:01 | 44.4657 | 4.0133 | 16.0533 | 7.3778 | 7.3778 | 0.7785 | 0.7785 | 0.689 | 0.689 | 3.7412 | 3.7412 | 16.4613 | 16.4613 | 0.63553 | 0.31777 | 0 | 78.9098 | 0 |  |  | 17.1771 |  | 0.36103 | 36.1028 | 0 | 0 | 2014-02-04 10:30 | 16461.3333 | 16.4613
|  | 2014-02-04 13:25:02 | 44.2023 | 3.9488 | 15.7953 | 7.3958 | 7.3958 | 0.7785 | 0.7785 | 0.68867 | 0.68867 | 3.7412 | 3.7412 | 16.4758 | 16.4758 | 0.67303 | 0.33652 | 0 | 79.2464 | 0 |  |  | 17.3749 |  | 0.35734 | 35.7342 | 0 | 0 | 2014-02-04 11:00 | 16475.8333 | 16.4758
|  | 2014-02-04 13:55:02 | 44.339 | 4.0705 | 16.282 | 7.4093 | 7.4093 | 0.77917 | 0.77917 | 0.689 | 0.689 | 3.296 | 3.296 | 16.722 | 16.722 | 0.8385 | 0.41925 | 0 | 79.6656 | 0 |  |  | 15.9564 |  | 0.36722 | 36.7216 | 0 | 0 | 2014-02-04 11:30 | 16722 | 16.722
|  | 2014-02-04 14:25:03 | 44.2752 | 4.1923 | 16.7693 | 7.4133 | 7.4133 | 0.78867 | 0.78867 | 0.689 | 0.689 | 3.296 | 3.296 | 17.2245 | 17.2245 | 1.9057 | 0.95283 | 0 | 80.6184 | 0 |  |  | 18.4463 |  | 0.37875 | 37.8753 | 0 | 0 | 2014-02-04 12:00 | 17224.5 | 17.2245
|  | 2014-02-04 14:55:02 | 44.2145 | 4.1412 | 16.5647 | 7.4175 | 7.4175 | 0.8105 | 0.8105 | 0.68933 | 0.68933 | 2.3032 | 2.3032 | 17.5847 | 17.5847 | 1.1554 | 0.57768 | 0 | 81.1961 | 0 |  |  | 17.8898 |  | 0.37464 | 37.4643 | 0 | 0 | 2014-02-04 12:30 | 17584.6667 | 17.5847
|  | 2014-02-04 15:25:02 | 44.497 | 4.1882 | 16.7527 | 7.414 | 7.414 | 0.83983 | 0.83983 | 0.6895 | 0.6895 | 2.3032 | 2.3032 | 17.873 | 17.873 | 1.3752 | 0.6876 | 0 | 81.8837 | 0 |  |  | 17.4228 |  | 0.37649 | 37.649 | 0 | 0 | 2014-02-04 13:00 | 17873 | 17.873
|  | 2014-02-04 15:55:01 | 45.71 | 4.4078 | 17.6313 | 7.4163 | 7.4163 | 0.84317 | 0.84317 | 0.68833 | 0.68833 | 0.9884 | 0.9884 | 17.9565 | 17.9565 | -0.18593 | -0.092967 | 0 | 81.7908 | 0 |  |  | 17.8076 |  | 0.38572 | 38.5722 | 0 | 0.18593 | 2014-02-04 13:30 | 17956.5 | 17.9565
|  | 2014-02-04 16:25:03 | 47.1872 | 4.413 | 17.652 | 7.413 | 7.413 | 0.944 | 0.944 | 0.68767 | 0.68767 | 0.9884 | 0.9884 | 17.6212 | 17.6212 | -1.8809 | -0.94047 | 0 | 80.8503 | 0 |  |  | 19.4172 |  | 0.37408 | 37.4085 | 0 | 1.8809 | 2014-02-04 14:00 | 17621.1667 | 17.6212
|  | 2014-02-04 17:00:02 | 49.466 | 4.384 | 17.536 | 7.4157 | 7.4157 | 1.0107 | 1.0107 | 0.6865 | 0.6865 | 0.0332 | 0.0332 | 17.4665 | 17.4665 | -5.3175 | -2.6587 | 0 | 78.1916 | 0 |  |  | 17.7114 |  | 0.35451 | 35.4506 | 0 | 5.3175 | 2014-02-04 14:30 | 17466.5 | 17.4665
|  | 2014-02-04 17:30:02 | 50.8998 | 4.6708 | 18.6833 | 7.4358 | 7.4358 | 1.0098 | 1.0098 | 0.68717 | 0.68717 | 0.0332 | 0.0332 | 17.5482 | 17.5482 | -5.5023 | -2.7512 | 0 | 75.4404 | 0 |  |  | 17.7492 |  | 0.36706 | 36.7061 | 0 | 5.5023 | 2014-02-04 15:00 | 17548.1667 | 17.5482
|  | 2014-02-04 18:00:02 | 50.813 | 4.8373 | 19.3493 | 7.4517 | 7.4517 | 1.0088 | 1.0088 | 0.68933 | 0.68933 | 0 | 0 | 17.5618 | 17.5618 | -4.752 | -2.376 | 0 | 73.0644 | 0 |  |  | 21.0908 |  | 0.38079 | 38.0795 | 0 | 4.752 | 2014-02-04 15:30 | 17561.8333 | 17.5618
|  | 2014-02-04 18:30:02 | 50.1558 | 4.766 | 19.064 | 7.469 | 7.469 | 1.0083 | 1.0083 | 0.68967 | 0.68967 | 0 | 0 | 17.5333 | 17.5333 | -4.3915 | -2.1958 | 0 | 70.8687 | 0 |  |  | 20.5891 |  | 0.3801 | 38.0095 | 0 | 4.3915 | 2014-02-04 16:00 | 17533.3333 | 17.5333
|  | 2014-02-04 19:00:02 | 49.3995 | 4.8583 | 19.4333 | 7.4858 | 7.4858 | 1.0087 | 1.0087 | 0.68967 | 0.68967 | 0 | 0 | 17.5962 | 17.5962 | -3.1858 | -1.5929 | 0 | 69.2757 | 0 |  |  | 18.073 |  | 0.39339 | 39.3391 | 0 | 3.1858 | 2014-02-04 16:30 | 17596.1667 | 17.5962
|  | 2014-02-04 19:30:02 | 48.2143 | 5.0517 | 20.2067 | 7.501 | 7.501 | 1.0093 | 1.0093 | 0.68983 | 0.68983 | 0 | 0 | 17.6325 | 17.6325 | -1.175 | -0.5875 | 0 | 68.6882 | 0 |  |  | 18.7922 |  | 0.4191 | 41.9101 | 0 | 1.175 | 2014-02-04 17:00 | 17632.5 | 17.6325
|  | 2014-02-04 20:00:03 | 46.7865 | 5.2265 | 20.906 | 7.5148 | 7.5148 | 1.0058 | 1.0058 | 0.68817 | 0.68817 | 0 | 0 | 17.6618 | 17.6618 | 0.99017 | 0.49508 | 0 | 69.1833 | 0 |  |  | 20.6969 |  | 0.44684 | 44.6838 | 0 | 0 | 2014-02-04 17:30 | 17661.8333 | 17.6618
|  | 2014-02-04 20:30:02 | 44.7587 | 5.3568 | 21.4273 | 7.5437 | 7.5437 | 0.98817 | 0.98817 | 0.6865 | 0.6865 | 0 | 0 | 17.59 | 17.59 | 3.477 | 1.7385 | 0 | 70.9218 | 0 |  |  | 23.3558 |  | 0.47873 | 47.873 | 0 | 0 | 2014-02-04 18:00 | 17590 | 17.59
|  | 2014-02-04 21:00:04 | 42.7248 | 5.3625 | 21.45 | 7.5837 | 7.5837 | 0.80333 | 0.80333 | 0.68183 | 0.68183 | 0 | 0 | 17.272 | 17.272 | 5.066 | 2.533 | 0 | 73.4548 | 0 |  |  | 22.9515 |  | 0.50205 | 50.205 | 0 | 0 | 2014-02-04 18:30 | 17272 | 17.272
|  | 2014-02-04 21:30:02 | 40.376 | 5.3783 | 21.5133 | 7.5857 | 7.5857 | 0.77317 | 0.77317 | 0.687 | 0.687 | 0 | 0 | 16.6707 | 16.6707 | 6.8538 | 3.4269 | 0 | 76.8817 | 0 |  |  | 21.5133 |  | 0.53282 | 53.2825 | 0 | 0 | 2014-02-04 19:00 | 16670.6667 | 16.6707
|  | 2014-02-04 22:00:03 | 37.8793 | 5.4995 | 21.998 | 7.597 | 7.597 | 0.73467 | 0.73467 | 0.68267 | 0.68267 | 0 | 0 | 14.9105 | 14.9105 | 8.0435 | 4.0218 | 0 | 80.9035 | 0 |  |  | 20.6781 |  | 0.58074 | 58.0739 | 0 | 0 | 2014-02-04 19:30 | 14910.5 | 14.9105
|  | 2014-02-04 22:30:02 | 35.4895 | 5.5877 | 22.3507 | 7.5955 | 7.5955 | 0.73433 | 0.73433 | 0.6775 | 0.6775 | 0 | 0 | 13.2055 | 13.2055 | 9.074 | 4.537 | 0 | 85.4405 | 0 |  |  | 23.9152 |  | 0.62978 | 62.9783 | 0 | 0 | 2014-02-04 20:00 | 13205.5 | 13.2055
|  | 2014-02-04 23:00:01 | 33.3292 | 5.7347 | 22.9387 | 7.6053 | 7.6053 | 0.65383 | 0.65383 | 0.66083 | 0.66083 | 0 | 0 | 11.8483 | 11.8483 | 10.3778 | 5.1889 | 0 | 90.6294 | 0 |  |  | 20.6448 |  | 0.68825 | 68.8246 | 0 | 0 | 2014-02-04 20:30 | 11848.3333 | 11.8483
|  | 2014-02-04 23:30:03 | 32.5793 | 5.8153 | 23.2613 | 7.6128 | 7.6128 | 0.57067 | 0.57067 | 0.67617 | 0.67617 | 0 | 0 | 11.5065 | 11.5065 | 11.0482 | 5.5241 | 0 | 96.1535 | 0 |  |  | 21.8657 |  | 0.71399 | 71.399 | 0 | 0 | 2014-02-04 21:00 | 11506.5 | 11.5065
|  | 2014-02-05 00:00:01 | 32.2668 | 5.9122 | 23.6487 | 7.623 | 7.623 | 0.615 | 0.615 | 0.67783 | 0.67783 | 0 | 0 | 11.4563 | 11.4563 | 11.754 | 5.877 | 0 | 100 | 5.877 |  |  | 22.4662 |  | 0.73291 | 73.2909 | 0 | 0 | 2014-02-04 21:30 | 11456.3333 | 11.4563
|  | 2014-02-05 00:30:02 | 32.5478 | 5.938 | 23.752 | 7.6303 | 7.6303 | 0.59533 | 0.59533 | 0.67967 | 0.67967 | 0 | 0 | 11.4897 | 11.4897 | 11.5992 | 5.7996 | 0 | 100 | 5.7996 |  |  | 26.1272 |  | 0.72976 | 72.9757 | 0 | 0 | 2014-02-04 22:00 | 11489.6667 | 11.4897
|  | 2014-02-05 01:00:01 | 32.6423 | 5.9282 | 23.7127 | 7.6452 | 7.6452 | 0.54883 | 0.54883 | 0.66583 | 0.66583 | 0 | 0 | 11.5852 | 11.5852 | 11.5153 | 5.7577 | 0 | 100 | 5.7577 |  |  | 23.4755 |  | 0.72644 | 72.6439 | 0 | 0 | 2014-02-04 22:30 | 11585.1667 | 11.5852
|  | 2014-02-05 01:30:02 | 32.0655 | 5.88 | 23.52 | 7.6692 | 7.6692 | 0.54767 | 0.54767 | 0.67633 | 0.67633 | 0 | 0 | 11.4485 | 11.4485 | 11.7962 | 5.8981 | 0 | 100 | 5.8981 |  |  | 23.7552 |  | 0.7335 | 73.3499 | 0 | 0 | 2014-02-04 23:00 | 11448.5 | 11.4485
|  | 2014-02-05 02:00:02 | 31.478 | 5.9095 | 23.638 | 7.683 | 7.683 | 0.54933 | 0.54933 | 0.66367 | 0.66367 | 0 | 0 | 11.4122 | 11.4122 | 12.4682 | 6.2341 | 0 | 100 | 6.2341 |  |  | 24.1108 |  | 0.75094 | 75.0937 | 0 | 0 | 2014-02-04 23:30 | 11412.1667 | 11.4122
|  | 2014-02-05 02:30:03 | 31.4502 | 5.9055 | 23.622 | 7.6933 | 7.6933 | 0.54817 | 0.54817 | 0.66183 | 0.66183 | 0 | 0 | 11.46 | 11.46 | 12.5352 | 6.2676 | 0 | 100 | 6.2676 |  |  | 23.3858 |  | 0.75109 | 75.1093 | 0 | 0 | 2014-02-05 | 11460 | 11.46
|  | 2014-02-05 03:00:04 | 31.2873 | 5.9127 | 23.6507 | 7.7105 | 7.7105 | 0.5305 | 0.5305 | 0.66617 | 0.66617 | 0 | 0 | 11.1915 | 11.1915 | 12.462 | 6.231 | 0 | 100 | 6.231 |  |  | 21.2856 |  | 0.75592 | 75.5918 | 0 | 0 | 2014-02-05 00:30 | 11191.5 | 11.1915
|  | 2014-02-05 03:30:02 | 30.6073 | 6.0273 | 24.1093 | 7.7217 | 7.7217 | 0.55083 | 0.55083 | 0.671 | 0.671 | 0 | 0 | 10.388 | 10.388 | 12.8335 | 6.4168 | 0 | 100 | 6.4168 |  |  | 23.3861 |  | 0.7877 | 78.7698 | 0 | 0 | 2014-02-05 01:00 | 10388 | 10.388
|  | 2014-02-05 04:00:02 | 30.1255 | 6.0168 | 24.0673 | 7.7217 | 7.7217 | 0.555 | 0.555 | 0.652 | 0.652 | 0 | 0 | 10.0952 | 10.0952 | 12.9657 | 6.4828 | 0 | 100 | 6.4828 |  |  | 25.03 |  | 0.7989 | 79.8902 | 0 | 0 | 2014-02-05 01:30 | 10095.1667 | 10.0952
|  | 2014-02-05 04:30:02 | 30.0863 | 5.9848 | 23.9393 | 7.7307 | 7.7307 | 0.55583 | 0.55583 | 0.64783 | 0.64783 | 0 | 0 | 10.1408 | 10.1408 | 12.9282 | 6.4641 | 0 | 100 | 6.4641 |  |  | 24.1787 |  | 0.79569 | 79.5688 | 0 | 0 | 2014-02-05 02:00 | 10140.8333 | 10.1408
|  | 2014-02-05 05:00:03 | 30.3838 | 5.8692 | 23.4767 | 7.7283 | 7.7283 | 0.56817 | 0.56817 | 0.62367 | 0.62367 | 0 | 0 | 10.5382 | 10.5382 | 12.5512 | 6.2756 | 0 | 100 | 6.2756 |  |  | 21.8333 |  | 0.77267 | 77.267 | 0 | 0 | 2014-02-05 02:30 | 10538.1667 | 10.5382
|  | 2014-02-05 05:30:03 | 30.957 | 5.8532 | 23.4127 | 7.7265 | 7.7265 | 0.58867 | 0.58867 | 0.60567 | 0.60567 | 0 | 0 | 10.4848 | 10.4848 | 11.8613 | 5.9307 | 0 | 100 | 5.9307 |  |  | 21.0714 |  | 0.7563 | 75.6296 | 0 | 0 | 2014-02-05 03:00 | 10484.8333 | 10.4848
|  | 2014-02-05 06:00:01 | 32.6205 | 5.857 | 23.428 | 7.7272 | 7.7272 | 0.62983 | 0.62983 | 0.62167 | 0.62167 | 0 | 0 | 11.6342 | 11.6342 | 11.4203 | 5.7102 | 0 | 100 | 5.7102 |  |  | 24.5994 |  | 0.7182 | 71.8199 | 0 | 0 | 2014-02-05 03:30 | 11634.1667 | 11.6342
|  | 2014-02-05 06:30:01 | 35.5933 | 5.7913 | 23.1653 | 7.7292 | 7.7292 | 0.62933 | 0.62933 | 0.64217 | 0.64217 | 0 | 0 | 13.4435 | 13.4435 | 10.0162 | 5.0081 | 0 | 100 | 5.0081 |  |  | 22.9337 |  | 0.65083 | 65.0833 | 0 | 0 | 2014-02-05 04:00 | 13443.5 | 13.4435
|  | 2014-02-05 07:00:04 | 39.5873 | 5.8063 | 23.2253 | 7.728 | 7.728 | 0.66133 | 0.66133 | 0.64167 | 0.64167 | 0 | 0 | 14.607 | 14.607 | 7.276 | 3.638 | 0 | 100 | 3.638 |  |  | 23.2253 |  | 0.58669 | 58.6686 | 0 | 0 | 2014-02-05 04:30 | 14607 | 14.607
|  | 2014-02-05 07:30:03 | 41.9598 | 5.8098 | 23.2393 | 7.7265 | 7.7265 | 0.681 | 0.681 | 0.64183 | 0.64183 | 0 | 0 | 15.3078 | 15.3078 | 5.6367 | 2.8183 | 0 | 100 | 2.8183 |  |  | 24.1689 |  | 0.55385 | 55.3847 | 0 | 0 | 2014-02-05 05:00 | 15307.8333 | 15.3078
|  | 2014-02-05 08:00:03 | 43.4138 | 5.751 | 23.004 | 7.7227 | 7.7227 | 0.70667 | 0.70667 | 0.64983 | 0.64983 | 0 | 0 | 15.4508 | 15.4508 | 4.1202 | 2.0601 | 0 | 100 | 2.0601 |  |  | 22.3139 |  | 0.52988 | 52.9877 | 0 | 0 | 2014-02-05 05:30 | 15450.8333 | 15.4508
|  | 2014-02-05 08:30:01 | 43.6488 | 5.6937 | 22.7747 | 7.7245 | 7.7245 | 0.71883 | 0.71883 | 0.65817 | 0.65817 | 0 | 0 | 15.5455 | 15.5455 | 3.7728 | 1.8864 | 0 | 100 | 1.8864 |  |  | 24.5966 |  | 0.52177 | 52.177 | 0 | 0 | 2014-02-05 06:00 | 15545.5 | 15.5455
|  | 2014-02-05 09:00:02 | 44.1305 | 5.5913 | 22.3653 | 7.7255 | 7.7255 | 0.73333 | 0.73333 | 0.662 | 0.662 | 0.5588 | 0.5588 | 15.5343 | 15.5343 | 3.4488 | 1.7244 | 0 | 100 | 1.7244 |  |  | 24.3782 |  | 0.5068 | 50.68 | 0 | 0 | 2014-02-05 06:30 | 15534.3333 | 15.5343
|  | 2014-02-05 09:30:02 | 44.7877 | 5.4177 | 21.6707 | 7.7427 | 7.7427 | 0.76233 | 0.76233 | 0.55417 | 0.55417 | 0.5588 | 0.5588 | 15.6742 | 15.6742 | 2.1751 | 1.0876 | 0 | 100 | 1.0876 |  |  | 20.8038 |  | 0.48385 | 48.3853 | 0 | 0 | 2014-02-05 07:00 | 15674.1667 | 15.6742
|  | 2014-02-05 10:00:03 | 44.9343 | 5.3307 | 21.3227 | 7.731 | 7.731 | 0.81233 | 0.81233 | 0.53733 | 0.53733 | 1.36 | 1.36 | 15.7747 | 15.7747 | 2.6037 | 1.3018 | 0 | 100 | 1.3018 |  |  | 21.7491 |  | 0.47453 | 47.4529 | 0 | 0 | 2014-02-05 07:30 | 15774.6667 | 15.7747
|  | 2014-02-05 10:30:06 | 45.3548 | 5.2165 | 20.866 | 7.7312 | 7.7312 | 0.80467 | 0.80467 | 0.54633 | 0.54633 | 1.36 | 1.36 | 15.8835 | 15.8835 | 1.8368 | 0.91842 | 0 | 100 | 0.91842 |  |  | 20.866 |  | 0.46006 | 46.0061 | 0 | 0 | 2014-02-05 08:00 | 15883.5 | 15.8835
|  | 2014-02-05 11:00:02 | 45.7397 | 5.2382 | 20.9527 | 7.7352 | 7.7352 | 0.77483 | 0.77483 | 0.54817 | 0.54817 | 2.2564 | 2.2564 | 15.9227 | 15.9227 | 2.4502 | 1.2251 | 0 | 100 | 1.2251 |  |  | 21.5812 |  | 0.45809 | 45.8085 | 0 | 0 | 2014-02-05 08:30 | 15922.6667 | 15.9227
|  | 2014-02-05 11:30:21 | 45.28 | 5.1682 | 20.6727 | 7.3807 | 7.3807 | 0.78433 | 0.78433 | 0.55583 | 0.55583 | 2.2564 | 2.2564 | 15.9943 | 15.9943 | 2.3642 | 1.1821 | 0 | 100 | 1.1821 |  |  | 22.3265 |  | 0.45655 | 45.6552 | 0 | 0 | 2014-02-05 09:00 | 15994.3333 | 15.9943
|  | 2014-02-05 12:00:03 | 46.2112 | 5.0912 | 20.3647 | 7.751 | 7.751 | 0.792 | 0.792 | 0.55617 | 0.55617 | 3.0852 | 3.0852 | 16.1498 | 16.1498 | 2.4877 | 1.2439 | 0 | 100 | 1.2439 |  |  | 21.7902 |  | 0.44069 | 44.0687 | 0 | 0 | 2014-02-05 09:30 | 16149.8333 | 16.1498
|  | 2014-02-05 12:30:02 | 46.34 | 5.1675 | 20.67 | 7.755 | 7.755 | 0.78133 | 0.78133 | 0.5905 | 0.5905 | 3.0852 | 3.0852 | 16.1083 | 16.1083 | 2.6504 | 1.3252 | 0 | 100 | 1.3252 |  |  | 19.0164 |  | 0.44605 | 44.6051 | 0 | 0 | 2014-02-05 10:00 | 16108.3333 | 16.1083
|  | 2014-02-05 13:00:01 | 46.2877 | 5.1025 | 20.41 | 7.738 | 7.738 | 0.766 | 0.766 | 0.68117 | 0.68117 | 2.4944 | 2.4944 | 16.2053 | 16.2053 | 2.0072 | 1.0036 | 0 | 100 | 1.0036 |  |  | 20.6141 |  | 0.44094 | 44.0938 | 0 | 0 | 2014-02-05 10:30 | 16205.3333 | 16.2053
|  | 2014-02-05 13:30:02 | 46.1793 | 4.8735 | 19.494 | 7.7292 | 7.7292 | 0.72933 | 0.72933 | 0.68233 | 0.68233 | 2.4944 | 2.4944 | 16.5322 | 16.5322 | 1.4821 | 0.74103 | 0 | 100 | 0.74103 |  |  | 18.7142 |  | 0.42214 | 42.2137 | 0 | 0 | 2014-02-05 11:00 | 16532.1667 | 16.5322
|  | 2014-02-05 14:00:01 | 46.1197 | 4.4973 | 17.9893 | 7.7283 | 7.7283 | 0.54333 | 0.54333 | 0.68417 | 0.68417 | 1.7464 | 1.7464 | 16.6633 | 16.6633 | -0.76477 | -0.38238 | 0 | 99.6176 | 0 |  |  | 19.6084 |  | 0.39006 | 39.0058 | 0 | 0.76477 | 2014-02-05 11:30 | 16663.3333 | 16.6633
|  | 2014-02-05 14:30:03 | 45.9068 | 4.6802 | 18.7207 | 7.7237 | 7.7237 | 0.52917 | 0.52917 | 0.6845 | 0.6845 | 1.7464 | 1.7464 | 16.767 | 16.767 | 0.26457 | 0.13228 | 0 | 99.7499 | 0 |  |  | 19.2823 |  | 0.4078 | 40.7797 | 0 | 0 | 2014-02-05 12:00 | 16767 | 16.767
|  | 2014-02-05 15:00:02 | 45.7033 | 4.7808 | 19.1233 | 7.728 | 7.728 | 0.59417 | 0.59417 | 0.68433 | 0.68433 | 0.894 | 0.894 | 16.8562 | 16.8562 | 0.17667 | 0.088333 | 0 | 99.8382 | 0 |  |  | 19.697 |  | 0.41842 | 41.8423 | 0 | 0 | 2014-02-05 12:30 | 16856.1667 | 16.8562
|  | 2014-02-05 15:30:03 | 46.0883 | 4.8742 | 19.4967 | 7.7182 | 7.7182 | 0.6935 | 0.6935 | 0.68433 | 0.68433 | 0.894 | 0.894 | 16.792 | 16.792 | 0.19033 | 0.095167 | 0 | 99.9334 | 0 |  |  | 20.2765 |  | 0.42303 | 42.3028 | 0 | 0 | 2014-02-05 13:00 | 16792 | 16.792
|  | 2014-02-05 16:00:04 | 47.1853 | 4.6447 | 18.5787 | 7.6998 | 7.6998 | 0.73733 | 0.73733 | 0.68017 | 0.68017 | 0.2956 | 0.2956 | 16.7878 | 16.7878 | -2.4059 | -1.203 | 0 | 98.7304 | 0 |  |  | 20.2507 |  | 0.39374 | 39.3738 | 0 | 2.4059 | 2014-02-05 13:30 | 16787.8333 | 16.7878
|  | 2014-02-05 16:30:03 | 48.5543 | 4.549 | 18.196 | 7.736 | 7.736 | 0.83117 | 0.83117 | 0.67467 | 0.67467 | 0.2956 | 0.2956 | 16.8628 | 16.8628 | -3.9581 | -1.979 | 0 | 96.7514 | 0 |  |  | 17.6501 |  | 0.37476 | 37.4755 | 0 | 3.9581 | 2014-02-05 14:00 | 16862.8333 | 16.8628
|  | 2014-02-05 17:00:02 | 50.365 | 4.5123 | 18.0493 | 7.7487 | 7.7487 | 0.87117 | 0.87117 | 0.67467 | 0.67467 | 0.0452 | 0.0452 | 16.7962 | 16.7962 | -6.1798 | -3.0899 | 0 | 93.6615 | 0 |  |  | 18.2298 |  | 0.35837 | 35.8371 | 0 | 6.1798 | 2014-02-05 14:30 | 16796.1667 | 16.7962
|  | 2014-02-05 17:30:03 | 51.5522 | 4.5117 | 18.0467 | 7.7535 | 7.7535 | 0.8725 | 0.8725 | 0.67967 | 0.67967 | 0.0452 | 0.0452 | 16.7937 | 16.7937 | -7.361 | -3.6805 | 0 | 89.981 | 0 |  |  | 16.4225 |  | 0.35007 | 35.0066 | 0 | 7.361 | 2014-02-05 15:00 | 16793.6667 | 16.7937
|  | 2014-02-05 18:00:02 | 51.2502 | 4.2625 | 17.05 | 7.7638 | 7.7638 | 0.872 | 0.872 | 0.67933 | 0.67933 | 0 | 0 | 16.8203 | 16.8203 | -8.0647 | -4.0323 | 0 | 85.9487 | 0 |  |  | 17.05 |  | 0.33268 | 33.2682 | 0 | 8.0647 | 2014-02-05 15:30 | 16820.3333 | 16.8203
|  | 2014-02-05 18:30:04 | 50.5575 | 4.077 | 16.308 | 7.7765 | 7.7765 | 0.87 | 0.87 | 0.67517 | 0.67517 | 0 | 0 | 16.9515 | 16.9515 | -7.9763 | -3.9882 | 0 | 81.9605 | 0 |  |  | 16.308 |  | 0.32256 | 32.2563 | 0 | 7.9763 | 2014-02-05 16:00 | 16951.5 | 16.9515
|  | 2014-02-05 19:00:02 | 49.7052 | 3.9572 | 15.8287 | 7.7782 | 7.7782 | 0.871 | 0.871 | 0.67983 | 0.67983 | 0 | 0 | 17.0055 | 17.0055 | -7.542 | -3.771 | 0 | 78.1895 | 0 |  |  | 14.2458 |  | 0.31845 | 31.8451 | 0 | 7.542 | 2014-02-05 16:30 | 17005.5 | 17.0055
|  | 2014-02-05 19:30:02 | 48.2632 | 3.8608 | 15.4433 | 7.7782 | 7.7782 | 0.87067 | 0.87067 | 0.67517 | 0.67517 | 0 | 0 | 16.9868 | 16.9868 | -6.509 | -3.2545 | 0 | 74.935 | 0 |  |  | 16.5244 |  | 0.31998 | 31.9982 | 0 | 6.509 | 2014-02-05 17:00 | 16986.8333 | 16.9868
|  | 2014-02-05 20:00:05 | 46.694 | 3.7503 | 15.0013 | 7.7812 | 7.7812 | 0.85267 | 0.85267 | 0.675 | 0.675 | 0 | 0 | 16.9622 | 16.9622 | -5.4217 | -2.7108 | 0 | 72.2242 | 0 |  |  | 15.7514 |  | 0.32127 | 32.1269 | 0 | 5.4217 | 2014-02-05 17:30 | 16962.1667 | 16.9622
|  | 2014-02-05 20:30:03 | 44.804 | 3.5335 | 14.134 | 7.783 | 7.783 | 0.84667 | 0.84667 | 0.67533 | 0.67533 | 0 | 0 | 16.7323 | 16.7323 | -4.6327 | -2.3163 | 0 | 69.9079 | 0 |  |  | 14.6994 |  | 0.31546 | 31.5463 | 0 | 4.6327 | 2014-02-05 18:00 | 16732.3333 | 16.7323
|  | 2014-02-05 21:00:02 | 42.9565 | 3.409 | 13.636 | 7.7902 | 7.7902 | 0.66183 | 0.66183 | 0.67517 | 0.67517 | 0 | 0 | 16.2058 | 16.2058 | -3.9875 | -1.9937 | 0 | 67.9141 | 0 |  |  | 14.4542 |  | 0.31744 | 31.7437 | 0 | 3.9875 | 2014-02-05 18:30 | 16205.8333 | 16.2058
|  | 2014-02-05 21:30:02 | 40.5222 | 3.4237 | 13.6947 | 7.8018 | 7.8018 | 0.588 | 0.588 | 0.68217 | 0.68217 | 0 | 0 | 15.9555 | 15.9555 | -1.8 | -0.9 | 0 | 67.0141 | 0 |  |  | 13.4208 |  | 0.33795 | 33.7955 | 0 | 1.8 | 2014-02-05 19:00 | 15955.5 | 15.9555
|  | 2014-02-05 22:00:03 | 38.2092 | 3.4927 | 13.9707 | 7.7842 | 7.7842 | 0.589 | 0.589 | 0.6865 | 0.6865 | 0 | 0 | 15.6205 | 15.6205 | 0.44167 | 0.22083 | 0 | 67.2349 | 0 |  |  | 15.228 |  | 0.36564 | 36.5637 | 0 | 0 | 2014-02-05 19:30 | 15620.5 | 15.6205
|  | 2014-02-05 22:30:03 | 36.0318 | 3.558 | 14.232 | 7.7785 | 7.7785 | 0.58833 | 0.58833 | 0.6875 | 0.6875 | 0 | 0 | 14.8623 | 14.8623 | 2.1168 | 1.0584 | 0 | 68.2934 | 0 |  |  | 14.3743 |  | 0.39498 | 39.4984 | 0 | 0 | 2014-02-05 20:00 | 14862.3333 | 14.8623
|  | 2014-02-05 23:00:02 | 34.1207 | 3.7108 | 14.8433 | 7.7807 | 7.7807 | 0.55767 | 0.55767 | 0.68767 | 0.68767 | 0 | 0 | 14.397 | 14.397 | 4.1457 | 2.0728 | 0 | 70.3662 | 0 |  |  | 13.6559 |  | 0.43502 | 43.5025 | 0 | 0 | 2014-02-05 20:30 | 14397 | 14.397
|  | 2014-02-05 23:30:03 | 33.2072 | 3.8612 | 15.4447 | 7.7862 | 7.7862 | 0.55117 | 0.55117 | 0.68867 | 0.68867 | 0 | 0 | 14.1547 | 14.1547 | 5.4182 | 2.7091 | 0 | 73.0753 | 0 |  |  | 16.8347 |  | 0.4651 | 46.51 | 0 | 0 | 2014-02-05 21:00 | 14154.6667 | 14.1547
|  | 2014-02-06 00:00:03 | 32.5622 | 4.0413 | 16.1653 | 7.7822 | 7.7822 | 0.55033 | 0.55033 | 0.68933 | 0.68933 | 0 | 0 | 13.6902 | 13.6902 | 6.3152 | 3.1576 | 0 | 76.2329 | 0 |  |  | 16.327 |  | 0.49645 | 49.6445 | 0 | 0 | 2014-02-05 21:30 | 13690.1667 | 13.6902
|  | 2014-02-06 00:30:02 | 32.8003 | 4.2092 | 16.8367 | 7.7877 | 7.7877 | 0.54967 | 0.54967 | 0.6885 | 0.6885 | 0 | 0 | 13.8725 | 13.8725 | 6.9347 | 3.4673 | 0 | 79.7002 | 0 |  |  | 17.8469 |  | 0.51331 | 51.3308 | 0 | 0 | 2014-02-05 22:00 | 13872.5 | 13.8725
|  | 2014-02-06 01:00:02 | 32.8057 | 4.2493 | 16.9973 | 7.7857 | 7.7857 | 0.51817 | 0.51817 | 0.68983 | 0.68983 | 0 | 0 | 13.8668 | 13.8668 | 7.0522 | 3.5261 | 0 | 83.2263 | 0 |  |  | 15.6375 |  | 0.51812 | 51.8122 | 0 | 0 | 2014-02-05 22:30 | 13866.8333 | 13.8668
|  | 2014-02-06 01:30:01 | 32.1753 | 4.2782 | 17.1127 | 7.7863 | 7.7863 | 0.4995 | 0.4995 | 0.69033 | 0.69033 | 0 | 0 | 13.6128 | 13.6128 | 7.5263 | 3.7632 | 0 | 86.9894 | 0 |  |  | 18.8239 |  | 0.53186 | 53.1857 | 0 | 0 | 2014-02-05 23:00 | 13612.8333 | 13.6128
|  | 2014-02-06 02:00:02 | 31.7765 | 4.2717 | 17.0867 | 7.7857 | 7.7857 | 0.50117 | 0.50117 | 0.68967 | 0.68967 | 0 | 0 | 13.4478 | 13.4478 | 7.7345 | 3.8673 | 0 | 90.8567 | 0 |  |  | 17.7701 |  | 0.53771 | 53.7714 | 0 | 0 | 2014-02-05 23:30 | 13447.8333 | 13.4478
|  | 2014-02-06 02:30:04 | 31.5905 | 4.4108 | 17.6433 | 7.7912 | 7.7912 | 0.5 | 0.5 | 0.6895 | 0.6895 | 0 | 0 | 13.265 | 13.265 | 8.2985 | 4.1492 | 0 | 95.0059 | 0 |  |  | 17.4669 |  | 0.5585 | 55.8501 | 0 | 0 | 2014-02-06 | 13265 | 13.265
|  | 2014-02-06 03:00:05 | 31.3743 | 4.475 | 17.9 | 7.795 | 7.795 | 0.49167 | 0.49167 | 0.68883 | 0.68883 | 0 | 0 | 12.9828 | 12.9828 | 8.484 | 4.242 | 0 | 99.2479 | 0 |  |  | 19.511 |  | 0.57053 | 57.053 | 0 | 0 | 2014-02-06 00:30 | 12982.8333 | 12.9828
|  | 2014-02-06 03:30:07 | 30.9463 | 4.3757 | 17.5027 | 7.7978 | 7.7978 | 0.50017 | 0.50017 | 0.6885 | 0.6885 | 0 | 0 | 12.6487 | 12.6487 | 8.1915 | 4.0958 | 0 | 100 | 4.0958 |  |  | 15.7524 |  | 0.56558 | 56.5581 | 0 | 0 | 2014-02-06 01:00 | 12648.6667 | 12.6487
|  | 2014-02-06 04:00:05 | 30.6853 | 4.4825 | 17.93 | 7.797 | 7.797 | 0.50133 | 0.50133 | 0.6885 | 0.6885 | 0 | 0 | 12.33 | 12.33 | 8.5615 | 4.2807 | 0 | 100 | 4.2807 |  |  | 19.3644 |  | 0.58432 | 58.4318 | 0 | 0 | 2014-02-06 01:30 | 12330 | 12.33
|  | 2014-02-06 04:30:02 | 30.5632 | 4.4457 | 17.7827 | 7.7935 | 7.7935 | 0.49933 | 0.49933 | 0.68967 | 0.68967 | 0 | 0 | 12.1243 | 12.1243 | 8.3263 | 4.1632 | 0 | 100 | 4.1632 |  |  | 17.6048 |  | 0.58183 | 58.1833 | 0 | 0 | 2014-02-06 02:00 | 12124.3333 | 12.1243
|  | 2014-02-06 05:00:03 | 30.6142 | 4.4752 | 17.9007 | 7.7985 | 7.7985 | 0.502 | 0.502 | 0.68983 | 0.68983 | 0 | 0 | 13.0143 | 13.0143 | 9.2912 | 4.6456 | 0 | 100 | 4.6456 |  |  | 16.6476 |  | 0.58472 | 58.4718 | 0 | 0 | 2014-02-06 02:30 | 13014.3333 | 13.0143
|  | 2014-02-06 05:30:03 | 31.2653 | 4.5287 | 18.1147 | 7.8032 | 7.8032 | 0.50583 | 0.50583 | 0.66683 | 0.66683 | 0 | 0 | 13.116 | 13.116 | 8.9412 | 4.4706 | 0 | 100 | 4.4706 |  |  | 19.2015 |  | 0.57939 | 57.9385 | 0 | 0 | 2014-02-06 03:00 | 13116 | 13.116
|  | 2014-02-06 06:00:02 | 33.4805 | 4.4033 | 17.6133 | 7.8053 | 7.8053 | 0.5075 | 0.5075 | 0.68933 | 0.68933 | 0 | 0 | 14.0145 | 14.0145 | 7.1495 | 3.5748 | 0 | 100 | 3.5748 |  |  | 17.2611 |  | 0.52608 | 52.6077 | 0 | 0 | 2014-02-06 03:30 | 14014.5 | 14.0145
|  | 2014-02-06 06:30:02 | 36.6847 | 4.4618 | 17.8473 | 7.8027 | 7.8027 | 0.50783 | 0.50783 | 0.68967 | 0.68967 | 0 | 0 | 15.4855 | 15.4855 | 5.6483 | 2.8242 | 0 | 100 | 2.8242 |  |  | 19.4536 |  | 0.48651 | 48.6507 | 0 | 0 | 2014-02-06 04:00 | 15485.5 | 15.4855
|  | 2014-02-06 07:00:02 | 40.1128 | 4.6393 | 18.5573 | 7.8025 | 7.8025 | 0.55633 | 0.55633 | 0.689 | 0.689 | 0 | 0 | 16.4562 | 16.4562 | 3.9485 | 1.9743 | 0 | 100 | 1.9743 |  |  | 18.1862 |  | 0.46263 | 46.2628 | 0 | 0 | 2014-02-06 04:30 | 16456.1667 | 16.4562
|  | 2014-02-06 07:30:04 | 42.5015 | 4.6885 | 18.754 | 7.8045 | 7.8045 | 0.589 | 0.589 | 0.68917 | 0.68917 | 0 | 0 | 16.6162 | 16.6162 | 1.9513 | 0.97567 | 0 | 100 | 0.97567 |  |  | 18.3789 |  | 0.44126 | 44.1255 | 0 | 0 | 2014-02-06 05:00 | 16616.1667 | 16.6162
|  | 2014-02-06 08:00:05 | 43.6708 | 4.7492 | 18.9967 | 7.8007 | 7.8007 | 0.6515 | 0.6515 | 0.6895 | 0.6895 | 0 | 0 | 16.7665 | 16.7665 | 1.234 | 0.617 | 0 | 100 | 0.617 |  |  | 19.3766 |  | 0.435 | 43.4997 | 0 | 0 | 2014-02-06 05:30 | 16766.5 | 16.7665
|  | 2014-02-06 08:30:02 | 44.1023 | 4.6763 | 18.7053 | 7.7947 | 7.7947 | 0.66783 | 0.66783 | 0.67067 | 0.67067 | 0 | 0 | 16.6417 | 16.6417 | 0.37783 | 0.18892 | 0 | 100 | 0.18892 |  |  | 18.7053 |  | 0.42413 | 42.4135 | 0 | 0 | 2014-02-06 06:00 | 16641.6667 | 16.6417
|  | 2014-02-06 09:00:02 | 44.8073 | 4.6277 | 18.5107 | 7.7962 | 7.7962 | 0.7405 | 0.7405 | 0.68383 | 0.68383 | 0.69 | 0.69 | 16.7017 | 16.7017 | 0.3155 | 0.15775 | 0 | 100 | 0.15775 |  |  | 20.3617 |  | 0.41312 | 41.3117 | 0 | 0 | 2014-02-06 06:30 | 16701.6667 | 16.7017
|  | 2014-02-06 09:30:01 | 45.4345 | 4.501 | 18.004 | 7.7938 | 7.7938 | 0.78283 | 0.78283 | 0.68883 | 0.68883 | 0.69 | 0.69 | 16.8953 | 16.8953 | -0.57967 | -0.28983 | 0 | 99.7102 | 0 |  |  | 17.2838 |  | 0.39626 | 39.6263 | 0 | 0.57967 | 2014-02-06 07:00 | 16895.3333 | 16.8953
|  | 2014-02-06 10:00:02 | 45.6368 | 4.4188 | 17.6753 | 7.8053 | 7.8053 | 0.8505 | 0.8505 | 0.68017 | 0.68017 | 1.6312 | 1.6312 | 17.0453 | 17.0453 | 0.051033 | 0.025517 | 0 | 99.7357 | 0 |  |  | 17.1451 |  | 0.3873 | 38.7304 | 0 | 0 | 2014-02-06 07:30 | 17045.3333 | 17.0453
|  | 2014-02-06 10:30:02 | 45.8412 | 4.4497 | 17.7987 | 7.812 | 7.812 | 0.7515 | 0.7515 | 0.67433 | 0.67433 | 1.6312 | 1.6312 | 17.1377 | 17.1377 | -0.0358 | -0.0179 | 0 | 99.7178 | 0 |  |  | 16.9087 |  | 0.38827 | 38.8268 | 0 | 0.0358 | 2014-02-06 08:00 | 17137.6667 | 17.1377
|  | 2014-02-06 11:00:02 | 46.0618 | 4.3888 | 17.5553 | 7.8062 | 7.8062 | 0.6365 | 0.6365 | 0.68067 | 0.68067 | 1.9404 | 1.9404 | 17.0677 | 17.0677 | -0.3751 | -0.18755 | 0 | 99.5302 | 0 |  |  | 16.8531 |  | 0.38113 | 38.1125 | 0 | 0.3751 | 2014-02-06 08:30 | 17067.6667 | 17.0677
|  | 2014-02-06 11:30:02 | 46.3047 | 4.121 | 16.484 | 7.811 | 7.811 | 0.62 | 0.62 | 0.68917 | 0.68917 | 1.9404 | 1.9404 | 17.289 | 17.289 | -1.4711 | -0.73555 | 0 | 98.7947 | 0 |  |  | 18.1324 |  | 0.35599 | 35.599 | 0 | 1.4711 | 2014-02-06 09:00 | 17289 | 17.289
|  | 2014-02-06 12:00:02 | 46.6657 | 3.976 | 15.904 | 7.814 | 7.814 | 0.6185 | 0.6185 | 0.68933 | 0.68933 | 1.8656 | 1.8656 | 17.3392 | 17.3392 | -2.4351 | -1.2175 | 0 | 97.5771 | 0 |  |  | 16.3811 |  | 0.34081 | 34.0807 | 0 | 2.4351 | 2014-02-06 09:30 | 17339.1667 | 17.3392
|  | 2014-02-06 12:30:03 | 46.6997 | 3.6838 | 14.7353 | 7.8122 | 7.8122 | 0.62367 | 0.62367 | 0.68933 | 0.68933 | 1.8656 | 1.8656 | 17.3987 | 17.3987 | -3.5749 | -1.7874 | 0 | 95.7897 | 0 |  |  | 13.2618 |  | 0.31553 | 31.5534 | 0 | 3.5749 | 2014-02-06 10:00 | 17398.6667 | 17.3987
|  | 2014-02-06 13:00:02 | 46.6927 | 3.5527 | 14.2107 | 7.8148 | 7.8148 | 0.60667 | 0.60667 | 0.68783 | 0.68783 | 1.36 | 1.36 | 17.3355 | 17.3355 | -4.6772 | -2.3386 | 0 | 93.4511 | 0 |  |  | 14.9212 |  | 0.30434 | 30.4345 | 0 | 4.6772 | 2014-02-06 10:30 | 17335.5 | 17.3355
|  | 2014-02-06 13:30:02 | 46.7282 | 3.3462 | 13.3847 | 7.815 | 7.815 | 0.59583 | 0.59583 | 0.688 | 0.688 | 1.36 | 1.36 | 17.2695 | 17.2695 | -5.6152 | -2.8076 | 0 | 90.6435 | 0 |  |  | 13.3847 |  | 0.28644 | 28.6437 | 0 | 5.6152 | 2014-02-06 11:00 | 17269.5 | 17.2695
|  | 2014-02-06 14:00:05 | 46.8592 | 3.2867 | 13.1467 | 7.8217 | 7.8217 | 0.608 | 0.608 | 0.6865 | 0.6865 | 1.1292 | 1.1292 | 17.2542 | 17.2542 | -6.213 | -3.1065 | 0 | 87.537 | 0 |  |  | 14.1984 |  | 0.28056 | 28.0557 | 0 | 6.213 | 2014-02-06 11:30 | 17254.1667 | 17.2542
|  | 2014-02-06 14:30:02 | 46.9383 | 2.991 | 11.964 | 7.816 | 7.816 | 0.61733 | 0.61733 | 0.68717 | 0.68717 | 1.1292 | 1.1292 | 17.3635 | 17.3635 | -7.3611 | -3.6806 | 0 | 83.8565 | 0 |  |  | 11.7247 |  | 0.25489 | 25.4888 | 0 | 7.3611 | 2014-02-06 12:00 | 17363.5 | 17.3635
|  | 2014-02-06 15:00:03 | 46.8308 | 2.7613 | 11.0453 | 7.8158 | 7.8158 | 0.5835 | 0.5835 | 0.68833 | 0.68833 | 0.8564 | 0.8564 | 17.3685 | 17.3685 | -8.4729 | -4.2365 | 0 | 79.62 | 0 |  |  | 10.8244 |  | 0.23586 | 23.5856 | 0 | 8.4729 | 2014-02-06 12:30 | 17368.5 | 17.3685
|  | 2014-02-06 15:30:02 | 47.388 | 2.511 | 10.044 | 7.83 | 7.83 | 0.60717 | 0.60717 | 0.66383 | 0.66383 | 0.8564 | 0.8564 | 17.3677 | 17.3677 | -10.0189 | -5.0095 | 0 | 74.6105 | 0 |  |  | 9.3409 |  | 0.21195 | 21.1952 | 0 | 10.0189 | 2014-02-06 13:00 | 17367.6667 | 17.3677
|  | 2014-02-06 16:00:03 | 48.6873 | 2.4323 | 9.7293 | 7.837 | 7.837 | 0.94517 | 0.94517 | 0.6645 | 0.6645 | 0.452 | 0.452 | 17.3313 | 17.3313 | -11.728 | -5.864 | 0 | 68.7465 | 0 |  |  | 10.2158 |  | 0.19983 | 19.9833 | 0 | 11.728 | 2014-02-06 13:30 | 17331.3333 | 17.3313
|  | 2014-02-06 16:30:04 | 50.031 | 2.3922 | 9.5687 | 7.8437 | 7.8437 | 0.9855 | 0.9855 | 0.66417 | 0.66417 | 0.452 | 0.452 | 17.401 | 17.401 | -13.116 | -6.558 | 0 | 62.1885 | 0 |  |  | 9.8557 |  | 0.19125 | 19.1255 | 0 | 13.116 | 2014-02-06 14:00 | 17401 | 17.401
|  | 2014-02-06 17:00:02 | 51.3835 | 2.4553 | 9.8213 | 7.8387 | 7.8387 | 1.0105 | 1.0105 | 0.662 | 0.662 | 0.0544 | 0.0544 | 17.3935 | 17.3935 | -14.6031 | -7.3015 | 0 | 54.887 | 0 |  |  | 9.4285 |  | 0.19114 | 19.1138 | 0 | 14.6031 | 2014-02-06 14:30 | 17393.5 | 17.3935
|  | 2014-02-06 17:30:03 | 51.9085 | 2.5092 | 10.0367 | 7.843 | 7.843 | 1.0175 | 1.0175 | 0.65383 | 0.65383 | 0.0544 | 0.0544 | 17.3903 | 17.3903 | -14.9128 | -7.4564 | 0 | 47.4306 | 0 |  |  | 9.3341 |  | 0.19335 | 19.3353 | 0 | 14.9128 | 2014-02-06 15:00 | 17390.3333 | 17.3903
|  | 2014-02-06 18:00:03 | 51.5193 | 2.4205 | 9.682 | 7.848 | 7.848 | 1.0212 | 1.0212 | 0.65467 | 0.65467 | 0 | 0 | 17.4043 | 17.4043 | -14.9092 | -7.4546 | 0 | 39.976 | 0 |  |  | 10.2629 |  | 0.18793 | 18.7929 | 0 | 14.9092 | 2014-02-06 15:30 | 17404.3333 | 17.4043
|  | 2014-02-06 18:30:03 | 51.0603 | 2.3055 | 9.222 | 7.8548 | 7.8548 | 1.0212 | 1.0212 | 0.65417 | 0.65417 | 0 | 0 | 17.4082 | 17.4082 | -14.9 | -7.45 | 0 | 32.526 | 0 |  |  | 9.3142 |  | 0.18061 | 18.061 | 0 | 14.9 | 2014-02-06 16:00 | 17408.1667 | 17.4082
|  | 2014-02-06 19:00:01 | 50.465 | 2.256 | 9.024 | 7.8592 | 7.8592 | 1.0085 | 1.0085 | 0.65417 | 0.65417 | 0 | 0 | 17.4053 | 17.4053 | -14.5138 | -7.2569 | 0 | 25.2691 | 0 |  |  | 8.1216 |  | 0.17882 | 17.8817 | 0 | 14.5138 | 2014-02-06 16:30 | 17405.3333 | 17.4053
|  | 2014-02-06 19:30:01 | 49.3755 | 2.3292 | 9.3167 | 7.8613 | 7.8613 | 1.0045 | 1.0045 | 0.65433 | 0.65433 | 0 | 0 | 17.3668 | 17.3668 | -13.1718 | -6.5859 | 0 | 18.6832 | 0 |  |  | 9.1303 |  | 0.18869 | 18.869 | 0 | 13.1718 | 2014-02-06 17:00 | 17366.8333 | 17.3668
|  | 2014-02-06 20:00:01 | 47.797 | 2.3577 | 9.4307 | 7.8637 | 7.8637 | 1.003 | 1.003 | 0.6535 | 0.6535 | 0 | 0 | 17.3823 | 17.3823 | -11.4638 | -5.7319 | 0 | 12.9513 | 0 |  |  | 10.3737 |  | 0.19731 | 19.7307 | 0 | 11.4638 | 2014-02-06 17:30 | 17382.3333 | 17.3823
|  | 2014-02-06 20:30:03 | 46.0228 | 2.2957 | 9.1827 | 7.8572 | 7.8572 | 0.836 | 0.836 | 0.654 | 0.654 | 0 | 0 | 17.2802 | 17.2802 | -10.2128 | -5.1064 | 0 | 7.8449 | 0 |  |  | 8.8154 |  | 0.19952 | 19.9524 | 0 | 10.2128 | 2014-02-06 18:00 | 17280.1667 | 17.2802
|  | 2014-02-06 21:00:01 | 44.2845 | 2.0467 | 8.1867 | 7.8595 | 7.8595 | 0.6615 | 0.6615 | 0.6675 | 0.6675 | 0 | 0 | 16.9255 | 16.9255 | -9.9838 | -4.9919 | 0 | 2.8529 | 0 |  |  | 7.4499 |  | 0.18487 | 18.4865 | 0 | 9.9838 | 2014-02-06 18:30 | 16925.5 | 16.9255
|  | 2014-02-06 21:30:01 | 41.7543 | 2.0382 | 8.1527 | 7.8602 | 7.8602 | 0.61717 | 0.61717 | 0.6545 | 0.6545 | 0 | 0 | 16.7495 | 16.7495 | -7.7203 | -3.8602 | 0 | 0 | 0 |  |  | 8.0711 |  | 0.19525 | 19.5253 | 0 | 5.7059 | 2014-02-06 19:00 | 16749.5 | 16.7495
|  | 2014-02-06 22:00:03 | 39.771 | 2.1487 | 8.5947 | 7.8565 | 7.8565 | 0.6175 | 0.6175 | 0.65667 | 0.65667 | 0 | 0 | 16.6952 | 16.6952 | -5.3505 | -2.6752 | 3.8602 | 0 | 0 |  |  | 8.9385 |  | 0.2161 | 21.6104 | 7.7203 | 0 | 2014-02-06 19:30 | 16695.1667 | 16.6952
|  | 2014-02-06 22:30:05 | 37.7865 | 2.3228 | 9.2913 | 7.8552 | 7.8552 | 0.6175 | 0.6175 | 0.66467 | 0.66467 | 0 | 0 | 16.04 | 16.04 | -3.3178 | -1.6589 | 2.6752 | 0 | 0 |  |  | 9.2913 |  | 0.24589 | 24.589 | 5.3505 | 0 | 2014-02-06 20:00 | 16040 | 16.04
|  | 2014-02-06 23:00:02 | 35.4958 | 2.2023 | 8.8093 | 7.8538 | 7.8538 | 0.56133 | 0.56133 | 0.666 | 0.666 | 0 | 0 | 15.6213 | 15.6213 | -1.984 | -0.992 | 1.6589 | 0 | 0 |  |  | 9.5141 |  | 0.24818 | 24.8179 | 3.3178 | 0 | 2014-02-06 20:30 | 15621.3333 | 15.6213
|  | 2014-02-06 23:30:01 | 33.6932 | 2.2195 | 8.878 | 7.8515 | 7.8515 | 0.5415 | 0.5415 | 0.67417 | 0.67417 | 0 | 0 | 15.3863 | 15.3863 | -0.36167 | -0.18083 | 0.992 | 0 | 0 |  |  | 7.9902 |  | 0.2635 | 26.3496 | 1.984 | 0 | 2014-02-06 21:00 | 15386.3333 | 15.3863
|  | 2014-02-07 00:00:02 | 33.2208 | 2.1797 | 8.7187 | 7.8547 | 7.8547 | 0.53817 | 0.53817 | 0.675 | 0.675 | 0 | 0 | 15.364 | 15.364 | -0.070333 | -0.035167 | 0.18083 | 0 | 0 |  |  | 9.0674 |  | 0.26245 | 26.2446 | 0.36167 | 0 | 2014-02-06 21:30 | 15364 | 15.364
|  | 2014-02-07 00:30:03 | 33.9382 | 2.0775 | 8.31 | 7.8538 | 7.8538 | 0.57567 | 0.57567 | 0.67467 | 0.67467 | 0 | 0 | 15.457 | 15.457 | -1.067 | -0.5335 | 0.035167 | 0 | 0 |  |  | 8.3931 |  | 0.24486 | 24.4857 | 0.070333 | 0 | 2014-02-06 22:00 | 15457 | 15.457
|  | 2014-02-07 01:00:03 | 33.8845 | 1.973 | 7.892 | 7.7628 | 7.7628 | 0.6875 | 0.6875 | 0.67583 | 0.67583 | 0 | 0 | 15.5013 | 15.5013 | -1.365 | -0.6825 | 0.5335 | 0 | 0 |  |  | 7.4974 |  | 0.23291 | 23.2909 | 1.067 | 0 | 2014-02-06 22:30 | 15501.3333 | 15.5013
|  | 2014-02-07 01:30:02 | 33.705 | 1.9257 | 7.7027 | 7.6927 | 7.6927 | 0.59383 | 0.59383 | 0.68917 | 0.68917 | 0 | 0 | 15.6212 | 15.6212 | -1.4055 | -0.70275 | 0.6825 | 0 | 0 |  |  | 8.3189 |  | 0.22853 | 22.8532 | 1.365 | 0 | 2014-02-06 23:00 | 15621.1667 | 15.6212
|  | 2014-02-07 02:00:04 | 33.3557 | 1.8718 | 7.4873 | 7.6808 | 7.6808 | 0.48883 | 0.48883 | 0.68883 | 0.68883 | 0 | 0 | 15.7907 | 15.7907 | -1.2192 | -0.60958 | 0.70275 | 0 | 0 |  |  | 6.8883 |  | 0.22447 | 22.447 | 1.4055 | 0 | 2014-02-06 23:30 | 15790.6667 | 15.7907
|  | 2014-02-07 02:30:03 | 33.3002 | 1.8973 | 7.5893 | 7.6863 | 7.6863 | 0.48683 | 0.48683 | 0.6885 | 0.6885 | 0 | 0 | 15.7885 | 15.7885 | -1.0607 | -0.53033 | 0.60958 | 0 | 0 |  |  | 7.817 |  | 0.22791 | 22.7907 | 1.2192 | 0 | 2014-02-07 | 15788.5 | 15.7885
|  | 2014-02-07 03:00:04 | 33.0362 | 1.9522 | 7.8087 | 7.687 | 7.687 | 0.48183 | 0.48183 | 0.6885 | 0.6885 | 0 | 0 | 15.7575 | 15.7575 | -0.61267 | -0.30633 | 0.53033 | 0 | 0 |  |  | 7.1059 |  | 0.23637 | 23.6367 | 1.0607 | 0 | 2014-02-07 00:30 | 15757.5 | 15.7575
|  | 2014-02-07 03:30:02 | 32.6087 | 1.9392 | 7.7567 | 7.7027 | 7.7027 | 0.487 | 0.487 | 0.6885 | 0.6885 | 0 | 0 | 15.435 | 15.435 | -0.53883 | -0.26942 | 0.30633 | 0 | 0 |  |  | 7.524 |  | 0.23787 | 23.7871 | 0.61267 | 0 | 2014-02-07 01:00 | 15435 | 15.435
|  | 2014-02-07 04:00:02 | 32.1743 | 1.9488 | 7.7953 | 7.7125 | 7.7125 | 0.484 | 0.484 | 0.6885 | 0.6885 | 0 | 0 | 15.0708 | 15.0708 | -0.42317 | -0.21158 | 0.26942 | 0 | 0 |  |  | 7.7953 |  | 0.24228 | 24.2284 | 0.53883 | 0 | 2014-02-07 01:30 | 15070.8333 | 15.0708
|  | 2014-02-07 04:30:04 | 31.9785 | 2.0648 | 8.2593 | 7.7123 | 7.7123 | 0.4855 | 0.4855 | 0.68967 | 0.68967 | 0 | 0 | 14.8227 | 14.8227 | -0.009 | -0.0045 | 0.21158 | 0 | 0 |  |  | 8.3419 |  | 0.25828 | 25.8278 | 0.42317 | 0 | 2014-02-07 02:00 | 14822.6667 | 14.8227
|  | 2014-02-07 05:00:06 | 32.4413 | 2.0977 | 8.3907 | 7.7127 | 7.7127 | 0.48583 | 0.48583 | 0.68983 | 0.68983 | 0 | 0 | 15.2522 | 15.2522 | 0.089833 | 0.044917 | 0.0045 | 0.044917 | 0 |  |  | 8.055 |  | 0.25864 | 25.8641 | 0.009 | 0 | 2014-02-07 02:30 | 15252.1667 | 15.2522
|  | 2014-02-07 05:30:03 | 33.0023 | 2.0923 | 8.3693 | 7.7067 | 7.7067 | 0.48167 | 0.48167 | 0.68917 | 0.68917 | 0 | 0 | 15.3802 | 15.3802 | -0.37533 | -0.18767 | 0 | 0 | 0 |  |  | 8.453 |  | 0.2536 | 25.3598 | 0 | 0.089833 | 2014-02-07 03:00 | 15380.1667 | 15.3802
|  | 2014-02-07 06:00:05 | 34.7315 | 2.1005 | 8.402 | 7.7087 | 7.7087 | 0.4815 | 0.4815 | 0.6845 | 0.6845 | 0 | 0 | 15.5962 | 15.5962 | -1.8587 | -0.92933 | 0.18767 | 0 | 0 |  |  | 8.8221 |  | 0.24191 | 24.1913 | 0.37533 | 0 | 2014-02-07 03:30 | 15596.1667 | 15.5962
|  | 2014-02-07 06:30:02 | 37.3918 | 2.0807 | 8.3227 | 7.7075 | 7.7075 | 0.47983 | 0.47983 | 0.674 | 0.674 | 0 | 0 | 16.3708 | 16.3708 | -3.837 | -1.9185 | 0.92933 | 0 | 0 |  |  | 8.6556 |  | 0.22258 | 22.258 | 1.8587 | 0 | 2014-02-07 04:00 | 16370.8333 | 16.3708
|  | 2014-02-07 07:00:02 | 40.9647 | 2.1293 | 8.5173 | 7.701 | 7.701 | 0.6925 | 0.6925 | 0.674 | 0.674 | 0 | 0 | 17.0715 | 17.0715 | -6.3083 | -3.1542 | 1.9185 | 0 | 0 |  |  | 7.6656 |  | 0.20792 | 20.7919 | 3.837 | 0 | 2014-02-07 04:30 | 17071.5 | 17.0715
|  | 2014-02-07 07:30:03 | 43.4948 | 2.4407 | 9.7627 | 7.7038 | 7.7038 | 0.8505 | 0.8505 | 0.67433 | 0.67433 | 0 | 0 | 17.1718 | 17.1718 | -7.3317 | -3.6658 | 3.1542 | 0 | 0 |  |  | 10.1532 |  | 0.22446 | 22.4456 | 6.3083 | 0 | 2014-02-07 05:00 | 17171.8333 | 17.1718
|  | 2014-02-07 08:00:04 | 44.5823 | 2.8763 | 11.5053 | 7.7032 | 7.7032 | 0.735 | 0.735 | 0.67417 | 0.67417 | 0 | 0 | 17.1203 | 17.1203 | -6.8443 | -3.4222 | 3.6658 | 0 | 0 |  |  | 12.4258 |  | 0.25807 | 25.8069 | 7.3317 | 0 | 2014-02-07 05:30 | 17120.3333 | 17.1203
|  | 2014-02-07 08:30:03 | 45.071 | 3.1642 | 12.6567 | 7.7047 | 7.7047 | 0.63817 | 0.63817 | 0.68233 | 0.68233 | 0 | 0 | 17.1437 | 17.1437 | -6.2455 | -3.1227 | 3.4222 | 0 | 0 |  |  | 11.7707 |  | 0.28082 | 28.0816 | 6.8443 | 0 | 2014-02-07 06:00 | 17143.6667 | 17.1437
|  | 2014-02-07 09:00:04 | 45.7742 | 3.1917 | 12.7667 | 7.6983 | 7.6983 | 0.7395 | 0.7395 | 0.68683 | 0.68683 | 0.3056 | 0.3056 | 17.2235 | 17.2235 | -6.3537 | -3.1769 | 3.1227 | 0 | 0 |  |  | 12.639 |  | 0.27891 | 27.8905 | 6.2455 | 0 | 2014-02-07 06:30 | 17223.5 | 17.2235
|  | 2014-02-07 09:30:02 | 45.9865 | 3.2873 | 13.1493 | 7.7037 | 7.7037 | 0.80683 | 0.80683 | 0.68733 | 0.68733 | 0.3056 | 0.3056 | 17.2993 | 17.2993 | -6.0344 | -3.0172 | 3.1769 | 0 | 0 |  |  | 13.4123 |  | 0.28594 | 28.5939 | 6.3537 | 0 | 2014-02-07 07:00 | 17299.3333 | 17.2993
|  | 2014-02-07 10:00:04 | 45.7942 | 3.0318 | 12.1273 | 7.7043 | 7.7043 | 0.77267 | 0.77267 | 0.68467 | 0.68467 | 0.742 | 0.742 | 17.3322 | 17.3322 | -6.431 | -3.2155 | 3.0172 | 0 | 0 |  |  | 12.6124 |  | 0.26482 | 26.4823 | 6.0344 | 0 | 2014-02-07 07:30 | 17332.1667 | 17.3322
|  | 2014-02-07 10:30:02 | 45.4243 | 2.928 | 11.712 | 7.7083 | 7.7083 | 0.81067 | 0.81067 | 0.676 | 0.676 | 0.742 | 0.742 | 17.358 | 17.358 | -6.4173 | -3.2087 | 3.2155 | 0 | 0 |  |  | 12.649 |  | 0.25784 | 25.7835 | 6.431 | 0 | 2014-02-07 08:00 | 17358 | 17.358
|  | 2014-02-07 11:00:02 | 45.1012 | 3.0035 | 12.014 | 7.7083 | 7.7083 | 0.74117 | 0.74117 | 0.6745 | 0.6745 | 1.1272 | 1.1272 | 17.397 | 17.397 | -5.439 | -2.7195 | 3.2087 | 0 | 0 |  |  | 10.8126 |  | 0.26638 | 26.6379 | 6.4173 | 0 | 2014-02-07 08:30 | 17397 | 17.397
|  | 2014-02-07 11:30:01 | 44.5968 | 3.0218 | 12.0873 | 7.7118 | 7.7118 | 0.70183 | 0.70183 | 0.67433 | 0.67433 | 1.1272 | 1.1272 | 17.474 | 17.474 | -4.8203 | -2.4102 | 2.7195 | 0 | 0 |  |  | 11.7247 |  | 0.27104 | 27.1036 | 5.439 | 0 | 2014-02-07 09:00 | 17474 | 17.474
|  | 2014-02-07 12:00:08 | 44.5562 | 3.0987 | 12.3947 | 7.711 | 7.711 | 0.6955 | 0.6955 | 0.67383 | 0.67383 | 1.2856 | 1.2856 | 17.6407 | 17.6407 | -4.1549 | -2.0774 | 2.4102 | 0 | 0 |  |  | 13.5102 |  | 0.27818 | 27.8181 | 4.8203 | 0 | 2014-02-07 09:30 | 17640.6667 | 17.6407
|  | 2014-02-07 12:30:05 | 44.2245 | 3.2608 | 13.0433 | 7.7197 | 7.7197 | 0.69267 | 0.69267 | 0.67367 | 0.67367 | 1.2856 | 1.2856 | 17.6378 | 17.6378 | -3.1717 | -1.5859 | 2.0774 | 0 | 0 |  |  | 12.9129 |  | 0.29493 | 29.4935 | 4.1549 | 0 | 2014-02-07 10:00 | 17637.8333 | 17.6378
|  | 2014-02-07 13:00:03 | 43.6472 | 3.1868 | 12.7473 | 7.7173 | 7.7173 | 0.67467 | 0.67467 | 0.674 | 0.674 | 1.1496 | 1.1496 | 17.6697 | 17.6697 | -3.0146 | -1.5073 | 1.5859 | 0 | 0 |  |  | 13.5122 |  | 0.29205 | 29.2054 | 3.1717 | 0 | 2014-02-07 10:30 | 17669.6667 | 17.6697
|  | 2014-02-07 13:30:02 | 43.3323 | 3.202 | 12.808 | 7.7158 | 7.7158 | 0.67 | 0.67 | 0.66817 | 0.66817 | 1.1496 | 1.1496 | 17.6905 | 17.6905 | -2.6302 | -1.3151 | 1.5073 | 0 | 0 |  |  | 11.6553 |  | 0.29558 | 29.5576 | 3.0146 | 0 | 2014-02-07 11:00 | 17690.5 | 17.6905
|  | 2014-02-07 14:00:04 | 43.0448 | 3.2622 | 13.0487 | 7.7153 | 7.7153 | 0.67 | 0.67 | 0.66417 | 0.66417 | 0.898 | 0.898 | 17.6537 | 17.6537 | -2.395 | -1.1975 | 1.3151 | 0 | 0 |  |  | 14.0926 |  | 0.30314 | 30.3141 | 2.6302 | 0 | 2014-02-07 11:30 | 17653.6667 | 17.6537
|  | 2014-02-07 14:30:04 | 42.7968 | 3.1 | 12.4 | 7.7078 | 7.7078 | 0.671 | 0.671 | 0.6505 | 0.6505 | 0.898 | 0.898 | 17.8098 | 17.8098 | -2.6597 | -1.3298 | 1.1975 | 0 | 0 |  |  | 12.4 |  | 0.28974 | 28.9741 | 2.395 | 0 | 2014-02-07 12:00 | 17809.8333 | 17.8098
|  | 2014-02-07 15:00:04 | 42.666 | 2.8832 | 11.5327 | 7.7098 | 7.7098 | 0.67133 | 0.67133 | 0.69317 | 0.69317 | 0.7072 | 0.7072 | 17.929 | 17.929 | -3.4228 | -1.7114 | 1.3298 | 0 | 0 |  |  | 12.34 |  | 0.2703 | 27.0301 | 2.6597 | 0 | 2014-02-07 12:30 | 17929 | 17.929
|  | 2014-02-07 15:30:03 | 42.9097 | 2.827 | 11.308 | 7.7097 | 7.7097 | 0.67767 | 0.67767 | 0.71383 | 0.71383 | 0.7072 | 0.7072 | 17.8608 | 17.8608 | -3.9325 | -1.9662 | 1.7114 | 0 | 0 |  |  | 11.6472 |  | 0.26353 | 26.353 | 3.4228 | 0 | 2014-02-07 13:00 | 17860.8333 | 17.8608
|  | 2014-02-07 16:00:02 | 43.9422 | 2.4407 | 9.7627 | 7.7022 | 7.7022 | 0.68867 | 0.68867 | 0.72183 | 0.72183 | 0.2872 | 0.2872 | 17.8587 | 17.8587 | -6.921 | -3.4605 | 1.9662 | 0 | 0 |  |  | 8.9817 |  | 0.22217 | 22.2171 | 3.9325 | 0 | 2014-02-07 13:30 | 17858.6667 | 17.8587
|  | 2014-02-07 16:30:02 | 45.5147 | 2.2565 | 9.026 | 7.707 | 7.707 | 0.708 | 0.708 | 0.72183 | 0.72183 | 0.2872 | 0.2872 | 17.8388 | 17.8388 | -9.2258 | -4.6129 | 3.4605 | 0 | 0 |  |  | 9.1163 |  | 0.19831 | 19.831 | 6.921 | 0 | 2014-02-07 14:00 | 17838.8333 | 17.8388
|  | 2014-02-07 17:00:04 | 47.747 | 2.3398 | 9.3593 | 7.706 | 7.706 | 0.8805 | 0.8805 | 0.72183 | 0.72183 | 0.0172 | 0.0172 | 17.8062 | 17.8062 | -11.256 | -5.628 | 4.6129 | 0 | 0 |  |  | 8.985 |  | 0.19602 | 19.6019 | 9.2258 | 0 | 2014-02-07 14:30 | 17806.1667 | 17.8062
|  | 2014-02-07 17:31:30 | 50.1523 | 2.574 | 10.296 | 7.696 | 7.696 | 1.0342 | 1.0342 | 0.72183 | 0.72183 | 0.0172 | 0.0172 | 17.8845 | 17.8845 | -12.5026 | -6.2513 | 5.628 | 0 | 0 |  |  | 9.9871 |  | 0.20529 | 20.5295 | 11.256 | 0 | 2014-02-07 15:00 | 17884.5 | 17.8845
|  | 2014-02-07 18:00:02 | 50.0607 | 3.1777 | 12.7107 | 7.7 | 7.7 | 1.0322 | 1.0322 | 0.72233 | 0.72233 | 0 | 0 | 17.8713 | 17.8713 | -10.0242 | -5.0121 | 6.2513 | 0 | 0 |  |  | 12.3293 |  | 0.25391 | 25.3905 | 12.5026 | 0 | 2014-02-07 15:30 | 17871.3333 | 17.8713
|  | 2014-02-07 18:30:04 | 49.2543 | 3.5688 | 14.2753 | 7.7002 | 7.7002 | 0.9035 | 0.9035 | 0.72267 | 0.72267 | 0 | 0 | 17.9092 | 17.9092 | -7.7435 | -3.8717 | 5.0121 | 0 | 0 |  |  | 15.7029 |  | 0.28983 | 28.9829 | 10.0242 | 0 | 2014-02-07 16:00 | 17909.1667 | 17.9092
|  | 2014-02-07 19:00:02 | 48.0517 | 3.7862 | 15.1447 | 7.6993 | 7.6993 | 0.7925 | 0.7925 | 0.72267 | 0.72267 | 0 | 0 | 18.0148 | 18.0148 | -5.6777 | -2.8388 | 3.8717 | 0 | 0 |  |  | 16.6591 |  | 0.31517 | 31.5175 | 7.7435 | 0 | 2014-02-07 16:30 | 18014.8333 | 18.0148
|  | 2014-02-07 19:30:03 | 46.5793 | 3.9323 | 15.7293 | 7.6998 | 7.6998 | 0.78483 | 0.78483 | 0.7225 | 0.7225 | 0 | 0 | 17.951 | 17.951 | -3.6918 | -1.8459 | 2.8388 | 0 | 0 |  |  | 14.9429 |  | 0.33769 | 33.7689 | 5.6777 | 0 | 2014-02-07 17:00 | 17951 | 17.951
|  | 2014-02-07 20:00:04 | 44.6885 | 4.201 | 16.804 | 7.7048 | 7.7048 | 0.77683 | 0.77683 | 0.72317 | 0.72317 | 0 | 0 | 17.7012 | 17.7012 | -0.9785 | -0.48925 | 1.8459 | 0 | 0 |  |  | 15.4597 |  | 0.37603 | 37.6025 | 3.6918 | 0 | 2014-02-07 17:30 | 17701.1667 | 17.7012
|  | 2014-02-07 20:30:01 | 42.8717 | 4.7932 | 19.1727 | 7.6998 | 7.6998 | 0.77467 | 0.77467 | 0.72267 | 0.72267 | 0 | 0 | 16.995 | 16.995 | 2.4932 | 1.2466 | 0.48925 | 1.2466 | 0 |  |  | 17.4471 |  | 0.44721 | 44.7211 | 0.9785 | 0 | 2014-02-07 18:00 | 16995 | 16.995
|  | 2014-02-07 21:00:01 | 41.0505 | 5.1375 | 20.55 | 7.6993 | 7.6993 | 0.67217 | 0.67217 | 0.7215 | 0.7215 | 0 | 0 | 16.4015 | 16.4015 | 4.994 | 2.497 | 0 | 3.7436 | 0 |  |  | 19.9335 |  | 0.5006 | 50.0603 | 0 | 0 | 2014-02-07 18:30 | 16401.5 | 16.4015
|  | 2014-02-07 21:30:03 | 38.8068 | 5.1048 | 20.4193 | 7.7013 | 7.7013 | 0.626 | 0.626 | 0.72117 | 0.72117 | 0 | 0 | 16.0513 | 16.0513 | 6.7123 | 3.3562 | 0 | 7.0998 | 0 |  |  | 21.6445 |  | 0.52618 | 52.6179 | 0 | 0 | 2014-02-07 19:00 | 16051.3333 | 16.0513
|  | 2014-02-07 22:00:02 | 36.8942 | 5.2062 | 20.8247 | 7.701 | 7.701 | 0.6255 | 0.6255 | 0.72083 | 0.72083 | 0 | 0 | 15.2318 | 15.2318 | 8.2097 | 4.1048 | 0 | 11.2046 | 0 |  |  | 21.0329 |  | 0.56444 | 56.4443 | 0 | 0 | 2014-02-07 19:30 | 15231.8333 | 15.2318
|  | 2014-02-07 22:30:03 | 35.2707 | 5.3592 | 21.4367 | 7.6847 | 7.6847 | 0.62667 | 0.62667 | 0.72183 | 0.72183 | 0 | 0 | 14.2522 | 14.2522 | 9.4513 | 4.7257 | 0 | 15.9303 | 0 |  |  | 19.9361 |  | 0.60778 | 60.7776 | 0 | 0 | 2014-02-07 20:00 | 14252.1667 | 14.2522
|  | 2014-02-07 23:00:05 | 33.5377 | 5.562 | 22.248 | 7.5453 | 7.5453 | 0.56317 | 0.56317 | 0.72817 | 0.72817 | 0 | 0 | 13.3092 | 13.3092 | 10.8562 | 5.4281 | 0 | 21.3583 | 0 |  |  | 20.4682 |  | 0.66337 | 66.3374 | 0 | 0 | 2014-02-07 20:30 | 13309.1667 | 13.3092
|  | 2014-02-07 23:30:02 | 32.7293 | 5.7417 | 22.9667 | 7.4065 | 7.4065 | 0.53683 | 0.53683 | 0.732 | 0.732 | 0 | 0 | 12.8327 | 12.8327 | 11.7453 | 5.8727 | 0 | 27.231 | 0 |  |  | 24.5743 |  | 0.70172 | 70.1715 | 0 | 0 | 2014-02-07 21:00 | 12832.6667 | 12.8327
|  | 2014-02-08 00:00:06 | 32.2332 | 5.7862 | 23.1447 | 7.1815 | 7.1815 | 0.5295 | 0.5295 | 0.73617 | 0.73617 | 0 | 0 | 12.9518 | 12.9518 | 12.3105 | 6.1552 | 0 | 33.3862 | 0 |  |  | 24.7648 |  | 0.71804 | 71.8039 | 0 | 0 | 2014-02-07 21:30 | 12951.8333 | 12.9518
|  | 2014-02-08 00:30:02 | 32.6153 | 5.8837 | 23.5347 | 7.0897 | 7.0897 | 0.52083 | 0.52083 | 0.738 | 0.738 | 0 | 0 | 13.145 | 13.145 | 12.4128 | 6.2064 | 0 | 39.5927 | 0 |  |  | 21.4165 |  | 0.72158 | 72.1583 | 0 | 0 | 2014-02-07 22:00 | 13145 | 13.145
|  | 2014-02-08 01:00:02 | 32.5345 | 5.896 | 23.584 | 7.0858 | 7.0858 | 0.50967 | 0.50967 | 0.74467 | 0.74467 | 0 | 0 | 12.9427 | 12.9427 | 12.3323 | 6.1662 | 0 | 45.7588 | 0 |  |  | 21.9331 |  | 0.72489 | 72.4892 | 0 | 0 | 2014-02-07 22:30 | 12942.6667 | 12.9427
|  | 2014-02-08 01:30:03 | 31.675 | 5.8365 | 23.346 | 7.0938 | 7.0938 | 0.50483 | 0.50483 | 0.7475 | 0.7475 | 0 | 0 | 12.1783 | 12.1783 | 12.1955 | 6.0978 | 0 | 51.8566 | 0 |  |  | 24.7468 |  | 0.73705 | 73.7048 | 0 | 0 | 2014-02-07 23:00 | 12178.3333 | 12.1783
|  | 2014-02-08 02:00:02 | 30.9553 | 5.8667 | 23.4667 | 7.0862 | 7.0862 | 0.50717 | 0.50717 | 0.74767 | 0.74767 | 0 | 0 | 11.4662 | 11.4662 | 12.3185 | 6.1593 | 0 | 58.0158 | 0 |  |  | 22.0587 |  | 0.75808 | 75.8082 | 0 | 0 | 2014-02-07 23:30 | 11466.1667 | 11.4662
|  | 2014-02-08 02:30:01 | 30.6475 | 5.8648 | 23.4593 | 7.0952 | 7.0952 | 0.508 | 0.508 | 0.74783 | 0.74783 | 0 | 0 | 11.1483 | 11.1483 | 12.3112 | 6.1556 | 0 | 64.1714 | 0 |  |  | 23.9285 |  | 0.76546 | 76.5457 | 0 | 0 | 2014-02-08 | 11148.3333 | 11.1483
|  | 2014-02-08 03:00:02 | 30.1727 | 5.9 | 23.6 | 7.0967 | 7.0967 | 0.505 | 0.505 | 0.74817 | 0.74817 | 0 | 0 | 10.852 | 10.852 | 12.6292 | 6.3146 | 0 | 70.486 | 0 |  |  | 23.836 |  | 0.78216 | 78.2165 | 0 | 0 | 2014-02-08 00:30 | 10852 | 10.852
|  | 2014-02-08 03:30:03 | 29.4605 | 5.7355 | 22.942 | 7.1005 | 7.1005 | 0.50733 | 0.50733 | 0.736 | 0.736 | 0 | 0 | 10.5663 | 10.5663 | 12.3917 | 6.1958 | 0 | 76.6818 | 0 |  |  | 20.8772 |  | 0.77874 | 77.8738 | 0 | 0 | 2014-02-08 01:00 | 10566.3333 | 10.5663
|  | 2014-02-08 04:00:02 | 28.8483 | 5.6453 | 22.5813 | 7.0972 | 7.0972 | 0.5085 | 0.5085 | 0.66117 | 0.66117 | 0 | 0 | 10.1628 | 10.1628 | 12.1627 | 6.0813 | 0 | 82.7632 | 0 |  |  | 24.3878 |  | 0.78276 | 78.276 | 0 | 0 | 2014-02-08 01:30 | 10162.8333 | 10.1628
|  | 2014-02-08 04:30:02 | 28.4363 | 5.5097 | 22.0387 | 7.1003 | 7.1003 | 0.50833 | 0.50833 | 0.6525 | 0.6525 | 0 | 0 | 9.9668 | 9.9668 | 11.8303 | 5.9152 | 0 | 88.6783 | 0 |  |  | 20.7163 |  | 0.77502 | 77.5018 | 0 | 0 | 2014-02-08 02:00 | 9966.8333 | 9.9668
|  | 2014-02-08 05:00:02 | 28.4108 | 5.3922 | 21.5687 | 7.1015 | 7.1015 | 0.50783 | 0.50783 | 0.65183 | 0.65183 | 0 | 0 | 10.1153 | 10.1153 | 11.5343 | 5.7672 | 0 | 94.4455 | 0 |  |  | 22.2157 |  | 0.75917 | 75.9171 | 0 | 0 | 2014-02-08 02:30 | 10115.3333 | 10.1153
|  | 2014-02-08 05:30:03 | 28.0532 | 4.7362 | 18.9447 | 7.1003 | 7.1003 | 0.48583 | 0.48583 | 0.63783 | 0.63783 | 0 | 0 | 10.514 | 10.514 | 9.6295 | 4.8147 | 0 | 99.2603 | 0 |  |  | 19.7025 |  | 0.67531 | 67.5313 | 0 | 0 | 2014-02-08 03:00 | 10514 | 10.514
|  | 2014-02-08 06:00:02 | 29.6638 | 5.0953 | 20.3813 | 7.0975 | 7.0975 | 0.5225 | 0.5225 | 0.6525 | 0.6525 | 0 | 0 | 11.5637 | 11.5637 | 10.5537 | 5.2768 | 0 | 100 | 5.2768 |  |  | 18.9546 |  | 0.68708 | 68.7077 | 0 | 0 | 2014-02-08 03:30 | 11563.6667 | 11.5637
|  | 2014-02-08 06:30:03 | 30.5062 | 5.1542 | 20.6167 | 7.0965 | 7.0965 | 0.52783 | 0.52783 | 0.69917 | 0.69917 | 0 | 0 | 11.9103 | 11.9103 | 10.3443 | 5.1722 | 0 | 100 | 5.1722 |  |  | 19.1735 |  | 0.67582 | 67.582 | 0 | 0 | 2014-02-08 04:00 | 11910.3333 | 11.9103
|  | 2014-02-08 07:00:02 | 30.6618 | 5.2817 | 21.1267 | 7.0962 | 7.0962 | 0.55717 | 0.55717 | 0.70217 | 0.70217 | 0 | 0 | 11.8578 | 11.8578 | 10.6782 | 5.3391 | 0 | 100 | 5.3391 |  |  | 20.2816 |  | 0.68902 | 68.9022 | 0 | 0 | 2014-02-08 04:30 | 11857.8333 | 11.8578
|  | 2014-02-08 07:30:03 | 31.428 | 5.287 | 21.148 | 7.0995 | 7.0995 | 0.56117 | 0.56117 | 0.702 | 0.702 | 0 | 0 | 12.4538 | 12.4538 | 10.5365 | 5.2683 | 0 | 100 | 5.2683 |  |  | 23.0513 |  | 0.6729 | 67.2903 | 0 | 0 | 2014-02-08 05:00 | 12453.8333 | 12.4538
|  | 2014-02-08 08:00:02 | 32.957 | 5.2913 | 21.1653 | 7.0935 | 7.0935 | 0.57583 | 0.57583 | 0.70183 | 0.70183 | 0 | 0 | 13.2842 | 13.2842 | 9.8637 | 4.9318 | 0 | 100 | 4.9318 |  |  | 19.4721 |  | 0.64221 | 64.2211 | 0 | 0 | 2014-02-08 05:30 | 13284.1667 | 13.2842
|  | 2014-02-08 08:30:04 | 34.796 | 5.3653 | 21.4613 | 7.0935 | 7.0935 | 0.58183 | 0.58183 | 0.70217 | 0.70217 | 0 | 0 | 13.5967 | 13.5967 | 8.6395 | 4.3197 | 0 | 100 | 4.3197 |  |  | 20.6029 |  | 0.61678 | 61.6776 | 0 | 0 | 2014-02-08 06:00 | 13596.6667 | 13.5967
|  | 2014-02-08 09:00:03 | 36.3568 | 5.6068 | 22.4273 | 7.0935 | 7.0935 | 0.827 | 0.827 | 0.70233 | 0.70233 | 0.6864 | 0.6864 | 14.0462 | 14.0462 | 9.4259 | 4.713 | 0 | 100 | 4.713 |  |  | 20.1846 |  | 0.61687 | 61.6867 | 0 | 0 | 2014-02-08 06:30 | 14046.1667 | 14.0462
|  | 2014-02-08 09:30:02 | 37.325 | 5.6423 | 22.5693 | 7.0905 | 7.0905 | 0.88083 | 0.88083 | 0.70267 | 0.70267 | 0.6864 | 0.6864 | 14.3325 | 14.3325 | 8.9372 | 4.4686 | 0 | 100 | 4.4686 |  |  | 24.8263 |  | 0.60467 | 60.4671 | 0 | 0 | 2014-02-08 07:00 | 14332.5 | 14.3325
|  | 2014-02-08 10:00:02 | 38.0768 | 5.6762 | 22.7047 | 7.0905 | 7.0905 | 0.9615 | 0.9615 | 0.70183 | 0.70183 | 3.3512 | 3.3512 | 14.7187 | 14.7187 | 11.4515 | 5.7258 | 0 | 100 | 5.7258 |  |  | 21.3424 |  | 0.59629 | 59.6286 | 0 | 0 | 2014-02-08 07:30 | 14718.6667 | 14.7187
|  | 2014-02-08 10:30:04 | 38.6843 | 5.6382 | 22.5527 | 7.0902 | 7.0902 | 0.98667 | 0.98667 | 0.70167 | 0.70167 | 3.3512 | 3.3512 | 14.8295 | 14.8295 | 10.8275 | 5.4138 | 0 | 100 | 5.4138 |  |  | 20.2974 |  | 0.58299 | 58.2992 | 0 | 0 | 2014-02-08 08:00 | 14829.5 | 14.8295
|  | 2014-02-08 11:00:03 | 38.6632 | 5.6895 | 22.758 | 7.0978 | 7.0978 | 0.824 | 0.824 | 0.722 | 0.722 | 4.5572 | 4.5572 | 14.841 | 14.841 | 12.1369 | 6.0684 | 0 | 100 | 6.0684 |  |  | 21.1649 |  | 0.58862 | 58.8622 | 0 | 0 | 2014-02-08 08:30 | 14841 | 14.841
|  | 2014-02-08 11:30:03 | 38.7423 | 5.7592 | 23.0367 | 7.0965 | 7.0965 | 0.76417 | 0.76417 | 0.74717 | 0.74717 | 4.5572 | 4.5572 | 14.726 | 14.726 | 12.1854 | 6.0927 | 0 | 100 | 6.0927 |  |  | 21.6545 |  | 0.59461 | 59.4612 | 0 | 0 | 2014-02-08 09:00 | 14726 | 14.726
|  | 2014-02-08 12:00:03 | 39.0897 | 5.7353 | 22.9413 | 7.0913 | 7.0913 | 0.75983 | 0.75983 | 0.74667 | 0.74667 | 3.6196 | 3.6196 | 14.862 | 14.862 | 10.9311 | 5.4656 | 0 | 100 | 5.4656 |  |  | 25.0061 |  | 0.58689 | 58.689 | 0 | 0 | 2014-02-08 09:30 | 14862 | 14.862
|  | 2014-02-08 12:30:02 | 39.1073 | 5.7292 | 22.9167 | 7.1 | 7.1 | 0.756 | 0.756 | 0.74733 | 0.74733 | 3.6196 | 3.6196 | 14.864 | 14.864 | 10.8963 | 5.4481 | 0 | 100 | 5.4481 |  |  | 22.6875 |  | 0.58599 | 58.5994 | 0 | 0 | 2014-02-08 10:00 | 14864 | 14.864
|  | 2014-02-08 13:00:02 | 38.6578 | 5.748 | 22.992 | 7.1035 | 7.1035 | 0.7475 | 0.7475 | 0.747 | 0.747 | 3.4524 | 3.4524 | 14.7632 | 14.7632 | 11.1477 | 5.5739 | 0 | 100 | 5.5739 |  |  | 24.1416 |  | 0.59476 | 59.4757 | 0 | 0 | 2014-02-08 10:30 | 14763.1667 | 14.7632
|  | 2014-02-08 13:30:02 | 38.4535 | 5.671 | 22.684 | 7.1007 | 7.1007 | 0.7465 | 0.7465 | 0.74733 | 0.74733 | 3.4524 | 3.4524 | 14.7527 | 14.7527 | 11.0301 | 5.515 | 0 | 100 | 5.515 |  |  | 21.323 |  | 0.58991 | 58.9907 | 0 | 0 | 2014-02-08 11:00 | 14752.6667 | 14.7527
|  | 2014-02-08 14:00:05 | 38.3612 | 5.6407 | 22.5627 | 7.1052 | 7.1052 | 0.7465 | 0.7465 | 0.74717 | 0.74717 | 2.4196 | 2.4196 | 14.7705 | 14.7705 | 9.9904 | 4.9952 | 0 | 100 | 4.9952 |  |  | 20.532 |  | 0.58816 | 58.8164 | 0 | 0 | 2014-02-08 11:30 | 14770.5 | 14.7705
|  | 2014-02-08 14:30:02 | 38.2927 | 5.7182 | 22.8727 | 7.0992 | 7.0992 | 0.748 | 0.748 | 0.74783 | 0.74783 | 2.4196 | 2.4196 | 14.7173 | 14.7173 | 10.3119 | 5.156 | 0 | 100 | 5.156 |  |  | 22.4152 |  | 0.59731 | 59.7312 | 0 | 0 | 2014-02-08 12:00 | 14717.3333 | 14.7173
|  | 2014-02-08 15:00:05 | 37.5167 | 5.0712 | 20.2847 | 7.0923 | 7.0923 | 0.67733 | 0.67733 | 0.726 | 0.726 | 1.6872 | 1.6872 | 14.7918 | 14.7918 | 7.7427 | 3.8713 | 0 | 100 | 3.8713 |  |  | 19.2704 |  | 0.54068 | 54.0684 | 0 | 0 | 2014-02-08 12:30 | 14791.8333 | 14.7918
|  | 2014-02-08 15:30:02 | 38.6027 | 5.702 | 22.808 | 7.087 | 7.087 | 0.7185 | 0.7185 | 0.74767 | 0.74767 | 1.6872 | 1.6872 | 14.8563 | 14.8563 | 9.302 | 4.651 | 0 | 100 | 4.651 |  |  | 20.5272 |  | 0.59084 | 59.084 | 0 | 0 | 2014-02-08 13:00 | 14856.3333 | 14.8563
|  | 2014-02-08 16:00:04 | 39.2435 | 5.6715 | 22.686 | 7.0907 | 7.0907 | 0.75067 | 0.75067 | 0.7465 | 0.7465 | 0.9536 | 0.9536 | 15.1207 | 15.1207 | 8.1046 | 4.0523 | 0 | 100 | 4.0523 |  |  | 22.9129 |  | 0.57808 | 57.8083 | 0 | 0 | 2014-02-08 13:30 | 15120.6667 | 15.1207
|  | 2014-02-08 16:30:06 | 40.7287 | 5.6937 | 22.7747 | 7.0905 | 7.0905 | 0.75867 | 0.75867 | 0.74633 | 0.74633 | 0.9536 | 0.9536 | 15.5718 | 15.5718 | 7.1669 | 3.5835 | 0 | 100 | 3.5835 |  |  | 21.8637 |  | 0.55918 | 55.918 | 0 | 0 | 2014-02-08 14:00 | 15571.8333 | 15.5718
|  | 2014-02-08 17:00:02 | 43.0123 | 5.5392 | 22.1567 | 7.0935 | 7.0935 | 0.77 | 0.77 | 0.747 | 0.747 | 0.0224 | 0.0224 | 15.8368 | 15.8368 | 3.6141 | 1.807 | 0 | 100 | 1.807 |  |  | 23.2645 |  | 0.51512 | 51.5124 | 0 | 0 | 2014-02-08 14:30 | 15836.8333 | 15.8368
|  | 2014-02-08 17:30:04 | 45.0118 | 5.296 | 21.184 | 7.0887 | 7.0887 | 0.86483 | 0.86483 | 0.74817 | 0.74817 | 0.0224 | 0.0224 | 16.1942 | 16.1942 | 1.0904 | 0.5452 | 0 | 100 | 0.5452 |  |  | 20.5485 |  | 0.47063 | 47.0632 | 0 | 0 | 2014-02-08 15:00 | 16194.1667 | 16.1942
|  | 2014-02-08 18:00:01 | 45.055 | 5.261 | 21.044 | 7.0935 | 7.0935 | 0.87267 | 0.87267 | 0.7475 | 0.7475 | 0 | 0 | 16.1345 | 16.1345 | 0.83717 | 0.41858 | 0 | 100 | 0.41858 |  |  | 21.044 |  | 0.46707 | 46.7074 | 0 | 0 | 2014-02-08 15:30 | 16134.5 | 16.1345
|  | 2014-02-08 18:30:04 | 44.2375 | 5.1447 | 20.5787 | 7.0947 | 7.0947 | 0.86283 | 0.86283 | 0.7475 | 0.7475 | 0 | 0 | 16.1213 | 16.1213 | 1.1675 | 0.58375 | 0 | 100 | 0.58375 |  |  | 21.196 |  | 0.46519 | 46.5186 | 0 | 0 | 2014-02-08 16:00 | 16121.3333 | 16.1213
|  | 2014-02-08 19:00:03 | 43.2353 | 4.9937 | 19.9747 | 7.0913 | 7.0913 | 0.808 | 0.808 | 0.74733 | 0.74733 | 0 | 0 | 16.0812 | 16.0812 | 1.4672 | 0.73358 | 0 | 100 | 0.73358 |  |  | 18.3767 |  | 0.462 | 46.1999 | 0 | 0 | 2014-02-08 16:30 | 16081.1667 | 16.0812
|  | 2014-02-08 19:30:03 | 41.7398 | 4.9827 | 19.9307 | 7.0965 | 7.0965 | 0.76183 | 0.76183 | 0.7475 | 0.7475 | 0 | 0 | 16.0087 | 16.0087 | 2.8053 | 1.4027 | 0 | 100 | 1.4027 |  |  | 20.5286 |  | 0.4775 | 47.7498 | 0 | 0 | 2014-02-08 17:00 | 16008.6667 | 16.0087
|  | 2014-02-08 20:00:02 | 40.2998 | 4.9815 | 19.926 | 7.0925 | 7.0925 | 0.7185 | 0.7185 | 0.74783 | 0.74783 | 0 | 0 | 15.933 | 15.933 | 4.118 | 2.059 | 0 | 100 | 2.059 |  |  | 20.3245 |  | 0.49444 | 49.4444 | 0 | 0 | 2014-02-08 17:30 | 15933 | 15.933
|  | 2014-02-08 20:30:02 | 38.9852 | 4.9365 | 19.746 | 7.0912 | 7.0912 | 0.70033 | 0.70033 | 0.74783 | 0.74783 | 0 | 0 | 15.5195 | 15.5195 | 4.8197 | 2.4098 | 0 | 100 | 2.4098 |  |  | 20.7333 |  | 0.5065 | 50.65 | 0 | 0 | 2014-02-08 18:00 | 15519.5 | 15.5195
|  | 2014-02-08 21:00:05 | 37.5547 | 4.852 | 19.408 | 7.0942 | 7.0942 | 0.63633 | 0.63633 | 0.74767 | 0.74767 | 0 | 0 | 14.991 | 14.991 | 5.3225 | 2.6612 | 0 | 100 | 2.6612 |  |  | 19.0198 |  | 0.51679 | 51.6793 | 0 | 0 | 2014-02-08 18:30 | 14991 | 14.991
|  | 2014-02-08 21:30:03 | 35.7488 | 4.9473 | 19.7893 | 7.0948 | 7.0948 | 0.60883 | 0.60883 | 0.74767 | 0.74767 | 0 | 0 | 14.3802 | 14.3802 | 6.872 | 3.436 | 0 | 100 | 3.436 |  |  | 20.383 |  | 0.55357 | 55.3566 | 0 | 0 | 2014-02-08 19:00 | 14380.1667 | 14.3802
|  | 2014-02-08 22:00:04 | 34.2737 | 4.9073 | 19.6293 | 7.0975 | 7.0975 | 0.61867 | 0.61867 | 0.74783 | 0.74783 | 0 | 0 | 13.8087 | 13.8087 | 7.6283 | 3.8142 | 0 | 100 | 3.8142 |  |  | 20.8071 |  | 0.57272 | 57.2723 | 0 | 0 | 2014-02-08 19:30 | 13808.6667 | 13.8087
|  | 2014-02-08 22:30:01 | 33.1422 | 4.854 | 19.416 | 7.095 | 7.095 | 0.63033 | 0.63033 | 0.74567 | 0.74567 | 0 | 0 | 13.291 | 13.291 | 8.0358 | 4.0179 | 0 | 100 | 4.0179 |  |  | 17.4744 |  | 0.58584 | 58.584 | 0 | 0 | 2014-02-08 20:00 | 13291 | 13.291
|  | 2014-02-08 23:00:04 | 31.8705 | 4.9287 | 19.7147 | 7.096 | 7.096 | 0.59733 | 0.59733 | 0.7465 | 0.7465 | 0 | 0 | 12.8322 | 12.8322 | 9.1162 | 4.5581 | 0 | 100 | 4.5581 |  |  | 20.109 |  | 0.61859 | 61.8587 | 0 | 0 | 2014-02-08 20:30 | 12832.1667 | 12.8322
|  | 2014-02-08 23:30:04 | 30.4912 | 4.9682 | 19.8727 | 7.0942 | 7.0942 | 0.57533 | 0.57533 | 0.74683 | 0.74683 | 0 | 0 | 12.2638 | 12.2638 | 10.0617 | 5.0308 | 0 | 100 | 5.0308 |  |  | 20.0714 |  | 0.65175 | 65.1752 | 0 | 0 | 2014-02-08 21:00 | 12263.8333 | 12.2638
|  | 2014-02-09 00:00:03 | 30.12 | 5.0147 | 20.0587 | 7.0955 | 7.0955 | 0.56867 | 0.56867 | 0.74683 | 0.74683 | 0 | 0 | 12.0192 | 12.0192 | 10.3688 | 5.1844 | 0 | 100 | 5.1844 |  |  | 21.2622 |  | 0.66596 | 66.5958 | 0 | 0 | 2014-02-08 21:30 | 12019.1667 | 12.0192
|  | 2014-02-09 00:30:02 | 30.2183 | 4.9997 | 19.9987 | 7.0937 | 7.0937 | 0.56667 | 0.56667 | 0.74733 | 0.74733 | 0 | 0 | 12.1132 | 12.1132 | 10.3012 | 5.1506 | 0 | 100 | 5.1506 |  |  | 19.9987 |  | 0.66181 | 66.1806 | 0 | 0 | 2014-02-08 22:00 | 12113.1667 | 12.1132
|  | 2014-02-09 01:00:01 | 30.4933 | 4.9792 | 19.9167 | 7.089 | 7.089 | 0.53983 | 0.53983 | 0.748 | 0.748 | 0 | 0 | 12.2407 | 12.2407 | 10.0408 | 5.0204 | 0 | 100 | 5.0204 |  |  | 20.315 |  | 0.65315 | 65.3148 | 0 | 0 | 2014-02-08 22:30 | 12240.6667 | 12.2407
|  | 2014-02-09 01:30:03 | 29.9892 | 4.9858 | 19.9433 | 7.09 | 7.09 | 0.52967 | 0.52967 | 0.7475 | 0.7475 | 0 | 0 | 11.7967 | 11.7967 | 10.118 | 5.059 | 0 | 100 | 5.059 |  |  | 18.9462 |  | 0.66502 | 66.5018 | 0 | 0 | 2014-02-08 23:00 | 11796.6667 | 11.7967
|  | 2014-02-09 02:00:01 | 29.4785 | 4.99 | 19.96 | 7.0848 | 7.0848 | 0.5435 | 0.5435 | 0.74717 | 0.74717 | 0 | 0 | 11.3072 | 11.3072 | 10.1642 | 5.0821 | 0 | 100 | 5.0821 |  |  | 19.7604 |  | 0.6771 | 67.7104 | 0 | 0 | 2014-02-08 23:30 | 11307.1667 | 11.3072
|  | 2014-02-09 02:30:03 | 29.1453 | 4.9428 | 19.7713 | 7.0853 | 7.0853 | 0.54867 | 0.54867 | 0.747 | 0.747 | 0 | 0 | 11.0305 | 11.0305 | 10.0375 | 5.0188 | 0 | 100 | 5.0188 |  |  | 20.7599 |  | 0.67837 | 67.837 | 0 | 0 | 2014-02-09 | 11030.5 | 11.0305
|  | 2014-02-09 03:00:05 | 28.79 | 4.8645 | 19.458 | 7.0808 | 7.0808 | 0.549 | 0.549 | 0.74767 | 0.74767 | 0 | 0 | 10.6398 | 10.6398 | 9.6853 | 4.8427 | 0 | 100 | 4.8427 |  |  | 21.4038 |  | 0.67586 | 67.586 | 0 | 0 | 2014-02-09 00:30 | 10639.8333 | 10.6398
|  | 2014-02-09 03:30:01 | 28.3175 | 4.8978 | 19.5913 | 7.0858 | 7.0858 | 0.54917 | 0.54917 | 0.74767 | 0.74767 | 0 | 0 | 10.0287 | 10.0287 | 9.6852 | 4.8426 | 0 | 100 | 4.8426 |  |  | 20.375 |  | 0.69185 | 69.1845 | 0 | 0 | 2014-02-09 01:00 | 10028.6667 | 10.0287
|  | 2014-02-09 04:00:03 | 27.8225 | 4.7867 | 19.1467 | 7.0902 | 7.0902 | 0.5505 | 0.5505 | 0.747 | 0.747 | 0 | 0 | 9.6352 | 9.6352 | 9.347 | 4.6735 | 0 | 100 | 4.6735 |  |  | 18.7637 |  | 0.68817 | 68.8172 | 0 | 0 | 2014-02-09 01:30 | 9635.1667 | 9.6352
|  | 2014-02-09 04:30:03 | 27.5603 | 4.5567 | 18.2267 | 7.0913 | 7.0913 | 0.55117 | 0.55117 | 0.7475 | 0.7475 | 0 | 0 | 9.5525 | 9.5525 | 8.6088 | 4.3044 | 0 | 100 | 4.3044 |  |  | 18.5912 |  | 0.66134 | 66.1337 | 0 | 0 | 2014-02-09 02:00 | 9552.5 | 9.5525
|  | 2014-02-09 05:00:03 | 27.5212 | 4.7422 | 18.9687 | 7.099 | 7.099 | 0.5495 | 0.5495 | 0.7475 | 0.7475 | 0 | 0 | 9.3898 | 9.3898 | 9.2333 | 4.6167 | 0 | 100 | 4.6167 |  |  | 18.5893 |  | 0.68924 | 68.9239 | 0 | 0 | 2014-02-09 02:30 | 9389.8333 | 9.3898
|  | 2014-02-09 05:30:03 | 27.5085 | 4.848 | 19.392 | 7.0992 | 7.0992 | 0.54917 | 0.54917 | 0.748 | 0.748 | 0 | 0 | 9.3767 | 9.3767 | 9.6565 | 4.8283 | 0 | 100 | 4.8283 |  |  | 20.9434 |  | 0.70495 | 70.4946 | 0 | 0 | 2014-02-09 03:00 | 9376.6667 | 9.3767
|  | 2014-02-09 06:00:03 | 27.9823 | 4.8788 | 19.5153 | 7.0958 | 7.0958 | 0.54133 | 0.54133 | 0.74733 | 0.74733 | 0 | 0 | 9.9952 | 9.9952 | 9.9127 | 4.9563 | 0 | 100 | 4.9563 |  |  | 18.1493 |  | 0.69742 | 69.7416 | 0 | 0 | 2014-02-09 03:30 | 9995.1667 | 9.9952
|  | 2014-02-09 06:30:02 | 28.4555 | 4.8483 | 19.3933 | 7.0987 | 7.0987 | 0.54117 | 0.54117 | 0.7475 | 0.7475 | 0 | 0 | 10.2987 | 10.2987 | 9.6238 | 4.8119 | 0 | 100 | 4.8119 |  |  | 20.363 |  | 0.68153 | 68.1532 | 0 | 0 | 2014-02-09 04:00 | 10298.6667 | 10.2987
|  | 2014-02-09 07:00:02 | 29.0932 | 4.8843 | 19.5373 | 7.0928 | 7.0928 | 0.61733 | 0.61733 | 0.7475 | 0.7475 | 0 | 0 | 10.8073 | 10.8073 | 9.7092 | 4.8546 | 0 | 100 | 4.8546 |  |  | 21.4911 |  | 0.67154 | 67.1544 | 0 | 0 | 2014-02-09 04:30 | 10807.3333 | 10.8073
|  | 2014-02-09 07:30:01 | 29.1718 | 4.8413 | 19.3653 | 7.0938 | 7.0938 | 0.64083 | 0.64083 | 0.74233 | 0.74233 | 0 | 0 | 10.8735 | 10.8735 | 9.544 | 4.772 | 0 | 100 | 4.772 |  |  | 19.7526 |  | 0.66384 | 66.3837 | 0 | 0 | 2014-02-09 05:00 | 10873.5 | 10.8735
|  | 2014-02-09 08:00:04 | 29.8248 | 4.8658 | 19.4633 | 7.0873 | 7.0873 | 0.64283 | 0.64283 | 0.746 | 0.746 | 0 | 0 | 11.2898 | 11.2898 | 9.4045 | 4.7022 | 0 | 100 | 4.7022 |  |  | 18.1009 |  | 0.65259 | 65.2588 | 0 | 0 | 2014-02-09 05:30 | 11289.8333 | 11.2898
|  | 2014-02-09 08:30:01 | 31.2237 | 4.904 | 19.616 | 7.0868 | 7.0868 | 0.64633 | 0.64633 | 0.74467 | 0.74467 | 0 | 0 | 12.1857 | 12.1857 | 9.0558 | 4.5279 | 0 | 100 | 4.5279 |  |  | 19.0275 |  | 0.62824 | 62.8241 | 0 | 0 | 2014-02-09 06:00 | 12185.6667 | 12.1857
|  | 2014-02-09 09:00:03 | 33.2398 | 4.9895 | 19.958 | 7.0838 | 7.0838 | 0.67117 | 0.67117 | 0.74317 | 0.74317 | 0.2688 | 0.2688 | 13.055 | 13.055 | 8.5401 | 4.2701 | 0 | 100 | 4.2701 |  |  | 21.3551 |  | 0.60042 | 60.0424 | 0 | 0 | 2014-02-09 06:30 | 13055 | 13.055
|  | 2014-02-09 09:30:02 | 34.728 | 4.9732 | 19.8927 | 7.0887 | 7.0887 | 0.67917 | 0.67917 | 0.74567 | 0.74567 | 0.2688 | 0.2688 | 13.7222 | 13.7222 | 7.6691 | 3.8346 | 0 | 100 | 3.8346 |  |  | 21.2852 |  | 0.57281 | 57.2813 | 0 | 0 | 2014-02-09 07:00 | 13722.1667 | 13.7222
|  | 2014-02-09 10:00:02 | 35.948 | 5.1077 | 20.4307 | 7.0845 | 7.0845 | 0.76883 | 0.76883 | 0.744 | 0.744 | 0.7256 | 0.7256 | 13.7855 | 13.7855 | 7.5911 | 3.7955 | 0 | 100 | 3.7955 |  |  | 19.6134 |  | 0.56834 | 56.8339 | 0 | 0 | 2014-02-09 07:30 | 13785.5 | 13.7855
|  | 2014-02-09 10:30:01 | 36.7305 | 5.4008 | 21.6033 | 7.0835 | 7.0835 | 0.8425 | 0.8425 | 0.74383 | 0.74383 | 0.7256 | 0.7256 | 13.8728 | 13.8728 | 8.1411 | 4.0706 | 0 | 100 | 4.0706 |  |  | 20.7392 |  | 0.58816 | 58.8158 | 0 | 0 | 2014-02-09 08:00 | 13872.8333 | 13.8728
|  | 2014-02-09 11:00:05 | 37.5012 | 5.6857 | 22.7427 | 7.0802 | 7.0802 | 0.67067 | 0.67067 | 0.7465 | 0.7465 | 1.1192 | 1.1192 | 14.1018 | 14.1018 | 8.9599 | 4.4799 | 0 | 100 | 4.4799 |  |  | 24.1072 |  | 0.60645 | 60.6452 | 0 | 0 | 2014-02-09 08:30 | 14101.8333 | 14.1018
|  | 2014-02-09 11:30:02 | 38.0148 | 5.811 | 23.244 | 7.0845 | 7.0845 | 0.71917 | 0.71917 | 0.74767 | 0.74767 | 1.1192 | 1.1192 | 13.9375 | 13.9375 | 8.8372 | 4.4186 | 0 | 100 | 4.4186 |  |  | 21.8494 |  | 0.61145 | 61.1446 | 0 | 0 | 2014-02-09 09:00 | 13937.5 | 13.9375
|  | 2014-02-09 12:00:03 | 38.5275 | 5.9038 | 23.6153 | 7.094 | 7.094 | 0.87633 | 0.87633 | 0.74733 | 0.74733 | 0.9152 | 0.9152 | 13.9367 | 13.9367 | 8.6574 | 4.3287 | 0 | 100 | 4.3287 |  |  | 25.9769 |  | 0.61295 | 61.2947 | 0 | 0 | 2014-02-09 09:30 | 13936.6667 | 13.9367
|  | 2014-02-09 12:30:04 | 38.8453 | 5.9223 | 23.6893 | 7.101 | 7.101 | 0.93683 | 0.93683 | 0.74883 | 0.74883 | 0.9152 | 0.9152 | 14.218 | 14.218 | 8.7639 | 4.3819 | 0 | 100 | 4.3819 |  |  | 26.0583 |  | 0.60984 | 60.9837 | 0 | 0 | 2014-02-09 10:00 | 14218 | 14.218
|  | 2014-02-09 13:00:01 | 38.841 | 5.922 | 23.688 | 7.102 | 7.102 | 0.937 | 0.937 | 0.749 | 0.749 | 0.9472 | 0.9472 | 14.218 | 14.218 | 8.8002 | 4.4001 | 0 | 100 | 4.4001 |  |  | 22.7405 |  | 0.60987 | 60.9871 | 0 | 0 | 2014-02-09 10:30 | 14218 | 14.218
|  | 2014-02-09 13:30:01 | 38.841 | 5.922 | 23.688 | 7.102 | 7.102 | 0.937 | 0.937 | 0.749 | 0.749 | 0.9472 | 0.9472 | 14.2827 | 14.2827 | 8.8649 | 4.4324 | 0 | 100 | 4.4324 |  |  | 23.688 |  | 0.60987 | 60.9871 | 0 | 0 | 2014-02-09 11:00 | 14282.6667 | 14.2827
|  | 2014-02-09 14:00:07 | 38.3353 | 5.9535 | 23.814 | 7.0973 | 7.0973 | 0.782 | 0.782 | 0.74733 | 0.74733 | 0.8148 | 0.8148 | 14.6285 | 14.6285 | 9.5486 | 4.7743 | 0 | 100 | 4.7743 |  |  | 24.7666 |  | 0.6212 | 62.1202 | 0 | 0 | 2014-02-09 11:30 | 14628.5 | 14.6285
|  | 2014-02-09 14:30:04 | 38.2255 | 5.9615 | 23.846 | 7.1008 | 7.1008 | 0.7625 | 0.7625 | 0.747 | 0.747 | 0.8148 | 0.8148 | 14.6117 | 14.6117 | 9.6573 | 4.8286 | 0 | 100 | 4.8286 |  |  | 26.2306 |  | 0.62382 | 62.3824 | 0 | 0 | 2014-02-09 12:00 | 14611.6667 | 14.6117
|  | 2014-02-09 15:00:04 | 38.3657 | 5.9125 | 23.65 | 7.0985 | 7.0985 | 0.73467 | 0.73467 | 0.74767 | 0.74767 | 1.0648 | 1.0648 | 14.3745 | 14.3745 | 9.3045 | 4.6522 | 0 | 100 | 4.6522 |  |  | 23.4135 |  | 0.61644 | 61.6437 | 0 | 0 | 2014-02-09 12:30 | 14374.5 | 14.3745
|  | 2014-02-09 15:30:01 | 38.659 | 5.8872 | 23.5487 | 7.0978 | 7.0978 | 0.72117 | 0.72117 | 0.748 | 0.748 | 1.0648 | 1.0648 | 14.1545 | 14.1545 | 8.676 | 4.338 | 0 | 100 | 4.338 |  |  | 21.4293 |  | 0.60914 | 60.9138 | 0 | 0 | 2014-02-09 13:00 | 14154.5 | 14.1545
|  | 2014-02-09 16:00:03 | 39.2918 | 5.868 | 23.472 | 7.0927 | 7.0927 | 0.721 | 0.721 | 0.7475 | 0.7475 | 0.42 | 0.42 | 14.497 | 14.497 | 7.6583 | 3.8292 | 0 | 100 | 3.8292 |  |  | 23.472 |  | 0.59738 | 59.7376 | 0 | 0 | 2014-02-09 13:30 | 14497 | 14.497
|  | 2014-02-09 16:30:02 | 40.3843 | 5.6795 | 22.718 | 7.0915 | 7.0915 | 0.72433 | 0.72433 | 0.74783 | 0.74783 | 0.42 | 0.42 | 14.6492 | 14.6492 | 5.9665 | 2.9833 | 0 | 100 | 2.9833 |  |  | 21.1277 |  | 0.56254 | 56.2545 | 0 | 0 | 2014-02-09 14:00 | 14649.1667 | 14.6492
|  | 2014-02-09 17:00:02 | 42.3635 | 5.8043 | 23.2173 | 7.0897 | 7.0897 | 0.8945 | 0.8945 | 0.74717 | 0.74717 | 0.0732 | 0.0732 | 14.6907 | 14.6907 | 4.349 | 2.1745 | 0 | 100 | 2.1745 |  |  | 22.9852 |  | 0.54805 | 54.805 | 0 | 0 | 2014-02-09 14:30 | 14690.6667 | 14.6907
|  | 2014-02-09 17:30:02 | 44.8888 | 5.7363 | 22.9453 | 7.0845 | 7.0845 | 0.959 | 0.959 | 0.7475 | 0.7475 | 0.0732 | 0.0732 | 15.1233 | 15.1233 | 2.044 | 1.022 | 0 | 100 | 1.022 |  |  | 22.257 |  | 0.51116 | 51.1159 | 0 | 0 | 2014-02-09 15:00 | 15123.3333 | 15.1233
|  | 2014-02-09 18:00:06 | 45.873 | 5.7272 | 22.9087 | 7.0838 | 7.0838 | 0.95867 | 0.95867 | 0.74683 | 0.74683 | 0 | 0 | 15.1908 | 15.1908 | 1.0158 | 0.50792 | 0 | 100 | 0.50792 |  |  | 23.3668 |  | 0.49939 | 49.9393 | 0 | 0 | 2014-02-09 15:30 | 15190.8333 | 15.1908
|  | 2014-02-09 18:30:03 | 45.3733 | 5.683 | 22.732 | 7.0857 | 7.0857 | 0.963 | 0.963 | 0.74733 | 0.74733 | 0 | 0 | 15.2172 | 15.2172 | 1.3718 | 0.68592 | 0 | 100 | 0.68592 |  |  | 20.6861 |  | 0.501 | 50.0999 | 0 | 0 | 2014-02-09 16:00 | 15217.1667 | 15.2172
|  | 2014-02-09 19:00:02 | 44.3532 | 5.681 | 22.724 | 7.0887 | 7.0887 | 0.8615 | 0.8615 | 0.74767 | 0.74767 | 0 | 0 | 15.182 | 15.182 | 2.2507 | 1.1253 | 0 | 100 | 1.1253 |  |  | 24.9964 |  | 0.51234 | 51.2342 | 0 | 0 | 2014-02-09 16:30 | 15182 | 15.182
|  | 2014-02-09 19:30:02 | 43.217 | 5.6275 | 22.51 | 7.0878 | 7.0878 | 0.81833 | 0.81833 | 0.7475 | 0.7475 | 0 | 0 | 14.8182 | 14.8182 | 2.7648 | 1.3824 | 0 | 100 | 1.3824 |  |  | 23.4104 |  | 0.52086 | 52.086 | 0 | 0 | 2014-02-09 17:00 | 14818.1667 | 14.8182
|  | 2014-02-09 20:00:03 | 42.2123 | 5.555 | 22.22 | 7.0863 | 7.0863 | 0.82017 | 0.82017 | 0.748 | 0.748 | 0 | 0 | 14.7872 | 14.7872 | 3.4493 | 1.7247 | 0 | 100 | 1.7247 |  |  | 21.9978 |  | 0.52639 | 52.6386 | 0 | 0 | 2014-02-09 17:30 | 14787.1667 | 14.7872
|  | 2014-02-09 20:30:02 | 40.6853 | 5.3972 | 21.5887 | 7.0922 | 7.0922 | 0.80983 | 0.80983 | 0.74767 | 0.74767 | 0 | 0 | 14.5863 | 14.5863 | 4.1393 | 2.0697 | 0 | 100 | 2.0697 |  |  | 20.5092 |  | 0.53063 | 53.0625 | 0 | 0 | 2014-02-09 18:00 | 14586.3333 | 14.5863
|  | 2014-02-09 21:00:05 | 39.3445 | 5.3553 | 21.4213 | 7.0885 | 7.0885 | 0.76317 | 0.76317 | 0.7475 | 0.7475 | 0 | 0 | 14.7158 | 14.7158 | 5.3918 | 2.6959 | 0 | 100 | 2.6959 |  |  | 19.2792 |  | 0.54446 | 54.4456 | 0 | 0 | 2014-02-09 18:30 | 14715.8333 | 14.7158
|  | 2014-02-09 21:30:03 | 37.5845 | 5.1202 | 20.4807 | 7.0897 | 7.0897 | 0.74683 | 0.74683 | 0.74767 | 0.74767 | 0 | 0 | 14.8307 | 14.8307 | 6.311 | 3.1555 | 0 | 100 | 3.1555 |  |  | 19.6614 |  | 0.54492 | 54.4923 | 0 | 0 | 2014-02-09 19:00 | 14830.6667 | 14.8307
|  | 2014-02-09 22:00:01 | 35.8397 | 4.7613 | 19.0453 | 7.0928 | 7.0928 | 0.74683 | 0.74683 | 0.74733 | 0.74733 | 0 | 0 | 14.6362 | 14.6362 | 6.4288 | 3.2144 | 0 | 100 | 3.2144 |  |  | 19.9976 |  | 0.5314 | 53.1404 | 0 | 0 | 2014-02-09 19:30 | 14636.1667 | 14.6362
|  | 2014-02-09 22:30:01 | 34.2562 | 4.5122 | 18.0487 | 7.0927 | 7.0927 | 0.72533 | 0.72533 | 0.74767 | 0.74767 | 0 | 0 | 14.3168 | 14.3168 | 6.675 | 3.3375 | 0 | 100 | 3.3375 |  |  | 16.9657 |  | 0.52687 | 52.6874 | 0 | 0 | 2014-02-09 20:00 | 14316.8333 | 14.3168
|  | 2014-02-09 23:00:02 | 32.6715 | 4.391 | 17.564 | 7.0977 | 7.0977 | 0.65283 | 0.65283 | 0.74767 | 0.74767 | 0 | 0 | 14.1665 | 14.1665 | 7.5572 | 3.7786 | 0 | 100 | 3.7786 |  |  | 18.7935 |  | 0.53759 | 53.7594 | 0 | 0 | 2014-02-09 20:30 | 14166.5 | 14.1665
|  | 2014-02-09 23:30:02 | 31.8555 | 4.1872 | 16.7487 | 7.0935 | 7.0935 | 0.62217 | 0.62217 | 0.7475 | 0.7475 | 0 | 0 | 13.9348 | 13.9348 | 7.2912 | 3.6456 | 0 | 100 | 3.6456 |  |  | 17.5861 |  | 0.52577 | 52.577 | 0 | 0 | 2014-02-09 21:00 | 13934.8333 | 13.9348
|  | 2014-02-10 00:00:02 | 31.9035 | 4.0028 | 16.0113 | 7.0905 | 7.0905 | 0.62017 | 0.62017 | 0.7465 | 0.7465 | 0 | 0 | 14.224 | 14.224 | 6.789 | 3.3945 | 0 | 100 | 3.3945 |  |  | 16.0113 |  | 0.50187 | 50.1868 | 0 | 0 | 2014-02-09 21:30 | 14224 | 14.224
|  | 2014-02-10 00:30:02 | 32.1373 | 3.8077 | 15.2307 | 7.0905 | 7.0905 | 0.61983 | 0.61983 | 0.74517 | 0.74517 | 0 | 0 | 14.6432 | 14.6432 | 6.192 | 3.096 | 0 | 100 | 3.096 |  |  | 16.6014 |  | 0.47392 | 47.3924 | 0 | 0 | 2014-02-09 22:00 | 14643.1667 | 14.6432
|  | 2014-02-10 01:00:02 | 32.4262 | 3.468 | 13.872 | 7.0917 | 7.0917 | 0.58367 | 0.58367 | 0.74717 | 0.74717 | 0 | 0 | 14.9088 | 14.9088 | 4.7772 | 2.3886 | 0 | 100 | 2.3886 |  |  | 15.1205 |  | 0.4278 | 42.7803 | 0 | 0 | 2014-02-09 22:30 | 14908.8333 | 14.9088
|  | 2014-02-10 01:30:03 | 32.0128 | 3.1332 | 12.5327 | 7.0903 | 7.0903 | 0.5625 | 0.5625 | 0.747 | 0.747 | 0 | 0 | 14.8203 | 14.8203 | 3.74 | 1.87 | 0 | 100 | 1.87 |  |  | 12.1567 |  | 0.39149 | 39.1489 | 0 | 0 | 2014-02-09 23:00 | 14820.3333 | 14.8203
|  | 2014-02-10 02:00:04 | 31.6117 | 2.8945 | 11.578 | 7.089 | 7.089 | 0.561 | 0.561 | 0.7465 | 0.7465 | 0 | 0 | 14.8728 | 14.8728 | 3.2357 | 1.6178 | 0 | 100 | 1.6178 |  |  | 12.0411 |  | 0.36626 | 36.6257 | 0 | 0 | 2014-02-09 23:30 | 14872.8333 | 14.8728
|  | 2014-02-10 02:30:02 | 31.5818 | 2.6782 | 10.7127 | 7.0888 | 7.0888 | 0.56133 | 0.56133 | 0.73883 | 0.73883 | 0 | 0 | 14.9387 | 14.9387 | 2.4585 | 1.2293 | 0 | 100 | 1.2293 |  |  | 11.034 |  | 0.3392 | 33.9203 | 0 | 0 | 2014-02-10 | 14938.6667 | 14.9387
|  | 2014-02-10 03:00:05 | 31.203 | 2.3633 | 9.4533 | 7.0888 | 7.0888 | 0.56167 | 0.56167 | 0.70117 | 0.70117 | 0 | 0 | 14.8225 | 14.8225 | 1.4245 | 0.71225 | 0 | 100 | 0.71225 |  |  | 10.1151 |  | 0.30296 | 30.2962 | 0 | 0 | 2014-02-10 00:30 | 14822.5 | 14.8225
|  | 2014-02-10 03:30:03 | 30.667 | 2.0502 | 8.2007 | 7.0893 | 7.0893 | 0.56183 | 0.56183 | 0.7005 | 0.7005 | 0 | 0 | 14.7823 | 14.7823 | 0.66767 | 0.33383 | 0 | 100 | 0.33383 |  |  | 7.9546 |  | 0.26741 | 26.741 | 0 | 0 | 2014-02-10 01:00 | 14782.3333 | 14.7823
|  | 2014-02-10 04:00:03 | 30.3462 | 1.8735 | 7.494 | 7.0897 | 7.0897 | 0.56333 | 0.56333 | 0.6955 | 0.6955 | 0 | 0 | 14.5357 | 14.5357 | 0.032 | 0.016 | 0 | 100 | 0.016 |  |  | 7.3441 |  | 0.24695 | 24.695 | 0 | 0 | 2014-02-10 01:30 | 14535.6667 | 14.5357
|  | 2014-02-10 04:30:03 | 30.2742 | 1.7587 | 7.0347 | 7.0922 | 7.0922 | 0.56217 | 0.56217 | 0.6965 | 0.6965 | 0 | 0 | 14.3785 | 14.3785 | -0.51017 | -0.25508 | 0 | 99.7449 | 0 |  |  | 7.1754 |  | 0.23237 | 23.2365 | 0 | 0.51017 | 2014-02-10 02:00 | 14378.5 | 14.3785
|  | 2014-02-10 05:00:04 | 30.6502 | 1.7462 | 6.9847 | 7.0917 | 7.0917 | 0.5625 | 0.5625 | 0.73233 | 0.73233 | 0 | 0 | 14.9278 | 14.9278 | -0.35117 | -0.17558 | 0 | 99.5693 | 0 |  |  | 6.6354 |  | 0.22788 | 22.7883 | 0 | 0.35117 | 2014-02-10 02:30 | 14927.8333 | 14.9278
|  | 2014-02-10 05:30:01 | 31.4128 | 1.6625 | 6.65 | 7.0943 | 7.0943 | 0.56217 | 0.56217 | 0.74767 | 0.74767 | 0 | 0 | 15.3325 | 15.3325 | -1.0262 | -0.51308 | 0 | 99.0563 | 0 |  |  | 6.384 |  | 0.2117 | 21.1697 | 0 | 1.0262 | 2014-02-10 03:00 | 15332.5 | 15.3325
|  | 2014-02-10 06:00:03 | 33.0358 | 1.6938 | 6.7753 | 7.0977 | 7.0977 | 0.5625 | 0.5625 | 0.74767 | 0.74767 | 0 | 0 | 15.3383 | 15.3383 | -2.5143 | -1.2572 | 0 | 97.7991 | 0 |  |  | 6.2333 |  | 0.20509 | 20.509 | 0 | 2.5143 | 2014-02-10 03:30 | 15338.3333 | 15.3383
|  | 2014-02-10 06:30:02 | 36.568 | 1.6473 | 6.5893 | 7.0962 | 7.0962 | 0.5665 | 0.5665 | 0.74767 | 0.74767 | 0 | 0 | 16.3878 | 16.3878 | -5.1805 | -2.5902 | 0 | 95.2088 | 0 |  |  | 7.1165 |  | 0.18019 | 18.0194 | 0 | 5.1805 | 2014-02-10 04:00 | 16387.8333 | 16.3878
|  | 2014-02-10 07:00:04 | 41.6122 | 1.5408 | 6.1633 | 7.0965 | 7.0965 | 0.78583 | 0.78583 | 0.7475 | 0.7475 | 0 | 0 | 17.2728 | 17.2728 | -9.5462 | -4.7731 | 0 | 90.4358 | 0 |  |  | 5.7935 |  | 0.14811 | 14.8114 | 0 | 9.5462 | 2014-02-10 04:30 | 17272.8333 | 17.2728
|  | 2014-02-10 08:15:02 | 45.2595 | 1.4083 | 5.6333 | 7.094 | 7.094 | 0.88867 | 0.88867 | 0.7475 | 0.7475 | 0 | 0 | 17.5262 | 17.5262 | -13.3698 | -6.6849 | 0 | 83.7508 | 0 |  |  | 5.239 |  | 0.12447 | 12.4467 | 0 | 13.3698 | 2014-02-10 05:00 | 17526.1667 | 17.5262
|  | 2014-02-10 08:45:03 | 45.4603 | 1.406 | 5.624 | 7.092 | 7.092 | 0.949 | 0.949 | 0.74733 | 0.74733 | 0.3448 | 0.3448 | 17.3655 | 17.3655 | -13.3377 | -6.6688 | 0 | 77.082 | 0 |  |  | 5.1741 |  | 0.12371 | 12.3712 | 0 | 13.3377 | 2014-02-10 05:30 | 17365.5 | 17.3655
|  | 2014-02-10 09:15:01 | 46.4127 | 1.4165 | 5.666 | 7.0898 | 7.0898 | 0.90033 | 0.90033 | 0.7475 | 0.7475 | 0.3448 | 0.3448 | 17.3383 | 17.3383 | -14.3259 | -7.1629 | 0 | 69.919 | 0 |  |  | 5.2127 |  | 0.12208 | 12.2079 | 0 | 14.3259 | 2014-02-10 06:00 | 17338.3333 | 17.3383
|  | 2014-02-10 09:45:02 | 46.5467 | 1.3832 | 5.5327 | 7.087 | 7.087 | 0.83333 | 0.83333 | 0.7475 | 0.7475 | 0.7768 | 0.7768 | 17.3608 | 17.3608 | -14.2085 | -7.1043 | 0 | 62.8148 | 0 |  |  | 5.3114 |  | 0.11886 | 11.8863 | 0 | 14.2085 | 2014-02-10 06:30 | 17360.8333 | 17.3608
|  | 2014-02-10 10:15:02 | 46.6275 | 1.3912 | 5.5647 | 7.1032 | 7.1032 | 1.0262 | 1.0262 | 0.74767 | 0.74767 | 0.7768 | 0.7768 | 17.412 | 17.412 | -13.997 | -6.9985 | 0 | 55.8163 | 0 |  |  | 5.1195 |  | 0.11934 | 11.9343 | 0 | 13.997 | 2014-02-10 07:00 | 17412 | 17.412
|  | 2014-02-10 10:45:01 | 46.514 | 1.3187 | 5.2747 | 7.1052 | 7.1052 | 0.98783 | 0.98783 | 0.74733 | 0.74733 | 1.2272 | 1.2272 | 17.402 | 17.402 | -13.7698 | -6.8849 | 0 | 48.9314 | 0 |  |  | 4.7999 |  | 0.1134 | 11.34 | 0 | 13.7698 | 2014-02-10 07:30 | 17402 | 17.402
|  | 2014-02-10 11:15:02 | 46.5513 | 1.362 | 5.448 | 7.0867 | 7.0867 | 0.95683 | 0.95683 | 0.7475 | 0.7475 | 1.2272 | 1.2272 | 17.4442 | 17.4442 | -13.641 | -6.8205 | 0 | 42.1109 | 0 |  |  | 5.3935 |  | 0.11703 | 11.7032 | 0 | 13.641 | 2014-02-10 08:00 | 17444.1667 | 17.4442
|  | 2014-02-10 11:45:03 | 46.5988 | 1.367 | 5.468 | 7.0723 | 7.0723 | 0.984 | 0.984 | 0.74683 | 0.74683 | 1.6988 | 1.6988 | 17.4967 | 17.4967 | -13.1322 | -6.5661 | 0 | 35.5448 | 0 |  |  | 5.5774 |  | 0.11734 | 11.7342 | 0 | 13.1322 | 2014-02-10 08:30 | 17496.6667 | 17.4967
|  | 2014-02-10 12:15:15 | 46.7143 | 1.3517 | 5.4067 | 7.0745 | 7.0745 | 0.97967 | 0.97967 | 0.74633 | 0.74633 | 1.6988 | 1.6988 | 17.4405 | 17.4405 | -13.3679 | -6.6839 | 0 | 28.8609 | 0 |  |  | 5.2445 |  | 0.11574 | 11.5739 | 0 | 13.3679 | 2014-02-10 09:00 | 17440.5 | 17.4405
|  | 2014-02-10 12:45:03 | 46.4838 | 1.3937 | 5.5747 | 7.0652 | 7.0652 | 0.89667 | 0.89667 | 0.74783 | 0.74783 | 1.5524 | 1.5524 | 17.4263 | 17.4263 | -13.2208 | -6.6104 | 0 | 22.2505 | 0 |  |  | 5.1287 |  | 0.11993 | 11.9927 | 0 | 13.2208 | 2014-02-10 09:30 | 17426.3333 | 17.4263
|  | 2014-02-10 13:15:02 | 46.1227 | 1.3157 | 5.2627 | 7.0618 | 7.0618 | 0.79917 | 0.79917 | 0.74733 | 0.74733 | 1.5524 | 1.5524 | 17.3065 | 17.3065 | -13.3928 | -6.6964 | 0 | 15.5541 | 0 |  |  | 4.8417 |  | 0.1141 | 11.4102 | 0 | 13.3928 | 2014-02-10 10:00 | 17306.5 | 17.3065
|  | 2014-02-10 13:45:02 | 45.9072 | 1.2587 | 5.0347 | 7.0662 | 7.0662 | 0.78283 | 0.78283 | 0.74683 | 0.74683 | 1.3216 | 1.3216 | 17.279 | 17.279 | -13.6761 | -6.838 | 0 | 8.7161 | 0 |  |  | 4.934 |  | 0.10967 | 10.9671 | 0 | 13.6761 | 2014-02-10 10:30 | 17279 | 17.279
|  | 2014-02-10 14:15:02 | 45.8948 | 1.215 | 4.86 | 7.0622 | 7.0622 | 0.7655 | 0.7655 | 0.74683 | 0.74683 | 1.3216 | 1.3216 | 17.2382 | 17.2382 | -13.9006 | -6.9503 | 0 | 1.7658 | 0 |  |  | 5.103 |  | 0.10589 | 10.5894 | 0 | 13.9006 | 2014-02-10 11:00 | 17238.1667 | 17.2382
|  | 2014-02-10 14:45:03 | 45.6027 | 1.2508 | 5.0033 | 7.0728 | 7.0728 | 0.75733 | 0.75733 | 0.74717 | 0.74717 | 1.1344 | 1.1344 | 17.2382 | 17.2382 | -13.6494 | -6.8247 | 0 | 0 | 0 |  |  | 4.8532 |  | 0.10972 | 10.9716 | 0 | 3.5315 | 2014-02-10 11:30 | 17238.1667 | 17.2382
|  | 2014-02-10 15:15:03 | 45.5088 | 1.2562 | 5.0247 | 7.076 | 7.076 | 0.7185 | 0.7185 | 0.74767 | 0.74767 | 1.1344 | 1.1344 | 17.341 | 17.341 | -13.4666 | -6.7333 | 6.8247 | 0 | 0 |  |  | 4.7734 |  | 0.11041 | 11.0411 | 13.6494 | 0 | 2014-02-10 12:00 | 17341 | 17.341
|  | 2014-02-10 15:45:03 | 46.3327 | 1.203 | 4.812 | 7.0902 | 7.0902 | 0.7625 | 0.7625 | 0.74783 | 0.74783 | 0.4396 | 0.4396 | 17.3643 | 17.3643 | -15.1162 | -7.5581 | 6.7333 | 0 | 0 |  |  | 5.0045 |  | 0.10386 | 10.3858 | 13.4666 | 0 | 2014-02-10 12:30 | 17364.3333 | 17.3643
|  | 2014-02-10 16:15:02 | 47.2562 | 1.215 | 4.86 | 7.087 | 7.087 | 0.90567 | 0.90567 | 0.74767 | 0.74767 | 0.4396 | 0.4396 | 17.3842 | 17.3842 | -15.8321 | -7.916 | 7.5581 | 0 | 0 |  |  | 4.7142 |  | 0.10284 | 10.2844 | 15.1162 | 0 | 2014-02-10 13:00 | 17384.1667 | 17.3842
|  | 2014-02-10 16:45:02 | 48.667 | 1.212 | 4.848 | 7.0685 | 7.0685 | 0.99667 | 0.99667 | 0.7475 | 0.7475 | 0.0824 | 0.0824 | 17.35 | 17.35 | -17.5739 | -8.787 | 7.916 | 0 | 0 |  |  | 4.945 |  | 0.099616 | 9.9616 | 15.8321 | 0 | 2014-02-10 13:30 | 17350 | 17.35
|  | 2014-02-10 17:15:04 | 50.5868 | 1.2263 | 4.9053 | 7.0598 | 7.0598 | 1.0603 | 1.0603 | 0.7475 | 0.7475 | 0.0824 | 0.0824 | 17.4572 | 17.4572 | -19.2743 | -9.6371 | 8.787 | 0 | 0 |  |  | 4.4148 |  | 0.096969 | 9.6969 | 17.5739 | 0 | 2014-02-10 14:00 | 17457.1667 | 17.4572
|  | 2014-02-10 17:45:03 | 51.7662 | 1.1657 | 4.6627 | 7.0627 | 7.0627 | 1.0215 | 1.0215 | 0.74767 | 0.74767 | 0 | 0 | 17.4955 | 17.4955 | -20.7762 | -10.3881 | 9.6371 | 0 | 0 |  |  | 4.5694 |  | 0.090072 | 9.0072 | 19.2743 | 0 | 2014-02-10 14:30 | 17495.5 | 17.4955
|  | 2014-02-10 18:15:03 | 51.6783 | 1.2092 | 4.8367 | 7.0637 | 7.0637 | 1.0138 | 1.0138 | 0.748 | 0.748 | 0 | 0 | 17.4473 | 17.4473 | -20.5688 | -10.2844 | 10.3881 | 0 | 0 |  |  | 5.0785 |  | 0.093592 | 9.3592 | 20.7762 | 0 | 2014-02-10 15:00 | 17447.3333 | 17.4473
|  | 2014-02-10 18:45:01 | 51.0093 | 1.1938 | 4.7753 | 7.0573 | 7.0573 | 0.97183 | 0.97183 | 0.74767 | 0.74767 | 0 | 0 | 17.4565 | 17.4565 | -20.0007 | -10.0003 | 10.2844 | 0 | 0 |  |  | 4.8231 |  | 0.093617 | 9.3617 | 20.5688 | 0 | 2014-02-10 15:30 | 17456.5 | 17.4565
|  | 2014-02-10 19:15:02 | 50.0732 | 1.011 | 4.044 | 7.0478 | 7.0478 | 0.83067 | 0.83067 | 0.74717 | 0.74717 | 0 | 0 | 17.4387 | 17.4387 | -19.9648 | -9.9824 | 10.0003 | 0 | 0 |  |  | 4.4484 |  | 0.080762 | 8.0762 | 20.0007 | 0 | 2014-02-10 16:00 | 17438.6667 | 17.4387
|  | 2014-02-10 19:45:03 | 48.6243 | 1.1243 | 4.4973 | 7.0408 | 7.0408 | 0.83117 | 0.83117 | 0.74783 | 0.74783 | 0 | 0 | 17.4297 | 17.4297 | -18.0775 | -9.0388 | 9.9824 | 0 | 0 |  |  | 4.1825 |  | 0.092491 | 9.2491 | 19.9648 | 0 | 2014-02-10 16:30 | 17429.6667 | 17.4297
|  | 2014-02-10 20:15:02 | 47.0225 | 1.2257 | 4.9027 | 7.0388 | 7.0388 | 0.828 | 0.828 | 0.74767 | 0.74767 | 0 | 0 | 17.4077 | 17.4077 | -16.0977 | -8.0488 | 9.0388 | 0 | 0 |  |  | 5.1968 |  | 0.10426 | 10.4262 | 18.0775 | 0 | 2014-02-10 17:00 | 17407.6667 | 17.4077
|  | 2014-02-10 20:45:02 | 45.494 | 1.4115 | 5.646 | 7.0365 | 7.0365 | 0.81217 | 0.81217 | 0.74767 | 0.74767 | 0 | 0 | 17.411 | 17.411 | -13.8407 | -6.9203 | 8.0488 | 0 | 0 |  |  | 5.5895 |  | 0.1241 | 12.4104 | 16.0977 | 0 | 2014-02-10 17:30 | 17411 | 17.411
|  | 2014-02-10 21:15:03 | 43.4432 | 1.6437 | 6.5747 | 7.0293 | 7.0293 | 0.76167 | 0.76167 | 0.74683 | 0.74683 | 0 | 0 | 17.4225 | 17.4225 | -10.9082 | -5.4541 | 6.9203 | 0 | 0 |  |  | 7.1664 |  | 0.15134 | 15.1339 | 13.8407 | 0 | 2014-02-10 18:00 | 17422.5 | 17.4225
|  | 2014-02-10 21:45:04 | 40.9127 | 1.7402 | 6.9607 | 7.0238 | 7.0238 | 0.75667 | 0.75667 | 0.74483 | 0.74483 | 0 | 0 | 17.1652 | 17.1652 | -8.2615 | -4.1308 | 5.4541 | 0 | 0 |  |  | 7.5175 |  | 0.17013 | 17.0135 | 10.9082 | 0 | 2014-02-10 18:30 | 17165.1667 | 17.1652
|  | 2014-02-10 22:15:02 | 38.4407 | 1.7688 | 7.0753 | 7.0175 | 7.0175 | 0.742 | 0.742 | 0.74633 | 0.74633 | 0 | 0 | 16.9402 | 16.9402 | -5.9193 | -2.9597 | 4.1308 | 0 | 0 |  |  | 6.6508 |  | 0.18406 | 18.4059 | 8.2615 | 0 | 2014-02-10 19:00 | 16940.1667 | 16.9402
|  | 2014-02-10 22:45:02 | 36.1668 | 1.884 | 7.536 | 7.0212 | 7.0212 | 0.697 | 0.697 | 0.74317 | 0.74317 | 0 | 0 | 16.6365 | 16.6365 | -3.533 | -1.7665 | 2.9597 | 0 | 0 |  |  | 7.0838 |  | 0.20837 | 20.8368 | 5.9193 | 0 | 2014-02-10 19:30 | 16636.5 | 16.6365
|  | 2014-02-10 23:15:02 | 34.6278 | 2.1227 | 8.4907 | 7.0277 | 7.0277 | 0.58333 | 0.58333 | 0.58483 | 0.58483 | 0 | 0 | 16.6903 | 16.6903 | -1.251 | -0.6255 | 1.7665 | 0 | 0 |  |  | 8.2359 |  | 0.2452 | 24.5198 | 3.533 | 0 | 2014-02-10 20:00 | 16690.3333 | 16.6903
|  | 2014-02-10 23:45:03 | 33.52 | 2.1068 | 8.4273 | 7.0207 | 7.0207 | 0.5805 | 0.5805 | 0.5485 | 0.5485 | 0 | 0 | 16.2417 | 16.2417 | -0.70133 | -0.35067 | 0.6255 | 0 | 0 |  |  | 8.7644 |  | 0.25141 | 25.1412 | 1.251 | 0 | 2014-02-10 20:30 | 16241.6667 | 16.2417
|  | 2014-02-11 00:15:02 | 33.6883 | 1.963 | 7.852 | 7.0015 | 7.0015 | 0.56533 | 0.56533 | 0.60183 | 0.60183 | 0 | 0 | 16.7525 | 16.7525 | -0.91517 | -0.45758 | 0.35067 | 0 | 0 |  |  | 7.1453 |  | 0.23308 | 23.3078 | 0.70133 | 0 | 2014-02-10 21:00 | 16752.5 | 16.7525
|  | 2014-02-11 00:45:11 | 34.1247 | 2.3962 | 9.5847 | 7.0043 | 7.0043 | 0.56433 | 0.56433 | 0.68217 | 0.68217 | 0 | 0 | 16.2815 | 16.2815 | -0.0076667 | -0.0038333 | 0.45758 | 0 | 0 |  |  | 10.0639 |  | 0.28087 | 28.0872 | 0.91517 | 0 | 2014-02-10 21:30 | 16281.5 | 16.2815
|  | 2014-02-11 01:20:11 | 33.7472 | 2.9158 | 11.6633 | 7.0068 | 7.0068 | 0.56117 | 0.56117 | 0.74733 | 0.74733 | 0 | 0 | 15.6592 | 15.6592 | 1.8907 | 0.94533 | 0.0038333 | 0.94533 | 0 |  |  | 12.8297 |  | 0.34561 | 34.5609 | 0.0076667 | 0 | 2014-02-10 22:00 | 15659.1667 | 15.6592
|  | 2014-02-11 01:50:02 | 33.0168 | 3.3293 | 13.3173 | 7.0123 | 7.0123 | 0.55933 | 0.55933 | 0.6975 | 0.6975 | 0 | 0 | 14.8172 | 14.8172 | 3.3868 | 1.6934 | 0 | 2.6388 | 0 |  |  | 12.1188 |  | 0.40335 | 40.335 | 0 | 0 | 2014-02-10 22:30 | 14817.1667 | 14.8172
|  | 2014-02-11 02:20:04 | 32.4977 | 3.572 | 14.288 | 6.9822 | 6.9822 | 0.54617 | 0.54617 | 0.659 | 0.659 | 0 | 0 | 14.142 | 14.142 | 4.1197 | 2.0598 | 0 | 4.6986 | 0 |  |  | 15.0024 |  | 0.43966 | 43.9662 | 0 | 0 | 2014-02-10 23:00 | 14142 | 14.142
|  | 2014-02-11 02:50:03 | 32.2792 | 3.6518 | 14.6073 | 6.9745 | 6.9745 | 0.56317 | 0.56317 | 0.7475 | 0.7475 | 0 | 0 | 13.8603 | 13.8603 | 4.4737 | 2.2368 | 0 | 6.9354 | 0 |  |  | 13.877 |  | 0.45253 | 45.2531 | 0 | 0 | 2014-02-10 23:30 | 13860.3333 | 13.8603
|  | 2014-02-11 03:20:05 | 31.7218 | 3.8765 | 15.506 | 6.9787 | 6.9787 | 0.5685 | 0.5685 | 0.74783 | 0.74783 | 0 | 0 | 13.1312 | 13.1312 | 5.2103 | 2.6052 | 0 | 9.5406 | 0 |  |  | 14.2655 |  | 0.48881 | 48.8812 | 0 | 0 | 2014-02-11 | 13131.1667 | 13.1312
|  | 2014-02-11 03:50:03 | 31.4485 | 3.9393 | 15.7573 | 6.968 | 6.968 | 0.5665 | 0.5665 | 0.74767 | 0.74767 | 0 | 0 | 12.8303 | 12.8303 | 5.4213 | 2.7107 | 0 | 12.2513 | 0 |  |  | 14.8119 |  | 0.50105 | 50.1052 | 0 | 0 | 2014-02-11 00:30 | 12830.3333 | 12.8303
|  | 2014-02-11 04:20:04 | 30.9513 | 4.0385 | 16.154 | 6.9657 | 6.9657 | 0.56883 | 0.56883 | 0.7475 | 0.7475 | 0 | 0 | 12.2167 | 12.2167 | 5.7013 | 2.8507 | 0 | 15.1019 | 0 |  |  | 16.9617 |  | 0.52192 | 52.1916 | 0 | 0 | 2014-02-11 01:00 | 12216.6667 | 12.2167
|  | 2014-02-11 04:50:03 | 30.7443 | 4.1512 | 16.6047 | 6.9635 | 6.9635 | 0.569 | 0.569 | 0.7475 | 0.7475 | 0 | 0 | 12.3842 | 12.3842 | 6.5245 | 3.2622 | 0 | 18.3642 | 0 |  |  | 17.933 |  | 0.54009 | 54.0089 | 0 | 0 | 2014-02-11 01:30 | 12384.1667 | 12.3842
|  | 2014-02-11 05:20:03 | 31.616 | 4.2103 | 16.8413 | 6.9682 | 6.9682 | 0.56917 | 0.56917 | 0.74683 | 0.74683 | 0 | 0 | 13.165 | 13.165 | 6.6745 | 3.3373 | 0 | 21.7014 | 0 |  |  | 16.1677 |  | 0.53268 | 53.2684 | 0 | 0 | 2014-02-11 02:00 | 13165 | 13.165
|  | 2014-02-11 05:50:03 | 33.2673 | 4.3255 | 17.302 | 6.9693 | 6.9693 | 0.56917 | 0.56917 | 0.7475 | 0.7475 | 0 | 0 | 13.9835 | 13.9835 | 6.3042 | 3.1521 | 0 | 24.8535 | 0 |  |  | 17.129 |  | 0.52009 | 52.009 | 0 | 0 | 2014-02-11 02:30 | 13983.5 | 13.9835
|  | 2014-02-11 06:20:04 | 35.3388 | 4.3485 | 17.394 | 6.965 | 6.965 | 0.56683 | 0.56683 | 0.74533 | 0.74533 | 0 | 0 | 14.9567 | 14.9567 | 5.289 | 2.6445 | 0 | 27.498 | 0 |  |  | 16.3504 |  | 0.49221 | 49.2206 | 0 | 0 | 2014-02-11 03:00 | 14956.6667 | 14.9567
|  | 2014-02-11 06:50:04 | 39.2135 | 4.4583 | 17.8333 | 6.9698 | 6.9698 | 0.65883 | 0.65883 | 0.74583 | 0.74583 | 0 | 0 | 15.7575 | 15.7575 | 2.7518 | 1.3759 | 0 | 28.8739 | 0 |  |  | 17.2983 |  | 0.45478 | 45.4775 | 0 | 0 | 2014-02-11 03:30 | 15757.5 | 15.7575
|  | 2014-02-11 07:20:03 | 42.7577 | 4.7072 | 18.8287 | 6.9692 | 6.9692 | 0.76667 | 0.76667 | 0.7475 | 0.7475 | 0 | 0 | 15.9528 | 15.9528 | 0.50717 | 0.25358 | 0 | 29.1275 | 0 |  |  | 17.6989 |  | 0.44036 | 44.0358 | 0 | 0 | 2014-02-11 04:00 | 15952.8333 | 15.9528
|  | 2014-02-11 07:50:04 | 44.2088 | 4.8695 | 19.478 | 6.9692 | 6.9692 | 0.66367 | 0.66367 | 0.74733 | 0.74733 | 0 | 0 | 16.0808 | 16.0808 | -0.26983 | -0.13492 | 0 | 28.9926 | 0 |  |  | 20.4519 |  | 0.44059 | 44.0591 | 0 | 0.26983 | 2014-02-11 04:30 | 16080.8333 | 16.0808
|  | 2014-02-11 08:20:03 | 45.1295 | 4.6103 | 18.4413 | 6.9703 | 6.9703 | 0.66467 | 0.66467 | 0.74717 | 0.74717 | 0 | 0 | 16.1468 | 16.1468 | -2.1592 | -1.0796 | 0 | 27.913 | 0 |  |  | 19.5478 |  | 0.40863 | 40.8631 | 0 | 2.1592 | 2014-02-11 05:00 | 16146.8333 | 16.1468
|  | 2014-02-11 08:50:03 | 45.5293 | 4.4335 | 17.734 | 6.966 | 6.966 | 0.75583 | 0.75583 | 0.74217 | 0.74217 | 0.3928 | 0.3928 | 16.1523 | 16.1523 | -2.7862 | -1.3931 | 0 | 26.5199 | 0 |  |  | 16.4926 |  | 0.38951 | 38.9507 | 0 | 2.7862 | 2014-02-11 05:30 | 16152.3333 | 16.1523
|  | 2014-02-11 09:20:04 | 46.7857 | 4.299 | 17.196 | 6.9488 | 6.9488 | 0.89417 | 0.89417 | 0.7475 | 0.7475 | 0.3928 | 0.3928 | 16.2808 | 16.2808 | -4.3255 | -2.1628 | 0 | 24.3571 | 0 |  |  | 15.6484 |  | 0.36755 | 36.7548 | 0 | 4.3255 | 2014-02-11 06:00 | 16280.8333 | 16.2808
|  | 2014-02-11 09:50:02 | 47.1297 | 4.3087 | 17.2347 | 6.9367 | 6.9367 | 0.87183 | 0.87183 | 0.74733 | 0.74733 | 0.7608 | 0.7608 | 16.2337 | 16.2337 | -4.3447 | -2.1723 | 0 | 22.1848 | 0 |  |  | 16.5453 |  | 0.36569 | 36.5686 | 0 | 4.3447 | 2014-02-11 06:30 | 16233.6667 | 16.2337
|  | 2014-02-11 10:20:02 | 47.1648 | 4.3248 | 17.2993 | 6.9285 | 6.9285 | 0.86967 | 0.86967 | 0.74717 | 0.74717 | 0.7608 | 0.7608 | 16.2088 | 16.2088 | -4.3505 | -2.1753 | 0 | 20.0095 | 0 |  |  | 16.4344 |  | 0.36678 | 36.6785 | 0 | 4.3505 | 2014-02-11 07:00 | 16208.8333 | 16.2088
|  | 2014-02-11 10:50:03 | 47.2968 | 4.4247 | 17.6987 | 6.9132 | 6.9132 | 0.83583 | 0.83583 | 0.74733 | 0.74733 | 1.0752 | 1.0752 | 16.2625 | 16.2625 | -3.7641 | -1.8821 | 0 | 18.1274 | 0 |  |  | 16.2828 |  | 0.3742 | 37.4204 | 0 | 3.7641 | 2014-02-11 07:30 | 16262.5 | 16.2625
|  | 2014-02-11 11:20:03 | 47.2432 | 4.598 | 18.392 | 6.8955 | 6.8955 | 0.75483 | 0.75483 | 0.74767 | 0.74767 | 1.0752 | 1.0752 | 16.2672 | 16.2672 | -3.1108 | -1.5554 | 0 | 16.572 | 0 |  |  | 16.9206 |  | 0.3893 | 38.9305 | 0 | 3.1108 | 2014-02-11 08:00 | 16267.1667 | 16.2672
|  | 2014-02-11 11:50:09 | 47.1835 | 4.7325 | 18.93 | 6.9033 | 6.9033 | 0.77283 | 0.77283 | 0.74733 | 0.74733 | 1.7644 | 1.7644 | 16.266 | 16.266 | -1.7996 | -0.8998 | 0 | 15.6722 | 0 |  |  | 17.7942 |  | 0.4012 | 40.12 | 0 | 1.7996 | 2014-02-11 08:30 | 16266 | 16.266
|  | 2014-02-11 12:20:02 | 46.9043 | 4.7017 | 18.8067 | 6.9095 | 6.9095 | 0.75217 | 0.75217 | 0.74733 | 0.74733 | 1.7644 | 1.7644 | 16.2503 | 16.2503 | -1.6739 | -0.83697 | 0 | 14.8353 | 0 |  |  | 18.9947 |  | 0.40096 | 40.0958 | 0 | 1.6739 | 2014-02-11 09:00 | 16250.3333 | 16.2503
|  | 2014-02-11 12:50:04 | 46.1008 | 4.597 | 18.388 | 6.916 | 6.916 | 0.75233 | 0.75233 | 0.747 | 0.747 | 1.572 | 1.572 | 16.3308 | 16.3308 | -1.3947 | -0.69733 | 0 | 14.1379 | 0 |  |  | 18.5719 |  | 0.39886 | 39.8865 | 0 | 1.3947 | 2014-02-11 09:30 | 16330.8333 | 16.3308
|  | 2014-02-11 13:20:03 | 45.4492 | 4.4683 | 17.8733 | 6.9163 | 6.9163 | 0.7345 | 0.7345 | 0.64467 | 0.64467 | 1.572 | 1.572 | 16.4023 | 16.4023 | -1.306 | -0.653 | 0 | 13.4849 | 0 |  |  | 18.0521 |  | 0.39326 | 39.326 | 0 | 1.306 | 2014-02-11 10:00 | 16402.3333 | 16.4023
|  | 2014-02-11 13:50:03 | 44.9587 | 4.6573 | 18.6293 | 6.9148 | 6.9148 | 0.67417 | 0.67417 | 0.62683 | 0.62683 | 1.1984 | 1.1984 | 16.4535 | 16.4535 | -0.4616 | -0.2308 | 0 | 13.2541 | 0 |  |  | 19.9334 |  | 0.41437 | 41.4366 | 0 | 0.4616 | 2014-02-11 10:30 | 16453.5 | 16.4535
|  | 2014-02-11 14:20:05 | 44.528 | 5.0373 | 20.1493 | 6.9178 | 6.9178 | 0.64517 | 0.64517 | 0.62667 | 0.62667 | 1.1984 | 1.1984 | 16.4122 | 16.4122 | 1.4216 | 0.71078 | 0 | 13.9649 | 0 |  |  | 21.9628 |  | 0.45251 | 45.2509 | 0 | 0 | 2014-02-11 11:00 | 16412.1667 | 16.4122
|  | 2014-02-11 14:50:04 | 44.0805 | 5.0233 | 20.0933 | 6.9158 | 6.9158 | 0.616 | 0.616 | 0.62567 | 0.62567 | 0.6916 | 0.6916 | 16.5018 | 16.5018 | 1.3638 | 0.68188 | 0 | 14.6468 | 0 |  |  | 20.6961 |  | 0.45583 | 45.5833 | 0 | 0 | 2014-02-11 11:30 | 16501.8333 | 16.5018
|  | 2014-02-11 15:20:02 | 44.1945 | 4.8307 | 19.3227 | 6.9078 | 6.9078 | 0.61033 | 0.61033 | 0.62533 | 0.62533 | 0.6916 | 0.6916 | 16.5162 | 16.5162 | 0.47943 | 0.23972 | 0 | 14.8865 | 0 |  |  | 19.3227 |  | 0.43722 | 43.7219 | 0 | 0 | 2014-02-11 12:00 | 16516.1667 | 16.5162
|  | 2014-02-11 15:50:03 | 45.2965 | 4.5418 | 18.1673 | 6.9148 | 6.9148 | 0.61183 | 0.61183 | 0.64083 | 0.64083 | 0.4476 | 0.4476 | 16.421 | 16.421 | -2.0931 | -1.0465 | 0 | 13.84 | 0 |  |  | 16.8956 |  | 0.40108 | 40.1076 | 0 | 2.0931 | 2014-02-11 12:30 | 16421 | 16.421
|  | 2014-02-11 16:20:03 | 46.5028 | 4.1978 | 16.7913 | 6.9148 | 6.9148 | 0.6605 | 0.6605 | 0.68033 | 0.68033 | 0.4476 | 0.4476 | 16.4102 | 16.4102 | -4.5981 | -2.299 | 0 | 11.541 | 0 |  |  | 17.463 |  | 0.36108 | 36.1082 | 0 | 4.5981 | 2014-02-11 13:00 | 16410.1667 | 16.4102
|  | 2014-02-11 16:50:06 | 47.9777 | 3.8197 | 15.2787 | 6.9182 | 6.9182 | 0.89267 | 0.89267 | 0.7475 | 0.7475 | 0.1904 | 0.1904 | 16.5073 | 16.5073 | -7.4429 | -3.7215 | 0 | 7.8195 | 0 |  |  | 14.6675 |  | 0.31845 | 31.8454 | 0 | 7.4429 | 2014-02-11 13:30 | 16507.3333 | 16.5073
|  | 2014-02-11 17:20:02 | 50.063 | 3.6785 | 14.714 | 6.9195 | 6.9195 | 0.94683 | 0.94683 | 0.74767 | 0.74767 | 0.1904 | 0.1904 | 16.6303 | 16.6303 | -9.9143 | -4.9571 | 0 | 2.8624 | 0 |  |  | 13.9783 |  | 0.29391 | 29.391 | 0 | 9.9143 | 2014-02-11 14:00 | 16630.3333 | 16.6303
|  | 2014-02-11 17:50:03 | 50.9985 | 3.8445 | 15.378 | 6.9292 | 6.9292 | 0.94867 | 0.94867 | 0.74733 | 0.74733 | 0 | 0 | 16.6797 | 16.6797 | -10.3157 | -5.1578 | 0 | 0 | 0 |  |  | 14.4553 |  | 0.30154 | 30.1538 | 0 | 5.7247 | 2014-02-11 14:30 | 16679.6667 | 16.6797
|  | 2014-02-11 18:20:04 | 50.7915 | 3.9578 | 15.8313 | 6.9395 | 6.9395 | 0.94167 | 0.94167 | 0.7475 | 0.7475 | 0 | 0 | 16.6113 | 16.6113 | -9.7202 | -4.8601 | 5.1578 | 0 | 0 |  |  | 16.9395 |  | 0.31169 | 31.1693 | 10.3157 | 0 | 2014-02-11 15:00 | 16611.3333 | 16.6113
|  | 2014-02-11 18:50:03 | 50.2392 | 4.1782 | 16.7127 | 6.9485 | 6.9485 | 0.928 | 0.928 | 0.74767 | 0.74767 | 0 | 0 | 16.5893 | 16.5893 | -8.313 | -4.1565 | 4.8601 | 0 | 0 |  |  | 15.7099 |  | 0.33266 | 33.2662 | 9.7202 | 0 | 2014-02-11 15:30 | 16589.3333 | 16.5893
|  | 2014-02-11 19:20:02 | 49.2793 | 4.2498 | 16.9993 | 6.9607 | 6.9607 | 0.92467 | 0.92467 | 0.74733 | 0.74733 | 0 | 0 | 16.514 | 16.514 | -7.1333 | -3.5667 | 4.1565 | 0 | 0 |  |  | 18.6993 |  | 0.34496 | 34.4959 | 8.313 | 0 | 2014-02-11 16:00 | 16514 | 16.514
|  | 2014-02-11 19:50:03 | 47.8745 | 4.5662 | 18.2647 | 7.0338 | 7.0338 | 0.86783 | 0.86783 | 0.74717 | 0.74717 | 0 | 0 | 16.3917 | 16.3917 | -4.5693 | -2.2847 | 3.5667 | 0 | 0 |  |  | 19.1779 |  | 0.38151 | 38.1511 | 7.1333 | 0 | 2014-02-11 16:30 | 16391.6667 | 16.3917
|  | 2014-02-11 20:20:03 | 46.2368 | 4.7905 | 19.162 | 7.0362 | 7.0362 | 0.76083 | 0.76083 | 0.74733 | 0.74733 | 0 | 0 | 16.3945 | 16.3945 | -2.136 | -1.068 | 2.2847 | 0 | 0 |  |  | 17.4374 |  | 0.41443 | 41.4431 | 4.5693 | 0 | 2014-02-11 17:00 | 16394.5 | 16.3945
|  | 2014-02-11 20:50:05 | 44.5572 | 4.7852 | 19.1407 | 7.0325 | 7.0325 | 0.68083 | 0.68083 | 0.66867 | 0.66867 | 0 | 0 | 16.3443 | 16.3443 | -0.69017 | -0.34508 | 1.068 | 0 | 0 |  |  | 17.2266 |  | 0.42958 | 42.9575 | 2.136 | 0 | 2014-02-11 17:30 | 16344.3333 | 16.3443
|  | 2014-02-11 21:20:04 | 42.4558 | 4.793 | 19.172 | 7.0503 | 7.0503 | 0.57917 | 0.57917 | 0.66617 | 0.66617 | 0 | 0 | 16.013 | 16.013 | 1.0248 | 0.51242 | 0.34508 | 0.51242 | 0 |  |  | 18.4051 |  | 0.45158 | 45.1575 | 0.69017 | 0 | 2014-02-11 18:00 | 16013 | 16.013
|  | 2014-02-11 21:50:02 | 40.045 | 5.018 | 20.072 | 7.0637 | 7.0637 | 0.566 | 0.566 | 0.73283 | 0.73283 | 0 | 0 | 15.4708 | 15.4708 | 3.8603 | 1.9302 | 0 | 2.4426 | 0 |  |  | 22.0792 |  | 0.50124 | 50.1236 | 0 | 0 | 2014-02-11 18:30 | 15470.8333 | 15.4708
|  | 2014-02-11 22:20:06 | 37.7105 | 5.1393 | 20.5573 | 7.0673 | 7.0673 | 0.56183 | 0.56183 | 0.62883 | 0.62883 | 0 | 0 | 14.9682 | 14.9682 | 6.073 | 3.0365 | 0 | 5.4791 | 0 |  |  | 19.9406 |  | 0.54514 | 54.5136 | 0 | 0 | 2014-02-11 19:00 | 14968.1667 | 14.9682
|  | 2014-02-11 22:50:04 | 35.5098 | 5.0953 | 20.3813 | 7.0667 | 7.0667 | 0.55217 | 0.55217 | 0.6025 | 0.6025 | 0 | 0 | 14.0772 | 14.0772 | 7.17 | 3.585 | 0 | 9.0641 | 0 |  |  | 19.5661 |  | 0.57396 | 57.3963 | 0 | 0 | 2014-02-11 19:30 | 14077.1667 | 14.0772
|  | 2014-02-11 23:20:04 | 34.2013 | 5.0743 | 20.2973 | 7.0767 | 7.0767 | 0.54 | 0.54 | 0.37067 | 0.37067 | 0 | 0 | 13.7505 | 13.7505 | 7.8338 | 3.9169 | 0 | 12.981 | 0 |  |  | 21.1092 |  | 0.59347 | 59.3466 | 0 | 0 | 2014-02-11 20:00 | 13750.5 | 13.7505
|  | 2014-02-11 23:50:03 | 33.53 | 5.1618 | 20.6473 | 7.092 | 7.092 | 0.544 | 0.544 | 0.301 | 0.301 | 0 | 0 | 13.4228 | 13.4228 | 8.4772 | 4.2386 | 0 | 17.2196 | 0 |  |  | 21.6797 |  | 0.61579 | 61.5787 | 0 | 0 | 2014-02-11 20:30 | 13422.8333 | 13.4228
|  | 2014-02-12 00:20:04 | 33.6023 | 5.087 | 20.348 | 7.1137 | 7.1137 | 0.54967 | 0.54967 | 0.30033 | 0.30033 | 0 | 0 | 13.8673 | 13.8673 | 8.5767 | 4.2883 | 0 | 21.5079 | 0 |  |  | 19.941 |  | 0.60555 | 60.5553 | 0 | 0 | 2014-02-11 21:00 | 13867.3333 | 13.8673
|  | 2014-02-12 00:50:03 | 33.8623 | 4.9953 | 19.9813 | 7.1263 | 7.1263 | 0.54817 | 0.54817 | 0.302 | 0.302 | 0 | 0 | 14.2117 | 14.2117 | 8.3072 | 4.1536 | 0 | 25.6615 | 0 |  |  | 21.9795 |  | 0.59008 | 59.0076 | 0 | 0 | 2014-02-11 21:30 | 14211.6667 | 14.2117
|  | 2014-02-12 01:20:03 | 33.5862 | 5.0065 | 20.026 | 7.1452 | 7.1452 | 0.54717 | 0.54717 | 0.30133 | 0.30133 | 0 | 0 | 14.2245 | 14.2245 | 8.658 | 4.329 | 0 | 29.9905 | 0 |  |  | 18.6242 |  | 0.59626 | 59.6257 | 0 | 0 | 2014-02-11 22:00 | 14224.5 | 14.2245
|  | 2014-02-12 01:50:45 | 33.0062 | 5.0153 | 20.0613 | 7.1532 | 7.1532 | 0.54717 | 0.54717 | 0.30217 | 0.30217 | 0 | 0 | 13.9638 | 13.9638 | 9.0215 | 4.5108 | 0 | 34.5012 | 0 |  |  | 21.0644 |  | 0.60781 | 60.7806 | 0 | 0 | 2014-02-11 22:30 | 13963.8333 | 13.9638
|  | 2014-02-12 02:20:03 | 32.4433 | 4.9252 | 19.7007 | 7.1633 | 7.1633 | 0.54867 | 0.54867 | 0.302 | 0.302 | 0 | 0 | 13.4697 | 13.4697 | 8.741 | 4.3705 | 0 | 38.8717 | 0 |  |  | 19.8977 |  | 0.60723 | 60.7233 | 0 | 0 | 2014-02-11 23:00 | 13469.6667 | 13.4697
|  | 2014-02-12 02:50:04 | 32.367 | 4.903 | 19.612 | 7.1627 | 7.1627 | 0.54867 | 0.54867 | 0.30183 | 0.30183 | 0 | 0 | 13.483 | 13.483 | 8.7412 | 4.3706 | 0 | 43.2423 | 0 |  |  | 20.5926 |  | 0.60593 | 60.5926 | 0 | 0 | 2014-02-11 23:30 | 13483 | 13.483
|  | 2014-02-12 03:20:03 | 32.248 | 4.8602 | 19.4407 | 7.1675 | 7.1675 | 0.54767 | 0.54767 | 0.30117 | 0.30117 | 0 | 0 | 13.3325 | 13.3325 | 8.5415 | 4.2708 | 0 | 47.5131 | 0 |  |  | 19.8295 |  | 0.60285 | 60.2849 | 0 | 0 | 2014-02-12 | 13332.5 | 13.3325
|  | 2014-02-12 03:50:03 | 31.618 | 4.7775 | 19.11 | 7.1703 | 7.1703 | 0.53067 | 0.53067 | 0.30017 | 0.30017 | 0 | 0 | 12.7602 | 12.7602 | 8.2533 | 4.1267 | 0 | 51.6397 | 0 |  |  | 19.11 |  | 0.6044 | 60.4403 | 0 | 0 | 2014-02-12 00:30 | 12760.1667 | 12.7602
|  | 2014-02-12 04:20:03 | 31.3827 | 4.901 | 19.604 | 7.1805 | 7.1805 | 0.54133 | 0.54133 | 0.30117 | 0.30117 | 0 | 0 | 12.4575 | 12.4575 | 8.7018 | 4.3509 | 0 | 55.9907 | 0 |  |  | 20.5842 |  | 0.62468 | 62.4676 | 0 | 0 | 2014-02-12 01:00 | 12457.5 | 12.4575
|  | 2014-02-12 04:50:02 | 31.3355 | 4.5818 | 18.3273 | 7.2028 | 7.2028 | 0.55583 | 0.55583 | 0.3005 | 0.3005 | 0 | 0 | 12.8593 | 12.8593 | 7.9103 | 3.9552 | 0 | 59.9458 | 0 |  |  | 17.411 |  | 0.58487 | 58.4874 | 0 | 0 | 2014-02-12 01:30 | 12859.3333 | 12.8593
|  | 2014-02-12 05:20:02 | 31.9023 | 4.346 | 17.384 | 7.2257 | 7.2257 | 0.56233 | 0.56233 | 0.30183 | 0.30183 | 0 | 0 | 13.4098 | 13.4098 | 6.9813 | 3.4907 | 0 | 63.4365 | 0 |  |  | 18.7747 |  | 0.54491 | 54.4913 | 0 | 0 | 2014-02-12 02:00 | 13409.8333 | 13.4098
|  | 2014-02-12 05:50:03 | 33.4027 | 4.0537 | 16.2147 | 7.2388 | 7.2388 | 0.56383 | 0.56383 | 0.31717 | 0.31717 | 0 | 0 | 14.3437 | 14.3437 | 5.2755 | 2.6378 | 0 | 66.0742 | 0 |  |  | 16.8633 |  | 0.48543 | 48.543 | 0 | 0 | 2014-02-12 02:30 | 14343.6667 | 14.3437
|  | 2014-02-12 06:20:03 | 36.022 | 3.8372 | 15.3487 | 7.2602 | 7.2602 | 0.55167 | 0.55167 | 0.4525 | 0.4525 | 0 | 0 | 15.5997 | 15.5997 | 3.1907 | 1.5953 | 0 | 67.6696 | 0 |  |  | 14.4277 |  | 0.42609 | 42.6091 | 0 | 0 | 2014-02-12 03:00 | 15599.6667 | 15.5997
|  | 2014-02-12 06:50:04 | 39.6475 | 4.1672 | 16.6687 | 7.266 | 7.266 | 0.6325 | 0.6325 | 0.66383 | 0.66383 | 0 | 0 | 16.0862 | 16.0862 | 1.6697 | 0.83483 | 0 | 68.5044 | 0 |  |  | 16.1686 |  | 0.42042 | 42.0422 | 0 | 0 | 2014-02-12 03:30 | 16086.1667 | 16.0862
|  | 2014-02-12 07:20:05 | 42.9348 | 4.4508 | 17.8033 | 7.2617 | 7.2617 | 0.80583 | 0.80583 | 0.73417 | 0.73417 | 0 | 0 | 16.6368 | 16.6368 | 0.307 | 0.1535 | 0 | 68.6579 | 0 |  |  | 17.0912 |  | 0.41466 | 41.4659 | 0 | 0 | 2014-02-12 04:00 | 16636.8333 | 16.6368
|  | 2014-02-12 07:50:04 | 44.1132 | 4.4825 | 17.93 | 7.2548 | 7.2548 | 0.8935 | 0.8935 | 0.735 | 0.735 | 0 | 0 | 16.8395 | 16.8395 | -0.46033 | -0.23017 | 0 | 68.4277 | 0 |  |  | 17.3921 |  | 0.40645 | 40.6455 | 0 | 0.46033 | 2014-02-12 04:30 | 16839.5 | 16.8395
|  | 2014-02-12 08:20:02 | 45.1205 | 4.7175 | 18.87 | 7.2567 | 7.2567 | 0.8925 | 0.8925 | 0.744 | 0.744 | 0 | 0 | 16.9568 | 16.9568 | -0.4005 | -0.20025 | 0 | 68.2275 | 0 |  |  | 18.3039 |  | 0.41821 | 41.8213 | 0 | 0.4005 | 2014-02-12 05:00 | 16956.8333 | 16.9568
|  | 2014-02-12 08:50:02 | 45.7315 | 4.9135 | 19.654 | 7.2592 | 7.2592 | 0.88583 | 0.88583 | 0.747 | 0.747 | 0.7776 | 0.7776 | 16.9013 | 16.9013 | 0.49343 | 0.24672 | 0 | 68.4742 | 0 |  |  | 18.4748 |  | 0.42977 | 42.9769 | 0 | 0 | 2014-02-12 05:30 | 16901.3333 | 16.9013
|  | 2014-02-12 09:20:04 | 46.8482 | 4.996 | 19.984 | 7.2682 | 7.2682 | 0.87283 | 0.87283 | 0.747 | 0.747 | 0.7776 | 0.7776 | 16.8962 | 16.8962 | -0.3024 | -0.1512 | 0 | 68.323 | 0 |  |  | 19.7842 |  | 0.42657 | 42.657 | 0 | 0.3024 | 2014-02-12 06:00 | 16896.1667 | 16.8962
|  | 2014-02-12 09:50:03 | 47.007 | 5.2143 | 20.8573 | 7.2828 | 7.2828 | 0.83017 | 0.83017 | 0.74567 | 0.74567 | 1.5068 | 1.5068 | 16.8922 | 16.8922 | 1.108 | 0.55398 | 0 | 68.877 | 0 |  |  | 20.2316 |  | 0.44371 | 44.3707 | 0 | 0 | 2014-02-12 06:30 | 16892.1667 | 16.8922
|  | 2014-02-12 10:20:03 | 47.1545 | 5.4168 | 21.6673 | 7.3008 | 7.3008 | 0.86617 | 0.86617 | 0.74617 | 0.74617 | 1.5068 | 1.5068 | 16.98 | 16.98 | 1.9128 | 0.9564 | 0 | 69.8334 | 0 |  |  | 21.4507 |  | 0.4595 | 45.9497 | 0 | 0 | 2014-02-12 07:00 | 16980 | 16.98
|  | 2014-02-12 10:50:02 | 47.4233 | 5.4237 | 21.6947 | 7.3132 | 7.3132 | 0.78467 | 0.78467 | 0.74767 | 0.74767 | 2.0052 | 2.0052 | 17.056 | 17.056 | 2.178 | 1.089 | 0 | 70.9224 | 0 |  |  | 20.176 |  | 0.45747 | 45.7468 | 0 | 0 | 2014-02-12 07:30 | 17056 | 17.056
|  | 2014-02-12 11:20:03 | 47.7983 | 5.58 | 22.32 | 7.3245 | 7.3245 | 0.63367 | 0.63367 | 0.74717 | 0.74717 | 2.0052 | 2.0052 | 17.0135 | 17.0135 | 2.2457 | 1.1229 | 0 | 72.0453 | 0 |  |  | 20.5344 |  | 0.46696 | 46.6962 | 0 | 0 | 2014-02-12 08:00 | 17013.5 | 17.0135
|  | 2014-02-12 11:50:01 | 47.9665 | 5.5927 | 22.3707 | 7.3427 | 7.3427 | 0.63383 | 0.63383 | 0.7475 | 0.7475 | 2.9348 | 2.9348 | 17.1373 | 17.1373 | 3.2003 | 1.6001 | 0 | 73.6454 | 0 |  |  | 21.0284 |  | 0.46638 | 46.6381 | 0 | 0 | 2014-02-12 08:30 | 17137.3333 | 17.1373
|  | 2014-02-12 12:20:01 | 48.1068 | 5.41 | 21.64 | 7.3692 | 7.3692 | 0.62217 | 0.62217 | 0.7475 | 0.7475 | 2.9348 | 2.9348 | 17.1925 | 17.1925 | 2.3993 | 1.1996 | 0 | 74.8451 | 0 |  |  | 20.9908 |  | 0.44983 | 44.9832 | 0 | 0 | 2014-02-12 09:00 | 17192.5 | 17.1925
|  | 2014-02-12 12:51:40 | 47.9033 | 5.1415 | 20.566 | 7.376 | 7.376 | 0.58533 | 0.58533 | 0.74733 | 0.74733 | 2.83 | 2.83 | 17.2075 | 17.2075 | 1.4088 | 0.70442 | 0 | 75.5495 | 0 |  |  | 19.949 |  | 0.42932 | 42.9323 | 0 | 0 | 2014-02-12 09:30 | 17207.5 | 17.2075
|  | 2014-02-12 13:20:01 | 48.113 | 4.9927 | 19.9707 | 7.3907 | 7.3907 | 0.5355 | 0.5355 | 0.74733 | 0.74733 | 2.83 | 2.83 | 17.239 | 17.239 | 0.60017 | 0.30008 | 0 | 75.8496 | 0 |  |  | 18.7724 |  | 0.41508 | 41.5078 | 0 | 0 | 2014-02-12 10:00 | 17239 | 17.239
|  | 2014-02-12 13:52:09 | 48.1812 | 5.174 | 20.696 | 7.3993 | 7.3993 | 0.53917 | 0.53917 | 0.74717 | 0.74717 | 4.4624 | 4.4624 | 17.1543 | 17.1543 | 2.8172 | 1.4086 | 0 | 77.2582 | 0 |  |  | 21.9378 |  | 0.42955 | 42.9545 | 0 | 0 | 2014-02-12 10:30 | 17154.3333 | 17.1543
|  | 2014-02-12 14:21:10 | 48.0088 | 5.3497 | 21.3987 | 7.3905 | 7.3905 | 0.54583 | 0.54583 | 0.74667 | 0.74667 | 4.4624 | 4.4624 | 17.2248 | 17.2248 | 3.7601 | 1.88 | 0 | 79.1382 | 0 |  |  | 20.1147 |  | 0.44572 | 44.5724 | 0 | 0 | 2014-02-12 11:00 | 17224.8333 | 17.2248
|  | 2014-02-12 14:50:07 | 47.4638 | 5.0863 | 20.3453 | 7.3977 | 7.3977 | 0.5445 | 0.5445 | 0.69567 | 0.69567 | 3.2636 | 3.2636 | 17.4672 | 17.4672 | 2.2501 | 1.125 | 0 | 80.2633 | 0 |  |  | 19.735 |  | 0.42865 | 42.8649 | 0 | 0 | 2014-02-12 11:30 | 17467.1667 | 17.4672
|  | 2014-02-12 15:20:09 | 47.364 | 4.27 | 17.08 | 7.3973 | 7.3973 | 0.5475 | 0.5475 | 0.69567 | 0.69567 | 3.2636 | 3.2636 | 17.6245 | 17.6245 | -0.7554 | -0.3777 | 0 | 79.8856 | 0 |  |  | 15.7136 |  | 0.36061 | 36.0611 | 0 | 0.7554 | 2014-02-12 12:00 | 17624.5 | 17.6245
|  | 2014-02-12 15:50:02 | 48.0892 | 3.7748 | 15.0993 | 7.4103 | 7.4103 | 0.55633 | 0.55633 | 0.71867 | 0.71867 | 1.3364 | 1.3364 | 17.8522 | 17.8522 | -5.1159 | -2.558 | 0 | 77.3276 | 0 |  |  | 16.0053 |  | 0.31399 | 31.3986 | 0 | 5.1159 | 2014-02-12 12:30 | 17852.1667 | 17.8522
|  | 2014-02-12 16:20:02 | 48.8088 | 3.3997 | 13.5987 | 7.4268 | 7.4268 | 0.56067 | 0.56067 | 0.687 | 0.687 | 1.3364 | 1.3364 | 17.9652 | 17.9652 | -7.2341 | -3.617 | 0 | 73.7105 | 0 |  |  | 12.3748 |  | 0.27861 | 27.8611 | 0 | 7.2341 | 2014-02-12 13:00 | 17965.1667 | 17.9652
|  | 2014-02-12 16:50:02 | 50.0925 | 3.7113 | 14.8453 | 7.4405 | 7.4405 | 0.68167 | 0.68167 | 0.71267 | 0.71267 | 0.0532 | 0.0532 | 18.0393 | 18.0393 | -8.3198 | -4.1599 | 0 | 69.5506 | 0 |  |  | 15.8845 |  | 0.29636 | 29.6358 | 0 | 8.3198 | 2014-02-12 13:30 | 18039.3333 | 18.0393
|  | 2014-02-12 17:20:04 | 51.6528 | 4.1912 | 16.7647 | 7.0358 | 7.0358 | 0.92833 | 0.92833 | 0.7475 | 0.7475 | 0.0532 | 0.0532 | 18.2105 | 18.2105 | -7.9128 | -3.9564 | 0 | 65.5942 | 0 |  |  | 17.2676 |  | 0.32456 | 32.4564 | 0 | 7.9128 | 2014-02-12 14:00 | 18210.5 | 18.2105
|  | 2014-02-12 17:50:03 | 52.0778 | 4.3512 | 17.4047 | 6.9298 | 6.9298 | 0.94533 | 0.94533 | 0.74683 | 0.74683 | 0 | 0 | 18.2895 | 18.2895 | -7.7617 | -3.8808 | 0 | 61.7134 | 0 |  |  | 16.7085 |  | 0.3342 | 33.4205 | 0 | 7.7617 | 2014-02-12 14:30 | 18289.5 | 18.2895
|  | 2014-02-12 18:20:03 | 51.7708 | 4.0475 | 16.19 | 6.9382 | 6.9382 | 0.94567 | 0.94567 | 0.74617 | 0.74617 | 0 | 0 | 18.2852 | 18.2852 | -8.6657 | -4.3328 | 0 | 57.3806 | 0 |  |  | 16.6757 |  | 0.31272 | 31.2724 | 0 | 8.6657 | 2014-02-12 15:00 | 18285.1667 | 18.2852
|  | 2014-02-12 18:50:28 | 51.0543 | 3.7888 | 15.1553 | 6.9527 | 6.9527 | 0.93633 | 0.93633 | 0.74783 | 0.74783 | 0 | 0 | 18.2637 | 18.2637 | -8.9985 | -4.4993 | 0 | 52.8813 | 0 |  |  | 14.246 |  | 0.29685 | 29.6847 | 0 | 8.9985 | 2014-02-12 15:30 | 18263.6667 | 18.2637
|  | 2014-02-12 19:20:02 | 50.058 | 3.4987 | 13.9947 | 6.9623 | 6.9623 | 0.92317 | 0.92317 | 0.74683 | 0.74683 | 0 | 0 | 18.3282 | 18.3282 | -9.1028 | -4.5514 | 0 | 48.3299 | 0 |  |  | 13.8547 |  | 0.27957 | 27.9569 | 0 | 9.1028 | 2014-02-12 16:00 | 18328.1667 | 18.3282
|  | 2014-02-12 19:50:02 | 48.6003 | 3.3717 | 13.4867 | 6.968 | 6.968 | 0.923 | 0.923 | 0.74733 | 0.74733 | 0 | 0 | 18.3728 | 18.3728 | -8.1025 | -4.0513 | 0 | 44.2787 | 0 |  |  | 12.138 |  | 0.2775 | 27.7502 | 0 | 8.1025 | 2014-02-12 16:30 | 18372.8333 | 18.3728
|  | 2014-02-12 20:20:03 | 46.8388 | 3.4475 | 13.79 | 6.9887 | 6.9887 | 0.7935 | 0.7935 | 0.747 | 0.747 | 0 | 0 | 18.441 | 18.441 | -6.0787 | -3.0393 | 0 | 41.2393 | 0 |  |  | 13.2384 |  | 0.29441 | 29.4414 | 0 | 6.0787 | 2014-02-12 17:00 | 18441 | 18.441
|  | 2014-02-12 20:50:02 | 44.941 | 3.3023 | 13.2093 | 7.0073 | 7.0073 | 0.6735 | 0.6735 | 0.74767 | 0.74767 | 0 | 0 | 18.4533 | 18.4533 | -4.8498 | -2.4249 | 0 | 38.8144 | 0 |  |  | 13.6056 |  | 0.29393 | 29.3926 | 0 | 4.8498 | 2014-02-12 17:30 | 18453.3333 | 18.4533
|  | 2014-02-12 21:20:03 | 42.7153 | 3.3435 | 13.374 | 7.0248 | 7.0248 | 0.60767 | 0.60767 | 0.74717 | 0.74717 | 0 | 0 | 17.9258 | 17.9258 | -3.0358 | -1.5179 | 0 | 37.2965 | 0 |  |  | 12.3041 |  | 0.3131 | 31.3096 | 0 | 3.0358 | 2014-02-12 18:00 | 17925.8333 | 17.9258
|  | 2014-02-12 21:50:03 | 40.4945 | 3.4912 | 13.9647 | 7.026 | 7.026 | 0.60583 | 0.60583 | 0.74767 | 0.74767 | 0 | 0 | 17.4613 | 17.4613 | -0.689 | -0.3445 | 0 | 36.952 | 0 |  |  | 15.0818 |  | 0.34485 | 34.4853 | 0 | 0.689 | 2014-02-12 18:30 | 17461.3333 | 17.4613
|  | 2014-02-12 22:20:02 | 38.1695 | 3.6315 | 14.526 | 7.0317 | 7.0317 | 0.60367 | 0.60367 | 0.60233 | 0.60233 | 0 | 0 | 17.3357 | 17.3357 | 1.9298 | 0.96492 | 0 | 37.9169 | 0 |  |  | 14.9618 |  | 0.38057 | 38.0566 | 0 | 0 | 2014-02-12 19:00 | 17335.6667 | 17.3357
|  | 2014-02-12 22:50:03 | 36.1015 | 3.826 | 15.304 | 7.0282 | 7.0282 | 0.58083 | 0.58083 | 0.37083 | 0.37083 | 0 | 0 | 16.6565 | 16.6565 | 3.8388 | 1.9194 | 0 | 39.8363 | 0 |  |  | 13.9266 |  | 0.42392 | 42.3916 | 0 | 0 | 2014-02-12 19:30 | 16656.5 | 16.6565
|  | 2014-02-12 23:20:03 | 33.8445 | 4.0173 | 16.0693 | 7.0248 | 7.0248 | 0.538 | 0.538 | 0.30133 | 0.30133 | 0 | 0 | 15.661 | 15.661 | 5.75 | 2.875 | 0 | 42.7113 | 0 |  |  | 16.0693 |  | 0.4748 | 47.4799 | 0 | 0 | 2014-02-12 20:00 | 15661 | 15.661
|  | 2014-02-12 23:50:03 | 33.6493 | 4.3237 | 17.2947 | 7.0355 | 7.0355 | 0.53983 | 0.53983 | 0.3015 | 0.3015 | 0 | 0 | 15.48 | 15.48 | 7.0022 | 3.5011 | 0 | 46.2124 | 0 |  |  | 16.6029 |  | 0.51397 | 51.3968 | 0 | 0 | 2014-02-12 20:30 | 15480 | 15.48
|  | 2014-02-13 00:20:04 | 33.7212 | 4.5612 | 18.2447 | 7.036 | 7.036 | 0.52417 | 0.52417 | 0.30167 | 0.30167 | 0 | 0 | 15.2958 | 15.2958 | 7.6812 | 3.8406 | 0 | 50.053 | 0 |  |  | 18.2447 |  | 0.54104 | 54.1045 | 0 | 0 | 2014-02-12 21:00 | 15295.8333 | 15.2958
|  | 2014-02-13 00:50:03 | 34.0032 | 4.75 | 19 | 7.0445 | 7.0445 | 0.52367 | 0.52367 | 0.30083 | 0.30083 | 0 | 0 | 15.3735 | 15.3735 | 8.2393 | 4.1197 | 0 | 54.1727 | 0 |  |  | 18.24 |  | 0.55877 | 55.8771 | 0 | 0 | 2014-02-12 21:30 | 15373.5 | 15.3735
|  | 2014-02-13 01:20:01 | 33.8007 | 4.9783 | 19.9133 | 7.0515 | 7.0515 | 0.5215 | 0.5215 | 0.30133 | 0.30133 | 0 | 0 | 15.0928 | 15.0928 | 9.0798 | 4.5399 | 0 | 58.7126 | 0 |  |  | 21.7055 |  | 0.58914 | 58.914 | 0 | 0 | 2014-02-12 22:00 | 15092.8333 | 15.0928
|  | 2014-02-13 01:50:03 | 33.0467 | 5.1353 | 20.5413 | 7.0507 | 7.0507 | 0.521 | 0.521 | 0.302 | 0.302 | 0 | 0 | 14.2673 | 14.2673 | 9.6357 | 4.8178 | 0 | 63.5304 | 0 |  |  | 18.898 |  | 0.62159 | 62.1586 | 0 | 0 | 2014-02-12 22:30 | 14267.3333 | 14.2673
|  | 2014-02-13 02:20:02 | 32.7857 | 5.1977 | 20.7907 | 7.053 | 7.053 | 0.5235 | 0.5235 | 0.30083 | 0.30083 | 0 | 0 | 13.8318 | 13.8318 | 9.7142 | 4.8571 | 0 | 68.3875 | 0 |  |  | 20.1669 |  | 0.63414 | 63.4139 | 0 | 0 | 2014-02-12 23:00 | 13831.8333 | 13.8318
|  | 2014-02-13 02:50:07 | 32.7948 | 5.3785 | 21.514 | 7.073 | 7.073 | 0.52333 | 0.52333 | 0.29983 | 0.29983 | 0 | 0 | 13.376 | 13.376 | 9.9913 | 4.9957 | 0 | 73.3832 | 0 |  |  | 20.4383 |  | 0.65602 | 65.6018 | 0 | 0 | 2014-02-12 23:30 | 13376 | 13.376
|  | 2014-02-13 03:20:02 | 32.3872 | 5.3665 | 21.466 | 7.0813 | 7.0813 | 0.5225 | 0.5225 | 0.299 | 0.299 | 0 | 0 | 12.947 | 12.947 | 9.9287 | 4.9643 | 0 | 78.3475 | 0 |  |  | 22.754 |  | 0.66279 | 66.2793 | 0 | 0 | 2014-02-13 | 12947 | 12.947
|  | 2014-02-13 03:50:02 | 31.7357 | 5.4175 | 21.67 | 7.0925 | 7.0925 | 0.5195 | 0.5195 | 0.29883 | 0.29883 | 0 | 0 | 12.2012 | 12.2012 | 10.0463 | 5.0232 | 0 | 83.3707 | 0 |  |  | 22.9702 |  | 0.68283 | 68.2828 | 0 | 0 | 2014-02-13 00:30 | 12201.1667 | 12.2012
|  | 2014-02-13 04:20:03 | 31.3602 | 5.4367 | 21.7467 | 7.09 | 7.09 | 0.51467 | 0.51467 | 0.3015 | 0.3015 | 0 | 0 | 11.7835 | 11.7835 | 10.0762 | 5.0381 | 0 | 88.4087 | 0 |  |  | 21.9641 |  | 0.69345 | 69.3449 | 0 | 0 | 2014-02-13 01:00 | 11783.5 | 11.7835
|  | 2014-02-13 04:50:05 | 31.4812 | 5.4443 | 21.7773 | 7.0942 | 7.0942 | 0.51483 | 0.51483 | 0.30033 | 0.30033 | 0 | 0 | 12.4333 | 12.4333 | 10.6388 | 5.3194 | 0 | 93.7282 | 0 |  |  | 20.2529 |  | 0.69176 | 69.1758 | 0 | 0 | 2014-02-13 01:30 | 12433.3333 | 12.4333
|  | 2014-02-13 05:20:02 | 31.8087 | 5.3745 | 21.498 | 7.0933 | 7.0933 | 0.51583 | 0.51583 | 0.30183 | 0.30183 | 0 | 0 | 13.8502 | 13.8502 | 11.4505 | 5.7253 | 0 | 99.4534 | 0 |  |  | 21.713 |  | 0.67585 | 67.5854 | 0 | 0 | 2014-02-13 02:00 | 13850.1667 | 13.8502
|  | 2014-02-13 05:50:03 | 33.0117 | 5.3343 | 21.3373 | 7.0908 | 7.0908 | 0.518 | 0.518 | 0.30167 | 0.30167 | 0 | 0 | 14.2898 | 14.2898 | 10.526 | 5.263 | 0 | 100 | 5.263 |  |  | 19.6303 |  | 0.64636 | 64.6357 | 0 | 0 | 2014-02-13 02:30 | 14289.8333 | 14.2898
|  | 2014-02-13 06:20:05 | 35.6472 | 5.3057 | 21.2227 | 7.101 | 7.101 | 0.5265 | 0.5265 | 0.40283 | 0.40283 | 0 | 0 | 15.5022 | 15.5022 | 9.108 | 4.554 | 0 | 100 | 4.554 |  |  | 22.7083 |  | 0.59535 | 59.5354 | 0 | 0 | 2014-02-13 03:00 | 15502.1667 | 15.5022
|  | 2014-02-13 06:50:03 | 39.4635 | 5.4375 | 21.75 | 7.1015 | 7.1015 | 0.55483 | 0.55483 | 0.67983 | 0.67983 | 0 | 0 | 17.0522 | 17.0522 | 7.6748 | 3.8374 | 0 | 100 | 3.8374 |  |  | 23.2725 |  | 0.55114 | 55.1142 | 0 | 0 | 2014-02-13 03:30 | 17052.1667 | 17.0522
|  | 2014-02-13 07:20:03 | 42.8443 | 5.4435 | 21.774 | 7.1033 | 7.1033 | 0.58467 | 0.58467 | 0.72033 | 0.72033 | 0 | 0 | 17.5725 | 17.5725 | 4.9105 | 2.4553 | 0 | 100 | 2.4553 |  |  | 22.4272 |  | 0.50821 | 50.8212 | 0 | 0 | 2014-02-13 04:00 | 17572.5 | 17.5725
|  | 2014-02-13 07:50:04 | 44.009 | 5.543 | 22.172 | 7.1008 | 7.1008 | 0.57433 | 0.57433 | 0.74667 | 0.74667 | 0 | 0 | 17.7488 | 17.7488 | 4.3337 | 2.1668 | 0 | 100 | 2.1668 |  |  | 21.7286 |  | 0.50381 | 50.3806 | 0 | 0 | 2014-02-13 04:30 | 17748.8333 | 17.7488
|  | 2014-02-13 08:20:02 | 44.6578 | 5.5903 | 22.3613 | 7.1007 | 7.1007 | 0.5725 | 0.5725 | 0.7475 | 0.7475 | 0 | 0 | 17.8213 | 17.8213 | 3.9455 | 1.9728 | 0 | 100 | 1.9728 |  |  | 20.1252 |  | 0.50073 | 50.0726 | 0 | 0 | 2014-02-13 05:00 | 17821.3333 | 17.8213
|  | 2014-02-13 08:50:02 | 44.9355 | 5.5078 | 22.0313 | 7.0907 | 7.0907 | 0.62883 | 0.62883 | 0.74683 | 0.74683 | 0.8108 | 0.8108 | 17.8467 | 17.8467 | 4.2196 | 2.1098 | 0 | 100 | 2.1098 |  |  | 20.0485 |  | 0.49029 | 49.0288 | 0 | 0 | 2014-02-13 05:30 | 17846.6667 | 17.8467
|  | 2014-02-13 09:20:01 | 45.6847 | 5.472 | 21.888 | 7.0942 | 7.0942 | 0.72783 | 0.72783 | 0.74767 | 0.74767 | 0.8108 | 0.8108 | 17.8918 | 17.8918 | 3.4756 | 1.7378 | 0 | 100 | 1.7378 |  |  | 23.4202 |  | 0.47911 | 47.911 | 0 | 0 | 2014-02-13 06:00 | 17891.8333 | 17.8918
|  | 2014-02-13 09:50:02 | 45.499 | 5.3337 | 21.3347 | 7.0962 | 7.0962 | 0.83967 | 0.83967 | 0.74317 | 0.74317 | 0.6956 | 0.6956 | 17.6423 | 17.6423 | 2.8526 | 1.4263 | 0 | 100 | 1.4263 |  |  | 22.1881 |  | 0.4689 | 46.8904 | 0 | 0 | 2014-02-13 06:30 | 17642.3333 | 17.6423
|  | 2014-02-13 10:20:03 | 45.2787 | 4.992 | 19.968 | 7.103 | 7.103 | 0.8755 | 0.8755 | 0.74683 | 0.74683 | 0.6956 | 0.6956 | 17.478 | 17.478 | 1.5883 | 0.79413 | 0 | 100 | 0.79413 |  |  | 19.369 |  | 0.441 | 44.1002 | 0 | 0 | 2014-02-13 07:00 | 17478 | 17.478
|  | 2014-02-13 10:50:02 | 45.289 | 4.989 | 19.956 | 7.1118 | 7.1118 | 0.8335 | 0.8335 | 0.746 | 0.746 | 0.966 | 0.966 | 17.7832 | 17.7832 | 2.1075 | 1.0538 | 0 | 100 | 1.0538 |  |  | 18.3595 |  | 0.44064 | 44.0637 | 0 | 0 | 2014-02-13 07:30 | 17783.1667 | 17.7832
|  | 2014-02-13 11:20:03 | 45.2998 | 5.1238 | 20.4953 | 7.1118 | 7.1118 | 0.63683 | 0.63683 | 0.72733 | 0.72733 | 0.966 | 0.966 | 17.9007 | 17.9007 | 2.5382 | 1.2691 | 0 | 100 | 1.2691 |  |  | 21.1102 |  | 0.45244 | 45.2437 | 0 | 0 | 2014-02-13 08:00 | 17900.6667 | 17.9007
|  | 2014-02-13 11:50:06 | 45.1072 | 5.1742 | 20.6967 | 7.1165 | 7.1165 | 0.63333 | 0.63333 | 0.70317 | 0.70317 | 1.1096 | 1.1096 | 17.8503 | 17.8503 | 3.0024 | 1.5012 | 0 | 100 | 1.5012 |  |  | 19.0409 |  | 0.45883 | 45.8833 | 0 | 0 | 2014-02-13 08:30 | 17850.3333 | 17.8503
|  | 2014-02-13 12:20:07 | 44.8895 | 5.0783 | 20.3133 | 7.1257 | 7.1257 | 0.636 | 0.636 | 0.74667 | 0.74667 | 1.1096 | 1.1096 | 17.9255 | 17.9255 | 2.9673 | 1.4836 | 0 | 100 | 1.4836 |  |  | 22.1415 |  | 0.45252 | 45.2519 | 0 | 0 | 2014-02-13 09:00 | 17925.5 | 17.9255
|  | 2014-02-13 12:50:03 | 44.496 | 5.0888 | 20.3553 | 7.136 | 7.136 | 0.61683 | 0.61683 | 0.68917 | 0.68917 | 1.1228 | 1.1228 | 17.9987 | 17.9987 | 3.4228 | 1.7114 | 0 | 100 | 1.7114 |  |  | 19.9482 |  | 0.45746 | 45.7464 | 0 | 0 | 2014-02-13 09:30 | 17998.6667 | 17.9987
|  | 2014-02-13 13:20:03 | 44.4065 | 5.1405 | 20.562 | 7.1477 | 7.1477 | 0.5875 | 0.5875 | 0.66133 | 0.66133 | 1.1228 | 1.1228 | 18.0023 | 18.0023 | 3.6771 | 1.8386 | 0 | 100 | 1.8386 |  |  | 21.7957 |  | 0.46304 | 46.304 | 0 | 0 | 2014-02-13 10:00 | 18002.3333 | 18.0023
|  | 2014-02-13 13:50:02 | 44.1977 | 5.2018 | 20.8073 | 7.1605 | 7.1605 | 0.58367 | 0.58367 | 0.6305 | 0.6305 | 0.9788 | 0.9788 | 17.9993 | 17.9993 | 3.9625 | 1.9812 | 0 | 100 | 1.9812 |  |  | 22.4719 |  | 0.47078 | 47.0779 | 0 | 0 | 2014-02-13 10:30 | 17999.3333 | 17.9993
|  | 2014-02-13 14:20:03 | 44.1825 | 5.3605 | 21.442 | 7.1578 | 7.1578 | 0.588 | 0.588 | 0.627 | 0.627 | 0.9788 | 0.9788 | 17.6808 | 17.6808 | 4.292 | 2.146 | 0 | 100 | 2.146 |  |  | 21.0132 |  | 0.48531 | 48.5305 | 0 | 0 | 2014-02-13 11:00 | 17680.8333 | 17.6808
|  | 2014-02-13 14:50:03 | 43.9545 | 5.3803 | 21.5213 | 7.1663 | 7.1663 | 0.60417 | 0.60417 | 0.637 | 0.637 | 0.7196 | 0.7196 | 17.4123 | 17.4123 | 4.1063 | 2.0531 | 0 | 100 | 2.0531 |  |  | 20.4453 |  | 0.48963 | 48.9628 | 0 | 0 | 2014-02-13 11:30 | 17412.3333 | 17.4123
|  | 2014-02-13 15:20:03 | 44.1613 | 5.4833 | 21.9333 | 7.1657 | 7.1657 | 0.63817 | 0.63817 | 0.63383 | 0.63383 | 0.7196 | 0.7196 | 17.3985 | 17.3985 | 4.3278 | 2.1639 | 0 | 100 | 2.1639 |  |  | 19.9593 |  | 0.49666 | 49.6664 | 0 | 0 | 2014-02-13 12:00 | 17398.5 | 17.3985
|  | 2014-02-13 15:50:03 | 45.0795 | 5.3633 | 21.4533 | 7.1662 | 7.1662 | 0.654 | 0.654 | 0.72933 | 0.72933 | 0.3328 | 0.3328 | 17.3602 | 17.3602 | 2.6163 | 1.3082 | 0 | 100 | 1.3082 |  |  | 21.2388 |  | 0.4759 | 47.59 | 0 | 0 | 2014-02-13 12:30 | 17360.1667 | 17.3602
|  | 2014-02-13 16:20:04 | 45.9528 | 5.5672 | 22.2687 | 7.176 | 7.176 | 0.6685 | 0.6685 | 0.6235 | 0.6235 | 0.3328 | 0.3328 | 17.3752 | 17.3752 | 2.4918 | 1.2459 | 0 | 100 | 1.2459 |  |  | 20.4872 |  | 0.4846 | 48.4598 | 0 | 0 | 2014-02-13 13:00 | 17375.1667 | 17.3752
|  | 2014-02-13 16:50:03 | 47.231 | 5.6295 | 22.518 | 7.1697 | 7.1697 | 0.70833 | 0.70833 | 0.67033 | 0.67033 | 0.0412 | 0.0412 | 17.3652 | 17.3652 | 1.2417 | 0.62085 | 0 | 100 | 0.62085 |  |  | 24.3194 |  | 0.47676 | 47.6763 | 0 | 0 | 2014-02-13 13:30 | 17365.1667 | 17.3652
|  | 2014-02-13 17:20:03 | 49.25 | 5.5685 | 22.274 | 7.1613 | 7.1613 | 0.773 | 0.773 | 0.731 | 0.731 | 0.0412 | 0.0412 | 17.4865 | 17.4865 | -0.78297 | -0.39148 | 0 | 99.6085 | 0 |  |  | 24.0559 |  | 0.45226 | 45.2264 | 0 | 0.78297 | 2014-02-13 14:00 | 17486.5 | 17.4865
|  | 2014-02-13 17:50:01 | 50.7107 | 5.4573 | 21.8293 | 7.0615 | 7.0615 | 0.7445 | 0.7445 | 0.68183 | 0.68183 | 0 | 0 | 17.6603 | 17.6603 | -2.7332 | -1.3666 | 0 | 98.2419 | 0 |  |  | 19.8647 |  | 0.43047 | 43.0468 | 0 | 2.7332 | 2014-02-13 14:30 | 17660.3333 | 17.6603
|  | 2014-02-13 18:20:05 | 50.5935 | 5.5933 | 22.3733 | 7.0505 | 7.0505 | 0.74633 | 0.74633 | 0.63533 | 0.63533 | 0 | 0 | 17.6505 | 17.6505 | -2.1375 | -1.0687 | 0 | 97.1732 | 0 |  |  | 20.3597 |  | 0.44222 | 44.2218 | 0 | 2.1375 | 2014-02-13 15:00 | 17650.5 | 17.6505
|  | 2014-02-13 18:50:05 | 50.0753 | 5.674 | 22.696 | 7.0512 | 7.0512 | 0.813 | 0.813 | 0.725 | 0.725 | 0 | 0 | 17.4248 | 17.4248 | -1.3653 | -0.68267 | 0 | 96.4905 | 0 |  |  | 24.9656 |  | 0.45324 | 45.3237 | 0 | 1.3653 | 2014-02-13 15:30 | 17424.8333 | 17.4248
|  | 2014-02-13 19:20:03 | 49.249 | 5.6718 | 22.6873 | 7.0513 | 7.0513 | 0.90883 | 0.90883 | 0.74733 | 0.74733 | 0 | 0 | 17.3458 | 17.3458 | -0.50833 | -0.25417 | 0 | 96.2364 | 0 |  |  | 24.2754 |  | 0.46067 | 46.0666 | 0 | 0.50833 | 2014-02-13 16:00 | 17345.8333 | 17.3458
|  | 2014-02-13 19:50:04 | 47.8967 | 5.7548 | 23.0193 | 7.0543 | 7.0543 | 0.89517 | 0.89517 | 0.74767 | 0.74767 | 0 | 0 | 17.2755 | 17.2755 | 1.0953 | 0.54767 | 0 | 96.784 | 0 |  |  | 22.5589 |  | 0.4806 | 48.0604 | 0 | 0 | 2014-02-13 16:30 | 17275.5 | 17.2755
|  | 2014-02-13 20:20:02 | 46.049 | 5.767 | 23.068 | 7.0582 | 7.0582 | 0.7555 | 0.7555 | 0.74717 | 0.74717 | 0 | 0 | 17.2462 | 17.2462 | 2.826 | 1.413 | 0 | 98.197 | 0 |  |  | 24.9134 |  | 0.50094 | 50.0945 | 0 | 0 | 2014-02-13 17:00 | 17246.1667 | 17.2462
|  | 2014-02-13 20:50:03 | 44.3645 | 5.6887 | 22.7547 | 7.065 | 7.065 | 0.62917 | 0.62917 | 0.65167 | 0.65167 | 0 | 0 | 17.1757 | 17.1757 | 3.9117 | 1.9558 | 0 | 100 | 1.9558 |  |  | 21.8445 |  | 0.5129 | 51.2903 | 0 | 0 | 2014-02-13 17:30 | 17175.6667 | 17.1757
|  | 2014-02-13 21:20:04 | 42.1285 | 5.6325 | 22.53 | 7.0652 | 7.0652 | 0.5965 | 0.5965 | 0.50833 | 0.50833 | 0 | 0 | 17.0275 | 17.0275 | 5.599 | 2.7995 | 0 | 100 | 2.7995 |  |  | 24.783 |  | 0.53479 | 53.4792 | 0 | 0 | 2014-02-13 18:00 | 17027.5 | 17.0275
|  | 2014-02-13 21:50:02 | 40.1138 | 5.5978 | 22.3913 | 7.0637 | 7.0637 | 0.6005 | 0.6005 | 0.46967 | 0.46967 | 0 | 0 | 17.1327 | 17.1327 | 7.544 | 3.772 | 0 | 100 | 3.772 |  |  | 20.1522 |  | 0.55819 | 55.8195 | 0 | 0 | 2014-02-13 18:30 | 17132.6667 | 17.1327
|  | 2014-02-13 22:20:02 | 38.0118 | 5.512 | 22.048 | 7.0605 | 7.0605 | 0.60717 | 0.60717 | 0.383 | 0.383 | 0 | 0 | 17.0833 | 17.0833 | 9.1702 | 4.5851 | 0 | 100 | 4.5851 |  |  | 21.607 |  | 0.58003 | 58.003 | 0 | 0 | 2014-02-13 19:00 | 17083.3333 | 17.0833
|  | 2014-02-13 22:50:03 | 35.919 | 5.453 | 21.812 | 7.0582 | 7.0582 | 0.593 | 0.593 | 0.3005 | 0.3005 | 0 | 0 | 16.4437 | 16.4437 | 10.2883 | 5.1442 | 0 | 100 | 5.1442 |  |  | 20.9395 |  | 0.60726 | 60.7255 | 0 | 0 | 2014-02-13 19:30 | 16443.6667 | 16.4437
|  | 2014-02-13 23:20:04 | 34.4347 | 5.3013 | 21.2053 | 7.0558 | 7.0558 | 0.576 | 0.576 | 0.30167 | 0.30167 | 0 | 0 | 15.9543 | 15.9543 | 10.6585 | 5.3292 | 0 | 100 | 5.3292 |  |  | 19.721 |  | 0.61581 | 61.5814 | 0 | 0 | 2014-02-13 20:00 | 15954.3333 | 15.9543
|  | 2014-02-13 23:50:03 | 33.8505 | 5.1573 | 20.6293 | 7.0572 | 7.0572 | 0.5755 | 0.5755 | 0.26883 | 0.26883 | 0 | 0 | 15.748 | 15.748 | 10.4283 | 5.2142 | 0 | 100 | 5.2142 |  |  | 22.2797 |  | 0.60942 | 60.9425 | 0 | 0 | 2014-02-13 20:30 | 15748 | 15.748
|  | 2014-02-14 00:20:05 | 33.9972 | 5.0523 | 20.2093 | 7.061 | 7.061 | 0.57517 | 0.57517 | 0.25817 | 0.25817 | 0 | 0 | 16.0348 | 16.0348 | 10.1413 | 5.0707 | 0 | 100 | 5.0707 |  |  | 18.9968 |  | 0.59444 | 59.4442 | 0 | 0 | 2014-02-13 21:00 | 16034.8333 | 16.0348
|  | 2014-02-14 00:50:02 | 34.2413 | 4.8087 | 19.2347 | 7.0587 | 7.0587 | 0.564 | 0.564 | 0.36333 | 0.36333 | 0 | 0 | 16.2483 | 16.2483 | 9.2277 | 4.6138 | 0 | 100 | 4.6138 |  |  | 18.2729 |  | 0.56174 | 56.1738 | 0 | 0 | 2014-02-13 21:30 | 16248.3333 | 16.2483
|  | 2014-02-14 01:20:03 | 34.0855 | 4.6967 | 18.7867 | 7.0678 | 7.0678 | 0.54683 | 0.54683 | 0.39933 | 0.39933 | 0 | 0 | 16.1425 | 16.1425 | 8.8577 | 4.4288 | 0 | 100 | 4.4288 |  |  | 17.0959 |  | 0.55116 | 55.1163 | 0 | 0 | 2014-02-13 22:00 | 16142.5 | 16.1425
|  | 2014-02-14 01:50:01 | 33.3938 | 4.4855 | 17.942 | 7.0648 | 7.0648 | 0.54733 | 0.54733 | 0.25833 | 0.25833 | 0 | 0 | 15.8973 | 15.8973 | 8.316 | 4.158 | 0 | 100 | 4.158 |  |  | 18.6597 |  | 0.53728 | 53.7285 | 0 | 0 | 2014-02-13 22:30 | 15897.3333 | 15.8973
|  | 2014-02-14 02:20:04 | 33.1515 | 4.316 | 17.264 | 7.0633 | 7.0633 | 0.53717 | 0.53717 | 0.258 | 0.258 | 0 | 0 | 15.9522 | 15.9522 | 7.9232 | 3.9616 | 0 | 100 | 3.9616 |  |  | 17.264 |  | 0.52076 | 52.0761 | 0 | 0 | 2014-02-13 23:00 | 15952.1667 | 15.9522
|  | 2014-02-14 02:50:03 | 33.1053 | 3.963 | 15.852 | 7.0612 | 7.0612 | 0.53417 | 0.53417 | 0.25833 | 0.25833 | 0 | 0 | 16.0645 | 16.0645 | 6.6648 | 3.3324 | 0 | 100 | 3.3324 |  |  | 14.5838 |  | 0.47884 | 47.8835 | 0 | 0 | 2014-02-13 23:30 | 16064.5 | 16.0645
|  | 2014-02-14 03:20:04 | 32.6485 | 3.5968 | 14.3873 | 7.0613 | 7.0613 | 0.53117 | 0.53117 | 0.27267 | 0.27267 | 0 | 0 | 16.1293 | 16.1293 | 5.7333 | 2.8667 | 0 | 100 | 2.8667 |  |  | 14.6751 |  | 0.44067 | 44.0674 | 0 | 0 | 2014-02-14 | 16129.3333 | 16.1293
|  | 2014-02-14 03:50:02 | 32.2808 | 3.026 | 12.104 | 7.0378 | 7.0378 | 0.52483 | 0.52483 | 0.29633 | 0.29633 | 0 | 0 | 16.227 | 16.227 | 3.9092 | 1.9546 | 0 | 100 | 1.9546 |  |  | 11.6198 |  | 0.37496 | 37.4959 | 0 | 0 | 2014-02-14 00:30 | 16227 | 16.227
|  | 2014-02-14 04:20:02 | 32.0727 | 2.6733 | 10.6933 | 6.964 | 6.964 | 0.5245 | 0.5245 | 0.30133 | 0.30133 | 0 | 0 | 16.3233 | 16.3233 | 2.7338 | 1.3669 | 0 | 100 | 1.3669 |  |  | 11.3349 |  | 0.33341 | 33.341 | 0 | 0 | 2014-02-14 01:00 | 16323.3333 | 16.3233
|  | 2014-02-14 04:50:01 | 31.9733 | 2.2108 | 8.8433 | 6.9625 | 6.9625 | 0.53267 | 0.53267 | 0.3725 | 0.3725 | 0 | 0 | 16.4882 | 16.4882 | 1.2258 | 0.61292 | 0 | 100 | 0.61292 |  |  | 8.4896 |  | 0.27658 | 27.6585 | 0 | 0 | 2014-02-14 01:30 | 16488.1667 | 16.4882
|  | 2014-02-14 05:20:02 | 31.9403 | 2.254 | 9.016 | 6.9668 | 6.9668 | 0.5375 | 0.5375 | 0.366 | 0.366 | 0 | 0 | 16.2032 | 16.2032 | 1.1492 | 0.57458 | 0 | 100 | 0.57458 |  |  | 9.6471 |  | 0.28228 | 28.2276 | 0 | 0 | 2014-02-14 02:00 | 16203.1667 | 16.2032
|  | 2014-02-14 05:50:03 | 33.2833 | 2.3415 | 9.366 | 6.9718 | 6.9718 | 0.54367 | 0.54367 | 0.27933 | 0.27933 | 0 | 0 | 16.5985 | 16.5985 | 0.476 | 0.238 | 0 | 100 | 0.238 |  |  | 9.5533 |  | 0.2814 | 28.1402 | 0 | 0 | 2014-02-14 02:30 | 16598.5 | 16.5985
|  | 2014-02-14 06:20:04 | 36.364 | 2.422 | 9.688 | 6.9633 | 6.9633 | 0.552 | 0.552 | 0.38483 | 0.38483 | 0 | 0 | 17.7397 | 17.7397 | -1.0362 | -0.51808 | 0 | 99.4819 | 0 |  |  | 9.2036 |  | 0.26642 | 26.6417 | 0 | 1.0362 | 2014-02-14 03:00 | 17739.6667 | 17.7397
|  | 2014-02-14 06:50:05 | 40.0882 | 2.29 | 9.16 | 6.9552 | 6.9552 | 0.57083 | 0.57083 | 0.65417 | 0.65417 | 0 | 0 | 18.1862 | 18.1862 | -4.5618 | -2.2809 | 0 | 97.201 | 0 |  |  | 8.8852 |  | 0.2285 | 22.8496 | 0 | 4.5618 | 2014-02-14 03:30 | 18186.1667 | 18.1862
|  | 2014-02-14 07:20:03 | 43.571 | 2.4128 | 9.6513 | 6.9612 | 6.9612 | 0.692 | 0.692 | 0.72533 | 0.72533 | 0 | 0 | 18.473 | 18.473 | -7.0682 | -3.5341 | 0 | 93.6669 | 0 |  |  | 8.8792 |  | 0.22151 | 22.1508 | 0 | 7.0682 | 2014-02-14 04:00 | 18473 | 18.473
|  | 2014-02-14 07:50:04 | 44.8768 | 2.5417 | 10.1667 | 6.958 | 6.958 | 0.7525 | 0.7525 | 0.69417 | 0.69417 | 0 | 0 | 18.3995 | 18.3995 | -7.906 | -3.953 | 0 | 89.7139 | 0 |  |  | 9.3533 |  | 0.22655 | 22.6546 | 0 | 7.906 | 2014-02-14 04:30 | 18399.5 | 18.3995
|  | 2014-02-14 08:20:03 | 45.974 | 2.5942 | 10.3767 | 6.9642 | 6.9642 | 0.6505 | 0.6505 | 0.72967 | 0.72967 | 0 | 0 | 18.3542 | 18.3542 | -8.8988 | -4.4494 | 0 | 85.2645 | 0 |  |  | 10.2729 |  | 0.22571 | 22.5707 | 0 | 8.8988 | 2014-02-14 05:00 | 18354.1667 | 18.3542
|  | 2014-02-14 08:50:02 | 46.757 | 2.715 | 10.86 | 6.9583 | 6.9583 | 0.82217 | 0.82217 | 0.73967 | 0.73967 | 0.8572 | 0.8572 | 18.4818 | 18.4818 | -8.0378 | -4.0189 | 0 | 81.2456 | 0 |  |  | 11.946 |  | 0.23226 | 23.2265 | 0 | 8.0378 | 2014-02-14 05:30 | 18481.8333 | 18.4818
|  | 2014-02-14 09:20:03 | 47.5703 | 2.869 | 11.476 | 6.9587 | 6.9587 | 1.0293 | 1.0293 | 0.74433 | 0.74433 | 0.8572 | 0.8572 | 18.521 | 18.521 | -7.9838 | -3.9919 | 0 | 77.2537 | 0 |  |  | 11.935 |  | 0.24124 | 24.1243 | 0 | 7.9838 | 2014-02-14 06:00 | 18521 | 18.521
|  | 2014-02-14 09:50:03 | 47.6203 | 3.0682 | 12.2727 | 6.9567 | 6.9567 | 1.0312 | 1.0312 | 0.747 | 0.747 | 2.9152 | 2.9152 | 18.2585 | 18.2585 | -5.4391 | -2.7196 | 0 | 74.5341 | 0 |  |  | 11.5363 |  | 0.25772 | 25.7719 | 0 | 5.4391 | 2014-02-14 06:30 | 18258.5 | 18.2585
|  | 2014-02-14 10:20:02 | 47.6947 | 3.3317 | 13.3267 | 6.9605 | 6.9605 | 1.0273 | 1.0273 | 0.74783 | 0.74783 | 2.9152 | 2.9152 | 18.1962 | 18.1962 | -4.521 | -2.2605 | 0 | 72.2736 | 0 |  |  | 11.994 |  | 0.27942 | 27.9416 | 0 | 4.521 | 2014-02-14 07:00 | 18196.1667 | 18.1962
|  | 2014-02-14 10:50:03 | 47.9968 | 3.4747 | 13.8987 | 6.9587 | 6.9587 | 0.99767 | 0.99767 | 0.74783 | 0.74783 | 3.6228 | 3.6228 | 18.2298 | 18.2298 | -3.5414 | -1.7707 | 0 | 70.503 | 0 |  |  | 15.0106 |  | 0.28957 | 28.9575 | 0 | 3.5414 | 2014-02-14 07:30 | 18229.8333 | 18.2298
|  | 2014-02-14 11:20:03 | 48.1243 | 3.7307 | 14.9227 | 6.9597 | 6.9597 | 0.79417 | 0.79417 | 0.748 | 0.748 | 3.6228 | 3.6228 | 18.3868 | 18.3868 | -2.6902 | -1.3451 | 0 | 69.1579 | 0 |  |  | 15.5196 |  | 0.31009 | 31.0086 | 0 | 2.6902 | 2014-02-14 08:00 | 18386.8333 | 18.3868
|  | 2014-02-14 11:50:03 | 48.251 | 3.948 | 15.792 | 6.9588 | 6.9588 | 0.709 | 0.709 | 0.74733 | 0.74733 | 4.3764 | 4.3764 | 18.3668 | 18.3668 | -1.3006 | -0.6503 | 0 | 68.5076 | 0 |  |  | 16.5816 |  | 0.32729 | 32.7289 | 0 | 1.3006 | 2014-02-14 08:30 | 18366.8333 | 18.3668
|  | 2014-02-14 12:20:03 | 48.2218 | 4.1638 | 16.6553 | 6.9325 | 6.9325 | 0.7055 | 0.7055 | 0.7475 | 0.7475 | 4.3764 | 4.3764 | 18.2837 | 18.2837 | -0.52093 | -0.26047 | 0 | 68.2471 | 0 |  |  | 14.9898 |  | 0.34539 | 34.539 | 0 | 0.52093 | 2014-02-14 09:00 | 18283.6667 | 18.2837
|  | 2014-02-14 12:50:03 | 47.8467 | 4.3705 | 17.482 | 6.8708 | 6.8708 | 0.69467 | 0.69467 | 0.73117 | 0.73117 | 4.3592 | 4.3592 | 18.0723 | 18.0723 | 0.36353 | 0.18177 | 0 | 68.4289 | 0 |  |  | 18.8806 |  | 0.36538 | 36.5376 | 0 | 0 | 2014-02-14 09:30 | 18072.3333 | 18.0723
|  | 2014-02-14 13:20:04 | 47.471 | 4.5472 | 18.1887 | 6.877 | 6.877 | 0.656 | 0.656 | 0.5135 | 0.5135 | 4.3592 | 4.3592 | 18.0912 | 18.0912 | 1.2145 | 0.60727 | 0 | 69.0361 | 0 |  |  | 17.643 |  | 0.38315 | 38.3153 | 0 | 0 | 2014-02-14 10:00 | 18091.1667 | 18.0912
|  | 2014-02-14 13:50:05 | 47.3197 | 4.8332 | 19.3327 | 6.862 | 6.862 | 0.6495 | 0.6495 | 0.42833 | 0.42833 | 3.714 | 3.714 | 18.0727 | 18.0727 | 1.7395 | 0.86975 | 0 | 69.9059 | 0 |  |  | 18.1727 |  | 0.40855 | 40.8555 | 0 | 0 | 2014-02-14 10:30 | 18072.6667 | 18.0727
|  | 2014-02-14 14:20:02 | 47.2932 | 5.1063 | 20.4253 | 6.8627 | 6.8627 | 0.63433 | 0.63433 | 0.40133 | 0.40133 | 3.714 | 3.714 | 18.027 | 18.027 | 2.7715 | 1.3857 | 0 | 71.2916 | 0 |  |  | 21.0381 |  | 0.43189 | 43.1888 | 0 | 0 | 2014-02-14 11:00 | 18027 | 18.027
|  | 2014-02-14 14:50:06 | 46.9413 | 5.3532 | 21.4127 | 6.858 | 6.858 | 0.622 | 0.622 | 0.4005 | 0.4005 | 4.9516 | 4.9516 | 18.0312 | 18.0312 | 5.3346 | 2.6673 | 0 | 73.9589 | 0 |  |  | 19.2714 |  | 0.45616 | 45.6158 | 0 | 0 | 2014-02-14 11:30 | 18031.1667 | 18.0312
|  | 2014-02-14 15:20:02 | 46.7442 | 5.519 | 22.076 | 6.8562 | 6.8562 | 0.62483 | 0.62483 | 0.39917 | 0.39917 | 4.9516 | 4.9516 | 18.2093 | 18.2093 | 6.3729 | 3.1865 | 0 | 77.1454 | 0 |  |  | 24.2836 |  | 0.47227 | 47.2273 | 0 | 0 | 2014-02-14 12:00 | 18209.3333 | 18.2093
|  | 2014-02-14 15:50:02 | 47.2102 | 5.6605 | 22.642 | 6.853 | 6.853 | 0.61833 | 0.61833 | 0.39883 | 0.39883 | 2.6112 | 2.6112 | 18.2987 | 18.2987 | 4.2119 | 2.1059 | 0 | 79.2513 | 0 |  |  | 24.0005 |  | 0.4796 | 47.96 | 0 | 0 | 2014-02-14 12:30 | 18298.6667 | 18.2987
|  | 2014-02-14 16:20:03 | 47.7692 | 5.6668 | 22.6673 | 6.8558 | 6.8558 | 0.65633 | 0.65633 | 0.41467 | 0.41467 | 2.6112 | 2.6112 | 18.3655 | 18.3655 | 3.8017 | 1.9008 | 0 | 81.1522 | 0 |  |  | 20.4006 |  | 0.47452 | 47.4518 | 0 | 0 | 2014-02-14 13:00 | 18365.5 | 18.3655
|  | 2014-02-14 16:50:02 | 48.5472 | 5.7963 | 23.1853 | 6.8647 | 6.8647 | 0.73483 | 0.73483 | 0.644 | 0.644 | 0.2676 | 0.2676 | 18.4202 | 18.4202 | 1.5694 | 0.78472 | 0 | 81.9369 | 0 |  |  | 23.649 |  | 0.47758 | 47.7584 | 0 | 0 | 2014-02-14 13:30 | 18420.1667 | 18.4202
|  | 2014-02-14 17:20:06 | 49.5473 | 5.7858 | 23.1433 | 6.8617 | 6.8617 | 0.78767 | 0.78767 | 0.747 | 0.747 | 0.2676 | 0.2676 | 18.3975 | 18.3975 | 0.65743 | 0.32872 | 0 | 82.2656 | 0 |  |  | 25.2262 |  | 0.4671 | 46.7095 | 0 | 0 | 2014-02-14 14:00 | 18397.5 | 18.3975
|  | 2014-02-14 17:50:02 | 50.1657 | 5.6308 | 22.5233 | 6.8605 | 6.8605 | 0.78733 | 0.78733 | 0.74733 | 0.74733 | 0 | 0 | 18.3778 | 18.3778 | -0.86933 | -0.43467 | 0 | 81.8309 | 0 |  |  | 24.5504 |  | 0.44898 | 44.8979 | 0 | 0.86933 | 2014-02-14 14:30 | 18377.8333 | 18.3778
|  | 2014-02-14 18:20:02 | 49.7318 | 5.6072 | 22.4287 | 6.8587 | 6.8587 | 0.884 | 0.884 | 0.74333 | 0.74333 | 0 | 0 | 18.2598 | 18.2598 | -0.55733 | -0.27867 | 0 | 81.5523 | 0 |  |  | 20.4101 |  | 0.45099 | 45.0992 | 0 | 0.55733 | 2014-02-14 15:00 | 18259.8333 | 18.2598
|  | 2014-02-14 18:50:03 | 48.6727 | 5.462 | 21.848 | 6.8688 | 6.8688 | 0.91267 | 0.91267 | 0.549 | 0.549 | 0 | 0 | 18.1012 | 18.1012 | -0.393 | -0.1965 | 0 | 81.3558 | 0 |  |  | 23.3774 |  | 0.44888 | 44.8876 | 0 | 0.393 | 2014-02-14 15:30 | 18101.1667 | 18.1012
|  | 2014-02-14 19:20:03 | 47.2257 | 5.2233 | 20.8933 | 6.87 | 6.87 | 0.88467 | 0.88467 | 0.324 | 0.324 | 0 | 0 | 18.1568 | 18.1568 | -0.096833 | -0.048417 | 0 | 81.3074 | 0 |  |  | 22.5648 |  | 0.44241 | 44.2415 | 0 | 0.096833 | 2014-02-14 16:00 | 18156.8333 | 18.1568
|  | 2014-02-14 19:50:03 | 45.6098 | 4.9407 | 19.7627 | 6.861 | 6.861 | 0.75017 | 0.75017 | 0.3355 | 0.3355 | 0 | 0 | 18.1432 | 18.1432 | 0.24267 | 0.12133 | 0 | 81.4287 | 0 |  |  | 21.5413 |  | 0.4333 | 43.3298 | 0 | 0 | 2014-02-14 16:30 | 18143.1667 | 18.1432
|  | 2014-02-14 20:20:03 | 43.7685 | 4.7372 | 18.9487 | 6.8652 | 6.8652 | 0.75083 | 0.75083 | 0.33983 | 0.33983 | 0 | 0 | 17.3838 | 17.3838 | 0.51983 | 0.25992 | 0 | 81.6886 | 0 |  |  | 17.0538 |  | 0.43293 | 43.2929 | 0 | 0 | 2014-02-14 17:00 | 17383.8333 | 17.3838
|  | 2014-02-14 20:50:05 | 41.8782 | 4.4757 | 17.9027 | 6.8583 | 6.8583 | 0.7255 | 0.7255 | 0.30933 | 0.30933 | 0 | 0 | 16.353 | 16.353 | 0.27067 | 0.13533 | 0 | 81.8239 | 0 |  |  | 18.4397 |  | 0.42749 | 42.7494 | 0 | 0 | 2014-02-14 17:30 | 16353 | 16.353
|  | 2014-02-14 21:20:04 | 39.8887 | 4.6042 | 18.4167 | 6.8365 | 6.8365 | 0.70917 | 0.70917 | 0.31733 | 0.31733 | 0 | 0 | 16.041 | 16.041 | 2.432 | 1.216 | 0 | 83.0399 | 0 |  |  | 18.2325 |  | 0.4617 | 46.1702 | 0 | 0 | 2014-02-14 18:00 | 16041 | 16.041
|  | 2014-02-14 21:50:01 | 38.0245 | 4.3052 | 17.2207 | 6.8003 | 6.8003 | 0.67583 | 0.67583 | 0.301 | 0.301 | 0 | 0 | 15.7195 | 15.7195 | 2.6928 | 1.3464 | 0 | 84.3864 | 0 |  |  | 15.6708 |  | 0.45288 | 45.2883 | 0 | 0 | 2014-02-14 18:30 | 15719.5 | 15.7195
|  | 2014-02-14 22:20:03 | 36.2755 | 3.8202 | 15.2807 | 6.699 | 6.699 | 0.64133 | 0.64133 | 0.30067 | 0.30067 | 0 | 0 | 15.3668 | 15.3668 | 2.013 | 1.0065 | 0 | 85.3929 | 0 |  |  | 16.1975 |  | 0.42124 | 42.1239 | 0 | 0 | 2014-02-14 19:00 | 15366.8333 | 15.3668
|  | 2014-02-14 22:50:02 | 34.8602 | 3.2512 | 13.0047 | 6.6918 | 6.6918 | 0.61683 | 0.61683 | 0.30067 | 0.30067 | 0 | 0 | 14.8605 | 14.8605 | 0.61433 | 0.30717 | 0 | 85.7 | 0 |  |  | 14.1751 |  | 0.37305 | 37.3052 | 0 | 0 | 2014-02-14 19:30 | 14860.5 | 14.8605
|  | 2014-02-14 23:20:03 | 33.5577 | 3.0357 | 12.1427 | 6.7052 | 6.7052 | 0.60283 | 0.60283 | 0.30067 | 0.30067 | 0 | 0 | 14.4727 | 14.4727 | 0.66633 | 0.33317 | 0 | 86.0332 | 0 |  |  | 12.3855 |  | 0.36184 | 36.1845 | 0 | 0 | 2014-02-14 20:00 | 14472.6667 | 14.4727
|  | 2014-02-14 23:50:03 | 32.4453 | 3.0623 | 12.2493 | 6.7043 | 6.7043 | 0.59683 | 0.59683 | 0.30117 | 0.30117 | 0 | 0 | 13.9327 | 13.9327 | 1.339 | 0.6695 | 0 | 86.7027 | 0 |  |  | 12.1268 |  | 0.37754 | 37.7538 | 0 | 0 | 2014-02-14 20:30 | 13932.6667 | 13.9327
|  | 2014-02-15 00:20:03 | 32.5968 | 2.778 | 11.112 | 6.6972 | 6.6972 | 0.58817 | 0.58817 | 0.3005 | 0.3005 | 0 | 0 | 14.342 | 14.342 | 0.443 | 0.2215 | 0 | 86.9242 | 0 |  |  | 10.7786 |  | 0.34089 | 34.0892 | 0 | 0 | 2014-02-14 21:00 | 14342 | 14.342
|  | 2014-02-15 00:50:04 | 32.5703 | 2.1955 | 8.782 | 6.7025 | 6.7025 | 0.58883 | 0.58883 | 0.2995 | 0.2995 | 0 | 0 | 14.5578 | 14.5578 | -1.6397 | -0.81983 | 0 | 86.1044 | 0 |  |  | 8.3429 |  | 0.26963 | 26.9632 | 0 | 1.6397 | 2014-02-14 21:30 | 14557.8333 | 14.5578
|  | 2014-02-15 01:20:02 | 32.6955 | 1.8882 | 7.5527 | 6.7107 | 6.7107 | 0.58867 | 0.58867 | 0.3005 | 0.3005 | 0 | 0 | 14.583 | 14.583 | -2.96 | -1.48 | 0 | 84.6244 | 0 |  |  | 7.4016 |  | 0.231 | 23.1 | 0 | 2.96 | 2014-02-14 22:00 | 14583 | 14.583
|  | 2014-02-15 01:50:02 | 32.2453 | 1.8147 | 7.2587 | 6.7128 | 6.7128 | 0.5885 | 0.5885 | 0.316 | 0.316 | 0 | 0 | 14.4065 | 14.4065 | -2.9628 | -1.4814 | 0 | 83.1429 | 0 |  |  | 7.9845 |  | 0.22511 | 22.5108 | 0 | 2.9628 | 2014-02-14 22:30 | 14406.5 | 14.4065
|  | 2014-02-15 02:20:02 | 31.5905 | 2.0462 | 8.1847 | 6.7125 | 6.7125 | 0.56983 | 0.56983 | 0.3115 | 0.3115 | 0 | 0 | 14.2868 | 14.2868 | -1.5252 | -0.76258 | 0 | 82.3804 | 0 |  |  | 8.1847 |  | 0.25909 | 25.9086 | 0 | 1.5252 | 2014-02-14 23:00 | 14286.8333 | 14.2868
|  | 2014-02-15 02:50:03 | 31.7528 | 2.1603 | 8.6413 | 6.7155 | 6.7155 | 0.57033 | 0.57033 | 0.4 | 0.4 | 0 | 0 | 14.2462 | 14.2462 | -1.1795 | -0.58975 | 0 | 81.7906 | 0 |  |  | 8.0364 |  | 0.27214 | 27.2144 | 0 | 1.1795 | 2014-02-14 23:30 | 14246.1667 | 14.2462
|  | 2014-02-15 03:20:02 | 30.9717 | 2.2593 | 9.0373 | 6.715 | 6.715 | 0.5695 | 0.5695 | 0.326 | 0.326 | 0 | 0 | 13.956 | 13.956 | -0.36783 | -0.18392 | 0 | 81.6067 | 0 |  |  | 9.7603 |  | 0.29179 | 29.1794 | 0 | 0.36783 | 2014-02-15 | 13956 | 13.956
|  | 2014-02-15 03:50:04 | 30.1273 | 2.4795 | 9.918 | 6.709 | 6.709 | 0.57117 | 0.57117 | 0.30083 | 0.30083 | 0 | 0 | 13.335 | 13.335 | 0.70667 | 0.35333 | 0 | 81.96 | 0 |  |  | 9.1246 |  | 0.3292 | 32.9203 | 0 | 0 | 2014-02-15 00:30 | 13335 | 13.335
|  | 2014-02-15 04:20:03 | 29.588 | 2.5937 | 10.3747 | 6.712 | 6.712 | 0.55917 | 0.55917 | 0.3015 | 0.3015 | 0 | 0 | 13.2343 | 13.2343 | 1.5937 | 0.79683 | 0 | 82.7569 | 0 |  |  | 10.7897 |  | 0.35064 | 35.0638 | 0 | 0 | 2014-02-15 01:00 | 13234.3333 | 13.2343
|  | 2014-02-15 04:50:01 | 29.1277 | 2.7385 | 10.954 | 6.712 | 6.712 | 0.54 | 0.54 | 0.30183 | 0.30183 | 0 | 0 | 13.081 | 13.081 | 2.4612 | 1.2306 | 0 | 83.9874 | 0 |  |  | 10.954 |  | 0.37607 | 37.6069 | 0 | 0 | 2014-02-15 01:30 | 13081 | 13.081
|  | 2014-02-15 05:20:03 | 29.2757 | 2.7532 | 11.0127 | 6.71 | 6.71 | 0.5405 | 0.5405 | 0.30167 | 0.30167 | 0 | 0 | 13.263 | 13.263 | 2.5522 | 1.2761 | 0 | 85.2635 | 0 |  |  | 10.0215 |  | 0.37617 | 37.6171 | 0 | 0 | 2014-02-15 02:00 | 13263 | 13.263
|  | 2014-02-15 05:50:01 | 29.6422 | 2.9178 | 11.6713 | 6.7118 | 6.7118 | 0.541 | 0.541 | 0.3015 | 0.3015 | 0 | 0 | 13.4742 | 13.4742 | 3.0577 | 1.5288 | 0 | 86.7924 | 0 |  |  | 11.5546 |  | 0.39374 | 39.3741 | 0 | 0 | 2014-02-15 02:30 | 13474.1667 | 13.4742
|  | 2014-02-15 06:20:01 | 30.5975 | 3.2972 | 13.1887 | 6.7085 | 6.7085 | 0.5425 | 0.5425 | 0.30067 | 0.30067 | 0 | 0 | 13.7218 | 13.7218 | 3.8647 | 1.9323 | 0 | 88.7247 | 0 |  |  | 13.5843 |  | 0.43104 | 43.1037 | 0 | 0 | 2014-02-15 03:00 | 13721.8333 | 13.7218
|  | 2014-02-15 06:50:02 | 30.9042 | 3.576 | 14.304 | 6.7077 | 6.7077 | 0.56617 | 0.56617 | 0.301 | 0.301 | 0 | 0 | 13.5337 | 13.5337 | 4.5083 | 2.2542 | 0 | 90.9789 | 0 |  |  | 14.8762 |  | 0.46285 | 46.285 | 0 | 0 | 2014-02-15 03:30 | 13533.6667 | 13.5337
|  | 2014-02-15 07:20:04 | 31.3988 | 3.6562 | 14.6247 | 6.7092 | 6.7092 | 0.59633 | 0.59633 | 0.301 | 0.301 | 0 | 0 | 13.8105 | 13.8105 | 4.6428 | 2.3214 | 0 | 93.3003 | 0 |  |  | 14.4784 |  | 0.46577 | 46.5771 | 0 | 0 | 2014-02-15 04:00 | 13810.5 | 13.8105
|  | 2014-02-15 07:50:03 | 32.6637 | 3.854 | 15.416 | 6.7065 | 6.7065 | 0.602 | 0.602 | 0.3005 | 0.3005 | 0 | 0 | 14.4457 | 14.4457 | 4.807 | 2.4035 | 0 | 95.7038 | 0 |  |  | 15.5702 |  | 0.47196 | 47.1962 | 0 | 0 | 2014-02-15 04:30 | 14445.6667 | 14.4457
|  | 2014-02-15 08:20:03 | 34.8145 | 3.9167 | 15.6667 | 6.701 | 6.701 | 0.64433 | 0.64433 | 0.31717 | 0.31717 | 0 | 0 | 15.1017 | 15.1017 | 3.6163 | 1.8082 | 0 | 97.5119 | 0 |  |  | 15.6667 |  | 0.45 | 45.0004 | 0 | 0 | 2014-02-15 05:00 | 15101.6667 | 15.1017
|  | 2014-02-15 08:50:04 | 36.8258 | 4.0543 | 16.2173 | 6.7082 | 6.7082 | 0.793 | 0.793 | 0.55017 | 0.55017 | 0.9056 | 0.9056 | 15.5573 | 15.5573 | 3.9058 | 1.9529 | 0 | 99.4648 | 0 |  |  | 15.5686 |  | 0.44038 | 44.0379 | 0 | 0 | 2014-02-15 05:30 | 15557.3333 | 15.5573
|  | 2014-02-15 09:20:01 | 38.3872 | 4.3745 | 17.498 | 6.7043 | 6.7043 | 0.88167 | 0.88167 | 0.58633 | 0.58633 | 0.9056 | 0.9056 | 15.6672 | 15.6672 | 3.8559 | 1.928 | 0 | 100 | 1.928 |  |  | 18.5479 |  | 0.45583 | 45.5829 | 0 | 0 | 2014-02-15 06:00 | 15667.1667 | 15.6672
|  | 2014-02-15 09:50:03 | 39.1943 | 4.5752 | 18.3007 | 6.7108 | 6.7108 | 0.75983 | 0.75983 | 0.582 | 0.582 | 1.4816 | 1.4816 | 15.6837 | 15.6837 | 4.3243 | 2.1621 | 0 | 100 | 2.1621 |  |  | 17.2026 |  | 0.46692 | 46.6921 | 0 | 0 | 2014-02-15 06:30 | 15683.6667 | 15.6837
|  | 2014-02-15 10:20:01 | 39.447 | 4.788 | 19.152 | 6.7072 | 6.7072 | 0.75967 | 0.75967 | 0.69467 | 0.69467 | 1.4816 | 1.4816 | 15.8827 | 15.8827 | 5.2308 | 2.6154 | 0 | 100 | 2.6154 |  |  | 18.1944 |  | 0.48551 | 48.5512 | 0 | 0 | 2014-02-15 07:00 | 15882.6667 | 15.8827
|  | 2014-02-15 10:50:02 | 39.6545 | 5.0488 | 20.1953 | 6.7082 | 6.7082 | 0.72083 | 0.72083 | 0.4805 | 0.4805 | 4.5672 | 4.5672 | 15.9088 | 15.9088 | 8.9264 | 4.4632 | 0 | 100 | 4.4632 |  |  | 19.5895 |  | 0.50928 | 50.9282 | 0 | 0 | 2014-02-15 07:30 | 15908.8333 | 15.9088
|  | 2014-02-15 11:20:02 | 39.8072 | 5.0843 | 20.3373 | 6.7058 | 6.7058 | 0.65967 | 0.65967 | 0.42933 | 0.42933 | 4.5672 | 4.5672 | 15.9207 | 15.9207 | 8.8129 | 4.4064 | 0 | 100 | 4.4064 |  |  | 18.9137 |  | 0.5109 | 51.0896 | 0 | 0 | 2014-02-15 08:00 | 15920.6667 | 15.9207
|  | 2014-02-15 11:50:02 | 39.8098 | 5.293 | 21.172 | 6.702 | 6.702 | 0.6575 | 0.6575 | 0.30183 | 0.30183 | 3.008 | 3.008 | 15.9458 | 15.9458 | 7.9773 | 3.9887 | 0 | 100 | 3.9887 |  |  | 19.0548 |  | 0.53183 | 53.1828 | 0 | 0 | 2014-02-15 08:30 | 15945.8333 | 15.9458
|  | 2014-02-15 12:20:02 | 39.665 | 5.2638 | 21.0553 | 6.7052 | 6.7052 | 0.658 | 0.658 | 0.29833 | 0.29833 | 3.008 | 3.008 | 15.983 | 15.983 | 8.0428 | 4.0214 | 0 | 100 | 4.0214 |  |  | 23.1609 |  | 0.53083 | 53.0829 | 0 | 0 | 2014-02-15 09:00 | 15983 | 15.983
|  | 2014-02-15 12:50:02 | 39.3673 | 5.4247 | 21.6987 | 6.706 | 6.706 | 0.63383 | 0.63383 | 0.29867 | 0.29867 | 3.2712 | 3.2712 | 15.9815 | 15.9815 | 9.2225 | 4.6113 | 0 | 100 | 4.6113 |  |  | 21.2647 |  | 0.55118 | 55.1185 | 0 | 0 | 2014-02-15 09:30 | 15981.5 | 15.9815
|  | 2014-02-15 13:20:03 | 38.9448 | 5.6398 | 22.5593 | 6.7118 | 6.7118 | 0.58983 | 0.58983 | 0.29783 | 0.29783 | 3.2712 | 3.2712 | 15.91 | 15.91 | 10.3952 | 5.1976 | 0 | 100 | 5.1976 |  |  | 23.6873 |  | 0.57926 | 57.9264 | 0 | 0 | 2014-02-15 10:00 | 15910 | 15.91
|  | 2014-02-15 13:50:05 | 38.603 | 5.6145 | 22.458 | 6.705 | 6.705 | 0.6005 | 0.6005 | 0.29833 | 0.29833 | 2.7592 | 2.7592 | 15.8648 | 15.8648 | 10.0829 | 5.0414 | 0 | 100 | 5.0414 |  |  | 23.3563 |  | 0.58177 | 58.1768 | 0 | 0 | 2014-02-15 10:30 | 15864.8333 | 15.8648
|  | 2014-02-15 14:20:03 | 38.3423 | 5.421 | 21.684 | 6.7087 | 6.7087 | 0.60417 | 0.60417 | 0.29833 | 0.29833 | 2.7592 | 2.7592 | 15.7272 | 15.7272 | 9.4392 | 4.7196 | 0 | 100 | 4.7196 |  |  | 22.7682 |  | 0.56554 | 56.5537 | 0 | 0 | 2014-02-15 11:00 | 15727.1667 | 15.7272
|  | 2014-02-15 14:50:03 | 38.188 | 5.443 | 21.772 | 6.7098 | 6.7098 | 0.58267 | 0.58267 | 0.2985 | 0.2985 | 1.0792 | 1.0792 | 15.6383 | 15.6383 | 7.8925 | 3.9463 | 0 | 100 | 3.9463 |  |  | 21.5543 |  | 0.57013 | 57.0127 | 0 | 0 | 2014-02-15 11:30 | 15638.3333 | 15.6383
|  | 2014-02-15 15:20:02 | 38.0568 | 5.437 | 21.748 | 6.7062 | 6.7062 | 0.558 | 0.558 | 0.2985 | 0.2985 | 1.0792 | 1.0792 | 15.5747 | 15.5747 | 7.9077 | 3.9538 | 0 | 100 | 3.9538 |  |  | 23.4878 |  | 0.57146 | 57.1461 | 0 | 0 | 2014-02-15 12:00 | 15574.6667 | 15.5747
|  | 2014-02-15 15:50:02 | 38.1623 | 5.4015 | 21.606 | 6.7022 | 6.7022 | 0.5735 | 0.5735 | 0.29767 | 0.29767 | 0.6184 | 0.6184 | 15.5887 | 15.5887 | 7.2241 | 3.612 | 0 | 100 | 3.612 |  |  | 20.9578 |  | 0.56616 | 56.616 | 0 | 0 | 2014-02-15 12:30 | 15588.6667 | 15.5887
|  | 2014-02-15 16:20:02 | 38.9802 | 5.387 | 21.548 | 6.6962 | 6.6962 | 0.64583 | 0.64583 | 0.2975 | 0.2975 | 0.6184 | 0.6184 | 15.6843 | 15.6843 | 6.5101 | 3.255 | 0 | 100 | 3.255 |  |  | 22.4099 |  | 0.55279 | 55.2794 | 0 | 0 | 2014-02-15 13:00 | 15684.3333 | 15.6843
|  | 2014-02-15 16:50:03 | 40.5162 | 5.4648 | 21.8593 | 6.7038 | 6.7038 | 0.76333 | 0.76333 | 0.29817 | 0.29817 | 0.0464 | 0.0464 | 15.8127 | 15.8127 | 4.9676 | 2.4838 | 0 | 100 | 2.4838 |  |  | 21.8593 |  | 0.53952 | 53.9521 | 0 | 0 | 2014-02-15 13:30 | 15812.6667 | 15.8127
|  | 2014-02-15 17:20:05 | 43.0943 | 5.5087 | 22.0347 | 6.7087 | 6.7087 | 0.84267 | 0.84267 | 0.357 | 0.357 | 0.0464 | 0.0464 | 16.054 | 16.054 | 2.9491 | 1.4745 | 0 | 100 | 1.4745 |  |  | 20.2719 |  | 0.51131 | 51.1312 | 0 | 0 | 2014-02-15 14:00 | 16054 | 16.054
|  | 2014-02-15 17:50:02 | 45.0625 | 5.4012 | 21.6047 | 6.7175 | 6.7175 | 0.96183 | 0.96183 | 0.526 | 0.526 | 0 | 0 | 16.1678 | 16.1678 | 0.91533 | 0.45767 | 0 | 100 | 0.45767 |  |  | 19.6602 |  | 0.47944 | 47.9438 | 0 | 0 | 2014-02-15 14:30 | 16167.8333 | 16.1678
|  | 2014-02-15 18:20:03 | 45.144 | 5.4782 | 21.9127 | 6.7165 | 6.7165 | 0.964 | 0.964 | 0.47483 | 0.47483 | 0 | 0 | 16.174 | 16.174 | 1.098 | 0.549 | 0 | 100 | 0.549 |  |  | 19.9405 |  | 0.48539 | 48.5395 | 0 | 0 | 2014-02-15 15:00 | 16174 | 16.174
|  | 2014-02-15 18:50:03 | 44.2085 | 5.4233 | 21.6933 | 6.7153 | 6.7153 | 0.9055 | 0.9055 | 0.3515 | 0.3515 | 0 | 0 | 16.0672 | 16.0672 | 1.5243 | 0.76217 | 0 | 100 | 0.76217 |  |  | 19.9579 |  | 0.49071 | 49.0705 | 0 | 0 | 2014-02-15 15:30 | 16067.1667 | 16.0672
|  | 2014-02-15 19:20:03 | 42.9527 | 5.5068 | 22.0273 | 6.7172 | 6.7172 | 0.80067 | 0.80067 | 0.3195 | 0.3195 | 0 | 0 | 16.007 | 16.007 | 2.919 | 1.4595 | 0 | 100 | 1.4595 |  |  | 23.7895 |  | 0.51283 | 51.2828 | 0 | 0 | 2014-02-15 16:00 | 16007 | 16.007
|  | 2014-02-15 19:50:04 | 41.287 | 5.4397 | 21.7587 | 6.7138 | 6.7138 | 0.802 | 0.802 | 0.29833 | 0.29833 | 0 | 0 | 15.9997 | 15.9997 | 4.2855 | 2.1428 | 0 | 100 | 2.1428 |  |  | 23.2818 |  | 0.52701 | 52.701 | 0 | 0 | 2014-02-15 16:30 | 15999.6667 | 15.9997
|  | 2014-02-15 20:20:02 | 40.0465 | 5.512 | 22.048 | 6.708 | 6.708 | 0.755 | 0.755 | 0.29817 | 0.29817 | 0 | 0 | 15.562 | 15.562 | 5.3247 | 2.6623 | 0 | 100 | 2.6623 |  |  | 21.8275 |  | 0.55056 | 55.056 | 0 | 0 | 2014-02-15 17:00 | 15562 | 15.562
|  | 2014-02-15 20:50:02 | 38.8303 | 5.4875 | 21.95 | 6.7302 | 6.7302 | 0.6425 | 0.6425 | 0.29833 | 0.29833 | 0 | 0 | 15.1948 | 15.1948 | 5.9855 | 2.9927 | 0 | 100 | 2.9927 |  |  | 22.389 |  | 0.56528 | 56.528 | 0 | 0 | 2014-02-15 17:30 | 15194.8333 | 15.1948
|  | 2014-02-15 21:20:03 | 37.283 | 5.4018 | 21.6073 | 6.7437 | 6.7437 | 0.60067 | 0.60067 | 0.29733 | 0.29733 | 0 | 0 | 14.9638 | 14.9638 | 6.9298 | 3.4649 | 0 | 100 | 3.4649 |  |  | 21.3913 |  | 0.57955 | 57.9549 | 0 | 0 | 2014-02-15 18:00 | 14963.8333 | 14.9638
|  | 2014-02-15 21:50:03 | 35.813 | 5.4035 | 21.614 | 6.7478 | 6.7478 | 0.60133 | 0.60133 | 0.29767 | 0.29767 | 0 | 0 | 14.4612 | 14.4612 | 7.909 | 3.9545 | 0 | 100 | 3.9545 |  |  | 19.8849 |  | 0.60352 | 60.3524 | 0 | 0 | 2014-02-15 18:30 | 14461.1667 | 14.4612
|  | 2014-02-15 22:20:04 | 34.6423 | 5.4528 | 21.8113 | 6.7553 | 6.7553 | 0.60167 | 0.60167 | 0.298 | 0.298 | 0 | 0 | 14.0157 | 14.0157 | 8.8397 | 4.4198 | 0 | 100 | 4.4198 |  |  | 23.12 |  | 0.62962 | 62.9615 | 0 | 0 | 2014-02-15 19:00 | 14015.6667 | 14.0157
|  | 2014-02-15 22:50:04 | 33.5813 | 5.5048 | 22.0193 | 6.7588 | 6.7588 | 0.58667 | 0.58667 | 0.29783 | 0.29783 | 0 | 0 | 13.7158 | 13.7158 | 9.7972 | 4.8986 | 0 | 100 | 4.8986 |  |  | 22.9001 |  | 0.6557 | 65.5702 | 0 | 0 | 2014-02-15 19:30 | 13715.8333 | 13.7158
|  | 2014-02-15 23:20:03 | 32.0718 | 5.5523 | 22.2093 | 6.794 | 6.794 | 0.55567 | 0.55567 | 0.29833 | 0.29833 | 0 | 0 | 12.7942 | 12.7942 | 10.5797 | 5.2898 | 0 | 100 | 5.2898 |  |  | 21.7651 |  | 0.69249 | 69.2487 | 0 | 0 | 2014-02-15 20:00 | 12794.1667 | 12.7942
|  | 2014-02-15 23:50:02 | 31.5852 | 5.5157 | 22.0627 | 6.7878 | 6.7878 | 0.5545 | 0.5545 | 0.29867 | 0.29867 | 0 | 0 | 12.4247 | 12.4247 | 10.5432 | 5.2716 | 0 | 100 | 5.2716 |  |  | 20.7389 |  | 0.69851 | 69.8514 | 0 | 0 | 2014-02-15 20:30 | 12424.6667 | 12.4247
|  | 2014-02-16 00:20:02 | 31.6975 | 5.487 | 21.948 | 6.7825 | 6.7825 | 0.555 | 0.555 | 0.29867 | 0.29867 | 0 | 0 | 12.4102 | 12.4102 | 10.2968 | 5.1484 | 0 | 100 | 5.1484 |  |  | 19.7532 |  | 0.69242 | 69.2421 | 0 | 0 | 2014-02-15 21:00 | 12410.1667 | 12.4102
|  | 2014-02-16 00:50:02 | 31.6535 | 5.5595 | 22.238 | 6.785 | 6.785 | 0.5515 | 0.5515 | 0.29867 | 0.29867 | 0 | 0 | 12.2023 | 12.2023 | 10.422 | 5.211 | 0 | 100 | 5.211 |  |  | 24.4618 |  | 0.70254 | 70.2545 | 0 | 0 | 2014-02-15 21:30 | 12202.3333 | 12.2023
|  | 2014-02-16 01:20:03 | 31.2607 | 5.4493 | 21.7973 | 6.7912 | 6.7912 | 0.5425 | 0.5425 | 0.29817 | 0.29817 | 0 | 0 | 12.1825 | 12.1825 | 10.351 | 5.1755 | 0 | 100 | 5.1755 |  |  | 23.5411 |  | 0.69728 | 69.7277 | 0 | 0 | 2014-02-15 22:00 | 12182.5 | 12.1825
|  | 2014-02-16 01:50:02 | 31.1583 | 5.4317 | 21.7267 | 6.7897 | 6.7897 | 0.54183 | 0.54183 | 0.29867 | 0.29867 | 0 | 0 | 12.4182 | 12.4182 | 10.6167 | 5.3083 | 0 | 100 | 5.3083 |  |  | 20.2058 |  | 0.6973 | 69.7299 | 0 | 0 | 2014-02-15 22:30 | 12418.1667 | 12.4182
|  | 2014-02-16 02:20:05 | 31.1235 | 5.3452 | 21.3807 | 6.7783 | 6.7783 | 0.52817 | 0.52817 | 0.29883 | 0.29883 | 0 | 0 | 12.5742 | 12.5742 | 10.4367 | 5.2183 | 0 | 100 | 5.2183 |  |  | 23.0911 |  | 0.68696 | 68.6962 | 0 | 0 | 2014-02-15 23:00 | 12574.1667 | 12.5742
|  | 2014-02-16 02:50:04 | 30.6987 | 5.1472 | 20.5887 | 6.7893 | 6.7893 | 0.52917 | 0.52917 | 0.297 | 0.297 | 0 | 0 | 12.2872 | 12.2872 | 9.7927 | 4.8963 | 0 | 100 | 4.8963 |  |  | 20.5887 |  | 0.67067 | 67.067 | 0 | 0 | 2014-02-15 23:30 | 12287.1667 | 12.2872
|  | 2014-02-16 03:20:02 | 30.475 | 5.1385 | 20.554 | 6.7922 | 6.7922 | 0.52867 | 0.52867 | 0.29633 | 0.29633 | 0 | 0 | 12.0762 | 12.0762 | 9.7723 | 4.8862 | 0 | 100 | 4.8862 |  |  | 19.5263 |  | 0.67445 | 67.4454 | 0 | 0 | 2014-02-16 | 12076.1667 | 12.0762
|  | 2014-02-16 03:50:02 | 29.9332 | 4.9983 | 19.9933 | 6.7975 | 6.7975 | 0.53067 | 0.53067 | 0.29617 | 0.29617 | 0 | 0 | 11.6668 | 11.6668 | 9.3513 | 4.6757 | 0 | 100 | 4.6757 |  |  | 21.3929 |  | 0.66793 | 66.7932 | 0 | 0 | 2014-02-16 00:30 | 11666.8333 | 11.6668
|  | 2014-02-16 04:20:02 | 29.5503 | 4.8275 | 19.31 | 6.802 | 6.802 | 0.5315 | 0.5315 | 0.29767 | 0.29767 | 0 | 0 | 11.4388 | 11.4388 | 8.8297 | 4.4148 | 0 | 100 | 4.4148 |  |  | 17.5721 |  | 0.65346 | 65.3461 | 0 | 0 | 2014-02-16 01:00 | 11438.8333 | 11.4388
|  | 2014-02-16 04:50:03 | 29.1353 | 4.7965 | 19.186 | 6.7967 | 6.7967 | 0.541 | 0.541 | 0.29817 | 0.29817 | 0 | 0 | 11.0287 | 11.0287 | 8.7152 | 4.3576 | 0 | 100 | 4.3576 |  |  | 18.6104 |  | 0.65851 | 65.8513 | 0 | 0 | 2014-02-16 01:30 | 11028.6667 | 11.0287
|  | 2014-02-16 05:20:05 | 29.1752 | 4.7407 | 18.9627 | 6.7938 | 6.7938 | 0.557 | 0.557 | 0.298 | 0.298 | 0 | 0 | 11.163 | 11.163 | 8.5993 | 4.2997 | 0 | 100 | 4.2997 |  |  | 18.2042 |  | 0.64996 | 64.9959 | 0 | 0 | 2014-02-16 02:00 | 11163 | 11.163
|  | 2014-02-16 05:50:03 | 29.4288 | 4.5725 | 18.29 | 6.7952 | 6.7952 | 0.55867 | 0.55867 | 0.29833 | 0.29833 | 0 | 0 | 11.6522 | 11.6522 | 8.1655 | 4.0827 | 0 | 100 | 4.0827 |  |  | 19.3874 |  | 0.6215 | 62.1499 | 0 | 0 | 2014-02-16 02:30 | 11652.1667 | 11.6522
|  | 2014-02-16 06:20:03 | 30.3777 | 4.5193 | 18.0773 | 6.8045 | 6.8045 | 0.55883 | 0.55883 | 0.298 | 0.298 | 0 | 0 | 12.5327 | 12.5327 | 7.8937 | 3.9468 | 0 | 100 | 3.9468 |  |  | 18.8004 |  | 0.59509 | 59.5086 | 0 | 0 | 2014-02-16 03:00 | 12532.6667 | 12.5327
|  | 2014-02-16 06:50:03 | 30.8955 | 4.5217 | 18.0867 | 6.8337 | 6.8337 | 0.5755 | 0.5755 | 0.29917 | 0.29917 | 0 | 0 | 13.005 | 13.005 | 7.9045 | 3.9523 | 0 | 100 | 3.9523 |  |  | 18.6293 |  | 0.58541 | 58.5414 | 0 | 0 | 2014-02-16 03:30 | 13005 | 13.005
|  | 2014-02-16 07:20:02 | 30.827 | 4.2818 | 17.1273 | 6.8265 | 6.8265 | 0.61833 | 0.61833 | 0.29867 | 0.29867 | 0 | 0 | 12.9943 | 12.9943 | 7.0382 | 3.5191 | 0 | 100 | 3.5191 |  |  | 16.7848 |  | 0.5556 | 55.5595 | 0 | 0 | 2014-02-16 04:00 | 12994.3333 | 12.9943
|  | 2014-02-16 07:50:02 | 30.8137 | 4.0785 | 16.314 | 6.8305 | 6.8305 | 0.6315 | 0.6315 | 0.29867 | 0.29867 | 0 | 0 | 13.0707 | 13.0707 | 6.3317 | 3.1658 | 0 | 100 | 3.1658 |  |  | 17.456 |  | 0.52944 | 52.944 | 0 | 0 | 2014-02-16 04:30 | 13070.6667 | 13.0707
|  | 2014-02-16 08:20:03 | 31.9888 | 3.7895 | 15.158 | 6.8262 | 6.8262 | 0.631 | 0.631 | 0.2985 | 0.2985 | 0 | 0 | 13.6095 | 13.6095 | 4.5343 | 2.2672 | 0 | 100 | 2.2672 |  |  | 15.4612 |  | 0.47385 | 47.3853 | 0 | 0 | 2014-02-16 05:00 | 13609.5 | 13.6095
|  | 2014-02-16 08:50:03 | 33.6187 | 3.5218 | 14.0873 | 6.8243 | 6.8243 | 0.74683 | 0.74683 | 0.29883 | 0.29883 | 0.3532 | 0.3532 | 14.3248 | 14.3248 | 3.0167 | 1.5084 | 0 | 100 | 1.5084 |  |  | 14.51 |  | 0.41903 | 41.9033 | 0 | 0 | 2014-02-16 05:30 | 14324.8333 | 14.3248
|  | 2014-02-16 09:20:02 | 35.0965 | 3.254 | 13.016 | 6.8272 | 6.8272 | 0.8925 | 0.8925 | 0.36383 | 0.36383 | 0.3532 | 0.3532 | 14.7972 | 14.7972 | 1.1534 | 0.57668 | 0 | 100 | 0.57668 |  |  | 13.6668 |  | 0.37086 | 37.0863 | 0 | 0 | 2014-02-16 06:00 | 14797.1667 | 14.7972
|  | 2014-02-16 09:50:01 | 36.0065 | 2.8223 | 11.2893 | 6.8253 | 6.8253 | 0.87783 | 0.87783 | 0.40833 | 0.40833 | 0.722 | 0.722 | 15.391 | 15.391 | -0.49267 | -0.24633 | 0 | 99.7537 | 0 |  |  | 10.2733 |  | 0.31354 | 31.3536 | 0 | 0.49267 | 2014-02-16 06:30 | 15391 | 15.391
|  | 2014-02-16 10:20:02 | 36.9508 | 2.4888 | 9.9553 | 6.7777 | 6.7777 | 0.89183 | 0.89183 | 0.61617 | 0.61617 | 0.722 | 0.722 | 15.7427 | 15.7427 | -2.2452 | -1.1226 | 0 | 98.6311 | 0 |  |  | 9.1589 |  | 0.26942 | 26.9421 | 0 | 2.2452 | 2014-02-16 07:00 | 15742.6667 | 15.7427
|  | 2014-02-16 10:50:03 | 37.1297 | 2.3617 | 9.4467 | 6.1657 | 6.1657 | 0.85133 | 0.85133 | 0.718 | 0.718 | 1.0004 | 1.0004 | 15.883 | 15.883 | -3.0646 | -1.5323 | 0 | 97.0988 | 0 |  |  | 9.4467 |  | 0.25442 | 25.4424 | 0 | 3.0646 | 2014-02-16 07:30 | 15883 | 15.883
|  | 2014-02-16 11:20:02 | 37.3187 | 2.3773 | 9.5093 | 6.1647 | 6.1647 | 0.85783 | 0.85783 | 0.717 | 0.717 | 1.0004 | 1.0004 | 15.8807 | 15.8807 | -3.1888 | -1.5944 | 0 | 95.5044 | 0 |  |  | 10.4603 |  | 0.25481 | 25.4814 | 0 | 3.1888 | 2014-02-16 08:00 | 15880.6667 | 15.8807
|  | 2014-02-16 11:50:03 | 37.6075 | 2.4342 | 9.7367 | 6.1745 | 6.1745 | 0.84 | 0.84 | 0.69883 | 0.69883 | 1.1912 | 1.1912 | 15.8265 | 15.8265 | -3.1398 | -1.5699 | 0 | 93.9345 | 0 |  |  | 9.5419 |  | 0.2589 | 25.8902 | 0 | 3.1398 | 2014-02-16 08:30 | 15826.5 | 15.8265
|  | 2014-02-16 12:20:03 | 37.774 | 2.3728 | 9.4913 | 6.1568 | 6.1568 | 0.80283 | 0.80283 | 0.47983 | 0.47983 | 1.1912 | 1.1912 | 15.8202 | 15.8202 | -3.8318 | -1.9159 | 0 | 92.0186 | 0 |  |  | 9.5862 |  | 0.25127 | 25.1266 | 0 | 3.8318 | 2014-02-16 09:00 | 15820.1667 | 15.8202
|  | 2014-02-16 12:50:03 | 37.7162 | 2.2003 | 8.8013 | 6.1585 | 6.1585 | 0.71617 | 0.71617 | 0.3 | 0.3 | 2.166 | 2.166 | 15.6163 | 15.6163 | -3.9578 | -1.9789 | 0 | 90.0397 | 0 |  |  | 8.8013 |  | 0.23336 | 23.3357 | 0 | 3.9578 | 2014-02-16 09:30 | 15616.3333 | 15.6163
|  | 2014-02-16 13:20:01 | 37.5532 | 2.2773 | 9.1093 | 6.1878 | 6.1878 | 0.59683 | 0.59683 | 0.29833 | 0.29833 | 2.166 | 2.166 | 15.744 | 15.744 | -3.4508 | -1.7254 | 0 | 88.3143 | 0 |  |  | 9.6559 |  | 0.24257 | 24.2572 | 0 | 3.4508 | 2014-02-16 10:00 | 15744 | 15.744
|  | 2014-02-16 13:50:02 | 37.1678 | 2.216 | 8.864 | 6.181 | 6.181 | 0.56883 | 0.56883 | 0.2975 | 0.2975 | 1.0292 | 1.0292 | 15.805 | 15.805 | -4.4223 | -2.2112 | 0 | 86.1031 | 0 |  |  | 8.5094 |  | 0.23849 | 23.8486 | 0 | 4.4223 | 2014-02-16 10:30 | 15805 | 15.805
|  | 2014-02-16 14:20:03 | 37.1318 | 1.9975 | 7.99 | 6.186 | 6.186 | 0.57033 | 0.57033 | 0.2985 | 0.2985 | 1.0292 | 1.0292 | 15.87 | 15.87 | -5.1878 | -2.5939 | 0 | 83.5092 | 0 |  |  | 8.3096 |  | 0.21518 | 21.5179 | 0 | 5.1878 | 2014-02-16 11:00 | 15870 | 15.87
|  | 2014-02-16 14:50:02 | 37.1163 | 1.9028 | 7.6113 | 6.1982 | 6.1982 | 0.57517 | 0.57517 | 0.29767 | 0.29767 | 0.7744 | 0.7744 | 15.8588 | 15.8588 | -5.8008 | -2.9004 | 0 | 80.6088 | 0 |  |  | 7.383 |  | 0.20507 | 20.5067 | 0 | 5.8008 | 2014-02-16 11:30 | 15858.8333 | 15.8588
|  | 2014-02-16 15:20:05 | 37.475 | 1.6037 | 6.4147 | 6.196 | 6.196 | 0.5795 | 0.5795 | 0.29817 | 0.29817 | 0.7744 | 0.7744 | 15.7815 | 15.7815 | -7.4308 | -3.7154 | 0 | 76.8934 | 0 |  |  | 7.0561 |  | 0.17117 | 17.1172 | 0 | 7.4308 | 2014-02-16 12:00 | 15781.5 | 15.7815
|  | 2014-02-16 15:50:03 | 38.0843 | 1.3563 | 5.4253 | 6.2005 | 6.2005 | 0.58267 | 0.58267 | 0.28517 | 0.28517 | 0.3968 | 0.3968 | 15.7915 | 15.7915 | -9.4024 | -4.7012 | 0 | 72.1923 | 0 |  |  | 5.4253 |  | 0.14246 | 14.2456 | 0 | 9.4024 | 2014-02-16 12:30 | 15791.5 | 15.7915
|  | 2014-02-16 16:20:03 | 39.1562 | 1.0655 | 4.262 | 6.2018 | 6.2018 | 0.69017 | 0.69017 | 0.29133 | 0.29133 | 0.3968 | 0.3968 | 15.8265 | 15.8265 | -11.4875 | -5.7438 | 0 | 66.4485 | 0 |  |  | 4.4325 |  | 0.10885 | 10.8846 | 0 | 11.4875 | 2014-02-16 13:00 | 15826.5 | 15.8265
|  | 2014-02-16 16:51:01 | 40.8007 | 0.99633 | 3.9853 | 6.2082 | 6.2082 | 0.8675 | 0.8675 | 0.29817 | 0.29817 | 0.0596 | 0.0596 | 15.8632 | 15.8632 | -13.5187 | -6.7594 | 0 | 59.6891 | 0 |  |  | 3.9853 |  | 0.097678 | 9.7678 | 0 | 13.5187 | 2014-02-16 13:30 | 15863.1667 | 15.8632
|  | 2014-02-16 17:20:02 | 43.331 | 0.94 | 3.76 | 6.207 | 6.207 | 0.88683 | 0.88683 | 0.31333 | 0.31333 | 0.0596 | 0.0596 | 15.8325 | 15.8325 | -16.2717 | -8.1359 | 0 | 51.5533 | 0 |  |  | 3.8352 |  | 0.086774 | 8.6774 | 0 | 16.2717 | 2014-02-16 14:00 | 15832.5 | 15.8325
|  | 2014-02-16 17:50:03 | 45.3137 | 1.043 | 4.172 | 6.2072 | 6.2072 | 0.92617 | 0.92617 | 0.54617 | 0.54617 | 0 | 0 | 15.8845 | 15.8845 | -17.5777 | -8.7888 | 0 | 42.7644 | 0 |  |  | 4.4223 |  | 0.092069 | 9.2069 | 0 | 17.5777 | 2014-02-16 14:30 | 15884.5 | 15.8845
|  | 2014-02-16 18:20:04 | 45.566 | 1.0917 | 4.3667 | 6.204 | 6.204 | 0.97233 | 0.97233 | 0.7275 | 0.7275 | 0 | 0 | 15.9798 | 15.9798 | -17.3157 | -8.6578 | 0 | 34.1066 | 0 |  |  | 4.2793 |  | 0.095832 | 9.5832 | 0 | 17.3157 | 2014-02-16 15:00 | 15979.8333 | 15.9798
|  | 2014-02-16 18:50:03 | 44.9322 | 1.2403 | 4.9613 | 6.2043 | 6.2043 | 0.9015 | 0.9015 | 0.69667 | 0.69667 | 0 | 0 | 15.8065 | 15.8065 | -16.3618 | -8.1809 | 0 | 25.9257 | 0 |  |  | 4.7133 |  | 0.11042 | 11.0418 | 0 | 16.3618 | 2014-02-16 15:30 | 15806.5 | 15.8065
|  | 2014-02-16 19:20:03 | 43.9802 | 1.24 | 4.96 | 6.2052 | 6.2052 | 0.69967 | 0.69967 | 0.74117 | 0.74117 | 0 | 0 | 15.915 | 15.915 | -15.4592 | -7.7296 | 0 | 18.1961 | 0 |  |  | 5.0592 |  | 0.11278 | 11.2778 | 0 | 15.4592 | 2014-02-16 16:00 | 15915 | 15.915
|  | 2014-02-16 19:50:04 | 42.8788 | 1.245 | 4.98 | 6.2057 | 6.2057 | 0.69083 | 0.69083 | 0.655 | 0.655 | 0 | 0 | 15.9953 | 15.9953 | -14.352 | -7.176 | 0 | 11.0201 | 0 |  |  | 5.0796 |  | 0.11614 | 11.6141 | 0 | 14.352 | 2014-02-16 16:30 | 15995.3333 | 15.9953
|  | 2014-02-16 20:20:02 | 41.5877 | 1.2213 | 4.8853 | 6.1995 | 6.1995 | 0.6875 | 0.6875 | 0.64933 | 0.64933 | 0 | 0 | 16.1238 | 16.1238 | -13.0422 | -6.5211 | 0 | 4.499 | 0 |  |  | 4.4457 |  | 0.11747 | 11.7471 | 0 | 13.0422 | 2014-02-16 17:00 | 16123.8333 | 16.1238
|  | 2014-02-16 20:50:05 | 40.2835 | 1.168 | 4.672 | 6.1973 | 6.1973 | 0.64 | 0.64 | 0.68483 | 0.68483 | 0 | 0 | 15.855 | 15.855 | -12.2343 | -6.1172 | 0 | 0 | 0 |  |  | 4.999 |  | 0.11598 | 11.5978 | 0 | 8.998 | 2014-02-16 17:30 | 15855 | 15.855
|  | 2014-02-16 21:20:02 | 38.954 | 1.2713 | 5.0853 | 6.2067 | 6.2067 | 0.5665 | 0.5665 | 0.7405 | 0.7405 | 0 | 0 | 15.6103 | 15.6103 | -10.7447 | -5.3723 | 6.1172 | 0 | 0 |  |  | 4.9328 |  | 0.13055 | 13.0547 | 12.2343 | 0 | 2014-02-16 18:00 | 15610.3333 | 15.6103
|  | 2014-02-16 21:50:03 | 37.0935 | 1.3695 | 5.478 | 6.2038 | 6.2038 | 0.56817 | 0.56817 | 0.72567 | 0.72567 | 0 | 0 | 15.5095 | 15.5095 | -8.6083 | -4.3042 | 5.3723 | 0 | 0 |  |  | 6.0258 |  | 0.14768 | 14.7681 | 10.7447 | 0 | 2014-02-16 18:30 | 15509.5 | 15.5095
|  | 2014-02-16 22:20:03 | 35.3933 | 1.3555 | 5.422 | 6.2068 | 6.2068 | 0.5675 | 0.5675 | 0.72917 | 0.72917 | 0 | 0 | 15.4095 | 15.4095 | -7.0583 | -3.5292 | 4.3042 | 0 | 0 |  |  | 5.0967 |  | 0.15319 | 15.3193 | 8.6083 | 0 | 2014-02-16 19:00 | 15409.5 | 15.4095
|  | 2014-02-16 22:50:02 | 33.8375 | 1.434 | 5.736 | 6.204 | 6.204 | 0.56483 | 0.56483 | 0.74383 | 0.74383 | 0 | 0 | 15.3195 | 15.3195 | -5.2693 | -2.6347 | 3.5292 | 0 | 0 |  |  | 6.0802 |  | 0.16952 | 16.9516 | 7.0583 | 0 | 2014-02-16 19:30 | 15319.5 | 15.3195
|  | 2014-02-16 23:20:05 | 32.5615 | 1.525 | 6.1 | 6.2062 | 6.2062 | 0.55083 | 0.55083 | 0.74433 | 0.74433 | 0 | 0 | 15.2777 | 15.2777 | -3.6825 | -1.8413 | 2.6347 | 0 | 0 |  |  | 5.673 |  | 0.18734 | 18.7338 | 5.2693 | 0 | 2014-02-16 20:00 | 15277.6667 | 15.2777
|  | 2014-02-16 23:50:02 | 32.3053 | 1.5742 | 6.2967 | 6.2058 | 6.2058 | 0.54883 | 0.54883 | 0.74417 | 0.74417 | 0 | 0 | 15.0547 | 15.0547 | -3.4552 | -1.7276 | 1.8413 | 0 | 0 |  |  | 6.8634 |  | 0.19491 | 19.4911 | 3.6825 | 0 | 2014-02-16 20:30 | 15054.6667 | 15.0547
|  | 2014-02-17 00:20:03 | 32.6053 | 1.6618 | 6.6473 | 6.2092 | 6.2092 | 0.54783 | 0.54783 | 0.74433 | 0.74433 | 0 | 0 | 15.1018 | 15.1018 | -3.3548 | -1.6774 | 1.7276 | 0 | 0 |  |  | 6.315 |  | 0.20387 | 20.3873 | 3.4552 | 0 | 2014-02-16 21:00 | 15101.8333 | 15.1018
|  | 2014-02-17 00:50:04 | 32.8327 | 1.663 | 6.652 | 6.2102 | 6.2102 | 0.54217 | 0.54217 | 0.744 | 0.744 | 0 | 0 | 15.323 | 15.323 | -3.3613 | -1.6807 | 1.6774 | 0 | 0 |  |  | 6.519 |  | 0.2026 | 20.2603 | 3.3548 | 0 | 2014-02-16 21:30 | 15323 | 15.323
|  | 2014-02-17 01:20:02 | 32.4583 | 1.7137 | 6.8547 | 6.2103 | 6.2103 | 0.52783 | 0.52783 | 0.74433 | 0.74433 | 0 | 0 | 15.5143 | 15.5143 | -2.6068 | -1.3034 | 1.6807 | 0 | 0 |  |  | 7.4716 |  | 0.21118 | 21.1184 | 3.3613 | 0 | 2014-02-16 22:00 | 15514.3333 | 15.5143
|  | 2014-02-17 01:50:02 | 31.9635 | 1.6615 | 6.646 | 6.2035 | 6.2035 | 0.5185 | 0.5185 | 0.74383 | 0.74383 | 0 | 0 | 15.4698 | 15.4698 | -2.3818 | -1.1909 | 1.3034 | 0 | 0 |  |  | 7.0448 |  | 0.20792 | 20.7925 | 2.6068 | 0 | 2014-02-16 22:30 | 15469.8333 | 15.4698
|  | 2014-02-17 02:20:03 | 31.6365 | 1.7158 | 6.8633 | 6.2038 | 6.2038 | 0.51667 | 0.51667 | 0.74333 | 0.74333 | 0 | 0 | 15.1995 | 15.1995 | -2.1098 | -1.0549 | 1.1909 | 0 | 0 |  |  | 6.177 |  | 0.21694 | 21.6944 | 2.3818 | 0 | 2014-02-16 23:00 | 15199.5 | 15.1995
|  | 2014-02-17 02:50:03 | 31.5908 | 1.7125 | 6.85 | 6.1982 | 6.1982 | 0.5175 | 0.5175 | 0.74417 | 0.74417 | 0 | 0 | 15.3295 | 15.3295 | -1.9515 | -0.97575 | 1.0549 | 0 | 0 |  |  | 6.5075 |  | 0.21684 | 21.6835 | 2.1098 | 0 | 2014-02-16 23:30 | 15329.5 | 15.3295
|  | 2014-02-17 03:20:03 | 31.224 | 1.7527 | 7.0107 | 6.1992 | 6.1992 | 0.51133 | 0.51133 | 0.744 | 0.744 | 0 | 0 | 15.1253 | 15.1253 | -1.6335 | -0.81675 | 0.97575 | 0 | 0 |  |  | 7.5014 |  | 0.22453 | 22.4528 | 1.9515 | 0 | 2014-02-17 | 15125.3333 | 15.1253
|  | 2014-02-17 03:50:02 | 30.8853 | 1.7142 | 6.8567 | 6.1993 | 6.1993 | 0.51817 | 0.51817 | 0.74433 | 0.74433 | 0 | 0 | 14.7465 | 14.7465 | -1.8203 | -0.91017 | 0.81675 | 0 | 0 |  |  | 6.9252 |  | 0.222 | 22.2004 | 1.6335 | 0 | 2014-02-17 00:30 | 14746.5 | 14.7465
|  | 2014-02-17 04:20:03 | 30.5283 | 1.7112 | 6.8447 | 6.196 | 6.196 | 0.51783 | 0.51783 | 0.744 | 0.744 | 0 | 0 | 14.4943 | 14.4943 | -1.7315 | -0.86575 | 0.91017 | 0 | 0 |  |  | 6.3655 |  | 0.22421 | 22.4207 | 1.8203 | 0 | 2014-02-17 01:00 | 14494.3333 | 14.4943
|  | 2014-02-17 04:50:03 | 30.7268 | 1.6748 | 6.6993 | 6.1968 | 6.1968 | 0.52483 | 0.52483 | 0.74417 | 0.74417 | 0 | 0 | 14.7818 | 14.7818 | -1.7798 | -0.88992 | 0.86575 | 0 | 0 |  |  | 6.2974 |  | 0.21803 | 21.8029 | 1.7315 | 0 | 2014-02-17 01:30 | 14781.8333 | 14.7818
|  | 2014-02-17 05:20:04 | 31.4672 | 1.6568 | 6.6273 | 6.2042 | 6.2042 | 0.5345 | 0.5345 | 0.74333 | 0.74333 | 0 | 0 | 15.371 | 15.371 | -1.9868 | -0.99342 | 0.88992 | 0 | 0 |  |  | 6.7599 |  | 0.21061 | 21.0611 | 1.7798 | 0 | 2014-02-17 02:00 | 15371 | 15.371
|  | 2014-02-17 05:50:01 | 32.8728 | 1.7697 | 7.0787 | 6.2078 | 6.2078 | 0.5335 | 0.5335 | 0.74417 | 0.74417 | 0 | 0 | 16.2472 | 16.2472 | -2.0615 | -1.0308 | 0.99342 | 0 | 0 |  |  | 7.0079 |  | 0.21533 | 21.5335 | 1.9868 | 0 | 2014-02-17 02:30 | 16247.1667 | 16.2472
|  | 2014-02-17 06:20:06 | 34.7442 | 1.8937 | 7.5747 | 6.2182 | 6.2182 | 0.54067 | 0.54067 | 0.743 | 0.743 | 0 | 0 | 16.6923 | 16.6923 | -2.9753 | -1.4877 | 1.0308 | 0 | 0 |  |  | 7.9534 |  | 0.21801 | 21.8013 | 2.0615 | 0 | 2014-02-17 03:00 | 16692.3333 | 16.6923
|  | 2014-02-17 06:50:01 | 37.4528 | 1.9672 | 7.8687 | 6.2122 | 6.2122 | 0.559 | 0.559 | 0.74183 | 0.74183 | 0 | 0 | 16.8925 | 16.8925 | -5.1787 | -2.5893 | 1.4877 | 0 | 0 |  |  | 7.3179 |  | 0.2101 | 21.0095 | 2.9753 | 0 | 2014-02-17 03:30 | 16892.5 | 16.8925
|  | 2014-02-17 07:20:02 | 39.9223 | 2.028 | 8.112 | 6.2177 | 6.2177 | 0.57833 | 0.57833 | 0.74367 | 0.74367 | 0 | 0 | 17.1867 | 17.1867 | -7.084 | -3.542 | 2.5893 | 0 | 0 |  |  | 7.463 |  | 0.20319 | 20.3195 | 5.1787 | 0 | 2014-02-17 04:00 | 17186.6667 | 17.1867
|  | 2014-02-17 07:50:02 | 41.8248 | 2.218 | 8.872 | 6.217 | 6.217 | 0.57633 | 0.57633 | 0.74433 | 0.74433 | 0 | 0 | 17.1907 | 17.1907 | -8.2245 | -4.1122 | 3.542 | 0 | 0 |  |  | 8.7833 |  | 0.21212 | 21.2123 | 7.084 | 0 | 2014-02-17 04:30 | 17190.6667 | 17.1907
|  | 2014-02-17 08:20:02 | 43.9627 | 2.3593 | 9.4373 | 6.215 | 6.215 | 0.57667 | 0.57667 | 0.74383 | 0.74383 | 0 | 0 | 17.4898 | 17.4898 | -9.5 | -4.75 | 4.1122 | 0 | 0 |  |  | 9.9092 |  | 0.21467 | 21.4667 | 8.2245 | 0 | 2014-02-17 05:00 | 17489.8333 | 17.4898
|  | 2014-02-17 08:50:02 | 45.289 | 2.6597 | 10.6387 | 6.2173 | 6.2173 | 0.61683 | 0.61683 | 0.74433 | 0.74433 | 0.5116 | 0.5116 | 17.8012 | 17.8012 | -8.7591 | -4.3795 | 4.75 | 0 | 0 |  |  | 11.1706 |  | 0.23491 | 23.4906 | 9.5 | 0 | 2014-02-17 05:30 | 17801.1667 | 17.8012
|  | 2014-02-17 09:20:05 | 46.2048 | 2.535 | 10.14 | 6.2153 | 6.2153 | 0.67317 | 0.67317 | 0.74433 | 0.74433 | 0.5116 | 0.5116 | 18.0335 | 18.0335 | -9.8869 | -4.9435 | 4.3795 | 0 | 0 |  |  | 10.9512 |  | 0.21946 | 21.9458 | 8.7591 | 0 | 2014-02-17 06:00 | 18033.5 | 18.0335
|  | 2014-02-17 09:50:01 | 46.4552 | 2.5557 | 10.2227 | 6.214 | 6.214 | 0.67383 | 0.67383 | 0.74433 | 0.74433 | 1.3516 | 1.3516 | 18.101 | 18.101 | -9.1477 | -4.5739 | 4.9435 | 0 | 0 |  |  | 10.836 |  | 0.22005 | 22.0054 | 9.8869 | 0 | 2014-02-17 06:30 | 18101 | 18.101
|  | 2014-02-17 10:20:04 | 46.6477 | 2.5493 | 10.1973 | 6.2133 | 6.2133 | 0.67517 | 0.67517 | 0.74433 | 0.74433 | 1.3516 | 1.3516 | 18.099 | 18.099 | -9.3669 | -4.6834 | 4.5739 | 0 | 0 |  |  | 10.5033 |  | 0.2186 | 21.8603 | 9.1477 | 0 | 2014-02-17 07:00 | 18099 | 18.099
|  | 2014-02-17 10:50:02 | 46.8497 | 2.5255 | 10.102 | 6.2123 | 6.2123 | 0.6755 | 0.6755 | 0.7445 | 0.7445 | 1.4832 | 1.4832 | 18.1177 | 18.1177 | -9.5145 | -4.7572 | 4.6834 | 0 | 0 |  |  | 9.3949 |  | 0.21563 | 21.5626 | 9.3669 | 0 | 2014-02-17 07:30 | 18117.6667 | 18.1177
|  | 2014-02-17 11:20:03 | 47.0402 | 2.5845 | 10.338 | 6.2125 | 6.2125 | 0.80433 | 0.80433 | 0.74417 | 0.74417 | 1.4832 | 1.4832 | 18.1337 | 18.1337 | -9.3243 | -4.6622 | 4.7572 | 0 | 0 |  |  | 10.338 |  | 0.21977 | 21.977 | 9.5145 | 0 | 2014-02-17 08:00 | 18133.6667 | 18.1337
|  | 2014-02-17 11:50:04 | 47.2042 | 2.5185 | 10.074 | 6.2405 | 6.2405 | 0.861 | 0.861 | 0.74417 | 0.74417 | 1.8304 | 1.8304 | 18.196 | 18.196 | -9.2581 | -4.629 | 4.6622 | 0 | 0 |  |  | 11.0814 |  | 0.21341 | 21.3413 | 9.3243 | 0 | 2014-02-17 08:30 | 18196 | 18.196
|  | 2014-02-17 12:20:02 | 47.141 | 2.5798 | 10.3193 | 6.251 | 6.251 | 0.82083 | 0.82083 | 0.74433 | 0.74433 | 1.8304 | 1.8304 | 18.19 | 18.19 | -8.9851 | -4.4925 | 4.629 | 0 | 0 |  |  | 10.1129 |  | 0.2189 | 21.8904 | 9.2581 | 0 | 2014-02-17 09:00 | 18190 | 18.19
|  | 2014-02-17 12:50:02 | 46.8077 | 2.6255 | 10.502 | 6.2482 | 6.2482 | 0.65517 | 0.65517 | 0.74433 | 0.74433 | 1.5588 | 1.5588 | 18.1873 | 18.1873 | -8.9119 | -4.4559 | 4.4925 | 0 | 0 |  |  | 9.6618 |  | 0.22436 | 22.4365 | 8.9851 | 0 | 2014-02-17 09:30 | 18187.3333 | 18.1873
|  | 2014-02-17 13:20:02 | 46.5847 | 2.6798 | 10.7193 | 6.2492 | 6.2492 | 0.61367 | 0.61367 | 0.74383 | 0.74383 | 1.5588 | 1.5588 | 18.1838 | 18.1838 | -8.516 | -4.258 | 4.4559 | 0 | 0 |  |  | 10.9337 |  | 0.2301 | 23.0104 | 8.9119 | 0 | 2014-02-17 10:00 | 18183.8333 | 18.1838
|  | 2014-02-17 13:50:04 | 46.415 | 2.8475 | 11.39 | 6.2507 | 6.2507 | 0.61717 | 0.61717 | 0.74417 | 0.74417 | 1.0836 | 1.0836 | 18.12 | 18.12 | -8.2094 | -4.1047 | 4.258 | 0 | 0 |  |  | 12.0734 |  | 0.24539 | 24.5395 | 8.516 | 0 | 2014-02-17 10:30 | 18120 | 18.12
|  | 2014-02-17 14:20:04 | 46.2593 | 3.0025 | 12.01 | 6.2518 | 6.2518 | 0.59683 | 0.59683 | 0.74083 | 0.74083 | 1.0836 | 1.0836 | 17.9837 | 17.9837 | -7.5926 | -3.7963 | 4.1047 | 0 | 0 |  |  | 12.7306 |  | 0.25962 | 25.9623 | 8.2094 | 0 | 2014-02-17 11:00 | 17983.6667 | 17.9837
|  | 2014-02-17 14:50:01 | 46.0703 | 3.091 | 12.364 | 6.252 | 6.252 | 0.57033 | 0.57033 | 0.74383 | 0.74383 | 0.8436 | 0.8436 | 17.9262 | 17.9262 | -7.3704 | -3.6852 | 3.7963 | 0 | 0 |  |  | 13.2295 |  | 0.26837 | 26.8372 | 7.5926 | 0 | 2014-02-17 11:30 | 17926.1667 | 17.9262
|  | 2014-02-17 15:20:02 | 45.995 | 3.127 | 12.508 | 6.2523 | 6.2523 | 0.57017 | 0.57017 | 0.74317 | 0.74317 | 0.8436 | 0.8436 | 17.7898 | 17.7898 | -7.2879 | -3.644 | 3.6852 | 0 | 0 |  |  | 12.7582 |  | 0.27194 | 27.1943 | 7.3704 | 0 | 2014-02-17 12:00 | 17789.8333 | 17.7898
|  | 2014-02-17 15:50:02 | 46.1535 | 2.9928 | 11.9713 | 6.2515 | 6.2515 | 0.577 | 0.577 | 0.7425 | 0.7425 | 0.5876 | 0.5876 | 17.7318 | 17.7318 | -8.2917 | -4.1459 | 3.644 | 0 | 0 |  |  | 12.8093 |  | 0.25938 | 25.9381 | 7.2879 | 0 | 2014-02-17 12:30 | 17731.8333 | 17.7318
|  | 2014-02-17 16:20:02 | 46.903 | 2.9117 | 11.6467 | 6.2562 | 6.2562 | 0.59567 | 0.59567 | 0.74267 | 0.74267 | 0.5876 | 0.5876 | 17.9065 | 17.9065 | -9.1677 | -4.5839 | 4.1459 | 0 | 0 |  |  | 12.1125 |  | 0.24831 | 24.8314 | 8.2917 | 0 | 2014-02-17 13:00 | 17906.5 | 17.9065
|  | 2014-02-17 16:50:02 | 48.3105 | 2.8377 | 11.3507 | 6.258 | 6.258 | 0.662 | 0.662 | 0.74367 | 0.74367 | 0.166 | 0.166 | 17.9492 | 17.9492 | -11.181 | -5.5905 | 4.5839 | 0 | 0 |  |  | 10.2156 |  | 0.23495 | 23.4952 | 9.1677 | 0 | 2014-02-17 13:30 | 17949.1667 | 17.9492
|  | 2014-02-17 17:20:02 | 50.1035 | 3.0398 | 12.1593 | 6.2578 | 6.2578 | 0.75733 | 0.75733 | 0.7375 | 0.7375 | 0.166 | 0.166 | 18.0092 | 18.0092 | -12.0163 | -6.0082 | 5.5905 | 0 | 0 |  |  | 12.7673 |  | 0.24268 | 24.2684 | 11.181 | 0 | 2014-02-17 14:00 | 18009.1667 | 18.0092
|  | 2014-02-17 17:50:03 | 51.115 | 3.2593 | 13.0373 | 6.2563 | 6.2563 | 0.83567 | 0.83567 | 0.74333 | 0.74333 | 0 | 0 | 18.1303 | 18.1303 | -12.112 | -6.056 | 6.0082 | 0 | 0 |  |  | 12.3855 |  | 0.25506 | 25.5059 | 12.0163 | 0 | 2014-02-17 14:30 | 18130.3333 | 18.1303
|  | 2014-02-17 18:20:03 | 50.9013 | 3.3593 | 13.4373 | 6.2575 | 6.2575 | 0.96867 | 0.96867 | 0.7445 | 0.7445 | 0 | 0 | 18.0612 | 18.0612 | -11.4322 | -5.7161 | 6.056 | 0 | 0 |  |  | 14.7811 |  | 0.26399 | 26.3988 | 12.112 | 0 | 2014-02-17 15:00 | 18061.1667 | 18.0612
|  | 2014-02-17 18:50:04 | 49.9497 | 3.4497 | 13.7987 | 6.2592 | 6.2592 | 0.85317 | 0.85317 | 0.744 | 0.744 | 0 | 0 | 17.8312 | 17.8312 | -10.4635 | -5.2318 | 5.7161 | 0 | 0 |  |  | 14.3506 |  | 0.27625 | 27.6251 | 11.4322 | 0 | 2014-02-17 15:30 | 17831.1667 | 17.8312
|  | 2014-02-17 19:20:03 | 48.5578 | 3.4712 | 13.8847 | 6.2497 | 6.2497 | 0.81983 | 0.81983 | 0.74433 | 0.74433 | 0 | 0 | 17.7555 | 17.7555 | -9.1038 | -4.5519 | 5.2318 | 0 | 0 |  |  | 14.3012 |  | 0.28594 | 28.5941 | 10.4635 | 0 | 2014-02-17 16:00 | 17755.5 | 17.7555
|  | 2014-02-17 19:50:02 | 47.0367 | 3.6163 | 14.4653 | 6.2505 | 6.2505 | 0.76767 | 0.76767 | 0.73783 | 0.73783 | 0 | 0 | 17.5917 | 17.5917 | -7.2237 | -3.6118 | 4.5519 | 0 | 0 |  |  | 15.1886 |  | 0.30753 | 30.7533 | 9.1038 | 0 | 2014-02-17 16:30 | 17591.6667 | 17.5917
|  | 2014-02-17 20:20:02 | 45.3433 | 3.6695 | 14.678 | 6.2573 | 6.2573 | 0.71417 | 0.71417 | 0.72883 | 0.72883 | 0 | 0 | 17.2497 | 17.2497 | -5.7153 | -2.8577 | 3.6118 | 0 | 0 |  |  | 13.5038 |  | 0.32371 | 32.3708 | 7.2237 | 0 | 2014-02-17 17:00 | 17249.6667 | 17.2497
|  | 2014-02-17 20:50:02 | 43.5978 | 3.6212 | 14.4847 | 6.2567 | 6.2567 | 0.68817 | 0.68817 | 0.7395 | 0.7395 | 0 | 0 | 17.2317 | 17.2317 | -4.1972 | -2.0986 | 2.8577 | 0 | 0 |  |  | 13.181 |  | 0.33223 | 33.2234 | 5.7153 | 0 | 2014-02-17 17:30 | 17231.6667 | 17.2317
|  | 2014-02-17 21:20:04 | 41.4295 | 3.4233 | 13.6933 | 6.2555 | 6.2555 | 0.629 | 0.629 | 0.73333 | 0.73333 | 0 | 0 | 17.2108 | 17.2108 | -2.9075 | -1.4537 | 2.0986 | 0 | 0 |  |  | 14.378 |  | 0.33052 | 33.0521 | 4.1972 | 0 | 2014-02-17 18:00 | 17210.8333 | 17.2108
|  | 2014-02-17 21:50:02 | 39.2752 | 3.3282 | 13.3127 | 6.2572 | 6.2572 | 0.62717 | 0.62717 | 0.72083 | 0.72083 | 0 | 0 | 17.1318 | 17.1318 | -1.2255 | -0.61275 | 1.4537 | 0 | 0 |  |  | 14.2446 |  | 0.33896 | 33.8959 | 2.9075 | 0 | 2014-02-17 18:30 | 17131.8333 | 17.1318
|  | 2014-02-17 22:20:02 | 37.1893 | 3.1358 | 12.5433 | 6.2535 | 6.2535 | 0.60983 | 0.60983 | 0.7365 | 0.7365 | 0 | 0 | 16.9822 | 16.9822 | -0.064 | -0.032 | 0.61275 | 0 | 0 |  |  | 13.5468 |  | 0.33728 | 33.7283 | 1.2255 | 0 | 2014-02-17 19:00 | 16982.1667 | 16.9822
|  | 2014-02-17 22:50:02 | 35.3845 | 2.939 | 11.756 | 6.2555 | 6.2555 | 0.591 | 0.591 | 0.74433 | 0.74433 | 0 | 0 | 16.471 | 16.471 | 0.43333 | 0.21667 | 0.032 | 0.21667 | 0 |  |  | 11.1682 |  | 0.33224 | 33.2236 | 0.064 | 0 | 2014-02-17 19:30 | 16471 | 16.471
|  | 2014-02-17 23:20:02 | 33.7272 | 2.8525 | 11.41 | 6.2583 | 6.2583 | 0.56717 | 0.56717 | 0.743 | 0.743 | 0 | 0 | 15.6548 | 15.6548 | 0.90617 | 0.45308 | 0 | 0.66975 | 0 |  |  | 11.8664 |  | 0.3383 | 33.8303 | 0 | 0 | 2014-02-17 20:00 | 15654.8333 | 15.6548
|  | 2014-02-17 23:50:02 | 33.5063 | 2.746 | 10.984 | 6.2512 | 6.2512 | 0.5575 | 0.5575 | 0.739 | 0.739 | 0 | 0 | 15.672 | 15.672 | 0.69733 | 0.34867 | 0 | 1.0184 | 0 |  |  | 10.2151 |  | 0.32782 | 32.7819 | 0 | 0 | 2014-02-17 20:30 | 15672 | 15.672
|  | 2014-02-18 00:20:03 | 33.7618 | 2.745 | 10.98 | 6.2522 | 6.2522 | 0.55717 | 0.55717 | 0.73917 | 0.73917 | 0 | 0 | 15.9042 | 15.9042 | 0.67083 | 0.33542 | 0 | 1.3538 | 0 |  |  | 10.7604 |  | 0.32522 | 32.5219 | 0 | 0 | 2014-02-17 21:00 | 15904.1667 | 15.9042
|  | 2014-02-18 00:50:02 | 33.9352 | 2.6828 | 10.7313 | 6.2543 | 6.2543 | 0.54267 | 0.54267 | 0.7425 | 0.7425 | 0 | 0 | 15.8213 | 15.8213 | 0.157 | 0.0785 | 0 | 1.4323 | 0 |  |  | 10.4094 |  | 0.31623 | 31.623 | 0 | 0 | 2014-02-17 21:30 | 15821.3333 | 15.8213
|  | 2014-02-18 01:20:02 | 33.4687 | 2.6372 | 10.5487 | 6.26 | 6.26 | 0.5185 | 0.5185 | 0.74383 | 0.74383 | 0 | 0 | 15.427 | 15.427 | 0.029333 | 0.014667 | 0 | 1.447 | 0 |  |  | 10.0212 |  | 0.31518 | 31.518 | 0 | 0 | 2014-02-17 22:00 | 15427 | 15.427
|  | 2014-02-18 01:50:02 | 33.1663 | 2.6282 | 10.5127 | 6.2793 | 6.2793 | 0.5195 | 0.5195 | 0.7445 | 0.7445 | 0 | 0 | 15.0805 | 15.0805 | -0.029833 | -0.014917 | 0 | 1.4321 | 0 |  |  | 11.4588 |  | 0.31697 | 31.6968 | 0 | 0.029833 | 2014-02-17 22:30 | 15080.5 | 15.0805
|  | 2014-02-18 02:20:02 | 32.6472 | 2.3475 | 9.39 | 6.3173 | 6.3173 | 0.522 | 0.522 | 0.74383 | 0.74383 | 0 | 0 | 14.7535 | 14.7535 | -0.9205 | -0.46025 | 0 | 0.97183 | 0 |  |  | 10.329 |  | 0.28762 | 28.7621 | 0 | 0.9205 | 2014-02-17 23:00 | 14753.5 | 14.7535
|  | 2014-02-18 02:50:04 | 32.4653 | 2.1065 | 8.426 | 6.316 | 6.316 | 0.52133 | 0.52133 | 0.742 | 0.742 | 0 | 0 | 14.6297 | 14.6297 | -1.8303 | -0.91517 | 0 | 0.056667 | 0 |  |  | 7.5834 |  | 0.25954 | 25.9538 | 0 | 1.8303 | 2014-02-17 23:30 | 14629.6667 | 14.6297
|  | 2014-02-18 03:20:02 | 32.1085 | 1.9988 | 7.9953 | 6.3178 | 6.3178 | 0.51717 | 0.51717 | 0.7445 | 0.7445 | 0 | 0 | 14.4537 | 14.4537 | -2.08 | -1.04 | 0 | 0 | 0 |  |  | 8.2352 |  | 0.24901 | 24.901 | 0 | 0.11333 | 2014-02-18 | 14453.6667 | 14.4537
|  | 2014-02-18 03:50:02 | 31.8957 | 1.9712 | 7.8847 | 6.3172 | 6.3172 | 0.53233 | 0.53233 | 0.7445 | 0.7445 | 0 | 0 | 14.4427 | 14.4427 | -1.9743 | -0.98717 | 1.04 | 0 | 0 |  |  | 8.4366 |  | 0.2472 | 24.7202 | 2.08 | 0 | 2014-02-18 00:30 | 14442.6667 | 14.4427
|  | 2014-02-18 04:20:02 | 31.7295 | 2.0632 | 8.2527 | 6.3127 | 6.3127 | 0.54883 | 0.54883 | 0.74483 | 0.74483 | 0 | 0 | 14.3333 | 14.3333 | -1.5372 | -0.76858 | 0.98717 | 0 | 0 |  |  | 7.84 |  | 0.26009 | 26.0094 | 1.9743 | 0 | 2014-02-18 01:00 | 14333.3333 | 14.3333
|  | 2014-02-18 04:50:03 | 31.7075 | 2.0505 | 8.202 | 6.3305 | 6.3305 | 0.55933 | 0.55933 | 0.74483 | 0.74483 | 0 | 0 | 14.2788 | 14.2788 | -1.592 | -0.796 | 0.76858 | 0 | 0 |  |  | 8.9402 |  | 0.25868 | 25.8677 | 1.5372 | 0 | 2014-02-18 01:30 | 14278.8333 | 14.2788
|  | 2014-02-18 05:20:02 | 32.1198 | 2.042 | 8.168 | 6.3698 | 6.3698 | 0.561 | 0.561 | 0.74383 | 0.74383 | 0 | 0 | 14.6033 | 14.6033 | -1.6738 | -0.83692 | 0.796 | 0 | 0 |  |  | 8.0863 |  | 0.2543 | 25.4298 | 1.592 | 0 | 2014-02-18 02:00 | 14603.3333 | 14.6033
|  | 2014-02-18 05:50:03 | 32.5857 | 2.0252 | 8.1007 | 6.3663 | 6.3663 | 0.55933 | 0.55933 | 0.74483 | 0.74483 | 0 | 0 | 14.8073 | 14.8073 | -2.0072 | -1.0036 | 0.83692 | 0 | 0 |  |  | 7.7766 |  | 0.2486 | 24.8596 | 1.6738 | 0 | 2014-02-18 02:30 | 14807.3333 | 14.8073
|  | 2014-02-18 06:20:02 | 34.923 | 2.0052 | 8.0207 | 6.368 | 6.368 | 0.55917 | 0.55917 | 0.74433 | 0.74433 | 0 | 0 | 16.0898 | 16.0898 | -3.141 | -1.5705 | 1.0036 | 0 | 0 |  |  | 8.4217 |  | 0.22967 | 22.9667 | 2.0072 | 0 | 2014-02-18 03:00 | 16089.8333 | 16.0898
|  | 2014-02-18 06:50:02 | 37.7945 | 1.8878 | 7.5513 | 6.366 | 6.366 | 0.57167 | 0.57167 | 0.74483 | 0.74483 | 0 | 0 | 16.9407 | 16.9407 | -5.62 | -2.81 | 1.5705 | 0 | 0 |  |  | 7.0983 |  | 0.1998 | 19.98 | 3.141 | 0 | 2014-02-18 03:30 | 16940.6667 | 16.9407
|  | 2014-02-18 07:20:02 | 40.3102 | 1.9287 | 7.7147 | 6.3675 | 6.3675 | 0.59967 | 0.59967 | 0.74417 | 0.74417 | 0 | 0 | 17.438 | 17.438 | -7.4462 | -3.7231 | 2.81 | 0 | 0 |  |  | 7.869 |  | 0.19138 | 19.1383 | 5.62 | 0 | 2014-02-18 04:00 | 17438 | 17.438
|  | 2014-02-18 07:50:03 | 41.6247 | 1.8703 | 7.4813 | 6.376 | 6.376 | 0.5875 | 0.5875 | 0.74417 | 0.74417 | 0 | 0 | 17.7103 | 17.7103 | -8.7253 | -4.3627 | 3.7231 | 0 | 0 |  |  | 7.1073 |  | 0.17973 | 17.9733 | 7.4462 | 0 | 2014-02-18 04:30 | 17710.3333 | 17.7103
|  | 2014-02-18 08:20:02 | 43.5022 | 1.8623 | 7.4493 | 6.3932 | 6.3932 | 0.57733 | 0.57733 | 0.742 | 0.742 | 0 | 0 | 17.8603 | 17.8603 | -10.48 | -5.24 | 4.3627 | 0 | 0 |  |  | 6.7789 |  | 0.17124 | 17.1241 | 8.7253 | 0 | 2014-02-18 05:00 | 17860.3333 | 17.8603
|  | 2014-02-18 08:50:02 | 44.6625 | 1.8683 | 7.4733 | 6.3898 | 6.3898 | 0.5895 | 0.5895 | 0.743 | 0.743 | 0.9624 | 0.9624 | 17.9217 | 17.9217 | -10.5828 | -5.2914 | 5.24 | 0 | 0 |  |  | 7.9965 |  | 0.16733 | 16.7329 | 10.48 | 0 | 2014-02-18 05:30 | 17921.6667 | 17.9217
|  | 2014-02-18 09:20:02 | 45.3953 | 1.8307 | 7.3227 | 6.3902 | 6.3902 | 0.61133 | 0.61133 | 0.74217 | 0.74217 | 0.9624 | 0.9624 | 17.954 | 17.954 | -11.4126 | -5.7063 | 5.2914 | 0 | 0 |  |  | 7.2494 |  | 0.16131 | 16.1309 | 10.5828 | 0 | 2014-02-18 06:00 | 17954 | 17.954
|  | 2014-02-18 09:50:02 | 45.38 | 1.7713 | 7.0853 | 6.3958 | 6.3958 | 0.61767 | 0.61767 | 0.74167 | 0.74167 | 2.0128 | 2.0128 | 18.0373 | 18.0373 | -10.4894 | -5.2447 | 5.7063 | 0 | 0 |  |  | 6.3768 |  | 0.15613 | 15.6133 | 11.4126 | 0 | 2014-02-18 06:30 | 18037.3333 | 18.0373
|  | 2014-02-18 10:20:03 | 45.3833 | 1.6997 | 6.7987 | 6.398 | 6.398 | 0.61517 | 0.61517 | 0.741 | 0.741 | 2.0128 | 2.0128 | 18.056 | 18.056 | -10.7617 | -5.3808 | 5.2447 | 0 | 0 |  |  | 6.8667 |  | 0.14981 | 14.9805 | 10.4894 | 0 | 2014-02-18 07:00 | 18056 | 18.056
|  | 2014-02-18 10:50:02 | 45.2315 | 1.6683 | 6.6733 | 6.399 | 6.399 | 0.6325 | 0.6325 | 0.74267 | 0.74267 | 2.8516 | 2.8516 | 17.9922 | 17.9922 | -9.9402 | -4.9701 | 5.3808 | 0 | 0 |  |  | 6.9403 |  | 0.14754 | 14.7537 | 10.7617 | 0 | 2014-02-18 07:30 | 17992.1667 | 17.9922
|  | 2014-02-18 11:20:01 | 45.3403 | 1.7338 | 6.9353 | 6.3968 | 6.3968 | 0.655 | 0.655 | 0.74383 | 0.74383 | 2.8516 | 2.8516 | 17.9603 | 17.9603 | -9.7974 | -4.8987 | 4.9701 | 0 | 0 |  |  | 6.3805 |  | 0.15296 | 15.2962 | 9.9402 | 0 | 2014-02-18 08:00 | 17960.3333 | 17.9603
|  | 2014-02-18 11:50:03 | 45.4187 | 1.7458 | 6.9833 | 6.3962 | 6.3962 | 0.64483 | 0.64483 | 0.74383 | 0.74383 | 4.734 | 4.734 | 18.0677 | 18.0677 | -7.8488 | -3.9244 | 4.8987 | 0 | 0 |  |  | 7.2627 |  | 0.15375 | 15.3755 | 9.7974 | 0 | 2014-02-18 08:30 | 18067.6667 | 18.0677
|  | 2014-02-18 12:20:01 | 45.3108 | 1.6433 | 6.5733 | 6.3932 | 6.3932 | 0.64217 | 0.64217 | 0.7435 | 0.7435 | 4.734 | 4.734 | 18.1617 | 18.1617 | -8.063 | -4.0315 | 3.9244 | 0 | 0 |  |  | 6.9677 |  | 0.14507 | 14.5072 | 7.8488 | 0 | 2014-02-18 09:00 | 18161.6667 | 18.1617
|  | 2014-02-18 12:50:01 | 45.1773 | 1.6055 | 6.422 | 6.3933 | 6.3933 | 0.65133 | 0.65133 | 0.74367 | 0.74367 | 4.9644 | 4.9644 | 18.1833 | 18.1833 | -7.8193 | -3.9096 | 4.0315 | 0 | 0 |  |  | 6.6789 |  | 0.14215 | 14.2151 | 8.063 | 0 | 2014-02-18 09:30 | 18183.3333 | 18.1833
|  | 2014-02-18 13:20:03 | 45.0727 | 1.6113 | 6.4453 | 6.3958 | 6.3958 | 0.62817 | 0.62817 | 0.744 | 0.744 | 4.9644 | 4.9644 | 18.22 | 18.22 | -7.6749 | -3.8375 | 3.9096 | 0 | 0 |  |  | 6.3809 |  | 0.143 | 14.2999 | 7.8193 | 0 | 2014-02-18 10:00 | 18220 | 18.22
|  | 2014-02-18 13:50:02 | 44.8775 | 1.4693 | 5.8773 | 6.3938 | 6.3938 | 0.62867 | 0.62867 | 0.74417 | 0.74417 | 4.7912 | 4.7912 | 18.1507 | 18.1507 | -8.2916 | -4.1458 | 3.8375 | 0 | 0 |  |  | 5.8773 |  | 0.13096 | 13.0964 | 7.6749 | 0 | 2014-02-18 10:30 | 18150.6667 | 18.1507
|  | 2014-02-18 14:20:02 | 44.8533 | 1.4388 | 5.7553 | 6.3963 | 6.3963 | 0.60883 | 0.60883 | 0.74433 | 0.74433 | 4.7912 | 4.7912 | 18.0543 | 18.0543 | -8.503 | -4.2515 | 4.1458 | 0 | 0 |  |  | 6.2158 |  | 0.12831 | 12.8315 | 8.2916 | 0 | 2014-02-18 11:00 | 18054.3333 | 18.0543
|  | 2014-02-18 14:50:04 | 44.652 | 1.3432 | 5.3727 | 6.4077 | 6.4077 | 0.58433 | 0.58433 | 0.744 | 0.744 | 1.4096 | 1.4096 | 18.0138 | 18.0138 | -12.1199 | -6.06 | 4.2515 | 0 | 0 |  |  | 5.7488 |  | 0.12032 | 12.0323 | 8.503 | 0 | 2014-02-18 11:30 | 18013.8333 | 18.0138
|  | 2014-02-18 15:20:05 | 44.7075 | 1.3267 | 5.3067 | 6.4305 | 6.4305 | 0.59367 | 0.59367 | 0.74367 | 0.74367 | 1.4096 | 1.4096 | 18.1497 | 18.1497 | -12.0737 | -6.0369 | 6.06 | 0 | 0 |  |  | 5.3067 |  | 0.1187 | 11.8697 | 12.1199 | 0 | 2014-02-18 12:00 | 18149.6667 | 18.1497
|  | 2014-02-18 15:50:01 | 44.9838 | 1.3905 | 5.562 | 6.4452 | 6.4452 | 0.62083 | 0.62083 | 0.744 | 0.744 | 0.8688 | 0.8688 | 18.2737 | 18.2737 | -12.4694 | -6.2347 | 6.0369 | 0 | 0 |  |  | 5.8401 |  | 0.12364 | 12.3644 | 12.0737 | 0 | 2014-02-18 12:30 | 18273.6667 | 18.2737
|  | 2014-02-18 16:20:05 | 45.8717 | 1.4515 | 5.806 | 6.459 | 6.459 | 0.80583 | 0.80583 | 0.74383 | 0.74383 | 0.8688 | 0.8688 | 18.2823 | 18.2823 | -12.9059 | -6.4529 | 6.2347 | 0 | 0 |  |  | 6.3285 |  | 0.12657 | 12.6571 | 12.4694 | 0 | 2014-02-18 13:00 | 18282.3333 | 18.2823
|  | 2014-02-18 16:50:02 | 46.9992 | 1.5422 | 6.1687 | 6.5003 | 6.5003 | 1.0498 | 1.0498 | 0.74417 | 0.74417 | 0.1976 | 0.1976 | 18.2463 | 18.2463 | -14.0922 | -7.0461 | 6.4529 | 0 | 0 |  |  | 6.4771 |  | 0.13125 | 13.1251 | 12.9059 | 0 | 2014-02-18 13:30 | 18246.3333 | 18.2463
|  | 2014-02-18 17:20:03 | 48.6987 | 1.4537 | 5.8147 | 6.5152 | 6.5152 | 1.074 | 1.074 | 0.743 | 0.743 | 0.1976 | 0.1976 | 18.2657 | 18.2657 | -16.0886 | -8.0443 | 7.0461 | 0 | 0 |  |  | 5.4658 |  | 0.1194 | 11.9401 | 14.0922 | 0 | 2014-02-18 14:00 | 18265.6667 | 18.2657
|  | 2014-02-18 17:50:02 | 50.6862 | 1.4367 | 5.7467 | 6.5443 | 6.5443 | 1.081 | 1.081 | 0.74367 | 0.74367 | 0 | 0 | 18.2643 | 18.2643 | -18.3062 | -9.1531 | 8.0443 | 0 | 0 |  |  | 5.172 |  | 0.11338 | 11.3377 | 16.0886 | 0 | 2014-02-18 14:30 | 18264.3333 | 18.2643
|  | 2014-02-18 18:20:03 | 50.9023 | 1.3238 | 5.2953 | 6.5862 | 6.5862 | 1.0352 | 1.0352 | 0.74217 | 0.74217 | 0 | 0 | 18.2817 | 18.2817 | -18.9618 | -9.4809 | 9.1531 | 0 | 0 |  |  | 5.666 |  | 0.10403 | 10.4029 | 18.3062 | 0 | 2014-02-18 15:00 | 18281.6667 | 18.2817
|  | 2014-02-18 18:50:03 | 50.1298 | 1.3802 | 5.5207 | 6.6402 | 6.6402 | 0.875 | 0.875 | 0.74317 | 0.74317 | 0 | 0 | 18.2708 | 18.2708 | -18.08 | -9.04 | 9.4809 | 0 | 0 |  |  | 5.7415 |  | 0.11013 | 11.0127 | 18.9618 | 0 | 2014-02-18 15:30 | 18270.8333 | 18.2708
|  | 2014-02-18 19:20:06 | 48.9543 | 1.3573 | 5.4293 | 6.6417 | 6.6417 | 0.78 | 0.78 | 0.74483 | 0.74483 | 0 | 0 | 18.2567 | 18.2567 | -17.1018 | -8.5509 | 9.04 | 0 | 0 |  |  | 5.7551 |  | 0.11091 | 11.0906 | 18.08 | 0 | 2014-02-18 16:00 | 18256.6667 | 18.2567
|  | 2014-02-18 19:50:02 | 47.506 | 1.3773 | 5.5093 | 6.6453 | 6.6453 | 0.73767 | 0.73767 | 0.74417 | 0.74417 | 0 | 0 | 18.2892 | 18.2892 | -15.5803 | -7.7902 | 8.5509 | 0 | 0 |  |  | 5.2339 |  | 0.11597 | 11.5971 | 17.1018 | 0 | 2014-02-18 16:30 | 18289.1667 | 18.2892
|  | 2014-02-18 20:20:05 | 45.868 | 1.3012 | 5.2047 | 6.6503 | 6.6503 | 0.7225 | 0.7225 | 0.745 | 0.745 | 0 | 0 | 18.265 | 18.265 | -14.2805 | -7.1403 | 7.7902 | 0 | 0 |  |  | 4.7883 |  | 0.11347 | 11.3471 | 15.5803 | 0 | 2014-02-18 17:00 | 18265 | 18.265
|  | 2014-02-18 20:50:03 | 44.259 | 1.3857 | 5.5427 | 6.668 | 6.668 | 0.70883 | 0.70883 | 0.744 | 0.744 | 0 | 0 | 17.8793 | 17.8793 | -12.7162 | -6.3581 | 7.1403 | 0 | 0 |  |  | 5.1547 |  | 0.12523 | 12.5233 | 14.2805 | 0 | 2014-02-18 17:30 | 17879.3333 | 17.8793
|  | 2014-02-18 21:20:03 | 42.1313 | 1.356 | 5.424 | 6.6727 | 6.6727 | 0.6945 | 0.6945 | 0.7445 | 0.7445 | 0 | 0 | 17.5677 | 17.5677 | -11.028 | -5.514 | 6.3581 | 0 | 0 |  |  | 5.0443 |  | 0.12874 | 12.874 | 12.7162 | 0 | 2014-02-18 18:00 | 17567.6667 | 17.5677
|  | 2014-02-18 21:50:06 | 40.0437 | 1.4645 | 5.858 | 6.6782 | 6.6782 | 0.66517 | 0.66517 | 0.74467 | 0.74467 | 0 | 0 | 17.6118 | 17.6118 | -8.4858 | -4.2429 | 5.514 | 0 | 0 |  |  | 5.4479 |  | 0.14629 | 14.629 | 11.028 | 0 | 2014-02-18 18:30 | 17611.8333 | 17.6118
|  | 2014-02-18 22:20:11 | 37.7883 | 1.5515 | 6.206 | 6.6755 | 6.6755 | 0.61433 | 0.61433 | 0.7445 | 0.7445 | 0 | 0 | 17.5017 | 17.5017 | -6.0463 | -3.0232 | 4.2429 | 0 | 0 |  |  | 6.6404 |  | 0.16423 | 16.4231 | 8.4858 | 0 | 2014-02-18 19:00 | 17501.6667 | 17.5017
|  | 2014-02-18 22:50:03 | 35.8547 | 1.4828 | 5.9313 | 6.6775 | 6.6775 | 0.605 | 0.605 | 0.7445 | 0.7445 | 0 | 0 | 16.9742 | 16.9742 | -4.9222 | -2.4611 | 3.0232 | 0 | 0 |  |  | 6.1686 |  | 0.16543 | 16.5427 | 6.0463 | 0 | 2014-02-18 19:30 | 16974.1667 | 16.9742
|  | 2014-02-18 23:20:02 | 34.6273 | 1.3647 | 5.4587 | 6.6747 | 6.6747 | 0.60817 | 0.60817 | 0.7445 | 0.7445 | 0 | 0 | 16.8413 | 16.8413 | -4.3 | -2.15 | 2.4611 | 0 | 0 |  |  | 6.0045 |  | 0.15764 | 15.764 | 4.9222 | 0 | 2014-02-18 20:00 | 16841.3333 | 16.8413
|  | 2014-02-18 23:50:03 | 33.8593 | 1.292 | 5.168 | 6.7522 | 6.7522 | 0.6055 | 0.6055 | 0.74417 | 0.74417 | 0 | 0 | 16.8425 | 16.8425 | -3.747 | -1.8735 | 2.15 | 0 | 0 |  |  | 4.7546 |  | 0.15263 | 15.2631 | 4.3 | 0 | 2014-02-18 20:30 | 16842.5 | 16.8425
|  | 2014-02-19 00:20:03 | 33.8428 | 1.277 | 5.108 | 6.7388 | 6.7388 | 0.606 | 0.606 | 0.74467 | 0.74467 | 0 | 0 | 16.9388 | 16.9388 | -3.7065 | -1.8533 | 1.8735 | 0 | 0 |  |  | 5.1591 |  | 0.15093 | 15.0933 | 3.747 | 0 | 2014-02-18 21:00 | 16938.8333 | 16.9388
|  | 2014-02-19 00:50:03 | 34.0727 | 1.1862 | 4.7447 | 6.7378 | 6.7378 | 0.60533 | 0.60533 | 0.74467 | 0.74467 | 0 | 0 | 17.0082 | 17.0082 | -4.232 | -2.116 | 1.8533 | 0 | 0 |  |  | 4.4125 |  | 0.13925 | 13.9251 | 3.7065 | 0 | 2014-02-18 21:30 | 17008.1667 | 17.0082
|  | 2014-02-19 01:20:02 | 33.8692 | 1.3305 | 5.322 | 6.7673 | 6.7673 | 0.59283 | 0.59283 | 0.74433 | 0.74433 | 0 | 0 | 16.7355 | 16.7355 | -3.7072 | -1.8536 | 2.116 | 0 | 0 |  |  | 5.3752 |  | 0.15713 | 15.7134 | 4.232 | 0 | 2014-02-18 22:00 | 16735.5 | 16.7355
|  | 2014-02-19 01:50:02 | 33.2617 | 1.4828 | 5.9313 | 6.7747 | 6.7747 | 0.5895 | 0.5895 | 0.744 | 0.744 | 0 | 0 | 16.5327 | 16.5327 | -2.6895 | -1.3447 | 1.8536 | 0 | 0 |  |  | 6.5245 |  | 0.17832 | 17.8323 | 3.7072 | 0 | 2014-02-18 22:30 | 16532.6667 | 16.5327
|  | 2014-02-19 02:20:03 | 32.9713 | 1.4537 | 5.8147 | 6.8458 | 6.8458 | 0.59083 | 0.59083 | 0.74383 | 0.74383 | 0 | 0 | 16.247 | 16.247 | -2.7292 | -1.3646 | 1.3447 | 0 | 0 |  |  | 5.3495 |  | 0.17636 | 17.6355 | 2.6895 | 0 | 2014-02-18 23:00 | 16247 | 16.247
|  | 2014-02-19 02:50:04 | 32.6858 | 1.3848 | 5.5393 | 6.8782 | 6.8782 | 0.59033 | 0.59033 | 0.744 | 0.744 | 0 | 0 | 16.0087 | 16.0087 | -2.9253 | -1.4627 | 1.3646 | 0 | 0 |  |  | 5.6501 |  | 0.16947 | 16.9472 | 2.7292 | 0 | 2014-02-18 23:30 | 16008.6667 | 16.0087
|  | 2014-02-19 03:20:02 | 32.066 | 1.206 | 4.824 | 6.8828 | 6.8828 | 0.59217 | 0.59217 | 0.7425 | 0.7425 | 0 | 0 | 15.6717 | 15.6717 | -3.3528 | -1.6764 | 1.4627 | 0 | 0 |  |  | 4.8722 |  | 0.15044 | 15.044 | 2.9253 | 0 | 2014-02-19 | 15671.6667 | 15.6717
|  | 2014-02-19 03:50:03 | 31.5675 | 1.1247 | 4.4987 | 6.8823 | 6.8823 | 0.59283 | 0.59283 | 0.742 | 0.742 | 0 | 0 | 15.3163 | 15.3163 | -3.5353 | -1.7677 | 1.6764 | 0 | 0 |  |  | 4.2737 |  | 0.14251 | 14.2509 | 3.3528 | 0 | 2014-02-19 00:30 | 15316.3333 | 15.3163
|  | 2014-02-19 04:20:03 | 31.1883 | 1.0687 | 4.2747 | 6.8827 | 6.8827 | 0.592 | 0.592 | 0.74283 | 0.74283 | 0 | 0 | 15.0432 | 15.0432 | -3.653 | -1.8265 | 1.7677 | 0 | 0 |  |  | 4.1464 |  | 0.13706 | 13.706 | 3.5353 | 0 | 2014-02-19 01:00 | 15043.1667 | 15.0432
|  | 2014-02-19 04:50:02 | 31.392 | 1.1103 | 4.4413 | 6.8795 | 6.8795 | 0.60633 | 0.60633 | 0.74483 | 0.74483 | 0 | 0 | 15.0578 | 15.0578 | -3.6622 | -1.8311 | 1.8265 | 0 | 0 |  |  | 4.619 |  | 0.14148 | 14.148 | 3.653 | 0 | 2014-02-19 01:30 | 15057.8333 | 15.0578
|  | 2014-02-19 05:20:02 | 32.0352 | 1.0808 | 4.3233 | 6.8872 | 6.8872 | 0.62383 | 0.62383 | 0.7445 | 0.7445 | 0 | 0 | 15.2483 | 15.2483 | -4.208 | -2.104 | 1.8311 | 0 | 0 |  |  | 4.1504 |  | 0.13496 | 13.4956 | 3.6622 | 0 | 2014-02-19 02:00 | 15248.3333 | 15.2483
|  | 2014-02-19 05:50:04 | 32.7895 | 1.0145 | 4.058 | 6.8802 | 6.8802 | 0.622 | 0.622 | 0.74517 | 0.74517 | 0 | 0 | 15.424 | 15.424 | -5.0602 | -2.5301 | 2.104 | 0 | 0 |  |  | 4.1392 |  | 0.12376 | 12.3759 | 4.208 | 0 | 2014-02-19 02:30 | 15424 | 15.424
|  | 2014-02-19 06:20:04 | 34.807 | 1.118 | 4.472 | 6.8832 | 6.8832 | 0.62317 | 0.62317 | 0.74417 | 0.74417 | 0 | 0 | 16.3732 | 16.3732 | -5.7113 | -2.8557 | 2.5301 | 0 | 0 |  |  | 4.4273 |  | 0.12848 | 12.848 | 5.0602 | 0 | 2014-02-19 03:00 | 16373.1667 | 16.3732
|  | 2014-02-19 06:50:03 | 37.759 | 1.061 | 4.244 | 6.8842 | 6.8842 | 0.64917 | 0.64917 | 0.7445 | 0.7445 | 0 | 0 | 17.6422 | 17.6422 | -7.595 | -3.7975 | 2.8557 | 0 | 0 |  |  | 4.626 |  | 0.1124 | 11.2397 | 5.7113 | 0 | 2014-02-19 03:30 | 17642.1667 | 17.6422
|  | 2014-02-19 07:20:02 | 40.4 | 0.99067 | 3.9627 | 6.8848 | 6.8848 | 0.72467 | 0.72467 | 0.74467 | 0.74467 | 0 | 0 | 18.0505 | 18.0505 | -10.0327 | -5.0163 | 3.7975 | 0 | 0 |  |  | 4.0815 |  | 0.098086 | 9.8086 | 7.595 | 0 | 2014-02-19 04:00 | 18050.5 | 18.0505
|  | 2014-02-19 07:50:04 | 41.984 | 0.955 | 3.82 | 6.8788 | 6.8788 | 0.81683 | 0.81683 | 0.74433 | 0.74433 | 0 | 0 | 18.1077 | 18.1077 | -11.6163 | -5.8082 | 5.0163 | 0 | 0 |  |  | 3.8964 |  | 0.090987 | 9.0987 | 10.0327 | 0 | 2014-02-19 04:30 | 18107.6667 | 18.1077
|  | 2014-02-19 08:20:03 | 43.7318 | 0.9155 | 3.662 | 6.9425 | 6.9425 | 0.87333 | 0.87333 | 0.7445 | 0.7445 | 0 | 0 | 18.0738 | 18.0738 | -13.4357 | -6.7178 | 5.8082 | 0 | 0 |  |  | 3.955 |  | 0.083738 | 8.3738 | 11.6163 | 0 | 2014-02-19 05:00 | 18073.8333 | 18.0738
|  | 2014-02-19 08:50:03 | 44.7585 | 0.78867 | 3.1547 | 6.9763 | 6.9763 | 0.95267 | 0.95267 | 0.74467 | 0.74467 | 0.9544 | 0.9544 | 18.0872 | 18.0872 | -13.8886 | -6.9443 | 6.7178 | 0 | 0 |  |  | 3.2809 |  | 0.070482 | 7.0482 | 13.4357 | 0 | 2014-02-19 05:30 | 18087.1667 | 18.0872
|  | 2014-02-19 09:20:02 | 45.1723 | 0.69533 | 2.7813 | 6.9958 | 6.9958 | 0.87217 | 0.87217 | 0.74383 | 0.74383 | 0.9544 | 0.9544 | 18.0667 | 18.0667 | -14.7581 | -7.3791 | 6.9443 | 0 | 0 |  |  | 2.7535 |  | 0.061572 | 6.1572 | 13.8886 | 0 | 2014-02-19 06:00 | 18066.6667 | 18.0667
|  | 2014-02-19 09:50:01 | 45.2292 | 0.72833 | 2.9133 | 7.0807 | 7.0807 | 0.77833 | 0.77833 | 0.74317 | 0.74317 | 1.2744 | 1.2744 | 18.1145 | 18.1145 | -14.3248 | -7.1624 | 7.3791 | 0 | 0 |  |  | 3.0007 |  | 0.064413 | 6.4413 | 14.7581 | 0 | 2014-02-19 06:30 | 18114.5 | 18.1145
|  | 2014-02-19 10:20:03 | 45.2425 | 0.75167 | 3.0067 | 7.0888 | 7.0888 | 0.8375 | 0.8375 | 0.74367 | 0.74367 | 1.2744 | 1.2744 | 18.1633 | 18.1633 | -14.1281 | -7.0641 | 7.1624 | 0 | 0 |  |  | 2.7361 |  | 0.066457 | 6.6457 | 14.3248 | 0 | 2014-02-19 07:00 | 18163.3333 | 18.1633
|  | 2014-02-19 10:50:03 | 45.1843 | 0.80217 | 3.2087 | 7.0955 | 7.0955 | 0.901 | 0.901 | 0.74417 | 0.74417 | 1.5984 | 1.5984 | 18.1222 | 18.1222 | -13.5144 | -6.7572 | 7.0641 | 0 | 0 |  |  | 3.337 |  | 0.071013 | 7.1013 | 14.1281 | 0 | 2014-02-19 07:30 | 18122.1667 | 18.1222
|  | 2014-02-19 11:20:02 | 45.1777 | 0.79833 | 3.1933 | 7.1015 | 7.1015 | 0.914 | 0.914 | 0.74367 | 0.74367 | 1.5984 | 1.5984 | 18.1263 | 18.1263 | -13.5004 | -6.7502 | 6.7572 | 0 | 0 |  |  | 2.874 |  | 0.070684 | 7.0684 | 13.5144 | 0 | 2014-02-19 08:00 | 18126.3333 | 18.1263
|  | 2014-02-19 11:50:03 | 45.1297 | 0.88317 | 3.5327 | 7.1465 | 7.1465 | 0.8745 | 0.8745 | 0.744 | 0.744 | 1.788 | 1.788 | 18.1455 | 18.1455 | -12.8985 | -6.4492 | 6.7502 | 0 | 0 |  |  | 3.2854 |  | 0.078278 | 7.8278 | 13.5004 | 0 | 2014-02-19 08:30 | 18145.5 | 18.1455
|  | 2014-02-19 12:20:03 | 45.1867 | 0.95567 | 3.8227 | 7.164 | 7.164 | 0.78967 | 0.78967 | 0.74317 | 0.74317 | 1.788 | 1.788 | 18.1923 | 18.1923 | -12.6868 | -6.3434 | 6.4492 | 0 | 0 |  |  | 3.8609 |  | 0.084597 | 8.4597 | 12.8985 | 0 | 2014-02-19 09:00 | 18192.3333 | 18.1923
|  | 2014-02-19 12:50:02 | 44.964 | 1.0127 | 4.0507 | 7.1745 | 7.1745 | 0.70583 | 0.70583 | 0.7435 | 0.7435 | 1.8392 | 1.8392 | 18.19 | 18.19 | -12.2603 | -6.1302 | 6.3434 | 0 | 0 |  |  | 4.0102 |  | 0.090087 | 9.0087 | 12.6868 | 0 | 2014-02-19 09:30 | 18190 | 18.19
|  | 2014-02-19 13:20:03 | 44.7848 | 1.0753 | 4.3013 | 7.154 | 7.154 | 0.63567 | 0.63567 | 0.743 | 0.743 | 1.8392 | 1.8392 | 18.1473 | 18.1473 | -11.9643 | -5.9822 | 6.1302 | 0 | 0 |  |  | 4.6885 |  | 0.096044 | 9.6044 | 12.2603 | 0 | 2014-02-19 10:00 | 18147.3333 | 18.1473
|  | 2014-02-19 13:50:02 | 44.7368 | 1.1408 | 4.5633 | 7.1605 | 7.1605 | 0.62867 | 0.62867 | 0.74283 | 0.74283 | 1.8496 | 1.8496 | 18.1053 | 18.1053 | -11.6866 | -5.8433 | 5.9822 | 0 | 0 |  |  | 4.4264 |  | 0.102 | 10.2004 | 11.9643 | 0 | 2014-02-19 10:30 | 18105.3333 | 18.1053
|  | 2014-02-19 14:20:02 | 44.8253 | 1.1638 | 4.6553 | 7.1745 | 7.1745 | 0.638 | 0.638 | 0.7435 | 0.7435 | 1.8496 | 1.8496 | 18.0535 | 18.0535 | -11.7109 | -5.8555 | 5.8433 | 0 | 0 |  |  | 5.1209 |  | 0.10385 | 10.3855 | 11.6866 | 0 | 2014-02-19 11:00 | 18053.5 | 18.0535
|  | 2014-02-19 14:50:02 | 44.5688 | 1.3133 | 5.2533 | 7.1865 | 7.1865 | 0.64417 | 0.64417 | 0.74333 | 0.74333 | 1.7868 | 1.7868 | 18.084 | 18.084 | -10.8707 | -5.4354 | 5.8555 | 0 | 0 |  |  | 5.2008 |  | 0.11787 | 11.787 | 11.7109 | 0 | 2014-02-19 11:30 | 18084 | 18.084
|  | 2014-02-19 15:20:06 | 44.7247 | 1.5063 | 6.0253 | 7.192 | 7.192 | 0.66367 | 0.66367 | 0.744 | 0.744 | 1.7868 | 1.7868 | 18.0465 | 18.0465 | -10.2664 | -5.1332 | 5.4354 | 0 | 0 |  |  | 6.0856 |  | 0.13472 | 13.4721 | 10.8707 | 0 | 2014-02-19 12:00 | 18046.5 | 18.0465
|  | 2014-02-19 15:50:06 | 45.0748 | 1.6005 | 6.402 | 7.1928 | 7.1928 | 0.6835 | 0.6835 | 0.74317 | 0.74317 | 1.1088 | 1.1088 | 18.002 | 18.002 | -10.9425 | -5.4713 | 5.1332 | 0 | 0 |  |  | 6.6581 |  | 0.14203 | 14.203 | 10.2664 | 0 | 2014-02-19 12:30 | 18002 | 18.002
|  | 2014-02-19 16:20:02 | 45.7575 | 1.7337 | 6.9347 | 7.1912 | 7.1912 | 0.74067 | 0.74067 | 0.7425 | 0.7425 | 1.1088 | 1.1088 | 18.0262 | 18.0262 | -11.0135 | -5.5068 | 5.4713 | 0 | 0 |  |  | 7.4201 |  | 0.15155 | 15.1553 | 10.9425 | 0 | 2014-02-19 13:00 | 18026.1667 | 18.0262
|  | 2014-02-19 16:50:02 | 46.9063 | 1.8372 | 7.3487 | 7.1903 | 7.1903 | 0.92833 | 0.92833 | 0.74383 | 0.74383 | 0.1844 | 0.1844 | 18.0733 | 18.0733 | -12.4374 | -6.2187 | 5.5068 | 0 | 0 |  |  | 6.8343 |  | 0.15667 | 15.6667 | 11.0135 | 0 | 2014-02-19 13:30 | 18073.3333 | 18.0733
|  | 2014-02-19 17:20:03 | 48.4145 | 2.1067 | 8.4267 | 7.19 | 7.19 | 1.064 | 1.064 | 0.743 | 0.743 | 0.1844 | 0.1844 | 18.1042 | 18.1042 | -12.7023 | -6.3511 | 6.2187 | 0 | 0 |  |  | 8.9323 |  | 0.17405 | 17.4053 | 12.4374 | 0 | 2014-02-19 14:00 | 18104.1667 | 18.1042
|  | 2014-02-19 17:50:03 | 50.1008 | 2.2555 | 9.022 | 7.1915 | 7.1915 | 0.97183 | 0.97183 | 0.74433 | 0.74433 | 0 | 0 | 17.92 | 17.92 | -14.2512 | -7.1256 | 6.3511 | 0 | 0 |  |  | 9.4731 |  | 0.18008 | 18.0077 | 12.7023 | 0 | 2014-02-19 14:30 | 17920 | 17.92
|  | 2014-02-19 18:20:03 | 50.0353 | 2.3975 | 9.59 | 7.202 | 7.202 | 0.90917 | 0.90917 | 0.745 | 0.745 | 0 | 0 | 17.7803 | 17.7803 | -13.8088 | -6.9044 | 7.1256 | 0 | 0 |  |  | 10.1654 |  | 0.19166 | 19.1665 | 14.2512 | 0 | 2014-02-19 15:00 | 17780.3333 | 17.7803
|  | 2014-02-19 18:50:02 | 49.0885 | 2.5765 | 10.306 | 7.2017 | 7.2017 | 0.83517 | 0.83517 | 0.74417 | 0.74417 | 0 | 0 | 17.6993 | 17.6993 | -12.3022 | -6.1511 | 6.9044 | 0 | 0 |  |  | 10.4091 |  | 0.20995 | 20.9947 | 13.8088 | 0 | 2014-02-19 15:30 | 17699.3333 | 17.6993
|  | 2014-02-19 19:20:02 | 47.7288 | 2.7228 | 10.8913 | 7.2042 | 7.2042 | 0.759 | 0.759 | 0.7445 | 0.7445 | 0 | 0 | 18.024 | 18.024 | -10.1058 | -5.0529 | 6.1511 | 0 | 0 |  |  | 11.1092 |  | 0.22819 | 22.8192 | 12.3022 | 0 | 2014-02-19 16:00 | 18024 | 18.024
|  | 2014-02-19 19:50:02 | 46.341 | 3.161 | 12.644 | 7.2092 | 7.2092 | 0.79583 | 0.79583 | 0.74283 | 0.74283 | 0 | 0 | 18.0777 | 18.0777 | -6.8715 | -3.4357 | 5.0529 | 0 | 0 |  |  | 11.506 |  | 0.27285 | 27.2847 | 10.1058 | 0 | 2014-02-19 16:30 | 18077.6667 | 18.0777
|  | 2014-02-19 20:20:04 | 44.821 | 3.4525 | 13.81 | 7.2077 | 7.2077 | 0.823 | 0.823 | 0.74133 | 0.74133 | 0 | 0 | 17.7243 | 17.7243 | -4.5147 | -2.2573 | 3.4357 | 0 | 0 |  |  | 15.0529 |  | 0.30811 | 30.8114 | 6.8715 | 0 | 2014-02-19 17:00 | 17724.3333 | 17.7243
|  | 2014-02-19 20:50:03 | 42.9007 | 3.811 | 15.244 | 7.2103 | 7.2103 | 0.76017 | 0.76017 | 0.74167 | 0.74167 | 0 | 0 | 17.1758 | 17.1758 | -1.7687 | -0.88433 | 2.2573 | 0 | 0 |  |  | 15.244 |  | 0.35533 | 35.5332 | 4.5147 | 0 | 2014-02-19 17:30 | 17175.8333 | 17.1758
|  | 2014-02-19 21:20:02 | 40.8312 | 3.9138 | 15.6553 | 7.2152 | 7.2152 | 0.71917 | 0.71917 | 0.73967 | 0.73967 | 0 | 0 | 16.886 | 16.886 | 0.38417 | 0.19208 | 0.88433 | 0.19208 | 0 |  |  | 15.8119 |  | 0.38342 | 38.3416 | 1.7687 | 0 | 2014-02-19 18:00 | 16886 | 16.886
|  | 2014-02-19 21:50:02 | 38.793 | 4.0345 | 16.138 | 7.2158 | 7.2158 | 0.67283 | 0.67283 | 0.7405 | 0.7405 | 0 | 0 | 16.6927 | 16.6927 | 2.6668 | 1.3334 | 0 | 1.5255 | 0 |  |  | 17.1063 |  | 0.416 | 41.6003 | 0 | 0 | 2014-02-19 18:30 | 16692.6667 | 16.6927
|  | 2014-02-19 22:20:03 | 36.7358 | 4.1407 | 16.5627 | 7.2152 | 7.2152 | 0.66333 | 0.66333 | 0.74033 | 0.74033 | 0 | 0 | 15.9058 | 15.9058 | 4.3515 | 2.1757 | 0 | 3.7012 | 0 |  |  | 18.0533 |  | 0.45086 | 45.0859 | 0 | 0 | 2014-02-19 19:00 | 15905.8333 | 15.9058
|  | 2014-02-19 22:50:03 | 34.7687 | 4.3852 | 17.5407 | 7.2133 | 7.2133 | 0.65017 | 0.65017 | 0.74283 | 0.74283 | 0 | 0 | 14.5372 | 14.5372 | 5.9155 | 2.9577 | 0 | 6.659 | 0 |  |  | 17.8915 |  | 0.5045 | 50.4496 | 0 | 0 | 2014-02-19 19:30 | 14537.1667 | 14.5372
|  | 2014-02-19 23:20:02 | 33.4815 | 4.6417 | 18.5667 | 7.217 | 7.217 | 0.6105 | 0.6105 | 0.74483 | 0.74483 | 0 | 0 | 13.4547 | 13.4547 | 7.1122 | 3.5561 | 0 | 10.2151 | 0 |  |  | 19.1237 |  | 0.55454 | 55.4535 | 0 | 0 | 2014-02-19 20:00 | 13454.6667 | 13.4547
|  | 2014-02-19 23:50:02 | 32.6108 | 4.8235 | 19.294 | 7.2072 | 7.2072 | 0.61083 | 0.61083 | 0.7445 | 0.7445 | 0 | 0 | 12.667 | 12.667 | 7.9127 | 3.9563 | 0 | 14.1714 | 0 |  |  | 19.6799 |  | 0.59164 | 59.1644 | 0 | 0 | 2014-02-19 20:30 | 12667 | 12.667
|  | 2014-02-20 00:20:04 | 32.5862 | 5.0185 | 20.074 | 7.2115 | 7.2115 | 0.60567 | 0.60567 | 0.74433 | 0.74433 | 0 | 0 | 12.6373 | 12.6373 | 8.6867 | 4.3433 | 0 | 18.5147 | 0 |  |  | 20.2747 |  | 0.61603 | 61.6028 | 0 | 0 | 2014-02-19 21:00 | 12637.3333 | 12.6373
|  | 2014-02-20 00:50:01 | 32.5718 | 5.342 | 21.368 | 7.205 | 7.205 | 0.6 | 0.6 | 0.74433 | 0.74433 | 0 | 0 | 12.4293 | 12.4293 | 9.7748 | 4.8874 | 0 | 23.4022 | 0 |  |  | 19.2312 |  | 0.65603 | 65.6027 | 0 | 0 | 2014-02-19 21:30 | 12429.3333 | 12.4293
|  | 2014-02-20 01:20:02 | 31.9922 | 5.491 | 21.964 | 7.2048 | 7.2048 | 0.61233 | 0.61233 | 0.74317 | 0.74317 | 0 | 0 | 12.1447 | 12.1447 | 10.6768 | 5.3384 | 0 | 28.7406 | 0 |  |  | 19.9872 |  | 0.68654 | 68.6543 | 0 | 0 | 2014-02-19 22:00 | 12144.6667 | 12.1447
|  | 2014-02-20 01:50:02 | 31.3278 | 5.4713 | 21.8853 | 7.2105 | 7.2105 | 0.616 | 0.616 | 0.74467 | 0.74467 | 0 | 0 | 11.788 | 11.788 | 10.9167 | 5.4583 | 0 | 34.1989 | 0 |  |  | 21.8853 |  | 0.69859 | 69.8591 | 0 | 0 | 2014-02-19 22:30 | 11788 | 11.788
|  | 2014-02-20 02:20:01 | 30.7467 | 5.4473 | 21.7893 | 7.2117 | 7.2117 | 0.61633 | 0.61633 | 0.74433 | 0.74433 | 0 | 0 | 11.5442 | 11.5442 | 11.1592 | 5.5796 | 0 | 39.7785 | 0 |  |  | 22.6609 |  | 0.70867 | 70.8673 | 0 | 0 | 2014-02-19 23:00 | 11544.1667 | 11.5442
|  | 2014-02-20 02:50:05 | 30.4843 | 5.4877 | 21.9507 | 7.2155 | 7.2155 | 0.61267 | 0.61267 | 0.744 | 0.744 | 0 | 0 | 11.6407 | 11.6407 | 11.6792 | 5.8396 | 0 | 45.6181 | 0 |  |  | 20.4141 |  | 0.72006 | 72.0064 | 0 | 0 | 2014-02-19 23:30 | 11640.6667 | 11.6407
|  | 2014-02-20 03:20:02 | 29.723 | 5.6537 | 22.6147 | 7.2215 | 7.2215 | 0.61383 | 0.61383 | 0.70783 | 0.70783 | 0 | 0 | 10.79 | 10.79 | 12.2248 | 6.1124 | 0 | 51.7305 | 0 |  |  | 24.65 |  | 0.76085 | 76.0847 | 0 | 0 | 2014-02-20 | 10790 | 10.79
|  | 2014-02-20 03:50:02 | 29.167 | 5.6885 | 22.754 | 7.2237 | 7.2237 | 0.619 | 0.619 | 0.72733 | 0.72733 | 0 | 0 | 10.2268 | 10.2268 | 12.3838 | 6.1919 | 0 | 57.9224 | 0 |  |  | 22.754 |  | 0.78013 | 78.0128 | 0 | 0 | 2014-02-20 00:30 | 10226.8333 | 10.2268
|  | 2014-02-20 04:20:03 | 28.7772 | 5.6397 | 22.5587 | 7.2382 | 7.2382 | 0.619 | 0.619 | 0.74283 | 0.74283 | 0 | 0 | 9.8198 | 9.8198 | 12.2013 | 6.1007 | 0 | 64.0231 | 0 |  |  | 22.3331 |  | 0.78391 | 78.3909 | 0 | 0 | 2014-02-20 01:00 | 9819.8333 | 9.8198
|  | 2014-02-20 04:50:01 | 28.8048 | 5.7367 | 22.9467 | 7.276 | 7.276 | 0.628 | 0.628 | 0.74283 | 0.74283 | 0 | 0 | 9.7637 | 9.7637 | 12.5523 | 6.2762 | 0 | 70.2993 | 0 |  |  | 22.7172 |  | 0.79663 | 79.6626 | 0 | 0 | 2014-02-20 01:30 | 9763.6667 | 9.7637
|  | 2014-02-20 05:20:02 | 29.4715 | 5.663 | 22.652 | 7.3268 | 7.3268 | 0.64067 | 0.64067 | 0.74017 | 0.74017 | 0 | 0 | 10.3195 | 10.3195 | 12.2077 | 6.1038 | 0 | 76.4031 | 0 |  |  | 23.7846 |  | 0.76861 | 76.8607 | 0 | 0 | 2014-02-20 02:00 | 10319.5 | 10.3195
|  | 2014-02-20 05:50:02 | 30.6665 | 5.7513 | 23.0053 | 7.3403 | 7.3403 | 0.64783 | 0.64783 | 0.6755 | 0.6755 | 0 | 0 | 11.6738 | 11.6738 | 12.6763 | 6.3382 | 0 | 82.7412 | 0 |  |  | 24.8458 |  | 0.75018 | 75.0178 | 0 | 0 | 2014-02-20 02:30 | 11673.8333 | 11.6738
|  | 2014-02-20 06:20:04 | 32.5412 | 5.7702 | 23.0807 | 7.3362 | 7.3362 | 0.68417 | 0.68417 | 0.73633 | 0.73633 | 0 | 0 | 12.9037 | 12.9037 | 12.1998 | 6.0999 | 0 | 88.8412 | 0 |  |  | 24.0039 |  | 0.70928 | 70.9276 | 0 | 0 | 2014-02-20 03:00 | 12903.6667 | 12.9037
|  | 2014-02-20 06:50:03 | 34.9258 | 5.6795 | 22.718 | 7.3317 | 7.3317 | 0.71067 | 0.71067 | 0.74367 | 0.74367 | 0 | 0 | 13.914 | 13.914 | 10.4922 | 5.2461 | 0 | 94.0872 | 0 |  |  | 24.9898 |  | 0.65046 | 65.0464 | 0 | 0 | 2014-02-20 03:30 | 13914 | 13.914
|  | 2014-02-20 07:20:02 | 37.3932 | 5.7407 | 22.9627 | 7.3173 | 7.3173 | 0.72233 | 0.72233 | 0.74417 | 0.74417 | 0 | 0 | 15.1075 | 15.1075 | 9.4608 | 4.7304 | 0 | 98.8177 | 0 |  |  | 22.5034 |  | 0.61409 | 61.4087 | 0 | 0 | 2014-02-20 04:00 | 15107.5 | 15.1075
|  | 2014-02-20 07:50:02 | 39.1172 | 5.7957 | 23.1827 | 7.3237 | 7.3237 | 0.72267 | 0.72267 | 0.744 | 0.744 | 0 | 0 | 15.2683 | 15.2683 | 8.1242 | 4.0621 | 0 | 100 | 4.0621 |  |  | 23.8781 |  | 0.59265 | 59.2647 | 0 | 0 | 2014-02-20 04:30 | 15268.3333 | 15.2683
|  | 2014-02-20 08:20:04 | 40.904 | 5.8633 | 23.4533 | 7.3245 | 7.3245 | 0.723 | 0.723 | 0.74183 | 0.74183 | 0 | 0 | 15.7798 | 15.7798 | 7.1185 | 3.5592 | 0 | 100 | 3.5592 |  |  | 21.3425 |  | 0.57338 | 57.3375 | 0 | 0 | 2014-02-20 05:00 | 15779.8333 | 15.7798
|  | 2014-02-20 08:50:03 | 42.033 | 5.816 | 23.264 | 7.3218 | 7.3218 | 0.72717 | 0.72717 | 0.74233 | 0.74233 | 2.1548 | 2.1548 | 16.4407 | 16.4407 | 8.6178 | 4.3089 | 0 | 100 | 4.3089 |  |  | 24.6598 |  | 0.55347 | 55.347 | 0 | 0 | 2014-02-20 05:30 | 16440.6667 | 16.4407
|  | 2014-02-20 09:20:03 | 42.5468 | 5.6522 | 22.6087 | 7.3218 | 7.3218 | 0.72183 | 0.72183 | 0.7445 | 0.7445 | 2.1548 | 2.1548 | 16.5845 | 16.5845 | 7.5893 | 3.7946 | 0 | 100 | 3.7946 |  |  | 24.6434 |  | 0.53138 | 53.1383 | 0 | 0 | 2014-02-20 06:00 | 16584.5 | 16.5845
|  | 2014-02-20 09:50:02 | 42.7182 | 5.6547 | 22.6187 | 7.3323 | 7.3323 | 0.71833 | 0.71833 | 0.74417 | 0.74417 | 1.8712 | 1.8712 | 16.5633 | 16.5633 | 7.1299 | 3.5649 | 0 | 100 | 3.5649 |  |  | 22.8449 |  | 0.52949 | 52.9486 | 0 | 0 | 2014-02-20 06:30 | 16563.3333 | 16.5633
|  | 2014-02-20 10:20:03 | 42.6975 | 5.7435 | 22.974 | 7.3435 | 7.3435 | 0.721 | 0.721 | 0.74417 | 0.74417 | 1.8712 | 1.8712 | 16.619 | 16.619 | 7.5754 | 3.7877 | 0 | 100 | 3.7877 |  |  | 21.8253 |  | 0.53806 | 53.8064 | 0 | 0 | 2014-02-20 07:00 | 16619 | 16.619
|  | 2014-02-20 10:50:02 | 42.6993 | 5.5748 | 22.2993 | 7.328 | 7.328 | 0.69833 | 0.69833 | 0.744 | 0.744 | 1.6024 | 1.6024 | 16.6657 | 16.6657 | 6.6384 | 3.3192 | 0 | 100 | 3.3192 |  |  | 22.7453 |  | 0.52224 | 52.2241 | 0 | 0 | 2014-02-20 07:30 | 16665.6667 | 16.6657
|  | 2014-02-20 11:20:03 | 42.7403 | 5.4368 | 21.7473 | 7.3447 | 7.3447 | 0.69683 | 0.69683 | 0.74467 | 0.74467 | 1.6024 | 1.6024 | 16.651 | 16.651 | 6.0466 | 3.0233 | 0 | 100 | 3.0233 |  |  | 23.2696 |  | 0.50882 | 50.8825 | 0 | 0 | 2014-02-20 08:00 | 16651 | 16.651
|  | 2014-02-20 11:50:03 | 42.7755 | 5.3103 | 21.2413 | 7.3465 | 7.3465 | 0.69767 | 0.69767 | 0.74417 | 0.74417 | 1.6128 | 1.6128 | 16.6792 | 16.6792 | 5.5461 | 2.7731 | 0 | 100 | 2.7731 |  |  | 21.0289 |  | 0.49658 | 49.6577 | 0 | 0 | 2014-02-20 08:30 | 16679.1667 | 16.6792
|  | 2014-02-20 12:20:02 | 42.8035 | 5.32 | 21.28 | 7.3503 | 7.3503 | 0.6975 | 0.6975 | 0.7445 | 0.7445 | 1.6128 | 1.6128 | 16.7632 | 16.7632 | 5.6448 | 2.8224 | 0 | 100 | 2.8224 |  |  | 21.4928 |  | 0.49716 | 49.7156 | 0 | 0 | 2014-02-20 09:00 | 16763.1667 | 16.7632
|  | 2014-02-20 12:50:02 | 42.7252 | 5.1487 | 20.5947 | 7.3515 | 7.3515 | 0.68983 | 0.68983 | 0.74433 | 0.74433 | 2.1036 | 2.1036 | 16.7517 | 16.7517 | 5.5104 | 2.7552 | 0 | 100 | 2.7552 |  |  | 19.9768 |  | 0.48203 | 48.2027 | 0 | 0 | 2014-02-20 09:30 | 16751.6667 | 16.7517
|  | 2014-02-20 13:20:02 | 42.5048 | 4.899 | 19.596 | 7.3568 | 7.3568 | 0.68233 | 0.68233 | 0.74267 | 0.74267 | 2.1036 | 2.1036 | 16.7738 | 16.7738 | 4.7504 | 2.3752 | 0 | 100 | 2.3752 |  |  | 18.2243 |  | 0.46103 | 46.103 | 0 | 0 | 2014-02-20 10:00 | 16773.8333 | 16.7738
|  | 2014-02-20 13:50:03 | 42.0518 | 4.9393 | 19.7573 | 7.371 | 7.371 | 0.70317 | 0.70317 | 0.7435 | 0.7435 | 2.034 | 2.034 | 16.8188 | 16.8188 | 5.376 | 2.688 | 0 | 100 | 2.688 |  |  | 17.7816 |  | 0.46983 | 46.9833 | 0 | 0 | 2014-02-20 10:30 | 16818.8333 | 16.8188
|  | 2014-02-20 14:20:02 | 42.0108 | 4.7538 | 19.0153 | 7.3665 | 7.3665 | 0.70917 | 0.70917 | 0.74433 | 0.74433 | 2.034 | 2.034 | 16.8125 | 16.8125 | 4.671 | 2.3355 | 0 | 100 | 2.3355 |  |  | 18.4449 |  | 0.45263 | 45.2629 | 0 | 0 | 2014-02-20 11:00 | 16812.5 | 16.8125
|  | 2014-02-20 14:50:02 | 41.9832 | 4.6218 | 18.4873 | 7.369 | 7.369 | 0.71 | 0.71 | 0.744 | 0.744 | 1.6248 | 1.6248 | 16.8673 | 16.8673 | 3.8193 | 1.9096 | 0 | 100 | 1.9096 |  |  | 20.1512 |  | 0.44035 | 44.0351 | 0 | 0 | 2014-02-20 11:30 | 16867.3333 | 16.8673
|  | 2014-02-20 15:20:03 | 42.1898 | 4.2812 | 17.1247 | 7.3652 | 7.3652 | 0.70667 | 0.70667 | 0.745 | 0.745 | 1.6248 | 1.6248 | 16.8882 | 16.8882 | 2.2646 | 1.1323 | 0 | 100 | 1.1323 |  |  | 17.6384 |  | 0.4059 | 40.5896 | 0 | 0 | 2014-02-20 12:00 | 16888.1667 | 16.8882
|  | 2014-02-20 15:50:03 | 42.5595 | 4.0325 | 16.13 | 7.3702 | 7.3702 | 0.70533 | 0.70533 | 0.74417 | 0.74417 | 1.1676 | 1.1676 | 16.8705 | 16.8705 | 0.42827 | 0.21413 | 0 | 100 | 0.21413 |  |  | 15.3235 |  | 0.379 | 37.8999 | 0 | 0 | 2014-02-20 12:30 | 16870.5 | 16.8705
|  | 2014-02-20 16:20:03 | 43.267 | 4.0052 | 16.0207 | 7.3665 | 7.3665 | 0.70767 | 0.70767 | 0.73983 | 0.73983 | 1.1676 | 1.1676 | 16.8997 | 16.8997 | -0.36507 | -0.18253 | 0 | 99.8175 | 0 |  |  | 14.739 |  | 0.37027 | 37.0274 | 0 | 0.36507 | 2014-02-20 13:00 | 16899.6667 | 16.8997
|  | 2014-02-20 16:50:02 | 44.4855 | 3.9612 | 15.8447 | 7.3673 | 7.3673 | 0.71583 | 0.71583 | 0.74033 | 0.74033 | 0.252 | 0.252 | 16.9133 | 16.9133 | -2.652 | -1.326 | 0 | 98.4915 | 0 |  |  | 17.2707 |  | 0.35618 | 35.6176 | 0 | 2.652 | 2014-02-20 13:30 | 16913.3333 | 16.9133
|  | 2014-02-20 17:20:02 | 46.1803 | 3.9932 | 15.9727 | 7.3685 | 7.3685 | 0.81883 | 0.81883 | 0.74117 | 0.74117 | 0.252 | 0.252 | 16.9237 | 16.9237 | -4.1035 | -2.0517 | 0 | 96.4397 | 0 |  |  | 17.4102 |  | 0.34588 | 34.5876 | 0 | 4.1035 | 2014-02-20 14:00 | 16923.6667 | 16.9237
|  | 2014-02-20 17:50:03 | 48.2913 | 4.1325 | 16.53 | 7.3648 | 7.3648 | 1.0055 | 1.0055 | 0.772 | 0.772 | 0 | 0 | 16.9702 | 16.9702 | -5.6488 | -2.8244 | 0 | 93.6153 | 0 |  |  | 16.8606 |  | 0.3423 | 34.2297 | 0 | 5.6488 | 2014-02-20 14:30 | 16970.1667 | 16.9702
|  | 2014-02-20 18:20:04 | 48.7188 | 4.0318 | 16.1273 | 7.3667 | 7.3667 | 1.0705 | 1.0705 | 0.77517 | 0.77517 | 0 | 0 | 16.9443 | 16.9443 | -6.4348 | -3.2174 | 0 | 90.3979 | 0 |  |  | 15.8048 |  | 0.33103 | 33.1029 | 0 | 6.4348 | 2014-02-20 15:00 | 16944.3333 | 16.9443
|  | 2014-02-20 18:50:05 | 48.2437 | 4.0863 | 16.3453 | 7.3693 | 7.3693 | 1.0692 | 1.0692 | 0.77533 | 0.77533 | 0 | 0 | 16.9712 | 16.9712 | -5.7133 | -2.8567 | 0 | 87.5412 | 0 |  |  | 16.3453 |  | 0.33881 | 33.8808 | 0 | 5.7133 | 2014-02-20 15:30 | 16971.1667 | 16.9712
|  | 2014-02-20 19:20:05 | 47.0905 | 4.128 | 16.512 | 7.3743 | 7.3743 | 1.036 | 1.036 | 0.77567 | 0.77567 | 0 | 0 | 16.9808 | 16.9808 | -4.4117 | -2.2058 | 0 | 85.3354 | 0 |  |  | 17.6678 |  | 0.35064 | 35.0644 | 0 | 4.4117 | 2014-02-20 16:00 | 16980.8333 | 16.9808
|  | 2014-02-20 19:50:03 | 45.6295 | 4.1347 | 16.5387 | 7.3697 | 7.3697 | 0.9665 | 0.9665 | 0.7755 | 0.7755 | 0 | 0 | 16.8392 | 16.8392 | -3.14 | -1.57 | 0 | 83.7654 | 0 |  |  | 15.8771 |  | 0.36246 | 36.2456 | 0 | 3.14 | 2014-02-20 16:30 | 16839.1667 | 16.8392
|  | 2014-02-20 20:20:04 | 44.2097 | 4.078 | 16.312 | 7.3727 | 7.3727 | 0.9675 | 0.9675 | 0.7755 | 0.7755 | 0 | 0 | 16.7655 | 16.7655 | -2.0165 | -1.0082 | 0 | 82.7571 | 0 |  |  | 15.1702 |  | 0.36897 | 36.8969 | 0 | 2.0165 | 2014-02-20 17:00 | 16765.5 | 16.7655
|  | 2014-02-20 20:50:03 | 42.7252 | 4.034 | 16.136 | 7.3918 | 7.3918 | 0.97267 | 0.97267 | 0.77583 | 0.77583 | 0 | 0 | 16.474 | 16.474 | -0.97483 | -0.48742 | 0 | 82.2697 | 0 |  |  | 16.6201 |  | 0.37767 | 37.767 | 0 | 0.97483 | 2014-02-20 17:30 | 16474 | 16.474
|  | 2014-02-20 21:20:05 | 40.1317 | 4.008 | 16.032 | 7.4223 | 7.4223 | 0.9675 | 0.9675 | 0.77583 | 0.77583 | 0 | 0 | 16.1333 | 16.1333 | 1.1993 | 0.59967 | 0 | 82.8694 | 0 |  |  | 16.8336 |  | 0.39949 | 39.9485 | 0 | 0 | 2014-02-20 18:00 | 16133.3333 | 16.1333
|  | 2014-02-20 21:50:02 | 38.5863 | 4.1935 | 16.774 | 7.457 | 7.457 | 0.9115 | 0.9115 | 0.77567 | 0.77567 | 0 | 0 | 15.6088 | 15.6088 | 2.9407 | 1.4703 | 0 | 84.3397 | 0 |  |  | 17.1095 |  | 0.43471 | 43.4713 | 0 | 0 | 2014-02-20 18:30 | 15608.8333 | 15.6088
|  | 2014-02-20 22:20:04 | 36.3993 | 4.3515 | 17.406 | 7.4592 | 7.4592 | 0.7905 | 0.7905 | 0.77583 | 0.77583 | 0 | 0 | 15.0093 | 15.0093 | 5.0415 | 2.5207 | 0 | 86.8605 | 0 |  |  | 19.1466 |  | 0.4782 | 47.8196 | 0 | 0 | 2014-02-20 19:00 | 15009.3333 | 15.0093
|  | 2014-02-20 22:50:04 | 34.4083 | 4.3873 | 17.5493 | 7.4228 | 7.4228 | 0.74033 | 0.74033 | 0.77567 | 0.77567 | 0 | 0 | 14.374 | 14.374 | 6.4538 | 3.2269 | 0 | 90.0874 | 0 |  |  | 18.0758 |  | 0.51003 | 51.0031 | 0 | 0 | 2014-02-20 19:30 | 14374 | 14.374
|  | 2014-02-20 23:20:02 | 33.036 | 4.3192 | 17.2767 | 7.4185 | 7.4185 | 0.73717 | 0.73717 | 0.77517 | 0.77517 | 0 | 0 | 13.5433 | 13.5433 | 6.7148 | 3.3574 | 0 | 93.4448 | 0 |  |  | 18.8316 |  | 0.52296 | 52.2965 | 0 | 0 | 2014-02-20 20:00 | 13543.3333 | 13.5433
|  | 2014-02-20 23:50:03 | 32.2502 | 4.3415 | 17.366 | 7.432 | 7.432 | 0.736 | 0.736 | 0.77517 | 0.77517 | 0 | 0 | 12.9582 | 12.9582 | 7.0172 | 3.5086 | 0 | 96.9534 | 0 |  |  | 17.0187 |  | 0.53848 | 53.8478 | 0 | 0 | 2014-02-20 20:30 | 12958.1667 | 12.9582
|  | 2014-02-21 00:20:03 | 32.2798 | 4.3302 | 17.3207 | 7.4567 | 7.4567 | 0.7335 | 0.7335 | 0.77217 | 0.77217 | 0 | 0 | 12.8795 | 12.8795 | 6.8827 | 3.4413 | 0 | 100 | 3.4413 |  |  | 17.4939 |  | 0.53658 | 53.6579 | 0 | 0 | 2014-02-20 21:00 | 12879.5 | 12.8795
|  | 2014-02-21 00:50:02 | 32.7325 | 4.2937 | 17.1747 | 7.4747 | 7.4747 | 0.71967 | 0.71967 | 0.77383 | 0.77383 | 0 | 0 | 13.1457 | 13.1457 | 6.556 | 3.278 | 0 | 100 | 3.278 |  |  | 17.6899 |  | 0.5247 | 52.4698 | 0 | 0 | 2014-02-20 21:30 | 13145.6667 | 13.1457
|  | 2014-02-21 01:20:03 | 32.337 | 4.2953 | 17.1813 | 7.5043 | 7.5043 | 0.67417 | 0.67417 | 0.776 | 0.776 | 0 | 0 | 13.0053 | 13.0053 | 6.8042 | 3.4021 | 0 | 100 | 3.4021 |  |  | 16.3223 |  | 0.53132 | 53.1321 | 0 | 0 | 2014-02-20 22:00 | 13005.3333 | 13.0053
|  | 2014-02-21 01:50:07 | 31.6083 | 4.2288 | 16.9153 | 7.5105 | 7.5105 | 0.67467 | 0.67467 | 0.77533 | 0.77533 | 0 | 0 | 12.5272 | 12.5272 | 6.7947 | 3.3973 | 0 | 100 | 3.3973 |  |  | 17.9303 |  | 0.53515 | 53.5154 | 0 | 0 | 2014-02-20 22:30 | 12527.1667 | 12.5272
|  | 2014-02-21 02:20:05 | 31.435 | 4.192 | 16.768 | 7.5673 | 7.5673 | 0.67667 | 0.67667 | 0.77617 | 0.77617 | 0 | 0 | 12.4232 | 12.4232 | 6.7763 | 3.3882 | 0 | 100 | 3.3882 |  |  | 16.9357 |  | 0.53342 | 53.3418 | 0 | 0 | 2014-02-20 23:00 | 12423.1667 | 12.4232
|  | 2014-02-21 02:50:02 | 31.0873 | 4.0617 | 16.2467 | 7.5838 | 7.5838 | 0.676 | 0.676 | 0.77533 | 0.77533 | 0 | 0 | 12.2762 | 12.2762 | 6.4707 | 3.2353 | 0 | 100 | 3.2353 |  |  | 17.2215 |  | 0.52261 | 52.2614 | 0 | 0 | 2014-02-20 23:30 | 12276.1667 | 12.2762
|  | 2014-02-21 03:20:04 | 30.5198 | 4.0202 | 16.0807 | 7.5892 | 7.5892 | 0.6775 | 0.6775 | 0.77517 | 0.77517 | 0 | 0 | 11.8898 | 11.8898 | 6.4925 | 3.2462 | 0 | 100 | 3.2462 |  |  | 16.0807 |  | 0.52689 | 52.6892 | 0 | 0 | 2014-02-21 | 11889.8333 | 11.8898
|  | 2014-02-21 03:50:03 | 30.0022 | 3.943 | 15.772 | 7.5857 | 7.5857 | 0.6765 | 0.6765 | 0.77583 | 0.77583 | 0 | 0 | 11.5102 | 11.5102 | 6.318 | 3.159 | 0 | 100 | 3.159 |  |  | 14.668 |  | 0.5257 | 52.5695 | 0 | 0 | 2014-02-21 00:30 | 11510.1667 | 11.5102
|  | 2014-02-21 04:20:04 | 29.7878 | 4.0042 | 16.0167 | 7.5903 | 7.5903 | 0.67517 | 0.67517 | 0.77583 | 0.77583 | 0 | 0 | 11.308 | 11.308 | 6.5782 | 3.2891 | 0 | 100 | 3.2891 |  |  | 16.6573 |  | 0.53769 | 53.7692 | 0 | 0 | 2014-02-21 01:00 | 11308 | 11.308
|  | 2014-02-21 04:50:02 | 29.8227 | 4.145 | 16.58 | 7.599 | 7.599 | 0.67617 | 0.67617 | 0.77567 | 0.77567 | 0 | 0 | 11.3762 | 11.3762 | 7.1843 | 3.5922 | 0 | 100 | 3.5922 |  |  | 15.5852 |  | 0.55595 | 55.5953 | 0 | 0 | 2014-02-21 01:30 | 11376.1667 | 11.3762
|  | 2014-02-21 05:20:02 | 30.5382 | 4.2747 | 17.0987 | 7.5892 | 7.5892 | 0.68117 | 0.68117 | 0.77 | 0.77 | 0 | 0 | 11.9993 | 11.9993 | 7.6002 | 3.8001 | 0 | 100 | 3.8001 |  |  | 17.7826 |  | 0.55991 | 55.9911 | 0 | 0 | 2014-02-21 02:00 | 11999.3333 | 11.9993
|  | 2014-02-21 05:50:03 | 31.4492 | 4.4313 | 17.7253 | 7.5912 | 7.5912 | 0.6765 | 0.6765 | 0.75183 | 0.75183 | 0 | 0 | 12.2073 | 12.2073 | 7.503 | 3.7515 | 0 | 100 | 3.7515 |  |  | 19.3206 |  | 0.56362 | 56.3619 | 0 | 0 | 2014-02-21 02:30 | 12207.3333 | 12.2073
|  | 2014-02-21 06:20:03 | 33.4795 | 4.5612 | 18.2447 | 7.5957 | 7.5957 | 0.6715 | 0.6715 | 0.749 | 0.749 | 0 | 0 | 13.4065 | 13.4065 | 7.1878 | 3.5939 | 0 | 100 | 3.5939 |  |  | 17.8798 |  | 0.54495 | 54.495 | 0 | 0 | 2014-02-21 03:00 | 13406.5 | 13.4065
|  | 2014-02-21 06:50:02 | 35.8557 | 4.5398 | 18.1593 | 7.591 | 7.591 | 0.70133 | 0.70133 | 0.7755 | 0.7755 | 0 | 0 | 14.9443 | 14.9443 | 6.3158 | 3.1579 | 0 | 100 | 3.1579 |  |  | 16.525 |  | 0.50646 | 50.6456 | 0 | 0 | 2014-02-21 03:30 | 14944.3333 | 14.9443
|  | 2014-02-21 07:20:03 | 37.8845 | 4.821 | 19.284 | 7.5912 | 7.5912 | 0.7545 | 0.7545 | 0.77467 | 0.77467 | 0 | 0 | 15.9562 | 15.9562 | 6.476 | 3.238 | 0 | 100 | 3.238 |  |  | 18.5126 |  | 0.50902 | 50.9021 | 0 | 0 | 2014-02-21 04:00 | 15956.1667 | 15.9562
|  | 2014-02-21 07:50:04 | 39.2397 | 4.9997 | 19.9987 | 7.5852 | 7.5852 | 0.7555 | 0.7555 | 0.77517 | 0.77517 | 0.08 | 0.08 | 16.0415 | 16.0415 | 5.9963 | 2.9982 | 0 | 100 | 2.9982 |  |  | 20.3986 |  | 0.50965 | 50.9654 | 0 | 0 | 2014-02-21 04:30 | 16041.5 | 16.0415
|  | 2014-02-21 08:20:03 | 40.8757 | 5.196 | 20.784 | 7.579 | 7.579 | 0.79733 | 0.79733 | 0.77533 | 0.77533 | 0.08 | 0.08 | 16.2798 | 16.2798 | 5.4198 | 2.7099 | 0 | 100 | 2.7099 |  |  | 20.784 |  | 0.50847 | 50.8469 | 0 | 0 | 2014-02-21 05:00 | 16279.8333 | 16.2798
|  | 2014-02-21 08:50:02 | 41.7805 | 5.2832 | 21.1327 | 7.58 | 7.58 | 0.90017 | 0.90017 | 0.77367 | 0.77367 | 0.9556 | 0.9556 | 16.316 | 16.316 | 5.8776 | 2.9388 | 0 | 100 | 2.9388 |  |  | 19.6534 |  | 0.5058 | 50.5802 | 0 | 0 | 2014-02-21 05:30 | 16316 | 16.316
|  | 2014-02-21 09:20:05 | 42.3205 | 5.3567 | 21.4267 | 7.5812 | 7.5812 | 0.90083 | 0.90083 | 0.77233 | 0.77233 | 0.9556 | 0.9556 | 16.5493 | 16.5493 | 5.8654 | 2.9327 | 0 | 100 | 2.9327 |  |  | 21.8552 |  | 0.5063 | 50.6295 | 0 | 0 | 2014-02-21 06:00 | 16549.3333 | 16.5493
|  | 2014-02-21 09:50:03 | 42.0105 | 5.3972 | 21.5887 | 7.5837 | 7.5837 | 0.90933 | 0.90933 | 0.77217 | 0.77217 | 2.878 | 2.878 | 16.4895 | 16.4895 | 8.2108 | 4.1054 | 0 | 100 | 4.1054 |  |  | 19.6457 |  | 0.51389 | 51.3887 | 0 | 0 | 2014-02-21 06:30 | 16489.5 | 16.4895
|  | 2014-02-21 10:20:06 | 41.9267 | 5.3265 | 21.306 | 7.5838 | 7.5838 | 0.91883 | 0.91883 | 0.7725 | 0.7725 | 2.878 | 2.878 | 16.1993 | 16.1993 | 7.7318 | 3.8659 | 0 | 100 | 3.8659 |  |  | 22.1582 |  | 0.50817 | 50.8173 | 0 | 0 | 2014-02-21 07:00 | 16199.3333 | 16.1993
|  | 2014-02-21 10:50:02 | 41.7997 | 5.2232 | 20.8927 | 7.5853 | 7.5853 | 0.90683 | 0.90683 | 0.7735 | 0.7735 | 3.9712 | 3.9712 | 16.2102 | 16.2102 | 8.54 | 4.27 | 0 | 100 | 4.27 |  |  | 21.1016 |  | 0.49983 | 49.9829 | 0 | 0 | 2014-02-21 07:30 | 16210.1667 | 16.2102
|  | 2014-02-21 11:20:05 | 41.8043 | 5.3048 | 21.2193 | 7.5828 | 7.5828 | 0.88917 | 0.88917 | 0.77517 | 0.77517 | 3.9712 | 3.9712 | 16.23 | 16.23 | 8.8634 | 4.4317 | 0 | 100 | 4.4317 |  |  | 20.3706 |  | 0.50759 | 50.7587 | 0 | 0 | 2014-02-21 08:00 | 16230 | 16.23
|  | 2014-02-21 11:50:04 | 41.873 | 5.3632 | 21.4527 | 7.586 | 7.586 | 0.889 | 0.889 | 0.77467 | 0.77467 | 4.3668 | 4.3668 | 16.2733 | 16.2733 | 9.4695 | 4.7347 | 0 | 100 | 4.7347 |  |  | 19.5219 |  | 0.51233 | 51.2327 | 0 | 0 | 2014-02-21 08:30 | 16273.3333 | 16.2733
|  | 2014-02-21 12:20:04 | 41.8162 | 5.5193 | 22.0773 | 7.5823 | 7.5823 | 0.91117 | 0.91117 | 0.7755 | 0.7755 | 4.3668 | 4.3668 | 16.3018 | 16.3018 | 10.1988 | 5.0994 | 0 | 100 | 5.0994 |  |  | 22.9604 |  | 0.52796 | 52.7962 | 0 | 0 | 2014-02-21 09:00 | 16301.8333 | 16.3018
|  | 2014-02-21 12:50:04 | 41.453 | 5.6265 | 22.506 | 7.5857 | 7.5857 | 0.88733 | 0.88733 | 0.77483 | 0.77483 | 4.4936 | 4.4936 | 16.3835 | 16.3835 | 11.1779 | 5.589 | 0 | 100 | 5.589 |  |  | 22.7311 |  | 0.54293 | 54.2928 | 0 | 0 | 2014-02-21 09:30 | 16383.5 | 16.3835
|  | 2014-02-21 13:20:05 | 41.2667 | 5.7045 | 22.818 | 7.5853 | 7.5853 | 0.888 | 0.888 | 0.7745 | 0.7745 | 4.4936 | 4.4936 | 16.4247 | 16.4247 | 11.7174 | 5.8587 | 0 | 100 | 5.8587 |  |  | 22.818 |  | 0.55294 | 55.294 | 0 | 0 | 2014-02-21 10:00 | 16424.6667 | 16.4247
|  | 2014-02-21 13:50:04 | 41.0373 | 5.8185 | 23.274 | 7.593 | 7.593 | 0.88867 | 0.88867 | 0.77483 | 0.77483 | 4.0088 | 4.0088 | 16.2518 | 16.2518 | 11.7538 | 5.8769 | 0 | 100 | 5.8769 |  |  | 23.274 |  | 0.56714 | 56.7142 | 0 | 0 | 2014-02-21 10:30 | 16251.8333 | 16.2518
|  | 2014-02-21 14:20:02 | 40.9567 | 5.8743 | 23.4973 | 7.5923 | 7.5923 | 0.8895 | 0.8895 | 0.77467 | 0.77467 | 4.0088 | 4.0088 | 16.1852 | 16.1852 | 11.9911 | 5.9956 | 0 | 100 | 5.9956 |  |  | 23.7323 |  | 0.57371 | 57.3712 | 0 | 0 | 2014-02-21 11:00 | 16185.1667 | 16.1852
|  | 2014-02-21 14:50:02 | 40.517 | 5.8332 | 23.3327 | 7.5918 | 7.5918 | 0.8455 | 0.8455 | 0.77467 | 0.77467 | 3.2612 | 3.2612 | 16.302 | 16.302 | 11.5909 | 5.7954 | 0 | 100 | 5.7954 |  |  | 24.266 |  | 0.57587 | 57.5874 | 0 | 0 | 2014-02-21 11:30 | 16302 | 16.302
|  | 2014-02-21 15:20:02 | 40.4897 | 5.9623 | 23.8493 | 7.5878 | 7.5878 | 0.76233 | 0.76233 | 0.77533 | 0.77533 | 3.2612 | 3.2612 | 16.275 | 16.275 | 12.0214 | 6.0107 | 0 | 100 | 6.0107 |  |  | 25.7573 |  | 0.58902 | 58.9023 | 0 | 0 | 2014-02-21 12:00 | 16275 | 16.275
|  | 2014-02-21 15:50:03 | 40.6058 | 5.9603 | 23.8413 | 7.5872 | 7.5872 | 0.7615 | 0.7615 | 0.77483 | 0.77483 | 1.682 | 1.682 | 16.0652 | 16.0652 | 10.1062 | 5.0531 | 0 | 100 | 5.0531 |  |  | 22.8877 |  | 0.58714 | 58.7141 | 0 | 0 | 2014-02-21 12:30 | 16065.1667 | 16.0652
|  | 2014-02-21 16:20:03 | 41.3002 | 6.0097 | 24.0387 | 7.5862 | 7.5862 | 0.80333 | 0.80333 | 0.7755 | 0.7755 | 1.682 | 1.682 | 15.951 | 15.951 | 9.5365 | 4.7682 | 0 | 100 | 4.7682 |  |  | 22.5963 |  | 0.58205 | 58.2048 | 0 | 0 | 2014-02-21 13:00 | 15951 | 15.951
|  | 2014-02-21 16:50:02 | 42.6362 | 5.9827 | 23.9307 | 7.5828 | 7.5828 | 0.84717 | 0.84717 | 0.77517 | 0.77517 | 0.2264 | 0.2264 | 15.8945 | 15.8945 | 6.6206 | 3.3103 | 0 | 100 | 3.3103 |  |  | 23.4521 |  | 0.56128 | 56.1276 | 0 | 0 | 2014-02-21 13:30 | 15894.5 | 15.8945
|  | 2014-02-21 17:20:02 | 44.3355 | 6.0485 | 24.194 | 7.5815 | 7.5815 | 0.89967 | 0.89967 | 0.77517 | 0.77517 | 0.2264 | 0.2264 | 15.908 | 15.908 | 5.2492 | 2.6246 | 0 | 100 | 2.6246 |  |  | 22.0165 |  | 0.5457 | 54.5703 | 0 | 0 | 2014-02-21 14:00 | 15908 | 15.908
|  | 2014-02-21 17:50:03 | 46.5252 | 6.0417 | 24.1667 | 7.5773 | 7.5773 | 0.93783 | 0.93783 | 0.77367 | 0.77367 | 0 | 0 | 16.2437 | 16.2437 | 3.174 | 1.587 | 0 | 100 | 1.587 |  |  | 24.65 |  | 0.51943 | 51.9432 | 0 | 0 | 2014-02-21 14:30 | 16243.6667 | 16.2437
|  | 2014-02-21 18:20:03 | 46.9108 | 6.0433 | 24.1733 | 7.5797 | 7.5797 | 0.91683 | 0.91683 | 0.77533 | 0.77533 | 0 | 0 | 16.4898 | 16.4898 | 3.0242 | 1.5121 | 0 | 100 | 1.5121 |  |  | 23.9316 |  | 0.5153 | 51.5304 | 0 | 0 | 2014-02-21 15:00 | 16489.8333 | 16.4898
|  | 2014-02-21 18:50:03 | 46.1612 | 6.0402 | 24.1607 | 7.5797 | 7.5797 | 0.94667 | 0.94667 | 0.7755 | 0.7755 | 0 | 0 | 16.4932 | 16.4932 | 3.7945 | 1.8973 | 0 | 100 | 1.8973 |  |  | 24.6439 |  | 0.5234 | 52.3398 | 0 | 0 | 2014-02-21 15:30 | 16493.1667 | 16.4932
|  | 2014-02-21 19:20:03 | 44.807 | 5.8793 | 23.5173 | 7.5775 | 7.5775 | 0.86983 | 0.86983 | 0.776 | 0.776 | 0 | 0 | 16.4688 | 16.4688 | 4.4025 | 2.2013 | 0 | 100 | 2.2013 |  |  | 23.5173 |  | 0.52486 | 52.4858 | 0 | 0 | 2014-02-21 16:00 | 16468.8333 | 16.4688
|  | 2014-02-21 19:50:02 | 43.177 | 5.8748 | 23.4993 | 7.5857 | 7.5857 | 0.78667 | 0.78667 | 0.77583 | 0.77583 | 0 | 0 | 16.4153 | 16.4153 | 5.8858 | 2.9429 | 0 | 100 | 2.9429 |  |  | 21.6194 |  | 0.54426 | 54.4256 | 0 | 0 | 2014-02-21 16:30 | 16415.3333 | 16.4153
|  | 2014-02-21 20:20:03 | 41.6762 | 5.6412 | 22.5647 | 7.5765 | 7.5765 | 0.78217 | 0.78217 | 0.77617 | 0.77617 | 0 | 0 | 16.084 | 16.084 | 6.1073 | 3.0537 | 0 | 100 | 3.0537 |  |  | 24.8211 |  | 0.54143 | 54.1429 | 0 | 0 | 2014-02-21 17:00 | 16084 | 16.084
|  | 2014-02-21 20:50:05 | 39.8123 | 5.476 | 21.904 | 7.5865 | 7.5865 | 0.78033 | 0.78033 | 0.7755 | 0.7755 | 0 | 0 | 15.397 | 15.397 | 6.631 | 3.3155 | 0 | 100 | 3.3155 |  |  | 23.2182 |  | 0.55018 | 55.0181 | 0 | 0 | 2014-02-21 17:30 | 15397 | 15.397
|  | 2014-02-21 21:20:03 | 38.0402 | 5.3908 | 21.5633 | 7.581 | 7.581 | 0.80267 | 0.80267 | 0.77633 | 0.77633 | 0 | 0 | 15.2955 | 15.2955 | 7.9787 | 3.9893 | 0 | 100 | 3.9893 |  |  | 22.6415 |  | 0.56686 | 56.6857 | 0 | 0 | 2014-02-21 18:00 | 15295.5 | 15.2955
|  | 2014-02-21 21:50:03 | 36.2685 | 5.3297 | 21.3187 | 7.5823 | 7.5823 | 0.8045 | 0.8045 | 0.77533 | 0.77533 | 0 | 0 | 14.8717 | 14.8717 | 9.084 | 4.542 | 0 | 100 | 4.542 |  |  | 20.2527 |  | 0.5878 | 58.7801 | 0 | 0 | 2014-02-21 18:30 | 14871.6667 | 14.8717
|  | 2014-02-21 22:20:02 | 34.4775 | 5.4875 | 21.95 | 7.587 | 7.587 | 0.80183 | 0.80183 | 0.776 | 0.776 | 0 | 0 | 13.3882 | 13.3882 | 10.0255 | 5.0128 | 0 | 100 | 5.0128 |  |  | 23.0475 |  | 0.63665 | 63.6647 | 0 | 0 | 2014-02-21 19:00 | 13388.1667 | 13.3882
|  | 2014-02-21 22:50:05 | 32.9682 | 5.5193 | 22.0773 | 7.5823 | 7.5823 | 0.77167 | 0.77167 | 0.77567 | 0.77567 | 0 | 0 | 12.2917 | 12.2917 | 10.5305 | 5.2652 | 0 | 100 | 5.2652 |  |  | 22.5189 |  | 0.66966 | 66.9656 | 0 | 0 | 2014-02-21 19:30 | 12291.6667 | 12.2917
|  | 2014-02-21 23:20:05 | 31.725 | 5.5365 | 22.146 | 7.5852 | 7.5852 | 0.71967 | 0.71967 | 0.7755 | 0.7755 | 0 | 0 | 11.221 | 11.221 | 10.7223 | 5.3612 | 0 | 100 | 5.3612 |  |  | 24.1391 |  | 0.69806 | 69.8061 | 0 | 0 | 2014-02-21 20:00 | 11221 | 11.221
|  | 2014-02-21 23:50:04 | 31.2972 | 5.56 | 22.24 | 7.586 | 7.586 | 0.71767 | 0.71767 | 0.77583 | 0.77583 | 0 | 0 | 11.0875 | 11.0875 | 11.1098 | 5.5549 | 0 | 100 | 5.5549 |  |  | 23.7968 |  | 0.71061 | 71.0607 | 0 | 0 | 2014-02-21 20:30 | 11087.5 | 11.0875
|  | 2014-02-22 00:20:04 | 31.6773 | 5.5622 | 22.2487 | 7.5877 | 7.5877 | 0.71633 | 0.71633 | 0.77533 | 0.77533 | 0 | 0 | 11.6453 | 11.6453 | 11.296 | 5.648 | 0 | 100 | 5.648 |  |  | 20.6913 |  | 0.70235 | 70.2353 | 0 | 0 | 2014-02-21 21:00 | 11645.3333 | 11.6453
|  | 2014-02-22 00:50:04 | 31.7592 | 5.6075 | 22.43 | 7.5758 | 7.5758 | 0.71483 | 0.71483 | 0.776 | 0.776 | 0 | 0 | 11.3933 | 11.3933 | 11.1308 | 5.5654 | 0 | 100 | 5.5654 |  |  | 23.1029 |  | 0.70625 | 70.6253 | 0 | 0 | 2014-02-21 21:30 | 11393.3333 | 11.3933
|  | 2014-02-22 01:20:02 | 31.5323 | 5.6183 | 22.4733 | 7.5787 | 7.5787 | 0.691 | 0.691 | 0.776 | 0.776 | 0 | 0 | 11.286 | 11.286 | 11.2727 | 5.6363 | 0 | 100 | 5.6363 |  |  | 24.7207 |  | 0.71271 | 71.2708 | 0 | 0 | 2014-02-21 22:00 | 11286 | 11.286
|  | 2014-02-22 01:50:01 | 30.7772 | 5.5165 | 22.066 | 7.5867 | 7.5867 | 0.64267 | 0.64267 | 0.77617 | 0.77617 | 0 | 0 | 10.9093 | 10.9093 | 11.2037 | 5.6018 | 0 | 100 | 5.6018 |  |  | 22.728 |  | 0.71696 | 71.696 | 0 | 0 | 2014-02-21 22:30 | 10909.3333 | 10.9093
|  | 2014-02-22 02:20:04 | 30.2245 | 5.4855 | 21.942 | 7.587 | 7.587 | 0.63967 | 0.63967 | 0.776 | 0.776 | 0 | 0 | 10.476 | 10.476 | 11.1962 | 5.5981 | 0 | 100 | 5.5981 |  |  | 21.7226 |  | 0.72597 | 72.5967 | 0 | 0 | 2014-02-21 23:00 | 10476 | 10.476
|  | 2014-02-22 02:50:11 | 29.9312 | 5.5028 | 22.0113 | 7.5948 | 7.5948 | 0.63467 | 0.63467 | 0.77533 | 0.77533 | 0 | 0 | 10.2798 | 10.2798 | 11.3648 | 5.6824 | 0 | 100 | 5.6824 |  |  | 20.0303 |  | 0.7354 | 73.5398 | 0 | 0 | 2014-02-21 23:30 | 10279.8333 | 10.2798
|  | 2014-02-22 03:20:04 | 29.3005 | 5.4088 | 21.6353 | 7.5852 | 7.5852 | 0.61667 | 0.61667 | 0.77467 | 0.77467 | 0 | 0 | 9.8065 | 9.8065 | 11.1178 | 5.5589 | 0 | 100 | 5.5589 |  |  | 19.4718 |  | 0.73839 | 73.8395 | 0 | 0 | 2014-02-22 | 9806.5 | 9.8065
|  | 2014-02-22 03:50:04 | 28.5035 | 5.5275 | 22.11 | 7.5928 | 7.5928 | 0.61617 | 0.61617 | 0.75417 | 0.75417 | 0 | 0 | 8.9683 | 8.9683 | 11.538 | 5.769 | 0 | 100 | 5.769 |  |  | 20.7834 |  | 0.77569 | 77.5694 | 0 | 0 | 2014-02-22 00:30 | 8968.3333 | 8.9683
|  | 2014-02-22 04:20:02 | 28.283 | 5.6083 | 22.4333 | 7.587 | 7.587 | 0.61883 | 0.61883 | 0.7735 | 0.7735 | 0 | 0 | 8.646 | 8.646 | 11.7757 | 5.8878 | 0 | 100 | 5.8878 |  |  | 22.209 |  | 0.79317 | 79.3174 | 0 | 0 | 2014-02-22 01:00 | 8646 | 8.646
|  | 2014-02-22 04:50:04 | 28.0477 | 5.5842 | 22.3367 | 7.5973 | 7.5973 | 0.62217 | 0.62217 | 0.69517 | 0.69517 | 0 | 0 | 8.452 | 8.452 | 11.6557 | 5.8278 | 0 | 100 | 5.8278 |  |  | 22.1133 |  | 0.79638 | 79.6382 | 0 | 0 | 2014-02-22 01:30 | 8452 | 8.452
|  | 2014-02-22 05:20:03 | 28.3042 | 5.589 | 22.356 | 7.5905 | 7.5905 | 0.65017 | 0.65017 | 0.67967 | 0.67967 | 0 | 0 | 8.7272 | 8.7272 | 11.6993 | 5.8497 | 0 | 100 | 5.8497 |  |  | 24.5916 |  | 0.78985 | 78.9848 | 0 | 0 | 2014-02-22 02:00 | 8727.1667 | 8.7272
|  | 2014-02-22 05:50:03 | 28.87 | 5.473 | 21.892 | 7.5987 | 7.5987 | 0.697 | 0.697 | 0.74783 | 0.74783 | 0 | 0 | 9.4073 | 9.4073 | 11.4728 | 5.7364 | 0 | 100 | 5.7364 |  |  | 23.4244 |  | 0.7583 | 75.8296 | 0 | 0 | 2014-02-22 02:30 | 9407.3333 | 9.4073
|  | 2014-02-22 06:20:03 | 30.2072 | 5.3543 | 21.4173 | 7.5947 | 7.5947 | 0.6955 | 0.6955 | 0.77467 | 0.77467 | 0 | 0 | 10.796 | 10.796 | 11.071 | 5.5355 | 0 | 100 | 5.5355 |  |  | 23.5591 |  | 0.70901 | 70.9015 | 0 | 0 | 2014-02-22 03:00 | 10796 | 10.796
|  | 2014-02-22 06:50:03 | 30.6545 | 5.2153 | 20.8613 | 7.5932 | 7.5932 | 0.72767 | 0.72767 | 0.77467 | 0.77467 | 0 | 0 | 11.2357 | 11.2357 | 10.538 | 5.269 | 0 | 100 | 5.269 |  |  | 22.5302 |  | 0.68053 | 68.0531 | 0 | 0 | 2014-02-22 03:30 | 11235.6667 | 11.2357
|  | 2014-02-22 07:20:05 | 31.2403 | 5.0625 | 20.25 | 7.5983 | 7.5983 | 0.78933 | 0.78933 | 0.775 | 0.775 | 0 | 0 | 11.8667 | 11.8667 | 10.039 | 5.0195 | 0 | 100 | 5.0195 |  |  | 22.275 |  | 0.6482 | 64.8201 | 0 | 0 | 2014-02-22 04:00 | 11866.6667 | 11.8667
|  | 2014-02-22 07:50:03 | 32.6132 | 5.1348 | 20.5393 | 7.5978 | 7.5978 | 0.7705 | 0.7705 | 0.77433 | 0.77433 | 0.1292 | 0.1292 | 12.8978 | 12.8978 | 10.0959 | 5.0479 | 0 | 100 | 5.0479 |  |  | 18.8962 |  | 0.62979 | 62.9787 | 0 | 0 | 2014-02-22 04:30 | 12897.8333 | 12.8978
|  | 2014-02-22 08:20:03 | 34.7267 | 5.017 | 20.068 | 7.5893 | 7.5893 | 0.81217 | 0.81217 | 0.77533 | 0.77533 | 0.1292 | 0.1292 | 14.6103 | 14.6103 | 9.2577 | 4.6288 | 0 | 100 | 4.6288 |  |  | 18.8639 |  | 0.57788 | 57.7884 | 0 | 0 | 2014-02-22 05:00 | 14610.3333 | 14.6103
|  | 2014-02-22 08:50:03 | 36.1577 | 4.9872 | 19.9487 | 7.5907 | 7.5907 | 0.885 | 0.885 | 0.7735 | 0.7735 | 0.9568 | 0.9568 | 15.511 | 15.511 | 9.508 | 4.754 | 0 | 100 | 4.754 |  |  | 20.3476 |  | 0.55171 | 55.1713 | 0 | 0 | 2014-02-22 05:30 | 15511 | 15.511
|  | 2014-02-22 09:20:05 | 37.1525 | 4.6772 | 18.7087 | 7.5832 | 7.5832 | 0.9725 | 0.9725 | 0.77467 | 0.77467 | 0.9568 | 0.9568 | 15.7403 | 15.7403 | 7.5836 | 3.7918 | 0 | 100 | 3.7918 |  |  | 20.5795 |  | 0.50356 | 50.3564 | 0 | 0 | 2014-02-22 06:00 | 15740.3333 | 15.7403
|  | 2014-02-22 09:50:05 | 37.4537 | 4.5677 | 18.2707 | 7.5837 | 7.5837 | 1.0007 | 1.0007 | 0.77433 | 0.77433 | 1.8888 | 1.8888 | 15.7888 | 15.7888 | 7.8533 | 3.9267 | 0 | 100 | 3.9267 |  |  | 18.2707 |  | 0.48782 | 48.7821 | 0 | 0 | 2014-02-22 06:30 | 15788.8333 | 15.7888
|  | 2014-02-22 10:20:02 | 37.4395 | 4.6145 | 18.458 | 7.5912 | 7.5912 | 1.0223 | 1.0223 | 0.77467 | 0.77467 | 1.8888 | 1.8888 | 15.7697 | 15.7697 | 8.0651 | 4.0326 | 0 | 100 | 4.0326 |  |  | 17.1659 |  | 0.49301 | 49.3009 | 0 | 0 | 2014-02-22 07:00 | 15769.6667 | 15.7697
|  | 2014-02-22 10:50:02 | 37.285 | 4.5912 | 18.3647 | 7.5865 | 7.5865 | 1.0003 | 1.0003 | 0.775 | 0.775 | 2.5048 | 2.5048 | 15.648 | 15.648 | 8.5943 | 4.2971 | 0 | 100 | 4.2971 |  |  | 17.0791 |  | 0.49255 | 49.2548 | 0 | 0 | 2014-02-22 07:30 | 15648 | 15.648
|  | 2014-02-22 11:20:03 | 37.3678 | 4.3457 | 17.3827 | 7.5837 | 7.5837 | 0.99667 | 0.99667 | 0.775 | 0.775 | 2.5048 | 2.5048 | 15.6085 | 15.6085 | 7.4835 | 3.7417 | 0 | 100 | 3.7417 |  |  | 15.8182 |  | 0.46518 | 46.5177 | 0 | 0 | 2014-02-22 08:00 | 15608.5 | 15.6085
|  | 2014-02-22 11:50:04 | 37.1927 | 4.3903 | 17.5613 | 7.3348 | 7.3348 | 1.0167 | 1.0167 | 0.77417 | 0.77417 | 2.8432 | 2.8432 | 15.8342 | 15.8342 | 8.1717 | 4.0858 | 0 | 100 | 4.0858 |  |  | 17.0345 |  | 0.47217 | 47.2172 | 0 | 0 | 2014-02-22 08:30 | 15834.1667 | 15.8342
|  | 2014-02-22 12:20:05 | 36.9032 | 4.5508 | 18.2033 | 7.1337 | 7.1337 | 0.99767 | 0.99767 | 0.7735 | 0.7735 | 2.8432 | 2.8432 | 15.7108 | 15.7108 | 8.759 | 4.3795 | 0 | 100 | 4.3795 |  |  | 16.565 |  | 0.49327 | 49.3273 | 0 | 0 | 2014-02-22 09:00 | 15710.8333 | 15.7108
|  | 2014-02-22 12:50:02 | 36.2212 | 4.564 | 18.256 | 7.134 | 7.134 | 0.92667 | 0.92667 | 0.7745 | 0.7745 | 2.8452 | 2.8452 | 15.5583 | 15.5583 | 9.2735 | 4.6368 | 0 | 100 | 4.6368 |  |  | 18.6211 |  | 0.50401 | 50.4015 | 0 | 0 | 2014-02-22 09:30 | 15558.3333 | 15.5583
|  | 2014-02-22 13:20:04 | 35.5858 | 4.4883 | 17.9533 | 7.1362 | 7.1362 | 0.7865 | 0.7865 | 0.77467 | 0.77467 | 2.8452 | 2.8452 | 15.423 | 15.423 | 9.333 | 4.6665 | 0 | 100 | 4.6665 |  |  | 16.6966 |  | 0.50451 | 50.4508 | 0 | 0 | 2014-02-22 10:00 | 15423 | 15.423
|  | 2014-02-22 13:50:03 | 35.248 | 4.4117 | 17.6467 | 7.1415 | 7.1415 | 0.7825 | 0.7825 | 0.7745 | 0.7745 | 2.5348 | 2.5348 | 15.389 | 15.389 | 9.021 | 4.5105 | 0 | 100 | 4.5105 |  |  | 16.5879 |  | 0.50064 | 50.0643 | 0 | 0 | 2014-02-22 10:30 | 15389 | 15.389
|  | 2014-02-22 14:20:02 | 35.1692 | 4.3965 | 17.586 | 7.1462 | 7.1462 | 0.801 | 0.801 | 0.77417 | 0.77417 | 2.5348 | 2.5348 | 15.4097 | 15.4097 | 9.0826 | 4.5413 | 0 | 100 | 4.5413 |  |  | 16.8826 |  | 0.50004 | 50.004 | 0 | 0 | 2014-02-22 11:00 | 15409.6667 | 15.4097
|  | 2014-02-22 14:50:03 | 35.2125 | 4.5102 | 18.0407 | 7.1498 | 7.1498 | 0.79617 | 0.79617 | 0.77517 | 0.77517 | 2.218 | 2.218 | 15.2825 | 15.2825 | 9.0498 | 4.5249 | 0 | 100 | 4.5249 |  |  | 16.7778 |  | 0.51234 | 51.2337 | 0 | 0 | 2014-02-22 11:30 | 15282.5 | 15.2825
|  | 2014-02-22 15:20:03 | 35.2047 | 4.6227 | 18.4907 | 7.1517 | 7.1517 | 0.79533 | 0.79533 | 0.77533 | 0.77533 | 2.218 | 2.218 | 14.9322 | 14.9322 | 9.1585 | 4.5792 | 0 | 100 | 4.5792 |  |  | 19.785 |  | 0.52523 | 52.5233 | 0 | 0 | 2014-02-22 12:00 | 14932.1667 | 14.9322
|  | 2014-02-22 15:50:02 | 35.7758 | 4.6728 | 18.6913 | 7.1557 | 7.1557 | 0.78317 | 0.78317 | 0.7755 | 0.7755 | 1.3436 | 1.3436 | 14.9993 | 14.9993 | 7.9728 | 3.9864 | 0 | 100 | 3.9864 |  |  | 19.2521 |  | 0.52246 | 52.2457 | 0 | 0 | 2014-02-22 12:30 | 14999.3333 | 14.9993
|  | 2014-02-22 16:20:04 | 36.7472 | 4.8253 | 19.3013 | 7.1618 | 7.1618 | 0.78483 | 0.78483 | 0.77517 | 0.77517 | 1.3436 | 1.3436 | 15.0385 | 15.0385 | 7.6581 | 3.8291 | 0 | 100 | 3.8291 |  |  | 20.2664 |  | 0.52525 | 52.5247 | 0 | 0 | 2014-02-22 13:00 | 15038.5 | 15.0385
|  | 2014-02-22 16:50:07 | 38.481 | 4.9978 | 19.9913 | 7.1617 | 7.1617 | 0.78783 | 0.78783 | 0.77567 | 0.77567 | 0.3048 | 0.3048 | 15.3353 | 15.3353 | 5.8756 | 2.9378 | 0 | 100 | 2.9378 |  |  | 18.9918 |  | 0.51951 | 51.9512 | 0 | 0 | 2014-02-22 13:30 | 15335.3333 | 15.3353
|  | 2014-02-22 17:20:03 | 40.5777 | 5.246 | 20.984 | 7.1567 | 7.1567 | 0.86883 | 0.86883 | 0.77567 | 0.77567 | 0.3048 | 0.3048 | 15.7203 | 15.7203 | 5.2326 | 2.6163 | 0 | 100 | 2.6163 |  |  | 21.1938 |  | 0.51713 | 51.7132 | 0 | 0 | 2014-02-22 14:00 | 15720.3333 | 15.7203
|  | 2014-02-22 17:50:03 | 43.318 | 5.6748 | 22.6993 | 7.1843 | 7.1843 | 0.9535 | 0.9535 | 0.7755 | 0.7755 | 0 | 0 | 15.867 | 15.867 | 4.1617 | 2.0808 | 0 | 100 | 2.0808 |  |  | 22.9263 |  | 0.52402 | 52.4016 | 0 | 0 | 2014-02-22 14:30 | 15867 | 15.867
|  | 2014-02-22 18:20:05 | 43.5677 | 5.8925 | 23.57 | 7.1828 | 7.1828 | 0.95583 | 0.95583 | 0.77533 | 0.77533 | 0 | 0 | 15.8827 | 15.8827 | 4.799 | 2.3995 | 0 | 100 | 2.3995 |  |  | 25.927 |  | 0.541 | 54.0998 | 0 | 0 | 2014-02-22 15:00 | 15882.6667 | 15.8827
|  | 2014-02-22 18:50:03 | 42.5115 | 5.9732 | 23.8927 | 7.2005 | 7.2005 | 0.9705 | 0.9705 | 0.77533 | 0.77533 | 0 | 0 | 15.948 | 15.948 | 6.2755 | 3.1378 | 0 | 100 | 3.1378 |  |  | 25.5652 |  | 0.56203 | 56.2028 | 0 | 0 | 2014-02-22 15:30 | 15948 | 15.948
|  | 2014-02-22 19:20:03 | 41.0123 | 5.9687 | 23.8747 | 7.2292 | 7.2292 | 0.96517 | 0.96517 | 0.767 | 0.767 | 0 | 0 | 15.4198 | 15.4198 | 7.2435 | 3.6218 | 0 | 100 | 3.6218 |  |  | 23.1584 |  | 0.58213 | 58.2134 | 0 | 0 | 2014-02-22 16:00 | 15419.8333 | 15.4198
|  | 2014-02-22 19:50:03 | 39.1527 | 5.9727 | 23.8907 | 7.2278 | 7.2278 | 0.91217 | 0.91217 | 0.77533 | 0.77533 | 0 | 0 | 14.1247 | 14.1247 | 7.778 | 3.889 | 0 | 100 | 3.889 |  |  | 24.1296 |  | 0.61019 | 61.0193 | 0 | 0 | 2014-02-22 16:30 | 14124.6667 | 14.1247
|  | 2014-02-22 20:20:02 | 37.7822 | 5.927 | 23.708 | 7.2258 | 7.2258 | 0.81967 | 0.81967 | 0.77533 | 0.77533 | 0 | 0 | 14.0332 | 14.0332 | 8.7798 | 4.3899 | 0 | 100 | 4.3899 |  |  | 23.2338 |  | 0.62749 | 62.7492 | 0 | 0 | 2014-02-22 17:00 | 14033.1667 | 14.0332
|  | 2014-02-22 20:50:04 | 36.5563 | 5.8642 | 23.4567 | 7.2282 | 7.2282 | 0.7935 | 0.7935 | 0.77583 | 0.77583 | 0 | 0 | 13.8892 | 13.8892 | 9.587 | 4.7935 | 0 | 100 | 4.7935 |  |  | 23.6912 |  | 0.64166 | 64.1658 | 0 | 0 | 2014-02-22 17:30 | 13889.1667 | 13.8892
|  | 2014-02-22 21:20:03 | 35.0667 | 5.8858 | 23.5433 | 7.2285 | 7.2285 | 0.72467 | 0.72467 | 0.77433 | 0.77433 | 0 | 0 | 13.7053 | 13.7053 | 10.9095 | 5.4548 | 0 | 100 | 5.4548 |  |  | 22.837 |  | 0.67139 | 67.1388 | 0 | 0 | 2014-02-22 18:00 | 13705.3333 | 13.7053
|  | 2014-02-22 21:50:04 | 33.595 | 5.8597 | 23.4387 | 7.232 | 7.232 | 0.738 | 0.738 | 0.773 | 0.773 | 0 | 0 | 12.8383 | 12.8383 | 11.425 | 5.7125 | 0 | 100 | 5.7125 |  |  | 23.4387 |  | 0.69768 | 69.7683 | 0 | 0 | 2014-02-22 18:30 | 12838.3333 | 12.8383
|  | 2014-02-22 22:20:04 | 32.2955 | 5.8172 | 23.2687 | 7.2425 | 7.2425 | 0.72017 | 0.72017 | 0.77317 | 0.77317 | 0 | 0 | 11.7475 | 11.7475 | 11.4565 | 5.7283 | 0 | 100 | 5.7283 |  |  | 25.1302 |  | 0.72049 | 72.0493 | 0 | 0 | 2014-02-22 19:00 | 11747.5 | 11.7475
|  | 2014-02-22 22:50:02 | 31.0007 | 5.7082 | 22.8327 | 7.2665 | 7.2665 | 0.64517 | 0.64517 | 0.7745 | 0.7745 | 0 | 0 | 10.892 | 10.892 | 11.4102 | 5.7051 | 0 | 100 | 5.7051 |  |  | 22.8327 |  | 0.73652 | 73.6522 | 0 | 0 | 2014-02-22 19:30 | 10892 | 10.892
|  | 2014-02-22 23:20:03 | 29.4953 | 5.7238 | 22.8953 | 7.2675 | 7.2675 | 0.642 | 0.642 | 0.77083 | 0.77083 | 0 | 0 | 9.8123 | 9.8123 | 11.8927 | 5.9463 | 0 | 100 | 5.9463 |  |  | 20.6058 |  | 0.77624 | 77.6236 | 0 | 0 | 2014-02-22 20:00 | 9812.3333 | 9.8123
|  | 2014-02-22 23:50:02 | 28.8348 | 5.71 | 22.84 | 7.2675 | 7.2675 | 0.69033 | 0.69033 | 0.77533 | 0.77533 | 0 | 0 | 9.3362 | 9.3362 | 12.0745 | 6.0373 | 0 | 100 | 6.0373 |  |  | 23.2968 |  | 0.7921 | 79.2098 | 0 | 0 | 2014-02-22 20:30 | 9336.1667 | 9.3362
|  | 2014-02-23 00:20:04 | 28.8295 | 5.6407 | 22.5627 | 7.2685 | 7.2685 | 0.67067 | 0.67067 | 0.775 | 0.775 | 0 | 0 | 9.4357 | 9.4357 | 11.883 | 5.9415 | 0 | 100 | 5.9415 |  |  | 21.2089 |  | 0.78262 | 78.2624 | 0 | 0 | 2014-02-22 21:00 | 9435.6667 | 9.4357
|  | 2014-02-23 00:50:03 | 28.929 | 5.568 | 22.272 | 7.2662 | 7.2662 | 0.63767 | 0.63767 | 0.767 | 0.767 | 0 | 0 | 9.5785 | 9.5785 | 11.5923 | 5.7962 | 0 | 100 | 5.7962 |  |  | 21.6038 |  | 0.76988 | 76.9885 | 0 | 0 | 2014-02-22 21:30 | 9578.5 | 9.5785
|  | 2014-02-23 01:20:03 | 28.8165 | 5.52 | 22.08 | 7.2637 | 7.2637 | 0.66817 | 0.66817 | 0.7735 | 0.7735 | 0 | 0 | 9.5158 | 9.5158 | 11.4847 | 5.7423 | 0 | 100 | 5.7423 |  |  | 20.976 |  | 0.76623 | 76.6228 | 0 | 0 | 2014-02-22 22:00 | 9515.8333 | 9.5158
|  | 2014-02-23 01:50:03 | 28.1347 | 5.4063 | 21.6253 | 7.264 | 7.264 | 0.70267 | 0.70267 | 0.775 | 0.775 | 0 | 0 | 8.8902 | 8.8902 | 11.1225 | 5.5612 | 0 | 100 | 5.5612 |  |  | 22.0578 |  | 0.76864 | 76.8637 | 0 | 0 | 2014-02-22 22:30 | 8890.1667 | 8.8902
|  | 2014-02-23 02:20:02 | 27.8807 | 5.3705 | 21.482 | 7.2675 | 7.2675 | 0.68767 | 0.68767 | 0.775 | 0.775 | 0 | 0 | 8.7115 | 8.7115 | 11.043 | 5.5215 | 0 | 100 | 5.5215 |  |  | 23.4154 |  | 0.7705 | 77.0498 | 0 | 0 | 2014-02-22 23:00 | 8711.5 | 8.7115
|  | 2014-02-23 02:50:03 | 27.5755 | 5.3967 | 21.5867 | 7.2727 | 7.2727 | 0.6845 | 0.6845 | 0.775 | 0.775 | 0 | 0 | 8.2835 | 8.2835 | 11.0268 | 5.5134 | 0 | 100 | 5.5134 |  |  | 22.8819 |  | 0.78282 | 78.282 | 0 | 0 | 2014-02-22 23:30 | 8283.5 | 8.2835
|  | 2014-02-23 03:20:05 | 27.003 | 5.3945 | 21.578 | 7.2752 | 7.2752 | 0.66683 | 0.66683 | 0.7755 | 0.7755 | 0 | 0 | 7.7405 | 7.7405 | 11.033 | 5.5165 | 0 | 100 | 5.5165 |  |  | 21.3622 |  | 0.7991 | 79.9096 | 0 | 0 | 2014-02-23 | 7740.5 | 7.7405
|  | 2014-02-23 03:50:02 | 26.2985 | 5.3125 | 21.25 | 7.2885 | 7.2885 | 0.68133 | 0.68133 | 0.69017 | 0.69017 | 0 | 0 | 7.294 | 7.294 | 10.9055 | 5.4527 | 0 | 100 | 5.4527 |  |  | 21.4625 |  | 0.80803 | 80.8031 | 0 | 0 | 2014-02-23 00:30 | 7294 | 7.294
|  | 2014-02-23 04:20:03 | 25.863 | 5.2748 | 21.0993 | 7.2785 | 7.2785 | 0.68317 | 0.68317 | 0.64933 | 0.64933 | 0 | 0 | 7.1552 | 7.1552 | 11.0025 | 5.5013 | 0 | 100 | 5.5013 |  |  | 21.5213 |  | 0.81581 | 81.5812 | 0 | 0 | 2014-02-23 01:00 | 7155.1667 | 7.1552
|  | 2014-02-23 04:50:02 | 25.5512 | 4.905 | 19.62 | 7.2835 | 7.2835 | 0.68733 | 0.68733 | 0.7315 | 0.7315 | 0 | 0 | 7.0273 | 7.0273 | 9.7985 | 4.8993 | 0 | 100 | 4.8993 |  |  | 20.0124 |  | 0.76787 | 76.7871 | 0 | 0 | 2014-02-23 01:30 | 7027.3333 | 7.0273
|  | 2014-02-23 05:20:03 | 25.5315 | 4.8823 | 19.5293 | 7.2883 | 7.2883 | 0.69667 | 0.69667 | 0.77433 | 0.77433 | 0 | 0 | 6.8843 | 6.8843 | 9.6415 | 4.8208 | 0 | 100 | 4.8208 |  |  | 19.334 |  | 0.76491 | 76.4911 | 0 | 0 | 2014-02-23 02:00 | 6884.3333 | 6.8843
|  | 2014-02-23 05:50:03 | 25.9523 | 4.9958 | 19.9833 | 7.2898 | 7.2898 | 0.69917 | 0.69917 | 0.77433 | 0.77433 | 0 | 0 | 7.5638 | 7.5638 | 10.3582 | 5.1791 | 0 | 100 | 5.1791 |  |  | 21.7818 |  | 0.77 | 77.0001 | 0 | 0 | 2014-02-23 02:30 | 7563.8333 | 7.5638
|  | 2014-02-23 06:20:03 | 26.8315 | 5.2317 | 20.9267 | 7.2998 | 7.2998 | 0.69967 | 0.69967 | 0.77417 | 0.77417 | 0 | 0 | 8.0917 | 8.0917 | 10.9605 | 5.4802 | 0 | 100 | 5.4802 |  |  | 21.7637 |  | 0.77993 | 77.9929 | 0 | 0 | 2014-02-23 03:00 | 8091.6667 | 8.0917
|  | 2014-02-23 06:50:05 | 27.1668 | 5.244 | 20.976 | 7.301 | 7.301 | 0.7135 | 0.7135 | 0.774 | 0.774 | 0 | 0 | 8.235 | 8.235 | 10.8327 | 5.4163 | 0 | 100 | 5.4163 |  |  | 20.976 |  | 0.77212 | 77.2118 | 0 | 0 | 2014-02-23 03:30 | 8235 | 8.235
|  | 2014-02-23 07:20:04 | 26.9227 | 5.1828 | 20.7313 | 7.302 | 7.302 | 0.75917 | 0.75917 | 0.77217 | 0.77217 | 0 | 0 | 7.9753 | 7.9753 | 10.6173 | 5.3087 | 0 | 100 | 5.3087 |  |  | 22.1825 |  | 0.77003 | 77.0033 | 0 | 0 | 2014-02-23 04:00 | 7975.3333 | 7.9753
|  | 2014-02-23 07:50:03 | 27.516 | 5.0623 | 20.2493 | 7.3048 | 7.3048 | 0.83867 | 0.83867 | 0.773 | 0.773 | 0.12 | 0.12 | 8.5477 | 8.5477 | 10.3175 | 5.1587 | 0 | 100 | 5.1587 |  |  | 18.8319 |  | 0.73591 | 73.5911 | 0 | 0 | 2014-02-23 04:30 | 8547.6667 | 8.5477
|  | 2014-02-23 08:20:05 | 29.0352 | 5.0075 | 20.03 | 7.2995 | 7.2995 | 0.86717 | 0.86717 | 0.77267 | 0.77267 | 0.12 | 0.12 | 9.6733 | 9.6733 | 9.7275 | 4.8637 | 0 | 100 | 4.8637 |  |  | 21.0315 |  | 0.68985 | 68.9853 | 0 | 0 | 2014-02-23 05:00 | 9673.3333 | 9.6733
|  | 2014-02-23 08:50:02 | 30.9288 | 4.9973 | 19.9893 | 7.2988 | 7.2988 | 0.987 | 0.987 | 0.77333 | 0.77333 | 1.484 | 1.484 | 10.8672 | 10.8672 | 10.4708 | 5.2354 | 0 | 100 | 5.2354 |  |  | 21.5885 |  | 0.6463 | 64.6301 | 0 | 0 | 2014-02-23 05:30 | 10867.1667 | 10.8672
|  | 2014-02-23 09:20:03 | 32.7413 | 5.019 | 20.076 | 7.2955 | 7.2955 | 0.99683 | 0.99683 | 0.7735 | 0.7735 | 1.484 | 1.484 | 12.0623 | 12.0623 | 9.9468 | 4.9734 | 0 | 100 | 4.9734 |  |  | 21.0798 |  | 0.61317 | 61.317 | 0 | 0 | 2014-02-23 06:00 | 12062.3333 | 12.0623
|  | 2014-02-23 09:50:02 | 33.9595 | 5.0557 | 20.2227 | 7.294 | 7.294 | 1.0062 | 1.0062 | 0.77267 | 0.77267 | 3.246 | 3.246 | 12.9048 | 12.9048 | 11.4868 | 5.7434 | 0 | 100 | 5.7434 |  |  | 21.8405 |  | 0.59549 | 59.5494 | 0 | 0 | 2014-02-23 06:30 | 12904.8333 | 12.9048
|  | 2014-02-23 10:20:02 | 35.3275 | 5.1502 | 20.6007 | 7.2917 | 7.2917 | 1.0038 | 1.0038 | 0.773 | 0.773 | 3.246 | 3.246 | 13.6887 | 13.6887 | 11.2763 | 5.6382 | 0 | 100 | 5.6382 |  |  | 22.2487 |  | 0.58313 | 58.3134 | 0 | 0 | 2014-02-23 07:00 | 13688.6667 | 13.6887
|  | 2014-02-23 10:50:03 | 36.2783 | 5.2142 | 20.8567 | 7.29 | 7.29 | 1.0083 | 1.0083 | 0.77417 | 0.77417 | 4.19 | 4.19 | 14.22 | 14.22 | 12.0608 | 6.0304 | 0 | 100 | 6.0304 |  |  | 21.2738 |  | 0.57491 | 57.4907 | 0 | 0 | 2014-02-23 07:30 | 14220 | 14.22
|  | 2014-02-23 11:20:03 | 37.1645 | 5.2193 | 20.8773 | 7.2868 | 7.2868 | 1.0232 | 1.0232 | 0.77417 | 0.77417 | 4.19 | 4.19 | 14.486 | 14.486 | 11.473 | 5.7365 | 0 | 100 | 5.7365 |  |  | 20.4598 |  | 0.56175 | 56.1755 | 0 | 0 | 2014-02-23 08:00 | 14486 | 14.486
|  | 2014-02-23 11:50:03 | 37.7295 | 5.1835 | 20.734 | 7.2913 | 7.2913 | 1.025 | 1.025 | 0.77367 | 0.77367 | 4.0208 | 4.0208 | 14.5425 | 14.5425 | 10.6578 | 5.3289 | 0 | 100 | 5.3289 |  |  | 20.5267 |  | 0.54954 | 54.9543 | 0 | 0 | 2014-02-23 08:30 | 14542.5 | 14.5425
|  | 2014-02-23 12:20:03 | 38.267 | 5.267 | 21.068 | 7.2895 | 7.2895 | 1.0242 | 1.0242 | 0.77333 | 0.77333 | 4.0208 | 4.0208 | 14.5678 | 14.5678 | 10.4766 | 5.2383 | 0 | 100 | 5.2383 |  |  | 19.5932 |  | 0.55055 | 55.0553 | 0 | 0 | 2014-02-23 09:00 | 14567.8333 | 14.5678
|  | 2014-02-23 12:50:03 | 38.3197 | 5.279 | 21.116 | 7.2843 | 7.2843 | 1.0227 | 1.0227 | 0.77267 | 0.77267 | 2.9808 | 2.9808 | 14.638 | 14.638 | 9.4948 | 4.7474 | 0 | 100 | 4.7474 |  |  | 20.6937 |  | 0.55105 | 55.1049 | 0 | 0 | 2014-02-23 09:30 | 14638 | 14.638
|  | 2014-02-23 13:20:01 | 37.8605 | 5.5315 | 22.126 | 7.2903 | 7.2903 | 1.0112 | 1.0112 | 0.77383 | 0.77383 | 2.9808 | 2.9808 | 14.554 | 14.554 | 10.8756 | 5.4378 | 0 | 100 | 5.4378 |  |  | 23.8961 |  | 0.58441 | 58.4409 | 0 | 0 | 2014-02-23 10:00 | 14554 | 14.554
|  | 2014-02-23 13:50:03 | 37.5037 | 5.8142 | 23.2567 | 7.2917 | 7.2917 | 1.007 | 1.007 | 0.7745 | 0.7745 | 3.846 | 3.846 | 14.4405 | 14.4405 | 13.1127 | 6.5563 | 0 | 100 | 6.5563 |  |  | 23.0241 |  | 0.62012 | 62.0117 | 0 | 0 | 2014-02-23 10:30 | 14440.5 | 14.4405
|  | 2014-02-23 14:20:03 | 37.2157 | 5.9878 | 23.9513 | 7.2915 | 7.2915 | 0.979 | 0.979 | 0.77433 | 0.77433 | 3.846 | 3.846 | 14.2345 | 14.2345 | 13.861 | 6.9305 | 0 | 100 | 6.9305 |  |  | 21.7957 |  | 0.64358 | 64.3582 | 0 | 0 | 2014-02-23 11:00 | 14234.5 | 14.2345
|  | 2014-02-23 14:50:02 | 37.046 | 6.0393 | 24.1573 | 7.2925 | 7.2925 | 0.89833 | 0.89833 | 0.77367 | 0.77367 | 3.5368 | 3.5368 | 14.1412 | 14.1412 | 13.7538 | 6.8769 | 0 | 100 | 6.8769 |  |  | 24.1573 |  | 0.65209 | 65.209 | 0 | 0 | 2014-02-23 11:30 | 14141.1667 | 14.1412
|  | 2014-02-23 15:20:02 | 37.0632 | 6.0027 | 24.0107 | 7.289 | 7.289 | 0.838 | 0.838 | 0.77233 | 0.77233 | 3.5368 | 3.5368 | 14.1172 | 14.1172 | 13.5008 | 6.7504 | 0 | 100 | 6.7504 |  |  | 25.9315 |  | 0.64783 | 64.7831 | 0 | 0 | 2014-02-23 12:00 | 14117.1667 | 14.1172
|  | 2014-02-23 15:50:04 | 37.5703 | 5.9905 | 23.962 | 7.3005 | 7.3005 | 0.824 | 0.824 | 0.77167 | 0.77167 | 1.9924 | 1.9924 | 14.4133 | 14.4133 | 11.6936 | 5.8468 | 0 | 100 | 5.8468 |  |  | 26.3582 |  | 0.63779 | 63.779 | 0 | 0 | 2014-02-23 12:30 | 14413.3333 | 14.4133
|  | 2014-02-23 16:20:03 | 38.2468 | 5.9383 | 23.7533 | 7.295 | 7.295 | 0.885 | 0.885 | 0.77217 | 0.77217 | 1.9924 | 1.9924 | 14.2545 | 14.2545 | 10.7056 | 5.3528 | 0 | 100 | 5.3528 |  |  | 23.7533 |  | 0.62105 | 62.1054 | 0 | 0 | 2014-02-23 13:00 | 14254.5 | 14.2545
|  | 2014-02-23 16:50:02 | 39.4745 | 5.8428 | 23.3713 | 7.2948 | 7.2948 | 0.93867 | 0.93867 | 0.77317 | 0.77317 | 0.5504 | 0.5504 | 14.4237 | 14.4237 | 7.8776 | 3.9388 | 0 | 100 | 3.9388 |  |  | 24.0725 |  | 0.59206 | 59.2062 | 0 | 0 | 2014-02-23 13:30 | 14423.6667 | 14.4237
|  | 2014-02-23 17:20:03 | 41.0673 | 5.6715 | 22.686 | 7.295 | 7.295 | 0.96083 | 0.96083 | 0.77367 | 0.77367 | 0.5504 | 0.5504 | 14.835 | 14.835 | 6.0336 | 3.0168 | 0 | 100 | 3.0168 |  |  | 21.7786 |  | 0.55241 | 55.241 | 0 | 0 | 2014-02-23 14:00 | 14835 | 14.835
|  | 2014-02-23 17:50:02 | 42.8887 | 5.6397 | 22.5587 | 7.2965 | 7.2965 | 0.96 | 0.96 | 0.77333 | 0.77333 | 0 | 0 | 14.8487 | 14.8487 | 3.5485 | 1.7743 | 0 | 100 | 1.7743 |  |  | 22.3331 |  | 0.52598 | 52.5982 | 0 | 0 | 2014-02-23 14:30 | 14848.6667 | 14.8487
|  | 2014-02-23 18:20:06 | 42.769 | 5.5472 | 22.1887 | 7.297 | 7.297 | 0.96083 | 0.96083 | 0.77417 | 0.77417 | 0 | 0 | 14.8663 | 14.8663 | 3.318 | 1.659 | 0 | 100 | 1.659 |  |  | 23.7419 |  | 0.5188 | 51.8803 | 0 | 0 | 2014-02-23 15:00 | 14866.3333 | 14.8663
|  | 2014-02-23 18:50:06 | 42.226 | 5.5592 | 22.2367 | 7.2867 | 7.2867 | 0.9615 | 0.9615 | 0.7745 | 0.7745 | 0 | 0 | 14.5263 | 14.5263 | 3.5597 | 1.7798 | 0 | 100 | 1.7798 |  |  | 22.459 |  | 0.52661 | 52.6611 | 0 | 0 | 2014-02-23 15:30 | 14526.3333 | 14.5263
|  | 2014-02-23 19:20:02 | 41.2207 | 5.5382 | 22.1527 | 7.2942 | 7.2942 | 0.962 | 0.962 | 0.7755 | 0.7755 | 0 | 0 | 14.4552 | 14.4552 | 4.4188 | 2.2094 | 0 | 100 | 2.2094 |  |  | 20.8235 |  | 0.53742 | 53.7417 | 0 | 0 | 2014-02-23 16:00 | 14455.1667 | 14.4552
|  | 2014-02-23 19:50:03 | 40.2018 | 5.4115 | 21.646 | 7.2933 | 7.2933 | 0.96283 | 0.96283 | 0.77533 | 0.77533 | 0 | 0 | 14.3205 | 14.3205 | 4.7962 | 2.3981 | 0 | 100 | 2.3981 |  |  | 22.2954 |  | 0.53843 | 53.8433 | 0 | 0 | 2014-02-23 16:30 | 14320.5 | 14.3205
|  | 2014-02-23 20:20:02 | 38.9678 | 5.2895 | 21.158 | 7.2992 | 7.2992 | 0.96383 | 0.96383 | 0.77567 | 0.77567 | 0 | 0 | 14.1748 | 14.1748 | 5.4037 | 2.7018 | 0 | 100 | 2.7018 |  |  | 20.9464 |  | 0.54296 | 54.2961 | 0 | 0 | 2014-02-23 17:00 | 14174.8333 | 14.1748
|  | 2014-02-23 20:50:03 | 37.5518 | 5.1383 | 20.5533 | 7.2988 | 7.2988 | 0.98583 | 0.98583 | 0.7755 | 0.7755 | 0 | 0 | 14.1207 | 14.1207 | 6.1823 | 3.0912 | 0 | 100 | 3.0912 |  |  | 19.1146 |  | 0.54733 | 54.7332 | 0 | 0 | 2014-02-23 17:30 | 14120.6667 | 14.1207
|  | 2014-02-23 21:20:02 | 36.243 | 5.1205 | 20.482 | 7.2978 | 7.2978 | 0.96233 | 0.96233 | 0.7755 | 0.7755 | 0 | 0 | 13.8327 | 13.8327 | 7.1073 | 3.5537 | 0 | 100 | 3.5537 |  |  | 19.0483 |  | 0.56513 | 56.513 | 0 | 0 | 2014-02-23 18:00 | 13832.6667 | 13.8327
|  | 2014-02-23 21:50:02 | 34.3723 | 5.0467 | 20.1867 | 7.2963 | 7.2963 | 0.9725 | 0.9725 | 0.77533 | 0.77533 | 0 | 0 | 13.1092 | 13.1092 | 7.9677 | 3.9838 | 0 | 100 | 3.9838 |  |  | 20.7923 |  | 0.58729 | 58.7294 | 0 | 0 | 2014-02-23 18:30 | 13109.1667 | 13.1092
|  | 2014-02-23 22:20:02 | 32.8605 | 4.9067 | 19.6267 | 7.2913 | 7.2913 | 0.98267 | 0.98267 | 0.76883 | 0.76883 | 0 | 0 | 12.2488 | 12.2488 | 8.0578 | 4.0289 | 0 | 100 | 4.0289 |  |  | 20.2155 |  | 0.59727 | 59.7272 | 0 | 0 | 2014-02-23 19:00 | 12248.8333 | 12.2488
|  | 2014-02-23 22:50:03 | 31.0838 | 4.7467 | 18.9867 | 7.303 | 7.303 | 0.879 | 0.879 | 0.43733 | 0.43733 | 0 | 0 | 11.706 | 11.706 | 8.2282 | 4.1141 | 0 | 100 | 4.1141 |  |  | 20.8853 |  | 0.61082 | 61.0821 | 0 | 0 | 2014-02-23 19:30 | 11706 | 11.706
|  | 2014-02-23 23:20:02 | 29.7598 | 4.568 | 18.272 | 7.3 | 7.3 | 0.8585 | 0.8585 | 0.13 | 0.13 | 0 | 0 | 11.0953 | 11.0953 | 7.896 | 3.948 | 0 | 100 | 3.948 |  |  | 16.8102 |  | 0.61398 | 61.3982 | 0 | 0 | 2014-02-23 20:00 | 11095.3333 | 11.0953
|  | 2014-02-23 23:50:03 | 29.2227 | 4.3177 | 17.2707 | 7.3013 | 7.3013 | 0.83567 | 0.83567 | 0.12983 | 0.12983 | 0 | 0 | 10.986 | 10.986 | 7.3008 | 3.6504 | 0 | 100 | 3.6504 |  |  | 18.4796 |  | 0.591 | 59.1002 | 0 | 0 | 2014-02-23 20:30 | 10986 | 10.986
|  | 2014-02-24 00:20:03 | 29.8945 | 4.0698 | 16.2793 | 7.302 | 7.302 | 0.822 | 0.822 | 0.128 | 0.128 | 0 | 0 | 11.676 | 11.676 | 6.3128 | 3.1564 | 0 | 100 | 3.1564 |  |  | 14.977 |  | 0.54456 | 54.4559 | 0 | 0 | 2014-02-23 21:00 | 11676 | 11.676
|  | 2014-02-24 00:50:04 | 30.09 | 3.996 | 15.984 | 7.3053 | 7.3053 | 0.8365 | 0.8365 | 0.13 | 0.13 | 0 | 0 | 11.7592 | 11.7592 | 5.925 | 2.9625 | 0 | 100 | 2.9625 |  |  | 16.3037 |  | 0.53121 | 53.1206 | 0 | 0 | 2014-02-23 21:30 | 11759.1667 | 11.7592
|  | 2014-02-24 01:20:02 | 30.0688 | 3.884 | 15.536 | 7.298 | 7.298 | 0.852 | 0.852 | 0.12983 | 0.12983 | 0 | 0 | 11.7635 | 11.7635 | 5.5105 | 2.7553 | 0 | 100 | 2.7553 |  |  | 14.2931 |  | 0.51668 | 51.6681 | 0 | 0 | 2014-02-23 22:00 | 11763.5 | 11.7635
|  | 2014-02-24 01:50:30 | 29.629 | 3.7822 | 15.1287 | 7.2993 | 7.2993 | 0.913 | 0.913 | 0.12967 | 0.12967 | 0 | 0 | 11.5155 | 11.5155 | 5.3572 | 2.6786 | 0 | 100 | 2.6786 |  |  | 16.1877 |  | 0.5106 | 51.0603 | 0 | 0 | 2014-02-23 22:30 | 11515.5 | 11.5155
|  | 2014-02-24 02:20:02 | 29.2218 | 3.6495 | 14.598 | 7.2893 | 7.2893 | 0.919 | 0.919 | 0.12983 | 0.12983 | 0 | 0 | 11.395 | 11.395 | 5.1093 | 2.5547 | 0 | 100 | 2.5547 |  |  | 14.89 |  | 0.49956 | 49.9558 | 0 | 0 | 2014-02-23 23:00 | 11395 | 11.395
|  | 2014-02-24 02:50:02 | 29.1055 | 3.4928 | 13.9713 | 7.2905 | 7.2905 | 0.94283 | 0.94283 | 0.12967 | 0.12967 | 0 | 0 | 11.35 | 11.35 | 4.5788 | 2.2894 | 0 | 100 | 2.2894 |  |  | 14.111 |  | 0.48002 | 48.0024 | 0 | 0 | 2014-02-23 23:30 | 11350 | 11.35
|  | 2014-02-24 03:20:04 | 28.6895 | 3.1902 | 12.7607 | 7.293 | 7.293 | 0.94217 | 0.94217 | 0.12983 | 0.12983 | 0 | 0 | 11.2613 | 11.2613 | 3.6975 | 1.8488 | 0 | 100 | 1.8488 |  |  | 13.2711 |  | 0.44479 | 44.4785 | 0 | 0 | 2014-02-24 | 11261.3333 | 11.2613
|  | 2014-02-24 03:50:02 | 28.1253 | 3.1248 | 12.4993 | 7.2905 | 7.2905 | 0.94067 | 0.94067 | 0.12967 | 0.12967 | 0 | 0 | 11.07 | 11.07 | 3.8048 | 1.9024 | 0 | 100 | 1.9024 |  |  | 12.3743 |  | 0.44442 | 44.4415 | 0 | 0 | 2014-02-24 00:30 | 11070 | 11.07
|  | 2014-02-24 04:20:06 | 27.8897 | 2.7922 | 11.1687 | 7.289 | 7.289 | 0.93733 | 0.93733 | 0.12983 | 0.12983 | 0 | 0 | 10.9945 | 10.9945 | 2.6297 | 1.3148 | 0 | 100 | 1.3148 |  |  | 10.2752 |  | 0.40046 | 40.0459 | 0 | 0 | 2014-02-24 01:00 | 10994.5 | 10.9945
|  | 2014-02-24 04:50:02 | 28.3257 | 2.6333 | 10.5333 | 7.291 | 7.291 | 0.93667 | 0.93667 | 0.13 | 0.13 | 0 | 0 | 11.2142 | 11.2142 | 1.7795 | 0.88975 | 0 | 100 | 0.88975 |  |  | 9.9013 |  | 0.37187 | 37.1865 | 0 | 0 | 2014-02-24 01:30 | 11214.1667 | 11.2142
|  | 2014-02-24 05:20:04 | 29.0785 | 2.7022 | 10.8087 | 7.2922 | 7.2922 | 0.93417 | 0.93417 | 0.13 | 0.13 | 0 | 0 | 11.5513 | 11.5513 | 1.6378 | 0.81892 | 0 | 100 | 0.81892 |  |  | 10.4844 |  | 0.37171 | 37.1706 | 0 | 0 | 2014-02-24 02:00 | 11551.3333 | 11.5513
|  | 2014-02-24 05:50:04 | 30.2715 | 2.9372 | 11.7487 | 7.2943 | 7.2943 | 0.935 | 0.935 | 0.13 | 0.13 | 0 | 0 | 11.582 | 11.582 | 1.4185 | 0.70925 | 0 | 100 | 0.70925 |  |  | 10.6913 |  | 0.38811 | 38.811 | 0 | 0 | 2014-02-24 02:30 | 11582 | 11.582
|  | 2014-02-24 06:20:01 | 33.231 | 2.931 | 11.724 | 7.2888 | 7.2888 | 0.95183 | 0.95183 | 0.12967 | 0.12967 | 0 | 0 | 13.2322 | 13.2322 | 0.0955 | 0.04775 | 0 | 100 | 0.04775 |  |  | 12.4274 |  | 0.3528 | 35.2803 | 0 | 0 | 2014-02-24 03:00 | 13232.1667 | 13.2322
|  | 2014-02-24 06:50:01 | 36.8015 | 2.8585 | 11.434 | 7.2965 | 7.2965 | 1.0852 | 1.0852 | 0.1295 | 0.1295 | 0 | 0 | 14.028 | 14.028 | -2.8283 | -1.4142 | 0 | 98.5858 | 0 |  |  | 10.4049 |  | 0.31069 | 31.0694 | 0 | 2.8283 | 2014-02-24 03:30 | 14028 | 14.028
|  | 2014-02-24 07:20:03 | 39.8783 | 2.6837 | 10.7347 | 7.2973 | 7.2973 | 1.0985 | 1.0985 | 0.12917 | 0.12917 | 0 | 0 | 14.2897 | 14.2897 | -6.329 | -3.1645 | 0 | 95.4213 | 0 |  |  | 11.1641 |  | 0.26919 | 26.9185 | 0 | 6.329 | 2014-02-24 04:00 | 14289.6667 | 14.2897
|  | 2014-02-24 07:50:03 | 41.3 | 2.8073 | 11.2293 | 7.2968 | 7.2968 | 1.0925 | 1.0925 | 0.12933 | 0.12933 | 0.1244 | 0.1244 | 14.4962 | 14.4962 | -6.9314 | -3.4657 | 0 | 91.9556 | 0 |  |  | 11.3416 |  | 0.2719 | 27.1897 | 0 | 6.9314 | 2014-02-24 04:30 | 14496.1667 | 14.4962
|  | 2014-02-24 08:20:02 | 42.444 | 2.9513 | 11.8053 | 7.2995 | 7.2995 | 1.0752 | 1.0752 | 0.12917 | 0.12917 | 0.1244 | 0.1244 | 14.6655 | 14.6655 | -7.3449 | -3.6725 | 0 | 88.2832 | 0 |  |  | 11.8053 |  | 0.27814 | 27.8139 | 0 | 7.3449 | 2014-02-24 05:00 | 14665.5 | 14.6655
|  | 2014-02-24 08:50:02 | 42.7698 | 2.9853 | 11.9413 | 7.3 | 7.3 | 1.0812 | 1.0812 | 0.1285 | 0.1285 | 1.5292 | 1.5292 | 14.7963 | 14.7963 | -5.9933 | -2.9966 | 0 | 85.2865 | 0 |  |  | 11.9413 |  | 0.2792 | 27.92 | 0 | 5.9933 | 2014-02-24 05:30 | 14796.3333 | 14.7963
|  | 2014-02-24 09:20:02 | 43.4108 | 3.1128 | 12.4513 | 7.2945 | 7.2945 | 1.0893 | 1.0893 | 0.127 | 0.127 | 1.5292 | 1.5292 | 14.9998 | 14.9998 | -5.9196 | -2.9598 | 0 | 82.3267 | 0 |  |  | 13.4474 |  | 0.28683 | 28.6825 | 0 | 5.9196 | 2014-02-24 06:00 | 14999.8333 | 14.9998
|  | 2014-02-24 09:50:03 | 43.5313 | 3.1782 | 12.7127 | 7.3052 | 7.3052 | 1.0918 | 1.0918 | 0.12717 | 0.12717 | 2.3464 | 2.3464 | 15.2453 | 15.2453 | -4.7028 | -2.3514 | 0 | 79.9753 | 0 |  |  | 12.4584 |  | 0.29203 | 29.2035 | 0 | 4.7028 | 2014-02-24 06:30 | 15245.3333 | 15.2453
|  | 2014-02-24 10:20:06 | 43.4302 | 3.2338 | 12.9353 | 7.3175 | 7.3175 | 1.0923 | 1.0923 | 0.127 | 0.127 | 2.3464 | 2.3464 | 15.4897 | 15.4897 | -4.1219 | -2.061 | 0 | 77.9143 | 0 |  |  | 13.9702 |  | 0.29784 | 29.7842 | 0 | 4.1219 | 2014-02-24 07:00 | 15489.6667 | 15.4897
|  | 2014-02-24 10:50:02 | 43.4643 | 3.3698 | 13.4793 | 7.3117 | 7.3117 | 1.0862 | 1.0862 | 0.1285 | 0.1285 | 2.7644 | 2.7644 | 15.5535 | 15.5535 | -3.1408 | -1.5704 | 0 | 76.3439 | 0 |  |  | 12.6706 |  | 0.31012 | 31.0124 | 0 | 3.1408 | 2014-02-24 07:30 | 15553.5 | 15.5535
|  | 2014-02-24 11:20:02 | 43.3673 | 3.556 | 14.224 | 7.313 | 7.313 | 1.0828 | 1.0828 | 0.12883 | 0.12883 | 2.7644 | 2.7644 | 15.5945 | 15.5945 | -2.2598 | -1.1299 | 0 | 75.2141 | 0 |  |  | 12.8016 |  | 0.32799 | 32.7989 | 0 | 2.2598 | 2014-02-24 08:00 | 15594.5 | 15.5945
|  | 2014-02-24 11:50:05 | 43.26 | 3.4462 | 13.7847 | 7.2938 | 7.2938 | 1.0803 | 1.0803 | 0.12683 | 0.12683 | 2.7612 | 2.7612 | 15.6147 | 15.6147 | -2.5985 | -1.2992 | 0 | 73.9148 | 0 |  |  | 12.544 |  | 0.31865 | 31.8647 | 0 | 2.5985 | 2014-02-24 08:30 | 15614.6667 | 15.6147
|  | 2014-02-24 12:20:03 | 43.1765 | 3.2588 | 13.0353 | 7.299 | 7.299 | 1.0793 | 1.0793 | 0.12733 | 0.12733 | 2.7612 | 2.7612 | 15.5903 | 15.5903 | -3.284 | -1.642 | 0 | 72.2728 | 0 |  |  | 13.1657 |  | 0.30191 | 30.1908 | 0 | 3.284 | 2014-02-24 09:00 | 15590.3333 | 15.5903
|  | 2014-02-24 12:50:02 | 42.7298 | 3.296 | 13.184 | 7.3005 | 7.3005 | 1.0793 | 1.0793 | 0.12767 | 0.12767 | 2.7464 | 2.7464 | 15.6038 | 15.6038 | -2.6881 | -1.344 | 0 | 70.9288 | 0 |  |  | 14.2387 |  | 0.30854 | 30.8543 | 0 | 2.6881 | 2014-02-24 09:30 | 15603.8333 | 15.6038
|  | 2014-02-24 13:20:06 | 42.6782 | 3.3778 | 13.5113 | 7.2933 | 7.2933 | 1.0775 | 1.0775 | 0.127 | 0.127 | 2.7464 | 2.7464 | 15.6445 | 15.6445 | -2.2781 | -1.1391 | 0 | 69.7897 | 0 |  |  | 12.4304 |  | 0.31659 | 31.6587 | 0 | 2.2781 | 2014-02-24 10:00 | 15644.5 | 15.6445
|  | 2014-02-24 13:50:04 | 42.3573 | 3.321 | 13.284 | 7.297 | 7.297 | 1.0715 | 1.0715 | 0.1275 | 0.1275 | 2.1 | 2.1 | 15.3117 | 15.3117 | -3.1657 | -1.5828 | 0 | 68.2069 | 0 |  |  | 13.9482 |  | 0.31362 | 31.3617 | 0 | 3.1657 | 2014-02-24 10:30 | 15311.6667 | 15.3117
|  | 2014-02-24 14:20:05 | 42.4263 | 3.3465 | 13.386 | 7.284 | 7.284 | 1.0667 | 1.0667 | 0.12733 | 0.12733 | 2.1 | 2.1 | 15.2017 | 15.2017 | -3.2607 | -1.6303 | 0 | 66.5766 | 0 |  |  | 12.9844 |  | 0.31551 | 31.5512 | 0 | 3.2607 | 2014-02-24 11:00 | 15201.6667 | 15.2017
|  | 2014-02-24 14:50:04 | 42.4187 | 3.3743 | 13.4973 | 7.2928 | 7.2928 | 1.0668 | 1.0668 | 0.12717 | 0.12717 | 1.2224 | 1.2224 | 15.1715 | 15.1715 | -4.0406 | -2.0203 | 0 | 64.5563 | 0 |  |  | 14.5771 |  | 0.31819 | 31.8193 | 0 | 4.0406 | 2014-02-24 11:30 | 15171.5 | 15.1715
|  | 2014-02-24 15:23:45 | 42.6253 | 3.433 | 13.732 | 7.2895 | 7.2895 | 1.0685 | 1.0685 | 0.12767 | 0.12767 | 1.2224 | 1.2224 | 15.22 | 15.22 | -3.9653 | -1.9826 | 0 | 62.5736 | 0 |  |  | 12.6334 |  | 0.32216 | 32.2156 | 0 | 3.9653 | 2014-02-24 12:00 | 15220 | 15.22
|  | 2014-02-24 15:50:03 | 43.3702 | 3.5593 | 14.2373 | 7.2932 | 7.2932 | 1.0645 | 1.0645 | 0.12733 | 0.12733 | 0.69 | 0.69 | 15.2367 | 15.2367 | -4.7212 | -2.3606 | 0 | 60.2131 | 0 |  |  | 13.3831 |  | 0.32827 | 32.8275 | 0 | 4.7212 | 2014-02-24 12:30 | 15236.6667 | 15.2367
|  | 2014-02-24 16:20:02 | 44.465 | 3.6333 | 14.5333 | 7.2938 | 7.2938 | 1.0643 | 1.0643 | 0.127 | 0.127 | 0.69 | 0.69 | 15.2347 | 15.2347 | -5.5218 | -2.7609 | 0 | 57.4521 | 0 |  |  | 15.26 |  | 0.32685 | 32.6849 | 0 | 5.5218 | 2014-02-24 13:00 | 15234.6667 | 15.2347
|  | 2014-02-24 16:50:04 | 45.9835 | 3.4748 | 13.8993 | 7.2952 | 7.2952 | 1.0662 | 1.0662 | 0.127 | 0.127 | 0.174 | 0.174 | 15.2248 | 15.2248 | -8.197 | -4.0985 | 0 | 53.3536 | 0 |  |  | 15.0113 |  | 0.30227 | 30.2268 | 0 | 8.197 | 2014-02-24 13:30 | 15224.8333 | 15.2248
|  | 2014-02-24 17:20:03 | 47.5227 | 3.661 | 14.644 | 7.302 | 7.302 | 1.0665 | 1.0665 | 0.127 | 0.127 | 0.174 | 0.174 | 15.3007 | 15.3007 | -8.9085 | -4.4543 | 0 | 48.8994 | 0 |  |  | 14.2047 |  | 0.30815 | 30.8148 | 0 | 8.9085 | 2014-02-24 14:00 | 15300.6667 | 15.3007
|  | 2014-02-24 17:50:04 | 49.0315 | 3.769 | 15.076 | 7.298 | 7.298 | 1.0692 | 1.0692 | 0.12683 | 0.12683 | 0.02 | 0.02 | 15.3962 | 15.3962 | -10.0453 | -5.0227 | 0 | 43.8767 | 0 |  |  | 14.9252 |  | 0.30748 | 30.7476 | 0 | 10.0453 | 2014-02-24 14:30 | 15396.1667 | 15.3962
|  | 2014-02-24 18:20:04 | 49.0218 | 4.1412 | 16.5647 | 7.3012 | 7.3012 | 1.069 | 1.069 | 0.1245 | 0.1245 | 0.02 | 0.02 | 15.5282 | 15.5282 | -8.4143 | -4.2072 | 0 | 39.6696 | 0 |  |  | 17.2273 |  | 0.3379 | 33.7904 | 0 | 8.4143 | 2014-02-24 15:00 | 15528.1667 | 15.5282
|  | 2014-02-24 18:50:03 | 48.3753 | 4.5407 | 18.1627 | 7.2965 | 7.2965 | 1.0685 | 1.0685 | 0.12717 | 0.12717 | 0 | 0 | 15.634 | 15.634 | -6.0865 | -3.0433 | 0 | 36.6263 | 0 |  |  | 19.6157 |  | 0.37545 | 37.5453 | 0 | 6.0865 | 2014-02-24 15:30 | 15634 | 15.634
|  | 2014-02-24 19:20:03 | 46.9247 | 4.955 | 19.82 | 7.2895 | 7.2895 | 1.073 | 1.073 | 0.12783 | 0.12783 | 0 | 0 | 15.4787 | 15.4787 | -3.1357 | -1.5678 | 0 | 35.0585 | 0 |  |  | 20.4146 |  | 0.42238 | 42.2379 | 0 | 3.1357 | 2014-02-24 16:00 | 15478.6667 | 15.4787
|  | 2014-02-24 19:50:04 | 45.2673 | 5.1407 | 20.5627 | 7.2935 | 7.2935 | 1.071 | 1.071 | 0.12767 | 0.12767 | 0 | 0 | 15.337 | 15.337 | -0.8755 | -0.43775 | 0 | 34.6207 | 0 |  |  | 18.712 |  | 0.45425 | 45.425 | 0 | 0.8755 | 2014-02-24 16:30 | 15337 | 15.337
|  | 2014-02-24 20:20:05 | 43.4467 | 5.1245 | 20.498 | 7.2932 | 7.2932 | 1.0528 | 1.0528 | 0.12783 | 0.12783 | 0 | 0 | 15.4395 | 15.4395 | 0.96467 | 0.48233 | 0 | 35.1031 | 0 |  |  | 18.8582 |  | 0.4718 | 47.1797 | 0 | 0 | 2014-02-24 17:00 | 15439.5 | 15.4395
|  | 2014-02-24 20:50:03 | 41.7365 | 5.1875 | 20.75 | 7.2938 | 7.2938 | 1.0467 | 1.0467 | 0.128 | 0.128 | 0 | 0 | 15.5488 | 15.5488 | 3.0308 | 1.5154 | 0 | 36.6185 | 0 |  |  | 21.165 |  | 0.49717 | 49.7167 | 0 | 0 | 2014-02-24 17:30 | 15548.8333 | 15.5488
|  | 2014-02-24 21:20:06 | 39.5475 | 5.1495 | 20.598 | 7.2897 | 7.2897 | 1.0447 | 1.0447 | 0.12817 | 0.12817 | 0 | 0 | 15.1837 | 15.1837 | 4.6967 | 2.3483 | 0 | 38.9668 | 0 |  |  | 21.2159 |  | 0.52084 | 52.0842 | 0 | 0 | 2014-02-24 18:00 | 15183.6667 | 15.1837
|  | 2014-02-24 21:50:03 | 37.1518 | 5.0742 | 20.2967 | 7.2933 | 7.2933 | 1.0443 | 1.0443 | 0.128 | 0.128 | 0 | 0 | 14.4412 | 14.4412 | 6.0517 | 3.0258 | 0 | 41.9926 | 0 |  |  | 21.3115 |  | 0.54632 | 54.6317 | 0 | 0 | 2014-02-24 18:30 | 14441.1667 | 14.4412
|  | 2014-02-24 22:20:05 | 34.8638 | 5.3077 | 21.2307 | 7.2927 | 7.2927 | 1.044 | 1.044 | 0.12817 | 0.12817 | 0 | 0 | 13.6905 | 13.6905 | 8.5222 | 4.2611 | 0 | 46.2537 | 0 |  |  | 22.0799 |  | 0.60896 | 60.896 | 0 | 0 | 2014-02-24 19:00 | 13690.5 | 13.6905
|  | 2014-02-24 22:50:02 | 32.7783 | 5.5323 | 22.1293 | 7.2878 | 7.2878 | 0.93333 | 0.93333 | 0.12783 | 0.12783 | 0 | 0 | 12.5557 | 12.5557 | 10.2557 | 5.1278 | 0 | 51.3816 | 0 |  |  | 22.5719 |  | 0.67512 | 67.5121 | 0 | 0 | 2014-02-24 19:30 | 12555.6667 | 12.5557
|  | 2014-02-24 23:20:04 | 31.3848 | 5.5763 | 22.3053 | 7.2955 | 7.2955 | 0.81933 | 0.81933 | 0.1275 | 0.1275 | 0 | 0 | 11.8998 | 11.8998 | 11.0627 | 5.5313 | 0 | 56.9129 | 0 |  |  | 22.9745 |  | 0.7107 | 71.0704 | 0 | 0 | 2014-02-24 20:00 | 11899.8333 | 11.8998
|  | 2014-02-24 23:50:01 | 30.5708 | 5.5597 | 22.2387 | 7.3015 | 7.3015 | 0.76267 | 0.76267 | 0.1275 | 0.1275 | 0 | 0 | 11.5308 | 11.5308 | 11.3903 | 5.6952 | 0 | 62.6081 | 0 |  |  | 20.9043 |  | 0.72745 | 72.7447 | 0 | 0 | 2014-02-24 20:30 | 11530.8333 | 11.5308
|  | 2014-02-25 00:20:05 | 30.803 | 5.5123 | 22.0493 | 7.3022 | 7.3022 | 0.72367 | 0.72367 | 0.12783 | 0.12783 | 0 | 0 | 11.7455 | 11.7455 | 11.1455 | 5.5728 | 0 | 68.1808 | 0 |  |  | 20.7264 |  | 0.71582 | 71.5818 | 0 | 0 | 2014-02-24 21:00 | 11745.5 | 11.7455
|  | 2014-02-25 00:50:03 | 31.1428 | 5.5857 | 22.3427 | 7.2962 | 7.2962 | 0.716 | 0.716 | 0.1275 | 0.1275 | 0 | 0 | 11.815 | 11.815 | 11.1545 | 5.5773 | 0 | 73.7581 | 0 |  |  | 20.1084 |  | 0.71743 | 71.7426 | 0 | 0 | 2014-02-24 21:30 | 11815 | 11.815
|  | 2014-02-25 01:20:02 | 30.9948 | 5.5927 | 22.3707 | 7.3047 | 7.3047 | 0.71133 | 0.71133 | 0.1275 | 0.1275 | 0 | 0 | 11.5087 | 11.5087 | 11.028 | 5.514 | 0 | 79.2721 | 0 |  |  | 23.4892 |  | 0.72175 | 72.1755 | 0 | 0 | 2014-02-24 22:00 | 11508.6667 | 11.5087
|  | 2014-02-25 01:50:01 | 30.4562 | 5.7333 | 22.9333 | 7.303 | 7.303 | 0.706 | 0.706 | 0.12733 | 0.12733 | 0 | 0 | 10.8685 | 10.8685 | 11.482 | 5.741 | 0 | 85.0131 | 0 |  |  | 22.9333 |  | 0.75299 | 75.2995 | 0 | 0 | 2014-02-24 22:30 | 10868.5 | 10.8685
|  | 2014-02-25 02:20:04 | 30.019 | 5.7827 | 23.1307 | 7.3025 | 7.3025 | 0.7075 | 0.7075 | 0.12717 | 0.12717 | 0 | 0 | 10.4433 | 10.4433 | 11.6922 | 5.8461 | 0 | 90.8591 | 0 |  |  | 24.5185 |  | 0.77053 | 77.0534 | 0 | 0 | 2014-02-24 23:00 | 10443.3333 | 10.4433
|  | 2014-02-25 02:50:03 | 29.6593 | 5.7518 | 23.0073 | 7.3038 | 7.3038 | 0.70867 | 0.70867 | 0.12667 | 0.12667 | 0 | 0 | 10.5692 | 10.5692 | 12.0563 | 6.0282 | 0 | 96.8873 | 0 |  |  | 22.3171 |  | 0.77572 | 77.572 | 0 | 0 | 2014-02-24 23:30 | 10569.1667 | 10.5692
|  | 2014-02-25 03:20:02 | 29.2202 | 5.7167 | 22.8667 | 7.2938 | 7.2938 | 0.711 | 0.711 | 0.12617 | 0.12617 | 0 | 0 | 10.1792 | 10.1792 | 11.9567 | 5.9783 | 0 | 100 | 5.9783 |  |  | 22.8667 |  | 0.78256 | 78.2565 | 0 | 0 | 2014-02-25 | 10179.1667 | 10.1792
|  | 2014-02-25 03:50:02 | 28.8027 | 5.6752 | 22.7007 | 7.2952 | 7.2952 | 0.71117 | 0.71117 | 0.12517 | 0.12517 | 0 | 0 | 9.8218 | 9.8218 | 11.8513 | 5.9257 | 0 | 100 | 5.9257 |  |  | 23.6087 |  | 0.78814 | 78.8145 | 0 | 0 | 2014-02-25 00:30 | 9821.8333 | 9.8218
|  | 2014-02-25 04:20:04 | 28.5832 | 5.6292 | 22.5167 | 7.2958 | 7.2958 | 0.70983 | 0.70983 | 0.126 | 0.126 | 0 | 0 | 9.7088 | 9.7088 | 11.774 | 5.887 | 0 | 100 | 5.887 |  |  | 22.5167 |  | 0.78776 | 78.776 | 0 | 0 | 2014-02-25 01:00 | 9708.8333 | 9.7088
|  | 2014-02-25 04:50:02 | 28.8787 | 5.575 | 22.3 | 7.2985 | 7.2985 | 0.7095 | 0.7095 | 0.12783 | 0.12783 | 0 | 0 | 10.1327 | 10.1327 | 11.6898 | 5.8449 | 0 | 100 | 5.8449 |  |  | 20.739 |  | 0.7722 | 77.2196 | 0 | 0 | 2014-02-25 01:30 | 10132.6667 | 10.1327
|  | 2014-02-25 05:20:02 | 29.7723 | 5.7568 | 23.0273 | 7.2987 | 7.2987 | 0.71017 | 0.71017 | 0.12767 | 0.12767 | 0 | 0 | 10.715 | 10.715 | 12.1065 | 6.0532 | 0 | 100 | 6.0532 |  |  | 23.4879 |  | 0.77345 | 77.3447 | 0 | 0 | 2014-02-25 02:00 | 10715 | 10.715
|  | 2014-02-25 05:50:02 | 31.0537 | 5.7735 | 23.094 | 7.2977 | 7.2977 | 0.71133 | 0.71133 | 0.12817 | 0.12817 | 0 | 0 | 11.423 | 11.423 | 11.6005 | 5.8002 | 0 | 100 | 5.8002 |  |  | 25.4034 |  | 0.74368 | 74.368 | 0 | 0 | 2014-02-25 02:30 | 11423 | 11.423
|  | 2014-02-25 06:20:03 | 33.9008 | 5.7475 | 22.99 | 7.2933 | 7.2933 | 0.7615 | 0.7615 | 0.1275 | 0.1275 | 0 | 0 | 12.7788 | 12.7788 | 10.0503 | 5.0252 | 0 | 100 | 5.0252 |  |  | 24.8292 |  | 0.67815 | 67.8154 | 0 | 0 | 2014-02-25 03:00 | 12778.8333 | 12.7788
|  | 2014-02-25 06:50:04 | 36.9717 | 5.871 | 23.484 | 7.2958 | 7.2958 | 0.79983 | 0.79983 | 0.12767 | 0.12767 | 0 | 0 | 13.5677 | 13.5677 | 8.3033 | 4.1517 | 0 | 100 | 4.1517 |  |  | 25.1279 |  | 0.63519 | 63.5189 | 0 | 0 | 2014-02-25 03:30 | 13567.6667 | 13.5677
|  | 2014-02-25 07:20:04 | 39.4477 | 5.933 | 23.732 | 7.2928 | 7.2928 | 0.84117 | 0.84117 | 0.12733 | 0.12733 | 0 | 0 | 14.2408 | 14.2408 | 6.7865 | 3.3933 | 0 | 100 | 3.3933 |  |  | 25.8679 |  | 0.60161 | 60.1607 | 0 | 0 | 2014-02-25 04:00 | 14240.8333 | 14.2408
|  | 2014-02-25 07:50:01 | 40.7035 | 5.8943 | 23.5773 | 7.2957 | 7.2957 | 0.84883 | 0.84883 | 0.12733 | 0.12733 | 0.1644 | 0.1644 | 14.4085 | 14.4085 | 5.7186 | 2.8593 | 0 | 100 | 2.8593 |  |  | 24.0489 |  | 0.57925 | 57.9246 | 0 | 0 | 2014-02-25 04:30 | 14408.5 | 14.4085
|  | 2014-02-25 08:20:02 | 41.5047 | 5.728 | 22.912 | 7.3035 | 7.3035 | 0.96083 | 0.96083 | 0.13233 | 0.13233 | 0.1644 | 0.1644 | 14.6588 | 14.6588 | 4.6272 | 2.3136 | 0 | 100 | 2.3136 |  |  | 21.7664 |  | 0.55203 | 55.2034 | 0 | 0 | 2014-02-25 05:00 | 14658.8333 | 14.6588
|  | 2014-02-25 08:50:02 | 42.1777 | 5.7795 | 23.118 | 7.296 | 7.296 | 0.92867 | 0.92867 | 0.1415 | 0.1415 | 0.7648 | 0.7648 | 14.7648 | 14.7648 | 4.8361 | 2.4181 | 0 | 100 | 2.4181 |  |  | 21.0374 |  | 0.54811 | 54.811 | 0 | 0 | 2014-02-25 05:30 | 14764.8333 | 14.7648
|  | 2014-02-25 09:20:02 | 42.8308 | 5.7383 | 22.9533 | 7.2968 | 7.2968 | 0.90333 | 0.90333 | 0.14167 | 0.14167 | 0.7648 | 0.7648 | 14.831 | 14.831 | 4.0601 | 2.0301 | 0 | 100 | 2.0301 |  |  | 25.0191 |  | 0.53591 | 53.5907 | 0 | 0 | 2014-02-25 06:00 | 14831 | 14.831
|  | 2014-02-25 09:50:03 | 42.8607 | 5.724 | 22.896 | 7.3005 | 7.3005 | 0.90483 | 0.90483 | 0.141 | 0.141 | 1.2248 | 1.2248 | 14.9853 | 14.9853 | 4.5918 | 2.2959 | 0 | 100 | 2.2959 |  |  | 21.9802 |  | 0.5342 | 53.4196 | 0 | 0 | 2014-02-25 06:30 | 14985.3333 | 14.9853
|  | 2014-02-25 10:20:04 | 42.5543 | 5.7452 | 22.9807 | 7.273 | 7.273 | 0.892 | 0.892 | 0.141 | 0.141 | 1.2248 | 1.2248 | 14.9663 | 14.9663 | 4.9235 | 2.4617 | 0 | 100 | 2.4617 |  |  | 24.3595 |  | 0.54003 | 54.0031 | 0 | 0 | 2014-02-25 07:00 | 14966.3333 | 14.9663
|  | 2014-02-25 10:50:03 | 42.5628 | 5.7485 | 22.994 | 7.2277 | 7.2277 | 0.88917 | 0.88917 | 0.141 | 0.141 | 1.9824 | 1.9824 | 14.8795 | 14.8795 | 5.5509 | 2.7754 | 0 | 100 | 2.7754 |  |  | 22.3042 |  | 0.54024 | 54.0237 | 0 | 0 | 2014-02-25 07:30 | 14879.5 | 14.8795
|  | 2014-02-25 11:20:05 | 42.563 | 5.8762 | 23.5047 | 7.2298 | 7.2298 | 0.89083 | 0.89083 | 0.141 | 0.141 | 1.9824 | 1.9824 | 14.9513 | 14.9513 | 6.1371 | 3.0685 | 0 | 100 | 3.0685 |  |  | 24.4449 |  | 0.55223 | 55.2232 | 0 | 0 | 2014-02-25 08:00 | 14951.3333 | 14.9513
|  | 2014-02-25 11:50:04 | 42.4592 | 5.9093 | 23.6373 | 7.2297 | 7.2297 | 0.89533 | 0.89533 | 0.14133 | 0.14133 | 1.9016 | 1.9016 | 14.9998 | 14.9998 | 6.3459 | 3.173 | 0 | 100 | 3.173 |  |  | 25.0556 |  | 0.55671 | 55.6707 | 0 | 0 | 2014-02-25 08:30 | 14999.8333 | 14.9998
|  | 2014-02-25 12:20:03 | 42.443 | 5.8648 | 23.4593 | 7.2283 | 7.2283 | 0.89783 | 0.89783 | 0.1415 | 0.1415 | 1.9016 | 1.9016 | 15.1882 | 15.1882 | 6.3738 | 3.1869 | 0 | 100 | 3.1869 |  |  | 24.3977 |  | 0.55273 | 55.2726 | 0 | 0 | 2014-02-25 09:00 | 15188.1667 | 15.1882
|  | 2014-02-25 12:50:02 | 42.1377 | 5.948 | 23.792 | 7.2288 | 7.2288 | 0.823 | 0.823 | 0.14167 | 0.14167 | 1.8988 | 1.8988 | 15.37 | 15.37 | 7.1166 | 3.5583 | 0 | 100 | 3.5583 |  |  | 23.0782 |  | 0.56463 | 56.4625 | 0 | 0 | 2014-02-25 09:30 | 15370 | 15.37
|  | 2014-02-25 13:20:03 | 41.925 | 5.7502 | 23.0007 | 7.2267 | 7.2267 | 0.753 | 0.753 | 0.13917 | 0.13917 | 1.8988 | 1.8988 | 15.5187 | 15.5187 | 6.612 | 3.306 | 0 | 100 | 3.306 |  |  | 22.7707 |  | 0.54861 | 54.8615 | 0 | 0 | 2014-02-25 10:00 | 15518.6667 | 15.5187
|  | 2014-02-25 13:50:04 | 41.902 | 5.6425 | 22.57 | 7.23 | 7.23 | 0.75167 | 0.75167 | 0.14017 | 0.14017 | 2.2188 | 2.2188 | 15.514 | 15.514 | 6.5226 | 3.2613 | 0 | 100 | 3.2613 |  |  | 23.4728 |  | 0.53864 | 53.8638 | 0 | 0 | 2014-02-25 10:30 | 15514 | 15.514
|  | 2014-02-25 14:20:05 | 42.0118 | 5.738 | 22.952 | 7.2265 | 7.2265 | 0.744 | 0.744 | 0.14167 | 0.14167 | 2.2188 | 2.2188 | 15.602 | 15.602 | 6.8731 | 3.4366 | 0 | 100 | 3.4366 |  |  | 22.7225 |  | 0.54632 | 54.6322 | 0 | 0 | 2014-02-25 11:00 | 15602 | 15.602
|  | 2014-02-25 14:50:03 | 41.821 | 5.6177 | 22.4707 | 7.2315 | 7.2315 | 0.74467 | 0.74467 | 0.1415 | 0.1415 | 2.0784 | 2.0784 | 15.886 | 15.886 | 6.7317 | 3.3659 | 0 | 100 | 3.3659 |  |  | 24.0436 |  | 0.53731 | 53.7306 | 0 | 0 | 2014-02-25 11:30 | 15886 | 15.886
|  | 2014-02-25 15:20:04 | 42.0873 | 5.4837 | 21.9347 | 7.225 | 7.225 | 0.74017 | 0.74017 | 0.1415 | 0.1415 | 2.0784 | 2.0784 | 16.2042 | 16.2042 | 6.2366 | 3.1183 | 0 | 100 | 3.1183 |  |  | 21.496 |  | 0.52117 | 52.117 | 0 | 0 | 2014-02-25 12:00 | 16204.1667 | 16.2042
|  | 2014-02-25 15:50:04 | 42.9598 | 5.597 | 22.388 | 7.2272 | 7.2272 | 0.77317 | 0.77317 | 0.14133 | 0.14133 | 1.146 | 1.146 | 16.5805 | 16.5805 | 5.2963 | 2.6482 | 0 | 100 | 2.6482 |  |  | 24.179 |  | 0.52114 | 52.1138 | 0 | 0 | 2014-02-25 12:30 | 16580.5 | 16.5805
|  | 2014-02-25 16:20:03 | 43.9647 | 5.3933 | 21.5733 | 7.2265 | 7.2265 | 0.78483 | 0.78483 | 0.14133 | 0.14133 | 1.146 | 1.146 | 16.9042 | 16.9042 | 3.8115 | 1.9058 | 0 | 100 | 1.9058 |  |  | 21.7891 |  | 0.4907 | 49.0697 | 0 | 0 | 2014-02-25 13:00 | 16904.1667 | 16.9042
|  | 2014-02-25 16:50:05 | 45.2625 | 5.2427 | 20.9707 | 7.2368 | 7.2368 | 0.87583 | 0.87583 | 0.1415 | 0.1415 | 0.594 | 0.594 | 16.8765 | 16.8765 | 1.4328 | 0.71642 | 0 | 100 | 0.71642 |  |  | 19.7124 |  | 0.46331 | 46.3312 | 0 | 0 | 2014-02-25 13:30 | 16876.5 | 16.8765
|  | 2014-02-25 17:20:04 | 46.6113 | 5.1962 | 20.7847 | 7.2303 | 7.2303 | 0.97017 | 0.97017 | 0.1415 | 0.1415 | 0.594 | 0.594 | 16.8553 | 16.8553 | -0.035333 | -0.017667 | 0 | 99.9823 | 0 |  |  | 20.5768 |  | 0.44591 | 44.5914 | 0 | 0.035333 | 2014-02-25 14:00 | 16855.3333 | 16.8553
|  | 2014-02-25 17:50:03 | 48.5655 | 5.1697 | 20.6787 | 7.2332 | 7.2332 | 0.98933 | 0.98933 | 0.14183 | 0.14183 | 0.016 | 0.016 | 16.8385 | 16.8385 | -2.668 | -1.334 | 0 | 98.6483 | 0 |  |  | 19.2312 |  | 0.42579 | 42.5789 | 0 | 2.668 | 2014-02-25 14:30 | 16838.5 | 16.8385
|  | 2014-02-25 18:20:02 | 49.3998 | 5.1765 | 20.706 | 7.2352 | 7.2352 | 1.014 | 1.014 | 0.14167 | 0.14167 | 0.016 | 0.016 | 16.8282 | 16.8282 | -3.4588 | -1.7294 | 0 | 96.9189 | 0 |  |  | 20.9131 |  | 0.41915 | 41.9151 | 0 | 3.4588 | 2014-02-25 15:00 | 16828.1667 | 16.8282
|  | 2014-02-25 18:50:02 | 48.7345 | 5.0095 | 20.038 | 7.2345 | 7.2345 | 1.0233 | 1.0233 | 0.14167 | 0.14167 | 0 | 0 | 16.9012 | 16.9012 | -3.3958 | -1.6979 | 0 | 95.221 | 0 |  |  | 18.0342 |  | 0.41117 | 41.1167 | 0 | 3.3958 | 2014-02-25 15:30 | 16901.1667 | 16.9012
|  | 2014-02-25 19:20:04 | 47.7042 | 4.6778 | 18.7113 | 7.2318 | 7.2318 | 1.017 | 1.017 | 0.14183 | 0.14183 | 0 | 0 | 17.1065 | 17.1065 | -3.4957 | -1.7478 | 0 | 93.4732 | 0 |  |  | 17.4015 |  | 0.39224 | 39.2237 | 0 | 3.4957 | 2014-02-25 16:00 | 17106.5 | 17.1065
|  | 2014-02-25 19:50:04 | 46.2868 | 4.4945 | 17.978 | 7.2218 | 7.2218 | 1.012 | 1.012 | 0.1425 | 0.1425 | 0 | 0 | 17.1248 | 17.1248 | -2.8077 | -1.4038 | 0 | 92.0693 | 0 |  |  | 17.4387 |  | 0.3884 | 38.8404 | 0 | 2.8077 | 2014-02-25 16:30 | 17124.8333 | 17.1248
|  | 2014-02-25 20:20:03 | 44.8155 | 4.6345 | 18.538 | 7.1283 | 7.1283 | 1.0123 | 1.0123 | 0.163 | 0.163 | 0 | 0 | 17.0093 | 17.0093 | -0.9645 | -0.48225 | 0 | 91.5871 | 0 |  |  | 18.9088 |  | 0.41365 | 41.3652 | 0 | 0.9645 | 2014-02-25 17:00 | 17009.3333 | 17.0093
|  | 2014-02-25 20:50:02 | 43.06 | 4.963 | 19.852 | 7.1248 | 7.1248 | 0.94967 | 0.94967 | 0.1995 | 0.1995 | 0 | 0 | 16.8408 | 16.8408 | 1.9068 | 0.95342 | 0 | 92.5405 | 0 |  |  | 21.2416 |  | 0.46103 | 46.1031 | 0 | 0 | 2014-02-25 17:30 | 16840.8333 | 16.8408
|  | 2014-02-25 21:20:04 | 40.814 | 5.1207 | 20.4827 | 7.1292 | 7.1292 | 0.87133 | 0.87133 | 0.20983 | 0.20983 | 0 | 0 | 16.1805 | 16.1805 | 4.0595 | 2.0297 | 0 | 94.5702 | 0 |  |  | 18.8441 |  | 0.50185 | 50.1854 | 0 | 0 | 2014-02-25 18:00 | 16180.5 | 16.1805
|  | 2014-02-25 21:50:07 | 38.5832 | 5.0548 | 20.2193 | 7.1415 | 7.1415 | 0.87017 | 0.87017 | 0.2245 | 0.2245 | 0 | 0 | 14.9645 | 14.9645 | 4.8368 | 2.4184 | 0 | 96.9887 | 0 |  |  | 18.6018 |  | 0.52405 | 52.4045 | 0 | 0 | 2014-02-25 18:30 | 14964.5 | 14.9645
|  | 2014-02-25 22:20:03 | 36.1798 | 4.8398 | 19.3593 | 7.1402 | 7.1402 | 0.86067 | 0.86067 | 0.25 | 0.25 | 0 | 0 | 14.6988 | 14.6988 | 6.1292 | 3.0646 | 0 | 100 | 3.0646 |  |  | 17.4234 |  | 0.53509 | 53.5086 | 0 | 0 | 2014-02-25 19:00 | 14698.8333 | 14.6988
|  | 2014-02-25 22:50:05 | 34.0732 | 4.6463 | 18.5853 | 7.1397 | 7.1397 | 0.849 | 0.849 | 0.3215 | 0.3215 | 0 | 0 | 14.1647 | 14.1647 | 6.987 | 3.4935 | 0 | 100 | 3.4935 |  |  | 20.4439 |  | 0.54545 | 54.5454 | 0 | 0 | 2014-02-25 19:30 | 14164.6667 | 14.1647
|  | 2014-02-25 23:20:03 | 32.3467 | 4.6883 | 18.7533 | 7.1512 | 7.1512 | 0.82583 | 0.82583 | 0.4705 | 0.4705 | 0 | 0 | 13.203 | 13.203 | 8.0572 | 4.0286 | 0 | 100 | 4.0286 |  |  | 18.3783 |  | 0.57976 | 57.9761 | 0 | 0 | 2014-02-25 20:00 | 13203 | 13.203
|  | 2014-02-25 23:50:07 | 31.9203 | 4.6903 | 18.7613 | 7.1463 | 7.1463 | 0.81767 | 0.81767 | 0.62067 | 0.62067 | 0 | 0 | 12.755 | 12.755 | 8.1807 | 4.0903 | 0 | 100 | 4.0903 |  |  | 20.4499 |  | 0.58775 | 58.7755 | 0 | 0 | 2014-02-25 20:30 | 12755 | 12.755
|  | 2014-02-26 00:21:40 | 31.8973 | 4.5287 | 18.1147 | 7.1422 | 7.1422 | 0.81783 | 0.81783 | 0.7585 | 0.7585 | 0 | 0 | 12.7987 | 12.7987 | 7.7345 | 3.8673 | 0 | 100 | 3.8673 |  |  | 16.6655 |  | 0.56791 | 56.7905 | 0 | 0 | 2014-02-25 21:00 | 12798.6667 | 12.7987
|  | 2014-02-26 00:50:05 | 32.1652 | 4.3173 | 17.2693 | 7.1443 | 7.1443 | 0.80333 | 0.80333 | 0.7865 | 0.7865 | 0 | 0 | 13.059 | 13.059 | 6.8973 | 3.4487 | 0 | 100 | 3.4487 |  |  | 17.2693 |  | 0.5369 | 53.6896 | 0 | 0 | 2014-02-25 21:30 | 13059 | 13.059
|  | 2014-02-26 01:20:09 | 31.612 | 4.2115 | 16.846 | 7.0527 | 7.0527 | 0.7725 | 0.7725 | 0.78733 | 0.78733 | 0 | 0 | 13.0387 | 13.0387 | 6.8852 | 3.4426 | 0 | 100 | 3.4426 |  |  | 18.1937 |  | 0.5329 | 53.2899 | 0 | 0 | 2014-02-25 22:00 | 13038.6667 | 13.0387
|  | 2014-02-26 01:50:06 | 31.2248 | 4.1667 | 16.6667 | 6.8968 | 6.8968 | 0.792 | 0.792 | 0.78733 | 0.78733 | 0 | 0 | 12.9878 | 12.9878 | 6.9058 | 3.4529 | 0 | 100 | 3.4529 |  |  | 17.3333 |  | 0.53376 | 53.3763 | 0 | 0 | 2014-02-25 22:30 | 12987.8333 | 12.9878
|  | 2014-02-26 02:20:04 | 31.1408 | 4.0453 | 16.1813 | 6.7393 | 6.7393 | 0.79333 | 0.79333 | 0.788 | 0.788 | 0 | 0 | 13.2348 | 13.2348 | 6.596 | 3.298 | 0 | 100 | 3.298 |  |  | 14.8868 |  | 0.51962 | 51.9618 | 0 | 0 | 2014-02-25 23:00 | 13234.8333 | 13.2348
|  | 2014-02-26 02:50:02 | 30.9025 | 3.905 | 15.62 | 6.6103 | 6.6103 | 0.7935 | 0.7935 | 0.78717 | 0.78717 | 0 | 0 | 13.4045 | 13.4045 | 6.313 | 3.1565 | 0 | 100 | 3.1565 |  |  | 14.058 |  | 0.50546 | 50.5461 | 0 | 0 | 2014-02-25 23:30 | 13404.5 | 13.4045
|  | 2014-02-26 03:20:03 | 30.3688 | 3.9233 | 15.6933 | 6.5042 | 6.5042 | 0.792 | 0.792 | 0.78733 | 0.78733 | 0 | 0 | 12.9958 | 12.9958 | 6.4038 | 3.2019 | 0 | 100 | 3.2019 |  |  | 14.5948 |  | 0.51676 | 51.6758 | 0 | 0 | 2014-02-26 | 12995.8333 | 12.9958
|  | 2014-02-26 03:50:03 | 29.9473 | 3.7842 | 15.1367 | 6.3685 | 6.3685 | 0.79117 | 0.79117 | 0.78767 | 0.78767 | 0 | 0 | 12.6345 | 12.6345 | 5.7712 | 2.8856 | 0 | 100 | 2.8856 |  |  | 14.5312 |  | 0.50544 | 50.5443 | 0 | 0 | 2014-02-26 00:30 | 12634.5 | 12.6345
|  | 2014-02-26 04:20:02 | 29.7325 | 3.8125 | 15.25 | 6.2305 | 6.2305 | 0.71833 | 0.71833 | 0.78733 | 0.78733 | 0 | 0 | 12.3765 | 12.3765 | 5.6302 | 2.8151 | 0 | 100 | 2.8151 |  |  | 15.0975 |  | 0.51291 | 51.2907 | 0 | 0 | 2014-02-26 01:00 | 12376.5 | 12.3765
|  | 2014-02-26 04:50:03 | 29.8768 | 3.8248 | 15.2993 | 6.1005 | 6.1005 | 0.71917 | 0.71917 | 0.78733 | 0.78733 | 0 | 0 | 12.7045 | 12.7045 | 5.734 | 2.867 | 0 | 100 | 2.867 |  |  | 15.2993 |  | 0.51208 | 51.208 | 0 | 0 | 2014-02-26 01:30 | 12704.5 | 12.7045
|  | 2014-02-26 05:20:03 | 30.5143 | 3.8405 | 15.362 | 6.0382 | 6.0382 | 0.73117 | 0.73117 | 0.78767 | 0.78767 | 0 | 0 | 13.1628 | 13.1628 | 5.5675 | 2.7837 | 0 | 100 | 2.7837 |  |  | 14.133 |  | 0.50344 | 50.3436 | 0 | 0 | 2014-02-26 02:00 | 13162.8333 | 13.1628
|  | 2014-02-26 05:50:03 | 31.4862 | 3.9873 | 15.9493 | 6.0405 | 6.0405 | 0.73583 | 0.73583 | 0.78667 | 0.78667 | 0 | 0 | 13.1518 | 13.1518 | 5.178 | 2.589 | 0 | 100 | 2.589 |  |  | 15.6303 |  | 0.50655 | 50.655 | 0 | 0 | 2014-02-26 02:30 | 13151.8333 | 13.1518
|  | 2014-02-26 06:20:03 | 34.563 | 4.0292 | 16.1167 | 6.0408 | 6.0408 | 0.734 | 0.734 | 0.78617 | 0.78617 | 0 | 0 | 14.2618 | 14.2618 | 3.3765 | 1.6883 | 0 | 100 | 1.6883 |  |  | 16.9225 |  | 0.4663 | 46.6298 | 0 | 0 | 2014-02-26 03:00 | 14261.8333 | 14.2618
|  | 2014-02-26 06:50:05 | 37.7937 | 4.042 | 16.168 | 6.0387 | 6.0387 | 0.74633 | 0.74633 | 0.7875 | 0.7875 | 0 | 0 | 14.8693 | 14.8693 | 0.81617 | 0.40808 | 0 | 100 | 0.40808 |  |  | 16.653 |  | 0.4278 | 42.7797 | 0 | 0 | 2014-02-26 03:30 | 14869.3333 | 14.8693
|  | 2014-02-26 07:20:02 | 40.571 | 4.1563 | 16.6253 | 6.0375 | 6.0375 | 0.83083 | 0.83083 | 0.7875 | 0.7875 | 0 | 0 | 15.5072 | 15.5072 | -0.78267 | -0.39133 | 0 | 99.6087 | 0 |  |  | 17.7891 |  | 0.40978 | 40.9784 | 0 | 0.78267 | 2014-02-26 04:00 | 15507.1667 | 15.5072
|  | 2014-02-26 07:50:03 | 41.6785 | 4.253 | 17.012 | 6.039 | 6.039 | 0.937 | 0.937 | 0.787 | 0.787 | 0.162 | 0.162 | 15.7603 | 15.7603 | -0.98117 | -0.49058 | 0 | 99.1181 | 0 |  |  | 18.7132 |  | 0.40817 | 40.8172 | 0 | 0.98117 | 2014-02-26 04:30 | 15760.3333 | 15.7603
|  | 2014-02-26 08:20:02 | 42.3232 | 4.2938 | 17.1753 | 6.0395 | 6.0395 | 0.944 | 0.944 | 0.7875 | 0.7875 | 0.162 | 0.162 | 15.935 | 15.935 | -1.2798 | -0.63992 | 0 | 98.4782 | 0 |  |  | 17.8623 |  | 0.40581 | 40.5814 | 0 | 1.2798 | 2014-02-26 05:00 | 15935 | 15.935
|  | 2014-02-26 08:50:03 | 42.7232 | 4.3672 | 17.4687 | 6.0348 | 6.0348 | 0.95383 | 0.95383 | 0.787 | 0.787 | 0.6228 | 0.6228 | 16.1198 | 16.1198 | -0.7362 | -0.3681 | 0 | 98.1101 | 0 |  |  | 16.4205 |  | 0.40888 | 40.888 | 0 | 0.7362 | 2014-02-26 05:30 | 16119.8333 | 16.1198
|  | 2014-02-26 09:20:04 | 43.1122 | 4.1928 | 16.7713 | 6.0383 | 6.0383 | 0.959 | 0.959 | 0.78783 | 0.78783 | 0.6228 | 0.6228 | 16.3218 | 16.3218 | -1.611 | -0.80552 | 0 | 97.3045 | 0 |  |  | 17.1068 |  | 0.38902 | 38.9016 | 0 | 1.611 | 2014-02-26 06:00 | 16321.8333 | 16.3218
|  | 2014-02-26 09:50:05 | 42.8487 | 4.0458 | 16.1833 | 6.04 | 6.04 | 0.9715 | 0.9715 | 0.78783 | 0.78783 | 1.4552 | 1.4552 | 16.4515 | 16.4515 | -0.9593 | -0.47965 | 0 | 96.8249 | 0 |  |  | 16.1833 |  | 0.37769 | 37.7686 | 0 | 0.9593 | 2014-02-26 06:30 | 16451.5 | 16.4515
|  | 2014-02-26 10:20:05 | 42.6103 | 3.9365 | 15.746 | 6.0365 | 6.0365 | 1.0038 | 1.0038 | 0.78733 | 0.78733 | 1.4552 | 1.4552 | 16.4872 | 16.4872 | -1.0943 | -0.54715 | 0 | 96.2777 | 0 |  |  | 17.3206 |  | 0.36953 | 36.9535 | 0 | 1.0943 | 2014-02-26 07:00 | 16487.1667 | 16.4872
|  | 2014-02-26 10:50:04 | 42.5783 | 3.8927 | 15.5707 | 6.0367 | 6.0367 | 0.95333 | 0.95333 | 0.78717 | 0.78717 | 1.9224 | 1.9224 | 16.5158 | 16.5158 | -0.79227 | -0.39613 | 0 | 95.8816 | 0 |  |  | 17.1277 |  | 0.36569 | 36.5695 | 0 | 0.79227 | 2014-02-26 07:30 | 16515.8333 | 16.5158
|  | 2014-02-26 11:20:02 | 42.6745 | 3.867 | 15.468 | 6.034 | 6.034 | 0.87267 | 0.87267 | 0.787 | 0.787 | 1.9224 | 1.9224 | 16.5172 | 16.5172 | -1.0733 | -0.53663 | 0 | 95.345 | 0 |  |  | 13.9212 |  | 0.36246 | 36.2465 | 0 | 1.0733 | 2014-02-26 08:00 | 16517.1667 | 16.5172
|  | 2014-02-26 11:50:02 | 42.7512 | 3.8205 | 15.282 | 6.0365 | 6.0365 | 0.86983 | 0.86983 | 0.78767 | 0.78767 | 2.264 | 2.264 | 16.5952 | 16.5952 | -0.916 | -0.458 | 0 | 94.887 | 0 |  |  | 14.9764 |  | 0.35746 | 35.7464 | 0 | 0.916 | 2014-02-26 08:30 | 16595.1667 | 16.5952
|  | 2014-02-26 12:20:03 | 42.6898 | 3.7865 | 15.146 | 6.028 | 6.028 | 0.87383 | 0.87383 | 0.78717 | 0.78717 | 2.264 | 2.264 | 16.6407 | 16.6407 | -0.95017 | -0.47508 | 0 | 94.4119 | 0 |  |  | 14.5402 |  | 0.35479 | 35.4792 | 0 | 0.95017 | 2014-02-26 09:00 | 16640.6667 | 16.6407
|  | 2014-02-26 12:50:03 | 42.4522 | 3.9332 | 15.7327 | 6.0352 | 6.0352 | 0.86783 | 0.86783 | 0.78733 | 0.78733 | 2.2788 | 2.2788 | 16.6272 | 16.6272 | -0.1232 | -0.0616 | 0 | 94.3503 | 0 |  |  | 14.4741 |  | 0.3706 | 37.0597 | 0 | 0.1232 | 2014-02-26 09:30 | 16627.1667 | 16.6272
|  | 2014-02-26 13:20:03 | 42.1787 | 4.0807 | 16.3227 | 6.028 | 6.028 | 0.857 | 0.857 | 0.78783 | 0.78783 | 2.2788 | 2.2788 | 16.7805 | 16.7805 | 0.87613 | 0.43807 | 0 | 94.7884 | 0 |  |  | 14.6904 |  | 0.38699 | 38.6989 | 0 | 0 | 2014-02-26 10:00 | 16780.5 | 16.7805
|  | 2014-02-26 13:50:02 | 42.0418 | 4.0565 | 16.226 | 6.0287 | 6.0287 | 0.8505 | 0.8505 | 0.787 | 0.787 | 1.2336 | 1.2336 | 16.9352 | 16.9352 | 0.0191 | 0.00955 | 0 | 94.7979 | 0 |  |  | 16.226 |  | 0.38595 | 38.5949 | 0 | 0 | 2014-02-26 10:30 | 16935.1667 | 16.9352
|  | 2014-02-26 14:20:03 | 41.8958 | 4.0197 | 16.0787 | 6.0272 | 6.0272 | 0.84683 | 0.84683 | 0.78767 | 0.78767 | 1.2336 | 1.2336 | 16.8752 | 16.8752 | -0.046733 | -0.023367 | 0 | 94.7746 | 0 |  |  | 15.4355 |  | 0.38378 | 38.3777 | 0 | 0.046733 | 2014-02-26 11:00 | 16875.1667 | 16.8752
|  | 2014-02-26 14:50:01 | 41.6512 | 4.1008 | 16.4033 | 6.0257 | 6.0257 | 0.831 | 0.831 | 0.78717 | 0.78717 | 0.904 | 0.904 | 16.5352 | 16.5352 | -0.16483 | -0.082417 | 0 | 94.6921 | 0 |  |  | 17.0595 |  | 0.39383 | 39.3827 | 0 | 0.16483 | 2014-02-26 11:30 | 16535.1667 | 16.5352
|  | 2014-02-26 15:20:02 | 41.7418 | 4.1562 | 16.6247 | 6.0277 | 6.0277 | 0.80917 | 0.80917 | 0.78467 | 0.78467 | 0.904 | 0.904 | 16.4257 | 16.4257 | -0.166 | -0.083 | 0 | 94.6091 | 0 |  |  | 18.2871 |  | 0.39827 | 39.8274 | 0 | 0.166 | 2014-02-26 12:00 | 16425.6667 | 16.4257
|  | 2014-02-26 15:50:02 | 42.6143 | 4.0643 | 16.2573 | 6.0275 | 6.0275 | 0.88183 | 0.88183 | 0.785 | 0.785 | 0.5432 | 0.5432 | 16.6872 | 16.6872 | -1.4323 | -0.71615 | 0 | 93.893 | 0 |  |  | 15.9322 |  | 0.3815 | 38.1499 | 0 | 1.4323 | 2014-02-26 12:30 | 16687.1667 | 16.6872
|  | 2014-02-26 16:20:03 | 43.6435 | 4.1262 | 16.5047 | 6.033 | 6.033 | 0.89317 | 0.89317 | 0.785 | 0.785 | 0.5432 | 0.5432 | 16.9603 | 16.9603 | -1.9241 | -0.96207 | 0 | 92.9309 | 0 |  |  | 15.3493 |  | 0.37817 | 37.817 | 0 | 1.9241 | 2014-02-26 13:00 | 16960.3333 | 16.9603
|  | 2014-02-26 16:50:04 | 44.8418 | 3.967 | 15.868 | 6.035 | 6.035 | 0.9525 | 0.9525 | 0.78467 | 0.78467 | 0.1116 | 0.1116 | 17.0427 | 17.0427 | -4.0474 | -2.0237 | 0 | 90.9072 | 0 |  |  | 14.5986 |  | 0.35387 | 35.3866 | 0 | 4.0474 | 2014-02-26 13:30 | 17042.6667 | 17.0427
|  | 2014-02-26 17:20:05 | 46.0767 | 3.9232 | 15.6927 | 6.0387 | 6.0387 | 1.0403 | 1.0403 | 0.7845 | 0.7845 | 0.1116 | 0.1116 | 16.9923 | 16.9923 | -5.4166 | -2.7083 | 0 | 88.1989 | 0 |  |  | 17.2619 |  | 0.34058 | 34.0577 | 0 | 5.4166 | 2014-02-26 14:00 | 16992.3333 | 16.9923
|  | 2014-02-26 17:50:03 | 48.4447 | 3.6375 | 14.55 | 6.0403 | 6.0403 | 1.0457 | 1.0457 | 0.78483 | 0.78483 | 0.02 | 0.02 | 16.9482 | 16.9482 | -9.0557 | -4.5278 | 0 | 83.6711 | 0 |  |  | 15.423 |  | 0.30034 | 30.0343 | 0 | 9.0557 | 2014-02-26 14:30 | 16948.1667 | 16.9482
|  | 2014-02-26 18:20:04 | 49.4783 | 3.7257 | 14.9027 | 6.0412 | 6.0412 | 1.0483 | 1.0483 | 0.786 | 0.786 | 0.02 | 0.02 | 17.0787 | 17.0787 | -9.6015 | -4.8007 | 0 | 78.8704 | 0 |  |  | 14.3066 |  | 0.3012 | 30.1196 | 0 | 9.6015 | 2014-02-26 15:00 | 17078.6667 | 17.0787
|  | 2014-02-26 18:50:02 | 49.0035 | 3.6992 | 14.7967 | 6.0493 | 6.0493 | 1.0478 | 1.0478 | 0.78767 | 0.78767 | 0 | 0 | 17.0887 | 17.0887 | -9.2333 | -4.6167 | 0 | 74.2537 | 0 |  |  | 13.6129 |  | 0.30195 | 30.1951 | 0 | 9.2333 | 2014-02-26 15:30 | 17088.6667 | 17.0887
|  | 2014-02-26 19:20:03 | 47.7402 | 3.8675 | 15.47 | 6.0505 | 6.0505 | 1.0467 | 1.0467 | 0.78783 | 0.78783 | 0 | 0 | 16.7888 | 16.7888 | -7.5963 | -3.7982 | 0 | 70.4555 | 0 |  |  | 15.9341 |  | 0.32405 | 32.4046 | 0 | 7.5963 | 2014-02-26 16:00 | 16788.8333 | 16.7888
|  | 2014-02-26 19:50:02 | 46.3713 | 3.946 | 15.784 | 6.0497 | 6.0497 | 1.0465 | 1.0465 | 0.78767 | 0.78767 | 0 | 0 | 16.9295 | 16.9295 | -5.774 | -2.887 | 0 | 67.5685 | 0 |  |  | 17.2046 |  | 0.34038 | 34.0383 | 0 | 5.774 | 2014-02-26 16:30 | 16929.5 | 16.9295
|  | 2014-02-26 20:20:03 | 44.6917 | 4.107 | 16.428 | 6.0472 | 6.0472 | 1.0007 | 1.0007 | 0.78767 | 0.78767 | 0 | 0 | 16.6368 | 16.6368 | -3.7913 | -1.8957 | 0 | 65.6729 | 0 |  |  | 18.0708 |  | 0.36759 | 36.7585 | 0 | 3.7913 | 2014-02-26 17:00 | 16636.8333 | 16.6368
|  | 2014-02-26 20:50:02 | 42.9227 | 4.1708 | 16.6833 | 6.0418 | 6.0418 | 0.91433 | 0.91433 | 0.78783 | 0.78783 | 0 | 0 | 16.4855 | 16.4855 | -2.0098 | -1.0049 | 0 | 64.6679 | 0 |  |  | 18.018 |  | 0.38868 | 38.8684 | 0 | 2.0098 | 2014-02-26 17:30 | 16485.5 | 16.4855
|  | 2014-02-26 21:20:05 | 40.7593 | 4.3143 | 17.2573 | 6.045 | 6.045 | 0.8175 | 0.8175 | 0.78733 | 0.78733 | 0 | 0 | 16.0345 | 16.0345 | 0.18233 | 0.091167 | 0 | 64.7591 | 0 |  |  | 15.8767 |  | 0.4234 | 42.3396 | 0 | 0 | 2014-02-26 18:00 | 16034.5 | 16.0345
|  | 2014-02-26 21:50:02 | 38.4043 | 4.2683 | 17.0733 | 6.0437 | 6.0437 | 0.82017 | 0.82017 | 0.78733 | 0.78733 | 0 | 0 | 15.5212 | 15.5212 | 1.8413 | 0.92067 | 0 | 65.6798 | 0 |  |  | 16.3904 |  | 0.44457 | 44.4568 | 0 | 0 | 2014-02-26 18:30 | 15521.1667 | 15.5212
|  | 2014-02-26 22:20:03 | 36.1107 | 4.4067 | 17.6267 | 6.0458 | 6.0458 | 0.8575 | 0.8575 | 0.7875 | 0.7875 | 0 | 0 | 15.1712 | 15.1712 | 4.378 | 2.189 | 0 | 67.8688 | 0 |  |  | 18.6843 |  | 0.48813 | 48.8129 | 0 | 0 | 2014-02-26 19:00 | 15171.1667 | 15.1712
|  | 2014-02-26 22:50:03 | 33.9645 | 4.6123 | 18.4493 | 6.0455 | 6.0455 | 0.87217 | 0.87217 | 0.78783 | 0.78783 | 0 | 0 | 14.3378 | 14.3378 | 6.5282 | 3.2641 | 0 | 71.1329 | 0 |  |  | 17.8959 |  | 0.54319 | 54.3195 | 0 | 0 | 2014-02-26 19:30 | 14337.8333 | 14.3378
|  | 2014-02-26 23:20:04 | 32.0708 | 4.6612 | 18.6447 | 6.0458 | 6.0458 | 0.84683 | 0.84683 | 0.7875 | 0.7875 | 0 | 0 | 12.9257 | 12.9257 | 7.1797 | 3.5898 | 0 | 74.7227 | 0 |  |  | 18.4582 |  | 0.58136 | 58.1359 | 0 | 0 | 2014-02-26 20:00 | 12925.6667 | 12.9257
|  | 2014-02-26 23:50:02 | 31.6415 | 4.7332 | 18.9327 | 6.0378 | 6.0378 | 0.85433 | 0.85433 | 0.78733 | 0.78733 | 0 | 0 | 12.7283 | 12.7283 | 7.699 | 3.8495 | 0 | 78.5722 | 0 |  |  | 20.8259 |  | 0.59835 | 59.8349 | 0 | 0 | 2014-02-26 20:30 | 12728.3333 | 12.7283
|  | 2014-02-27 00:20:03 | 32.0007 | 4.6733 | 18.6933 | 6.0382 | 6.0382 | 0.8285 | 0.8285 | 0.7865 | 0.7865 | 0 | 0 | 13.375 | 13.375 | 7.7208 | 3.8604 | 0 | 82.4326 | 0 |  |  | 18.8803 |  | 0.58415 | 58.4154 | 0 | 0 | 2014-02-26 21:00 | 13375 | 13.375
|  | 2014-02-27 00:50:02 | 32.1342 | 4.7402 | 18.9607 | 6.039 | 6.039 | 0.85033 | 0.85033 | 0.78667 | 0.78667 | 0 | 0 | 13.454 | 13.454 | 7.9565 | 3.9782 | 0 | 86.4109 | 0 |  |  | 19.3399 |  | 0.59005 | 59.0047 | 0 | 0 | 2014-02-26 21:30 | 13454 | 13.454
|  | 2014-02-27 01:20:02 | 31.6635 | 5.2295 | 20.918 | 6.0398 | 6.0398 | 0.82583 | 0.82583 | 0.78783 | 0.78783 | 0 | 0 | 12.6237 | 12.6237 | 9.5317 | 4.7658 | 0 | 91.1767 | 0 |  |  | 21.3364 |  | 0.66063 | 66.0634 | 0 | 0 | 2014-02-26 22:00 | 12623.6667 | 12.6237
|  | 2014-02-27 01:50:04 | 30.8887 | 5.3193 | 21.2773 | 6.038 | 6.038 | 0.79333 | 0.79333 | 0.7875 | 0.7875 | 0 | 0 | 11.7272 | 11.7272 | 9.7347 | 4.8673 | 0 | 96.044 | 0 |  |  | 21.9157 |  | 0.68884 | 68.8839 | 0 | 0 | 2014-02-26 22:30 | 11727.1667 | 11.7272
|  | 2014-02-27 02:20:04 | 30.6253 | 5.5012 | 22.0047 | 6.043 | 6.043 | 0.79183 | 0.79183 | 0.78767 | 0.78767 | 0 | 0 | 11.401 | 11.401 | 10.4028 | 5.2014 | 0 | 100 | 5.2014 |  |  | 21.1245 |  | 0.71851 | 71.8512 | 0 | 0 | 2014-02-26 23:00 | 11401 | 11.401
|  | 2014-02-27 02:50:07 | 30.5478 | 5.4823 | 21.9293 | 6.042 | 6.042 | 0.7565 | 0.7565 | 0.78783 | 0.78783 | 0 | 0 | 11.2768 | 11.2768 | 10.2447 | 5.1223 | 0 | 100 | 5.1223 |  |  | 22.3679 |  | 0.71787 | 71.7869 | 0 | 0 | 2014-02-26 23:30 | 11276.8333 | 11.2768
|  | 2014-02-27 03:20:05 | 29.923 | 5.6268 | 22.5073 | 6.0472 | 6.0472 | 0.74967 | 0.74967 | 0.78767 | 0.78767 | 0 | 0 | 10.6865 | 10.6865 | 10.8553 | 5.4277 | 0 | 100 | 5.4277 |  |  | 22.2823 |  | 0.75218 | 75.2175 | 0 | 0 | 2014-02-27 | 10686.5 | 10.6865
|  | 2014-02-27 03:50:04 | 29.3355 | 5.5808 | 22.3233 | 6.0502 | 6.0502 | 0.78317 | 0.78317 | 0.78767 | 0.78767 | 0 | 0 | 10.246 | 10.246 | 10.8548 | 5.4274 | 0 | 100 | 5.4274 |  |  | 21.6536 |  | 0.76097 | 76.0967 | 0 | 0 | 2014-02-27 00:30 | 10246 | 10.246
|  | 2014-02-27 04:20:02 | 29.1035 | 5.2943 | 21.1773 | 6.0402 | 6.0402 | 0.78417 | 0.78417 | 0.78717 | 0.78717 | 0 | 0 | 10.2378 | 10.2378 | 9.9232 | 4.9616 | 0 | 100 | 4.9616 |  |  | 20.3302 |  | 0.72766 | 72.7656 | 0 | 0 | 2014-02-27 01:00 | 10237.8333 | 10.2378
|  | 2014-02-27 04:50:04 | 29.1015 | 5.1702 | 20.6807 | 6.043 | 6.043 | 0.829 | 0.829 | 0.78767 | 0.78767 | 0 | 0 | 10.9382 | 10.9382 | 10.177 | 5.0885 | 0 | 100 | 5.0885 |  |  | 21.7147 |  | 0.71064 | 71.0639 | 0 | 0 | 2014-02-27 01:30 | 10938.1667 | 10.9382
|  | 2014-02-27 05:20:04 | 29.8865 | 5.029 | 20.116 | 6.0388 | 6.0388 | 0.86117 | 0.86117 | 0.78733 | 0.78733 | 0 | 0 | 12.4677 | 12.4677 | 10.3845 | 5.1922 | 0 | 100 | 5.1922 |  |  | 21.323 |  | 0.67308 | 67.308 | 0 | 0 | 2014-02-27 02:00 | 12467.6667 | 12.4677
|  | 2014-02-27 05:50:02 | 31.452 | 4.9228 | 19.6913 | 6.0398 | 6.0398 | 0.85817 | 0.85817 | 0.78733 | 0.78733 | 0 | 0 | 13.2322 | 13.2322 | 9.1568 | 4.5784 | 0 | 100 | 4.5784 |  |  | 20.8728 |  | 0.62608 | 62.6076 | 0 | 0 | 2014-02-27 02:30 | 13232.1667 | 13.2322
|  | 2014-02-27 06:20:03 | 33.9145 | 4.8242 | 19.2967 | 6.0393 | 6.0393 | 0.838 | 0.838 | 0.77317 | 0.77317 | 0 | 0 | 14.1545 | 14.1545 | 7.1872 | 3.5936 | 0 | 100 | 3.5936 |  |  | 20.0685 |  | 0.56898 | 56.898 | 0 | 0 | 2014-02-27 03:00 | 14154.5 | 14.1545
|  | 2014-02-27 06:50:02 | 37.3448 | 4.8045 | 19.218 | 6.0403 | 6.0403 | 0.87867 | 0.87867 | 0.76233 | 0.76233 | 0 | 0 | 15.499 | 15.499 | 5.0535 | 2.5268 | 0 | 100 | 2.5268 |  |  | 18.4493 |  | 0.51461 | 51.4609 | 0 | 0 | 2014-02-27 03:30 | 15499 | 15.499
|  | 2014-02-27 07:20:02 | 40.5842 | 4.8637 | 19.4547 | 6.0408 | 6.0408 | 0.93417 | 0.93417 | 0.76217 | 0.76217 | 0 | 0 | 16.5732 | 16.5732 | 3.1808 | 1.5904 | 0 | 100 | 1.5904 |  |  | 20.6219 |  | 0.47937 | 47.9366 | 0 | 0 | 2014-02-27 04:00 | 16573.1667 | 16.5732
|  | 2014-02-27 07:50:02 | 41.9997 | 5.0625 | 20.25 | 6.0325 | 6.0325 | 0.93567 | 0.93567 | 0.78233 | 0.78233 | 0.3016 | 0.3016 | 16.8083 | 16.8083 | 3.1108 | 1.5554 | 0 | 100 | 1.5554 |  |  | 18.63 |  | 0.48215 | 48.2147 | 0 | 0 | 2014-02-27 04:30 | 16808.3333 | 16.8083
|  | 2014-02-27 08:20:03 | 42.621 | 4.9215 | 19.686 | 6.0358 | 6.0358 | 0.93483 | 0.93483 | 0.78733 | 0.78733 | 0.3016 | 0.3016 | 16.8313 | 16.8313 | 1.9559 | 0.97797 | 0 | 100 | 0.97797 |  |  | 18.308 |  | 0.46188 | 46.1885 | 0 | 0 | 2014-02-27 05:00 | 16831.3333 | 16.8313
|  | 2014-02-27 08:50:02 | 42.8178 | 4.8675 | 19.47 | 6.0343 | 6.0343 | 1.0283 | 1.0283 | 0.78683 | 0.78683 | 0.6412 | 0.6412 | 16.9138 | 16.9138 | 2.0567 | 1.0283 | 0 | 100 | 1.0283 |  |  | 18.1071 |  | 0.45472 | 45.4717 | 0 | 0 | 2014-02-27 05:30 | 16913.8333 | 16.9138
|  | 2014-02-27 09:20:02 | 43.1542 | 4.8698 | 19.4793 | 6.036 | 6.036 | 1.0557 | 1.0557 | 0.78283 | 0.78283 | 0.6412 | 0.6412 | 16.977 | 16.977 | 1.8179 | 0.90893 | 0 | 100 | 0.90893 |  |  | 19.8689 |  | 0.45139 | 45.1389 | 0 | 0 | 2014-02-27 06:00 | 16977 | 16.977
|  | 2014-02-27 09:50:04 | 43.0375 | 4.8415 | 19.366 | 6.03 | 6.03 | 1.0567 | 1.0567 | 0.77783 | 0.77783 | 1.1004 | 1.1004 | 16.9677 | 16.9677 | 2.2611 | 1.1305 | 0 | 100 | 1.1305 |  |  | 17.4294 |  | 0.44998 | 44.998 | 0 | 0 | 2014-02-27 06:30 | 16967.6667 | 16.9677
|  | 2014-02-27 10:20:03 | 42.981 | 4.8488 | 19.3953 | 6.0382 | 6.0382 | 1.0135 | 1.0135 | 0.78317 | 0.78317 | 1.1004 | 1.1004 | 16.9318 | 16.9318 | 2.2814 | 1.1407 | 0 | 100 | 1.1407 |  |  | 18.2316 |  | 0.45125 | 45.1254 | 0 | 0 | 2014-02-27 07:00 | 16931.8333 | 16.9318
|  | 2014-02-27 10:50:02 | 42.8838 | 4.7578 | 19.0313 | 6.0412 | 6.0412 | 0.93817 | 0.93817 | 0.78667 | 0.78667 | 1.3784 | 1.3784 | 16.8487 | 16.8487 | 2.1406 | 1.0703 | 0 | 100 | 1.0703 |  |  | 18.2701 |  | 0.44379 | 44.3788 | 0 | 0 | 2014-02-27 07:30 | 16848.6667 | 16.8487
|  | 2014-02-27 11:20:02 | 42.856 | 4.9715 | 19.886 | 6.0433 | 6.0433 | 0.932 | 0.932 | 0.75583 | 0.75583 | 1.3784 | 1.3784 | 16.6073 | 16.6073 | 2.7469 | 1.3734 | 0 | 100 | 1.3734 |  |  | 18.6928 |  | 0.46402 | 46.4019 | 0 | 0 | 2014-02-27 08:00 | 16607.3333 | 16.6073
|  | 2014-02-27 11:50:02 | 42.9322 | 4.7858 | 19.1433 | 6.0398 | 6.0398 | 0.93117 | 0.93117 | 0.74733 | 0.74733 | 1.9868 | 1.9868 | 16.5148 | 16.5148 | 2.4311 | 1.2156 | 0 | 100 | 1.2156 |  |  | 18.7605 |  | 0.4459 | 44.5897 | 0 | 0 | 2014-02-27 08:30 | 16514.8333 | 16.5148
|  | 2014-02-27 12:20:04 | 42.0652 | 4.27 | 17.08 | 6.0363 | 6.0363 | 0.93017 | 0.93017 | 0.74817 | 0.74817 | 1.9868 | 1.9868 | 16.5955 | 16.5955 | 1.3118 | 0.6559 | 0 | 100 | 0.6559 |  |  | 15.8844 |  | 0.40604 | 40.6037 | 0 | 0 | 2014-02-27 09:00 | 16595.5 | 16.5955
|  | 2014-02-27 12:50:02 | 42.3403 | 4.0567 | 16.2267 | 6.0057 | 6.0057 | 0.92667 | 0.92667 | 0.747 | 0.747 | 1.5392 | 1.5392 | 16.6028 | 16.6028 | -0.2923 | -0.14615 | 0 | 99.8538 | 0 |  |  | 15.5776 |  | 0.38324 | 38.3244 | 0 | 0.2923 | 2014-02-27 09:30 | 16602.8333 | 16.6028
|  | 2014-02-27 13:20:03 | 42.538 | 3.7393 | 14.9573 | 5.9313 | 5.9313 | 0.917 | 0.917 | 0.7475 | 0.7475 | 1.5392 | 1.5392 | 16.6162 | 16.6162 | -1.8295 | -0.91473 | 0 | 98.9391 | 0 |  |  | 16.3035 |  | 0.35162 | 35.1623 | 0 | 1.8295 | 2014-02-27 10:00 | 16616.1667 | 16.6162
|  | 2014-02-27 13:50:04 | 42.4112 | 3.3923 | 13.5693 | 5.9357 | 5.9357 | 0.91167 | 0.91167 | 0.7475 | 0.7475 | 1.6852 | 1.6852 | 16.6928 | 16.6928 | -2.869 | -1.4345 | 0 | 97.5046 | 0 |  |  | 14.3835 |  | 0.31995 | 31.9947 | 0 | 2.869 | 2014-02-27 10:30 | 16692.8333 | 16.6928
|  | 2014-02-27 14:20:04 | 42.4132 | 3.3322 | 13.3287 | 5.9257 | 5.9257 | 0.86483 | 0.86483 | 0.747 | 0.747 | 1.6852 | 1.6852 | 16.6998 | 16.6998 | -3.162 | -1.581 | 0 | 95.9236 | 0 |  |  | 13.7285 |  | 0.31426 | 31.4258 | 0 | 3.162 | 2014-02-27 11:00 | 16699.8333 | 16.6998
|  | 2014-02-27 14:50:03 | 42.3463 | 3.2275 | 12.91 | 5.9262 | 5.9262 | 0.88583 | 0.88583 | 0.747 | 0.747 | 1.2772 | 1.2772 | 16.7538 | 16.7538 | -3.8463 | -1.9231 | 0 | 94.0005 | 0 |  |  | 12.3936 |  | 0.30487 | 30.4867 | 0 | 3.8463 | 2014-02-27 11:30 | 16753.8333 | 16.7538
|  | 2014-02-27 15:20:02 | 42.4067 | 2.9488 | 11.7953 | 5.9273 | 5.9273 | 0.913 | 0.913 | 0.74783 | 0.74783 | 1.2772 | 1.2772 | 16.8443 | 16.8443 | -4.9016 | -2.4508 | 0 | 91.5497 | 0 |  |  | 12.739 |  | 0.27815 | 27.8148 | 0 | 4.9016 | 2014-02-27 12:00 | 16844.3333 | 16.8443
|  | 2014-02-27 15:50:02 | 43.4443 | 3.0883 | 12.3533 | 5.9275 | 5.9275 | 0.914 | 0.914 | 0.74733 | 0.74733 | 0.6824 | 0.6824 | 16.9872 | 16.9872 | -5.8326 | -2.9163 | 0 | 88.6334 | 0 |  |  | 11.7357 |  | 0.28435 | 28.4349 | 0 | 5.8326 | 2014-02-27 12:30 | 16987.1667 | 16.9872
|  | 2014-02-27 16:20:03 | 43.8553 | 2.6845 | 10.738 | 5.9292 | 5.9292 | 0.91833 | 0.91833 | 0.74717 | 0.74717 | 0.6824 | 0.6824 | 17.0658 | 17.0658 | -7.7744 | -3.8872 | 0 | 84.7462 | 0 |  |  | 10.738 |  | 0.24485 | 24.485 | 0 | 7.7744 | 2014-02-27 13:00 | 17065.8333 | 17.0658
|  | 2014-02-27 16:50:03 | 45.626 | 2.2462 | 8.9847 | 5.9387 | 5.9387 | 0.96817 | 0.96817 | 0.74683 | 0.74683 | 0.114 | 0.114 | 17.0625 | 17.0625 | -11.8112 | -5.9056 | 0 | 78.8406 | 0 |  |  | 9.3441 |  | 0.19692 | 19.692 | 0 | 11.8112 | 2014-02-27 13:30 | 17062.5 | 17.0625
|  | 2014-02-27 17:20:05 | 46.787 | 2.2718 | 9.0873 | 5.9712 | 5.9712 | 1.0407 | 1.0407 | 0.74733 | 0.74733 | 0.114 | 0.114 | 17.0105 | 17.0105 | -12.816 | -6.408 | 0 | 72.4326 | 0 |  |  | 9.8143 |  | 0.19423 | 19.4228 | 0 | 12.816 | 2014-02-27 14:00 | 17010.5 | 17.0105
|  | 2014-02-27 17:50:06 | 48.7902 | 2.0487 | 8.1947 | 6.0063 | 6.0063 | 1.0427 | 1.0427 | 0.74683 | 0.74683 | 0 | 0 | 17.048 | 17.048 | -15.7517 | -7.8758 | 0 | 64.5567 | 0 |  |  | 7.703 |  | 0.16796 | 16.7957 | 0 | 15.7517 | 2014-02-27 14:30 | 17048 | 17.048
|  | 2014-02-27 18:20:02 | 50.3185 | 1.992 | 7.968 | 6.0052 | 6.0052 | 1.0437 | 1.0437 | 0.74367 | 0.74367 | 0 | 0 | 17.1412 | 17.1412 | -17.4168 | -8.7084 | 0 | 55.8483 | 0 |  |  | 7.8086 |  | 0.15835 | 15.8351 | 0 | 17.4168 | 2014-02-27 15:00 | 17141.1667 | 17.1412
|  | 2014-02-27 18:50:01 | 49.7505 | 1.8213 | 7.2853 | 6.018 | 6.018 | 1.0538 | 1.0538 | 0.74583 | 0.74583 | 0 | 0 | 17.0915 | 17.0915 | -17.556 | -8.778 | 0 | 47.0703 | 0 |  |  | 7.1396 |  | 0.14644 | 14.6437 | 0 | 17.556 | 2014-02-27 15:30 | 17091.5 | 17.0915
|  | 2014-02-27 19:20:05 | 48.4333 | 1.6367 | 6.5467 | 5.8927 | 5.8927 | 1.0587 | 1.0587 | 0.74667 | 0.74667 | 0 | 0 | 17.089 | 17.089 | -17.0997 | -8.5498 | 0 | 38.5205 | 0 |  |  | 6.6776 |  | 0.13517 | 13.5169 | 0 | 17.0997 | 2014-02-27 16:00 | 17089 | 17.089
|  | 2014-02-27 19:50:02 | 47.1745 | 1.5483 | 6.1933 | 5.845 | 5.845 | 1.0588 | 1.0588 | 0.74683 | 0.74683 | 0 | 0 | 17.0292 | 17.0292 | -16.3013 | -8.1507 | 0 | 30.3698 | 0 |  |  | 5.9456 |  | 0.13129 | 13.1286 | 0 | 16.3013 | 2014-02-27 16:30 | 17029.1667 | 17.0292
|  | 2014-02-27 20:20:04 | 45.6628 | 1.6567 | 6.6267 | 5.8763 | 5.8763 | 1.0638 | 1.0638 | 0.74667 | 0.74667 | 0 | 0 | 16.8172 | 16.8172 | -14.5322 | -7.2661 | 0 | 23.1037 | 0 |  |  | 6.2291 |  | 0.14512 | 14.5122 | 0 | 14.5322 | 2014-02-27 17:00 | 16817.1667 | 16.8172
|  | 2014-02-27 20:50:03 | 43.9298 | 1.6192 | 6.4767 | 5.9418 | 5.9418 | 1.0223 | 1.0223 | 0.74767 | 0.74767 | 0 | 0 | 16.7537 | 16.7537 | -12.9877 | -6.4938 | 0 | 16.6099 | 0 |  |  | 5.829 |  | 0.14743 | 14.7432 | 0 | 12.9877 | 2014-02-27 17:30 | 16753.6667 | 16.7537
|  | 2014-02-27 21:20:05 | 41.8817 | 1.309 | 5.236 | 5.9988 | 5.9988 | 0.9335 | 0.9335 | 0.748 | 0.748 | 0 | 0 | 16.5895 | 16.5895 | -12.3758 | -6.1879 | 0 | 10.422 | 0 |  |  | 5.0266 |  | 0.12502 | 12.5019 | 0 | 12.3758 | 2014-02-27 18:00 | 16589.5 | 16.5895
|  | 2014-02-27 21:50:01 | 39.7925 | 1.1785 | 4.714 | 6.1085 | 6.1085 | 0.93183 | 0.93183 | 0.74783 | 0.74783 | 0 | 0 | 15.915 | 15.915 | -11.3753 | -5.6877 | 0 | 4.7343 | 0 |  |  | 4.5726 |  | 0.11846 | 11.8465 | 0 | 11.3753 | 2014-02-27 18:30 | 15915 | 15.915
|  | 2014-02-27 22:20:03 | 37.6047 | 1.1437 | 4.5747 | 6.3278 | 6.3278 | 0.93167 | 0.93167 | 0.747 | 0.747 | 0 | 0 | 15.336 | 15.336 | -9.6875 | -4.8438 | 0 | 0 | 0 |  |  | 4.4832 |  | 0.12165 | 12.1652 | 0 | 9.4687 | 2014-02-27 19:00 | 15336 | 15.336
|  | 2014-02-27 22:50:02 | 35.5835 | 1.1157 | 4.4627 | 6.3967 | 6.3967 | 0.84433 | 0.84433 | 0.73967 | 0.73967 | 0 | 0 | 15.2498 | 15.2498 | -7.8903 | -3.9452 | 4.8438 | 0 | 0 |  |  | 4.7751 |  | 0.12541 | 12.5414 | 9.6875 | 0 | 2014-02-27 19:30 | 15249.8333 | 15.2498
|  | 2014-02-27 23:20:03 | 34.1785 | 1.0637 | 4.2547 | 6.4742 | 6.4742 | 0.67583 | 0.67583 | 0.73067 | 0.73067 | 0 | 0 | 15.1793 | 15.1793 | -6.8638 | -3.4319 | 3.9452 | 0 | 0 |  |  | 4.6801 |  | 0.12448 | 12.4484 | 7.8903 | 0 | 2014-02-27 20:00 | 15179.3333 | 15.1793
|  | 2014-02-27 23:50:02 | 33.9513 | 1.0815 | 4.326 | 6.5322 | 6.5322 | 0.676 | 0.676 | 0.74233 | 0.74233 | 0 | 0 | 14.8108 | 14.8108 | -6.864 | -3.432 | 3.4319 | 0 | 0 |  |  | 4.0664 |  | 0.12742 | 12.7418 | 6.8638 | 0 | 2014-02-27 20:30 | 14810.8333 | 14.8108
|  | 2014-02-28 00:20:03 | 33.9015 | 0.94783 | 3.7913 | 6.594 | 6.594 | 0.67667 | 0.67667 | 0.74583 | 0.74583 | 0 | 0 | 14.771 | 14.771 | -7.3227 | -3.6613 | 3.432 | 0 | 0 |  |  | 4.0188 |  | 0.11183 | 11.1834 | 6.864 | 0 | 2014-02-27 21:00 | 14771 | 14.771
|  | 2014-02-28 00:50:02 | 33.9545 | 0.8845 | 3.538 | 6.6517 | 6.6517 | 0.6695 | 0.6695 | 0.746 | 0.746 | 0 | 0 | 14.9043 | 14.9043 | -7.445 | -3.7225 | 3.6613 | 0 | 0 |  |  | 3.7149 |  | 0.1042 | 10.4198 | 7.3227 | 0 | 2014-02-27 21:30 | 14904.3333 | 14.9043
|  | 2014-02-28 01:20:03 | 33.6597 | 0.96117 | 3.8447 | 6.7137 | 6.7137 | 0.66017 | 0.66017 | 0.74517 | 0.74517 | 0 | 0 | 14.8065 | 14.8065 | -6.8895 | -3.4447 | 3.7225 | 0 | 0 |  |  | 3.9216 |  | 0.11422 | 11.4222 | 7.445 | 0 | 2014-02-27 22:00 | 14806.5 | 14.8065
|  | 2014-02-28 01:50:02 | 32.8493 | 0.88133 | 3.5253 | 6.7728 | 6.7728 | 0.66167 | 0.66167 | 0.7475 | 0.7475 | 0 | 0 | 14.677 | 14.677 | -6.465 | -3.2325 | 3.4447 | 0 | 0 |  |  | 3.3843 |  | 0.10732 | 10.7318 | 6.8895 | 0 | 2014-02-27 22:30 | 14677 | 14.677
|  | 2014-02-28 02:20:03 | 32.5257 | 0.8575 | 3.43 | 6.831 | 6.831 | 0.66067 | 0.66067 | 0.748 | 0.748 | 0 | 0 | 14.5803 | 14.5803 | -6.2757 | -3.1378 | 3.2325 | 0 | 0 |  |  | 3.7044 |  | 0.10546 | 10.5455 | 6.465 | 0 | 2014-02-27 23:00 | 14580.3333 | 14.5803
|  | 2014-02-28 02:50:05 | 32.3185 | 0.78 | 3.12 | 6.8555 | 6.8555 | 0.66 | 0.66 | 0.74817 | 0.74817 | 0 | 0 | 14.4797 | 14.4797 | -6.4552 | -3.2276 | 3.1378 | 0 | 0 |  |  | 3.3072 |  | 0.096539 | 9.6539 | 6.2757 | 0 | 2014-02-27 23:30 | 14479.6667 | 14.4797
|  | 2014-02-28 03:20:04 | 31.6123 | 0.75167 | 3.0067 | 6.7435 | 6.7435 | 0.6605 | 0.6605 | 0.748 | 0.748 | 0 | 0 | 14.2213 | 14.2213 | -6.2323 | -3.1162 | 3.2276 | 0 | 0 |  |  | 2.9766 |  | 0.095111 | 9.5111 | 6.4552 | 0 | 2014-02-28 | 14221.3333 | 14.2213
|  | 2014-02-28 03:50:03 | 31.0682 | 0.7605 | 3.042 | 6.7672 | 6.7672 | 0.63733 | 0.63733 | 0.74733 | 0.74733 | 0 | 0 | 13.6977 | 13.6977 | -6.1767 | -3.0883 | 3.1162 | 0 | 0 |  |  | 2.7682 |  | 0.097914 | 9.7914 | 6.2323 | 0 | 2014-02-28 00:30 | 13697.6667 | 13.6977
|  | 2014-02-28 04:20:02 | 30.789 | 0.91067 | 3.6427 | 6.8022 | 6.8022 | 0.61383 | 0.61383 | 0.74833 | 0.74833 | 0 | 0 | 13.5375 | 13.5375 | -5.4445 | -2.7222 | 3.0883 | 0 | 0 |  |  | 3.6427 |  | 0.11831 | 11.8311 | 6.1767 | 0 | 2014-02-28 01:00 | 13537.5 | 13.5375
|  | 2014-02-28 04:50:05 | 30.939 | 1.1577 | 4.6307 | 6.9512 | 6.9512 | 0.6205 | 0.6205 | 0.74733 | 0.74733 | 0 | 0 | 13.4053 | 13.4053 | -4.584 | -2.292 | 2.7222 | 0 | 0 |  |  | 4.2139 |  | 0.14967 | 14.9671 | 5.4445 | 0 | 2014-02-28 01:30 | 13405.3333 | 13.4053
|  | 2014-02-28 05:20:03 | 31.6477 | 1.3372 | 5.3487 | 7.0915 | 7.0915 | 0.62567 | 0.62567 | 0.74783 | 0.74783 | 0 | 0 | 13.4062 | 13.4062 | -4.4278 | -2.2139 | 2.292 | 0 | 0 |  |  | 5.8835 |  | 0.16901 | 16.9007 | 4.584 | 0 | 2014-02-28 02:00 | 13406.1667 | 13.4062
|  | 2014-02-28 05:50:08 | 32.8667 | 1.3155 | 5.262 | 7.1037 | 7.1037 | 0.623 | 0.623 | 0.74783 | 0.74783 | 0 | 0 | 13.5308 | 13.5308 | -5.5993 | -2.7997 | 2.2139 | 0 | 0 |  |  | 4.7884 |  | 0.1601 | 16.0101 | 4.4278 | 0 | 2014-02-28 02:30 | 13530.8333 | 13.5308
|  | 2014-02-28 06:20:03 | 35.4583 | 1.338 | 5.352 | 7.1108 | 7.1108 | 0.62233 | 0.62233 | 0.74767 | 0.74767 | 0 | 0 | 14.2908 | 14.2908 | -7.3347 | -3.6673 | 2.7997 | 0 | 0 |  |  | 5.5126 |  | 0.15094 | 15.0938 | 5.5993 | 0 | 2014-02-28 03:00 | 14290.8333 | 14.2908
|  | 2014-02-28 06:50:03 | 38.6778 | 1.4317 | 5.7267 | 7.1098 | 7.1098 | 0.7705 | 0.7705 | 0.748 | 0.748 | 0 | 0 | 15.2043 | 15.2043 | -9.1185 | -4.5592 | 3.6673 | 0 | 0 |  |  | 5.2113 |  | 0.14806 | 14.8061 | 7.3347 | 0 | 2014-02-28 03:30 | 15204.3333 | 15.2043
|  | 2014-02-28 07:20:02 | 41.9677 | 1.63 | 6.52 | 7.1028 | 7.1028 | 1.01 | 1.01 | 0.739 | 0.739 | 0 | 0 | 15.6187 | 15.6187 | -10.9772 | -5.4886 | 4.5592 | 0 | 0 |  |  | 6.3896 |  | 0.15536 | 15.5358 | 9.1185 | 0 | 2014-02-28 04:00 | 15618.6667 | 15.6187
|  | 2014-02-28 07:50:02 | 43.3647 | 1.6637 | 6.6547 | 7.1038 | 7.1038 | 1.0177 | 1.0177 | 0.746 | 0.746 | 0.284 | 0.284 | 15.693 | 15.693 | -11.8655 | -5.9327 | 5.4886 | 0 | 0 |  |  | 6.6547 |  | 0.15346 | 15.3458 | 10.9772 | 0 | 2014-02-28 04:30 | 15693 | 15.693
|  | 2014-02-28 08:20:02 | 44.4948 | 1.872 | 7.488 | 7.1067 | 7.1067 | 1.0258 | 1.0258 | 0.74683 | 0.74683 | 0.284 | 0.284 | 15.7278 | 15.7278 | -12.1157 | -6.0578 | 5.9327 | 0 | 0 |  |  | 7.7875 |  | 0.16829 | 16.8289 | 11.8655 | 0 | 2014-02-28 05:00 | 15727.8333 | 15.7278
|  | 2014-02-28 08:50:02 | 44.7933 | 1.7668 | 7.0673 | 7.1043 | 7.1043 | 1.0257 | 1.0257 | 0.7465 | 0.7465 | 1.6388 | 1.6388 | 15.7807 | 15.7807 | -11.43 | -5.715 | 6.0578 | 0 | 0 |  |  | 6.926 |  | 0.15778 | 15.7776 | 12.1157 | 0 | 2014-02-28 05:30 | 15780.6667 | 15.7807
|  | 2014-02-28 09:20:03 | 45.6285 | 1.7583 | 7.0333 | 7.099 | 7.099 | 1.0307 | 1.0307 | 0.747 | 0.747 | 1.6388 | 1.6388 | 15.8352 | 15.8352 | -12.2445 | -6.1223 | 5.715 | 0 | 0 |  |  | 6.8927 |  | 0.15414 | 15.4143 | 11.43 | 0 | 2014-02-28 06:00 | 15835.1667 | 15.8352
|  | 2014-02-28 09:50:04 | 45.6192 | 1.6173 | 6.4693 | 7.1068 | 7.1068 | 1.0203 | 1.0203 | 0.74717 | 0.74717 | 2.4996 | 2.4996 | 15.9958 | 15.9958 | -11.7801 | -5.89 | 6.1223 | 0 | 0 |  |  | 6.0165 |  | 0.14181 | 14.1812 | 12.2445 | 0 | 2014-02-28 06:30 | 15995.8333 | 15.9958
|  | 2014-02-28 10:20:04 | 45.5563 | 1.5153 | 6.0613 | 7.02 | 7.02 | 1.0183 | 1.0183 | 0.7465 | 0.7465 | 2.4996 | 2.4996 | 16.086 | 16.086 | -12.1246 | -6.0623 | 5.89 | 0 | 0 |  |  | 6.6069 |  | 0.13305 | 13.3051 | 11.7801 | 0 | 2014-02-28 07:00 | 16086 | 16.086
|  | 2014-02-28 10:50:02 | 45.4642 | 1.4267 | 5.7067 | 6.8983 | 6.8983 | 1.0167 | 1.0167 | 0.74767 | 0.74767 | 2.956 | 2.956 | 16.069 | 16.069 | -12.0698 | -6.0349 | 6.0623 | 0 | 0 |  |  | 5.3643 |  | 0.12552 | 12.552 | 12.1246 | 0 | 2014-02-28 07:30 | 16069 | 16.069
|  | 2014-02-28 11:20:03 | 45.3223 | 1.4933 | 5.9733 | 6.8883 | 6.8883 | 1.0165 | 1.0165 | 0.74533 | 0.74533 | 2.956 | 2.956 | 16.0533 | 16.0533 | -11.6895 | -5.8448 | 6.0349 | 0 | 0 |  |  | 5.8539 |  | 0.1318 | 13.1797 | 12.0698 | 0 | 2014-02-28 08:00 | 16053.3333 | 16.0533
|  | 2014-02-28 11:50:05 | 45.2342 | 1.5288 | 6.1153 | 6.8917 | 6.8917 | 0.99583 | 0.99583 | 0.6935 | 0.6935 | 3.0596 | 3.0596 | 16.0578 | 16.0578 | -11.4204 | -5.7102 | 5.8448 | 0 | 0 |  |  | 5.7484 |  | 0.13519 | 13.5193 | 11.6895 | 0 | 2014-02-28 08:30 | 16057.8333 | 16.0578
|  | 2014-02-28 12:20:04 | 44.948 | 1.4808 | 5.9233 | 7.0267 | 7.0267 | 0.8665 | 0.8665 | 0.692 | 0.692 | 3.0596 | 3.0596 | 16.0838 | 16.0838 | -11.2961 | -5.648 | 5.7102 | 0 | 0 |  |  | 6.338 |  | 0.13178 | 13.1782 | 11.4204 | 0 | 2014-02-28 09:00 | 16083.8333 | 16.0838
|  | 2014-02-28 12:50:07 | 44.4402 | 1.519 | 6.076 | 7.1197 | 7.1197 | 0.7125 | 0.7125 | 0.69167 | 0.69167 | 3.3532 | 3.3532 | 16.162 | 16.162 | -10.3251 | -5.1626 | 5.648 | 0 | 0 |  |  | 6.319 |  | 0.13672 | 13.6723 | 11.2961 | 0 | 2014-02-28 09:30 | 16162 | 16.162
|  | 2014-02-28 13:20:03 | 44.0552 | 1.5328 | 6.1313 | 7.1198 | 7.1198 | 0.69817 | 0.69817 | 0.69333 | 0.69333 | 3.3532 | 3.3532 | 16.1963 | 16.1963 | -9.863 | -4.9315 | 5.1626 | 0 | 0 |  |  | 6.1313 |  | 0.13917 | 13.9174 | 10.3251 | 0 | 2014-02-28 10:00 | 16196.3333 | 16.1963
|  | 2014-02-28 13:50:03 | 43.837 | 1.6143 | 6.4573 | 7.1162 | 7.1162 | 0.70417 | 0.70417 | 0.69417 | 0.69417 | 3.2336 | 3.2336 | 16.2588 | 16.2588 | -9.3727 | -4.6864 | 4.9315 | 0 | 0 |  |  | 6.9739 |  | 0.1473 | 14.7303 | 9.863 | 0 | 2014-02-28 10:30 | 16258.8333 | 16.2588
|  | 2014-02-28 14:20:03 | 43.5995 | 1.6535 | 6.614 | 7.117 | 7.117 | 0.7055 | 0.7055 | 0.69383 | 0.69383 | 3.2336 | 3.2336 | 16.4087 | 16.4087 | -8.8269 | -4.4135 | 4.6864 | 0 | 0 |  |  | 6.3494 |  | 0.1517 | 15.1699 | 9.3727 | 0 | 2014-02-28 11:00 | 16408.6667 | 16.4087
|  | 2014-02-28 14:50:04 | 43.241 | 1.7268 | 6.9073 | 7.115 | 7.115 | 0.73733 | 0.73733 | 0.69417 | 0.69417 | 2.5492 | 2.5492 | 16.5525 | 16.5525 | -8.6855 | -4.3427 | 4.4135 | 0 | 0 |  |  | 6.3547 |  | 0.15974 | 15.974 | 8.8269 | 0 | 2014-02-28 11:30 | 16552.5 | 16.5525
|  | 2014-02-28 15:20:03 | 43.1918 | 1.7677 | 7.0707 | 7.1125 | 7.1125 | 0.757 | 0.757 | 0.69467 | 0.69467 | 2.5492 | 2.5492 | 16.57 | 16.57 | -8.4378 | -4.2189 | 4.3427 | 0 | 0 |  |  | 7.7777 |  | 0.1637 | 16.3704 | 8.6855 | 0 | 2014-02-28 12:00 | 16570 | 16.57
|  | 2014-02-28 15:50:02 | 43.8563 | 1.7987 | 7.1947 | 7.1148 | 7.1148 | 0.72983 | 0.72983 | 0.69467 | 0.69467 | 1.5904 | 1.5904 | 16.5205 | 16.5205 | -10.0114 | -5.0057 | 4.2189 | 0 | 0 |  |  | 6.5471 |  | 0.16405 | 16.4051 | 8.4378 | 0 | 2014-02-28 12:30 | 16520.5 | 16.5205
|  | 2014-02-28 16:20:02 | 44.7782 | 1.7732 | 7.0927 | 7.1142 | 7.1142 | 0.74433 | 0.74433 | 0.69483 | 0.69483 | 1.5904 | 1.5904 | 16.5115 | 16.5115 | -11.0303 | -5.5151 | 5.0057 | 0 | 0 |  |  | 6.8799 |  | 0.1584 | 15.8396 | 10.0114 | 0 | 2014-02-28 13:00 | 16511.5 | 16.5115
|  | 2014-02-28 16:50:01 | 45.7747 | 1.6535 | 6.614 | 7.1155 | 7.1155 | 0.87883 | 0.87883 | 0.6935 | 0.6935 | 0.33 | 0.33 | 16.5128 | 16.5128 | -13.63 | -6.815 | 5.5151 | 0 | 0 |  |  | 7.2093 |  | 0.14449 | 14.449 | 11.0303 | 0 | 2014-02-28 13:30 | 16512.8333 | 16.5128
|  | 2014-02-28 17:20:02 | 46.7358 | 1.7617 | 7.0467 | 7.1145 | 7.1145 | 1.0325 | 1.0325 | 0.69433 | 0.69433 | 0.33 | 0.33 | 16.4977 | 16.4977 | -14.0202 | -7.0101 | 6.815 | 0 | 0 |  |  | 7.4695 |  | 0.15078 | 15.0777 | 13.63 | 0 | 2014-02-28 14:00 | 16497.6667 | 16.4977
|  | 2014-02-28 18:00:02 | 48.8382 | 1.7368 | 6.9473 | 7.1115 | 7.1115 | 1.0353 | 1.0353 | 0.69483 | 0.69483 | 0.02 | 0.02 | 16.5377 | 16.5377 | -16.4915 | -8.2458 | 7.0101 | 0 | 0 |  |  | 7.2252 |  | 0.14225 | 14.2252 | 14.0202 | 0 | 2014-02-28 14:30 | 16537.6667 | 16.5377
|  | 2014-02-28 18:30:03 | 49.3128 | 1.5793 | 6.3173 | 7.117 | 7.117 | 1.0343 | 1.0343 | 0.69483 | 0.69483 | 0.02 | 0.02 | 16.5293 | 16.5293 | -17.6 | -8.8 | 8.2458 | 0 | 0 |  |  | 6.9491 |  | 0.12811 | 12.8107 | 16.4915 | 0 | 2014-02-28 15:00 | 16529.3333 | 16.5293
|  | 2014-02-28 19:00:04 | 48.2103 | 1.5872 | 6.3487 | 7.1152 | 7.1152 | 1.0062 | 1.0062 | 0.69417 | 0.69417 | 0 | 0 | 16.5145 | 16.5145 | -16.5317 | -8.2658 | 8.8 | 0 | 0 |  |  | 6.3487 |  | 0.13169 | 13.1687 | 17.6 | 0 | 2014-02-28 15:30 | 16514.5 | 16.5145
|  | 2014-02-28 19:30:04 | 46.7597 | 1.7393 | 6.9573 | 7.1197 | 7.1197 | 0.9855 | 0.9855 | 0.69483 | 0.69483 | 0 | 0 | 16.5142 | 16.5142 | -14.4882 | -7.2441 | 8.2658 | 0 | 0 |  |  | 7.5835 |  | 0.14879 | 14.8789 | 16.5317 | 0 | 2014-02-28 16:00 | 16514.1667 | 16.5142
|  | 2014-02-28 20:00:02 | 45.3132 | 1.7318 | 6.9273 | 7.0287 | 7.0287 | 1.0332 | 1.0332 | 0.69517 | 0.69517 | 0 | 0 | 16.5568 | 16.5568 | -13.072 | -6.536 | 7.2441 | 0 | 0 |  |  | 6.3731 |  | 0.15288 | 15.2877 | 14.4882 | 0 | 2014-02-28 16:30 | 16556.8333 | 16.5568
|  | 2014-02-28 20:30:06 | 43.7078 | 1.4673 | 5.8693 | 6.8925 | 6.8925 | 0.96917 | 0.96917 | 0.695 | 0.695 | 0 | 0 | 16.4098 | 16.4098 | -12.872 | -6.436 | 6.536 | 0 | 0 |  |  | 6.2802 |  | 0.13429 | 13.4286 | 13.072 | 0 | 2014-02-28 17:00 | 16409.8333 | 16.4098
|  | 2014-02-28 21:00:05 | 42.2102 | 1.44 | 5.76 | 6.8935 | 6.8935 | 0.8125 | 0.8125 | 0.6935 | 0.6935 | 0 | 0 | 15.9558 | 15.9558 | -12.0948 | -6.0474 | 6.436 | 0 | 0 |  |  | 6.2784 |  | 0.13646 | 13.646 | 12.872 | 0 | 2014-02-28 17:30 | 15955.8333 | 15.9558
|  | 2014-02-28 21:30:04 | 40.2017 | 1.3883 | 5.5533 | 6.8885 | 6.8885 | 0.72167 | 0.72167 | 0.69333 | 0.69333 | 0 | 0 | 15.7698 | 15.7698 | -10.575 | -5.2875 | 6.0474 | 0 | 0 |  |  | 5.3867 |  | 0.13814 | 13.8137 | 12.0948 | 0 | 2014-02-28 18:00 | 15769.8333 | 15.7698
|  | 2014-02-28 22:00:03 | 38.2685 | 1.3495 | 5.398 | 7.0163 | 7.0163 | 0.71433 | 0.71433 | 0.69267 | 0.69267 | 0 | 0 | 15.8473 | 15.8473 | -8.5998 | -4.2999 | 5.2875 | 0 | 0 |  |  | 5.0201 |  | 0.14106 | 14.1056 | 10.575 | 0 | 2014-02-28 18:30 | 15847.3333 | 15.8473
|  | 2014-02-28 22:30:03 | 36.5333 | 1.4468 | 5.7873 | 7.1088 | 7.1088 | 0.71367 | 0.71367 | 0.6935 | 0.6935 | 0 | 0 | 15.8633 | 15.8633 | -6.3667 | -3.1833 | 4.2999 | 0 | 0 |  |  | 5.6137 |  | 0.15841 | 15.8412 | 8.5998 | 0 | 2014-02-28 19:00 | 15863.3333 | 15.8633
|  | 2014-02-28 23:00:03 | 34.7363 | 1.3038 | 5.2153 | 7.1107 | 7.1107 | 0.6585 | 0.6585 | 0.694 | 0.694 | 0 | 0 | 15.9052 | 15.9052 | -5.1527 | -2.5763 | 3.1833 | 0 | 0 |  |  | 5.4761 |  | 0.15014 | 15.0141 | 6.3667 | 0 | 2014-02-28 19:30 | 15905.1667 | 15.9052
|  | 2014-02-28 23:30:02 | 33.3718 | 1.2218 | 4.8873 | 7.1123 | 7.1123 | 0.63117 | 0.63117 | 0.69433 | 0.69433 | 0 | 0 | 15.549 | 15.549 | -4.4977 | -2.2488 | 2.5763 | 0 | 0 |  |  | 5.034 |  | 0.14645 | 14.6451 | 5.1527 | 0 | 2014-02-28 20:00 | 15549 | 15.549
|  | 2014-03-01 00:00:02 | 32.7167 | 1.1708 | 4.6833 | 7.1123 | 7.1123 | 0.63133 | 0.63133 | 0.69483 | 0.69483 | 0 | 0 | 15.203 | 15.203 | -4.3918 | -2.1959 | 2.2488 | 0 | 0 |  |  | 4.9643 |  | 0.14315 | 14.3148 | 4.4977 | 0 | 2014-02-28 20:30 | 15203 | 15.203
|  | 2014-03-01 00:30:03 | 32.9323 | 1.1772 | 4.7087 | 7.1185 | 7.1185 | 0.631 | 0.631 | 0.695 | 0.695 | 0 | 0 | 15.405 | 15.405 | -4.3742 | -2.1871 | 2.1959 | 0 | 0 |  |  | 4.8499 |  | 0.14298 | 14.298 | 4.3918 | 0 | 2014-02-28 21:00 | 15405 | 15.405
|  | 2014-03-01 01:00:02 | 33.235 | 1.2495 | 4.998 | 7.1147 | 7.1147 | 0.622 | 0.622 | 0.695 | 0.695 | 0 | 0 | 15.709 | 15.709 | -4.0963 | -2.0482 | 2.1871 | 0 | 0 |  |  | 5.4478 |  | 0.15038 | 15.0384 | 4.3742 | 0 | 2014-02-28 21:30 | 15709 | 15.709
|  | 2014-03-01 01:30:03 | 32.7718 | 1.2318 | 4.9273 | 7.1173 | 7.1173 | 0.60917 | 0.60917 | 0.69483 | 0.69483 | 0 | 0 | 15.3818 | 15.3818 | -4.0413 | -2.0207 | 2.0482 | 0 | 0 |  |  | 4.9273 |  | 0.15035 | 15.0353 | 4.0963 | 0 | 2014-02-28 22:00 | 15381.8333 | 15.3818
|  | 2014-03-01 02:00:02 | 32.334 | 1.136 | 4.544 | 7.1145 | 7.1145 | 0.6 | 0.6 | 0.6945 | 0.6945 | 0 | 0 | 15.337 | 15.337 | -4.044 | -2.022 | 2.0207 | 0 | 0 |  |  | 4.5894 |  | 0.14053 | 14.0533 | 4.0413 | 0 | 2014-02-28 22:30 | 15337 | 15.337
|  | 2014-03-01 02:30:02 | 32.0602 | 1.0558 | 4.2233 | 7.12 | 7.12 | 0.59317 | 0.59317 | 0.69483 | 0.69483 | 0 | 0 | 15.4262 | 15.4262 | -4.0027 | -2.0013 | 2.022 | 0 | 0 |  |  | 3.8855 |  | 0.13173 | 13.1731 | 4.044 | 0 | 2014-02-28 23:00 | 15426.1667 | 15.4262
|  | 2014-03-01 03:00:03 | 31.5358 | 0.99533 | 3.9813 | 7.1063 | 7.1063 | 0.592 | 0.592 | 0.695 | 0.695 | 0 | 0 | 15.119 | 15.119 | -4.0422 | -2.0211 | 2.0013 | 0 | 0 |  |  | 3.6628 |  | 0.12625 | 12.6248 | 4.0027 | 0 | 2014-02-28 23:30 | 15119 | 15.119
|  | 2014-03-01 03:30:03 | 30.832 | 0.94617 | 3.7847 | 6.953 | 6.953 | 0.593 | 0.593 | 0.6955 | 0.6955 | 0 | 0 | 14.7092 | 14.7092 | -4.0967 | -2.0483 | 2.0211 | 0 | 0 |  |  | 3.5197 |  | 0.12275 | 12.2751 | 4.0422 | 0 | 2014-03-01 | 14709.1667 | 14.7092
|  | 2014-03-01 04:00:03 | 30.3447 | 0.98867 | 3.9547 | 6.9015 | 6.9015 | 0.59083 | 0.59083 | 0.69483 | 0.69483 | 0 | 0 | 14.2997 | 14.2997 | -3.9032 | -1.9516 | 2.0483 | 0 | 0 |  |  | 4.3501 |  | 0.13032 | 13.0325 | 4.0967 | 0 | 2014-03-01 00:30 | 14299.6667 | 14.2997
|  | 2014-03-01 04:30:02 | 29.8477 | 0.972 | 3.888 | 6.8988 | 6.8988 | 0.58967 | 0.58967 | 0.69517 | 0.69517 | 0 | 0 | 13.874 | 13.874 | -3.902 | -1.951 | 1.9516 | 0 | 0 |  |  | 4.1602 |  | 0.13026 | 13.0261 | 3.9032 | 0 | 2014-03-01 01:00 | 13874 | 13.874
|  | 2014-03-01 05:00:07 | 29.9007 | 0.95167 | 3.8067 | 6.9242 | 6.9242 | 0.59717 | 0.59717 | 0.695 | 0.695 | 0 | 0 | 14.0082 | 14.0082 | -3.8695 | -1.9348 | 1.951 | 0 | 0 |  |  | 4.0351 |  | 0.12731 | 12.731 | 3.902 | 0 | 2014-03-01 01:30 | 14008.1667 | 14.0082
|  | 2014-03-01 05:30:02 | 30.2662 | 0.93033 | 3.7213 | 7.098 | 7.098 | 0.60117 | 0.60117 | 0.695 | 0.695 | 0 | 0 | 14.2158 | 14.2158 | -3.9348 | -1.9674 | 1.9348 | 0 | 0 |  |  | 3.4236 |  | 0.12295 | 12.2954 | 3.8695 | 0 | 2014-03-01 02:00 | 14215.8333 | 14.2158
|  | 2014-03-01 06:00:02 | 31.19 | 0.91433 | 3.6573 | 7.1243 | 7.1243 | 0.60333 | 0.60333 | 0.695 | 0.695 | 0 | 0 | 14.676 | 14.676 | -4.434 | -2.217 | 1.9674 | 0 | 0 |  |  | 3.2916 |  | 0.11726 | 11.726 | 3.9348 | 0 | 2014-03-01 02:30 | 14676 | 14.676
|  | 2014-03-01 06:30:04 | 32.1443 | 0.84383 | 3.3753 | 7.1278 | 7.1278 | 0.6035 | 0.6035 | 0.69283 | 0.69283 | 0 | 0 | 14.9835 | 14.9835 | -5.3613 | -2.6807 | 2.217 | 0 | 0 |  |  | 3.1391 |  | 0.10501 | 10.5006 | 4.434 | 0 | 2014-03-01 03:00 | 14983.5 | 14.9835
|  | 2014-03-01 07:00:04 | 32.6883 | 0.84967 | 3.3987 | 7.1308 | 7.1308 | 0.62267 | 0.62267 | 0.6945 | 0.6945 | 0 | 0 | 15.0553 | 15.0553 | -5.7863 | -2.8932 | 2.6807 | 0 | 0 |  |  | 3.2287 |  | 0.10397 | 10.3972 | 5.3613 | 0 | 2014-03-01 03:30 | 15055.3333 | 15.0553
|  | 2014-03-01 07:30:02 | 33.7088 | 0.92067 | 3.6827 | 7.13 | 7.13 | 0.626 | 0.626 | 0.69467 | 0.69467 | 0 | 0 | 15.255 | 15.255 | -6.3205 | -3.1602 | 2.8932 | 0 | 0 |  |  | 3.8668 |  | 0.10925 | 10.9249 | 5.7863 | 0 | 2014-03-01 04:00 | 15255 | 15.255
|  | 2014-03-01 08:00:04 | 35.4278 | 0.91367 | 3.6547 | 7.1303 | 7.1303 | 0.62417 | 0.62417 | 0.695 | 0.695 | 0.6564 | 0.6564 | 15.6968 | 15.6968 | -6.9704 | -3.4852 | 3.1602 | 0 | 0 |  |  | 3.4719 |  | 0.10316 | 10.3158 | 6.3205 | 0 | 2014-03-01 04:30 | 15696.8333 | 15.6968
|  | 2014-03-01 08:30:01 | 37.4885 | 0.869 | 3.476 | 7.1285 | 7.1285 | 0.88183 | 0.88183 | 0.695 | 0.695 | 0.6564 | 0.6564 | 15.8277 | 15.8277 | -8.8231 | -4.4115 | 3.4852 | 0 | 0 |  |  | 3.476 |  | 0.092722 | 9.2722 | 6.9704 | 0 | 2014-03-01 05:00 | 15827.6667 | 15.8277
|  | 2014-03-01 09:00:04 | 38.8223 | 0.84817 | 3.3927 | 7.1292 | 7.1292 | 0.9735 | 0.9735 | 0.6945 | 0.6945 | 1.7744 | 1.7744 | 15.8662 | 15.8662 | -8.9919 | -4.496 | 4.4115 | 0 | 0 |  |  | 3.223 |  | 0.08739 | 8.739 | 8.8231 | 0 | 2014-03-01 05:30 | 15866.1667 | 15.8662
|  | 2014-03-01 09:30:04 | 39.6405 | 0.93083 | 3.7233 | 7.1315 | 7.1315 | 1.0005 | 1.0005 | 0.69483 | 0.69483 | 1.7744 | 1.7744 | 15.857 | 15.857 | -9.4589 | -4.7295 | 4.496 | 0 | 0 |  |  | 3.8723 |  | 0.093928 | 9.3928 | 8.9919 | 0 | 2014-03-01 06:00 | 15857 | 15.857
|  | 2014-03-01 10:00:04 | 39.8487 | 0.96867 | 3.8747 | 7.1025 | 7.1025 | 1.0072 | 1.0072 | 0.6945 | 0.6945 | 3.4044 | 3.4044 | 15.9032 | 15.9032 | -7.8623 | -3.9311 | 4.7295 | 0 | 0 |  |  | 3.6422 |  | 0.097235 | 9.7235 | 9.4589 | 0 | 2014-03-01 06:30 | 15903.1667 | 15.9032
|  | 2014-03-01 10:30:02 | 39.7953 | 0.96933 | 3.8773 | 6.9413 | 6.9413 | 1.0043 | 1.0043 | 0.6945 | 0.6945 | 3.4044 | 3.4044 | 15.9782 | 15.9782 | -7.8953 | -3.9476 | 3.9311 | 0 | 0 |  |  | 4.1875 |  | 0.097432 | 9.7432 | 7.8623 | 0 | 2014-03-01 07:00 | 15978.1667 | 15.9782
|  | 2014-03-01 11:00:04 | 39.687 | 0.98383 | 3.9353 | 6.8983 | 6.8983 | 1.0012 | 1.0012 | 0.695 | 0.695 | 3.5884 | 3.5884 | 16.0825 | 16.0825 | -7.4863 | -3.7431 | 3.9476 | 0 | 0 |  |  | 3.7779 |  | 0.099159 | 9.9159 | 7.8953 | 0 | 2014-03-01 07:30 | 16082.5 | 16.0825
|  | 2014-03-01 11:30:02 | 39.4372 | 1.0845 | 4.338 | 6.9057 | 6.9057 | 1.0025 | 1.0025 | 0.69517 | 0.69517 | 3.5884 | 3.5884 | 16.1248 | 16.1248 | -6.7826 | -3.3913 | 3.7431 | 0 | 0 |  |  | 4.685 |  | 0.11 | 10.9998 | 7.4863 | 0 | 2014-03-01 08:00 | 16124.8333 | 16.1248
|  | 2014-03-01 12:00:06 | 39.3223 | 1.1305 | 4.522 | 6.8975 | 6.8975 | 1.0055 | 1.0055 | 0.6945 | 0.6945 | 3.5428 | 3.5428 | 16.1202 | 16.1202 | -6.5399 | -3.2699 | 3.3913 | 0 | 0 |  |  | 4.3863 |  | 0.115 | 11.4998 | 6.7826 | 0 | 2014-03-01 08:30 | 16120.1667 | 16.1202
|  | 2014-03-01 12:30:05 | 39.0477 | 1.1898 | 4.7593 | 6.9742 | 6.9742 | 0.98033 | 0.98033 | 0.6945 | 0.6945 | 3.5428 | 3.5428 | 15.997 | 15.997 | -6.0995 | -3.0498 | 3.2699 | 0 | 0 |  |  | 4.8545 |  | 0.12189 | 12.1885 | 6.5399 | 0 | 2014-03-01 09:00 | 15997 | 15.997
|  | 2014-03-01 13:00:05 | 38.568 | 1.3033 | 5.2133 | 7.1183 | 7.1183 | 0.7575 | 0.7575 | 0.694 | 0.694 | 4.2216 | 4.2216 | 15.857 | 15.857 | -4.7062 | -2.3531 | 3.0498 | 0 | 0 |  |  | 5.2655 |  | 0.13517 | 13.5173 | 6.0995 | 0 | 2014-03-01 09:30 | 15857 | 15.857
|  | 2014-03-01 13:30:02 | 38.1598 | 1.2288 | 4.9153 | 7.129 | 7.129 | 0.692 | 0.692 | 0.6945 | 0.6945 | 4.2216 | 4.2216 | 15.8412 | 15.8412 | -4.6662 | -2.3331 | 2.3531 | 0 | 0 |  |  | 4.817 |  | 0.12881 | 12.8809 | 4.7062 | 0 | 2014-03-01 10:00 | 15841.1667 | 15.8412
|  | 2014-03-01 14:00:01 | 37.7312 | 1.2553 | 5.0213 | 7.1352 | 7.1352 | 0.68917 | 0.68917 | 0.69383 | 0.69383 | 4.076 | 4.076 | 15.7483 | 15.7483 | -4.3673 | -2.1837 | 2.3331 | 0 | 0 |  |  | 5.0715 |  | 0.13308 | 13.3082 | 4.6662 | 0 | 2014-03-01 10:30 | 15748.3333 | 15.7483
|  | 2014-03-01 14:30:01 | 37.3248 | 1.2085 | 4.834 | 7.1255 | 7.1255 | 0.69217 | 0.69217 | 0.69483 | 0.69483 | 4.076 | 4.076 | 15.6132 | 15.6132 | -4.2892 | -2.1446 | 2.1837 | 0 | 0 |  |  | 4.979 |  | 0.12951 | 12.9512 | 4.3673 | 0 | 2014-03-01 11:00 | 15613.1667 | 15.6132
|  | 2014-03-01 15:00:05 | 37.1437 | 1.2083 | 4.8333 | 7.1497 | 7.1497 | 0.69117 | 0.69117 | 0.694 | 0.694 | 3.6448 | 3.6448 | 15.6055 | 15.6055 | -4.5252 | -2.2626 | 2.1446 | 0 | 0 |  |  | 4.93 |  | 0.13013 | 13.0125 | 4.2892 | 0 | 2014-03-01 11:30 | 15605.5 | 15.6055
|  | 2014-03-01 15:30:02 | 37.1053 | 1.237 | 4.948 | 7.16 | 7.16 | 0.6905 | 0.6905 | 0.693 | 0.693 | 3.6448 | 3.6448 | 15.5423 | 15.5423 | -4.4267 | -2.2134 | 2.2626 | 0 | 0 |  |  | 5.2449 |  | 0.13335 | 13.335 | 4.5252 | 0 | 2014-03-01 12:00 | 15542.3333 | 15.5423
|  | 2014-03-01 16:00:02 | 37.5562 | 1.2898 | 5.1593 | 7.1682 | 7.1682 | 0.69033 | 0.69033 | 0.69333 | 0.69333 | 2.6472 | 2.6472 | 15.6422 | 15.6422 | -5.5556 | -2.7778 | 2.2134 | 0 | 0 |  |  | 5.0561 |  | 0.13738 | 13.7376 | 4.4267 | 0 | 2014-03-01 12:30 | 15642.1667 | 15.6422
|  | 2014-03-01 16:30:04 | 38.375 | 1.3533 | 5.4133 | 7.1857 | 7.1857 | 0.69417 | 0.69417 | 0.694 | 0.694 | 2.6472 | 2.6472 | 15.804 | 15.804 | -5.9366 | -2.9683 | 2.7778 | 0 | 0 |  |  | 4.872 |  | 0.14106 | 14.1064 | 5.5556 | 0 | 2014-03-01 13:00 | 15804 | 15.804
|  | 2014-03-01 17:00:05 | 40.0632 | 1.3523 | 5.4093 | 7.1862 | 7.1862 | 0.9165 | 0.9165 | 0.6945 | 0.6945 | 0.7008 | 0.7008 | 16.0483 | 16.0483 | -9.1075 | -4.5538 | 2.9683 | 0 | 0 |  |  | 5.8421 |  | 0.13502 | 13.502 | 5.9366 | 0 | 2014-03-01 13:30 | 16048.3333 | 16.0483
|  | 2014-03-01 17:30:02 | 42.051 | 1.4897 | 5.9587 | 7.189 | 7.189 | 0.99733 | 0.99733 | 0.69483 | 0.69483 | 0.7008 | 0.7008 | 16.116 | 16.116 | -10.3944 | -5.1972 | 4.5538 | 0 | 0 |  |  | 6.1374 |  | 0.1417 | 14.1701 | 9.1075 | 0 | 2014-03-01 14:00 | 16116 | 16.116
|  | 2014-03-01 18:00:03 | 44.5295 | 1.8235 | 7.294 | 7.1822 | 7.1822 | 0.99867 | 0.99867 | 0.69483 | 0.69483 | 0.088 | 0.088 | 16.1355 | 16.1355 | -12.1363 | -6.0682 | 5.1972 | 0 | 0 |  |  | 7.6587 |  | 0.1638 | 16.3802 | 10.3944 | 0 | 2014-03-01 14:30 | 16135.5 | 16.1355
|  | 2014-03-01 18:30:03 | 45.2277 | 2.1657 | 8.6627 | 7.1853 | 7.1853 | 0.99883 | 0.99883 | 0.695 | 0.695 | 0.088 | 0.088 | 16.1213 | 16.1213 | -11.4765 | -5.7383 | 6.0682 | 0 | 0 |  |  | 7.9697 |  | 0.19153 | 19.1535 | 12.1363 | 0 | 2014-03-01 15:00 | 16121.3333 | 16.1213
|  | 2014-03-01 19:00:02 | 44.3088 | 2.4643 | 9.8573 | 7.1902 | 7.1902 | 0.99833 | 0.99833 | 0.69483 | 0.69483 | 0 | 0 | 16.099 | 16.099 | -9.4692 | -4.7346 | 5.7383 | 0 | 0 |  |  | 9.6602 |  | 0.22247 | 22.2469 | 11.4765 | 0 | 2014-03-01 15:30 | 16099 | 16.099
|  | 2014-03-01 19:30:01 | 42.6445 | 2.6357 | 10.5427 | 7.187 | 7.187 | 0.82967 | 0.82967 | 0.69533 | 0.69533 | 0 | 0 | 16.0967 | 16.0967 | -7.2932 | -3.6466 | 4.7346 | 0 | 0 |  |  | 10.2264 |  | 0.24722 | 24.7222 | 9.4692 | 0 | 2014-03-01 16:00 | 16096.6667 | 16.0967
|  | 2014-03-01 20:00:04 | 41.0637 | 2.79 | 11.16 | 7.192 | 7.192 | 0.67383 | 0.67383 | 0.69483 | 0.69483 | 0 | 0 | 16.1278 | 16.1278 | -5.2152 | -2.6076 | 3.6466 | 0 | 0 |  |  | 10.7136 |  | 0.27177 | 27.1773 | 7.2932 | 0 | 2014-03-01 16:30 | 16127.8333 | 16.1278
|  | 2014-03-01 20:30:03 | 39.595 | 2.9678 | 11.8713 | 7.1892 | 7.1892 | 0.66017 | 0.66017 | 0.6945 | 0.6945 | 0 | 0 | 16.0045 | 16.0045 | -3.1753 | -1.5877 | 2.6076 | 0 | 0 |  |  | 12.4649 |  | 0.29982 | 29.9819 | 5.2152 | 0 | 2014-03-01 17:00 | 16004.5 | 16.0045
|  | 2014-03-01 21:00:03 | 38.1912 | 3.0778 | 12.3113 | 7.1885 | 7.1885 | 0.645 | 0.645 | 0.6945 | 0.6945 | 0 | 0 | 15.412 | 15.412 | -1.9398 | -0.96992 | 1.5877 | 0 | 0 |  |  | 11.2033 |  | 0.32236 | 32.2361 | 3.1753 | 0 | 2014-03-01 17:30 | 15412 | 15.412
|  | 2014-03-01 21:30:01 | 36.801 | 3.175 | 12.7 | 7.1853 | 7.1853 | 0.64217 | 0.64217 | 0.6945 | 0.6945 | 0 | 0 | 14.9368 | 14.9368 | -0.64217 | -0.32108 | 0.96992 | 0 | 0 |  |  | 12.7 |  | 0.3451 | 34.5099 | 1.9398 | 0 | 2014-03-01 18:00 | 14936.8333 | 14.9368
|  | 2014-03-01 22:00:06 | 35.3753 | 3.2945 | 13.178 | 7.193 | 7.193 | 0.6285 | 0.6285 | 0.69467 | 0.69467 | 0 | 0 | 13.9758 | 13.9758 | 0.29467 | 0.14733 | 0.32108 | 0.14733 | 0 |  |  | 13.9687 |  | 0.37252 | 37.2519 | 0.64217 | 0 | 2014-03-01 18:30 | 13975.8333 | 13.9758
|  | 2014-03-01 22:30:04 | 34.1932 | 3.3273 | 13.3093 | 7.1865 | 7.1865 | 0.6205 | 0.6205 | 0.69467 | 0.69467 | 0 | 0 | 13.5093 | 13.5093 | 1.1272 | 0.56358 | 0 | 0.71092 | 0 |  |  | 13.1762 |  | 0.38924 | 38.924 | 0 | 0 | 2014-03-01 19:00 | 13509.3333 | 13.5093
|  | 2014-03-01 23:00:02 | 32.7347 | 3.2012 | 12.8047 | 7.1905 | 7.1905 | 0.6175 | 0.6175 | 0.695 | 0.695 | 0 | 0 | 12.8595 | 12.8595 | 1.4325 | 0.71625 | 0 | 1.4272 | 0 |  |  | 11.7803 |  | 0.39117 | 39.1165 | 0 | 0 | 2014-03-01 19:30 | 12859.5 | 12.8595
|  | 2014-03-01 23:30:02 | 29.4655 | 2.9657 | 11.8627 | 7.2053 | 7.2053 | 0.64017 | 0.64017 | 0.6945 | 0.6945 | 0 | 0 | 12.038 | 12.038 | 2.9752 | 1.4876 | 0 | 2.9148 | 0 |  |  | 12.2185 |  | 0.4026 | 40.2595 | 0 | 0 | 2014-03-01 20:00 | 12038 | 12.038
|  | 2014-03-02 00:00:03 | 30.359 | 2.9333 | 11.7333 | 7.2153 | 7.2153 | 0.64033 | 0.64033 | 0.69367 | 0.69367 | 0 | 0 | 12.0152 | 12.0152 | 1.9388 | 0.96942 | 0 | 3.8842 | 0 |  |  | 11.4987 |  | 0.38649 | 38.6486 | 0 | 0 | 2014-03-01 20:30 | 12015.1667 | 12.0152
|  | 2014-03-02 00:30:05 | 30.7035 | 2.877 | 11.508 | 7.2038 | 7.2038 | 0.64017 | 0.64017 | 0.69317 | 0.69317 | 0 | 0 | 12.3613 | 12.3613 | 1.703 | 0.8515 | 0 | 4.7357 | 0 |  |  | 11.2778 |  | 0.37481 | 37.4811 | 0 | 0 | 2014-03-01 21:00 | 12361.3333 | 12.3613
|  | 2014-03-02 01:00:02 | 31.5883 | 2.7463 | 10.9853 | 7.2088 | 7.2088 | 0.62183 | 0.62183 | 0.69483 | 0.69483 | 0 | 0 | 12.8717 | 12.8717 | 0.79417 | 0.39708 | 0 | 5.1328 | 0 |  |  | 10.7656 |  | 0.34777 | 34.7766 | 0 | 0 | 2014-03-01 21:30 | 12871.6667 | 12.8717
|  | 2014-03-02 01:30:01 | 31.0568 | 2.6045 | 10.418 | 7.2072 | 7.2072 | 0.61167 | 0.61167 | 0.69533 | 0.69533 | 0 | 0 | 12.7862 | 12.7862 | 0.6615 | 0.33075 | 0 | 5.4635 | 0 |  |  | 11.1473 |  | 0.33545 | 33.545 | 0 | 0 | 2014-03-01 22:00 | 12786.1667 | 12.7862
|  | 2014-03-02 02:00:02 | 30.2328 | 2.6918 | 10.7673 | 7.2133 | 7.2133 | 0.61333 | 0.61333 | 0.695 | 0.695 | 0 | 0 | 12.2238 | 12.2238 | 1.28 | 0.64 | 0 | 6.1035 | 0 |  |  | 10.7673 |  | 0.35615 | 35.6147 | 0 | 0 | 2014-03-01 22:30 | 12223.8333 | 12.2238
|  | 2014-03-02 02:30:03 | 29.8812 | 2.7728 | 11.0913 | 7.2175 | 7.2175 | 0.61233 | 0.61233 | 0.6945 | 0.6945 | 0 | 0 | 12.0607 | 12.0607 | 1.7952 | 0.89758 | 0 | 7.0011 | 0 |  |  | 11.0913 |  | 0.37118 | 37.1181 | 0 | 0 | 2014-03-01 23:00 | 12060.6667 | 12.0607
|  | 2014-03-02 03:00:02 | 29.4952 | 2.8692 | 11.4767 | 7.2232 | 7.2232 | 0.60217 | 0.60217 | 0.6945 | 0.6945 | 0 | 0 | 11.9157 | 11.9157 | 2.417 | 1.2085 | 0 | 8.2096 | 0 |  |  | 10.5585 |  | 0.3891 | 38.9103 | 0 | 0 | 2014-03-01 23:30 | 11915.6667 | 11.9157
|  | 2014-03-02 03:30:01 | 28.956 | 2.7658 | 11.0633 | 7.2242 | 7.2242 | 0.59567 | 0.59567 | 0.695 | 0.695 | 0 | 0 | 11.4758 | 11.4758 | 2.098 | 1.049 | 0 | 9.2586 | 0 |  |  | 11.8378 |  | 0.38207 | 38.2074 | 0 | 0 | 2014-03-02 | 11475.8333 | 11.4758
|  | 2014-03-02 04:00:02 | 28.372 | 2.6278 | 10.5113 | 7.23 | 7.23 | 0.597 | 0.597 | 0.69483 | 0.69483 | 0 | 0 | 11.1098 | 11.1098 | 1.771 | 0.8855 | 0 | 10.1441 | 0 |  |  | 11.4574 |  | 0.37048 | 37.0483 | 0 | 0 | 2014-03-02 00:30 | 11109.8333 | 11.1098
|  | 2014-03-02 04:30:03 | 27.9743 | 2.4903 | 9.9613 | 7.2302 | 7.2302 | 0.5985 | 0.5985 | 0.69483 | 0.69483 | 0 | 0 | 10.9635 | 10.9635 | 1.474 | 0.737 | 0 | 10.8811 | 0 |  |  | 10.6586 |  | 0.35609 | 35.6088 | 0 | 0 | 2014-03-02 01:00 | 10963.5 | 10.9635
|  | 2014-03-02 05:00:02 | 28 | 2.513 | 10.052 | 7.2295 | 7.2295 | 0.623 | 0.623 | 0.69433 | 0.69433 | 0 | 0 | 10.7463 | 10.7463 | 1.3452 | 0.67258 | 0 | 11.5537 | 0 |  |  | 10.4541 |  | 0.359 | 35.9 | 0 | 0 | 2014-03-02 01:30 | 10746.3333 | 10.7463
|  | 2014-03-02 05:30:03 | 28.0613 | 2.4307 | 9.7227 | 7.2253 | 7.2253 | 0.62383 | 0.62383 | 0.6945 | 0.6945 | 0 | 0 | 10.8645 | 10.8645 | 1.0695 | 0.53475 | 0 | 12.0884 | 0 |  |  | 10.5005 |  | 0.34648 | 34.6479 | 0 | 0 | 2014-03-02 02:00 | 10864.5 | 10.8645
|  | 2014-03-02 06:00:03 | 28.5235 | 2.3978 | 9.5913 | 7.2285 | 7.2285 | 0.62183 | 0.62183 | 0.6945 | 0.6945 | 0 | 0 | 11.1105 | 11.1105 | 0.72317 | 0.36158 | 0 | 12.45 | 0 |  |  | 8.9199 |  | 0.33626 | 33.6261 | 0 | 0 | 2014-03-02 02:30 | 11110.5 | 11.1105
|  | 2014-03-02 06:30:17 | 28.9868 | 2.5942 | 10.3767 | 7.2327 | 7.2327 | 0.621 | 0.621 | 0.695 | 0.695 | 0 | 0 | 11.1985 | 11.1985 | 1.137 | 0.5685 | 0 | 13.0185 | 0 |  |  | 9.6503 |  | 0.35798 | 35.7979 | 0 | 0 | 2014-03-02 03:00 | 11198.5 | 11.1985
|  | 2014-03-02 07:00:03 | 29.2562 | 2.7473 | 10.9893 | 7.2357 | 7.2357 | 0.6445 | 0.6445 | 0.69483 | 0.69483 | 0 | 0 | 11.1535 | 11.1535 | 1.4617 | 0.73083 | 0 | 13.7493 | 0 |  |  | 11.0992 |  | 0.37562 | 37.5625 | 0 | 0 | 2014-03-02 03:30 | 11153.5 | 11.1535
|  | 2014-03-02 07:30:01 | 29.468 | 2.7577 | 11.0307 | 7.2275 | 7.2275 | 0.64567 | 0.64567 | 0.695 | 0.695 | 0 | 0 | 11.0405 | 11.0405 | 1.1713 | 0.58567 | 0 | 14.335 | 0 |  |  | 11.141 |  | 0.37433 | 37.4327 | 0 | 0 | 2014-03-02 04:00 | 11040.5 | 11.0405
|  | 2014-03-02 08:00:03 | 29.959 | 2.7275 | 10.91 | 7.2235 | 7.2235 | 0.64233 | 0.64233 | 0.69483 | 0.69483 | 0.578 | 0.578 | 11.4383 | 11.4383 | 1.528 | 0.764 | 0 | 15.099 | 0 |  |  | 11.3464 |  | 0.36416 | 36.4164 | 0 | 0 | 2014-03-02 04:30 | 11438.3333 | 11.4383
|  | 2014-03-02 08:30:03 | 31.598 | 2.8165 | 11.266 | 7.2315 | 7.2315 | 0.64267 | 0.64267 | 0.6945 | 0.6945 | 0.578 | 0.578 | 12.4633 | 12.4633 | 1.278 | 0.639 | 0 | 15.738 | 0 |  |  | 10.3647 |  | 0.35654 | 35.6542 | 0 | 0 | 2014-03-02 05:00 | 12463.3333 | 12.4633
|  | 2014-03-02 09:00:05 | 33.3735 | 2.9272 | 11.7087 | 7.2312 | 7.2312 | 0.91683 | 0.91683 | 0.666 | 0.666 | 1.8036 | 1.8036 | 13.143 | 13.143 | 2.0958 | 1.0479 | 0 | 16.7859 | 0 |  |  | 11.2403 |  | 0.35084 | 35.0837 | 0 | 0 | 2014-03-02 05:30 | 13143 | 13.143
|  | 2014-03-02 09:30:02 | 34.8832 | 3.0012 | 12.0047 | 7.2298 | 7.2298 | 1.0013 | 1.0013 | 0.6885 | 0.6885 | 1.8036 | 1.8036 | 13.604 | 13.604 | 1.4488 | 0.72438 | 0 | 17.5103 | 0 |  |  | 11.1643 |  | 0.34414 | 34.4139 | 0 | 0 | 2014-03-02 06:00 | 13604 | 13.604
|  | 2014-03-02 10:00:02 | 36.066 | 3.2063 | 12.8253 | 7.2293 | 7.2293 | 0.99633 | 0.99633 | 0.692 | 0.692 | 2.6776 | 2.6776 | 13.8712 | 13.8712 | 2.2258 | 1.1129 | 0 | 18.6232 | 0 |  |  | 13.3383 |  | 0.35561 | 35.5607 | 0 | 0 | 2014-03-02 06:30 | 13871.1667 | 13.8712
|  | 2014-03-02 10:30:01 | 36.745 | 3.347 | 13.388 | 7.2328 | 7.2328 | 0.9955 | 0.9955 | 0.68267 | 0.68267 | 2.6776 | 2.6776 | 13.8657 | 13.8657 | 2.0973 | 1.0486 | 0 | 19.6718 | 0 |  |  | 12.8525 |  | 0.36435 | 36.4349 | 0 | 0 | 2014-03-02 07:00 | 13865.6667 | 13.8657
|  | 2014-03-02 11:00:02 | 37.4517 | 3.5518 | 14.2073 | 7.2297 | 7.2297 | 0.99467 | 0.99467 | 0.69483 | 0.69483 | 3.9024 | 3.9024 | 13.8885 | 13.8885 | 3.4657 | 1.7329 | 0 | 21.4047 | 0 |  |  | 15.2018 |  | 0.37935 | 37.9351 | 0 | 0 | 2014-03-02 07:30 | 13888.5 | 13.8885
|  | 2014-03-02 11:30:03 | 37.8778 | 3.5062 | 14.0247 | 7.2318 | 7.2318 | 0.99517 | 0.99517 | 0.69367 | 0.69367 | 3.9024 | 3.9024 | 13.887 | 13.887 | 2.8569 | 1.4284 | 0 | 22.8331 | 0 |  |  | 14.0247 |  | 0.37026 | 37.0261 | 0 | 0 | 2014-03-02 08:00 | 13887 | 13.887
|  | 2014-03-02 12:00:03 | 38.4748 | 3.6537 | 14.6147 | 7.2368 | 7.2368 | 0.98233 | 0.98233 | 0.69283 | 0.69283 | 3.0636 | 3.0636 | 13.8873 | 13.8873 | 2.0028 | 1.0014 | 0 | 23.8345 | 0 |  |  | 15.3454 |  | 0.37985 | 37.985 | 0 | 0 | 2014-03-02 08:30 | 13887.3333 | 13.8873
|  | 2014-03-02 12:30:03 | 38.8808 | 3.8068 | 15.2273 | 7.2342 | 7.2342 | 0.93333 | 0.93333 | 0.69317 | 0.69317 | 3.0636 | 3.0636 | 13.8365 | 13.8365 | 2.1073 | 1.0536 | 0 | 24.8881 | 0 |  |  | 15.6842 |  | 0.39164 | 39.1641 | 0 | 0 | 2014-03-02 09:00 | 13836.5 | 13.8365
|  | 2014-03-02 13:00:07 | 38.8357 | 3.8558 | 15.4233 | 7.2392 | 7.2392 | 0.72 | 0.72 | 0.69283 | 0.69283 | 1.8868 | 1.8868 | 13.9107 | 13.9107 | 1.0371 | 0.51857 | 0 | 25.4067 | 0 |  |  | 14.4979 |  | 0.39714 | 39.7144 | 0 | 0 | 2014-03-02 09:30 | 13910.6667 | 13.9107
|  | 2014-03-02 13:30:05 | 38.5815 | 3.8823 | 15.5293 | 7.2363 | 7.2363 | 0.6255 | 0.6255 | 0.69267 | 0.69267 | 1.8868 | 1.8868 | 13.895 | 13.895 | 1.2841 | 0.64207 | 0 | 26.0488 | 0 |  |  | 14.1317 |  | 0.40251 | 40.2507 | 0 | 0 | 2014-03-02 10:00 | 13895 | 13.895
|  | 2014-03-02 14:00:05 | 38.4905 | 4 | 16 | 7.2343 | 7.2343 | 0.62283 | 0.62283 | 0.69183 | 0.69183 | 2.4944 | 2.4944 | 13.799 | 13.799 | 2.3519 | 1.176 | 0 | 27.2247 | 0 |  |  | 15.2 |  | 0.41569 | 41.5687 | 0 | 0 | 2014-03-02 10:30 | 13799 | 13.799
|  | 2014-03-02 14:30:01 | 38.4315 | 4.104 | 16.416 | 7.2385 | 7.2385 | 0.62383 | 0.62383 | 0.69167 | 0.69167 | 2.4944 | 2.4944 | 13.6892 | 13.6892 | 2.7221 | 1.361 | 0 | 28.5857 | 0 |  |  | 14.7744 |  | 0.42715 | 42.715 | 0 | 0 | 2014-03-02 11:00 | 13689.1667 | 13.6892
|  | 2014-03-02 15:00:03 | 38.7298 | 4.1523 | 16.6093 | 7.2353 | 7.2353 | 0.637 | 0.637 | 0.69333 | 0.69333 | 1.3492 | 1.3492 | 13.7407 | 13.7407 | 1.535 | 0.76752 | 0 | 29.3533 | 0 |  |  | 15.4467 |  | 0.42885 | 42.8851 | 0 | 0 | 2014-03-02 11:30 | 13740.6667 | 13.7407
|  | 2014-03-02 15:30:03 | 39.0035 | 4.0097 | 16.0387 | 7.237 | 7.237 | 0.6385 | 0.6385 | 0.69417 | 0.69417 | 1.3492 | 1.3492 | 14.1088 | 14.1088 | 1.0629 | 0.53143 | 0 | 29.8847 | 0 |  |  | 15.2367 |  | 0.41121 | 41.1211 | 0 | 0 | 2014-03-02 12:00 | 14108.8333 | 14.1088
|  | 2014-03-02 16:00:03 | 39.552 | 4.2622 | 17.0487 | 7.2357 | 7.2357 | 0.65133 | 0.65133 | 0.69417 | 0.69417 | 1.6352 | 1.6352 | 14.502 | 14.502 | 2.215 | 1.1075 | 0 | 30.9922 | 0 |  |  | 18.7535 |  | 0.43104 | 43.1044 | 0 | 0 | 2014-03-02 12:30 | 14502 | 14.502
|  | 2014-03-02 16:30:03 | 40.7478 | 4.0045 | 16.018 | 7.2328 | 7.2328 | 0.742 | 0.742 | 0.69467 | 0.69467 | 1.6352 | 1.6352 | 14.8327 | 14.8327 | 0.40753 | 0.20377 | 0 | 31.196 | 0 |  |  | 15.5375 |  | 0.3931 | 39.3101 | 0 | 0 | 2014-03-02 13:00 | 14832.6667 | 14.8327
|  | 2014-03-02 17:00:02 | 41.9603 | 3.921 | 15.684 | 7.2317 | 7.2317 | 0.98317 | 0.98317 | 0.69467 | 0.69467 | 0.2084 | 0.2084 | 14.8968 | 14.8968 | -2.2616 | -1.1308 | 0 | 30.0652 | 0 |  |  | 15.5272 |  | 0.37378 | 37.3782 | 0 | 2.2616 | 2014-03-02 13:30 | 14896.8333 | 14.8968
|  | 2014-03-02 17:30:03 | 42.8903 | 3.8977 | 15.5907 | 7.2373 | 7.2373 | 0.99717 | 0.99717 | 0.69467 | 0.69467 | 0.2084 | 0.2084 | 14.9038 | 14.9038 | -3.2583 | -1.6291 | 0 | 28.436 | 0 |  |  | 16.0584 |  | 0.3635 | 36.3501 | 0 | 3.2583 | 2014-03-02 14:00 | 14903.8333 | 14.9038
|  | 2014-03-02 18:00:02 | 44.1083 | 3.9787 | 15.9147 | 7.2375 | 7.2375 | 1.0068 | 1.0068 | 0.6875 | 0.6875 | 0.004 | 0.004 | 14.8905 | 14.8905 | -4.3673 | -2.1837 | 0 | 26.2524 | 0 |  |  | 15.2781 |  | 0.36081 | 36.0809 | 0 | 4.3673 | 2014-03-02 14:30 | 14890.5 | 14.8905
|  | 2014-03-02 18:30:24 | 43.9928 | 4.0247 | 16.0987 | 7.2358 | 7.2358 | 1.03 | 1.03 | 0.693 | 0.693 | 0.004 | 0.004 | 14.9027 | 14.9027 | -4.0287 | -2.0143 | 0 | 24.238 | 0 |  |  | 16.9036 |  | 0.36594 | 36.5938 | 0 | 4.0287 | 2014-03-02 15:00 | 14902.6667 | 14.9027
|  | 2014-03-02 19:00:06 | 43.3552 | 3.9903 | 15.9613 | 7.2352 | 7.2352 | 1.0287 | 1.0287 | 0.69433 | 0.69433 | 0 | 0 | 14.8883 | 14.8883 | -3.5473 | -1.7737 | 0 | 22.4644 | 0 |  |  | 17.2382 |  | 0.36815 | 36.8153 | 0 | 3.5473 | 2014-03-02 15:30 | 14888.3333 | 14.8883
|  | 2014-03-02 19:30:03 | 42.3313 | 3.8112 | 15.2447 | 7.2362 | 7.2362 | 0.88967 | 0.88967 | 0.69467 | 0.69467 | 0 | 0 | 14.8517 | 14.8517 | -3.4145 | -1.7073 | 0 | 20.7571 | 0 |  |  | 14.9398 |  | 0.36013 | 36.0127 | 0 | 3.4145 | 2014-03-02 16:00 | 14851.6667 | 14.8517
|  | 2014-03-02 20:00:04 | 41.2937 | 3.5053 | 14.0213 | 7.2378 | 7.2378 | 0.827 | 0.827 | 0.69483 | 0.69483 | 0 | 0 | 14.741 | 14.741 | -3.7717 | -1.8858 | 0 | 18.8713 | 0 |  |  | 14.3018 |  | 0.33955 | 33.9552 | 0 | 3.7717 | 2014-03-02 16:30 | 14741 | 14.741
|  | 2014-03-02 20:30:02 | 39.6638 | 3.4047 | 13.6187 | 7.243 | 7.243 | 0.8225 | 0.8225 | 0.69483 | 0.69483 | 0 | 0 | 14.2603 | 14.2603 | -3.0245 | -1.5122 | 0 | 17.359 | 0 |  |  | 12.8015 |  | 0.34335 | 34.3352 | 0 | 3.0245 | 2014-03-02 17:00 | 14260.3333 | 14.2603
|  | 2014-03-02 21:00:03 | 38.4308 | 3.4008 | 13.6033 | 7.2398 | 7.2398 | 0.69883 | 0.69883 | 0.69483 | 0.69483 | 0 | 0 | 14.0478 | 14.0478 | -2.1462 | -1.0731 | 0 | 16.286 | 0 |  |  | 14.0114 |  | 0.35397 | 35.3969 | 0 | 2.1462 | 2014-03-02 17:30 | 14047.8333 | 14.0478
|  | 2014-03-02 21:30:03 | 36.6938 | 3.3382 | 13.3527 | 7.2437 | 7.2437 | 0.64317 | 0.64317 | 0.695 | 0.695 | 0 | 0 | 14.0358 | 14.0358 | -0.7235 | -0.36175 | 0 | 15.9242 | 0 |  |  | 14.5544 |  | 0.36389 | 36.3894 | 0 | 0.7235 | 2014-03-02 18:00 | 14035.8333 | 14.0358
|  | 2014-03-02 22:00:05 | 35.1947 | 3.3208 | 13.2833 | 7.238 | 7.238 | 0.64483 | 0.64483 | 0.65367 | 0.65367 | 0 | 0 | 13.9308 | 13.9308 | 0.556 | 0.278 | 0 | 16.2022 | 0 |  |  | 12.2207 |  | 0.37742 | 37.7425 | 0 | 0 | 2014-03-02 18:30 | 13930.8333 | 13.9308
|  | 2014-03-02 22:30:02 | 33.5507 | 3.1777 | 12.7107 | 7.236 | 7.236 | 0.64567 | 0.64567 | 0.6365 | 0.6365 | 0 | 0 | 13.3702 | 13.3702 | 1.0483 | 0.52417 | 0 | 16.7264 | 0 |  |  | 12.5836 |  | 0.37885 | 37.885 | 0 | 0 | 2014-03-02 19:00 | 13370.1667 | 13.3702
|  | 2014-03-02 23:00:02 | 31.8108 | 2.9545 | 11.818 | 7.2417 | 7.2417 | 0.63633 | 0.63633 | 0.69467 | 0.69467 | 0 | 0 | 12.8842 | 12.8842 | 1.464 | 0.732 | 0 | 17.4584 | 0 |  |  | 11.818 |  | 0.37151 | 37.1509 | 0 | 0 | 2014-03-02 19:30 | 12884.1667 | 12.8842
|  | 2014-03-02 23:30:03 | 31.1063 | 2.7553 | 11.0213 | 7.2375 | 7.2375 | 0.62783 | 0.62783 | 0.6945 | 0.6945 | 0 | 0 | 12.608 | 12.608 | 1.0828 | 0.54142 | 0 | 17.9998 | 0 |  |  | 10.6907 |  | 0.35431 | 35.4312 | 0 | 0 | 2014-03-02 20:00 | 12608 | 12.608
|  | 2014-03-03 00:00:03 | 30.7587 | 2.703 | 10.812 | 7.234 | 7.234 | 0.62717 | 0.62717 | 0.695 | 0.695 | 0 | 0 | 12.6333 | 12.6333 | 1.2428 | 0.62142 | 0 | 18.6212 | 0 |  |  | 11.7851 |  | 0.35151 | 35.1511 | 0 | 0 | 2014-03-02 20:30 | 12633.3333 | 12.6333
|  | 2014-03-03 00:30:03 | 31.2347 | 2.5778 | 10.3113 | 7.2368 | 7.2368 | 0.62783 | 0.62783 | 0.69417 | 0.69417 | 0 | 0 | 13.095 | 13.095 | 0.7305 | 0.36525 | 0 | 18.9865 | 0 |  |  | 9.5895 |  | 0.33012 | 33.0125 | 0 | 0 | 2014-03-02 21:00 | 13095 | 13.095
|  | 2014-03-03 01:00:02 | 31.5975 | 2.4462 | 9.7847 | 7.2328 | 7.2328 | 0.59683 | 0.59683 | 0.69467 | 0.69467 | 0 | 0 | 13.3978 | 13.3978 | 0.10933 | 0.054667 | 0 | 19.0411 | 0 |  |  | 9.3933 |  | 0.30967 | 30.9666 | 0 | 0 | 2014-03-02 21:30 | 13397.8333 | 13.3978
|  | 2014-03-03 01:30:01 | 31.1605 | 2.2573 | 9.0293 | 7.2373 | 7.2373 | 0.5835 | 0.5835 | 0.69467 | 0.69467 | 0 | 0 | 13.4442 | 13.4442 | -0.1715 | -0.08575 | 0 | 18.9554 | 0 |  |  | 9.6614 |  | 0.28977 | 28.9769 | 0 | 0.1715 | 2014-03-02 22:00 | 13444.1667 | 13.4442
|  | 2014-03-03 02:00:05 | 30.6057 | 2.1745 | 8.698 | 7.246 | 7.246 | 0.586 | 0.586 | 0.69467 | 0.69467 | 0 | 0 | 13.0737 | 13.0737 | -0.30733 | -0.15367 | 0 | 18.8017 | 0 |  |  | 8.2631 |  | 0.2842 | 28.4196 | 0 | 0.30733 | 2014-03-02 22:30 | 13073.6667 | 13.0737
|  | 2014-03-03 02:30:04 | 30.4193 | 1.8935 | 7.574 | 7.2342 | 7.2342 | 0.58617 | 0.58617 | 0.69467 | 0.69467 | 0 | 0 | 12.9917 | 12.9917 | -1.3387 | -0.66933 | 0 | 18.1324 | 0 |  |  | 7.271 |  | 0.24899 | 24.8986 | 0 | 1.3387 | 2014-03-02 23:00 | 12991.6667 | 12.9917
|  | 2014-03-03 03:00:05 | 30.2962 | 1.4487 | 5.7947 | 7.2358 | 7.2358 | 0.58683 | 0.58683 | 0.69317 | 0.69317 | 0 | 0 | 13.2217 | 13.2217 | -2.764 | -1.382 | 0 | 16.7504 | 0 |  |  | 5.447 |  | 0.19127 | 19.1267 | 0 | 2.764 | 2014-03-02 23:30 | 13221.6667 | 13.2217
|  | 2014-03-03 03:30:03 | 29.8215 | 1.3222 | 5.2887 | 7.2405 | 7.2405 | 0.5885 | 0.5885 | 0.693 | 0.693 | 0 | 0 | 12.9402 | 12.9402 | -3.0707 | -1.5353 | 0 | 15.215 | 0 |  |  | 4.8656 |  | 0.17734 | 17.7344 | 0 | 3.0707 | 2014-03-03 | 12940.1667 | 12.9402
|  | 2014-03-03 04:00:04 | 29.4612 | 1.0677 | 4.2707 | 7.2318 | 7.2318 | 0.58733 | 0.58733 | 0.69283 | 0.69283 | 0 | 0 | 12.9408 | 12.9408 | -3.7377 | -1.8688 | 0 | 13.3462 | 0 |  |  | 4.0144 |  | 0.14496 | 14.4959 | 0 | 3.7377 | 2014-03-03 00:30 | 12940.8333 | 12.9408
|  | 2014-03-03 04:30:02 | 29.4473 | 0.80417 | 3.2167 | 7.2367 | 7.2367 | 0.586 | 0.586 | 0.693 | 0.693 | 0 | 0 | 13.0527 | 13.0527 | -4.6623 | -2.3312 | 0 | 11.015 | 0 |  |  | 3.1845 |  | 0.10923 | 10.9235 | 0 | 4.6623 | 2014-03-03 01:00 | 13052.6667 | 13.0527
|  | 2014-03-03 05:00:05 | 29.7297 | 0.77917 | 3.1167 | 7.2408 | 7.2408 | 0.6015 | 0.6015 | 0.68517 | 0.68517 | 0 | 0 | 13.5117 | 13.5117 | -4.5738 | -2.2869 | 0 | 8.7281 | 0 |  |  | 2.992 |  | 0.10483 | 10.4834 | 0 | 4.5738 | 2014-03-03 01:30 | 13511.6667 | 13.5117
|  | 2014-03-03 05:30:02 | 30.5663 | 0.81717 | 3.2687 | 7.2415 | 7.2415 | 0.604 | 0.604 | 0.68667 | 0.68667 | 0 | 0 | 13.807 | 13.807 | -4.9585 | -2.4793 | 0 | 6.2489 | 0 |  |  | 3.0725 |  | 0.10694 | 10.6937 | 0 | 4.9585 | 2014-03-03 02:00 | 13807 | 13.807
|  | 2014-03-03 06:00:02 | 32.4287 | 0.822 | 3.288 | 7.2367 | 7.2367 | 0.605 | 0.605 | 0.68933 | 0.68933 | 0 | 0 | 14.0163 | 14.0163 | -6.5933 | -3.2967 | 0 | 2.9522 | 0 |  |  | 3.3209 |  | 0.10139 | 10.1392 | 0 | 6.5933 | 2014-03-03 02:30 | 14016.3333 | 14.0163
|  | 2014-03-03 06:30:02 | 35.8278 | 0.687 | 2.748 | 7.238 | 7.238 | 0.62817 | 0.62817 | 0.69083 | 0.69083 | 0 | 0 | 14.7808 | 14.7808 | -9.742 | -4.871 | 0 | 0 | 0 |  |  | 2.748 |  | 0.0767 | 7.67 | 0 | 5.9044 | 2014-03-03 03:00 | 14780.8333 | 14.7808
|  | 2014-03-03 07:00:03 | 39.221 | 0.70283 | 2.8113 | 7.2435 | 7.2435 | 0.93483 | 0.93483 | 0.69433 | 0.69433 | 0 | 0 | 15.038 | 15.038 | -12.499 | -6.2495 | 4.871 | 0 | 0 |  |  | 3.0362 |  | 0.071679 | 7.1679 | 9.742 | 0 | 2014-03-03 03:30 | 15038 | 15.038
|  | 2014-03-03 07:30:04 | 41.6345 | 0.83817 | 3.3527 | 7.2417 | 7.2417 | 0.9475 | 0.9475 | 0.694 | 0.694 | 0 | 0 | 15.3362 | 15.3362 | -14.0625 | -7.0313 | 6.2495 | 0 | 0 |  |  | 3.118 |  | 0.080526 | 8.0526 | 12.499 | 0 | 2014-03-03 04:00 | 15336.1667 | 15.3362
|  | 2014-03-03 08:00:03 | 42.665 | 0.64567 | 2.5827 | 7.235 | 7.235 | 0.94833 | 0.94833 | 0.69417 | 0.69417 | 0.2748 | 0.2748 | 15.5502 | 15.5502 | -15.3799 | -7.6899 | 7.0313 | 0 | 0 |  |  | 2.7893 |  | 0.060534 | 6.0534 | 14.0625 | 0 | 2014-03-03 04:30 | 15550.1667 | 15.5502
|  | 2014-03-03 08:30:02 | 43.5935 | 0.52783 | 2.1113 | 7.2383 | 7.2383 | 0.94733 | 0.94733 | 0.6945 | 0.6945 | 0.2748 | 0.2748 | 15.8397 | 15.8397 | -16.4875 | -8.2438 | 7.6899 | 0 | 0 |  |  | 2.0691 |  | 0.048432 | 4.8432 | 15.3799 | 0 | 2014-03-03 05:00 | 15839.6667 | 15.8397
|  | 2014-03-03 09:00:06 | 44.2043 | 0.47583 | 1.9033 | 7.2407 | 7.2407 | 0.98167 | 0.98167 | 0.69433 | 0.69433 | 1.2868 | 1.2868 | 15.9563 | 15.9563 | -16.1412 | -8.0706 | 8.2438 | 0 | 0 |  |  | 1.9985 |  | 0.043058 | 4.3058 | 16.4875 | 0 | 2014-03-03 05:30 | 15956.3333 | 15.9563
|  | 2014-03-03 09:30:02 | 44.5623 | 0.42867 | 1.7147 | 7.2443 | 7.2443 | 0.99317 | 0.99317 | 0.68917 | 0.68917 | 1.2868 | 1.2868 | 16.0553 | 16.0553 | -16.5789 | -8.2894 | 8.0706 | 0 | 0 |  |  | 1.7318 |  | 0.038478 | 3.8478 | 16.1412 | 0 | 2014-03-03 06:00 | 16055.3333 | 16.0553
|  | 2014-03-03 10:00:06 | 44.365 | 0.431 | 1.724 | 7.2662 | 7.2662 | 0.9865 | 0.9865 | 0.67983 | 0.67983 | 2.1376 | 2.1376 | 16.0582 | 16.0582 | -15.5127 | -7.7564 | 8.2894 | 0 | 0 |  |  | 1.6378 |  | 0.038859 | 3.8859 | 16.5789 | 0 | 2014-03-03 06:30 | 16058.1667 | 16.0582
|  | 2014-03-03 10:30:03 | 44.347 | 0.48783 | 1.9513 | 7.2578 | 7.2578 | 0.96383 | 0.96383 | 0.67917 | 0.67917 | 2.1376 | 2.1376 | 16.0218 | 16.0218 | -15.3354 | -7.6677 | 7.7564 | 0 | 0 |  |  | 2.1465 |  | 0.044001 | 4.4001 | 15.5127 | 0 | 2014-03-03 07:00 | 16021.8333 | 16.0218
|  | 2014-03-03 11:00:03 | 44.396 | 0.69917 | 2.7967 | 7.2545 | 7.2545 | 0.9595 | 0.9595 | 0.689 | 0.689 | 2.7304 | 2.7304 | 16.186 | 16.186 | -13.7799 | -6.89 | 7.6677 | 0 | 0 |  |  | 2.5729 |  | 0.062994 | 6.2994 | 15.3354 | 0 | 2014-03-03 07:30 | 16186 | 16.186
|  | 2014-03-03 11:30:01 | 44.3778 | 0.76433 | 3.0573 | 7.2375 | 7.2375 | 0.969 | 0.969 | 0.68783 | 0.68783 | 2.7304 | 2.7304 | 16.3923 | 16.3923 | -13.3034 | -6.6517 | 6.89 | 0 | 0 |  |  | 2.7516 |  | 0.068893 | 6.8893 | 13.7799 | 0 | 2014-03-03 08:00 | 16392.3333 | 16.3923
|  | 2014-03-03 12:00:05 | 44.548 | 0.74467 | 2.9787 | 7.236 | 7.236 | 0.95883 | 0.95883 | 0.68383 | 0.68383 | 1.7644 | 1.7644 | 16.446 | 16.446 | -14.4803 | -7.2401 | 6.6517 | 0 | 0 |  |  | 2.9489 |  | 0.066864 | 6.6864 | 13.3034 | 0 | 2014-03-03 08:30 | 16446 | 16.446
|  | 2014-03-03 12:30:03 | 44.3848 | 0.98517 | 3.9407 | 7.2432 | 7.2432 | 0.98067 | 0.98067 | 0.6835 | 0.6835 | 1.7644 | 1.7644 | 16.537 | 16.537 | -13.2354 | -6.6177 | 7.2401 | 0 | 0 |  |  | 4.2165 |  | 0.088784 | 8.8784 | 14.4803 | 0 | 2014-03-03 09:00 | 16537 | 16.537
|  | 2014-03-03 13:00:03 | 44.295 | 1.0588 | 4.2353 | 7.2405 | 7.2405 | 0.72467 | 0.72467 | 0.68883 | 0.68883 | 2.0896 | 2.0896 | 16.6668 | 16.6668 | -12.6492 | -6.3246 | 6.6177 | 0 | 0 |  |  | 3.8965 |  | 0.095617 | 9.5617 | 13.2354 | 0 | 2014-03-03 09:30 | 16666.8333 | 16.6668
|  | 2014-03-03 13:30:03 | 44.1708 | 1.0113 | 4.0453 | 7.2358 | 7.2358 | 0.61783 | 0.61783 | 0.68817 | 0.68817 | 2.0896 | 2.0896 | 16.7063 | 16.7063 | -12.7877 | -6.3939 | 6.3246 | 0 | 0 |  |  | 3.8431 |  | 0.091584 | 9.1584 | 12.6492 | 0 | 2014-03-03 10:00 | 16706.3333 | 16.7063
|  | 2014-03-03 14:00:02 | 44.002 | 0.9095 | 3.638 | 7.2442 | 7.2442 | 0.6125 | 0.6125 | 0.688 | 0.688 | 2.9424 | 2.9424 | 16.766 | 16.766 | -12.1109 | -6.0555 | 6.3939 | 0 | 0 |  |  | 3.8199 |  | 0.082678 | 8.2678 | 12.7877 | 0 | 2014-03-03 10:30 | 16766 | 16.766
|  | 2014-03-03 14:30:03 | 43.9192 | 0.76517 | 3.0607 | 7.2413 | 7.2413 | 0.61017 | 0.61017 | 0.6895 | 0.6895 | 2.9424 | 2.9424 | 16.7748 | 16.7748 | -12.6003 | -6.3001 | 6.0555 | 0 | 0 |  |  | 3.2749 |  | 0.069689 | 6.9689 | 12.1109 | 0 | 2014-03-03 11:00 | 16774.8333 | 16.7748
|  | 2014-03-03 15:00:14 | 43.5747 | 0.6935 | 2.774 | 7.2427 | 7.2427 | 0.62617 | 0.62617 | 0.68067 | 0.68067 | 1.3972 | 1.3972 | 16.7022 | 16.7022 | -14.1518 | -7.0759 | 6.3001 | 0 | 0 |  |  | 2.6076 |  | 0.063661 | 6.3661 | 12.6003 | 0 | 2014-03-03 11:30 | 16702.1667 | 16.7022
|  | 2014-03-03 15:30:03 | 43.7965 | 0.56583 | 2.2633 | 7.2395 | 7.2395 | 0.62 | 0.62 | 0.688 | 0.688 | 1.3972 | 1.3972 | 16.6773 | 16.6773 | -14.9111 | -7.4556 | 7.0759 | 0 | 0 |  |  | 2.0823 |  | 0.051678 | 5.1678 | 14.1518 | 0 | 2014-03-03 12:00 | 16677.3333 | 16.6773
|  | 2014-03-03 16:00:02 | 44.6335 | 0.53667 | 2.1467 | 7.2407 | 7.2407 | 0.61183 | 0.61183 | 0.689 | 0.689 | 0.82 | 0.82 | 16.662 | 16.662 | -16.4633 | -8.2317 | 7.4556 | 0 | 0 |  |  | 2.1252 |  | 0.048095 | 4.8095 | 14.9111 | 0 | 2014-03-03 12:30 | 16662 | 16.662
|  | 2014-03-03 16:30:01 | 45.6018 | 0.44217 | 1.7687 | 7.2343 | 7.2343 | 0.62 | 0.62 | 0.68883 | 0.68883 | 0.82 | 0.82 | 16.6742 | 16.6742 | -17.7958 | -8.8979 | 8.2317 | 0 | 0 |  |  | 1.6449 |  | 0.038785 | 3.8785 | 16.4633 | 0 | 2014-03-03 13:00 | 16674.1667 | 16.6742
|  | 2014-03-03 17:00:02 | 46.7487 | 0.41283 | 1.6513 | 7.2343 | 7.2343 | 0.81067 | 0.81067 | 0.68933 | 0.68933 | 0.4668 | 0.4668 | 16.7282 | 16.7282 | -19.168 | -9.584 | 8.8979 | 0 | 0 |  |  | 1.6018 |  | 0.035324 | 3.5324 | 17.7958 | 0 | 2014-03-03 13:30 | 16728.1667 | 16.7282
|  | 2014-03-03 17:30:02 | 47.7163 | 0.40133 | 1.6053 | 7.2372 | 7.2372 | 0.94133 | 0.94133 | 0.68933 | 0.68933 | 0.4668 | 0.4668 | 16.727 | 16.727 | -20.0494 | -10.0247 | 9.584 | 0 | 0 |  |  | 1.7659 |  | 0.033643 | 3.3643 | 19.168 | 0 | 2014-03-03 14:00 | 16727 | 16.727
|  | 2014-03-03 18:00:01 | 49.789 | 0.416 | 1.664 | 7.2388 | 7.2388 | 0.9755 | 0.9755 | 0.68117 | 0.68117 | 0.016 | 0.016 | 16.8415 | 16.8415 | -22.372 | -11.186 | 10.0247 | 0 | 0 |  |  | 1.6474 |  | 0.033421 | 3.3421 | 20.0494 | 0 | 2014-03-03 14:30 | 16841.5 | 16.8415
|  | 2014-03-03 18:30:04 | 50.8302 | 0.41933 | 1.6773 | 7.236 | 7.236 | 0.99367 | 0.99367 | 0.68933 | 0.68933 | 0.016 | 0.016 | 16.9072 | 16.9072 | -23.3107 | -11.6553 | 11.186 | 0 | 0 |  |  | 1.8115 |  | 0.032999 | 3.2999 | 22.372 | 0 | 2014-03-03 15:00 | 16907.1667 | 16.9072
|  | 2014-03-03 19:00:03 | 50.1943 | 0.44267 | 1.7707 | 7.236 | 7.236 | 0.799 | 0.799 | 0.688 | 0.688 | 0 | 0 | 16.8518 | 16.8518 | -22.8488 | -11.4244 | 11.6553 | 0 | 0 |  |  | 1.9477 |  | 0.035276 | 3.5276 | 23.3107 | 0 | 2014-03-03 15:30 | 16851.8333 | 16.8518
|  | 2014-03-03 19:30:02 | 48.8292 | 0.4805 | 1.922 | 7.2415 | 7.2415 | 0.70217 | 0.70217 | 0.68917 | 0.68917 | 0 | 0 | 16.7727 | 16.7727 | -21.5017 | -10.7508 | 11.4244 | 0 | 0 |  |  | 1.9028 |  | 0.039362 | 3.9362 | 22.8488 | 0 | 2014-03-03 16:00 | 16772.6667 | 16.7727
|  | 2014-03-03 20:00:02 | 47.3945 | 0.49167 | 1.9667 | 7.24 | 7.24 | 0.70267 | 0.70267 | 0.68933 | 0.68933 | 0 | 0 | 16.7453 | 16.7453 | -20.0505 | -10.0252 | 10.7508 | 0 | 0 |  |  | 1.888 |  | 0.041496 | 4.1496 | 21.5017 | 0 | 2014-03-03 16:30 | 16745.3333 | 16.7453
|  | 2014-03-03 20:30:03 | 45.5563 | 0.46283 | 1.8513 | 7.2305 | 7.2305 | 0.69717 | 0.69717 | 0.6895 | 0.6895 | 0 | 0 | 16.7665 | 16.7665 | -18.3213 | -9.1607 | 10.0252 | 0 | 0 |  |  | 2.0365 |  | 0.040638 | 4.0638 | 20.0505 | 0 | 2014-03-03 17:00 | 16766.5 | 16.7665
|  | 2014-03-03 21:00:03 | 43.7597 | 0.50867 | 2.0347 | 7.1397 | 7.1397 | 0.63417 | 0.63417 | 0.68833 | 0.68833 | 0 | 0 | 16.6093 | 16.6093 | -16.6535 | -8.3268 | 9.1607 | 0 | 0 |  |  | 2.055 |  | 0.046496 | 4.6496 | 18.3213 | 0 | 2014-03-03 17:30 | 16609.3333 | 16.6093
|  | 2014-03-03 21:30:02 | 41.381 | 0.527 | 2.108 | 7.138 | 7.138 | 0.5995 | 0.5995 | 0.68767 | 0.68767 | 0 | 0 | 16.1492 | 16.1492 | -14.6987 | -7.3493 | 8.3268 | 0 | 0 |  |  | 2.2556 |  | 0.050941 | 5.0941 | 16.6535 | 0 | 2014-03-03 18:00 | 16149.1667 | 16.1492
|  | 2014-03-03 22:00:04 | 39.1522 | 0.53767 | 2.1507 | 7.1373 | 7.1373 | 0.60033 | 0.60033 | 0.68767 | 0.68767 | 0 | 0 | 15.8105 | 15.8105 | -12.7657 | -6.3828 | 7.3493 | 0 | 0 |  |  | 1.9786 |  | 0.054931 | 5.4931 | 14.6987 | 0 | 2014-03-03 18:30 | 15810.5 | 15.8105
|  | 2014-03-03 22:30:04 | 36.8283 | 0.46783 | 1.8713 | 7.1298 | 7.1298 | 0.602 | 0.602 | 0.68767 | 0.68767 | 0 | 0 | 15.8288 | 15.8288 | -10.7087 | -5.3543 | 6.3828 | 0 | 0 |  |  | 1.7965 |  | 0.050812 | 5.0812 | 12.7657 | 0 | 2014-03-03 19:00 | 15828.8333 | 15.8288
|  | 2014-03-03 23:00:03 | 34.7297 | 0.42083 | 1.6833 | 7.1373 | 7.1373 | 0.5905 | 0.5905 | 0.68867 | 0.68867 | 0 | 0 | 15.7205 | 15.7205 | -8.9093 | -4.4547 | 5.3543 | 0 | 0 |  |  | 1.5318 |  | 0.04847 | 4.847 | 10.7087 | 0 | 2014-03-03 19:30 | 15720.5 | 15.7205
|  | 2014-03-03 23:30:01 | 33.8027 | 0.5685 | 2.274 | 7.1333 | 7.1333 | 0.5395 | 0.5395 | 0.68967 | 0.68967 | 0 | 0 | 15.6615 | 15.6615 | -7.5047 | -3.7523 | 4.4547 | 0 | 0 |  |  | 2.2513 |  | 0.067273 | 6.7273 | 8.9093 | 0 | 2014-03-03 20:00 | 15661.5 | 15.6615
|  | 2014-03-04 00:00:02 | 33.3697 | 0.72333 | 2.8933 | 7.1677 | 7.1677 | 0.519 | 0.519 | 0.69 | 0.69 | 0 | 0 | 15.3255 | 15.3255 | -6.7742 | -3.3871 | 3.7523 | 0 | 0 |  |  | 3.0959 |  | 0.086705 | 8.6705 | 7.5047 | 0 | 2014-03-03 20:30 | 15325.5 | 15.3255
|  | 2014-03-04 00:30:03 | 33.7965 | 0.83017 | 3.3207 | 7.1782 | 7.1782 | 0.51767 | 0.51767 | 0.68983 | 0.68983 | 0 | 0 | 15.431 | 15.431 | -6.6592 | -3.3296 | 3.3871 | 0 | 0 |  |  | 3.5199 |  | 0.098255 | 9.8255 | 6.7742 | 0 | 2014-03-03 21:00 | 15431 | 15.431
|  | 2014-03-04 01:00:02 | 33.9997 | 0.7845 | 3.138 | 7.2 | 7.2 | 0.50033 | 0.50033 | 0.68983 | 0.68983 | 0 | 0 | 15.4877 | 15.4877 | -6.9838 | -3.4919 | 3.3296 | 0 | 0 |  |  | 3.0439 |  | 0.092295 | 9.2295 | 6.6592 | 0 | 2014-03-03 21:30 | 15487.6667 | 15.4877
|  | 2014-03-04 01:30:01 | 33.2447 | 0.8375 | 3.35 | 7.2115 | 7.2115 | 0.4925 | 0.4925 | 0.6895 | 0.6895 | 0 | 0 | 15.3412 | 15.3412 | -6.16 | -3.08 | 3.4919 | 0 | 0 |  |  | 3.1825 |  | 0.10077 | 10.0768 | 6.9838 | 0 | 2014-03-03 22:00 | 15341.1667 | 15.3412
|  | 2014-03-04 02:00:02 | 32.6112 | 0.98733 | 3.9493 | 7.2088 | 7.2088 | 0.4925 | 0.4925 | 0.68933 | 0.68933 | 0 | 0 | 14.8422 | 14.8422 | -5.429 | -2.7145 | 3.08 | 0 | 0 |  |  | 3.5939 |  | 0.1211 | 12.1104 | 6.16 | 0 | 2014-03-03 22:30 | 14842.1667 | 14.8422
|  | 2014-03-04 02:30:03 | 32.4373 | 1.1065 | 4.426 | 7.2103 | 7.2103 | 0.49217 | 0.49217 | 0.68933 | 0.68933 | 0 | 0 | 14.7455 | 14.7455 | -4.874 | -2.437 | 2.7145 | 0 | 0 |  |  | 4.3375 |  | 0.13645 | 13.6448 | 5.429 | 0 | 2014-03-03 23:00 | 14745.5 | 14.7455
|  | 2014-03-04 03:00:04 | 32.0403 | 1.2572 | 5.0287 | 7.212 | 7.212 | 0.49283 | 0.49283 | 0.68967 | 0.68967 | 0 | 0 | 14.4765 | 14.4765 | -4.1407 | -2.0703 | 2.437 | 0 | 0 |  |  | 4.8778 |  | 0.15695 | 15.6948 | 4.874 | 0 | 2014-03-03 23:30 | 14476.5 | 14.4765
|  | 2014-03-04 03:30:04 | 31.5458 | 1.4277 | 5.7107 | 7.2057 | 7.2057 | 0.49317 | 0.49317 | 0.68983 | 0.68983 | 0 | 0 | 13.87 | 13.87 | -3.5765 | -1.7882 | 2.0703 | 0 | 0 |  |  | 5.8249 |  | 0.18103 | 18.1028 | 4.1407 | 0 | 2014-03-04 | 13870 | 13.87
|  | 2014-03-04 04:00:03 | 31.2762 | 1.6195 | 6.478 | 7.2223 | 7.2223 | 0.49217 | 0.49217 | 0.68967 | 0.68967 | 0 | 0 | 13.333 | 13.333 | -3.061 | -1.5305 | 1.7882 | 0 | 0 |  |  | 6.4132 |  | 0.20712 | 20.7123 | 3.5765 | 0 | 2014-03-04 00:30 | 13333 | 13.333
|  | 2014-03-04 04:30:03 | 31.068 | 1.6762 | 6.7047 | 7.2433 | 7.2433 | 0.49033 | 0.49033 | 0.6895 | 0.6895 | 0 | 0 | 13.0583 | 13.0583 | -2.8818 | -1.4409 | 1.5305 | 0 | 0 |  |  | 6.9729 |  | 0.21581 | 21.5806 | 3.061 | 0 | 2014-03-04 01:00 | 13058.3333 | 13.0583
|  | 2014-03-04 05:00:05 | 31.3728 | 1.5398 | 6.1593 | 7.2432 | 7.2432 | 0.48317 | 0.48317 | 0.68917 | 0.68917 | 0 | 0 | 13.6787 | 13.6787 | -3.1193 | -1.5597 | 1.4409 | 0 | 0 |  |  | 6.2209 |  | 0.19633 | 19.6327 | 2.8818 | 0 | 2014-03-04 01:30 | 13678.6667 | 13.6787
|  | 2014-03-04 05:30:01 | 32.1937 | 1.581 | 6.324 | 7.2448 | 7.2448 | 0.4825 | 0.4825 | 0.6885 | 0.6885 | 0 | 0 | 14.0693 | 14.0693 | -3.3845 | -1.6923 | 1.5597 | 0 | 0 |  |  | 6.1975 |  | 0.19644 | 19.6436 | 3.1193 | 0 | 2014-03-04 02:00 | 14069.3333 | 14.0693
|  | 2014-03-04 06:00:04 | 34.2098 | 1.7332 | 6.9327 | 7.2598 | 7.2598 | 0.484 | 0.484 | 0.68617 | 0.68617 | 0 | 0 | 14.7902 | 14.7902 | -4.057 | -2.0285 | 1.6923 | 0 | 0 |  |  | 6.4474 |  | 0.20265 | 20.2651 | 3.3845 | 0 | 2014-03-04 02:30 | 14790.1667 | 14.7902
|  | 2014-03-04 06:30:03 | 36.7263 | 1.8248 | 7.2993 | 7.2657 | 7.2657 | 0.47967 | 0.47967 | 0.68817 | 0.68817 | 0 | 0 | 15.6007 | 15.6007 | -5.3928 | -2.6964 | 2.0285 | 0 | 0 |  |  | 7.8103 |  | 0.19875 | 19.8749 | 4.057 | 0 | 2014-03-04 03:00 | 15600.6667 | 15.6007
|  | 2014-03-04 07:00:02 | 40.2465 | 1.8777 | 7.5107 | 7.2587 | 7.2587 | 0.54817 | 0.54817 | 0.6895 | 0.6895 | 0 | 0 | 16.5602 | 16.5602 | -7.6793 | -3.8397 | 2.6964 | 0 | 0 |  |  | 7.3605 |  | 0.18662 | 18.6617 | 5.3928 | 0 | 2014-03-04 03:30 | 16560.1667 | 16.5602
|  | 2014-03-04 07:30:02 | 42.4877 | 2.0158 | 8.0633 | 7.265 | 7.265 | 0.57917 | 0.57917 | 0.68933 | 0.68933 | 0 | 0 | 16.8493 | 16.8493 | -9.0415 | -4.5208 | 3.8397 | 0 | 0 |  |  | 7.9021 |  | 0.18978 | 18.9781 | 7.6793 | 0 | 2014-03-04 04:00 | 16849.3333 | 16.8493
|  | 2014-03-04 08:00:06 | 43.456 | 2.367 | 9.468 | 7.2585 | 7.2585 | 0.57233 | 0.57233 | 0.68933 | 0.68933 | 0.5276 | 0.5276 | 16.7227 | 16.7227 | -8.2176 | -4.1088 | 4.5208 | 0 | 0 |  |  | 8.8999 |  | 0.21788 | 21.7876 | 9.0415 | 0 | 2014-03-04 04:30 | 16722.6667 | 16.7227
|  | 2014-03-04 08:30:03 | 43.8978 | 2.3482 | 9.3927 | 7.2555 | 7.2555 | 0.57983 | 0.57983 | 0.68933 | 0.68933 | 0.5276 | 0.5276 | 16.8023 | 16.8023 | -8.6506 | -4.3253 | 4.1088 | 0 | 0 |  |  | 10.238 |  | 0.21397 | 21.3967 | 8.2176 | 0 | 2014-03-04 05:00 | 16802.3333 | 16.8023
|  | 2014-03-04 09:00:03 | 44.2613 | 2.244 | 8.976 | 7.2575 | 7.2575 | 0.61917 | 0.61917 | 0.68933 | 0.68933 | 1.5488 | 1.5488 | 16.7422 | 16.7422 | -8.4284 | -4.2142 | 4.3253 | 0 | 0 |  |  | 8.617 |  | 0.2028 | 20.2796 | 8.6506 | 0 | 2014-03-04 05:30 | 16742.1667 | 16.7422
|  | 2014-03-04 09:30:02 | 44.1005 | 2.2525 | 9.01 | 7.255 | 7.255 | 0.60233 | 0.60233 | 0.68133 | 0.68133 | 1.5488 | 1.5488 | 16.4037 | 16.4037 | -8.5994 | -4.2997 | 4.2142 | 0 | 0 |  |  | 8.6496 |  | 0.20431 | 20.4306 | 8.4284 | 0 | 2014-03-04 06:00 | 16403.6667 | 16.4037
|  | 2014-03-04 10:00:03 | 44.128 | 2.261 | 9.044 | 7.2613 | 7.2613 | 0.6325 | 0.6325 | 0.65483 | 0.65483 | 2.6556 | 2.6556 | 16.7808 | 16.7808 | -7.0989 | -3.5494 | 4.2997 | 0 | 0 |  |  | 9.6771 |  | 0.20495 | 20.4949 | 8.5994 | 0 | 2014-03-04 06:30 | 16780.8333 | 16.7808
|  | 2014-03-04 10:30:03 | 43.9118 | 2.4338 | 9.7353 | 7.2585 | 7.2585 | 0.63217 | 0.63217 | 0.61767 | 0.61767 | 2.6556 | 2.6556 | 16.8147 | 16.8147 | -6.1979 | -3.0989 | 3.5494 | 0 | 0 |  |  | 9.1512 |  | 0.2217 | 22.1702 | 7.0989 | 0 | 2014-03-04 07:00 | 16814.6667 | 16.8147
|  | 2014-03-04 11:00:03 | 43.7148 | 2.5453 | 10.1813 | 7.2635 | 7.2635 | 0.63133 | 0.63133 | 0.57317 | 0.57317 | 4.4608 | 4.4608 | 16.793 | 16.793 | -3.8117 | -1.9059 | 3.0989 | 0 | 0 |  |  | 10.4868 |  | 0.2329 | 23.2903 | 6.1979 | 0 | 2014-03-04 07:30 | 16793 | 16.793
|  | 2014-03-04 11:30:03 | 43.632 | 2.5098 | 10.0393 | 7.2593 | 7.2593 | 0.62033 | 0.62033 | 0.573 | 0.573 | 4.4608 | 4.4608 | 16.7867 | 16.7867 | -3.8925 | -1.9463 | 1.9059 | 0 | 0 |  |  | 9.2362 |  | 0.23009 | 23.0091 | 3.8117 | 0 | 2014-03-04 08:00 | 16786.6667 | 16.7867
|  | 2014-03-04 12:00:04 | 43.7347 | 2.487 | 9.948 | 7.2592 | 7.2592 | 0.6265 | 0.6265 | 0.55817 | 0.55817 | 3.5348 | 3.5348 | 16.5202 | 16.5202 | -5.2879 | -2.6439 | 1.9463 | 0 | 0 |  |  | 9.8485 |  | 0.22746 | 22.7463 | 3.8925 | 0 | 2014-03-04 08:30 | 16520.1667 | 16.5202
|  | 2014-03-04 12:30:04 | 43.6197 | 2.4297 | 9.7187 | 7.2568 | 7.2568 | 0.62683 | 0.62683 | 0.5595 | 0.5595 | 3.5348 | 3.5348 | 16.6362 | 16.6362 | -5.2869 | -2.6434 | 2.6439 | 0 | 0 |  |  | 10.3018 |  | 0.2228 | 22.2805 | 5.2879 | 0 | 2014-03-04 09:00 | 16636.1667 | 16.6362
|  | 2014-03-04 13:00:05 | 43.436 | 2.4953 | 9.9813 | 7.258 | 7.258 | 0.56067 | 0.56067 | 0.5 | 0.5 | 3.872 | 3.872 | 16.658 | 16.658 | -4.606 | -2.303 | 2.6434 | 0 | 0 |  |  | 10.68 |  | 0.22979 | 22.9794 | 5.2869 | 0 | 2014-03-04 09:30 | 16658 | 16.658
|  | 2014-03-04 13:30:04 | 43.4503 | 2.6152 | 10.4607 | 7.2542 | 7.2542 | 0.5435 | 0.5435 | 0.46167 | 0.46167 | 3.872 | 3.872 | 16.6507 | 16.6507 | -4.2077 | -2.1038 | 2.303 | 0 | 0 |  |  | 11.5067 |  | 0.24075 | 24.075 | 4.606 | 0 | 2014-03-04 10:00 | 16650.6667 | 16.6507
|  | 2014-03-04 14:00:03 | 43.314 | 2.5817 | 10.3267 | 7.259 | 7.259 | 0.54417 | 0.54417 | 0.38933 | 0.38933 | 3.7444 | 3.7444 | 16.618 | 16.618 | -4.4324 | -2.2162 | 2.1038 | 0 | 0 |  |  | 9.3973 |  | 0.23841 | 23.8414 | 4.2077 | 0 | 2014-03-04 10:30 | 16618 | 16.618
|  | 2014-03-04 14:30:03 | 43.2235 | 2.5173 | 10.0693 | 7.2558 | 7.2558 | 0.54417 | 0.54417 | 0.36267 | 0.36267 | 3.7444 | 3.7444 | 16.5705 | 16.5705 | -4.6766 | -2.3383 | 2.2162 | 0 | 0 |  |  | 10.8749 |  | 0.23296 | 23.296 | 4.4324 | 0 | 2014-03-04 11:00 | 16570.5 | 16.5705
|  | 2014-03-04 15:00:02 | 43.0015 | 2.3515 | 9.406 | 7.2663 | 7.2663 | 0.6035 | 0.6035 | 0.5085 | 0.5085 | 3.3492 | 3.3492 | 16.6608 | 16.6608 | -5.2071 | -2.6036 | 2.3383 | 0 | 0 |  |  | 9.8763 |  | 0.21874 | 21.8737 | 4.6766 | 0 | 2014-03-04 11:30 | 16660.8333 | 16.6608
|  | 2014-03-04 15:30:01 | 43.1622 | 2.2073 | 8.8293 | 7.2555 | 7.2555 | 0.64733 | 0.64733 | 0.4875 | 0.4875 | 3.3492 | 3.3492 | 16.7005 | 16.7005 | -5.8928 | -2.9464 | 2.6036 | 0 | 0 |  |  | 8.2996 |  | 0.20456 | 20.4562 | 5.2071 | 0 | 2014-03-04 12:00 | 16700.5 | 16.7005
|  | 2014-03-04 16:00:02 | 44.0262 | 2.1618 | 8.6473 | 7.266 | 7.266 | 0.65417 | 0.65417 | 0.504 | 0.504 | 2.198 | 2.198 | 16.5753 | 16.5753 | -8.1813 | -4.0907 | 2.9464 | 0 | 0 |  |  | 8.3014 |  | 0.19641 | 19.6413 | 5.8928 | 0 | 2014-03-04 12:30 | 16575.3333 | 16.5753
|  | 2014-03-04 16:30:02 | 44.9548 | 1.8608 | 7.4433 | 7.2565 | 7.2565 | 0.66167 | 0.66167 | 0.6715 | 0.6715 | 2.198 | 2.198 | 16.5228 | 16.5228 | -10.201 | -5.1005 | 4.0907 | 0 | 0 |  |  | 6.9967 |  | 0.16557 | 16.5574 | 8.1813 | 0 | 2014-03-04 13:00 | 16522.8333 | 16.5228
|  | 2014-03-04 17:00:02 | 45.8118 | 1.4315 | 5.726 | 7.2595 | 7.2595 | 0.84117 | 0.84117 | 0.69467 | 0.69467 | 0.5568 | 0.5568 | 16.193 | 16.193 | -14.5407 | -7.2703 | 5.1005 | 0 | 0 |  |  | 6.1841 |  | 0.12499 | 12.499 | 10.201 | 0 | 2014-03-04 13:30 | 16193 | 16.193
|  | 2014-03-04 17:30:01 | 46.6973 | 1.3213 | 5.2853 | 7.2595 | 7.2595 | 0.99167 | 0.99167 | 0.691 | 0.691 | 0.5568 | 0.5568 | 16.184 | 16.184 | -15.729 | -7.8645 | 7.2703 | 0 | 0 |  |  | 5.2325 |  | 0.11318 | 11.3183 | 14.5407 | 0 | 2014-03-04 14:00 | 16184 | 16.184
|  | 2014-03-04 18:00:01 | 48.5265 | 1.2532 | 5.0127 | 7.2617 | 7.2617 | 0.99383 | 0.99383 | 0.69617 | 0.69617 | 0.0532 | 0.0532 | 16.2503 | 16.2503 | -18.2586 | -9.1293 | 7.8645 | 0 | 0 |  |  | 5.3134 |  | 0.1033 | 10.3298 | 15.729 | 0 | 2014-03-04 14:30 | 16250.3333 | 16.2503
|  | 2014-03-04 18:30:02 | 49.9285 | 1.2678 | 5.0713 | 7.263 | 7.263 | 0.99717 | 0.99717 | 0.698 | 0.698 | 0.0532 | 0.0532 | 16.2752 | 16.2752 | -19.5706 | -9.7853 | 9.1293 | 0 | 0 |  |  | 4.6656 |  | 0.10157 | 10.1572 | 18.2586 | 0 | 2014-03-04 15:00 | 16275.1667 | 16.2752
|  | 2014-03-04 19:00:02 | 49.3235 | 1.3222 | 5.2887 | 7.2643 | 7.2643 | 0.94633 | 0.94633 | 0.698 | 0.698 | 0 | 0 | 16.3282 | 16.3282 | -18.798 | -9.399 | 9.7853 | 0 | 0 |  |  | 5.13 |  | 0.10722 | 10.7224 | 19.5706 | 0 | 2014-03-04 15:30 | 16328.1667 | 16.3282
|  | 2014-03-04 19:30:02 | 48.455 | 1.2973 | 5.1893 | 7.2598 | 7.2598 | 0.977 | 0.977 | 0.69933 | 0.69933 | 0 | 0 | 16.3453 | 16.3453 | -17.9842 | -8.9921 | 9.399 | 0 | 0 |  |  | 4.9299 |  | 0.1071 | 10.7096 | 18.798 | 0 | 2014-03-04 16:00 | 16345.3333 | 16.3453
|  | 2014-03-04 20:00:03 | 47.3787 | 1.28 | 5.12 | 7.244 | 7.244 | 0.99967 | 0.99967 | 0.69883 | 0.69883 | 0 | 0 | 16.3968 | 16.3968 | -16.9193 | -8.4597 | 8.9921 | 0 | 0 |  |  | 4.9152 |  | 0.10807 | 10.8066 | 17.9842 | 0 | 2014-03-04 16:30 | 16396.8333 | 16.3968
|  | 2014-03-04 20:30:01 | 45.6205 | 1.2578 | 5.0313 | 7.24 | 7.24 | 0.84917 | 0.84917 | 0.69817 | 0.69817 | 0 | 0 | 16.2718 | 16.2718 | -15.53 | -7.765 | 8.4597 | 0 | 0 |  |  | 4.7798 |  | 0.11029 | 11.0287 | 16.9193 | 0 | 2014-03-04 17:00 | 16271.8333 | 16.2718
|  | 2014-03-04 21:00:04 | 43.721 | 1.2807 | 5.1227 | 7.0482 | 7.0482 | 0.66767 | 0.66767 | 0.69933 | 0.69933 | 0 | 0 | 16.03 | 16.03 | -14.1532 | -7.0766 | 7.765 | 0 | 0 |  |  | 5.0714 |  | 0.11717 | 11.7167 | 15.53 | 0 | 2014-03-04 17:30 | 16030 | 16.03
|  | 2014-03-04 21:30:02 | 41.4422 | 1.3323 | 5.3293 | 6.8553 | 6.8553 | 0.59633 | 0.59633 | 0.69883 | 0.69883 | 0 | 0 | 15.4808 | 15.4808 | -12.4815 | -6.2408 | 7.0766 | 0 | 0 |  |  | 5.8623 |  | 0.1286 | 12.8597 | 14.1532 | 0 | 2014-03-04 18:00 | 15480.8333 | 15.4808
|  | 2014-03-04 22:00:04 | 39.2253 | 1.2995 | 5.198 | 6.8558 | 6.8558 | 0.5835 | 0.5835 | 0.69883 | 0.69883 | 0 | 0 | 15.1808 | 15.1808 | -10.7083 | -5.3542 | 6.2408 | 0 | 0 |  |  | 4.8341 |  | 0.13252 | 13.2516 | 12.4815 | 0 | 2014-03-04 18:30 | 15180.8333 | 15.1808
|  | 2014-03-04 22:30:04 | 37.0493 | 1.3125 | 5.25 | 6.8593 | 6.8593 | 0.5775 | 0.5775 | 0.6985 | 0.6985 | 0 | 0 | 15.1805 | 15.1805 | -8.4835 | -4.2417 | 5.3542 | 0 | 0 |  |  | 5.0925 |  | 0.1417 | 14.1703 | 10.7083 | 0 | 2014-03-04 19:00 | 15180.5 | 15.1805
|  | 2014-03-04 23:00:02 | 34.76 | 1.2858 | 5.1433 | 6.861 | 6.861 | 0.56467 | 0.56467 | 0.69883 | 0.69883 | 0 | 0 | 15.0142 | 15.0142 | -6.478 | -3.239 | 4.2417 | 0 | 0 |  |  | 4.8347 |  | 0.14797 | 14.7967 | 8.4835 | 0 | 2014-03-04 19:30 | 15014.1667 | 15.0142
|  | 2014-03-04 23:30:02 | 33.6338 | 1.2165 | 4.866 | 6.8617 | 6.8617 | 0.55917 | 0.55917 | 0.69867 | 0.69867 | 0 | 0 | 15.0348 | 15.0348 | -5.6135 | -2.8068 | 3.239 | 0 | 0 |  |  | 4.866 |  | 0.14468 | 14.4676 | 6.478 | 0 | 2014-03-04 20:00 | 15034.8333 | 15.0348
|  | 2014-03-05 00:00:05 | 33.5125 | 1.1282 | 4.5127 | 6.8575 | 6.8575 | 0.55883 | 0.55883 | 0.697 | 0.697 | 0 | 0 | 15.3697 | 15.3697 | -5.5168 | -2.7584 | 2.8068 | 0 | 0 |  |  | 4.3322 |  | 0.13466 | 13.4656 | 5.6135 | 0 | 2014-03-04 20:30 | 15369.6667 | 15.3697
|  | 2014-03-05 00:30:02 | 33.9597 | 1.0695 | 4.278 | 6.8607 | 6.8607 | 0.558 | 0.558 | 0.69483 | 0.69483 | 0 | 0 | 15.4017 | 15.4017 | -6.1665 | -3.0832 | 2.7584 | 0 | 0 |  |  | 4.663 |  | 0.12597 | 12.5973 | 5.5168 | 0 | 2014-03-04 21:00 | 15401.6667 | 15.4017
|  | 2014-03-05 01:00:05 | 34.0468 | 0.98617 | 3.9447 | 6.857 | 6.857 | 0.54 | 0.54 | 0.69783 | 0.69783 | 0 | 0 | 15.3673 | 15.3673 | -6.64 | -3.32 | 3.0832 | 0 | 0 |  |  | 3.5896 |  | 0.11586 | 11.586 | 6.1665 | 0 | 2014-03-04 21:30 | 15367.3333 | 15.3673
|  | 2014-03-05 01:30:01 | 33.5942 | 0.9625 | 3.85 | 6.8577 | 6.8577 | 0.53 | 0.53 | 0.699 | 0.699 | 0 | 0 | 15.149 | 15.149 | -6.5085 | -3.2543 | 3.32 | 0 | 0 |  |  | 4.004 |  | 0.1146 | 11.4603 | 6.64 | 0 | 2014-03-04 22:00 | 15149 | 15.149
|  | 2014-03-05 02:00:02 | 32.9933 | 0.85367 | 3.4147 | 6.8602 | 6.8602 | 0.519 | 0.519 | 0.69833 | 0.69833 | 0 | 0 | 14.886 | 14.886 | -6.6152 | -3.3076 | 3.2543 | 0 | 0 |  |  | 3.3122 |  | 0.1035 | 10.3496 | 6.5085 | 0 | 2014-03-04 22:30 | 14886 | 14.886
|  | 2014-03-05 02:30:05 | 32.9177 | 0.9135 | 3.654 | 6.866 | 6.866 | 0.513 | 0.513 | 0.69833 | 0.69833 | 0 | 0 | 14.829 | 14.829 | -6.3573 | -3.1787 | 3.3076 | 0 | 0 |  |  | 3.9829 |  | 0.111 | 11.1004 | 6.6152 | 0 | 2014-03-04 23:00 | 14829 | 14.829
|  | 2014-03-05 03:00:05 | 32.5765 | 0.899 | 3.596 | 6.865 | 6.865 | 0.51283 | 0.51283 | 0.69867 | 0.69867 | 0 | 0 | 14.7348 | 14.7348 | -6.1692 | -3.0846 | 3.1787 | 0 | 0 |  |  | 3.6679 |  | 0.11039 | 11.0386 | 6.3573 | 0 | 2014-03-04 23:30 | 14734.8333 | 14.7348
|  | 2014-03-05 03:30:06 | 32.0737 | 0.939 | 3.756 | 6.8648 | 6.8648 | 0.507 | 0.507 | 0.69883 | 0.69883 | 0 | 0 | 14.456 | 14.456 | -5.791 | -2.8955 | 3.0846 | 0 | 0 |  |  | 3.9814 |  | 0.11711 | 11.7105 | 6.1692 | 0 | 2014-03-05 | 14456 | 14.456
|  | 2014-03-05 04:00:03 | 31.8717 | 0.96733 | 3.8693 | 6.857 | 6.857 | 0.50367 | 0.50367 | 0.6985 | 0.6985 | 0 | 0 | 14.4688 | 14.4688 | -5.4743 | -2.7372 | 2.8955 | 0 | 0 |  |  | 4.2176 |  | 0.1214 | 12.1404 | 5.791 | 0 | 2014-03-05 00:30 | 14468.8333 | 14.4688
|  | 2014-03-05 04:30:03 | 31.7962 | 0.94533 | 3.7813 | 6.8628 | 6.8628 | 0.5025 | 0.5025 | 0.69833 | 0.69833 | 0 | 0 | 14.4932 | 14.4932 | -5.458 | -2.729 | 2.7372 | 0 | 0 |  |  | 4.1217 |  | 0.11892 | 11.8924 | 5.4743 | 0 | 2014-03-05 01:00 | 14493.1667 | 14.4932
|  | 2014-03-05 05:00:01 | 32.0438 | 0.96117 | 3.8447 | 6.861 | 6.861 | 0.50133 | 0.50133 | 0.69833 | 0.69833 | 0 | 0 | 14.7473 | 14.7473 | -5.3912 | -2.6956 | 2.729 | 0 | 0 |  |  | 3.6909 |  | 0.11998 | 11.9981 | 5.458 | 0 | 2014-03-05 01:30 | 14747.3333 | 14.7473
|  | 2014-03-05 05:30:04 | 32.9148 | 1.0722 | 4.2887 | 6.861 | 6.861 | 0.5015 | 0.5015 | 0.69867 | 0.69867 | 0 | 0 | 15.0065 | 15.0065 | -5.5585 | -2.7792 | 2.6956 | 0 | 0 |  |  | 4.5031 |  | 0.1303 | 13.0296 | 5.3912 | 0 | 2014-03-05 02:00 | 15006.5 | 15.0065
|  | 2014-03-05 06:00:02 | 34.2193 | 1.1172 | 4.4687 | 6.8605 | 6.8605 | 0.50183 | 0.50183 | 0.6985 | 0.6985 | 0 | 0 | 15.102 | 15.102 | -6.5878 | -3.2939 | 2.7792 | 0 | 0 |  |  | 4.7815 |  | 0.13059 | 13.0589 | 5.5585 | 0 | 2014-03-05 02:30 | 15102 | 15.102
|  | 2014-03-05 06:30:08 | 37.2403 | 1.1013 | 4.4053 | 6.8598 | 6.8598 | 0.51333 | 0.51333 | 0.6985 | 0.6985 | 0 | 0 | 15.6777 | 15.6777 | -9.0857 | -4.5428 | 3.2939 | 0 | 0 |  |  | 4.7137 |  | 0.11829 | 11.8295 | 6.5878 | 0 | 2014-03-05 03:00 | 15677.6667 | 15.6777
|  | 2014-03-05 07:00:04 | 40.5173 | 1.1562 | 4.6247 | 6.8667 | 6.8667 | 0.61883 | 0.61883 | 0.69833 | 0.69833 | 0 | 0 | 16.1312 | 16.1312 | -11.5777 | -5.7888 | 4.5428 | 0 | 0 |  |  | 4.7172 |  | 0.11414 | 11.414 | 9.0857 | 0 | 2014-03-05 03:30 | 16131.1667 | 16.1312
|  | 2014-03-05 07:30:02 | 42.6262 | 1.3068 | 5.2273 | 6.8588 | 6.8588 | 0.6625 | 0.6625 | 0.698 | 0.698 | 0 | 0 | 16.2252 | 16.2252 | -12.9543 | -6.4772 | 5.7888 | 0 | 0 |  |  | 5.2273 |  | 0.12263 | 12.2632 | 11.5777 | 0 | 2014-03-05 04:00 | 16225.1667 | 16.2252
|  | 2014-03-05 08:00:05 | 43.5975 | 1.4393 | 5.7573 | 6.8622 | 6.8622 | 0.66233 | 0.66233 | 0.698 | 0.698 | 0.348 | 0.348 | 16.1287 | 16.1287 | -13.141 | -6.5705 | 6.4772 | 0 | 0 |  |  | 6.1028 |  | 0.13206 | 13.2057 | 12.9543 | 0 | 2014-03-05 04:30 | 16128.6667 | 16.1287
|  | 2014-03-05 08:30:02 | 44.0388 | 1.6213 | 6.4853 | 6.861 | 6.861 | 0.67767 | 0.67767 | 0.69783 | 0.69783 | 0.348 | 0.348 | 16.118 | 16.118 | -12.851 | -6.4255 | 6.5705 | 0 | 0 |  |  | 6.4853 |  | 0.14726 | 14.7264 | 13.141 | 0 | 2014-03-05 05:00 | 16118 | 16.118
|  | 2014-03-05 09:00:02 | 44.3607 | 1.672 | 6.688 | 6.8612 | 6.8612 | 0.73767 | 0.73767 | 0.6975 | 0.6975 | 1.3864 | 1.3864 | 16.1448 | 16.1448 | -11.8451 | -5.9225 | 6.4255 | 0 | 0 |  |  | 6.8886 |  | 0.15076 | 15.0764 | 12.851 | 0 | 2014-03-05 05:30 | 16144.8333 | 16.1448
|  | 2014-03-05 09:30:03 | 44.5713 | 1.6948 | 6.7793 | 6.858 | 6.858 | 0.74 | 0.74 | 0.6955 | 0.6955 | 1.3864 | 1.3864 | 16.0523 | 16.0523 | -12.0598 | -6.0299 | 5.9225 | 0 | 0 |  |  | 7.0505 |  | 0.1521 | 15.2101 | 11.8451 | 0 | 2014-03-05 06:00 | 16052.3333 | 16.0523
|  | 2014-03-05 10:00:03 | 44.182 | 1.7803 | 7.1213 | 6.8662 | 6.8662 | 0.8135 | 0.8135 | 0.696 | 0.696 | 1.5828 | 1.5828 | 16.0165 | 16.0165 | -11.0857 | -5.5428 | 6.0299 | 0 | 0 |  |  | 7.2638 |  | 0.16118 | 16.1182 | 12.0598 | 0 | 2014-03-05 06:30 | 16016.5 | 16.0165
|  | 2014-03-05 10:30:03 | 43.9425 | 2.0145 | 8.058 | 6.8702 | 6.8702 | 0.82517 | 0.82517 | 0.69717 | 0.69717 | 1.5828 | 1.5828 | 15.9467 | 15.9467 | -9.9625 | -4.9813 | 5.5428 | 0 | 0 |  |  | 8.2997 |  | 0.18338 | 18.3376 | 11.0857 | 0 | 2014-03-05 07:00 | 15946.6667 | 15.9467
|  | 2014-03-05 11:00:01 | 43.753 | 2.2423 | 8.9693 | 6.864 | 6.864 | 0.76533 | 0.76533 | 0.69833 | 0.69833 | 2.3656 | 2.3656 | 15.9667 | 15.9667 | -8.1237 | -4.0619 | 4.9813 | 0 | 0 |  |  | 8.3415 |  | 0.205 | 20.4999 | 9.9625 | 0 | 2014-03-05 07:30 | 15966.6667 | 15.9667
|  | 2014-03-05 11:30:03 | 43.7035 | 2.3757 | 9.5027 | 6.8685 | 6.8685 | 0.7425 | 0.7425 | 0.69833 | 0.69833 | 2.3656 | 2.3656 | 15.953 | 15.953 | -7.5729 | -3.7865 | 4.0619 | 0 | 0 |  |  | 9.6927 |  | 0.21743 | 21.7435 | 8.1237 | 0 | 2014-03-05 08:00 | 15953 | 15.953
|  | 2014-03-05 12:00:02 | 43.7088 | 2.5905 | 10.362 | 6.8638 | 6.8638 | 0.672 | 0.672 | 0.69817 | 0.69817 | 2.6308 | 2.6308 | 16.029 | 16.029 | -6.453 | -3.2265 | 3.7865 | 0 | 0 |  |  | 11.191 |  | 0.23707 | 23.7069 | 7.5729 | 0 | 2014-03-05 08:30 | 16029 | 16.029
|  | 2014-03-05 12:30:02 | 43.3765 | 2.6903 | 10.7613 | 6.869 | 6.869 | 0.66033 | 0.66033 | 0.69783 | 0.69783 | 2.6308 | 2.6308 | 16.0113 | 16.0113 | -5.7459 | -2.8729 | 3.2265 | 0 | 0 |  |  | 10.9766 |  | 0.24809 | 24.8091 | 6.453 | 0 | 2014-03-05 09:00 | 16011.3333 | 16.0113
|  | 2014-03-05 13:00:02 | 42.9362 | 2.7747 | 11.0987 | 6.8657 | 6.8657 | 0.607 | 0.607 | 0.69383 | 0.69383 | 2.3704 | 2.3704 | 16.0362 | 16.0362 | -5.2644 | -2.6322 | 2.8729 | 0 | 0 |  |  | 10.0998 |  | 0.25849 | 25.8492 | 5.7459 | 0 | 2014-03-05 09:30 | 16036.1667 | 16.0362
|  | 2014-03-05 13:30:03 | 42.704 | 2.9683 | 11.8733 | 6.8617 | 6.8617 | 0.57033 | 0.57033 | 0.6945 | 0.6945 | 2.3704 | 2.3704 | 16.0673 | 16.0673 | -4.2664 | -2.1332 | 2.6322 | 0 | 0 |  |  | 11.7546 |  | 0.27804 | 27.8038 | 5.2644 | 0 | 2014-03-05 10:00 | 16067.3333 | 16.0673
|  | 2014-03-05 14:00:02 | 42.5858 | 3.021 | 12.084 | 6.8578 | 6.8578 | 0.55583 | 0.55583 | 0.68917 | 0.68917 | 1.702 | 1.702 | 16.0637 | 16.0637 | -4.6333 | -2.3167 | 2.1332 | 0 | 0 |  |  | 12.5674 |  | 0.28376 | 28.3756 | 4.2664 | 0 | 2014-03-05 10:30 | 16063.6667 | 16.0637
|  | 2014-03-05 14:30:03 | 42.4087 | 3.0667 | 12.2667 | 6.859 | 6.859 | 0.55317 | 0.55317 | 0.69317 | 0.69317 | 1.702 | 1.702 | 16.0685 | 16.0685 | -4.2662 | -2.1331 | 2.3167 | 0 | 0 |  |  | 12.144 |  | 0.28925 | 28.9249 | 4.6333 | 0 | 2014-03-05 11:00 | 16068.5 | 16.0685
|  | 2014-03-05 15:00:02 | 42.2438 | 3.1245 | 12.498 | 6.8588 | 6.8588 | 0.59733 | 0.59733 | 0.6885 | 0.6885 | 1.304 | 1.304 | 16.0652 | 16.0652 | -4.232 | -2.116 | 2.1331 | 0 | 0 |  |  | 12.498 |  | 0.29585 | 29.5854 | 4.2662 | 0 | 2014-03-05 11:30 | 16065.1667 | 16.0652
|  | 2014-03-05 15:30:02 | 42.6035 | 3.1483 | 12.5933 | 6.8598 | 6.8598 | 0.63767 | 0.63767 | 0.689 | 0.689 | 1.304 | 1.304 | 16.1393 | 16.1393 | -4.3803 | -2.1902 | 2.116 | 0 | 0 |  |  | 11.9637 |  | 0.29559 | 29.5594 | 4.232 | 0 | 2014-03-05 12:00 | 16139.3333 | 16.1393
|  | 2014-03-05 16:00:03 | 43.4882 | 3.0357 | 12.1427 | 6.859 | 6.859 | 0.63967 | 0.63967 | 0.68933 | 0.68933 | 1.7652 | 1.7652 | 16.1822 | 16.1822 | -5.2101 | -2.6051 | 2.1902 | 0 | 0 |  |  | 13.1141 |  | 0.27922 | 27.9218 | 4.3803 | 0 | 2014-03-05 12:30 | 16182.1667 | 16.1822
|  | 2014-03-05 16:30:03 | 44.5443 | 3.0998 | 12.3993 | 6.8595 | 6.8595 | 0.64533 | 0.64533 | 0.68917 | 0.68917 | 1.7652 | 1.7652 | 16.2105 | 16.2105 | -5.9753 | -2.9877 | 2.6051 | 0 | 0 |  |  | 13.6393 |  | 0.27836 | 27.8359 | 5.2101 | 0 | 2014-03-05 13:00 | 16210.5 | 16.2105
|  | 2014-03-05 17:00:04 | 45.406 | 3.2013 | 12.8053 | 6.8637 | 6.8637 | 0.7475 | 0.7475 | 0.69433 | 0.69433 | 0.3456 | 0.3456 | 16.1712 | 16.1712 | -7.7784 | -3.8892 | 2.9877 | 0 | 0 |  |  | 13.4456 |  | 0.28202 | 28.2019 | 5.9753 | 0 | 2014-03-05 13:30 | 16171.1667 | 16.1712
|  | 2014-03-05 17:30:03 | 46.4297 | 3.257 | 13.028 | 6.8593 | 6.8593 | 0.7935 | 0.7935 | 0.80617 | 0.80617 | 0.3456 | 0.3456 | 16.0793 | 16.0793 | -8.5177 | -4.2589 | 3.8892 | 0 | 0 |  |  | 13.2886 |  | 0.2806 | 28.0596 | 7.7784 | 0 | 2014-03-05 14:00 | 16079.3333 | 16.0793
|  | 2014-03-05 18:00:02 | 48.3992 | 3.4508 | 13.8033 | 6.8557 | 6.8557 | 0.79333 | 0.79333 | 0.90617 | 0.90617 | 0.02 | 0.02 | 16.1658 | 16.1658 | -9.8548 | -4.9274 | 4.2589 | 0 | 0 |  |  | 13.3892 |  | 0.2852 | 28.5198 | 8.5177 | 0 | 2014-03-05 14:30 | 16165.8333 | 16.1658
|  | 2014-03-05 18:30:03 | 49.2477 | 3.509 | 14.036 | 6.8615 | 6.8615 | 0.79483 | 0.79483 | 0.987 | 0.987 | 0.02 | 0.02 | 16.1875 | 16.1875 | -10.3608 | -5.1804 | 4.9274 | 0 | 0 |  |  | 15.1589 |  | 0.28501 | 28.5008 | 9.8548 | 0 | 2014-03-05 15:00 | 16187.5 | 16.1875
|  | 2014-03-05 19:00:02 | 48.571 | 3.6043 | 14.4173 | 6.8625 | 6.8625 | 0.7885 | 0.7885 | 0.97767 | 0.97767 | 0 | 0 | 16.0745 | 16.0745 | -9.4505 | -4.7253 | 5.1804 | 0 | 0 |  |  | 15.8591 |  | 0.29683 | 29.683 | 10.3608 | 0 | 2014-03-05 15:30 | 16074.5 | 16.0745
|  | 2014-03-05 19:30:01 | 47.3482 | 3.805 | 15.22 | 6.8658 | 6.8658 | 0.7045 | 0.7045 | 0.985 | 0.985 | 0 | 0 | 15.8037 | 15.8037 | -7.7692 | -3.8846 | 4.7253 | 0 | 0 |  |  | 15.22 |  | 0.32145 | 32.1449 | 9.4505 | 0 | 2014-03-05 16:00 | 15803.6667 | 15.8037
|  | 2014-03-05 20:00:02 | 45.7747 | 4.04 | 16.16 | 6.8647 | 6.8647 | 0.654 | 0.654 | 0.98983 | 0.98983 | 0 | 0 | 15.2257 | 15.2257 | -5.8805 | -2.9402 | 3.8846 | 0 | 0 |  |  | 17.4528 |  | 0.35303 | 35.3034 | 7.7692 | 0 | 2014-03-05 16:30 | 15225.6667 | 15.2257
|  | 2014-03-05 20:30:01 | 43.7897 | 4.074 | 16.296 | 6.8658 | 6.8658 | 0.64 | 0.64 | 0.9895 | 0.9895 | 0 | 0 | 14.811 | 14.811 | -4.1873 | -2.0937 | 2.9402 | 0 | 0 |  |  | 15.1553 |  | 0.37214 | 37.2143 | 5.8805 | 0 | 2014-03-05 17:00 | 14811 | 14.811
|  | 2014-03-05 21:00:03 | 41.9767 | 4.0057 | 16.0227 | 6.8638 | 6.8638 | 0.63033 | 0.63033 | 0.9895 | 0.9895 | 0 | 0 | 14.717 | 14.717 | -2.7533 | -1.3767 | 2.0937 | 0 | 0 |  |  | 14.4204 |  | 0.3817 | 38.1704 | 4.1873 | 0 | 2014-03-05 17:30 | 14717 | 14.717
|  | 2014-03-05 21:30:04 | 39.6393 | 3.9857 | 15.9427 | 6.8687 | 6.8687 | 0.62767 | 0.62767 | 0.97367 | 0.97367 | 0 | 0 | 14.5598 | 14.5598 | -0.66683 | -0.33342 | 1.3767 | 0 | 0 |  |  | 14.3484 |  | 0.40219 | 40.2193 | 2.7533 | 0 | 2014-03-05 18:00 | 14559.8333 | 14.5598
|  | 2014-03-05 22:00:04 | 37.4502 | 3.9312 | 15.7247 | 6.8687 | 6.8687 | 0.65433 | 0.65433 | 0.97 | 0.97 | 0 | 0 | 14.284 | 14.284 | 1.0515 | 0.52575 | 0.33342 | 0.52575 | 0 |  |  | 14.9384 |  | 0.41988 | 41.9882 | 0.66683 | 0 | 2014-03-05 18:30 | 14284 | 14.284
|  | 2014-03-05 22:30:07 | 35.2152 | 3.875 | 15.5 | 6.8645 | 6.8645 | 0.6565 | 0.6565 | 0.964 | 0.964 | 0 | 0 | 14.015 | 14.015 | 2.7848 | 1.3924 | 0 | 1.9182 | 0 |  |  | 16.74 |  | 0.44015 | 44.0151 | 0 | 0 | 2014-03-05 19:00 | 14015 | 14.015
|  | 2014-03-05 23:00:03 | 33.4193 | 3.9722 | 15.8887 | 6.8662 | 6.8662 | 0.632 | 0.632 | 0.94667 | 0.94667 | 0 | 0 | 13.477 | 13.477 | 4.3912 | 2.1956 | 0 | 4.1137 | 0 |  |  | 17.0009 |  | 0.47543 | 47.5433 | 0 | 0 | 2014-03-05 19:30 | 13477 | 13.477
|  | 2014-03-05 23:30:02 | 32.5318 | 3.7992 | 15.1967 | 6.8693 | 6.8693 | 0.6255 | 0.6255 | 0.902 | 0.902 | 0 | 0 | 13.0887 | 13.0887 | 4.1503 | 2.0752 | 0 | 6.1889 | 0 |  |  | 15.8045 |  | 0.46713 | 46.7132 | 0 | 0 | 2014-03-05 20:00 | 13088.6667 | 13.0887
|  | 2014-03-06 00:00:03 | 31.9992 | 3.6535 | 14.614 | 6.8723 | 6.8723 | 0.63917 | 0.63917 | 0.89933 | 0.89933 | 0 | 0 | 13.0603 | 13.0603 | 4.086 | 2.043 | 0 | 8.2319 | 0 |  |  | 13.591 |  | 0.4567 | 45.6699 | 0 | 0 | 2014-03-05 20:30 | 13060.3333 | 13.0603
|  | 2014-03-06 00:30:02 | 32.289 | 3.6978 | 14.7913 | 6.8692 | 6.8692 | 0.64533 | 0.64533 | 0.89617 | 0.89617 | 0 | 0 | 13.4127 | 13.4127 | 4.3257 | 2.1628 | 0 | 10.3948 | 0 |  |  | 15.383 |  | 0.45809 | 45.8092 | 0 | 0 | 2014-03-05 21:00 | 13412.6667 | 13.4127
|  | 2014-03-06 01:00:03 | 32.3143 | 3.6508 | 14.6033 | 6.8725 | 6.8725 | 0.6495 | 0.6495 | 0.899 | 0.899 | 0 | 0 | 13.3878 | 13.3878 | 4.0978 | 2.0489 | 0 | 12.4437 | 0 |  |  | 14.3113 |  | 0.45192 | 45.1915 | 0 | 0 | 2014-03-05 21:30 | 13387.8333 | 13.3878
|  | 2014-03-06 01:30:04 | 31.8187 | 3.7168 | 14.8673 | 6.8675 | 6.8675 | 0.64917 | 0.64917 | 0.89367 | 0.89367 | 0 | 0 | 13.2875 | 13.2875 | 4.7465 | 2.3733 | 0 | 14.8169 | 0 |  |  | 13.9753 |  | 0.46725 | 46.7252 | 0 | 0 | 2014-03-05 22:00 | 13287.5 | 13.2875
|  | 2014-03-06 02:00:02 | 31.2872 | 3.6475 | 14.59 | 6.8635 | 6.8635 | 0.64383 | 0.64383 | 0.88967 | 0.88967 | 0 | 0 | 13.0113 | 13.0113 | 4.7112 | 2.3556 | 0 | 17.1725 | 0 |  |  | 15.0277 |  | 0.46633 | 46.6325 | 0 | 0 | 2014-03-05 22:30 | 13011.3333 | 13.0113
|  | 2014-03-06 02:30:04 | 31.0845 | 3.5718 | 14.2873 | 6.8662 | 6.8662 | 0.638 | 0.638 | 0.868 | 0.868 | 0 | 0 | 13.1423 | 13.1423 | 4.7173 | 2.3587 | 0 | 19.5312 | 0 |  |  | 15.4303 |  | 0.45963 | 45.9629 | 0 | 0 | 2014-03-05 23:00 | 13142.3333 | 13.1423
|  | 2014-03-06 03:00:04 | 30.7593 | 3.5745 | 14.298 | 6.8685 | 6.8685 | 0.62217 | 0.62217 | 0.8315 | 0.8315 | 0 | 0 | 12.9502 | 12.9502 | 4.811 | 2.4055 | 0 | 21.9367 | 0 |  |  | 13.2971 |  | 0.46483 | 46.4835 | 0 | 0 | 2014-03-05 23:30 | 12950.1667 | 12.9502
|  | 2014-03-06 03:30:02 | 30.1768 | 3.4962 | 13.9847 | 6.8727 | 6.8727 | 0.629 | 0.629 | 0.702 | 0.702 | 0 | 0 | 12.4613 | 12.4613 | 4.4728 | 2.2364 | 0 | 24.1731 | 0 |  |  | 12.5862 |  | 0.46342 | 46.3424 | 0 | 0 | 2014-03-06 | 12461.3333 | 12.4613
|  | 2014-03-06 04:00:03 | 29.7185 | 3.398 | 13.592 | 6.8687 | 6.8687 | 0.62333 | 0.62333 | 0.68633 | 0.68633 | 0 | 0 | 12.0898 | 12.0898 | 4.1417 | 2.0708 | 0 | 26.2439 | 0 |  |  | 13.3202 |  | 0.45736 | 45.7358 | 0 | 0 | 2014-03-06 00:30 | 12089.8333 | 12.0898
|  | 2014-03-06 04:30:02 | 29.653 | 3.2282 | 12.9127 | 6.824 | 6.824 | 0.62417 | 0.62417 | 0.68733 | 0.68733 | 0 | 0 | 12.1683 | 12.1683 | 3.5635 | 1.7818 | 0 | 28.0257 | 0 |  |  | 13.1709 |  | 0.43546 | 43.5459 | 0 | 0 | 2014-03-06 01:00 | 12168.3333 | 12.1683
|  | 2014-03-06 05:00:04 | 30.0508 | 3.1273 | 12.5093 | 6.7098 | 6.7098 | 0.62183 | 0.62183 | 0.689 | 0.689 | 0 | 0 | 12.9777 | 12.9777 | 3.4568 | 1.7284 | 0 | 29.7541 | 0 |  |  | 11.7588 |  | 0.41627 | 41.6272 | 0 | 0 | 2014-03-06 01:30 | 12977.6667 | 12.9777
|  | 2014-03-06 05:30:03 | 30.9732 | 3.1567 | 12.6267 | 6.7112 | 6.7112 | 0.62433 | 0.62433 | 0.6895 | 0.6895 | 0 | 0 | 13.2267 | 13.2267 | 2.9052 | 1.4526 | 0 | 31.2067 | 0 |  |  | 11.6165 |  | 0.40766 | 40.7665 | 0 | 0 | 2014-03-06 02:00 | 13226.6667 | 13.2267
|  | 2014-03-06 06:00:03 | 32.6313 | 3.0637 | 12.2547 | 6.7093 | 6.7093 | 0.63417 | 0.63417 | 0.68967 | 0.68967 | 0 | 0 | 13.855 | 13.855 | 1.5115 | 0.75575 | 0 | 31.9624 | 0 |  |  | 12.8674 |  | 0.37555 | 37.5549 | 0 | 0 | 2014-03-06 02:30 | 13855 | 13.855
|  | 2014-03-06 06:30:02 | 35.1793 | 2.903 | 11.612 | 6.6998 | 6.6998 | 0.6405 | 0.6405 | 0.68933 | 0.68933 | 0 | 0 | 15.143 | 15.143 | -0.39467 | -0.19733 | 0 | 31.7651 | 0 |  |  | 11.3798 |  | 0.33008 | 33.008 | 0 | 0.39467 | 2014-03-06 03:00 | 15143 | 15.143
|  | 2014-03-06 07:00:02 | 38.611 | 2.7347 | 10.9387 | 6.7033 | 6.7033 | 0.74517 | 0.74517 | 0.689 | 0.689 | 0 | 0 | 16.0468 | 16.0468 | -3.488 | -1.744 | 0 | 30.0211 | 0 |  |  | 10.3917 |  | 0.2833 | 28.3304 | 0 | 3.488 | 2014-03-06 03:30 | 16046.8333 | 16.0468
|  | 2014-03-06 07:30:06 | 41.1165 | 2.6207 | 10.4827 | 6.708 | 6.708 | 0.77217 | 0.77217 | 0.6895 | 0.6895 | 0 | 0 | 16.67 | 16.67 | -5.7942 | -2.8971 | 0 | 27.124 | 0 |  |  | 9.5392 |  | 0.25495 | 25.495 | 0 | 5.7942 | 2014-03-06 04:00 | 16670 | 16.67
|  | 2014-03-06 08:00:04 | 42.2008 | 2.724 | 10.896 | 6.7047 | 6.7047 | 0.75833 | 0.75833 | 0.68933 | 0.68933 | 0.3532 | 0.3532 | 17.106 | 17.106 | -5.6933 | -2.8466 | 0 | 24.2774 | 0 |  |  | 11.9856 |  | 0.25819 | 25.8194 | 0 | 5.6933 | 2014-03-06 04:30 | 17106 | 17.106
|  | 2014-03-06 08:30:02 | 42.8657 | 2.764 | 11.056 | 6.71 | 6.71 | 0.811 | 0.811 | 0.68933 | 0.68933 | 0.3532 | 0.3532 | 17.3978 | 17.3978 | -5.8483 | -2.9242 | 0 | 21.3532 | 0 |  |  | 11.2771 |  | 0.25792 | 25.7922 | 0 | 5.8483 | 2014-03-06 05:00 | 17397.8333 | 17.3978
|  | 2014-03-06 09:00:03 | 43.3647 | 2.6817 | 10.7267 | 6.7093 | 6.7093 | 0.89917 | 0.89917 | 0.6895 | 0.6895 | 0.9104 | 0.9104 | 17.4302 | 17.4302 | -5.9994 | -2.9997 | 0 | 18.3535 | 0 |  |  | 11.4775 |  | 0.24736 | 24.736 | 0 | 5.9994 | 2014-03-06 05:30 | 17430.1667 | 17.4302
|  | 2014-03-06 09:30:05 | 43.7312 | 2.5733 | 10.2933 | 6.7063 | 6.7063 | 0.93333 | 0.93333 | 0.68867 | 0.68867 | 0.9104 | 0.9104 | 17.322 | 17.322 | -6.8771 | -3.4386 | 0 | 14.9149 | 0 |  |  | 9.7787 |  | 0.23538 | 23.5378 | 0 | 6.8771 | 2014-03-06 06:00 | 17322 | 17.322
|  | 2014-03-06 10:00:02 | 43.7405 | 2.5553 | 10.2213 | 6.7005 | 6.7005 | 0.91333 | 0.91333 | 0.689 | 0.689 | 1.4028 | 1.4028 | 17.3083 | 17.3083 | -6.5052 | -3.2526 | 0 | 11.6623 | 0 |  |  | 10.1191 |  | 0.23368 | 23.3681 | 0 | 6.5052 | 2014-03-06 06:30 | 17308.3333 | 17.3083
|  | 2014-03-06 10:30:04 | 43.1368 | 2.5855 | 10.342 | 6.1092 | 6.1092 | 0.89567 | 0.89567 | 0.689 | 0.689 | 1.4028 | 1.4028 | 17.316 | 17.316 | -6.3822 | -3.1911 | 0 | 8.4712 | 0 |  |  | 10.0317 |  | 0.23975 | 23.9749 | 0 | 6.3822 | 2014-03-06 07:00 | 17316 | 17.316
|  | 2014-03-06 11:00:04 | 43.7387 | 2.714 | 10.856 | 6.695 | 6.695 | 0.7935 | 0.7935 | 0.689 | 0.689 | 1.8816 | 1.8816 | 17.3603 | 17.3603 | -5.4632 | -2.7316 | 0 | 5.7396 | 0 |  |  | 10.9646 |  | 0.2482 | 24.8201 | 0 | 5.4632 | 2014-03-06 07:30 | 17360.3333 | 17.3603
|  | 2014-03-06 11:30:05 | 43.7735 | 2.898 | 11.592 | 6.7077 | 6.7077 | 0.74117 | 0.74117 | 0.689 | 0.689 | 1.8816 | 1.8816 | 17.3778 | 17.3778 | -4.7842 | -2.3921 | 0 | 3.3475 | 0 |  |  | 11.8238 |  | 0.26482 | 26.4818 | 0 | 4.7842 | 2014-03-06 08:00 | 17377.8333 | 17.3778
|  | 2014-03-06 12:00:04 | 43.6618 | 2.833 | 11.332 | 6.7023 | 6.7023 | 0.74683 | 0.74683 | 0.68733 | 0.68733 | 2.0508 | 2.0508 | 17.5138 | 17.5138 | -4.6287 | -2.3144 | 0 | 1.0331 | 0 |  |  | 11.5586 |  | 0.25954 | 25.954 | 0 | 4.6287 | 2014-03-06 08:30 | 17513.8333 | 17.5138
|  | 2014-03-06 12:30:06 | 43.4413 | 2.8743 | 11.4973 | 6.6667 | 6.6667 | 0.74217 | 0.74217 | 0.68617 | 0.68617 | 2.0508 | 2.0508 | 17.697 | 17.697 | -4.1012 | -2.0506 | 0 | 0 | 0 |  |  | 11.4973 |  | 0.26466 | 26.4663 | 0 | 2.0663 | 2014-03-06 09:00 | 17697 | 17.697
|  | 2014-03-06 13:00:02 | 43.144 | 2.9477 | 11.7907 | 6.5043 | 6.5043 | 0.66933 | 0.66933 | 0.6885 | 0.6885 | 1.9336 | 1.9336 | 17.812 | 17.812 | -3.7456 | -1.8728 | 2.0506 | 0 | 0 |  |  | 12.1444 |  | 0.27329 | 27.3286 | 4.1012 | 0 | 2014-03-06 09:30 | 17812 | 17.812
|  | 2014-03-06 13:30:07 | 42.9013 | 2.9862 | 11.9447 | 6.476 | 6.476 | 0.63683 | 0.63683 | 0.68883 | 0.68883 | 1.9336 | 1.9336 | 17.8773 | 17.8773 | -3.3441 | -1.672 | 1.8728 | 0 | 0 |  |  | 11.228 |  | 0.27842 | 27.8422 | 3.7456 | 0 | 2014-03-06 10:00 | 17877.3333 | 17.8773
|  | 2014-03-06 14:00:01 | 42.8322 | 3.124 | 12.496 | 6.4777 | 6.4777 | 0.638 | 0.638 | 0.68833 | 0.68833 | 2.8288 | 2.8288 | 17.8745 | 17.8745 | -1.8289 | -0.91443 | 1.672 | 0 | 0 |  |  | 12.1211 |  | 0.29174 | 29.1743 | 3.3441 | 0 | 2014-03-06 10:30 | 17874.5 | 17.8745
|  | 2014-03-06 14:30:02 | 42.726 | 3.4075 | 13.63 | 6.4768 | 6.4768 | 0.63917 | 0.63917 | 0.6895 | 0.6895 | 2.8288 | 2.8288 | 17.8888 | 17.8888 | -0.57287 | -0.28643 | 0.91443 | 0 | 0 |  |  | 12.5396 |  | 0.31901 | 31.901 | 1.8289 | 0 | 2014-03-06 11:00 | 17888.8333 | 17.8888
|  | 2014-03-06 15:00:02 | 42.4778 | 3.6987 | 14.7947 | 6.4775 | 6.4775 | 0.6395 | 0.6395 | 0.68967 | 0.68967 | 2.4288 | 2.4288 | 17.9258 | 17.9258 | 0.47813 | 0.23907 | 0.28643 | 0.23907 | 0 |  |  | 15.2385 |  | 0.34829 | 34.8291 | 0.57287 | 0 | 2014-03-06 11:30 | 17925.8333 | 17.9258
|  | 2014-03-06 15:30:03 | 42.7283 | 3.8843 | 15.5373 | 6.4758 | 6.4758 | 0.65017 | 0.65017 | 0.68883 | 0.68883 | 2.4288 | 2.4288 | 17.907 | 17.907 | 0.95963 | 0.47982 | 0 | 0.71888 | 0 |  |  | 14.2943 |  | 0.36363 | 36.3631 | 0 | 0 | 2014-03-06 12:00 | 17907 | 17.907
|  | 2014-03-06 16:00:02 | 43.6802 | 4.0163 | 16.0653 | 6.4743 | 6.4743 | 0.753 | 0.753 | 0.68917 | 0.68917 | 1.2824 | 1.2824 | 17.9845 | 17.9845 | -0.43143 | -0.21572 | 0 | 0.50317 | 0 |  |  | 16.8686 |  | 0.36779 | 36.7795 | 0 | 0.43143 | 2014-03-06 12:30 | 17984.5 | 17.9845
|  | 2014-03-06 16:30:01 | 44.7522 | 4.0105 | 16.042 | 6.4762 | 6.4762 | 0.80783 | 0.80783 | 0.68933 | 0.68933 | 1.2824 | 1.2824 | 18.0405 | 18.0405 | -1.4139 | -0.70697 | 0 | 0 | 0 |  |  | 15.2399 |  | 0.35846 | 35.8463 | 0 | 1.0063 | 2014-03-06 13:00 | 18040.5 | 18.0405
|  | 2014-03-06 17:00:05 | 45.6842 | 3.9212 | 15.6847 | 6.4705 | 6.4705 | 0.938 | 0.938 | 0.68833 | 0.68833 | 0.6524 | 0.6524 | 18.0413 | 18.0413 | -3.2089 | -1.6045 | 0.70697 | 0 | 0 |  |  | 15.6847 |  | 0.34333 | 34.3328 | 1.4139 | 0 | 2014-03-06 13:30 | 18041.3333 | 18.0413
|  | 2014-03-06 17:30:02 | 46.3983 | 4.078 | 16.312 | 6.484 | 6.484 | 0.98417 | 0.98417 | 0.689 | 0.689 | 0.6524 | 0.6524 | 18.0565 | 18.0565 | -3.2203 | -1.6101 | 1.6045 | 0 | 0 |  |  | 16.6382 |  | 0.35156 | 35.1564 | 3.2089 | 0 | 2014-03-06 14:00 | 18056.5 | 18.0565
|  | 2014-03-06 18:00:05 | 47.9312 | 4.0638 | 16.2553 | 6.482 | 6.482 | 0.98467 | 0.98467 | 0.68883 | 0.68883 | 0.0652 | 0.0652 | 18.079 | 18.079 | -5.3761 | -2.6881 | 1.6101 | 0 | 0 |  |  | 17.2307 |  | 0.33914 | 33.9139 | 3.2203 | 0 | 2014-03-06 14:30 | 18079 | 18.079
|  | 2014-03-06 18:30:02 | 48.3793 | 4.1862 | 16.7447 | 6.4815 | 6.4815 | 0.986 | 0.986 | 0.68967 | 0.68967 | 0.0652 | 0.0652 | 18.0717 | 18.0717 | -5.3406 | -2.6703 | 2.6881 | 0 | 0 |  |  | 17.7493 |  | 0.34611 | 34.6112 | 5.3761 | 0 | 2014-03-06 15:00 | 18071.6667 | 18.0717
|  | 2014-03-06 19:00:02 | 47.7377 | 4.2003 | 16.8013 | 6.4743 | 6.4743 | 0.989 | 0.989 | 0.6895 | 0.6895 | 0 | 0 | 18.1443 | 18.1443 | -4.6392 | -2.3196 | 2.6703 | 0 | 0 |  |  | 16.4653 |  | 0.35195 | 35.1951 | 5.3406 | 0 | 2014-03-06 15:30 | 18144.3333 | 18.1443
|  | 2014-03-06 19:30:02 | 46.39 | 4.1485 | 16.594 | 6.4785 | 6.4785 | 0.99067 | 0.99067 | 0.68967 | 0.68967 | 0 | 0 | 18.1377 | 18.1377 | -3.4995 | -1.7497 | 2.3196 | 0 | 0 |  |  | 15.1005 |  | 0.35771 | 35.7706 | 4.6392 | 0 | 2014-03-06 16:00 | 18137.6667 | 18.1377
|  | 2014-03-06 20:00:03 | 44.9623 | 3.9807 | 15.9227 | 6.4757 | 6.4757 | 0.98283 | 0.98283 | 0.68867 | 0.68867 | 0 | 0 | 18.1633 | 18.1633 | -2.7292 | -1.3646 | 1.7497 | 0 | 0 |  |  | 15.6042 |  | 0.35413 | 35.4133 | 3.4995 | 0 | 2014-03-06 16:30 | 18163.3333 | 18.1633
|  | 2014-03-06 20:30:02 | 43.3477 | 3.8693 | 15.4773 | 6.48 | 6.48 | 0.98217 | 0.98217 | 0.6895 | 0.6895 | 0 | 0 | 18.1355 | 18.1355 | -1.5832 | -0.79158 | 1.3646 | 0 | 0 |  |  | 15.9417 |  | 0.35705 | 35.7051 | 2.7292 | 0 | 2014-03-06 17:00 | 18135.5 | 18.1355
|  | 2014-03-06 21:00:02 | 41.6088 | 3.8948 | 15.5793 | 6.4792 | 6.4792 | 0.91933 | 0.91933 | 0.68783 | 0.68783 | 0 | 0 | 18.0683 | 18.0683 | 0.12517 | 0.062583 | 0.79158 | 0.062583 | 0 |  |  | 15.8909 |  | 0.37442 | 37.4424 | 1.5832 | 0 | 2014-03-06 17:30 | 18068.3333 | 18.0683
|  | 2014-03-06 21:30:04 | 39.3855 | 3.8502 | 15.4007 | 6.481 | 6.481 | 0.89933 | 0.89933 | 0.68683 | 0.68683 | 0 | 0 | 17.896 | 17.896 | 1.9783 | 0.98917 | 0 | 1.0517 | 0 |  |  | 15.8627 |  | 0.39102 | 39.1024 | 0 | 0 | 2014-03-06 18:00 | 17896 | 17.896
|  | 2014-03-06 22:00:05 | 37.2285 | 3.6365 | 14.546 | 6.4827 | 6.4827 | 0.8965 | 0.8965 | 0.68667 | 0.68667 | 0 | 0 | 17.3292 | 17.3292 | 2.7125 | 1.3563 | 0 | 2.408 | 0 |  |  | 15.2733 |  | 0.39072 | 39.0722 | 0 | 0 | 2014-03-06 18:30 | 17329.1667 | 17.3292
|  | 2014-03-06 22:30:02 | 34.9555 | 3.6563 | 14.6253 | 6.4837 | 6.4837 | 0.891 | 0.891 | 0.686 | 0.686 | 0 | 0 | 16.4935 | 16.4935 | 4.224 | 2.112 | 0 | 4.52 | 0 |  |  | 15.3566 |  | 0.4184 | 41.8399 | 0 | 0 | 2014-03-06 19:00 | 16493.5 | 16.4935
|  | 2014-03-06 23:00:02 | 32.9363 | 3.6843 | 14.7373 | 6.4802 | 6.4802 | 0.8265 | 0.8265 | 0.6895 | 0.6895 | 0 | 0 | 15.4322 | 15.4322 | 5.2293 | 2.6147 | 0 | 7.1347 | 0 |  |  | 14.1478 |  | 0.44745 | 44.7449 | 0 | 0 | 2014-03-06 19:30 | 15432.1667 | 15.4322
|  | 2014-03-06 23:30:03 | 32.0047 | 3.744 | 14.976 | 6.489 | 6.489 | 0.77483 | 0.77483 | 0.6895 | 0.6895 | 0 | 0 | 14.788 | 14.788 | 5.7127 | 2.8563 | 0 | 9.991 | 0 |  |  | 15.575 |  | 0.46793 | 46.7932 | 0 | 0 | 2014-03-06 20:00 | 14788 | 14.788
|  | 2014-03-07 00:00:04 | 31.5067 | 3.7895 | 15.158 | 6.4815 | 6.4815 | 0.771 | 0.771 | 0.68933 | 0.68933 | 0 | 0 | 14.4758 | 14.4758 | 6.069 | 3.0345 | 0 | 13.0255 | 0 |  |  | 14.0969 |  | 0.4811 | 48.1105 | 0 | 0 | 2014-03-06 20:30 | 14475.8333 | 14.4758
|  | 2014-03-07 00:30:02 | 31.8488 | 3.9348 | 15.7393 | 6.4857 | 6.4857 | 0.774 | 0.774 | 0.68967 | 0.68967 | 0 | 0 | 14.5268 | 14.5268 | 6.3667 | 3.1833 | 0 | 16.2088 | 0 |  |  | 15.2672 |  | 0.49419 | 49.4189 | 0 | 0 | 2014-03-06 21:00 | 14526.8333 | 14.5268
|  | 2014-03-07 01:00:02 | 31.5178 | 4.091 | 16.364 | 6.4785 | 6.4785 | 0.7545 | 0.7545 | 0.68917 | 0.68917 | 0 | 0 | 14.2143 | 14.2143 | 6.9827 | 3.4913 | 0 | 19.7002 | 0 |  |  | 15.2185 |  | 0.5192 | 51.9198 | 0 | 0 | 2014-03-06 21:30 | 14214.3333 | 14.2143
|  | 2014-03-07 01:30:01 | 30.7823 | 4.104 | 16.416 | 6.4847 | 6.4847 | 0.7395 | 0.7395 | 0.68933 | 0.68933 | 0 | 0 | 13.6987 | 13.6987 | 7.2458 | 3.6229 | 0 | 23.3231 | 0 |  |  | 14.9386 |  | 0.53329 | 53.3293 | 0 | 0 | 2014-03-06 22:00 | 13698.6667 | 13.6987
|  | 2014-03-07 02:00:02 | 30.3447 | 4.3068 | 17.2273 | 6.4825 | 6.4825 | 0.675 | 0.675 | 0.68917 | 0.68917 | 0 | 0 | 13.2717 | 13.2717 | 8.001 | 4.0005 | 0 | 27.3236 | 0 |  |  | 16.0214 |  | 0.56772 | 56.7722 | 0 | 0 | 2014-03-06 22:30 | 13271.6667 | 13.2717
|  | 2014-03-07 02:30:04 | 29.8638 | 4.4352 | 17.7407 | 6.4828 | 6.4828 | 0.645 | 0.645 | 0.68967 | 0.68967 | 0 | 0 | 12.7427 | 12.7427 | 8.437 | 4.2185 | 0 | 31.5421 | 0 |  |  | 18.2729 |  | 0.59405 | 59.4052 | 0 | 0 | 2014-03-06 23:00 | 12742.6667 | 12.7427
|  | 2014-03-07 03:00:04 | 29.2452 | 4.485 | 17.94 | 6.477 | 6.477 | 0.6445 | 0.6445 | 0.68967 | 0.68967 | 0 | 0 | 11.993 | 11.993 | 8.499 | 4.2495 | 0 | 35.7916 | 0 |  |  | 19.3752 |  | 0.61343 | 61.3435 | 0 | 0 | 2014-03-06 23:30 | 11993 | 11.993
|  | 2014-03-07 03:30:02 | 28.6078 | 4.3257 | 17.3027 | 6.4748 | 6.4748 | 0.64833 | 0.64833 | 0.6895 | 0.6895 | 0 | 0 | 11.5627 | 11.5627 | 8.0702 | 4.0351 | 0 | 39.8267 | 0 |  |  | 15.7454 |  | 0.60482 | 60.4823 | 0 | 0 | 2014-03-07 | 11562.6667 | 11.5627
|  | 2014-03-07 04:00:03 | 28.4387 | 4.423 | 17.692 | 6.4727 | 6.4727 | 0.64983 | 0.64983 | 0.68917 | 0.68917 | 0 | 0 | 11.3127 | 11.3127 | 8.3777 | 4.1888 | 0 | 44.0155 | 0 |  |  | 19.1074 |  | 0.62211 | 62.2111 | 0 | 0 | 2014-03-07 00:30 | 11312.6667 | 11.3127
|  | 2014-03-07 04:30:01 | 28.398 | 4.5127 | 18.0507 | 6.4753 | 6.4753 | 0.65133 | 0.65133 | 0.68967 | 0.68967 | 0 | 0 | 11.2155 | 11.2155 | 8.6845 | 4.3422 | 0 | 48.3578 | 0 |  |  | 17.6897 |  | 0.63563 | 63.5632 | 0 | 0 | 2014-03-07 01:00 | 11215.5 | 11.2155
|  | 2014-03-07 05:00:03 | 28.621 | 4.452 | 17.808 | 6.4748 | 6.4748 | 0.664 | 0.664 | 0.68967 | 0.68967 | 0 | 0 | 12.0558 | 12.0558 | 9.0713 | 4.5357 | 0 | 52.8934 | 0 |  |  | 18.5203 |  | 0.6222 | 62.22 | 0 | 0 | 2014-03-07 01:30 | 12055.8333 | 12.0558
|  | 2014-03-07 05:30:02 | 29.4635 | 4.4607 | 17.8427 | 6.48 | 6.48 | 0.667 | 0.667 | 0.68867 | 0.68867 | 0 | 0 | 12.6228 | 12.6228 | 8.8377 | 4.4188 | 0 | 57.3122 | 0 |  |  | 18.5564 |  | 0.60559 | 60.5585 | 0 | 0 | 2014-03-07 02:00 | 12622.8333 | 12.6228
|  | 2014-03-07 06:00:01 | 30.8118 | 4.6757 | 18.7027 | 6.4765 | 6.4765 | 0.678 | 0.678 | 0.688 | 0.688 | 0 | 0 | 13.847 | 13.847 | 9.5803 | 4.7902 | 0 | 62.1024 | 0 |  |  | 17.3935 |  | 0.607 | 60.6996 | 0 | 0 | 2014-03-07 02:30 | 13847 | 13.847
|  | 2014-03-07 06:30:02 | 33.5603 | 4.8408 | 19.3633 | 6.4758 | 6.4758 | 0.677 | 0.677 | 0.68533 | 0.68533 | 0 | 0 | 15.4668 | 15.4668 | 9.108 | 4.554 | 0 | 66.6564 | 0 |  |  | 17.427 |  | 0.57697 | 57.6971 | 0 | 0 | 2014-03-07 03:00 | 15466.8333 | 15.4668
|  | 2014-03-07 07:00:02 | 37.0343 | 5.054 | 20.216 | 6.4737 | 6.4737 | 0.772 | 0.772 | 0.68717 | 0.68717 | 0 | 0 | 16.4942 | 16.4942 | 7.6087 | 3.8043 | 0 | 70.4607 | 0 |  |  | 20.6203 |  | 0.54587 | 54.5872 | 0 | 0 | 2014-03-07 03:30 | 16494.1667 | 16.4942
|  | 2014-03-07 07:30:01 | 39.7693 | 5.2033 | 20.8133 | 6.473 | 6.473 | 0.80517 | 0.80517 | 0.68767 | 0.68767 | 0 | 0 | 17.0762 | 17.0762 | 6.086 | 3.043 | 0 | 73.5037 | 0 |  |  | 21.854 |  | 0.52335 | 52.3351 | 0 | 0 | 2014-03-07 04:00 | 17076.1667 | 17.0762
|  | 2014-03-07 08:00:04 | 41.0453 | 5.1865 | 20.746 | 6.482 | 6.482 | 0.80417 | 0.80417 | 0.74983 | 0.74983 | 0.738 | 0.738 | 17.3207 | 17.3207 | 5.7953 | 2.8977 | 0 | 76.4014 | 0 |  |  | 20.5385 |  | 0.50544 | 50.5441 | 0 | 0 | 2014-03-07 04:30 | 17320.6667 | 17.3207
|  | 2014-03-07 08:30:03 | 41.6308 | 5.2412 | 20.9647 | 6.482 | 6.482 | 0.80333 | 0.80333 | 0.8775 | 0.8775 | 0.738 | 0.738 | 17.4288 | 17.4288 | 5.6635 | 2.8318 | 0 | 79.2332 | 0 |  |  | 21.5936 |  | 0.50359 | 50.3585 | 0 | 0 | 2014-03-07 05:00 | 17428.8333 | 17.4288
|  | 2014-03-07 09:00:04 | 42.2133 | 5.4248 | 21.6993 | 6.477 | 6.477 | 0.80517 | 0.80517 | 0.96133 | 0.96133 | 0.9712 | 0.9712 | 17.363 | 17.363 | 6.0637 | 3.0319 | 0 | 82.265 | 0 |  |  | 21.4823 |  | 0.51404 | 51.404 | 0 | 0 | 2014-03-07 05:30 | 17363 | 17.363
|  | 2014-03-07 09:30:03 | 42.6943 | 5.4247 | 21.6987 | 6.4762 | 6.4762 | 0.80067 | 0.80067 | 0.986 | 0.986 | 0.9712 | 0.9712 | 17.2583 | 17.2583 | 5.4967 | 2.7484 | 0 | 85.0134 | 0 |  |  | 21.2647 |  | 0.50823 | 50.8233 | 0 | 0 | 2014-03-07 06:00 | 17258.3333 | 17.2583
|  | 2014-03-07 10:00:04 | 42.6712 | 5.261 | 21.044 | 6.4813 | 6.4813 | 0.80017 | 0.80017 | 0.91567 | 0.91567 | 2.7468 | 2.7468 | 17.2085 | 17.2085 | 6.5253 | 3.2627 | 0 | 88.276 | 0 |  |  | 19.3605 |  | 0.49317 | 49.3167 | 0 | 0 | 2014-03-07 06:30 | 17208.5 | 17.2085
|  | 2014-03-07 10:30:02 | 42.3853 | 5.182 | 20.728 | 6.482 | 6.482 | 0.79783 | 0.79783 | 0.951 | 0.951 | 2.7468 | 2.7468 | 17.2558 | 17.2558 | 6.5761 | 3.2881 | 0 | 91.5641 | 0 |  |  | 22.8008 |  | 0.48904 | 48.9037 | 0 | 0 | 2014-03-07 07:00 | 17255.8333 | 17.2558
|  | 2014-03-07 11:00:03 | 42.1525 | 5.102 | 20.408 | 6.479 | 6.479 | 0.69767 | 0.69767 | 1.0025 | 1.0025 | 2.558 | 2.558 | 17.3358 | 17.3358 | 6.3285 | 3.1642 | 0 | 94.7283 | 0 |  |  | 19.7958 |  | 0.48415 | 48.4147 | 0 | 0 | 2014-03-07 07:30 | 17335.8333 | 17.3358
|  | 2014-03-07 11:30:04 | 41.8222 | 5.1685 | 20.674 | 6.473 | 6.473 | 0.67767 | 0.67767 | 1.0182 | 1.0182 | 2.558 | 2.558 | 17.3443 | 17.3443 | 6.923 | 3.4615 | 0 | 98.1898 | 0 |  |  | 18.8133 |  | 0.49433 | 49.4331 | 0 | 0 | 2014-03-07 08:00 | 17344.3333 | 17.3443
|  | 2014-03-07 12:00:06 | 41.6052 | 5.2505 | 21.002 | 6.4742 | 6.4742 | 0.67783 | 0.67783 | 1.015 | 1.015 | 3.8872 | 3.8872 | 17.2913 | 17.2913 | 8.7424 | 4.3712 | 0 | 100 | 4.3712 |  |  | 22.4721 |  | 0.50479 | 50.4793 | 0 | 0 | 2014-03-07 08:30 | 17291.3333 | 17.2913
|  | 2014-03-07 12:30:04 | 40.7723 | 5.1638 | 20.6553 | 6.475 | 6.475 | 0.6605 | 0.6605 | 1.0062 | 1.0062 | 3.8872 | 3.8872 | 17.232 | 17.232 | 9.1439 | 4.5719 | 0 | 100 | 4.5719 |  |  | 19.6226 |  | 0.5066 | 50.6602 | 0 | 0 | 2014-03-07 09:00 | 17232 | 17.232
|  | 2014-03-07 13:00:02 | 40.2348 | 4.8727 | 19.4907 | 6.4703 | 6.4703 | 0.645 | 0.645 | 1.019 | 1.019 | 4.4664 | 4.4664 | 17.1928 | 17.1928 | 9.0494 | 4.5247 | 0 | 100 | 4.5247 |  |  | 19.8805 |  | 0.48442 | 48.4423 | 0 | 0 | 2014-03-07 09:30 | 17192.8333 | 17.1928
|  | 2014-03-07 13:30:01 | 39.7392 | 4.9053 | 19.6213 | 6.4773 | 6.4773 | 0.64433 | 0.64433 | 1.0145 | 1.0145 | 4.4664 | 4.4664 | 17.2855 | 17.2855 | 9.7702 | 4.8851 | 0 | 100 | 4.8851 |  |  | 18.8365 |  | 0.49375 | 49.3753 | 0 | 0 | 2014-03-07 10:00 | 17285.5 | 17.2855
|  | 2014-03-07 14:00:05 | 39.3697 | 4.7655 | 19.062 | 6.4713 | 6.4713 | 0.6425 | 0.6425 | 1.0072 | 1.0072 | 2.7748 | 2.7748 | 17.2797 | 17.2797 | 7.8678 | 3.9339 | 0 | 100 | 3.9339 |  |  | 20.7776 |  | 0.48418 | 48.418 | 0 | 0 | 2014-03-07 10:30 | 17279.6667 | 17.2797
|  | 2014-03-07 14:30:03 | 39.1417 | 4.4807 | 17.9227 | 6.4703 | 6.4703 | 0.64117 | 0.64117 | 0.98017 | 0.98017 | 2.7748 | 2.7748 | 17.1335 | 17.1335 | 6.781 | 3.3905 | 0 | 100 | 3.3905 |  |  | 16.8473 |  | 0.45789 | 45.7892 | 0 | 0 | 2014-03-07 11:00 | 17133.5 | 17.1335
|  | 2014-03-07 15:00:03 | 38.7288 | 4.187 | 16.748 | 6.4767 | 6.4767 | 0.641 | 0.641 | 0.95967 | 0.95967 | 2.1804 | 2.1804 | 16.9672 | 16.9672 | 5.2441 | 2.622 | 0 | 100 | 2.622 |  |  | 17.7529 |  | 0.43244 | 43.2443 | 0 | 0 | 2014-03-07 11:30 | 16967.1667 | 16.9672
|  | 2014-03-07 15:30:02 | 38.764 | 4.0375 | 16.15 | 6.4765 | 6.4765 | 0.64167 | 0.64167 | 0.95917 | 0.95917 | 2.1804 | 2.1804 | 16.7903 | 16.7903 | 4.4341 | 2.217 | 0 | 100 | 2.217 |  |  | 16.473 |  | 0.41662 | 41.6624 | 0 | 0 | 2014-03-07 12:00 | 16790.3333 | 16.7903
|  | 2014-03-07 16:00:02 | 39.6107 | 3.2392 | 12.9567 | 6.4727 | 6.4727 | 0.64933 | 0.64933 | 0.98917 | 0.98917 | 1.3088 | 1.3088 | 16.8702 | 16.8702 | -0.36387 | -0.18193 | 0 | 99.8181 | 0 |  |  | 12.4384 |  | 0.3271 | 32.71 | 0 | 0.36387 | 2014-03-07 12:30 | 16870.1667 | 16.8702
|  | 2014-03-07 16:30:04 | 40.621 | 3.0113 | 12.0453 | 6.4793 | 6.4793 | 0.685 | 0.685 | 0.9845 | 0.9845 | 1.3088 | 1.3088 | 16.884 | 16.884 | -2.234 | -1.117 | 0 | 98.701 | 0 |  |  | 11.4431 |  | 0.29653 | 29.653 | 0 | 2.234 | 2014-03-07 13:00 | 16884 | 16.884
|  | 2014-03-07 17:00:03 | 41.6892 | 2.5223 | 10.0893 | 6.4788 | 6.4788 | 0.78533 | 0.78533 | 0.98783 | 0.98783 | 0.3464 | 0.3464 | 16.9875 | 16.9875 | -6.0139 | -3.007 | 0 | 95.6941 | 0 |  |  | 10.2911 |  | 0.24201 | 24.2013 | 0 | 6.0139 | 2014-03-07 13:30 | 16987.5 | 16.9875
|  | 2014-03-07 17:30:03 | 42.9175 | 2.2257 | 8.9027 | 6.483 | 6.483 | 0.84867 | 0.84867 | 0.98717 | 0.98717 | 0.3464 | 0.3464 | 17.132 | 17.132 | -8.2176 | -4.1088 | 0 | 91.5853 | 0 |  |  | 9.4368 |  | 0.20744 | 20.7437 | 0 | 8.2176 | 2014-03-07 14:00 | 17132 | 17.132
|  | 2014-03-07 18:00:07 | 45.19 | 2.0147 | 8.0587 | 6.4627 | 6.4627 | 0.86567 | 0.86567 | 0.98733 | 0.98733 | 0.0492 | 0.0492 | 17.499 | 17.499 | -11.2675 | -5.6337 | 0 | 85.9515 | 0 |  |  | 8.5422 |  | 0.17833 | 17.8329 | 0 | 11.2675 | 2014-03-07 14:30 | 17499 | 17.499
|  | 2014-03-07 18:30:02 | 46.9237 | 1.8535 | 7.414 | 6.464 | 6.464 | 0.875 | 0.875 | 0.98883 | 0.98883 | 0.0492 | 0.0492 | 17.5302 | 17.5302 | -13.6025 | -6.8012 | 0 | 79.1503 | 0 |  |  | 7.8588 |  | 0.158 | 15.8001 | 0 | 13.6025 | 2014-03-07 15:00 | 17530.1667 | 17.5302
|  | 2014-03-07 19:00:05 | 46.3575 | 1.4975 | 5.99 | 6.4568 | 6.4568 | 0.91683 | 0.91683 | 0.98933 | 0.98933 | 0 | 0 | 17.4498 | 17.4498 | -14.5547 | -7.2773 | 0 | 71.873 | 0 |  |  | 6.2895 |  | 0.12921 | 12.9213 | 0 | 14.5547 | 2014-03-07 15:30 | 17449.8333 | 17.4498
|  | 2014-03-07 19:30:02 | 45.1945 | 1.478 | 5.912 | 6.4762 | 6.4762 | 0.933 | 0.933 | 0.98983 | 0.98983 | 0 | 0 | 17.2218 | 17.2218 | -13.6617 | -6.8308 | 0 | 65.0422 | 0 |  |  | 5.9711 |  | 0.13081 | 13.0812 | 0 | 13.6617 | 2014-03-07 16:00 | 17221.8333 | 17.2218
|  | 2014-03-07 20:00:01 | 43.761 | 1.3587 | 5.4347 | 6.3887 | 6.3887 | 0.94067 | 0.94067 | 0.98533 | 0.98533 | 0 | 0 | 16.8267 | 16.8267 | -13.185 | -6.5925 | 0 | 58.4497 | 0 |  |  | 5.1086 |  | 0.12419 | 12.419 | 0 | 13.185 | 2014-03-07 16:30 | 16826.6667 | 16.8267
|  | 2014-03-07 20:30:02 | 42.1563 | 1.5008 | 6.0033 | 6.3462 | 6.3462 | 0.9275 | 0.9275 | 0.947 | 0.947 | 0 | 0 | 16.217 | 16.217 | -11.7153 | -5.8577 | 0 | 52.592 | 0 |  |  | 5.463 |  | 0.14241 | 14.2406 | 0 | 11.7153 | 2014-03-07 17:00 | 16217 | 16.217
|  | 2014-03-07 21:00:01 | 40.4315 | 1.7207 | 6.8827 | 6.3475 | 6.3475 | 0.9355 | 0.9355 | 0.9585 | 0.9585 | 0 | 0 | 15.4308 | 15.4308 | -9.8765 | -4.9382 | 0 | 47.6537 | 0 |  |  | 6.1944 |  | 0.17023 | 17.023 | 0 | 9.8765 | 2014-03-07 17:30 | 15430.8333 | 15.4308
|  | 2014-03-07 21:30:02 | 38.6458 | 1.5648 | 6.2593 | 6.3433 | 6.3433 | 0.90117 | 0.90117 | 0.95867 | 0.95867 | 0 | 0 | 15.1355 | 15.1355 | -9.0478 | -4.5239 | 0 | 43.1298 | 0 |  |  | 5.8212 |  | 0.16197 | 16.1967 | 0 | 9.0478 | 2014-03-07 18:00 | 15135.5 | 15.1355
|  | 2014-03-07 22:00:04 | 36.736 | 1.4535 | 5.814 | 6.35 | 6.35 | 0.85567 | 0.85567 | 0.95983 | 0.95983 | 0 | 0 | 14.8118 | 14.8118 | -7.9447 | -3.9723 | 0 | 39.1575 | 0 |  |  | 6.1047 |  | 0.15826 | 15.8264 | 0 | 7.9447 | 2014-03-07 18:30 | 14811.8333 | 14.8118
|  | 2014-03-07 22:30:02 | 34.9275 | 1.5102 | 6.0407 | 6.344 | 6.344 | 0.8415 | 0.8415 | 0.95917 | 0.95917 | 0 | 0 | 14.037 | 14.037 | -6.7052 | -3.3526 | 0 | 35.8049 | 0 |  |  | 5.4366 |  | 0.17295 | 17.2949 | 0 | 6.7052 | 2014-03-07 19:00 | 14037 | 14.037
|  | 2014-03-07 23:00:05 | 33.0612 | 1.7252 | 6.9007 | 6.3423 | 6.3423 | 0.85917 | 0.85917 | 0.9595 | 0.9595 | 0 | 0 | 13.7397 | 13.7397 | -4.2598 | -2.1299 | 0 | 33.675 | 0 |  |  | 7.1767 |  | 0.20872 | 20.8724 | 0 | 4.2598 | 2014-03-07 19:30 | 13739.6667 | 13.7397
|  | 2014-03-07 23:30:02 | 31.6542 | 1.8645 | 7.458 | 6.3398 | 6.3398 | 0.83917 | 0.83917 | 0.95933 | 0.95933 | 0 | 0 | 12.9505 | 12.9505 | -3.1073 | -1.5537 | 0 | 32.1213 | 0 |  |  | 7.6817 |  | 0.23561 | 23.5609 | 0 | 3.1073 | 2014-03-07 20:00 | 12950.5 | 12.9505
|  | 2014-03-08 00:00:03 | 30.9892 | 2.1118 | 8.4473 | 6.3472 | 6.3472 | 0.82983 | 0.82983 | 0.95933 | 0.95933 | 0 | 0 | 12.3062 | 12.3062 | -2.0993 | -1.0497 | 0 | 31.0717 | 0 |  |  | 9.2076 |  | 0.27259 | 27.259 | 0 | 2.0993 | 2014-03-07 20:30 | 12306.1667 | 12.3062
|  | 2014-03-08 00:30:02 | 30.8258 | 2.412 | 9.648 | 6.346 | 6.346 | 0.79483 | 0.79483 | 0.95933 | 0.95933 | 0 | 0 | 11.9802 | 11.9802 | -1.0975 | -0.54875 | 0 | 30.5229 | 0 |  |  | 8.9726 |  | 0.31298 | 31.2984 | 0 | 1.0975 | 2014-03-07 21:00 | 11980.1667 | 11.9802
|  | 2014-03-08 01:00:03 | 30.5718 | 2.8633 | 11.4533 | 6.3482 | 6.3482 | 0.74417 | 0.74417 | 0.95817 | 0.95817 | 0 | 0 | 11.6217 | 11.6217 | 0.55367 | 0.27683 | 0 | 30.7997 | 0 |  |  | 10.308 |  | 0.37464 | 37.4637 | 0 | 0 | 2014-03-07 21:30 | 11621.6667 | 11.6217
|  | 2014-03-08 01:30:01 | 30.5168 | 3.124 | 12.496 | 6.3462 | 6.3462 | 0.73183 | 0.73183 | 0.956 | 0.956 | 0 | 0 | 11.7548 | 11.7548 | 1.768 | 0.884 | 0 | 31.6837 | 0 |  |  | 11.6213 |  | 0.40948 | 40.9479 | 0 | 0 | 2014-03-07 22:00 | 11754.8333 | 11.7548
|  | 2014-03-08 02:00:01 | 29.8362 | 3.0068 | 12.0273 | 6.3455 | 6.3455 | 0.72217 | 0.72217 | 0.947 | 0.947 | 0 | 0 | 11.4018 | 11.4018 | 1.6077 | 0.80383 | 0 | 32.4876 | 0 |  |  | 12.5084 |  | 0.40311 | 40.3113 | 0 | 0 | 2014-03-07 22:30 | 11401.8333 | 11.4018
|  | 2014-03-08 02:30:02 | 29.4813 | 3.0417 | 12.1667 | 6.3472 | 6.3472 | 0.734 | 0.734 | 0.94467 | 0.94467 | 0 | 0 | 11.4902 | 11.4902 | 2.2013 | 1.1007 | 0 | 33.5882 | 0 |  |  | 11.5583 |  | 0.41269 | 41.2691 | 0 | 0 | 2014-03-07 23:00 | 11490.1667 | 11.4902
|  | 2014-03-08 03:00:03 | 28.851 | 3.06 | 12.24 | 6.3452 | 6.3452 | 0.74617 | 0.74617 | 0.95933 | 0.95933 | 0 | 0 | 11.5175 | 11.5175 | 2.9572 | 1.4786 | 0 | 35.0668 | 0 |  |  | 12.7296 |  | 0.42425 | 42.4249 | 0 | 0 | 2014-03-07 23:30 | 11517.5 | 11.5175
|  | 2014-03-08 03:30:06 | 28.1877 | 3.2713 | 13.0853 | 6.3227 | 6.3227 | 0.74633 | 0.74633 | 0.94017 | 0.94017 | 0 | 0 | 11.0388 | 11.0388 | 3.9457 | 1.9728 | 0 | 37.0397 | 0 |  |  | 12.8236 |  | 0.46422 | 46.4222 | 0 | 0 | 2014-03-08 | 11038.8333 | 11.0388
|  | 2014-03-08 04:00:02 | 27.7347 | 3.6638 | 14.6553 | 6.2345 | 6.2345 | 0.73167 | 0.73167 | 0.9255 | 0.9255 | 0 | 0 | 10.5972 | 10.5972 | 5.4095 | 2.7047 | 0 | 39.7444 | 0 |  |  | 15.3881 |  | 0.52841 | 52.8412 | 0 | 0 | 2014-03-08 00:30 | 10597.1667 | 10.5972
|  | 2014-03-08 04:30:05 | 27.4888 | 3.9875 | 15.95 | 6.2333 | 6.2333 | 0.67367 | 0.67367 | 0.92533 | 0.92533 | 0 | 0 | 10.3233 | 10.3233 | 6.6168 | 3.3084 | 0 | 43.0528 | 0 |  |  | 15.1525 |  | 0.58024 | 58.0236 | 0 | 0 | 2014-03-08 01:00 | 10323.3333 | 10.3233
|  | 2014-03-08 05:00:02 | 27.4777 | 4.2543 | 17.0173 | 6.2293 | 6.2293 | 0.67217 | 0.67217 | 0.92567 | 0.92567 | 0 | 0 | 10.2677 | 10.2677 | 7.6345 | 3.8173 | 0 | 46.8701 | 0 |  |  | 16.677 |  | 0.61932 | 61.9315 | 0 | 0 | 2014-03-08 01:30 | 10267.6667 | 10.2677
|  | 2014-03-08 05:30:02 | 27.7357 | 4.7325 | 18.93 | 6.23 | 6.23 | 0.67217 | 0.67217 | 0.92533 | 0.92533 | 0 | 0 | 10.1308 | 10.1308 | 9.1527 | 4.5763 | 0 | 51.4464 | 0 |  |  | 20.4444 |  | 0.68251 | 68.2515 | 0 | 0 | 2014-03-08 02:00 | 10130.8333 | 10.1308
|  | 2014-03-08 06:00:03 | 28.796 | 4.8588 | 19.4353 | 6.2325 | 6.2325 | 0.69683 | 0.69683 | 0.92567 | 0.92567 | 0 | 0 | 10.813 | 10.813 | 9.3073 | 4.6537 | 0 | 56.1001 | 0 |  |  | 20.6015 |  | 0.67493 | 67.4932 | 0 | 0 | 2014-03-08 02:30 | 10813 | 10.813
|  | 2014-03-08 06:30:02 | 29.3003 | 5.1015 | 20.406 | 6.2348 | 6.2348 | 0.70367 | 0.70367 | 0.92583 | 0.92583 | 0 | 0 | 10.3552 | 10.3552 | 9.3252 | 4.6626 | 0 | 60.7627 | 0 |  |  | 19.9979 |  | 0.69644 | 69.6443 | 0 | 0 | 2014-03-08 03:00 | 10355.1667 | 10.3552
|  | 2014-03-08 07:00:02 | 29.1822 | 5.1237 | 20.4947 | 6.2337 | 6.2337 | 0.7595 | 0.7595 | 0.9255 | 0.9255 | 0 | 0 | 9.7438 | 9.7438 | 8.975 | 4.4875 | 0 | 65.2502 | 0 |  |  | 20.6996 |  | 0.7023 | 70.2301 | 0 | 0 | 2014-03-08 03:30 | 9743.8333 | 9.7438
|  | 2014-03-08 07:30:02 | 30.3412 | 4.8403 | 19.3613 | 6.2355 | 6.2355 | 0.74183 | 0.74183 | 0.92517 | 0.92517 | 0 | 0 | 10.4867 | 10.4867 | 7.4093 | 3.7047 | 0 | 68.9548 | 0 |  |  | 17.4252 |  | 0.63812 | 63.8121 | 0 | 0 | 2014-03-08 04:00 | 10486.6667 | 10.4867
|  | 2014-03-08 08:00:02 | 32.4285 | 4.9007 | 19.6027 | 6.235 | 6.235 | 0.66483 | 0.66483 | 0.92533 | 0.92533 | 0.6272 | 0.6272 | 12.0228 | 12.0228 | 7.6494 | 3.8247 | 0 | 72.7795 | 0 |  |  | 18.6225 |  | 0.60449 | 60.4489 | 0 | 0 | 2014-03-08 04:30 | 12022.8333 | 12.0228
|  | 2014-03-08 08:30:03 | 34.2185 | 5.0903 | 20.3613 | 6.2428 | 6.2428 | 0.6635 | 0.6635 | 0.949 | 0.949 | 0.6272 | 0.6272 | 13.4218 | 13.4218 | 8.0472 | 4.0236 | 0 | 76.8031 | 0 |  |  | 18.7324 |  | 0.59504 | 59.5039 | 0 | 0 | 2014-03-08 05:00 | 13421.8333 | 13.4218
|  | 2014-03-08 09:00:05 | 35.6007 | 5.3448 | 21.3793 | 6.236 | 6.236 | 0.66617 | 0.66617 | 0.93783 | 0.93783 | 0.9752 | 0.9752 | 13.5887 | 13.5887 | 8.1825 | 4.0913 | 0 | 80.8944 | 0 |  |  | 20.0966 |  | 0.60053 | 60.0532 | 0 | 0 | 2014-03-08 05:30 | 13588.6667 | 13.5887
|  | 2014-03-08 09:30:02 | 36.2132 | 5.1903 | 20.7613 | 6.2417 | 6.2417 | 0.6665 | 0.6665 | 0.95667 | 0.95667 | 0.9752 | 0.9752 | 13.7597 | 13.7597 | 7.1479 | 3.5739 | 0 | 84.4683 | 0 |  |  | 22.2146 |  | 0.57331 | 57.3309 | 0 | 0 | 2014-03-08 06:00 | 13759.6667 | 13.7597
|  | 2014-03-08 10:00:02 | 36.5233 | 4.9108 | 19.6433 | 6.2387 | 6.2387 | 0.68383 | 0.68383 | 0.95583 | 0.95583 | 1.4988 | 1.4988 | 13.8505 | 13.8505 | 6.3476 | 3.1738 | 0 | 87.6421 | 0 |  |  | 19.4469 |  | 0.53783 | 53.783 | 0 | 0 | 2014-03-08 06:30 | 13850.5 | 13.8505
|  | 2014-03-08 10:30:03 | 36.513 | 4.5985 | 18.394 | 6.2422 | 6.2422 | 0.78583 | 0.78583 | 1.0088 | 1.0088 | 1.4988 | 1.4988 | 14.1203 | 14.1203 | 5.537 | 2.7685 | 0 | 90.4106 | 0 |  |  | 19.8655 |  | 0.50377 | 50.3766 | 0 | 0 | 2014-03-08 07:00 | 14120.3333 | 14.1203
|  | 2014-03-08 11:00:05 | 36.186 | 4.5677 | 18.2707 | 6.2443 | 6.2443 | 0.78233 | 0.78233 | 1.0008 | 1.0008 | 2.9264 | 2.9264 | 14.1273 | 14.1273 | 7.1659 | 3.583 | 0 | 93.9936 | 0 |  |  | 17.7225 |  | 0.50491 | 50.491 | 0 | 0 | 2014-03-08 07:30 | 14127.3333 | 14.1273
|  | 2014-03-08 11:30:02 | 35.927 | 4.4643 | 17.8573 | 6.2413 | 6.2413 | 0.763 | 0.763 | 1 | 1 | 2.9264 | 2.9264 | 14.0608 | 14.0608 | 6.9219 | 3.461 | 0 | 97.4545 | 0 |  |  | 18.7502 |  | 0.49704 | 49.7045 | 0 | 0 | 2014-03-08 08:00 | 14060.8333 | 14.0608
|  | 2014-03-08 12:00:03 | 35.7523 | 4.1865 | 16.746 | 6.2435 | 6.2435 | 0.7725 | 0.7725 | 0.99933 | 0.99933 | 3.544 | 3.544 | 14.088 | 14.088 | 6.641 | 3.3205 | 0 | 100 | 3.3205 |  |  | 17.0809 |  | 0.46839 | 46.8389 | 0 | 0 | 2014-03-08 08:30 | 14088 | 14.088
|  | 2014-03-08 12:30:05 | 35.3903 | 4.067 | 16.268 | 6.2442 | 6.2442 | 0.78333 | 0.78333 | 1.0182 | 1.0182 | 3.544 | 3.544 | 14.1075 | 14.1075 | 6.5748 | 3.2874 | 0 | 100 | 3.2874 |  |  | 15.78 |  | 0.45967 | 45.9674 | 0 | 0 | 2014-03-08 09:00 | 14107.5 | 14.1075
|  | 2014-03-08 13:00:02 | 34.6768 | 3.9182 | 15.6727 | 6.2397 | 6.2397 | 0.675 | 0.675 | 1.0293 | 1.0293 | 2.206 | 2.206 | 14.1117 | 14.1117 | 5.2575 | 2.6288 | 0 | 100 | 2.6288 |  |  | 16.9265 |  | 0.45196 | 45.1964 | 0 | 0 | 2014-03-08 09:30 | 14111.6667 | 14.1117
|  | 2014-03-08 13:30:03 | 34.1617 | 3.8818 | 15.5273 | 6.2407 | 6.2407 | 0.64667 | 0.64667 | 1.029 | 1.029 | 2.206 | 2.206 | 13.9282 | 13.9282 | 5.4162 | 2.7081 | 0 | 100 | 2.7081 |  |  | 16.459 |  | 0.45453 | 45.4525 | 0 | 0 | 2014-03-08 10:00 | 13928.1667 | 13.9282
|  | 2014-03-08 14:00:01 | 33.6972 | 3.9275 | 15.71 | 6.2405 | 6.2405 | 0.67 | 0.67 | 1.0297 | 1.0297 | 3.082 | 3.082 | 13.7667 | 13.7667 | 6.8017 | 3.4008 | 0 | 100 | 3.4008 |  |  | 16.0242 |  | 0.46621 | 46.6211 | 0 | 0 | 2014-03-08 10:30 | 13766.6667 | 13.7667
|  | 2014-03-08 14:30:05 | 33.333 | 3.8083 | 15.2333 | 6.2388 | 6.2388 | 0.62417 | 0.62417 | 1.0297 | 1.0297 | 3.082 | 3.082 | 13.4975 | 13.4975 | 6.3725 | 3.1862 | 0 | 100 | 3.1862 |  |  | 15.081 |  | 0.457 | 45.7005 | 0 | 0 | 2014-03-08 11:00 | 13497.5 | 13.4975
|  | 2014-03-08 15:00:06 | 33.2365 | 3.8108 | 15.2433 | 6.239 | 6.239 | 0.61417 | 0.61417 | 1.0295 | 1.0295 | 1.8788 | 1.8788 | 13.151 | 13.151 | 4.9193 | 2.4596 | 0 | 100 | 2.4596 |  |  | 16.4628 |  | 0.45863 | 45.8632 | 0 | 0 | 2014-03-08 11:30 | 13151 | 13.151
|  | 2014-03-08 15:30:02 | 33.2082 | 4.0035 | 16.014 | 6.2412 | 6.2412 | 0.61033 | 0.61033 | 1.0298 | 1.0298 | 1.8788 | 1.8788 | 13.0602 | 13.0602 | 5.6261 | 2.8131 | 0 | 100 | 2.8131 |  |  | 15.6937 |  | 0.48223 | 48.2231 | 0 | 0 | 2014-03-08 12:00 | 13060.1667 | 13.0602
|  | 2014-03-08 16:00:05 | 33.4487 | 3.9953 | 15.9813 | 6.2407 | 6.2407 | 0.6105 | 0.6105 | 1.0273 | 1.0273 | 1.2328 | 1.2328 | 13.1525 | 13.1525 | 4.7965 | 2.3982 | 0 | 100 | 2.3982 |  |  | 15.9813 |  | 0.47779 | 47.7787 | 0 | 0 | 2014-03-08 12:30 | 13152.5 | 13.1525
|  | 2014-03-08 16:30:03 | 34.3138 | 3.9555 | 15.822 | 6.2447 | 6.2447 | 0.609 | 0.609 | 0.87783 | 0.87783 | 1.2328 | 1.2328 | 13.399 | 13.399 | 3.8715 | 1.9357 | 0 | 100 | 1.9357 |  |  | 15.3473 |  | 0.4611 | 46.1097 | 0 | 0 | 2014-03-08 13:00 | 13399 | 13.399
|  | 2014-03-08 17:00:03 | 35.7077 | 3.9475 | 15.79 | 6.2448 | 6.2448 | 0.69533 | 0.69533 | 0.69933 | 0.69933 | 0.4972 | 0.4972 | 13.6617 | 13.6617 | 1.8807 | 0.94035 | 0 | 100 | 0.94035 |  |  | 17.2111 |  | 0.4422 | 44.2202 | 0 | 0 | 2014-03-08 13:30 | 13661.6667 | 13.6617
|  | 2014-03-08 17:30:02 | 37.2618 | 3.8382 | 15.3527 | 6.2475 | 6.2475 | 0.71617 | 0.71617 | 0.7 | 0.7 | 0.4972 | 0.4972 | 13.8528 | 13.8528 | 0.10453 | 0.052267 | 0 | 100 | 0.052267 |  |  | 16.2738 |  | 0.41202 | 41.2021 | 0 | 0 | 2014-03-08 14:00 | 13852.8333 | 13.8528
|  | 2014-03-08 18:00:01 | 39.7175 | 3.8763 | 15.5053 | 6.188 | 6.188 | 0.70883 | 0.70883 | 0.69817 | 0.69817 | 0.1532 | 0.1532 | 13.8868 | 13.8868 | -2.5771 | -1.2886 | 0 | 98.7114 | 0 |  |  | 15.9705 |  | 0.39039 | 39.039 | 0 | 2.5771 | 2014-03-08 14:30 | 13886.8333 | 13.8868
|  | 2014-03-08 18:30:03 | 41.1952 | 4.049 | 16.196 | 6.1522 | 6.1522 | 0.70583 | 0.70583 | 0.6975 | 0.6975 | 0.1532 | 0.1532 | 13.8983 | 13.8983 | -3.3921 | -1.6961 | 0 | 97.0154 | 0 |  |  | 15.5482 |  | 0.39315 | 39.3153 | 0 | 3.3921 | 2014-03-08 15:00 | 13898.3333 | 13.8983
|  | 2014-03-08 19:00:05 | 40.769 | 4.3165 | 17.266 | 6.1478 | 6.1478 | 0.70633 | 0.70633 | 0.6995 | 0.6995 | 0 | 0 | 13.8217 | 13.8217 | -2.1277 | -1.0638 | 0 | 95.9515 | 0 |  |  | 17.9566 |  | 0.42351 | 42.3508 | 0 | 2.1277 | 2014-03-08 15:30 | 13821.6667 | 13.8217
|  | 2014-03-08 19:30:05 | 39.3265 | 4.6097 | 18.4387 | 6.1493 | 6.1493 | 0.7055 | 0.7055 | 0.699 | 0.699 | 0 | 0 | 13.7445 | 13.7445 | 0.4105 | 0.20525 | 0 | 96.1568 | 0 |  |  | 18.9918 |  | 0.46886 | 46.8861 | 0 | 0 | 2014-03-08 16:00 | 13744.5 | 13.7445
|  | 2014-03-08 20:00:04 | 38.2603 | 4.7523 | 19.0093 | 6.1483 | 6.1483 | 0.70567 | 0.70567 | 0.7 | 0.7 | 0 | 0 | 13.7262 | 13.7262 | 2.0292 | 1.0146 | 0 | 97.1714 | 0 |  |  | 20.34 |  | 0.49684 | 49.6842 | 0 | 0 | 2014-03-08 16:30 | 13726.1667 | 13.7262
|  | 2014-03-08 20:30:04 | 37.0088 | 4.7213 | 18.8853 | 6.1465 | 6.1465 | 0.70833 | 0.70833 | 0.69917 | 0.69917 | 0 | 0 | 13.3533 | 13.3533 | 2.7838 | 1.3919 | 0 | 98.5633 | 0 |  |  | 17.7522 |  | 0.51029 | 51.0293 | 0 | 0 | 2014-03-08 17:00 | 13353.3333 | 13.3533
|  | 2014-03-08 21:00:04 | 35.6662 | 4.6913 | 18.7653 | 6.1482 | 6.1482 | 0.61433 | 0.61433 | 0.69967 | 0.69967 | 0 | 0 | 12.9583 | 12.9583 | 3.5197 | 1.7598 | 0 | 100 | 1.7598 |  |  | 18.2024 |  | 0.52614 | 52.6138 | 0 | 0 | 2014-03-08 17:30 | 12958.3333 | 12.9583
|  | 2014-03-08 21:30:02 | 34.392 | 4.8395 | 19.358 | 6.1467 | 6.1467 | 0.57383 | 0.57383 | 0.6995 | 0.6995 | 0 | 0 | 12.6462 | 12.6462 | 5.0322 | 2.5161 | 0 | 100 | 2.5161 |  |  | 18.3901 |  | 0.56286 | 56.2863 | 0 | 0 | 2014-03-08 18:00 | 12646.1667 | 12.6462
|  | 2014-03-08 22:00:05 | 33.005 | 4.7525 | 19.01 | 6.1478 | 6.1478 | 0.5635 | 0.5635 | 0.69967 | 0.69967 | 0 | 0 | 12.3302 | 12.3302 | 5.7462 | 2.8731 | 0 | 100 | 2.8731 |  |  | 19.7704 |  | 0.57597 | 57.5973 | 0 | 0 | 2014-03-08 18:30 | 12330.1667 | 12.3302
|  | 2014-03-08 22:30:02 | 31.8325 | 4.5917 | 18.3667 | 6.1457 | 6.1457 | 0.5595 | 0.5595 | 0.69917 | 0.69917 | 0 | 0 | 11.7037 | 11.7037 | 5.6422 | 2.8211 | 0 | 100 | 2.8211 |  |  | 16.8973 |  | 0.57698 | 57.6978 | 0 | 0 | 2014-03-08 19:00 | 11703.6667 | 11.7037
|  | 2014-03-08 23:00:03 | 30.4243 | 4.5083 | 18.0333 | 6.151 | 6.151 | 0.55917 | 0.55917 | 0.6985 | 0.6985 | 0 | 0 | 11.121 | 11.121 | 6.1387 | 3.0693 | 0 | 100 | 3.0693 |  |  | 19.2957 |  | 0.59273 | 59.2727 | 0 | 0 | 2014-03-08 19:30 | 11121 | 11.121
|  | 2014-03-08 23:30:04 | 29.6417 | 4.4695 | 17.878 | 6.1542 | 6.1542 | 0.55967 | 0.55967 | 0.69933 | 0.69933 | 0 | 0 | 10.773 | 10.773 | 6.4225 | 3.2112 | 0 | 100 | 3.2112 |  |  | 16.9841 |  | 0.60314 | 60.3137 | 0 | 0 | 2014-03-08 20:00 | 10773 | 10.773
|  | 2014-03-09 00:00:03 | 29.6517 | 4.4955 | 17.982 | 6.1535 | 6.1535 | 0.54233 | 0.54233 | 0.69933 | 0.69933 | 0 | 0 | 10.697 | 10.697 | 6.4225 | 3.2112 | 0 | 100 | 3.2112 |  |  | 17.0829 |  | 0.60644 | 60.6441 | 0 | 0 | 2014-03-08 20:30 | 10697 | 10.697
|  | 2014-03-09 00:30:03 | 29.4893 | 4.6202 | 18.4807 | 6.1512 | 6.1512 | 0.53933 | 0.53933 | 0.6995 | 0.6995 | 0 | 0 | 10.772 | 10.772 | 7.1533 | 3.5767 | 0 | 100 | 3.5767 |  |  | 19.7743 |  | 0.62669 | 62.669 | 0 | 0 | 2014-03-08 21:00 | 10772 | 10.772
|  | 2014-03-09 01:00:02 | 29.5642 | 4.5818 | 18.3273 | 6.148 | 6.148 | 0.537 | 0.537 | 0.69533 | 0.69533 | 0 | 0 | 11.0702 | 11.0702 | 7.2137 | 3.6068 | 0 | 100 | 3.6068 |  |  | 17.0444 |  | 0.61992 | 61.9917 | 0 | 0 | 2014-03-08 21:30 | 11070.1667 | 11.0702
|  | 2014-03-09 01:30:06 | 28.976 | 4.5768 | 18.3073 | 6.144 | 6.144 | 0.537 | 0.537 | 0.69883 | 0.69883 | 0 | 0 | 11.025 | 11.025 | 7.7362 | 3.8681 | 0 | 100 | 3.8681 |  |  | 19.5888 |  | 0.63181 | 63.181 | 0 | 0 | 2014-03-08 22:00 | 11025 | 11.025
|  | 2014-03-09 02:00:05 | 28.2907 | 4.5988 | 18.3953 | 6.1503 | 6.1503 | 0.546 | 0.546 | 0.699 | 0.699 | 0 | 0 | 10.4895 | 10.4895 | 7.9895 | 3.9948 | 0 | 100 | 3.9948 |  |  | 19.3151 |  | 0.65023 | 65.0226 | 0 | 0 | 2014-03-08 22:30 | 10489.5 | 10.4895
|  | 2014-03-09 02:30:02 | 27.921 | 4.6423 | 18.5693 | 6.1447 | 6.1447 | 0.57967 | 0.57967 | 0.6985 | 0.6985 | 0 | 0 | 10.0253 | 10.0253 | 8.0965 | 4.0483 | 0 | 100 | 4.0483 |  |  | 16.8981 |  | 0.66507 | 66.5067 | 0 | 0 | 2014-03-08 23:00 | 10025.3333 | 10.0253
|  | 2014-03-09 03:00:04 | 27.544 | 4.7592 | 19.0367 | 6.1423 | 6.1423 | 0.57917 | 0.57917 | 0.69733 | 0.69733 | 0 | 0 | 9.8573 | 9.8573 | 8.7688 | 4.3844 | 0 | 100 | 4.3844 |  |  | 19.0367 |  | 0.69114 | 69.1137 | 0 | 0 | 2014-03-08 23:30 | 9857.3333 | 9.8573
|  | 2014-03-09 03:30:02 | 26.9197 | 4.5947 | 18.3787 | 6.1383 | 6.1383 | 0.58983 | 0.58983 | 0.6965 | 0.6965 | 0 | 0 | 9.6885 | 9.6885 | 8.5722 | 4.2861 | 0 | 100 | 4.2861 |  |  | 18.7462 |  | 0.68272 | 68.2723 | 0 | 0 | 2014-03-09 | 9688.5 | 9.6885
|  | 2014-03-09 04:00:02 | 26.3602 | 4.3812 | 17.5247 | 6.1432 | 6.1432 | 0.603 | 0.603 | 0.69617 | 0.69617 | 0 | 0 | 9.3787 | 9.3787 | 7.9855 | 3.9928 | 0 | 100 | 3.9928 |  |  | 15.9474 |  | 0.66482 | 66.4816 | 0 | 0 | 2014-03-09 00:30 | 9378.6667 | 9.3787
|  | 2014-03-09 04:30:05 | 26.0188 | 4.1633 | 16.6533 | 6.1402 | 6.1402 | 0.59767 | 0.59767 | 0.69667 | 0.69667 | 0 | 0 | 9.4028 | 9.4028 | 7.4718 | 3.7359 | 0 | 100 | 3.7359 |  |  | 17.3195 |  | 0.64005 | 64.0049 | 0 | 0 | 2014-03-09 01:00 | 9402.8333 | 9.4028
|  | 2014-03-09 05:00:03 | 26.0118 | 4.0587 | 16.2347 | 6.1395 | 6.1395 | 0.59817 | 0.59817 | 0.699 | 0.699 | 0 | 0 | 9.5625 | 9.5625 | 7.222 | 3.611 | 0 | 100 | 3.611 |  |  | 15.2606 |  | 0.62413 | 62.4126 | 0 | 0 | 2014-03-09 01:30 | 9562.5 | 9.5625
|  | 2014-03-09 05:30:02 | 26.1697 | 3.9227 | 15.6907 | 6.1367 | 6.1367 | 0.59033 | 0.59033 | 0.69933 | 0.69933 | 0 | 0 | 9.8607 | 9.8607 | 6.808 | 3.404 | 0 | 100 | 3.404 |  |  | 16.3183 |  | 0.59957 | 59.9575 | 0 | 0 | 2014-03-09 02:00 | 9860.6667 | 9.8607
|  | 2014-03-09 06:00:04 | 26.8903 | 3.8115 | 15.246 | 6.1365 | 6.1365 | 0.57483 | 0.57483 | 0.6985 | 0.6985 | 0 | 0 | 10.4858 | 10.4858 | 6.2513 | 3.1257 | 0 | 100 | 3.1257 |  |  | 13.8739 |  | 0.56697 | 56.697 | 0 | 0 | 2014-03-09 02:30 | 10485.8333 | 10.4858
|  | 2014-03-09 06:30:07 | 27.1987 | 3.7532 | 15.0127 | 6.1368 | 6.1368 | 0.57033 | 0.57033 | 0.65617 | 0.65617 | 0 | 0 | 10.7485 | 10.7485 | 5.9258 | 2.9629 | 0 | 100 | 2.9629 |  |  | 14.1119 |  | 0.55196 | 55.1963 | 0 | 0 | 2014-03-09 03:00 | 10748.5 | 10.7485
|  | 2014-03-09 07:00:03 | 28.01 | 3.6125 | 14.45 | 6.1393 | 6.1393 | 0.66283 | 0.66283 | 0.682 | 0.682 | 0 | 0 | 11.3047 | 11.3047 | 5.2288 | 2.6144 | 0 | 100 | 2.6144 |  |  | 13.872 |  | 0.51589 | 51.5887 | 0 | 0 | 2014-03-09 03:30 | 11304.6667 | 11.3047
|  | 2014-03-09 07:30:05 | 28.3122 | 3.342 | 13.368 | 6.1385 | 6.1385 | 0.68767 | 0.68767 | 0.69983 | 0.69983 | 0 | 0 | 11.6543 | 11.6543 | 4.2362 | 2.1181 | 0 | 100 | 2.1181 |  |  | 14.4374 |  | 0.47216 | 47.2164 | 0 | 0 | 2014-03-09 04:00 | 11654.3333 | 11.6543
|  | 2014-03-09 08:00:04 | 29.2665 | 3.2458 | 12.9833 | 6.144 | 6.144 | 0.68233 | 0.68233 | 0.69967 | 0.69967 | 0.5116 | 0.5116 | 12.287 | 12.287 | 4.0414 | 2.0207 | 0 | 100 | 2.0207 |  |  | 11.9447 |  | 0.44362 | 44.3624 | 0 | 0 | 2014-03-09 04:30 | 12287 | 12.287
|  | 2014-03-09 08:30:01 | 30.3908 | 3.1573 | 12.6293 | 6.1447 | 6.1447 | 0.6875 | 0.6875 | 0.69917 | 0.69917 | 0.5116 | 0.5116 | 13.06 | 13.06 | 3.3414 | 1.6707 | 0 | 100 | 1.6707 |  |  | 11.3664 |  | 0.41556 | 41.5564 | 0 | 0 | 2014-03-09 05:00 | 13060 | 13.06
|  | 2014-03-09 09:00:01 | 31.9755 | 3.0232 | 12.0927 | 6.0683 | 6.0683 | 0.81117 | 0.81117 | 0.69917 | 0.69917 | 1.4536 | 1.4536 | 13.7735 | 13.7735 | 2.9229 | 1.4615 | 0 | 100 | 1.4615 |  |  | 11.0043 |  | 0.37819 | 37.8185 | 0 | 0 | 2014-03-09 05:30 | 13773.5 | 13.7735
|  | 2014-03-09 09:30:04 | 33.1018 | 2.9015 | 11.606 | 6.04 | 6.04 | 0.86233 | 0.86233 | 0.6995 | 0.6995 | 1.4536 | 1.4536 | 14.122 | 14.122 | 1.6816 | 0.8408 | 0 | 100 | 0.8408 |  |  | 11.7221 |  | 0.35062 | 35.0615 | 0 | 0 | 2014-03-09 06:00 | 14122 | 14.122
|  | 2014-03-09 10:00:03 | 33.8357 | 2.807 | 11.228 | 6.035 | 6.035 | 0.86167 | 0.86167 | 0.699 | 0.699 | 2.2372 | 2.2372 | 14.524 | 14.524 | 1.7492 | 0.8746 | 0 | 100 | 0.8746 |  |  | 10.3298 |  | 0.33184 | 33.1839 | 0 | 0 | 2014-03-09 06:30 | 14524 | 14.524
|  | 2014-03-09 10:30:02 | 34.1073 | 2.649 | 10.596 | 6.0353 | 6.0353 | 0.86817 | 0.86817 | 0.69933 | 0.69933 | 2.2372 | 2.2372 | 14.9478 | 14.9478 | 1.2765 | 0.63827 | 0 | 100 | 0.63827 |  |  | 10.1722 |  | 0.31067 | 31.0666 | 0 | 0 | 2014-03-09 07:00 | 14947.8333 | 14.9478
|  | 2014-03-09 11:00:01 | 34.2928 | 2.6755 | 10.702 | 6.038 | 6.038 | 0.86583 | 0.86583 | 0.6905 | 0.6905 | 2.7884 | 2.7884 | 15.1288 | 15.1288 | 1.9207 | 0.96037 | 0 | 100 | 0.96037 |  |  | 11.4511 |  | 0.31208 | 31.2077 | 0 | 0 | 2014-03-09 07:30 | 15128.8333 | 15.1288
|  | 2014-03-09 11:30:04 | 34.3473 | 2.635 | 10.54 | 6.04 | 6.04 | 0.86933 | 0.86933 | 0.689 | 0.689 | 2.7884 | 2.7884 | 15.0932 | 15.0932 | 1.6726 | 0.83628 | 0 | 100 | 0.83628 |  |  | 10.54 |  | 0.30687 | 30.6865 | 0 | 0 | 2014-03-09 08:00 | 15093.1667 | 15.0932
|  | 2014-03-09 12:00:04 | 34.5113 | 2.5102 | 10.0407 | 6.0313 | 6.0313 | 0.87133 | 0.87133 | 0.698 | 0.698 | 2.7344 | 2.7344 | 14.9387 | 14.9387 | 0.80307 | 0.40153 | 0 | 100 | 0.40153 |  |  | 9.5386 |  | 0.29094 | 29.0938 | 0 | 0 | 2014-03-09 08:30 | 14938.6667 | 14.9387
|  | 2014-03-09 12:30:02 | 34.429 | 2.1862 | 8.7447 | 6.03 | 6.03 | 0.87183 | 0.87183 | 0.74267 | 0.74267 | 2.7344 | 2.7344 | 14.8537 | 14.8537 | -0.45177 | -0.22588 | 0 | 99.7741 | 0 |  |  | 8.4823 |  | 0.25399 | 25.3991 | 0 | 0.45177 | 2014-03-09 09:00 | 14853.6667 | 14.8537
|  | 2014-03-09 13:00:08 | 34.0703 | 2.0353 | 8.1413 | 6.0303 | 6.0303 | 0.77817 | 0.77817 | 0.85117 | 0.85117 | 3.1268 | 3.1268 | 14.7363 | 14.7363 | -0.4062 | -0.2031 | 0 | 99.571 | 0 |  |  | 8.1413 |  | 0.23896 | 23.8957 | 0 | 0.4062 | 2014-03-09 09:30 | 14736.3333 | 14.7363
|  | 2014-03-09 13:30:02 | 33.6778 | 1.767 | 7.068 | 6.03 | 6.03 | 0.74183 | 0.74183 | 0.94133 | 0.94133 | 3.1268 | 3.1268 | 14.633 | 14.633 | -1.1369 | -0.56843 | 0 | 99.0026 | 0 |  |  | 7.1387 |  | 0.20987 | 20.9871 | 0 | 1.1369 | 2014-03-09 10:00 | 14633 | 14.633
|  | 2014-03-09 14:00:01 | 33.4328 | 1.7175 | 6.87 | 6.0292 | 6.0292 | 0.77467 | 0.77467 | 0.96783 | 0.96783 | 2.536 | 2.536 | 14.7755 | 14.7755 | -1.4797 | -0.73983 | 0 | 98.2627 | 0 |  |  | 6.6639 |  | 0.20549 | 20.5487 | 0 | 1.4797 | 2014-03-09 10:30 | 14775.5 | 14.7755
|  | 2014-03-09 14:30:02 | 33.2793 | 1.617 | 6.468 | 6.0203 | 6.0203 | 0.83717 | 0.83717 | 0.9655 | 0.9655 | 2.536 | 2.536 | 14.8117 | 14.8117 | -1.6407 | -0.82033 | 0 | 97.4424 | 0 |  |  | 7.0501 |  | 0.19435 | 19.4355 | 0 | 1.6407 | 2014-03-09 11:00 | 14811.6667 | 14.8117
|  | 2014-03-09 15:00:02 | 33.454 | 1.5345 | 6.138 | 6.0307 | 6.0307 | 0.85133 | 0.85133 | 0.8875 | 0.8875 | 2.094 | 2.094 | 14.8048 | 14.8048 | -2.6477 | -1.3238 | 0 | 96.1186 | 0 |  |  | 6.0766 |  | 0.18348 | 18.3476 | 0 | 2.6477 | 2014-03-09 11:30 | 14804.8333 | 14.8048
|  | 2014-03-09 15:30:01 | 33.7092 | 1.3905 | 5.562 | 6.0407 | 6.0407 | 0.851 | 0.851 | 0.91567 | 0.91567 | 2.094 | 2.094 | 14.8778 | 14.8778 | -3.368 | -1.684 | 0 | 94.4346 | 0 |  |  | 5.9513 |  | 0.165 | 16.5 | 0 | 3.368 | 2014-03-09 12:00 | 14877.8333 | 14.8778
|  | 2014-03-09 16:00:02 | 34.3955 | 1.3955 | 5.582 | 6.036 | 6.036 | 0.85967 | 0.85967 | 0.96717 | 0.96717 | 1.4528 | 1.4528 | 14.7967 | 14.7967 | -4.7012 | -2.3506 | 0 | 92.084 | 0 |  |  | 5.9727 |  | 0.16229 | 16.2289 | 0 | 4.7012 | 2014-03-09 12:30 | 14796.6667 | 14.7967
|  | 2014-03-09 16:30:04 | 35.2393 | 1.3447 | 5.3787 | 6.0372 | 6.0372 | 0.86267 | 0.86267 | 0.97917 | 0.97917 | 1.4528 | 1.4528 | 14.7793 | 14.7793 | -5.7495 | -2.8748 | 0 | 89.2092 | 0 |  |  | 5.2173 |  | 0.15263 | 15.2632 | 0 | 5.7495 | 2014-03-09 13:00 | 14779.3333 | 14.7793
|  | 2014-03-09 17:00:05 | 36.7568 | 1.1247 | 4.4987 | 6.0303 | 6.0303 | 0.9685 | 0.9685 | 0.97917 | 0.97917 | 0.6428 | 0.6428 | 14.8147 | 14.8147 | -8.8227 | -4.4114 | 0 | 84.7979 | 0 |  |  | 4.0488 |  | 0.12239 | 12.239 | 0 | 8.8227 | 2014-03-09 13:30 | 14814.6667 | 14.8147
|  | 2014-03-09 17:30:05 | 37.8363 | 1.0075 | 4.03 | 6.0358 | 6.0358 | 1.0002 | 1.0002 | 0.93967 | 0.93967 | 0.6428 | 0.6428 | 15.0552 | 15.0552 | -10.1327 | -5.0663 | 0 | 79.7315 | 0 |  |  | 3.9091 |  | 0.10651 | 10.6511 | 0 | 10.1327 | 2014-03-09 14:00 | 15055.1667 | 15.0552
|  | 2014-03-09 18:00:02 | 40.163 | 0.94417 | 3.7767 | 6.0308 | 6.0308 | 1.0328 | 1.0328 | 0.92917 | 0.92917 | 0.1264 | 0.1264 | 15.1573 | 15.1573 | -13.1098 | -6.5549 | 0 | 73.1766 | 0 |  |  | 3.7011 |  | 0.094033 | 9.4033 | 0 | 13.1098 | 2014-03-09 14:30 | 15157.3333 | 15.1573
|  | 2014-03-09 18:30:04 | 42.057 | 0.98183 | 3.9273 | 6.034 | 6.034 | 1.0442 | 1.0442 | 0.957 | 0.957 | 0.1264 | 0.1264 | 15.2975 | 15.2975 | -14.6706 | -7.3353 | 0 | 65.8413 | 0 |  |  | 3.6131 |  | 0.093381 | 9.3381 | 0 | 14.6706 | 2014-03-09 15:00 | 15297.5 | 15.2975
|  | 2014-03-09 19:00:04 | 41.74 | 1.0415 | 4.166 | 6.0367 | 6.0367 | 1.0442 | 1.0442 | 0.976 | 0.976 | 0 | 0 | 15.1012 | 15.1012 | -14.416 | -7.208 | 0 | 58.6333 | 0 |  |  | 4.3743 |  | 0.099808 | 9.9808 | 0 | 14.416 | 2014-03-09 15:30 | 15101.1667 | 15.1012
|  | 2014-03-09 19:30:01 | 40.8683 | 1.18 | 4.72 | 6.0375 | 6.0375 | 1.049 | 1.049 | 0.9715 | 0.9715 | 0 | 0 | 14.9138 | 14.9138 | -13.1765 | -6.5882 | 0 | 52.0451 | 0 |  |  | 4.956 |  | 0.11549 | 11.5493 | 0 | 13.1765 | 2014-03-09 16:00 | 14913.8333 | 14.9138
|  | 2014-03-09 20:00:06 | 40.093 | 1.2477 | 4.9907 | 6.039 | 6.039 | 1.0495 | 1.0495 | 0.967 | 0.967 | 0 | 0 | 14.9902 | 14.9902 | -12.0567 | -6.0283 | 0 | 46.0167 | 0 |  |  | 4.5914 |  | 0.12448 | 12.4477 | 0 | 12.0567 | 2014-03-09 16:30 | 14990.1667 | 14.9902
|  | 2014-03-09 20:30:02 | 38.4907 | 1.3193 | 5.2773 | 6.04 | 6.04 | 1.0488 | 1.0488 | 0.96183 | 0.96183 | 0 | 0 | 15.005 | 15.005 | -10.1577 | -5.0788 | 0 | 40.9379 | 0 |  |  | 4.8024 |  | 0.13711 | 13.7107 | 0 | 10.1577 | 2014-03-09 17:00 | 15005 | 15.005
|  | 2014-03-09 21:00:05 | 37.4238 | 1.4597 | 5.8387 | 6.0348 | 6.0348 | 1.0142 | 1.0142 | 0.96067 | 0.96067 | 0 | 0 | 14.7248 | 14.7248 | -8.8507 | -4.4253 | 0 | 36.5126 | 0 |  |  | 6.0138 |  | 0.15601 | 15.6015 | 0 | 8.8507 | 2014-03-09 17:30 | 14724.8333 | 14.7248
|  | 2014-03-09 21:30:03 | 35.9385 | 1.6017 | 6.4067 | 6.0348 | 6.0348 | 0.9485 | 0.9485 | 0.95683 | 0.95683 | 0 | 0 | 14.514 | 14.514 | -7.0777 | -3.5388 | 0 | 32.9737 | 0 |  |  | 5.9582 |  | 0.17827 | 17.8268 | 0 | 7.0777 | 2014-03-09 18:00 | 14514 | 14.514
|  | 2014-03-09 22:00:05 | 34.2487 | 1.8672 | 7.4687 | 6.034 | 6.034 | 0.9415 | 0.9415 | 0.94783 | 0.94783 | 0 | 0 | 13.9307 | 13.9307 | -4.926 | -2.463 | 0 | 30.5107 | 0 |  |  | 8.0662 |  | 0.21807 | 21.8072 | 0 | 4.926 | 2014-03-09 18:30 | 13930.6667 | 13.9307
|  | 2014-03-09 22:30:04 | 32.5012 | 1.8727 | 7.4907 | 6.035 | 6.035 | 0.942 | 0.942 | 0.957 | 0.957 | 0 | 0 | 12.9988 | 12.9988 | -4.0777 | -2.0388 | 0 | 28.4719 | 0 |  |  | 7.2659 |  | 0.23047 | 23.0474 | 0 | 4.0777 | 2014-03-09 19:00 | 12998.8333 | 12.9988
|  | 2014-03-09 23:00:01 | 30.9223 | 1.9813 | 7.9253 | 6.0382 | 6.0382 | 0.88933 | 0.88933 | 0.94533 | 0.94533 | 0 | 0 | 12.7067 | 12.7067 | -2.4175 | -1.2088 | 0 | 27.2632 | 0 |  |  | 8.5594 |  | 0.2563 | 25.6298 | 0 | 2.4175 | 2014-03-09 19:30 | 12706.6667 | 12.7067
|  | 2014-03-09 23:30:05 | 30.442 | 1.9772 | 7.9087 | 6.0368 | 6.0368 | 0.86667 | 0.86667 | 0.95433 | 0.95433 | 0 | 0 | 12.6682 | 12.6682 | -2.0073 | -1.0037 | 0 | 26.2595 | 0 |  |  | 7.5132 |  | 0.25979 | 25.9795 | 0 | 2.0073 | 2014-03-09 20:00 | 12668.1667 | 12.6682
|  | 2014-03-10 00:00:04 | 29.927 | 2.0335 | 8.134 | 6.0365 | 6.0365 | 0.866 | 0.866 | 0.96233 | 0.96233 | 0 | 0 | 12.5333 | 12.5333 | -1.3948 | -0.69742 | 0 | 25.5621 | 0 |  |  | 7.3206 |  | 0.27179 | 27.1795 | 0 | 1.3948 | 2014-03-09 20:30 | 12533.3333 | 12.5333
|  | 2014-03-10 00:30:02 | 30.1128 | 2.086 | 8.344 | 6.0348 | 6.0348 | 0.85767 | 0.85767 | 0.96183 | 0.96183 | 0 | 0 | 12.6525 | 12.6525 | -1.262 | -0.631 | 0 | 24.9311 | 0 |  |  | 8.5109 |  | 0.27709 | 27.7091 | 0 | 1.262 | 2014-03-09 21:00 | 12652.5 | 12.6525
|  | 2014-03-10 01:00:02 | 30.197 | 2.1265 | 8.506 | 6.036 | 6.036 | 0.85417 | 0.85417 | 0.9625 | 0.9625 | 0 | 0 | 12.7885 | 12.7885 | -1.0498 | -0.52492 | 0 | 24.4062 | 0 |  |  | 9.0164 |  | 0.28168 | 28.1684 | 0 | 1.0498 | 2014-03-09 21:30 | 12788.5 | 12.7885
|  | 2014-03-10 01:30:02 | 29.7578 | 1.8768 | 7.5073 | 6.0333 | 6.0333 | 0.85467 | 0.85467 | 0.96167 | 0.96167 | 0 | 0 | 12.9992 | 12.9992 | -1.4017 | -0.70083 | 0 | 23.7053 | 0 |  |  | 7.3572 |  | 0.25228 | 25.2281 | 0 | 1.4017 | 2014-03-09 22:00 | 12999.1667 | 12.9992
|  | 2014-03-10 02:00:04 | 29.358 | 1.556 | 6.224 | 6.0343 | 6.0343 | 0.853 | 0.853 | 0.96183 | 0.96183 | 0 | 0 | 12.858 | 12.858 | -2.4268 | -1.2134 | 0 | 22.4919 | 0 |  |  | 5.975 |  | 0.212 | 21.2004 | 0 | 2.4268 | 2014-03-09 22:30 | 12858 | 12.858
|  | 2014-03-10 02:30:02 | 29.0325 | 1.4687 | 5.8747 | 6.0318 | 6.0318 | 0.85383 | 0.85383 | 0.96517 | 0.96517 | 0 | 0 | 12.7555 | 12.7555 | -2.5515 | -1.2757 | 0 | 21.2162 | 0 |  |  | 6.4621 |  | 0.20235 | 20.2348 | 0 | 2.5515 | 2014-03-09 23:00 | 12755.5 | 12.7555
|  | 2014-03-10 03:00:05 | 28.7928 | 1.3535 | 5.414 | 6.0333 | 6.0333 | 0.843 | 0.843 | 0.9715 | 0.9715 | 0 | 0 | 12.7085 | 12.7085 | -2.8225 | -1.4112 | 0 | 19.8049 | 0 |  |  | 5.6306 |  | 0.18803 | 18.8033 | 0 | 2.8225 | 2014-03-09 23:30 | 12708.5 | 12.7085
|  | 2014-03-10 03:30:03 | 28.3435 | 1.1442 | 4.5767 | 6.0438 | 6.0438 | 0.8485 | 0.8485 | 0.97167 | 0.97167 | 0 | 0 | 12.5257 | 12.5257 | -3.3772 | -1.6886 | 0 | 18.1163 | 0 |  |  | 4.2105 |  | 0.16147 | 16.1471 | 0 | 3.3772 | 2014-03-10 | 12525.6667 | 12.5257
|  | 2014-03-10 04:00:03 | 28.1518 | 1.1215 | 4.486 | 6.0475 | 6.0475 | 0.84717 | 0.84717 | 0.97133 | 0.97133 | 0 | 0 | 12.3223 | 12.3223 | -3.4775 | -1.7387 | 0 | 16.3776 | 0 |  |  | 4.5309 |  | 0.15935 | 15.935 | 0 | 3.4775 | 2014-03-10 00:30 | 12322.3333 | 12.3223
|  | 2014-03-10 04:30:01 | 28.2283 | 1.199 | 4.796 | 6.0495 | 6.0495 | 0.846 | 0.846 | 0.97267 | 0.97267 | 0 | 0 | 12.1465 | 12.1465 | -3.4177 | -1.7088 | 0 | 14.6687 | 0 |  |  | 4.8919 |  | 0.1699 | 16.99 | 0 | 3.4177 | 2014-03-10 01:00 | 12146.5 | 12.1465
|  | 2014-03-10 05:00:06 | 28.7218 | 1.0893 | 4.3573 | 6.0337 | 6.0337 | 0.847 | 0.847 | 0.97483 | 0.97483 | 0 | 0 | 12.3527 | 12.3527 | -4.1563 | -2.0782 | 0 | 12.5906 | 0 |  |  | 4.7059 |  | 0.15171 | 15.1708 | 0 | 4.1563 | 2014-03-10 01:30 | 12352.6667 | 12.3527
|  | 2014-03-10 05:30:02 | 29.7632 | 0.94433 | 3.7773 | 6.0323 | 6.0323 | 0.7985 | 0.7985 | 0.97517 | 0.97517 | 0 | 0 | 12.486 | 12.486 | -5.6938 | -2.8469 | 0 | 9.7437 | 0 |  |  | 3.8907 |  | 0.12691 | 12.6913 | 0 | 5.6938 | 2014-03-10 02:00 | 12486 | 12.486
|  | 2014-03-10 06:00:04 | 31.6142 | 0.94117 | 3.7647 | 6.0348 | 6.0348 | 0.77883 | 0.77883 | 0.97333 | 0.97333 | 0 | 0 | 13.2328 | 13.2328 | -6.8297 | -3.4148 | 0 | 6.3288 | 0 |  |  | 3.6141 |  | 0.11908 | 11.9082 | 0 | 6.8297 | 2014-03-10 02:30 | 13232.8333 | 13.2328
|  | 2014-03-10 06:30:01 | 33.6353 | 1.0987 | 4.3947 | 6.0393 | 6.0393 | 0.78083 | 0.78083 | 0.97217 | 0.97217 | 0 | 0 | 13.7502 | 13.7502 | -7.6982 | -3.8491 | 0 | 2.4797 | 0 |  |  | 4.6144 |  | 0.13066 | 13.0656 | 0 | 7.6982 | 2014-03-10 03:00 | 13750.1667 | 13.7502
|  | 2014-03-10 07:00:05 | 36.8263 | 1.0597 | 4.2387 | 6.0375 | 6.0375 | 0.83767 | 0.83767 | 0.97433 | 0.97433 | 0 | 0 | 14.4172 | 14.4172 | -10.321 | -5.1605 | 0 | 0 | 0 |  |  | 4.0691 |  | 0.1151 | 11.5099 | 0 | 4.9595 | 2014-03-10 03:30 | 14417.1667 | 14.4172
|  | 2014-03-10 07:30:02 | 39.205 | 1.0763 | 4.3053 | 6.0393 | 6.0393 | 0.8365 | 0.8365 | 0.98333 | 0.98333 | 0 | 0 | 14.8595 | 14.8595 | -12.181 | -6.0905 | 5.1605 | 0 | 0 |  |  | 4.5637 |  | 0.10982 | 10.9816 | 10.321 | 0 | 2014-03-10 04:00 | 14859.5 | 14.8595
|  | 2014-03-10 08:00:04 | 40.4053 | 0.9965 | 3.986 | 6.0365 | 6.0365 | 0.918 | 0.918 | 0.95283 | 0.95283 | 1.3888 | 1.3888 | 15.0693 | 15.0693 | -12.0539 | -6.0269 | 6.0905 | 0 | 0 |  |  | 3.6671 |  | 0.09865 | 9.865 | 12.181 | 0 | 2014-03-10 04:30 | 15069.3333 | 15.0693
|  | 2014-03-10 08:30:02 | 40.8812 | 1.017 | 4.068 | 6.0362 | 6.0362 | 0.95417 | 0.95417 | 0.98333 | 0.98333 | 1.3888 | 1.3888 | 15.1453 | 15.1453 | -12.3054 | -6.1527 | 6.0269 | 0 | 0 |  |  | 3.8239 |  | 0.099508 | 9.9508 | 12.0539 | 0 | 2014-03-10 05:00 | 15145.3333 | 15.1453
|  | 2014-03-10 09:00:02 | 41.2107 | 1.0982 | 4.3927 | 6.0355 | 6.0355 | 0.94083 | 0.94083 | 0.9915 | 0.9915 | 2.0572 | 2.0572 | 15.1842 | 15.1842 | -11.6088 | -5.8044 | 6.1527 | 0 | 0 |  |  | 4.5244 |  | 0.10659 | 10.6591 | 12.3054 | 0 | 2014-03-10 05:30 | 15184.1667 | 15.1842
|  | 2014-03-10 09:30:03 | 41.5142 | 1.3832 | 5.5327 | 6.0355 | 6.0355 | 0.9355 | 0.9355 | 0.9915 | 0.9915 | 2.0572 | 2.0572 | 15.2253 | 15.2253 | -10.7365 | -5.3682 | 5.8044 | 0 | 0 |  |  | 5.8646 |  | 0.13327 | 13.3272 | 11.6088 | 0 | 2014-03-10 06:00 | 15225.3333 | 15.2253
|  | 2014-03-10 10:00:01 | 41.3123 | 1.5962 | 6.3847 | 6.036 | 6.036 | 0.94433 | 0.94433 | 1.0057 | 1.0057 | 3.1784 | 3.1784 | 15.257 | 15.257 | -8.5063 | -4.2531 | 5.3682 | 0 | 0 |  |  | 6.5124 |  | 0.15455 | 15.4546 | 10.7365 | 0 | 2014-03-10 06:30 | 15257 | 15.257
|  | 2014-03-10 10:30:02 | 41.1365 | 1.7573 | 7.0293 | 6.0357 | 6.0357 | 0.9435 | 0.9435 | 1.018 | 1.018 | 3.1784 | 3.1784 | 15.2867 | 15.2867 | -7.6449 | -3.8225 | 4.2531 | 0 | 0 |  |  | 6.3264 |  | 0.17088 | 17.0878 | 8.5063 | 0 | 2014-03-10 07:00 | 15286.6667 | 15.2867
|  | 2014-03-10 11:00:01 | 41.1073 | 1.7503 | 7.0013 | 6.0345 | 6.0345 | 0.95933 | 0.95933 | 0.97833 | 0.97833 | 4.8144 | 4.8144 | 15.2683 | 15.2683 | -6.0511 | -3.0255 | 3.8225 | 0 | 0 |  |  | 6.7913 |  | 0.17032 | 17.0318 | 7.6449 | 0 | 2014-03-10 07:30 | 15268.3333 | 15.2683
|  | 2014-03-10 11:30:02 | 41.1068 | 1.7823 | 7.1293 | 6.0343 | 6.0343 | 0.9615 | 0.9615 | 0.97133 | 0.97133 | 4.8144 | 4.8144 | 15.2883 | 15.2883 | -5.9076 | -2.9538 | 3.0255 | 0 | 0 |  |  | 7.6997 |  | 0.17343 | 17.3434 | 6.0511 | 0 | 2014-03-10 08:00 | 15288.3333 | 15.2883
|  | 2014-03-10 12:00:07 | 41.304 | 1.7762 | 7.1047 | 6.0577 | 6.0577 | 0.96283 | 0.96283 | 0.97483 | 0.97483 | 5.1692 | 5.1692 | 15.2992 | 15.2992 | -5.7356 | -2.8678 | 2.9538 | 0 | 0 |  |  | 7.8151 |  | 0.17201 | 17.2009 | 5.9076 | 0 | 2014-03-10 08:30 | 15299.1667 | 15.2992
|  | 2014-03-10 12:30:04 | 41.1873 | 1.798 | 7.192 | 6.1413 | 6.1413 | 0.87717 | 0.87717 | 0.98483 | 0.98483 | 5.1692 | 5.1692 | 15.2745 | 15.2745 | -5.5483 | -2.7742 | 2.8678 | 0 | 0 |  |  | 7.2639 |  | 0.17462 | 17.4617 | 5.7356 | 0 | 2014-03-10 09:00 | 15274.5 | 15.2745
|  | 2014-03-10 13:00:03 | 40.9852 | 1.8943 | 7.5773 | 6.15 | 6.15 | 0.8305 | 0.8305 | 1.0188 | 1.0188 | 5.0764 | 5.0764 | 15.3142 | 15.3142 | -5.0179 | -2.509 | 2.7742 | 0 | 0 |  |  | 7.35 |  | 0.18488 | 18.488 | 5.5483 | 0 | 2014-03-10 09:30 | 15314.1667 | 15.3142
|  | 2014-03-10 13:30:03 | 40.6943 | 2.0265 | 8.106 | 6.152 | 6.152 | 0.81767 | 0.81767 | 1.011 | 1.011 | 5.0764 | 5.0764 | 15.344 | 15.344 | -4.1873 | -2.0936 | 2.509 | 0 | 0 |  |  | 8.0249 |  | 0.19919 | 19.9192 | 5.0179 | 0 | 2014-03-10 10:00 | 15344 | 15.344
|  | 2014-03-10 14:00:01 | 40.694 | 2.0813 | 8.3253 | 6.1485 | 6.1485 | 0.81933 | 0.81933 | 0.97383 | 0.97383 | 3.8676 | 3.8676 | 15.3577 | 15.3577 | -5.2017 | -2.6009 | 2.0936 | 0 | 0 |  |  | 8.1588 |  | 0.20458 | 20.4584 | 4.1873 | 0 | 2014-03-10 10:30 | 15357.6667 | 15.3577
|  | 2014-03-10 14:30:02 | 40.591 | 2.0875 | 8.35 | 6.1513 | 6.1513 | 0.81317 | 0.81317 | 0.97133 | 0.97133 | 3.8676 | 3.8676 | 15.364 | 15.364 | -5.0736 | -2.5368 | 2.6009 | 0 | 0 |  |  | 8.9345 |  | 0.20571 | 20.5711 | 5.2017 | 0 | 2014-03-10 11:00 | 15364 | 15.364
|  | 2014-03-10 15:00:02 | 40.4262 | 2.066 | 8.264 | 6.1465 | 6.1465 | 0.81383 | 0.81383 | 0.98467 | 0.98467 | 3.0224 | 3.0224 | 15.3787 | 15.3787 | -5.8161 | -2.908 | 2.5368 | 0 | 0 |  |  | 8.9251 |  | 0.20442 | 20.4422 | 5.0736 | 0 | 2014-03-10 11:30 | 15378.6667 | 15.3787
|  | 2014-03-10 15:30:02 | 40.7317 | 2.1067 | 8.4267 | 6.1495 | 6.1495 | 0.81133 | 0.81133 | 0.99967 | 0.99967 | 3.0224 | 3.0224 | 15.384 | 15.384 | -5.9381 | -2.969 | 2.908 | 0 | 0 |  |  | 8.5952 |  | 0.20688 | 20.6882 | 5.8161 | 0 | 2014-03-10 12:00 | 15384 | 15.384
|  | 2014-03-10 16:00:03 | 41.6067 | 2.1005 | 8.402 | 6.1437 | 6.1437 | 0.81033 | 0.81033 | 0.96983 | 0.96983 | 1.994 | 1.994 | 15.3822 | 15.3822 | -7.9047 | -3.9523 | 2.969 | 0 | 0 |  |  | 8.0659 |  | 0.20194 | 20.1939 | 5.9381 | 0 | 2014-03-10 12:30 | 15382.1667 | 15.3822
|  | 2014-03-10 16:30:03 | 42.846 | 2.0767 | 8.3067 | 6.1408 | 6.1408 | 0.818 | 0.818 | 0.98517 | 0.98517 | 1.994 | 1.994 | 15.3917 | 15.3917 | -9.2097 | -4.6048 | 3.9523 | 0 | 0 |  |  | 8.3067 |  | 0.19387 | 19.3873 | 7.9047 | 0 | 2014-03-10 13:00 | 15391.6667 | 15.3917
|  | 2014-03-10 17:00:02 | 43.8418 | 2.0542 | 8.2167 | 6.1357 | 6.1357 | 0.84467 | 0.84467 | 0.99717 | 0.99717 | 0.7176 | 0.7176 | 15.3725 | 15.3725 | -11.5576 | -5.7788 | 4.6048 | 0 | 0 |  |  | 8.4632 |  | 0.18742 | 18.7416 | 9.2097 | 0 | 2014-03-10 13:30 | 15372.5 | 15.3725
|  | 2014-03-10 17:30:03 | 44.6142 | 2.045 | 8.18 | 6.1008 | 6.1008 | 0.941 | 0.941 | 1.0217 | 1.0217 | 0.7176 | 0.7176 | 15.3533 | 15.3533 | -12.2997 | -6.1499 | 5.7788 | 0 | 0 |  |  | 7.6074 |  | 0.18335 | 18.335 | 11.5576 | 0 | 2014-03-10 14:00 | 15353.3333 | 15.3533
|  | 2014-03-10 18:00:03 | 46.187 | 2.0435 | 8.174 | 5.9635 | 5.9635 | 0.972 | 0.972 | 1.0212 | 1.0212 | 0.216 | 0.216 | 15.3723 | 15.3723 | -14.468 | -7.234 | 6.1499 | 0 | 0 |  |  | 8.8279 |  | 0.17698 | 17.6976 | 12.2997 | 0 | 2014-03-10 14:30 | 15372.3333 | 15.3723
|  | 2014-03-10 18:30:02 | 48.1477 | 2.0098 | 8.0393 | 5.913 | 5.913 | 0.99217 | 0.99217 | 1.0215 | 1.0215 | 0.216 | 0.216 | 15.3902 | 15.3902 | -16.5755 | -8.2877 | 7.234 | 0 | 0 |  |  | 7.9589 |  | 0.16697 | 16.6972 | 14.468 | 0 | 2014-03-10 15:00 | 15390.1667 | 15.3902
|  | 2014-03-10 19:00:04 | 47.8415 | 1.9522 | 7.8087 | 5.9122 | 5.9122 | 0.99583 | 0.99583 | 1.0217 | 1.0217 | 0 | 0 | 15.3417 | 15.3417 | -16.7615 | -8.3808 | 8.2877 | 0 | 0 |  |  | 8.0429 |  | 0.16322 | 16.322 | 16.5755 | 0 | 2014-03-10 15:30 | 15341.6667 | 15.3417
|  | 2014-03-10 19:30:03 | 46.5442 | 1.9293 | 7.7173 | 5.9138 | 5.9138 | 1.0053 | 1.0053 | 1.0222 | 1.0222 | 0 | 0 | 15.3502 | 15.3502 | -15.5353 | -7.7677 | 8.3808 | 0 | 0 |  |  | 7.563 |  | 0.16581 | 16.5807 | 16.7615 | 0 | 2014-03-10 16:00 | 15350.1667 | 15.3502
|  | 2014-03-10 20:00:07 | 45.1488 | 1.9652 | 7.8607 | 5.9147 | 5.9147 | 1.0047 | 1.0047 | 1.0197 | 1.0197 | 0 | 0 | 15.3553 | 15.3553 | -13.9938 | -6.9969 | 7.7677 | 0 | 0 |  |  | 7.7821 |  | 0.17411 | 17.4106 | 15.5353 | 0 | 2014-03-10 16:30 | 15355.3333 | 15.3553
|  | 2014-03-10 20:30:02 | 43.5387 | 1.9617 | 7.8467 | 5.9212 | 5.9212 | 1.0038 | 1.0038 | 1.0187 | 1.0187 | 0 | 0 | 15.3252 | 15.3252 | -12.4232 | -6.2116 | 6.9969 | 0 | 0 |  |  | 8.1605 |  | 0.18022 | 18.0223 | 13.9938 | 0 | 2014-03-10 17:00 | 15325.1667 | 15.3252
|  | 2014-03-10 21:00:01 | 41.6995 | 2.0128 | 8.0513 | 5.9212 | 5.9212 | 0.901 | 0.901 | 1.02 | 1.02 | 0 | 0 | 15.211 | 15.211 | -10.595 | -5.2975 | 6.2116 | 0 | 0 |  |  | 7.4877 |  | 0.19308 | 19.308 | 12.4232 | 0 | 2014-03-10 17:30 | 15211 | 15.211
|  | 2014-03-10 21:30:02 | 39.3902 | 2.0815 | 8.326 | 5.9238 | 5.9238 | 0.82767 | 0.82767 | 1.0212 | 1.0212 | 0 | 0 | 14.7378 | 14.7378 | -8.5537 | -4.2768 | 5.2975 | 0 | 0 |  |  | 8.4925 |  | 0.21137 | 21.1373 | 10.595 | 0 | 2014-03-10 18:00 | 14737.8333 | 14.7378
|  | 2014-03-10 22:00:04 | 37.1845 | 2.139 | 8.556 | 5.938 | 5.938 | 0.792 | 0.792 | 1.02 | 1.02 | 0 | 0 | 14.4022 | 14.4022 | -6.4763 | -3.2382 | 4.2768 | 0 | 0 |  |  | 8.7271 |  | 0.2301 | 23.0096 | 8.5537 | 0 | 2014-03-10 18:30 | 14402.1667 | 14.4022
|  | 2014-03-10 22:30:03 | 34.8957 | 2.2312 | 8.9247 | 6.0618 | 6.0618 | 0.809 | 0.809 | 1.0215 | 1.0215 | 0 | 0 | 13.8925 | 13.8925 | -4.1862 | -2.0931 | 3.2382 | 0 | 0 |  |  | 8.2107 |  | 0.25575 | 25.5753 | 6.4763 | 0 | 2014-03-10 19:00 | 13892.5 | 13.8925
|  | 2014-03-10 23:00:04 | 32.9538 | 2.2002 | 8.8007 | 6.1477 | 6.1477 | 0.66783 | 0.66783 | 1.022 | 1.022 | 0 | 0 | 13.7108 | 13.7108 | -2.6048 | -1.3024 | 2.0931 | 0 | 0 |  |  | 8.7127 |  | 0.26706 | 26.706 | 4.1862 | 0 | 2014-03-10 19:30 | 13710.8333 | 13.7108
|  | 2014-03-10 23:30:05 | 32.2908 | 2.1918 | 8.7673 | 6.1467 | 6.1467 | 0.604 | 0.604 | 1.0222 | 1.0222 | 0 | 0 | 13.749 | 13.749 | -2.0017 | -1.0008 | 1.3024 | 0 | 0 |  |  | 8.0659 |  | 0.27151 | 27.1512 | 2.6048 | 0 | 2014-03-10 20:00 | 13749 | 13.749
|  | 2014-03-11 00:00:06 | 31.8345 | 2.1623 | 8.6493 | 6.1515 | 6.1515 | 0.5875 | 0.5875 | 1.0203 | 1.0203 | 0 | 0 | 13.686 | 13.686 | -1.7398 | -0.86992 | 1.0008 | 0 | 0 |  |  | 7.9574 |  | 0.2717 | 27.1697 | 2.0017 | 0 | 2014-03-10 20:30 | 13686 | 13.686
|  | 2014-03-11 00:30:02 | 31.8702 | 2.1783 | 8.7133 | 6.1517 | 6.1517 | 0.5805 | 0.5805 | 1.019 | 1.019 | 0 | 0 | 13.6848 | 13.6848 | -1.7208 | -0.86042 | 0.86992 | 0 | 0 |  |  | 8.2777 |  | 0.2734 | 27.3401 | 1.7398 | 0 | 2014-03-10 21:00 | 13684.8333 | 13.6848
|  | 2014-03-11 01:00:02 | 31.8897 | 2.248 | 8.992 | 6.1488 | 6.1488 | 0.56633 | 0.56633 | 1.0213 | 1.0213 | 0 | 0 | 13.614 | 13.614 | -1.5472 | -0.77358 | 0.86042 | 0 | 0 |  |  | 8.6323 |  | 0.28197 | 28.1972 | 1.7208 | 0 | 2014-03-10 21:30 | 13614 | 13.614
|  | 2014-03-11 01:30:02 | 31.3855 | 2.2617 | 9.0467 | 6.1543 | 6.1543 | 0.5595 | 0.5595 | 0.99683 | 0.99683 | 0 | 0 | 13.4538 | 13.4538 | -1.1743 | -0.58717 | 0.77358 | 0 | 0 |  |  | 8.5943 |  | 0.28824 | 28.8244 | 1.5472 | 0 | 2014-03-10 22:00 | 13453.8333 | 13.4538
|  | 2014-03-11 02:00:03 | 30.6332 | 2.2122 | 8.8487 | 6.1538 | 6.1538 | 0.5605 | 0.5605 | 1.0185 | 1.0185 | 0 | 0 | 13.123 | 13.123 | -0.92867 | -0.46433 | 0.58717 | 0 | 0 |  |  | 9.7335 |  | 0.28886 | 28.8859 | 1.1743 | 0 | 2014-03-10 22:30 | 13123 | 13.123
|  | 2014-03-11 02:30:01 | 30.307 | 2.1438 | 8.5753 | 6.1538 | 6.1538 | 0.56017 | 0.56017 | 1.0217 | 1.0217 | 0 | 0 | 13.014 | 13.014 | -0.982 | -0.491 | 0.46433 | 0 | 0 |  |  | 7.8036 |  | 0.28295 | 28.2949 | 0.92867 | 0 | 2014-03-10 23:00 | 13014 | 13.014
|  | 2014-03-11 03:00:01 | 29.8668 | 2.0982 | 8.3927 | 6.1517 | 6.1517 | 0.5515 | 0.5515 | 1.0218 | 1.0218 | 0 | 0 | 12.6213 | 12.6213 | -1.1278 | -0.56392 | 0.491 | 0 | 0 |  |  | 8.8962 |  | 0.281 | 28.1003 | 0.982 | 0 | 2014-03-10 23:30 | 12621.3333 | 12.6213
|  | 2014-03-11 03:30:02 | 29.5643 | 2.1372 | 8.5487 | 6.1498 | 6.1498 | 0.56067 | 0.56067 | 1.0218 | 1.0218 | 0 | 0 | 12.2883 | 12.2883 | -0.995 | -0.4975 | 0.56392 | 0 | 0 |  |  | 7.7793 |  | 0.28915 | 28.9155 | 1.1278 | 0 | 2014-03-11 | 12288.3333 | 12.2883
|  | 2014-03-11 04:00:03 | 29.1925 | 2.0775 | 8.31 | 6.153 | 6.153 | 0.55983 | 0.55983 | 1.0183 | 1.0183 | 0 | 0 | 11.9982 | 11.9982 | -1.1532 | -0.57658 | 0.4975 | 0 | 0 |  |  | 7.8114 |  | 0.28466 | 28.4662 | 0.995 | 0 | 2014-03-11 00:30 | 11998.1667 | 11.9982
|  | 2014-03-11 04:30:04 | 29.0662 | 2.1257 | 8.5027 | 6.1562 | 6.1562 | 0.56983 | 0.56983 | 1.0113 | 1.0113 | 0 | 0 | 11.931 | 11.931 | -0.89517 | -0.44758 | 0.57658 | 0 | 0 |  |  | 9.2679 |  | 0.29253 | 29.2528 | 1.1532 | 0 | 2014-03-11 01:00 | 11931 | 11.931
|  | 2014-03-11 05:00:01 | 29.5173 | 2.1618 | 8.6473 | 6.154 | 6.154 | 0.579 | 0.579 | 0.99233 | 0.99233 | 0 | 0 | 12.4255 | 12.4255 | -0.71917 | -0.35958 | 0.44758 | 0 | 0 |  |  | 8.7338 |  | 0.29296 | 29.2958 | 0.89517 | 0 | 2014-03-11 01:30 | 12425.5 | 12.4255
|  | 2014-03-11 05:30:04 | 30.6043 | 2.1047 | 8.4187 | 6.1542 | 6.1542 | 0.58183 | 0.58183 | 1.0087 | 1.0087 | 0 | 0 | 13.3315 | 13.3315 | -1.1095 | -0.55475 | 0.35958 | 0 | 0 |  |  | 8.4187 |  | 0.27508 | 27.5081 | 0.71917 | 0 | 2014-03-11 02:00 | 13331.5 | 13.3315
|  | 2014-03-11 06:00:05 | 32.8845 | 2.0323 | 8.1293 | 6.1553 | 6.1553 | 0.58283 | 0.58283 | 1.0197 | 1.0197 | 0 | 0 | 14.2358 | 14.2358 | -2.7615 | -1.3807 | 0.55475 | 0 | 0 |  |  | 7.8855 |  | 0.24721 | 24.7209 | 1.1095 | 0 | 2014-03-11 02:30 | 14235.8333 | 14.2358
|  | 2014-03-11 06:30:03 | 35.0973 | 1.9692 | 7.8767 | 6.1588 | 6.1588 | 0.59967 | 0.59967 | 0.995 | 0.995 | 0 | 0 | 15.2602 | 15.2602 | -4.207 | -2.1035 | 1.3807 | 0 | 0 |  |  | 7.4828 |  | 0.22442 | 22.4424 | 2.7615 | 0 | 2014-03-11 03:00 | 15260.1667 | 15.2602
|  | 2014-03-11 07:00:01 | 38.242 | 1.8695 | 7.478 | 6.1563 | 6.1563 | 0.83483 | 0.83483 | 1.0148 | 1.0148 | 0 | 0 | 15.7213 | 15.7213 | -7.0367 | -3.5183 | 2.1035 | 0 | 0 |  |  | 6.7302 |  | 0.19554 | 19.5544 | 4.207 | 0 | 2014-03-11 03:30 | 15721.3333 | 15.7213
|  | 2014-03-11 07:30:05 | 40.8543 | 1.7477 | 6.9907 | 6.159 | 6.159 | 0.92717 | 0.92717 | 1.0043 | 1.0043 | 0 | 0 | 15.8388 | 15.8388 | -9.9343 | -4.9672 | 3.5183 | 0 | 0 |  |  | 6.8509 |  | 0.17111 | 17.1112 | 7.0367 | 0 | 2014-03-11 04:00 | 15838.8333 | 15.8388
|  | 2014-03-11 08:00:02 | 42.1282 | 1.6322 | 6.5287 | 6.151 | 6.151 | 0.88867 | 0.88867 | 1.0105 | 1.0105 | 0.8808 | 0.8808 | 15.7683 | 15.7683 | -10.9002 | -5.4501 | 4.9672 | 0 | 0 |  |  | 6.3328 |  | 0.15497 | 15.4972 | 9.9343 | 0 | 2014-03-11 04:30 | 15768.3333 | 15.7683
|  | 2014-03-11 08:30:01 | 42.6458 | 1.6715 | 6.686 | 6.1533 | 6.1533 | 0.88767 | 0.88767 | 1.0145 | 1.0145 | 0.8808 | 0.8808 | 15.7012 | 15.7012 | -11.3224 | -5.6612 | 5.4501 | 0 | 0 |  |  | 6.0174 |  | 0.15678 | 15.678 | 10.9002 | 0 | 2014-03-11 05:00 | 15701.1667 | 15.7012
|  | 2014-03-11 09:00:02 | 43.0848 | 1.7327 | 6.9307 | 6.1492 | 6.1492 | 0.8985 | 0.8985 | 1.0133 | 1.0133 | 1.6756 | 1.6756 | 15.6573 | 15.6573 | -10.7602 | -5.3801 | 5.6612 | 0 | 0 |  |  | 7.1386 |  | 0.16086 | 16.0861 | 11.3224 | 0 | 2014-03-11 05:30 | 15657.3333 | 15.6573
|  | 2014-03-11 09:30:03 | 43.3922 | 1.5768 | 6.3073 | 6.1507 | 6.1507 | 0.9015 | 0.9015 | 1.0128 | 1.0128 | 1.6756 | 1.6756 | 15.7313 | 15.7313 | -11.6129 | -5.8065 | 5.3801 | 0 | 0 |  |  | 5.992 |  | 0.14536 | 14.5356 | 10.7602 | 0 | 2014-03-11 06:00 | 15731.3333 | 15.7313
|  | 2014-03-11 10:00:03 | 43.2677 | 1.5058 | 6.0233 | 6.1535 | 6.1535 | 0.89983 | 0.89983 | 0.99317 | 0.99317 | 2.4784 | 2.4784 | 15.745 | 15.745 | -10.9744 | -5.4872 | 5.8065 | 0 | 0 |  |  | 6.5654 |  | 0.13921 | 13.9211 | 11.6129 | 0 | 2014-03-11 06:30 | 15745 | 15.745
|  | 2014-03-11 10:30:05 | 43.1407 | 1.4868 | 5.9473 | 6.1533 | 6.1533 | 0.89917 | 0.89917 | 1.0118 | 1.0118 | 2.4784 | 2.4784 | 15.7427 | 15.7427 | -10.9079 | -5.454 | 5.4872 | 0 | 0 |  |  | 6.4231 |  | 0.13786 | 13.7859 | 10.9744 | 0 | 2014-03-11 07:00 | 15742.6667 | 15.7427
|  | 2014-03-11 11:00:03 | 42.917 | 1.5873 | 6.3493 | 6.1603 | 6.1603 | 0.89983 | 0.89983 | 1.0408 | 1.0408 | 3.9308 | 3.9308 | 15.7998 | 15.7998 | -8.736 | -4.368 | 5.454 | 0 | 0 |  |  | 6.2858 |  | 0.14794 | 14.7944 | 10.9079 | 0 | 2014-03-11 07:30 | 15799.8333 | 15.7998
|  | 2014-03-11 11:30:02 | 42.7917 | 1.5247 | 6.0987 | 6.1678 | 6.1678 | 0.9015 | 0.9015 | 1.0445 | 1.0445 | 3.9308 | 3.9308 | 15.8005 | 15.8005 | -8.8479 | -4.4239 | 4.368 | 0 | 0 |  |  | 6.0987 |  | 0.14252 | 14.252 | 8.736 | 0 | 2014-03-11 08:00 | 15800.5 | 15.8005
|  | 2014-03-11 12:00:05 | 42.7675 | 1.4623 | 5.8493 | 6.1565 | 6.1565 | 0.81283 | 0.81283 | 1.0463 | 1.0463 | 4.3108 | 4.3108 | 15.8715 | 15.8715 | -8.7202 | -4.3601 | 4.4239 | 0 | 0 |  |  | 6.2003 |  | 0.13677 | 13.6771 | 8.8479 | 0 | 2014-03-11 08:30 | 15871.5 | 15.8715
|  | 2014-03-11 12:30:02 | 42.579 | 1.3737 | 5.4947 | 6.1533 | 6.1533 | 0.76817 | 0.76817 | 1.0453 | 1.0453 | 4.3108 | 4.3108 | 15.9755 | 15.9755 | -8.8312 | -4.4156 | 4.3601 | 0 | 0 |  |  | 5.6046 |  | 0.12905 | 12.9046 | 8.7202 | 0 | 2014-03-11 09:00 | 15975.5 | 15.9755
|  | 2014-03-11 13:00:02 | 42.2608 | 1.2815 | 5.126 | 6.1463 | 6.1463 | 0.72133 | 0.72133 | 1.0465 | 1.0465 | 3.4416 | 3.4416 | 16.0648 | 16.0648 | -9.7142 | -4.8571 | 4.4156 | 0 | 0 |  |  | 5.4336 |  | 0.12129 | 12.1294 | 8.8312 | 0 | 2014-03-11 09:30 | 16064.8333 | 16.0648
|  | 2014-03-11 13:30:03 | 41.8843 | 1.246 | 4.984 | 6.1422 | 6.1422 | 0.64017 | 0.64017 | 1.0452 | 1.0452 | 3.4416 | 3.4416 | 16.146 | 16.146 | -9.4852 | -4.7426 | 4.8571 | 0 | 0 |  |  | 4.9342 |  | 0.11899 | 11.8994 | 9.7142 | 0 | 2014-03-11 10:00 | 16146 | 16.146
|  | 2014-03-11 14:00:01 | 41.6693 | 1.2735 | 5.094 | 6.1375 | 6.1375 | 0.65317 | 0.65317 | 1.0203 | 1.0203 | 3.7124 | 3.7124 | 16.2718 | 16.2718 | -8.7801 | -4.39 | 4.7426 | 0 | 0 |  |  | 5.5525 |  | 0.12225 | 12.2248 | 9.4852 | 0 | 2014-03-11 10:30 | 16271.8333 | 16.2718
|  | 2014-03-11 14:30:02 | 41.5322 | 1.2578 | 5.0313 | 6.1253 | 6.1253 | 0.74717 | 0.74717 | 1.0292 | 1.0292 | 3.7124 | 3.7124 | 16.314 | 16.314 | -8.5728 | -4.2864 | 4.39 | 0 | 0 |  |  | 5.5345 |  | 0.12114 | 12.1143 | 8.7801 | 0 | 2014-03-11 11:00 | 16314 | 16.314
|  | 2014-03-11 15:00:02 | 41.3068 | 1.242 | 4.968 | 6.1268 | 6.1268 | 0.74817 | 0.74817 | 1.0413 | 1.0413 | 3.5572 | 3.5572 | 16.3702 | 16.3702 | -8.4951 | -4.2476 | 4.2864 | 0 | 0 |  |  | 4.9183 |  | 0.12027 | 12.0271 | 8.5728 | 0 | 2014-03-11 11:30 | 16370.1667 | 16.3702
|  | 2014-03-11 15:30:02 | 41.5982 | 1.2488 | 4.9953 | 6.1195 | 6.1195 | 0.74817 | 0.74817 | 1.0272 | 1.0272 | 3.5572 | 3.5572 | 16.4313 | 16.4313 | -8.7195 | -4.3597 | 4.2476 | 0 | 0 |  |  | 4.5458 |  | 0.12009 | 12.0085 | 8.4951 | 0 | 2014-03-11 12:00 | 16431.3333 | 16.4313
|  | 2014-03-11 16:00:04 | 42.3155 | 1.1767 | 4.7067 | 6.0965 | 6.0965 | 0.7435 | 0.7435 | 1.0315 | 1.0315 | 2.2068 | 2.2068 | 16.4713 | 16.4713 | -11.0592 | -5.5296 | 4.3597 | 0 | 0 |  |  | 4.3772 |  | 0.11123 | 11.1228 | 8.7195 | 0 | 2014-03-11 12:30 | 16471.3333 | 16.4713
|  | 2014-03-11 16:30:03 | 43.3453 | 1.0768 | 4.3073 | 5.9587 | 5.9587 | 0.79267 | 0.79267 | 1.0352 | 1.0352 | 2.2068 | 2.2068 | 16.6907 | 16.6907 | -12.354 | -6.177 | 5.5296 | 0 | 0 |  |  | 4.3073 |  | 0.099372 | 9.9372 | 11.0592 | 0 | 2014-03-11 13:00 | 16690.6667 | 16.6907
|  | 2014-03-11 17:00:03 | 44.0432 | 1.0435 | 4.174 | 5.8918 | 5.8918 | 0.912 | 0.912 | 1.048 | 1.048 | 0.8044 | 0.8044 | 16.6973 | 16.6973 | -14.5156 | -7.2578 | 6.177 | 0 | 0 |  |  | 4.2992 |  | 0.094771 | 9.4771 | 12.354 | 0 | 2014-03-11 13:30 | 16697.3333 | 16.6973
|  | 2014-03-11 17:30:03 | 44.584 | 1.03 | 4.12 | 5.8923 | 5.8923 | 0.94717 | 0.94717 | 1.0452 | 1.0452 | 0.8044 | 0.8044 | 16.7197 | 16.7197 | -15.0553 | -7.5276 | 7.2578 | 0 | 0 |  |  | 4.532 |  | 0.09241 | 9.241 | 14.5156 | 0 | 2014-03-11 14:00 | 16719.6667 | 16.7197
|  | 2014-03-11 18:00:09 | 45.9937 | 1.041 | 4.164 | 5.8942 | 5.8942 | 0.96833 | 0.96833 | 1.0468 | 1.0468 | 0.1184 | 0.1184 | 16.7145 | 16.7145 | -17.0874 | -8.5437 | 7.5276 | 0 | 0 |  |  | 4.3306 |  | 0.090534 | 9.0534 | 15.0553 | 0 | 2014-03-11 14:30 | 16714.5 | 16.7145
|  | 2014-03-11 18:30:03 | 48.1915 | 1.1092 | 4.4367 | 5.908 | 5.908 | 0.9735 | 0.9735 | 1.045 | 1.045 | 0.1184 | 0.1184 | 16.7325 | 16.7325 | -18.9774 | -9.4887 | 8.5437 | 0 | 0 |  |  | 4.6141 |  | 0.092063 | 9.2063 | 17.0874 | 0 | 2014-03-11 15:00 | 16732.5 | 16.7325
|  | 2014-03-11 19:00:02 | 48.0193 | 1.2185 | 4.874 | 5.9153 | 5.9153 | 0.9755 | 0.9755 | 1.0248 | 1.0248 | 0 | 0 | 16.7423 | 16.7423 | -18.4873 | -9.2437 | 9.4887 | 0 | 0 |  |  | 4.4353 |  | 0.1015 | 10.1501 | 18.9774 | 0 | 2014-03-11 15:30 | 16742.3333 | 16.7423
|  | 2014-03-11 19:30:02 | 47.1515 | 1.3067 | 5.2267 | 5.9193 | 5.9193 | 0.97433 | 0.97433 | 1.0063 | 1.0063 | 0 | 0 | 16.681 | 16.681 | -17.3438 | -8.6719 | 9.2437 | 0 | 0 |  |  | 4.8085 |  | 0.11085 | 11.0848 | 18.4873 | 0 | 2014-03-11 16:00 | 16681 | 16.681
|  | 2014-03-11 20:00:02 | 45.7987 | 1.3887 | 5.5547 | 5.9177 | 5.9177 | 0.97283 | 0.97283 | 0.931 | 0.931 | 0 | 0 | 16.6232 | 16.6232 | -15.7993 | -7.8997 | 8.6719 | 0 | 0 |  |  | 5.3325 |  | 0.12128 | 12.1284 | 17.3438 | 0 | 2014-03-11 16:30 | 16623.1667 | 16.6232
|  | 2014-03-11 20:30:02 | 44.294 | 1.439 | 5.756 | 5.9148 | 5.9148 | 0.975 | 0.975 | 0.7165 | 0.7165 | 0 | 0 | 16.4587 | 16.4587 | -14.473 | -7.2365 | 7.8997 | 0 | 0 |  |  | 5.4106 |  | 0.12995 | 12.995 | 15.7993 | 0 | 2014-03-11 17:00 | 16458.6667 | 16.4587
|  | 2014-03-11 21:00:03 | 42.537 | 1.4242 | 5.6967 | 5.9152 | 5.9152 | 0.8355 | 0.8355 | 0.6885 | 0.6885 | 0 | 0 | 16.346 | 16.346 | -13.0552 | -6.5276 | 7.2365 | 0 | 0 |  |  | 5.4118 |  | 0.13392 | 13.3923 | 14.473 | 0 | 2014-03-11 17:30 | 16346 | 16.346
|  | 2014-03-11 21:30:03 | 40.3075 | 1.3692 | 5.4767 | 5.9933 | 5.9933 | 0.77983 | 0.77983 | 0.69133 | 0.69133 | 0 | 0 | 15.8148 | 15.8148 | -11.5515 | -5.7758 | 6.5276 | 0 | 0 |  |  | 5.9696 |  | 0.13587 | 13.5872 | 13.0552 | 0 | 2014-03-11 18:00 | 15814.8333 | 15.8148
|  | 2014-03-11 22:00:04 | 38.248 | 1.2997 | 5.1987 | 6.1207 | 6.1207 | 0.779 | 0.779 | 0.68933 | 0.68933 | 0 | 0 | 15.6052 | 15.6052 | -9.8552 | -4.9276 | 5.7758 | 0 | 0 |  |  | 4.8348 |  | 0.13592 | 13.592 | 11.5515 | 0 | 2014-03-11 18:30 | 15605.1667 | 15.6052
|  | 2014-03-11 22:30:03 | 35.7728 | 1.2432 | 4.9727 | 6.1398 | 6.1398 | 0.77917 | 0.77917 | 0.68867 | 0.68867 | 0 | 0 | 15.5823 | 15.5823 | -7.6102 | -3.8051 | 4.9276 | 0 | 0 |  |  | 4.6743 |  | 0.13901 | 13.9007 | 9.8552 | 0 | 2014-03-11 19:00 | 15582.3333 | 15.5823
|  | 2014-03-11 23:00:03 | 33.8598 | 1.2072 | 4.8287 | 6.1433 | 6.1433 | 0.61533 | 0.61533 | 0.68617 | 0.68617 | 0 | 0 | 15.4245 | 15.4245 | -6.1618 | -3.0809 | 3.8051 | 0 | 0 |  |  | 4.4907 |  | 0.14261 | 14.2608 | 7.6102 | 0 | 2014-03-11 19:30 | 15424.5 | 15.4245
|  | 2014-03-11 23:30:02 | 32.9097 | 1.2352 | 4.9407 | 6.146 | 6.146 | 0.58017 | 0.58017 | 0.68933 | 0.68933 | 0 | 0 | 15.205 | 15.205 | -5.3485 | -2.6743 | 3.0809 | 0 | 0 |  |  | 4.5454 |  | 0.15013 | 15.0128 | 6.1618 | 0 | 2014-03-11 20:00 | 15205 | 15.205
|  | 2014-03-12 00:00:02 | 32.2685 | 1.1887 | 4.7547 | 6.145 | 6.145 | 0.57667 | 0.57667 | 0.687 | 0.687 | 0 | 0 | 15.1092 | 15.1092 | -4.996 | -2.498 | 2.6743 | 0 | 0 |  |  | 4.8498 |  | 0.14735 | 14.7347 | 5.3485 | 0 | 2014-03-11 20:30 | 15109.1667 | 15.1092
|  | 2014-03-12 00:30:03 | 32.3632 | 1.1687 | 4.6747 | 6.15 | 6.15 | 0.57683 | 0.57683 | 0.6865 | 0.6865 | 0 | 0 | 15.2432 | 15.2432 | -5.032 | -2.516 | 2.498 | 0 | 0 |  |  | 4.4877 |  | 0.14444 | 14.4444 | 4.996 | 0 | 2014-03-11 21:00 | 15243.1667 | 15.2432
|  | 2014-03-12 01:00:03 | 32.6837 | 1.1585 | 4.634 | 6.1545 | 6.1545 | 0.52717 | 0.52717 | 0.68983 | 0.68983 | 0 | 0 | 15.2995 | 15.2995 | -5.3787 | -2.6893 | 2.516 | 0 | 0 |  |  | 4.8657 |  | 0.14178 | 14.1783 | 5.032 | 0 | 2014-03-11 21:30 | 15299.5 | 15.2995
|  | 2014-03-12 01:30:05 | 32.1015 | 1.1258 | 4.5033 | 6.1582 | 6.1582 | 0.51017 | 0.51017 | 0.6875 | 0.6875 | 0 | 0 | 15.1645 | 15.1645 | -5.0778 | -2.5389 | 2.6893 | 0 | 0 |  |  | 4.4583 |  | 0.14028 | 14.0284 | 5.3787 | 0 | 2014-03-11 22:00 | 15164.5 | 15.1645
|  | 2014-03-12 02:00:03 | 31.3485 | 1.0003 | 4.0013 | 6.1572 | 6.1572 | 0.51017 | 0.51017 | 0.68933 | 0.68933 | 0 | 0 | 14.6862 | 14.6862 | -5.3043 | -2.6522 | 2.5389 | 0 | 0 |  |  | 3.6812 |  | 0.12764 | 12.764 | 5.0778 | 0 | 2014-03-11 22:30 | 14686.1667 | 14.6862
|  | 2014-03-12 02:30:04 | 31.1003 | 0.9715 | 3.886 | 6.1577 | 6.1577 | 0.5105 | 0.5105 | 0.68817 | 0.68817 | 0 | 0 | 14.4778 | 14.4778 | -5.3802 | -2.6901 | 2.6522 | 0 | 0 |  |  | 3.6528 |  | 0.12495 | 12.495 | 5.3043 | 0 | 2014-03-11 23:00 | 14477.8333 | 14.4778
|  | 2014-03-12 03:00:02 | 31.1032 | 0.93817 | 3.7527 | 6.1595 | 6.1595 | 0.51117 | 0.51117 | 0.6885 | 0.6885 | 0 | 0 | 14.3675 | 14.3675 | -5.6238 | -2.8119 | 2.6901 | 0 | 0 |  |  | 3.49 |  | 0.12065 | 12.0652 | 5.3802 | 0 | 2014-03-11 23:30 | 14367.5 | 14.3675
|  | 2014-03-12 03:30:02 | 30.6328 | 0.88483 | 3.5393 | 6.156 | 6.156 | 0.511 | 0.511 | 0.68583 | 0.68583 | 0 | 0 | 14.1355 | 14.1355 | -5.6052 | -2.8026 | 2.8119 | 0 | 0 |  |  | 3.8933 |  | 0.11554 | 11.5541 | 5.6238 | 0 | 2014-03-12 | 14135.5 | 14.1355
|  | 2014-03-12 04:00:04 | 30.311 | 0.85033 | 3.4013 | 6.1613 | 6.1613 | 0.51 | 0.51 | 0.68133 | 0.68133 | 0 | 0 | 14.0783 | 14.0783 | -5.4787 | -2.7393 | 2.8026 | 0 | 0 |  |  | 3.2653 |  | 0.11221 | 11.2214 | 5.6052 | 0 | 2014-03-12 00:30 | 14078.3333 | 14.0783
|  | 2014-03-12 04:30:03 | 30.3743 | 0.88217 | 3.5287 | 6.1565 | 6.1565 | 0.50967 | 0.50967 | 0.68267 | 0.68267 | 0 | 0 | 14.0303 | 14.0303 | -5.4665 | -2.7332 | 2.7393 | 0 | 0 |  |  | 3.3169 |  | 0.11617 | 11.6173 | 5.4787 | 0 | 2014-03-12 01:00 | 14030.3333 | 14.0303
|  | 2014-03-12 05:00:02 | 30.8795 | 0.85617 | 3.4247 | 6.0565 | 6.0565 | 0.5105 | 0.5105 | 0.689 | 0.689 | 0 | 0 | 14.2257 | 14.2257 | -5.9732 | -2.9866 | 2.7332 | 0 | 0 |  |  | 3.2534 |  | 0.1109 | 11.0904 | 5.4665 | 0 | 2014-03-12 01:30 | 14225.6667 | 14.2257
|  | 2014-03-12 05:30:02 | 31.8005 | 0.84167 | 3.3667 | 5.9367 | 5.9367 | 0.50917 | 0.50917 | 0.69133 | 0.69133 | 0 | 0 | 14.5422 | 14.5422 | -6.7545 | -3.3773 | 2.9866 | 0 | 0 |  |  | 3.535 |  | 0.10587 | 10.5868 | 5.9732 | 0 | 2014-03-12 02:00 | 14542.1667 | 14.5422
|  | 2014-03-12 06:00:04 | 33.6503 | 0.91617 | 3.6647 | 5.9157 | 5.9157 | 0.52133 | 0.52133 | 0.691 | 0.691 | 0 | 0 | 15.0133 | 15.0133 | -7.8443 | -3.9222 | 3.3773 | 0 | 0 |  |  | 3.4814 |  | 0.1089 | 10.8904 | 6.7545 | 0 | 2014-03-12 02:30 | 15013.3333 | 15.0133
|  | 2014-03-12 06:30:02 | 35.582 | 0.901 | 3.604 | 5.9155 | 5.9155 | 0.52817 | 0.52817 | 0.69067 | 0.69067 | 0 | 0 | 15.1912 | 15.1912 | -9.6525 | -4.8262 | 3.9222 | 0 | 0 |  |  | 3.7121 |  | 0.10129 | 10.1287 | 7.8443 | 0 | 2014-03-12 03:00 | 15191.1667 | 15.1912
|  | 2014-03-12 07:00:02 | 39.2225 | 0.88483 | 3.5393 | 5.9168 | 5.9168 | 0.608 | 0.608 | 0.69083 | 0.69083 | 0 | 0 | 15.5557 | 15.5557 | -12.9118 | -6.4559 | 4.8262 | 0 | 0 |  |  | 3.4332 |  | 0.090237 | 9.0237 | 9.6525 | 0 | 2014-03-12 03:30 | 15555.6667 | 15.5557
|  | 2014-03-12 07:30:02 | 41.582 | 0.85433 | 3.4173 | 5.9115 | 5.9115 | 0.65083 | 0.65083 | 0.691 | 0.691 | 0 | 0 | 15.7625 | 15.7625 | -15.1488 | -7.5744 | 6.4559 | 0 | 0 |  |  | 3.349 |  | 0.082183 | 8.2183 | 12.9118 | 0 | 2014-03-12 04:00 | 15762.5 | 15.7625
|  | 2014-03-12 08:00:02 | 42.7305 | 0.7345 | 2.938 | 5.9123 | 5.9123 | 0.66817 | 0.66817 | 0.69133 | 0.69133 | 1.5376 | 1.5376 | 15.9477 | 15.9477 | -15.0354 | -7.5177 | 7.5744 | 0 | 0 |  |  | 2.7617 |  | 0.068757 | 6.8757 | 15.1488 | 0 | 2014-03-12 04:30 | 15947.6667 | 15.9477
|  | 2014-03-12 08:30:02 | 43.1962 | 0.65683 | 2.6273 | 5.9165 | 5.9165 | 0.74183 | 0.74183 | 0.69017 | 0.69017 | 1.5376 | 1.5376 | 16.0113 | 16.0113 | -15.6714 | -7.8357 | 7.5177 | 0 | 0 |  |  | 2.6536 |  | 0.060823 | 6.0823 | 15.0354 | 0 | 2014-03-12 05:00 | 16011.3333 | 16.0113
|  | 2014-03-12 09:00:03 | 43.6067 | 0.56633 | 2.2653 | 5.9455 | 5.9455 | 0.8055 | 0.8055 | 0.69067 | 0.69067 | 3.1416 | 3.1416 | 16.0613 | 16.0613 | -14.6967 | -7.3484 | 7.8357 | 0 | 0 |  |  | 2.22 |  | 0.051949 | 5.1949 | 15.6714 | 0 | 2014-03-12 05:30 | 16061.3333 | 16.0613
|  | 2014-03-12 09:30:02 | 43.7188 | 0.51067 | 2.0427 | 6.0838 | 6.0838 | 0.81667 | 0.81667 | 0.691 | 0.691 | 3.1416 | 3.1416 | 16.0163 | 16.0163 | -14.9267 | -7.4634 | 7.3484 | 0 | 0 |  |  | 2.0631 |  | 0.046723 | 4.6723 | 14.6967 | 0 | 2014-03-12 06:00 | 16016.3333 | 16.0163
|  | 2014-03-12 10:00:03 | 43.5092 | 0.4925 | 1.97 | 6.1453 | 6.1453 | 0.817 | 0.817 | 0.69083 | 0.69083 | 3.3848 | 3.3848 | 15.9955 | 15.9955 | -14.5057 | -7.2528 | 7.4634 | 0 | 0 |  |  | 1.773 |  | 0.045278 | 4.5278 | 14.9267 | 0 | 2014-03-12 06:30 | 15995.5 | 15.9955
|  | 2014-03-12 10:30:01 | 43.267 | 0.459 | 1.836 | 6.151 | 6.151 | 0.83183 | 0.83183 | 0.68933 | 0.68933 | 3.3848 | 3.3848 | 16.025 | 16.025 | -14.349 | -7.1745 | 7.2528 | 0 | 0 |  |  | 1.6891 |  | 0.042434 | 4.2434 | 14.5057 | 0 | 2014-03-12 07:00 | 16025 | 16.025
|  | 2014-03-12 11:00:04 | 42.9828 | 0.4255 | 1.702 | 6.1542 | 6.1542 | 0.80083 | 0.80083 | 0.68817 | 0.68817 | 4.1984 | 4.1984 | 16.0708 | 16.0708 | -13.3684 | -6.6842 | 7.1745 | 0 | 0 |  |  | 1.668 |  | 0.039597 | 3.9597 | 14.349 | 0 | 2014-03-12 07:30 | 16070.8333 | 16.0708
|  | 2014-03-12 11:30:04 | 42.771 | 0.386 | 1.544 | 6.1512 | 6.1512 | 0.7935 | 0.7935 | 0.687 | 0.687 | 4.1984 | 4.1984 | 16.0875 | 16.0875 | -13.3094 | -6.6547 | 6.6842 | 0 | 0 |  |  | 1.6212 |  | 0.036099 | 3.6099 | 13.3684 | 0 | 2014-03-12 08:00 | 16087.5 | 16.0875
|  | 2014-03-12 12:00:05 | 42.5627 | 0.35283 | 1.4113 | 6.1547 | 6.1547 | 0.7935 | 0.7935 | 0.68717 | 0.68717 | 2.728 | 2.728 | 16.157 | 16.157 | -14.631 | -7.3155 | 6.6547 | 0 | 0 |  |  | 1.4396 |  | 0.033159 | 3.3159 | 13.3094 | 0 | 2014-03-12 08:30 | 16157 | 16.157
|  | 2014-03-12 12:30:02 | 42.2315 | 0.36 | 1.44 | 6.15 | 6.15 | 0.72783 | 0.72783 | 0.688 | 0.688 | 2.728 | 2.728 | 16.1317 | 16.1317 | -14.366 | -7.183 | 7.3155 | 0 | 0 |  |  | 1.5552 |  | 0.034098 | 3.4098 | 14.631 | 0 | 2014-03-12 09:00 | 16131.6667 | 16.1317
|  | 2014-03-12 13:00:03 | 41.7225 | 0.34017 | 1.3607 | 6.1515 | 6.1515 | 0.619 | 0.619 | 0.68867 | 0.68867 | 3.6552 | 3.6552 | 16.1017 | 16.1017 | -13.1458 | -6.5729 | 7.183 | 0 | 0 |  |  | 1.4423 |  | 0.032612 | 3.2612 | 14.366 | 0 | 2014-03-12 09:30 | 16101.6667 | 16.1017
|  | 2014-03-12 13:30:05 | 41.2362 | 0.34367 | 1.3747 | 6.1518 | 6.1518 | 0.583 | 0.583 | 0.68683 | 0.68683 | 3.6552 | 3.6552 | 16.133 | 16.133 | -12.6516 | -6.3258 | 6.5729 | 0 | 0 |  |  | 1.3472 |  | 0.033336 | 3.3336 | 13.1458 | 0 | 2014-03-12 10:00 | 16133 | 16.133
|  | 2014-03-12 14:00:03 | 40.9837 | 0.34417 | 1.3767 | 6.1505 | 6.1505 | 0.58217 | 0.58217 | 0.6835 | 0.6835 | 3.2344 | 3.2344 | 16.1597 | 16.1597 | -12.7968 | -6.3984 | 6.3258 | 0 | 0 |  |  | 1.4593 |  | 0.033591 | 3.3591 | 12.6516 | 0 | 2014-03-12 10:30 | 16159.6667 | 16.1597
|  | 2014-03-12 14:30:04 | 40.779 | 0.35533 | 1.4213 | 6.1435 | 6.1435 | 0.592 | 0.592 | 0.6895 | 0.6895 | 3.2344 | 3.2344 | 16.1675 | 16.1675 | -12.5308 | -6.2654 | 6.3984 | 0 | 0 |  |  | 1.535 |  | 0.034855 | 3.4855 | 12.7968 | 0 | 2014-03-12 11:00 | 16167.5 | 16.1675
|  | 2014-03-12 15:00:04 | 40.5068 | 0.34483 | 1.3793 | 6.1412 | 6.1412 | 0.577 | 0.577 | 0.68883 | 0.68883 | 1.6976 | 1.6976 | 16.1563 | 16.1563 | -13.8666 | -6.9333 | 6.2654 | 0 | 0 |  |  | 1.3931 |  | 0.034052 | 3.4052 | 12.5308 | 0 | 2014-03-12 11:30 | 16156.3333 | 16.1563
|  | 2014-03-12 15:30:02 | 40.713 | 0.33833 | 1.3533 | 6.0578 | 6.0578 | 0.58567 | 0.58567 | 0.68933 | 0.68933 | 1.6976 | 1.6976 | 16.1662 | 16.1662 | -14.1631 | -7.0815 | 6.9333 | 0 | 0 |  |  | 1.4887 |  | 0.033241 | 3.3241 | 13.8666 | 0 | 2014-03-12 12:00 | 16166.1667 | 16.1662
|  | 2014-03-12 16:00:03 | 41.5975 | 0.35417 | 1.4167 | 5.9297 | 5.9297 | 0.59083 | 0.59083 | 0.76917 | 0.76917 | 1.3636 | 1.3636 | 16.2035 | 16.2035 | -15.3241 | -7.662 | 7.0815 | 0 | 0 |  |  | 1.4875 |  | 0.034057 | 3.4057 | 14.1631 | 0 | 2014-03-12 12:30 | 16203.5 | 16.2035
|  | 2014-03-12 16:30:03 | 42.5277 | 0.3535 | 1.414 | 5.9103 | 5.9103 | 0.6435 | 0.6435 | 0.872 | 0.872 | 1.3636 | 1.3636 | 16.1983 | 16.1983 | -16.1259 | -8.063 | 7.662 | 0 | 0 |  |  | 1.4847 |  | 0.033249 | 3.3249 | 15.3241 | 0 | 2014-03-12 13:00 | 16198.3333 | 16.1983
|  | 2014-03-12 17:00:06 | 43.567 | 0.348 | 1.392 | 5.9105 | 5.9105 | 0.788 | 0.788 | 0.94983 | 0.94983 | 0.628 | 0.628 | 16.1818 | 16.1818 | -17.7168 | -8.8584 | 8.063 | 0 | 0 |  |  | 1.4059 |  | 0.031951 | 3.1951 | 16.1259 | 0 | 2014-03-12 13:30 | 16181.8333 | 16.1818
|  | 2014-03-12 17:30:03 | 44.3027 | 0.3625 | 1.45 | 5.9137 | 5.9137 | 0.8305 | 0.8305 | 1.0098 | 1.0098 | 0.628 | 0.628 | 16.1703 | 16.1703 | -18.3003 | -9.1502 | 8.8584 | 0 | 0 |  |  | 1.421 |  | 0.032729 | 3.2729 | 17.7168 | 0 | 2014-03-12 14:00 | 16170.3333 | 16.1703
|  | 2014-03-12 18:00:08 | 45.8637 | 0.39783 | 1.5913 | 5.919 | 5.919 | 0.93883 | 0.93883 | 1.021 | 1.021 | 0.1172 | 0.1172 | 16.1687 | 16.1687 | -20.1076 | -10.0538 | 9.1502 | 0 | 0 |  |  | 1.5595 |  | 0.034697 | 3.4697 | 18.3003 | 0 | 2014-03-12 14:30 | 16168.6667 | 16.1687
|  | 2014-03-12 18:30:02 | 48.3373 | 0.41767 | 1.6707 | 5.9202 | 5.9202 | 0.9845 | 0.9845 | 1.0198 | 1.0198 | 0.1172 | 0.1172 | 16.1732 | 16.1732 | -22.4518 | -11.2259 | 10.0538 | 0 | 0 |  |  | 1.5203 |  | 0.034563 | 3.4563 | 20.1076 | 0 | 2014-03-12 15:00 | 16173.1667 | 16.1732
|  | 2014-03-12 19:00:02 | 48.3177 | 0.443 | 1.772 | 5.9452 | 5.9452 | 0.91217 | 0.91217 | 1.0037 | 1.0037 | 0 | 0 | 16.2008 | 16.2008 | -22.4838 | -11.2419 | 11.2259 | 0 | 0 |  |  | 1.6125 |  | 0.036674 | 3.6674 | 22.4518 | 0 | 2014-03-12 15:30 | 16200.8333 | 16.2008
|  | 2014-03-12 19:30:02 | 47.2217 | 0.47133 | 1.8853 | 6.0818 | 6.0818 | 0.86583 | 0.86583 | 1.0145 | 1.0145 | 0 | 0 | 16.1952 | 16.1952 | -21.179 | -10.5895 | 11.2419 | 0 | 0 |  |  | 1.8099 |  | 0.039925 | 3.9925 | 22.4838 | 0 | 2014-03-12 16:00 | 16195.1667 | 16.1952
|  | 2014-03-12 20:00:03 | 45.8747 | 0.52117 | 2.0847 | 6.1448 | 6.1448 | 0.8675 | 0.8675 | 1.0187 | 1.0187 | 0 | 0 | 16.1543 | 16.1543 | -19.6047 | -9.8023 | 10.5895 | 0 | 0 |  |  | 1.897 |  | 0.045443 | 4.5443 | 21.179 | 0 | 2014-03-12 16:30 | 16154.3333 | 16.1543
|  | 2014-03-12 20:30:02 | 44.2538 | 0.56233 | 2.2493 | 6.1515 | 6.1515 | 0.869 | 0.869 | 1.0205 | 1.0205 | 0 | 0 | 16.1475 | 16.1475 | -17.816 | -8.908 | 9.8023 | 0 | 0 |  |  | 2.1819 |  | 0.050828 | 5.0828 | 19.6047 | 0 | 2014-03-12 17:00 | 16147.5 | 16.1475
|  | 2014-03-12 21:00:02 | 42.4892 | 0.572 | 2.288 | 6.1493 | 6.1493 | 0.80183 | 0.80183 | 1.0168 | 1.0168 | 0 | 0 | 16.1418 | 16.1418 | -16.0913 | -8.0457 | 8.908 | 0 | 0 |  |  | 2.471 |  | 0.053849 | 5.3849 | 17.816 | 0 | 2014-03-12 17:30 | 16141.8333 | 16.1418
|  | 2014-03-12 21:30:03 | 40.3393 | 0.60583 | 2.4233 | 6.1495 | 6.1495 | 0.768 | 0.768 | 1.0155 | 1.0155 | 0 | 0 | 16.1647 | 16.1647 | -13.8183 | -6.9092 | 8.0457 | 0 | 0 |  |  | 2.593 |  | 0.060074 | 6.0074 | 16.0913 | 0 | 2014-03-12 18:00 | 16164.6667 | 16.1647
|  | 2014-03-12 22:00:05 | 38.16 | 0.61183 | 2.4473 | 6.1542 | 6.1542 | 0.69883 | 0.69883 | 1.0155 | 1.0155 | 0 | 0 | 16.0212 | 16.0212 | -11.823 | -5.9115 | 6.9092 | 0 | 0 |  |  | 2.4229 |  | 0.064133 | 6.4133 | 13.8183 | 0 | 2014-03-12 18:30 | 16021.1667 | 16.0212
|  | 2014-03-12 22:30:04 | 36.0393 | 0.64583 | 2.5833 | 6.1533 | 6.1533 | 0.66783 | 0.66783 | 1.0172 | 1.0172 | 0 | 0 | 15.4893 | 15.4893 | -10.1283 | -5.0642 | 5.9115 | 0 | 0 |  |  | 2.6608 |  | 0.071681 | 7.1681 | 11.823 | 0 | 2014-03-12 19:00 | 15489.3333 | 15.4893
|  | 2014-03-12 23:00:03 | 34.1697 | 0.67733 | 2.7093 | 6.1573 | 6.1573 | 0.622 | 0.622 | 1.0202 | 1.0202 | 0 | 0 | 14.9877 | 14.9877 | -8.6732 | -4.3366 | 5.0642 | 0 | 0 |  |  | 2.7364 |  | 0.079291 | 7.9291 | 10.1283 | 0 | 2014-03-12 19:30 | 14987.6667 | 14.9877
|  | 2014-03-12 23:30:04 | 33.4333 | 0.79383 | 3.1753 | 6.157 | 6.157 | 0.572 | 0.572 | 1.0207 | 1.0207 | 0 | 0 | 14.7172 | 14.7172 | -7.7912 | -3.8956 | 4.3366 | 0 | 0 |  |  | 2.8896 |  | 0.094975 | 9.4975 | 8.6732 | 0 | 2014-03-12 20:00 | 14717.1667 | 14.7172
|  | 2014-03-13 00:00:05 | 32.7407 | 0.78083 | 3.1233 | 6.1567 | 6.1567 | 0.55783 | 0.55783 | 1.0203 | 1.0203 | 0 | 0 | 14.6907 | 14.6907 | -7.1918 | -3.5959 | 3.8956 | 0 | 0 |  |  | 3.2483 |  | 0.095396 | 9.5396 | 7.7912 | 0 | 2014-03-12 20:30 | 14690.6667 | 14.6907
|  | 2014-03-13 00:30:02 | 32.9853 | 0.85883 | 3.4353 | 6.154 | 6.154 | 0.55733 | 0.55733 | 1.0197 | 1.0197 | 0 | 0 | 14.7003 | 14.7003 | -7.1187 | -3.5593 | 3.5959 | 0 | 0 |  |  | 3.6415 |  | 0.10415 | 10.4147 | 7.1918 | 0 | 2014-03-12 21:00 | 14700.3333 | 14.7003
|  | 2014-03-13 01:00:06 | 32.8243 | 0.90733 | 3.6293 | 6.1552 | 6.1552 | 0.518 | 0.518 | 1.0202 | 1.0202 | 0 | 0 | 14.644 | 14.644 | -6.8577 | -3.4288 | 3.5593 | 0 | 0 |  |  | 3.6293 |  | 0.11057 | 11.0568 | 7.1187 | 0 | 2014-03-12 21:30 | 14644 | 14.644
|  | 2014-03-13 01:30:05 | 32.2462 | 0.96717 | 3.8687 | 6.1578 | 6.1578 | 0.50333 | 0.50333 | 1.0205 | 1.0205 | 0 | 0 | 14.7195 | 14.7195 | -5.9763 | -2.9882 | 3.4288 | 0 | 0 |  |  | 4.1782 |  | 0.11997 | 11.9973 | 6.8577 | 0 | 2014-03-12 22:00 | 14719.5 | 14.7195
|  | 2014-03-13 02:00:04 | 31.5155 | 0.98717 | 3.9487 | 6.1578 | 6.1578 | 0.50133 | 0.50133 | 1.0172 | 1.0172 | 0 | 0 | 14.6008 | 14.6008 | -5.2897 | -2.6448 | 2.9882 | 0 | 0 |  |  | 3.9882 |  | 0.12529 | 12.5293 | 5.9763 | 0 | 2014-03-12 22:30 | 14600.8333 | 14.6008
|  | 2014-03-13 02:30:03 | 31.3902 | 0.95567 | 3.8227 | 6.1575 | 6.1575 | 0.501 | 0.501 | 1.014 | 1.014 | 0 | 0 | 14.5792 | 14.5792 | -5.3158 | -2.6579 | 2.6448 | 0 | 0 |  |  | 4.052 |  | 0.12178 | 12.1779 | 5.2897 | 0 | 2014-03-12 23:00 | 14579.1667 | 14.5792
|  | 2014-03-13 03:00:05 | 31.1493 | 1.0022 | 4.0087 | 6.1535 | 6.1535 | 0.5005 | 0.5005 | 1.0185 | 1.0185 | 0 | 0 | 14.5157 | 14.5157 | -4.9525 | -2.4762 | 2.6579 | 0 | 0 |  |  | 3.8483 |  | 0.12869 | 12.8692 | 5.3158 | 0 | 2014-03-12 23:30 | 14515.6667 | 14.5157
|  | 2014-03-13 03:30:02 | 30.7347 | 1.0752 | 4.3007 | 6.1572 | 6.1572 | 0.49883 | 0.49883 | 1.0148 | 1.0148 | 0 | 0 | 14.2407 | 14.2407 | -4.5225 | -2.2613 | 2.4762 | 0 | 0 |  |  | 4.3437 |  | 0.13993 | 13.9929 | 4.9525 | 0 | 2014-03-13 | 14240.6667 | 14.2407
|  | 2014-03-13 04:00:06 | 30.352 | 1.0645 | 4.258 | 6.1508 | 6.1508 | 0.5 | 0.5 | 1.0198 | 1.0198 | 0 | 0 | 13.861 | 13.861 | -4.5623 | -2.2812 | 2.2613 | 0 | 0 |  |  | 4.2154 |  | 0.14029 | 14.0287 | 4.5225 | 0 | 2014-03-13 00:30 | 13861 | 13.861
|  | 2014-03-13 04:30:04 | 30.4572 | 1.0708 | 4.2833 | 6.1563 | 6.1563 | 0.4995 | 0.4995 | 1.0112 | 1.0112 | 0 | 0 | 14.1402 | 14.1402 | -4.3667 | -2.1833 | 2.2812 | 0 | 0 |  |  | 4.7117 |  | 0.14063 | 14.0635 | 4.5623 | 0 | 2014-03-13 01:00 | 14140.1667 | 14.1402
|  | 2014-03-13 05:00:06 | 30.9765 | 1.1057 | 4.4227 | 6.1518 | 6.1518 | 0.501 | 0.501 | 1.0152 | 1.0152 | 0 | 0 | 14.5505 | 14.5505 | -4.3353 | -2.1677 | 2.1833 | 0 | 0 |  |  | 4.6438 |  | 0.14277 | 14.2775 | 4.3667 | 0 | 2014-03-13 01:30 | 14550.5 | 14.5505
|  | 2014-03-13 05:30:04 | 31.758 | 1.134 | 4.536 | 6.148 | 6.148 | 0.50533 | 0.50533 | 1.0175 | 1.0175 | 0 | 0 | 14.8158 | 14.8158 | -4.7353 | -2.3677 | 2.1677 | 0 | 0 |  |  | 4.6721 |  | 0.14283 | 14.283 | 4.3353 | 0 | 2014-03-13 02:00 | 14815.8333 | 14.8158
|  | 2014-03-13 06:00:02 | 33.3968 | 1.1462 | 4.5847 | 6.1488 | 6.1488 | 0.51067 | 0.51067 | 1.0178 | 1.0178 | 0 | 0 | 15.0872 | 15.0872 | -6.0477 | -3.0238 | 2.3677 | 0 | 0 |  |  | 4.5388 |  | 0.13728 | 13.7278 | 4.7353 | 0 | 2014-03-13 02:30 | 15087.1667 | 15.0872
|  | 2014-03-13 06:30:04 | 35.7062 | 1.2117 | 4.8467 | 6.1493 | 6.1493 | 0.5075 | 0.5075 | 1.0152 | 1.0152 | 0 | 0 | 15.7835 | 15.7835 | -7.404 | -3.702 | 3.0238 | 0 | 0 |  |  | 5.3313 |  | 0.13574 | 13.5738 | 6.0477 | 0 | 2014-03-13 03:00 | 15783.5 | 15.7835
|  | 2014-03-13 07:00:03 | 38.6922 | 1.1932 | 4.7727 | 6.1392 | 6.1392 | 0.5405 | 0.5405 | 1.02 | 1.02 | 0 | 0 | 16.2832 | 16.2832 | -9.9367 | -4.9683 | 3.702 | 0 | 0 |  |  | 4.8681 |  | 0.12335 | 12.335 | 7.404 | 0 | 2014-03-13 03:30 | 16283.1667 | 16.2832
|  | 2014-03-13 07:30:03 | 41.2342 | 1.193 | 4.772 | 6.1305 | 6.1305 | 0.5545 | 0.5545 | 1.02 | 1.02 | 0 | 0 | 16.5435 | 16.5435 | -12.2137 | -6.1068 | 4.9683 | 0 | 0 |  |  | 4.6766 |  | 0.11573 | 11.5729 | 9.9367 | 0 | 2014-03-13 04:00 | 16543.5 | 16.5435
|  | 2014-03-13 08:00:02 | 42.3973 | 1.1027 | 4.4107 | 6.1448 | 6.1448 | 0.55617 | 0.55617 | 1.0172 | 1.0172 | 0.8812 | 0.8812 | 16.5647 | 16.5647 | -12.8226 | -6.4113 | 6.1068 | 0 | 0 |  |  | 4.543 |  | 0.10403 | 10.4032 | 12.2137 | 0 | 2014-03-13 04:30 | 16564.6667 | 16.5647
|  | 2014-03-13 08:30:04 | 42.8023 | 0.995 | 3.98 | 6.1482 | 6.1482 | 0.5575 | 0.5575 | 1.0165 | 1.0165 | 0.8812 | 0.8812 | 16.644 | 16.644 | -13.575 | -6.7875 | 6.4113 | 0 | 0 |  |  | 4.378 |  | 0.092986 | 9.2986 | 12.8226 | 0 | 2014-03-13 05:00 | 16644 | 16.644
|  | 2014-03-13 09:00:04 | 43.2025 | 0.8835 | 3.534 | 6.1452 | 6.1452 | 0.63717 | 0.63717 | 1.0265 | 1.0265 | 1.8448 | 1.8448 | 16.6985 | 16.6985 | -13.3164 | -6.6582 | 6.7875 | 0 | 0 |  |  | 3.6754 |  | 0.081801 | 8.1801 | 13.575 | 0 | 2014-03-13 05:30 | 16698.5 | 16.6985
|  | 2014-03-13 09:30:04 | 43.5552 | 0.7475 | 2.99 | 6.1577 | 6.1577 | 0.678 | 0.678 | 1.0373 | 1.0373 | 1.8448 | 1.8448 | 16.6953 | 16.6953 | -14.152 | -7.076 | 6.6582 | 0 | 0 |  |  | 2.8405 |  | 0.068649 | 6.8649 | 13.3164 | 0 | 2014-03-13 06:00 | 16695.3333 | 16.6953
|  | 2014-03-13 10:00:05 | 43.2987 | 0.66833 | 2.6733 | 6.1523 | 6.1523 | 0.67367 | 0.67367 | 1.0357 | 1.0357 | 2.8784 | 2.8784 | 16.6753 | 16.6753 | -13.2099 | -6.605 | 7.076 | 0 | 0 |  |  | 2.406 |  | 0.061742 | 6.1742 | 14.152 | 0 | 2014-03-13 06:30 | 16675.3333 | 16.6753
|  | 2014-03-13 10:30:01 | 43.133 | 0.639 | 2.556 | 6.148 | 6.148 | 0.672 | 0.672 | 1.032 | 1.032 | 2.8784 | 2.8784 | 16.667 | 16.667 | -13.1796 | -6.5898 | 6.605 | 0 | 0 |  |  | 2.4282 |  | 0.059259 | 5.9259 | 13.2099 | 0 | 2014-03-13 07:00 | 16667 | 16.667
|  | 2014-03-13 11:00:02 | 43.133 | 0.639 | 2.556 | 6.148 | 6.148 | 0.672 | 0.672 | 1.032 | 1.032 | 3.7192 | 3.7192 | 16.667 | 16.667 | -12.3388 | -6.1694 | 6.5898 | 0 | 0 |  |  | 2.7094 |  | 0.059259 | 5.9259 | 13.1796 | 0 | 2014-03-13 07:30 | 16667 | 16.667
|  | 2014-03-13 11:30:01 | 42.999 | 0.63117 | 2.5247 | 6.0315 | 6.0315 | 0.67283 | 0.67283 | 1.0287 | 1.0287 | 3.7192 | 3.7192 | 16.645 | 16.645 | -12.3771 | -6.1886 | 6.1694 | 0 | 0 |  |  | 2.6004 |  | 0.058715 | 5.8715 | 12.3388 | 0 | 2014-03-13 08:00 | 16645 | 16.645
|  | 2014-03-13 12:00:01 | 42.2847 | 0.57 | 2.28 | 5.9078 | 5.9078 | 0.67533 | 0.67533 | 1.0187 | 1.0187 | 4.6608 | 4.6608 | 16.6448 | 16.6448 | -11.0972 | -5.5486 | 6.1886 | 0 | 0 |  |  | 2.4396 |  | 0.05392 | 5.392 | 12.3771 | 0 | 2014-03-13 08:30 | 16644.8333 | 16.6448
|  | 2014-03-13 12:30:03 | 41.7673 | 0.45033 | 1.8013 | 5.9032 | 5.9032 | 0.63233 | 0.63233 | 1.028 | 1.028 | 4.6608 | 4.6608 | 16.662 | 16.662 | -11.0797 | -5.5399 | 5.5486 | 0 | 0 |  |  | 1.6752 |  | 0.043128 | 4.3128 | 11.0972 | 0 | 2014-03-13 09:00 | 16662 | 16.662
|  | 2014-03-13 13:00:07 | 41.5892 | 0.47633 | 1.9053 | 5.9052 | 5.9052 | 0.48183 | 0.48183 | 1.0243 | 1.0243 | 4.908 | 4.908 | 16.6528 | 16.6528 | -10.7117 | -5.3558 | 5.5399 | 0 | 0 |  |  | 1.772 |  | 0.045813 | 4.5813 | 11.0797 | 0 | 2014-03-13 09:30 | 16652.8333 | 16.6528
|  | 2014-03-13 13:30:08 | 41.4173 | 0.43733 | 1.7493 | 5.9108 | 5.9108 | 0.46883 | 0.46883 | 1.0362 | 1.0362 | 4.908 | 4.908 | 16.6168 | 16.6168 | -10.7273 | -5.3637 | 5.3558 | 0 | 0 |  |  | 1.6444 |  | 0.042237 | 4.2237 | 10.7117 | 0 | 2014-03-13 10:00 | 16616.8333 | 16.6168
|  | 2014-03-13 14:00:05 | 41.2777 | 0.3985 | 1.594 | 5.974 | 5.974 | 0.48917 | 0.48917 | 1.0362 | 1.0362 | 4.3052 | 4.3052 | 16.6132 | 16.6132 | -11.266 | -5.633 | 5.3637 | 0 | 0 |  |  | 1.6259 |  | 0.038617 | 3.8617 | 10.7273 | 0 | 2014-03-13 10:30 | 16613.1667 | 16.6132
|  | 2014-03-13 14:30:02 | 40.9302 | 0.26217 | 1.0487 | 6.1125 | 6.1125 | 0.492 | 0.492 | 1.0323 | 1.0323 | 4.3052 | 4.3052 | 16.5673 | 16.5673 | -11.3721 | -5.6861 | 5.633 | 0 | 0 |  |  | 1.0382 |  | 0.025621 | 2.5621 | 11.266 | 0 | 2014-03-13 11:00 | 16567.3333 | 16.5673
|  | 2014-03-13 15:00:03 | 40.6505 | 0.18517 | 0.74067 | 6.1463 | 6.1463 | 0.49983 | 0.49983 | 1.0363 | 1.0363 | 2.206 | 2.206 | 16.5817 | 16.5817 | -13.4397 | -6.7198 | 5.6861 | 0 | 0 |  |  | 0.77029 |  | 0.01822 | 1.822 | 11.3721 | 0 | 2014-03-13 11:30 | 16581.6667 | 16.5817
|  | 2014-03-13 15:30:04 | 40.9503 | 0.1635 | 0.654 | 6.1432 | 6.1432 | 0.49833 | 0.49833 | 1.0172 | 1.0172 | 2.206 | 2.206 | 16.5687 | 16.5687 | -13.863 | -6.9315 | 6.7198 | 0 | 0 |  |  | 0.63438 |  | 0.015971 | 1.5971 | 13.4397 | 0 | 2014-03-13 12:00 | 16568.6667 | 16.5687
|  | 2014-03-13 16:00:04 | 41.8032 | 0.125 | 0.5 | 6.1438 | 6.1438 | 0.53167 | 0.53167 | 1.0307 | 1.0307 | 1.5316 | 1.5316 | 16.5763 | 16.5763 | -15.4891 | -7.7445 | 6.9315 | 0 | 0 |  |  | 0.46 |  | 0.011961 | 1.1961 | 13.863 | 0 | 2014-03-13 12:30 | 16576.3333 | 16.5763
|  | 2014-03-13 16:30:02 | 42.676 | 0.1375 | 0.55 | 6.1398 | 6.1398 | 0.55117 | 0.55117 | 1.0355 | 1.0355 | 1.5316 | 1.5316 | 16.5908 | 16.5908 | -16.2771 | -8.1385 | 7.7445 | 0 | 0 |  |  | 0.55 |  | 0.012888 | 1.2888 | 15.4891 | 0 | 2014-03-13 13:00 | 16590.8333 | 16.5908
|  | 2014-03-13 17:00:05 | 43.6645 | 0.10433 | 0.41733 | 6.137 | 6.137 | 0.712 | 0.712 | 1.0172 | 1.0172 | 0.8568 | 0.8568 | 16.5775 | 16.5775 | -17.9467 | -8.9734 | 8.1385 | 0 | 0 |  |  | 0.3756 |  | 0.0095577 | 0.95577 | 16.2771 | 0 | 2014-03-13 13:30 | 16577.5 | 16.5775
|  | 2014-03-13 17:30:06 | 44.3758 | 0.098833 | 0.39533 | 6.129 | 6.129 | 0.865 | 0.865 | 1.0183 | 1.0183 | 0.8568 | 0.8568 | 16.5878 | 16.5878 | -18.5235 | -9.2618 | 8.9734 | 0 | 0 |  |  | 0.40324 |  | 0.0089088 | 0.89088 | 17.9467 | 0 | 2014-03-13 14:00 | 16587.8333 | 16.5878
|  | 2014-03-13 18:00:06 | 45.925 | 0.10083 | 0.40333 | 6.1332 | 6.1332 | 0.92133 | 0.92133 | 1.0358 | 1.0358 | 0.1624 | 0.1624 | 16.5328 | 16.5328 | -20.7361 | -10.3681 | 9.2618 | 0 | 0 |  |  | 0.38317 |  | 0.0087824 | 0.87824 | 18.5235 | 0 | 2014-03-13 14:30 | 16532.8333 | 16.5328
|  | 2014-03-13 18:30:08 | 48.1967 | 0.10017 | 0.40067 | 6.1272 | 6.1272 | 0.936 | 0.936 | 1.0383 | 1.0383 | 0.1624 | 0.1624 | 16.236 | 16.236 | -23.2961 | -11.648 | 10.3681 | 0 | 0 |  |  | 0.43272 |  | 0.0083132 | 0.83132 | 20.7361 | 0 | 2014-03-13 15:00 | 16236 | 16.236
|  | 2014-03-13 19:00:04 | 48.0773 | 0.091 | 0.364 | 6.134 | 6.134 | 0.9485 | 0.9485 | 1.0278 | 1.0278 | 0 | 0 | 16.158 | 16.158 | -23.445 | -11.7225 | 11.648 | 0 | 0 |  |  | 0.34216 |  | 0.0075711 | 0.75711 | 23.2961 | 0 | 2014-03-13 15:30 | 16158 | 16.158
|  | 2014-03-13 19:30:04 | 46.9745 | 0.1055 | 0.422 | 6.139 | 6.139 | 0.95833 | 0.95833 | 1.0203 | 1.0203 | 0 | 0 | 16.1647 | 16.1647 | -22.2702 | -11.1351 | 11.7225 | 0 | 0 |  |  | 0.43888 |  | 0.0089836 | 0.89836 | 23.445 | 0 | 2014-03-13 16:00 | 16164.6667 | 16.1647
|  | 2014-03-13 20:00:05 | 45.7178 | 0.12367 | 0.49467 | 6.1338 | 6.1338 | 0.955 | 0.955 | 1.0362 | 1.0362 | 0 | 0 | 16.147 | 16.147 | -20.9512 | -10.4756 | 11.1351 | 0 | 0 |  |  | 0.52435 |  | 0.01082 | 1.082 | 22.2702 | 0 | 2014-03-13 16:30 | 16147 | 16.147
|  | 2014-03-13 20:30:10 | 43.9018 | 0.10233 | 0.40933 | 6.1032 | 6.1032 | 0.8635 | 0.8635 | 1.0357 | 1.0357 | 0 | 0 | 15.909 | 15.909 | -19.5812 | -9.7906 | 10.4756 | 0 | 0 |  |  | 0.39705 |  | 0.0093238 | 0.93238 | 20.9512 | 0 | 2014-03-13 17:00 | 15909 | 15.909
|  | 2014-03-13 21:00:31 | 42.3482 | 0.0795 | 0.318 | 5.9635 | 5.9635 | 0.7745 | 0.7745 | 1.0368 | 1.0368 | 0 | 0 | 15.6942 | 15.6942 | -18.5612 | -9.2806 | 9.7906 | 0 | 0 |  |  | 0.34026 |  | 0.0075092 | 0.75092 | 19.5812 | 0 | 2014-03-13 17:30 | 15694.1667 | 15.6942
|  | 2014-03-13 21:30:02 | 40.237 | 0.079833 | 0.31933 | 5.8927 | 5.8927 | 0.72467 | 0.72467 | 1.0265 | 1.0265 | 0 | 0 | 15.632 | 15.632 | -16.6418 | -8.3209 | 9.2806 | 0 | 0 |  |  | 0.29698 |  | 0.0079363 | 0.79363 | 18.5612 | 0 | 2014-03-13 18:00 | 15632 | 15.632
|  | 2014-03-13 22:00:03 | 37.9655 | 0.082833 | 0.33133 | 5.8922 | 5.8922 | 0.65317 | 0.65317 | 1.0203 | 1.0203 | 0 | 0 | 15.5385 | 15.5385 | -14.53 | -7.265 | 8.3209 | 0 | 0 |  |  | 0.32139 |  | 0.0087272 | 0.87272 | 16.6418 | 0 | 2014-03-13 18:30 | 15538.5 | 15.5385
|  | 2014-03-13 22:30:03 | 35.8905 | 0.074833 | 0.29933 | 5.8915 | 5.8915 | 0.613 | 0.613 | 1.0202 | 1.0202 | 0 | 0 | 15.4228 | 15.4228 | -12.6437 | -6.3218 | 7.265 | 0 | 0 |  |  | 0.32029 |  | 0.0083402 | 0.83402 | 14.53 | 0 | 2014-03-13 19:00 | 15422.8333 | 15.4228
|  | 2014-03-13 23:00:02 | 33.6242 | 0.082 | 0.328 | 5.9002 | 5.9002 | 0.607 | 0.607 | 1.0282 | 1.0282 | 0 | 0 | 15.4042 | 15.4042 | -10.3567 | -5.1783 | 6.3218 | 0 | 0 |  |  | 0.31816 |  | 0.0097549 | 0.97549 | 12.6437 | 0 | 2014-03-13 19:30 | 15404.1667 | 15.4042
|  | 2014-03-13 23:30:03 | 32.5772 | 0.088 | 0.352 | 5.902 | 5.902 | 0.608 | 0.608 | 0.99983 | 0.99983 | 0 | 0 | 15.284 | 15.284 | -9.4313 | -4.7157 | 5.1783 | 0 | 0 |  |  | 0.3168 |  | 0.010805 | 1.0805 | 10.3567 | 0 | 2014-03-13 20:00 | 15284 | 15.284
|  | 2014-03-14 00:00:08 | 31.9832 | 0.11217 | 0.44867 | 5.897 | 5.897 | 0.555 | 0.555 | 0.99783 | 0.99783 | 0 | 0 | 14.9362 | 14.9362 | -9.1485 | -4.5742 | 4.7157 | 0 | 0 |  |  | 0.43072 |  | 0.014028 | 1.4028 | 9.4313 | 0 | 2014-03-13 20:30 | 14936.1667 | 14.9362
|  | 2014-03-14 00:30:02 | 32.2815 | 0.15067 | 0.60267 | 5.9018 | 5.9018 | 0.526 | 0.526 | 0.99617 | 0.99617 | 0 | 0 | 14.9165 | 14.9165 | -9.3383 | -4.6692 | 4.5742 | 0 | 0 |  |  | 0.55445 |  | 0.018669 | 1.8669 | 9.1485 | 0 | 2014-03-13 21:00 | 14916.5 | 14.9165
|  | 2014-03-14 01:00:03 | 32.2237 | 0.22967 | 0.91867 | 5.9013 | 5.9013 | 0.527 | 0.527 | 0.99817 | 0.99817 | 0 | 0 | 14.9058 | 14.9058 | -8.9727 | -4.4863 | 4.6692 | 0 | 0 |  |  | 0.88192 |  | 0.028509 | 2.8509 | 9.3383 | 0 | 2014-03-13 21:30 | 14905.8333 | 14.9058
|  | 2014-03-14 01:30:04 | 31.5585 | 0.32767 | 1.3107 | 5.9968 | 5.9968 | 0.5155 | 0.5155 | 0.99967 | 0.99967 | 0 | 0 | 14.9138 | 14.9138 | -7.822 | -3.911 | 4.4863 | 0 | 0 |  |  | 1.3631 |  | 0.041531 | 4.1531 | 8.9727 | 0 | 2014-03-13 22:00 | 14913.8333 | 14.9138
|  | 2014-03-14 02:00:05 | 30.9753 | 0.41017 | 1.6407 | 6.1138 | 6.1138 | 0.5085 | 0.5085 | 0.99767 | 0.99767 | 0 | 0 | 14.5945 | 14.5945 | -7.1202 | -3.5601 | 3.911 | 0 | 0 |  |  | 1.6407 |  | 0.052967 | 5.2967 | 7.822 | 0 | 2014-03-13 22:30 | 14594.5 | 14.5945
|  | 2014-03-14 02:30:03 | 30.8968 | 0.55933 | 2.2373 | 6.1323 | 6.1323 | 0.51083 | 0.51083 | 0.99883 | 0.99883 | 0 | 0 | 14.4497 | 14.4497 | -6.5678 | -3.2839 | 3.5601 | 0 | 0 |  |  | 2.3268 |  | 0.072413 | 7.2413 | 7.1202 | 0 | 2014-03-13 23:00 | 14449.6667 | 14.4497
|  | 2014-03-14 03:00:05 | 30.5447 | 0.685 | 2.74 | 6.1512 | 6.1512 | 0.51117 | 0.51117 | 0.99683 | 0.99683 | 0 | 0 | 14.2443 | 14.2443 | -5.9012 | -2.9506 | 3.2839 | 0 | 0 |  |  | 2.9318 |  | 0.089705 | 8.9705 | 6.5678 | 0 | 2014-03-13 23:30 | 14244.3333 | 14.2443
|  | 2014-03-14 03:30:05 | 30.106 | 0.8005 | 3.202 | 6.146 | 6.146 | 0.51017 | 0.51017 | 0.99417 | 0.99417 | 0 | 0 | 13.9272 | 13.9272 | -5.3265 | -2.6633 | 2.9506 | 0 | 0 |  |  | 3.4261 |  | 0.10636 | 10.6358 | 5.9012 | 0 | 2014-03-14 | 13927.1667 | 13.9272
|  | 2014-03-14 04:00:03 | 29.6633 | 0.99717 | 3.9887 | 6.1503 | 6.1503 | 0.51067 | 0.51067 | 0.99483 | 0.99483 | 0 | 0 | 13.4712 | 13.4712 | -4.5477 | -2.2738 | 2.6633 | 0 | 0 |  |  | 3.5898 |  | 0.13446 | 13.4465 | 5.3265 | 0 | 2014-03-14 00:30 | 13471.1667 | 13.4712
|  | 2014-03-14 04:30:02 | 29.672 | 1.176 | 4.704 | 6.1505 | 6.1505 | 0.51133 | 0.51133 | 0.99467 | 0.99467 | 0 | 0 | 13.5277 | 13.5277 | -3.7838 | -1.8919 | 2.2738 | 0 | 0 |  |  | 4.657 |  | 0.15853 | 15.8533 | 4.5477 | 0 | 2014-03-14 01:00 | 13527.6667 | 13.5277
|  | 2014-03-14 05:00:04 | 30.0838 | 1.2855 | 5.142 | 6.1518 | 6.1518 | 0.51233 | 0.51233 | 0.99617 | 0.99617 | 0 | 0 | 14.1142 | 14.1142 | -3.1673 | -1.5837 | 1.8919 | 0 | 0 |  |  | 4.8849 |  | 0.17092 | 17.0922 | 3.7838 | 0 | 2014-03-14 01:30 | 14114.1667 | 14.1142
|  | 2014-03-14 05:30:02 | 30.9805 | 1.4618 | 5.8473 | 6.1708 | 6.1708 | 0.5425 | 0.5425 | 0.996 | 0.996 | 0 | 0 | 14.8315 | 14.8315 | -2.5923 | -1.2962 | 1.5837 | 0 | 0 |  |  | 5.555 |  | 0.18874 | 18.8742 | 3.1673 | 0 | 2014-03-14 02:00 | 14831.5 | 14.8315
|  | 2014-03-14 06:00:07 | 32.649 | 1.4833 | 5.9333 | 6.2268 | 6.2268 | 0.53067 | 0.53067 | 0.99733 | 0.99733 | 0 | 0 | 15.2155 | 15.2155 | -3.7453 | -1.8727 | 1.2962 | 0 | 0 |  |  | 6.2893 |  | 0.18173 | 18.1731 | 2.5923 | 0 | 2014-03-14 02:30 | 15215.5 | 15.2155
|  | 2014-03-14 06:30:03 | 34.5035 | 1.5125 | 6.05 | 6.2268 | 6.2268 | 0.55817 | 0.55817 | 0.98767 | 0.98767 | 0 | 0 | 15.4197 | 15.4197 | -5.2612 | -2.6306 | 1.8727 | 0 | 0 |  |  | 5.566 |  | 0.17534 | 17.5345 | 3.7453 | 0 | 2014-03-14 03:00 | 15419.6667 | 15.4197
|  | 2014-03-14 07:00:03 | 37.8882 | 1.4847 | 5.9387 | 6.2255 | 6.2255 | 0.62967 | 0.62967 | 0.96983 | 0.96983 | 0 | 0 | 15.6623 | 15.6623 | -8.4622 | -4.2311 | 2.6306 | 0 | 0 |  |  | 6.0574 |  | 0.15674 | 15.6742 | 5.2612 | 0 | 2014-03-14 03:30 | 15662.3333 | 15.6623
|  | 2014-03-14 07:30:03 | 40.367 | 1.6302 | 6.5207 | 6.2247 | 6.2247 | 0.64817 | 0.64817 | 0.96967 | 0.96967 | 0 | 0 | 15.7832 | 15.7832 | -10.2207 | -5.1103 | 4.2311 | 0 | 0 |  |  | 6.9119 |  | 0.16153 | 16.1535 | 8.4622 | 0 | 2014-03-14 04:00 | 15783.1667 | 15.7832
|  | 2014-03-14 08:00:08 | 41.6405 | 1.8233 | 7.2933 | 6.2188 | 6.2188 | 0.73967 | 0.73967 | 0.9575 | 0.9575 | 1.3292 | 1.3292 | 15.8577 | 15.8577 | -9.2443 | -4.6222 | 5.1103 | 0 | 0 |  |  | 6.6369 |  | 0.17515 | 17.515 | 10.2207 | 0 | 2014-03-14 04:30 | 15857.6667 | 15.8577
|  | 2014-03-14 08:30:04 | 42.1685 | 1.9767 | 7.9067 | 6.22 | 6.22 | 0.73533 | 0.73533 | 0.95833 | 0.95833 | 1.3292 | 1.3292 | 15.9382 | 15.9382 | -9.0808 | -4.5404 | 4.6222 | 0 | 0 |  |  | 7.1951 |  | 0.1875 | 18.7502 | 9.2443 | 0 | 2014-03-14 05:00 | 15938.1667 | 15.9382
|  | 2014-03-14 09:00:05 | 42.639 | 2.1573 | 8.6293 | 6.1975 | 6.1975 | 0.72083 | 0.72083 | 0.9485 | 0.9485 | 2.2988 | 2.2988 | 15.9352 | 15.9352 | -7.9089 | -3.9544 | 4.5404 | 0 | 0 |  |  | 8.8882 |  | 0.20238 | 20.2381 | 9.0808 | 0 | 2014-03-14 05:30 | 15935.1667 | 15.9352
|  | 2014-03-14 09:30:04 | 42.8335 | 2.3727 | 9.4907 | 6.0675 | 6.0675 | 0.72317 | 0.72317 | 0.91967 | 0.91967 | 2.2988 | 2.2988 | 15.4845 | 15.4845 | -7.8492 | -3.9246 | 3.9544 | 0 | 0 |  |  | 10.3448 |  | 0.22157 | 22.1571 | 7.9089 | 0 | 2014-03-14 06:00 | 15484.5 | 15.4845
|  | 2014-03-14 10:00:03 | 42.7293 | 2.6175 | 10.47 | 5.9888 | 5.9888 | 0.7335 | 0.7335 | 0.9725 | 0.9725 | 1.7936 | 1.7936 | 14.9997 | 14.9997 | -7.7712 | -3.8856 | 3.9246 | 0 | 0 |  |  | 11.4123 |  | 0.24503 | 24.5031 | 7.8492 | 0 | 2014-03-14 06:30 | 14999.6667 | 14.9997
|  | 2014-03-14 10:30:04 | 42.2972 | 3.0328 | 12.1313 | 5.9923 | 5.9923 | 0.72183 | 0.72183 | 0.975 | 0.975 | 1.7936 | 1.7936 | 15.0438 | 15.0438 | -5.6392 | -2.8196 | 3.8856 | 0 | 0 |  |  | 11.8887 |  | 0.28681 | 28.6812 | 7.7712 | 0 | 2014-03-14 07:00 | 15043.8333 | 15.0438
|  | 2014-03-14 11:00:03 | 41.9253 | 3.269 | 13.076 | 5.9953 | 5.9953 | 0.707 | 0.707 | 0.97883 | 0.97883 | 2.2676 | 2.2676 | 15.127 | 15.127 | -3.7736 | -1.8868 | 2.8196 | 0 | 0 |  |  | 14.1221 |  | 0.31189 | 31.1888 | 5.6392 | 0 | 2014-03-14 07:30 | 15127 | 15.127
|  | 2014-03-14 11:30:06 | 41.4842 | 3.3255 | 13.302 | 6.0075 | 6.0075 | 0.70133 | 0.70133 | 0.97833 | 0.97833 | 2.2676 | 2.2676 | 15.123 | 15.123 | -3.1044 | -1.5522 | 1.8868 | 0 | 0 |  |  | 14.2331 |  | 0.32065 | 32.0652 | 3.7736 | 0 | 2014-03-14 08:00 | 15123 | 15.123
|  | 2014-03-14 12:00:06 | 41.3098 | 3.5505 | 14.202 | 6.0227 | 6.0227 | 0.71483 | 0.71483 | 1.0048 | 1.0048 | 3.8152 | 3.8152 | 15.1128 | 15.1128 | -0.43747 | -0.21873 | 1.5522 | 0 | 0 |  |  | 15.3382 |  | 0.34379 | 34.3792 | 3.1044 | 0 | 2014-03-14 08:30 | 15112.8333 | 15.1128
|  | 2014-03-14 12:30:03 | 40.7168 | 3.8248 | 15.2993 | 6.0402 | 6.0402 | 0.70617 | 0.70617 | 1.023 | 1.023 | 3.8152 | 3.8152 | 14.9985 | 14.9985 | 1.1655 | 0.58277 | 0.21873 | 0.58277 | 0 |  |  | 16.3703 |  | 0.37575 | 37.575 | 0.43747 | 0 | 2014-03-14 09:00 | 14998.5 | 14.9985
|  | 2014-03-14 13:00:07 | 40.1845 | 3.8555 | 15.422 | 6.0532 | 6.0532 | 0.63 | 0.63 | 1.0092 | 1.0092 | 3.714 | 3.714 | 14.992 | 14.992 | 1.6358 | 0.81792 | 0 | 1.4007 | 0 |  |  | 14.3425 |  | 0.38378 | 38.378 | 0 | 0 | 2014-03-14 09:30 | 14992 | 14.992
|  | 2014-03-14 13:30:05 | 39.736 | 3.6668 | 14.6673 | 6.0732 | 6.0732 | 0.58717 | 0.58717 | 1.0285 | 1.0285 | 3.714 | 3.714 | 14.9527 | 14.9527 | 1.2868 | 0.64342 | 0 | 2.0441 | 0 |  |  | 15.254 |  | 0.36912 | 36.912 | 0 | 0 | 2014-03-14 10:00 | 14952.6667 | 14.9527
|  | 2014-03-14 14:00:03 | 39.5265 | 3.7347 | 14.9387 | 6.1588 | 6.1588 | 0.607 | 0.607 | 1.0407 | 1.0407 | 3.3452 | 3.3452 | 14.543 | 14.543 | 1.1069 | 0.55343 | 0 | 2.5975 | 0 |  |  | 15.9844 |  | 0.37794 | 37.7941 | 0 | 0 | 2014-03-14 10:30 | 14543 | 14.543
|  | 2014-03-14 14:30:05 | 39.227 | 3.7457 | 14.9827 | 6.2852 | 6.2852 | 0.60067 | 0.60067 | 1.0443 | 1.0443 | 3.3452 | 3.3452 | 14.3892 | 14.3892 | 1.4202 | 0.7101 | 0 | 3.3076 | 0 |  |  | 14.8328 |  | 0.38195 | 38.1948 | 0 | 0 | 2014-03-14 11:00 | 14389.1667 | 14.3892
|  | 2014-03-14 15:00:02 | 39.0148 | 4.0335 | 16.134 | 6.2982 | 6.2982 | 0.56917 | 0.56917 | 1.0303 | 1.0303 | 2.9752 | 2.9752 | 14.3672 | 14.3672 | 2.3592 | 1.1796 | 0 | 4.4872 | 0 |  |  | 14.6819 |  | 0.41354 | 41.3535 | 0 | 0 | 2014-03-14 11:30 | 14367.1667 | 14.3672
|  | 2014-03-14 15:30:06 | 39.1517 | 4.0393 | 16.1573 | 6.2902 | 6.2902 | 0.56933 | 0.56933 | 1.0422 | 1.0422 | 2.9752 | 2.9752 | 14.5615 | 14.5615 | 2.444 | 1.222 | 0 | 5.7093 | 0 |  |  | 17.6115 |  | 0.41269 | 41.2686 | 0 | 0 | 2014-03-14 12:00 | 14561.5 | 14.5615
|  | 2014-03-14 16:00:03 | 39.9257 | 4.177 | 16.708 | 6.3068 | 6.3068 | 0.57583 | 0.57583 | 1.0415 | 1.0415 | 1.628 | 1.628 | 14.6313 | 14.6313 | 0.96583 | 0.48292 | 0 | 6.1922 | 0 |  |  | 17.0422 |  | 0.41848 | 41.8478 | 0 | 0 | 2014-03-14 12:30 | 14631.3333 | 14.6313
|  | 2014-03-14 16:30:02 | 40.7713 | 4.3415 | 17.366 | 6.3188 | 6.3188 | 0.57983 | 0.57983 | 1.0322 | 1.0322 | 1.628 | 1.628 | 14.6112 | 14.6112 | 0.76467 | 0.38233 | 0 | 6.5745 | 0 |  |  | 17.7133 |  | 0.42594 | 42.5937 | 0 | 0 | 2014-03-14 13:00 | 14611.1667 | 14.6112
|  | 2014-03-14 17:00:02 | 41.5757 | 4.4675 | 17.87 | 6.3272 | 6.3272 | 0.69233 | 0.69233 | 1.0382 | 1.0382 | 0.6404 | 0.6404 | 14.6462 | 14.6462 | -0.36143 | -0.18072 | 0 | 6.3938 | 0 |  |  | 16.6191 |  | 0.42982 | 42.9819 | 0 | 0.36143 | 2014-03-14 13:30 | 14646.1667 | 14.6462
|  | 2014-03-14 17:30:05 | 42.3505 | 4.3843 | 17.5373 | 6.3265 | 6.3265 | 0.77783 | 0.77783 | 1.0398 | 1.0398 | 0.6404 | 0.6404 | 14.6327 | 14.6327 | -1.3959 | -0.69797 | 0 | 5.6958 | 0 |  |  | 17.0112 |  | 0.4141 | 41.41 | 0 | 1.3959 | 2014-03-14 14:00 | 14632.6667 | 14.6327
|  | 2014-03-14 18:00:02 | 43.746 | 4.3063 | 17.2253 | 6.3235 | 6.3235 | 0.79117 | 0.79117 | 1.0408 | 1.0408 | 0.0596 | 0.0596 | 14.6093 | 14.6093 | -3.6962 | -1.8481 | 0 | 3.8477 | 0 |  |  | 17.5698 |  | 0.39376 | 39.3758 | 0 | 3.6962 | 2014-03-14 14:30 | 14609.3333 | 14.6093
|  | 2014-03-14 18:30:07 | 45.0825 | 4.3625 | 17.45 | 6.3238 | 6.3238 | 0.80983 | 0.80983 | 1.0405 | 1.0405 | 0.0596 | 0.0596 | 14.6078 | 14.6078 | -4.7909 | -2.3955 | 0 | 1.4523 | 0 |  |  | 17.6245 |  | 0.38707 | 38.7068 | 0 | 4.7909 | 2014-03-14 15:00 | 14607.8333 | 14.6078
|  | 2014-03-14 19:00:04 | 44.5222 | 4.5255 | 18.102 | 6.3343 | 6.3343 | 0.80917 | 0.80917 | 1.0268 | 1.0268 | 0 | 0 | 14.6065 | 14.6065 | -3.6433 | -1.8217 | 0 | 0 | 0 |  |  | 19.3691 |  | 0.40658 | 40.6584 | 0 | 2.9045 | 2014-03-14 15:30 | 14606.5 | 14.6065
|  | 2014-03-14 19:30:02 | 43.1378 | 4.6723 | 18.6893 | 6.348 | 6.348 | 0.7715 | 0.7715 | 1.0443 | 1.0443 | 0 | 0 | 14.6368 | 14.6368 | -1.6478 | -0.82392 | 1.8217 | 0 | 0 |  |  | 17.568 |  | 0.43325 | 43.3247 | 3.6433 | 0 | 2014-03-14 16:00 | 14636.8333 | 14.6368
|  | 2014-03-14 20:00:04 | 41.7367 | 4.8288 | 19.3153 | 6.3588 | 6.3588 | 0.77433 | 0.77433 | 1.0257 | 1.0257 | 0 | 0 | 14.5905 | 14.5905 | 0.328 | 0.164 | 0.82392 | 0.164 | 0 |  |  | 19.5085 |  | 0.46279 | 46.2791 | 1.6478 | 0 | 2014-03-14 16:30 | 14590.5 | 14.5905
|  | 2014-03-14 20:30:04 | 40.0645 | 4.9537 | 19.8147 | 6.367 | 6.367 | 0.77417 | 0.77417 | 1.014 | 1.014 | 0 | 0 | 14.2283 | 14.2283 | 2.1337 | 1.0668 | 0 | 1.2308 | 0 |  |  | 21.7961 |  | 0.49457 | 49.4569 | 0 | 0 | 2014-03-14 17:00 | 14228.3333 | 14.2283
|  | 2014-03-14 21:00:07 | 38.4537 | 4.942 | 19.768 | 6.3482 | 6.3482 | 0.77433 | 0.77433 | 1.0015 | 1.0015 | 0 | 0 | 13.6952 | 13.6952 | 3.1335 | 1.5667 | 0 | 2.7976 | 0 |  |  | 19.3726 |  | 0.51407 | 51.4073 | 0 | 0 | 2014-03-14 17:30 | 13695.1667 | 13.6952
|  | 2014-03-14 21:30:05 | 36.6163 | 5.091 | 20.364 | 6.2175 | 6.2175 | 0.70533 | 0.70533 | 0.96383 | 0.96383 | 0 | 0 | 13.4285 | 13.4285 | 5.0628 | 2.5314 | 0 | 5.329 | 0 |  |  | 18.5312 |  | 0.55615 | 55.6145 | 0 | 0 | 2014-03-14 18:00 | 13428.5 | 13.4285
|  | 2014-03-14 22:00:03 | 34.846 | 5.1567 | 20.6267 | 6.1523 | 6.1523 | 0.64733 | 0.64733 | 0.97417 | 0.97417 | 0 | 0 | 12.5292 | 12.5292 | 6.0837 | 3.0418 | 0 | 8.3708 | 0 |  |  | 20.2141 |  | 0.59194 | 59.1938 | 0 | 0 | 2014-03-14 18:30 | 12529.1667 | 12.5292
|  | 2014-03-14 22:30:03 | 33.2698 | 5.079 | 20.316 | 6.1568 | 6.1568 | 0.64333 | 0.64333 | 1.0052 | 1.0052 | 0 | 0 | 12.1595 | 12.1595 | 7.011 | 3.5055 | 0 | 11.8763 | 0 |  |  | 20.316 |  | 0.61064 | 61.0643 | 0 | 0 | 2014-03-14 19:00 | 12159.5 | 12.1595
|  | 2014-03-14 23:00:04 | 31.5105 | 4.7895 | 19.158 | 6.1575 | 6.1575 | 0.642 | 0.642 | 1.0103 | 1.0103 | 0 | 0 | 11.8652 | 11.8652 | 7.3225 | 3.6612 | 0 | 15.5376 | 0 |  |  | 17.2422 |  | 0.60799 | 60.7988 | 0 | 0 | 2014-03-14 19:30 | 11865.1667 | 11.8652
|  | 2014-03-14 23:30:02 | 30.1758 | 4.4977 | 17.9907 | 6.178 | 6.178 | 0.64083 | 0.64083 | 1.0132 | 1.0132 | 0 | 0 | 11.4063 | 11.4063 | 7.0532 | 3.5266 | 0 | 19.0642 | 0 |  |  | 17.0911 |  | 0.59619 | 59.6195 | 0 | 0 | 2014-03-14 20:00 | 11406.3333 | 11.4063
|  | 2014-03-15 00:00:02 | 29.819 | 4.3122 | 17.2487 | 6.1975 | 6.1975 | 0.6405 | 0.6405 | 1.016 | 1.016 | 0 | 0 | 11.3687 | 11.3687 | 6.6523 | 3.3262 | 0 | 22.3903 | 0 |  |  | 17.4212 |  | 0.57845 | 57.8446 | 0 | 0 | 2014-03-14 20:30 | 11368.6667 | 11.3687
|  | 2014-03-15 00:30:01 | 29.7913 | 4.4518 | 17.8073 | 6.2035 | 6.2035 | 0.63733 | 0.63733 | 1.0115 | 1.0115 | 0 | 0 | 11.3577 | 11.3577 | 7.226 | 3.613 | 0 | 26.0033 | 0 |  |  | 17.095 |  | 0.59774 | 59.7735 | 0 | 0 | 2014-03-14 21:00 | 11357.6667 | 11.3577
|  | 2014-03-15 01:00:06 | 29.604 | 4.4502 | 17.8007 | 6.2422 | 6.2422 | 0.6275 | 0.6275 | 1.0308 | 1.0308 | 0 | 0 | 11.6308 | 11.6308 | 7.728 | 3.864 | 0 | 29.8673 | 0 |  |  | 17.9787 |  | 0.60129 | 60.1293 | 0 | 0 | 2014-03-14 21:30 | 11630.8333 | 11.6308
|  | 2014-03-15 01:30:02 | 29.1673 | 4.4455 | 17.782 | 6.0897 | 6.0897 | 0.652 | 0.652 | 1.0442 | 1.0442 | 0 | 0 | 11.6367 | 11.6367 | 8.0372 | 4.0186 | 0 | 33.8859 | 0 |  |  | 17.4264 |  | 0.60965 | 60.9655 | 0 | 0 | 2014-03-14 22:00 | 11636.6667 | 11.6367
|  | 2014-03-15 02:00:02 | 28.4352 | 4.5312 | 18.1247 | 6.1355 | 6.1355 | 0.60833 | 0.60833 | 1.0458 | 1.0458 | 0 | 0 | 10.981 | 10.981 | 8.4602 | 4.2301 | 0 | 38.116 | 0 |  |  | 19.7559 |  | 0.6374 | 63.7403 | 0 | 0 | 2014-03-14 22:30 | 10981 | 10.981
|  | 2014-03-15 02:30:04 | 28.2082 | 4.6578 | 18.6313 | 6.1378 | 6.1378 | 0.634 | 0.634 | 1.0447 | 1.0447 | 0 | 0 | 10.6118 | 10.6118 | 8.8515 | 4.4257 | 0 | 42.5417 | 0 |  |  | 19.5629 |  | 0.66049 | 66.0494 | 0 | 0 | 2014-03-14 23:00 | 10611.8333 | 10.6118
|  | 2014-03-15 03:00:04 | 27.5832 | 4.655 | 18.62 | 6.1358 | 6.1358 | 0.64467 | 0.64467 | 1.0433 | 1.0433 | 0 | 0 | 9.9493 | 9.9493 | 8.81 | 4.405 | 0 | 46.9467 | 0 |  |  | 17.1304 |  | 0.67505 | 67.5049 | 0 | 0 | 2014-03-14 23:30 | 9949.3333 | 9.9493
|  | 2014-03-15 03:30:03 | 26.8372 | 4.8098 | 19.2393 | 6.137 | 6.137 | 0.63933 | 0.63933 | 1.042 | 1.042 | 0 | 0 | 8.9928 | 8.9928 | 9.2133 | 4.6067 | 0 | 51.5534 | 0 |  |  | 19.8165 |  | 0.71689 | 71.6891 | 0 | 0 | 2014-03-15 | 8992.8333 | 8.9928
|  | 2014-03-15 04:00:02 | 26.5803 | 4.951 | 19.804 | 6.1315 | 6.1315 | 0.64417 | 0.64417 | 1.0438 | 1.0438 | 0 | 0 | 8.6032 | 8.6032 | 9.6463 | 4.8232 | 0 | 56.3766 | 0 |  |  | 19.2099 |  | 0.74506 | 74.5062 | 0 | 0 | 2014-03-15 00:30 | 8603.1667 | 8.6032
|  | 2014-03-15 04:30:02 | 26.3703 | 4.9945 | 19.978 | 6.1308 | 6.1308 | 0.64617 | 0.64617 | 1.0448 | 1.0448 | 0 | 0 | 8.3398 | 8.3398 | 9.7693 | 4.8847 | 0 | 61.2612 | 0 |  |  | 17.9802 |  | 0.75759 | 75.7594 | 0 | 0 | 2014-03-15 01:00 | 8339.8333 | 8.3398
|  | 2014-03-15 05:00:02 | 26.3975 | 5.0398 | 20.1593 | 6.1283 | 6.1283 | 0.649 | 0.649 | 1.0473 | 1.0473 | 0 | 0 | 8.4077 | 8.4077 | 9.9942 | 4.9971 | 0 | 66.2583 | 0 |  |  | 20.1593 |  | 0.76368 | 76.3683 | 0 | 0 | 2014-03-15 01:30 | 8407.6667 | 8.4077
|  | 2014-03-15 05:30:02 | 26.7958 | 5.1323 | 20.5293 | 6.1267 | 6.1267 | 0.65933 | 0.65933 | 1.0462 | 1.0462 | 0 | 0 | 8.8123 | 8.8123 | 10.378 | 5.189 | 0 | 71.4473 | 0 |  |  | 21.3505 |  | 0.76614 | 76.6139 | 0 | 0 | 2014-03-15 02:00 | 8812.3333 | 8.8123
|  | 2014-03-15 06:00:03 | 27.8142 | 4.9058 | 19.6233 | 6.1275 | 6.1275 | 0.66733 | 0.66733 | 1.0453 | 1.0453 | 0 | 0 | 9.9673 | 9.9673 | 9.6167 | 4.8083 | 0 | 76.2557 | 0 |  |  | 17.661 |  | 0.70552 | 70.5516 | 0 | 0 | 2014-03-15 02:30 | 9967.3333 | 9.9673
|  | 2014-03-15 06:30:03 | 28.4102 | 4.6758 | 18.7033 | 6.1287 | 6.1287 | 0.63583 | 0.63583 | 0.97617 | 0.97617 | 0 | 0 | 10.5057 | 10.5057 | 8.5395 | 4.2698 | 0 | 80.5254 | 0 |  |  | 20.1996 |  | 0.65833 | 65.8332 | 0 | 0 | 2014-03-15 03:00 | 10505.6667 | 10.5057
|  | 2014-03-15 07:00:02 | 28.96 | 4.6807 | 18.7227 | 6.1302 | 6.1302 | 0.59333 | 0.59333 | 0.91767 | 0.91767 | 0 | 0 | 10.642 | 10.642 | 8.0458 | 4.0229 | 0 | 84.5483 | 0 |  |  | 17.7865 |  | 0.6465 | 64.6501 | 0 | 0 | 2014-03-15 03:30 | 10642 | 10.642
|  | 2014-03-15 07:30:01 | 30.3825 | 4.7755 | 19.102 | 6.1273 | 6.1273 | 0.59683 | 0.59683 | 0.99883 | 0.99883 | 0 | 0 | 11.18 | 11.18 | 7.6225 | 3.8112 | 0 | 88.3596 | 0 |  |  | 20.6302 |  | 0.62872 | 62.8717 | 0 | 0 | 2014-03-15 04:00 | 11180 | 11.18
|  | 2014-03-15 08:00:02 | 32.2398 | 5.0135 | 20.054 | 6.104 | 6.104 | 0.68417 | 0.68417 | 1.0287 | 1.0287 | 0.6496 | 0.6496 | 11.5503 | 11.5503 | 7.8309 | 3.9155 | 0 | 92.275 | 0 |  |  | 21.4578 |  | 0.62203 | 62.2026 | 0 | 0 | 2014-03-15 04:30 | 11550.3333 | 11.5503
|  | 2014-03-15 08:30:03 | 33.9328 | 4.9968 | 19.9873 | 5.9612 | 5.9612 | 0.69633 | 0.69633 | 1.0378 | 1.0378 | 0.6496 | 0.6496 | 11.911 | 11.911 | 6.3104 | 3.1552 | 0 | 95.4303 | 0 |  |  | 19.1878 |  | 0.58903 | 58.9026 | 0 | 0 | 2014-03-15 05:00 | 11911 | 11.911
|  | 2014-03-15 09:00:06 | 35.4023 | 4.9402 | 19.7607 | 5.8977 | 5.8977 | 0.68833 | 0.68833 | 1.018 | 1.018 | 1.2816 | 1.2816 | 12.1122 | 12.1122 | 5.3561 | 2.678 | 0 | 98.1083 | 0 |  |  | 19.7607 |  | 0.55817 | 55.8174 | 0 | 0 | 2014-03-15 05:30 | 12112.1667 | 12.1122
|  | 2014-03-15 09:30:02 | 35.9032 | 5.1342 | 20.5367 | 5.8982 | 5.8982 | 0.7175 | 0.7175 | 1.0335 | 1.0335 | 1.2816 | 1.2816 | 12.1778 | 12.1778 | 5.7421 | 2.871 | 0 | 100 | 2.871 |  |  | 21.1528 |  | 0.572 | 57.2002 | 0 | 0 | 2014-03-15 06:00 | 12177.8333 | 12.1778
|  | 2014-03-15 10:00:02 | 35.9095 | 5.1737 | 20.6947 | 5.8948 | 5.8948 | 0.69533 | 0.69533 | 1.0435 | 1.0435 | 1.588 | 1.588 | 12.1322 | 12.1322 | 6.139 | 3.0695 | 0 | 100 | 3.0695 |  |  | 20.9016 |  | 0.5763 | 57.6301 | 0 | 0 | 2014-03-15 06:30 | 12132.1667 | 12.1322
|  | 2014-03-15 10:30:02 | 35.5807 | 5.181 | 20.724 | 5.9003 | 5.9003 | 0.69683 | 0.69683 | 1.0153 | 1.0153 | 1.588 | 1.588 | 12.1407 | 12.1407 | 6.4845 | 3.2423 | 0 | 100 | 3.2423 |  |  | 18.6516 |  | 0.58245 | 58.2451 | 0 | 0 | 2014-03-15 07:00 | 12140.6667 | 12.1407
|  | 2014-03-15 11:00:03 | 35.3105 | 5.0605 | 20.242 | 5.9 | 5.9 | 0.69183 | 0.69183 | 1.0263 | 1.0263 | 2.9436 | 2.9436 | 12.116 | 12.116 | 7.6093 | 3.8046 | 0 | 100 | 3.8046 |  |  | 20.6468 |  | 0.57326 | 57.3257 | 0 | 0 | 2014-03-15 07:30 | 12116 | 12.116
|  | 2014-03-15 11:30:02 | 35.1788 | 4.7783 | 19.1133 | 5.8993 | 5.8993 | 0.66867 | 0.66867 | 1.0417 | 1.0417 | 2.9436 | 2.9436 | 12.0997 | 12.0997 | 6.5874 | 3.2937 | 0 | 100 | 3.2937 |  |  | 19.3045 |  | 0.54332 | 54.3319 | 0 | 0 | 2014-03-15 08:00 | 12099.6667 | 12.0997
|  | 2014-03-15 12:00:03 | 34.8617 | 4.7082 | 18.8327 | 5.9065 | 5.9065 | 0.66917 | 0.66917 | 1.003 | 1.003 | 3.5828 | 3.5828 | 12.1567 | 12.1567 | 7.2891 | 3.6446 | 0 | 100 | 3.6446 |  |  | 17.7027 |  | 0.54021 | 54.0211 | 0 | 0 | 2014-03-15 08:30 | 12156.6667 | 12.1567
|  | 2014-03-15 12:30:02 | 34.411 | 4.4242 | 17.6967 | 5.9088 | 5.9088 | 0.6895 | 0.6895 | 1.0017 | 1.0017 | 3.5828 | 3.5828 | 12.2433 | 12.2433 | 6.7118 | 3.3559 | 0 | 100 | 3.3559 |  |  | 16.8118 |  | 0.51427 | 51.4274 | 0 | 0 | 2014-03-15 09:00 | 12243.3333 | 12.2433
|  | 2014-03-15 13:00:02 | 33.9325 | 4.292 | 17.168 | 5.9148 | 5.9148 | 0.64267 | 0.64267 | 1.0427 | 1.0427 | 4.1708 | 4.1708 | 12.293 | 12.293 | 7.2995 | 3.6497 | 0 | 100 | 3.6497 |  |  | 16.653 |  | 0.50595 | 50.5946 | 0 | 0 | 2014-03-15 09:30 | 12293 | 12.293
|  | 2014-03-15 13:30:02 | 33.5405 | 4.285 | 17.14 | 5.9732 | 5.9732 | 0.596 | 0.596 | 1.0378 | 1.0378 | 4.1708 | 4.1708 | 12.3762 | 12.3762 | 7.7535 | 3.8767 | 0 | 100 | 3.8767 |  |  | 16.6258 |  | 0.51102 | 51.1024 | 0 | 0 | 2014-03-15 10:00 | 12376.1667 | 12.3762
|  | 2014-03-15 14:00:04 | 33.0315 | 4.2243 | 16.8973 | 6.1017 | 6.1017 | 0.5965 | 0.5965 | 1.0245 | 1.0245 | 3.6928 | 3.6928 | 12.4438 | 12.4438 | 7.7251 | 3.8626 | 0 | 100 | 3.8626 |  |  | 17.9112 |  | 0.51155 | 51.1552 | 0 | 0 | 2014-03-15 10:30 | 12443.8333 | 12.4438
|  | 2014-03-15 14:30:05 | 32.8352 | 4.0667 | 16.2667 | 6.1427 | 6.1427 | 0.62583 | 0.62583 | 1.0438 | 1.0438 | 3.6928 | 3.6928 | 12.4303 | 12.4303 | 7.367 | 3.6835 | 0 | 100 | 3.6835 |  |  | 17.08 |  | 0.4954 | 49.5404 | 0 | 0 | 2014-03-15 11:00 | 12430.3333 | 12.4303
|  | 2014-03-15 15:00:06 | 32.6132 | 3.9977 | 15.9907 | 6.15 | 6.15 | 0.66783 | 0.66783 | 1.0445 | 1.0445 | 3.4436 | 3.4436 | 12.4552 | 12.4552 | 7.1386 | 3.5693 | 0 | 100 | 3.5693 |  |  | 15.6709 |  | 0.49031 | 49.0313 | 0 | 0 | 2014-03-15 11:30 | 12455.1667 | 12.4552
|  | 2014-03-15 15:30:02 | 32.5918 | 4.076 | 16.304 | 6.1505 | 6.1505 | 0.6905 | 0.6905 | 1.044 | 1.044 | 3.4436 | 3.4436 | 12.6107 | 12.6107 | 7.6514 | 3.8257 | 0 | 100 | 3.8257 |  |  | 15.6518 |  | 0.50025 | 50.0248 | 0 | 0 | 2014-03-15 12:00 | 12610.6667 | 12.6107
|  | 2014-03-15 16:00:04 | 32.9698 | 4.149 | 16.596 | 6.1538 | 6.1538 | 0.6775 | 0.6775 | 1.0437 | 1.0437 | 2.4492 | 2.4492 | 12.8528 | 12.8528 | 6.8032 | 3.4016 | 0 | 100 | 3.4016 |  |  | 16.2641 |  | 0.50337 | 50.3369 | 0 | 0 | 2014-03-15 12:30 | 12852.8333 | 12.8528
|  | 2014-03-15 16:30:02 | 33.8527 | 4.31 | 17.24 | 6.1492 | 6.1492 | 0.7095 | 0.7095 | 1.044 | 1.044 | 2.4492 | 2.4492 | 13.165 | 13.165 | 6.9042 | 3.4521 | 0 | 100 | 3.4521 |  |  | 16.5504 |  | 0.50927 | 50.9266 | 0 | 0 | 2014-03-15 13:00 | 13165 | 13.165
|  | 2014-03-15 17:00:02 | 35.2367 | 4.3892 | 17.5567 | 6.146 | 6.146 | 0.76617 | 0.76617 | 1.044 | 1.044 | 1.3448 | 1.3448 | 13.688 | 13.688 | 5.309 | 2.6545 | 0 | 100 | 2.6545 |  |  | 17.3811 |  | 0.49825 | 49.825 | 0 | 0 | 2014-03-15 13:30 | 13688 | 13.688
|  | 2014-03-15 17:30:02 | 36.5107 | 4.4782 | 17.9127 | 6.154 | 6.154 | 0.74483 | 0.74483 | 1.0442 | 1.0442 | 1.3448 | 1.3448 | 14.0345 | 14.0345 | 4.7243 | 2.3621 | 0 | 100 | 2.3621 |  |  | 19.7039 |  | 0.49061 | 49.0615 | 0 | 0 | 2014-03-15 14:00 | 14034.5 | 14.0345
|  | 2014-03-15 18:00:02 | 37.9667 | 4.6627 | 18.6507 | 6.153 | 6.153 | 0.79567 | 0.79567 | 1.044 | 1.044 | 0.0916 | 0.0916 | 14.18 | 14.18 | 2.9483 | 1.4741 | 0 | 100 | 1.4741 |  |  | 17.5316 |  | 0.49124 | 49.1238 | 0 | 0 | 2014-03-15 14:30 | 14180 | 14.18
|  | 2014-03-15 18:30:01 | 39.9858 | 4.8393 | 19.3573 | 6.14 | 6.14 | 0.81333 | 0.81333 | 1.0447 | 1.0447 | 0.0916 | 0.0916 | 14.2775 | 14.2775 | 1.7386 | 0.8693 | 0 | 100 | 0.8693 |  |  | 19.9381 |  | 0.4841 | 48.4105 | 0 | 0 | 2014-03-15 15:00 | 14277.5 | 14.2775
|  | 2014-03-15 19:00:02 | 40.1637 | 5.1568 | 20.6273 | 6.1467 | 6.1467 | 0.81283 | 0.81283 | 1.0445 | 1.0445 | 0 | 0 | 14.2608 | 14.2608 | 2.7285 | 1.3643 | 0 | 100 | 1.3643 |  |  | 21.6587 |  | 0.51358 | 51.3582 | 0 | 0 | 2014-03-15 15:30 | 14260.8333 | 14.2608
|  | 2014-03-15 19:30:03 | 39.0668 | 5.109 | 20.436 | 6.1483 | 6.1483 | 0.80083 | 0.80083 | 1.0438 | 1.0438 | 0 | 0 | 14.22 | 14.22 | 3.5822 | 1.7911 | 0 | 100 | 1.7911 |  |  | 18.5968 |  | 0.5231 | 52.3104 | 0 | 0 | 2014-03-15 16:00 | 14220 | 14.22
|  | 2014-03-15 20:00:05 | 37.879 | 4.7828 | 19.1313 | 6.1478 | 6.1478 | 0.7365 | 0.7365 | 1.0453 | 1.0453 | 0 | 0 | 14.2912 | 14.2912 | 3.4732 | 1.7366 | 0 | 100 | 1.7366 |  |  | 19.514 |  | 0.50506 | 50.5064 | 0 | 0 | 2014-03-15 16:30 | 14291.1667 | 14.2912
|  | 2014-03-15 20:30:01 | 36.6445 | 4.459 | 17.836 | 6.1838 | 6.1838 | 0.68883 | 0.68883 | 1.0448 | 1.0448 | 0 | 0 | 14.3963 | 14.3963 | 3.5053 | 1.7527 | 0 | 100 | 1.7527 |  |  | 19.6196 |  | 0.48673 | 48.6731 | 0 | 0 | 2014-03-15 17:00 | 14396.3333 | 14.3963
|  | 2014-03-15 21:00:02 | 35.362 | 4.3717 | 17.4867 | 6.264 | 6.264 | 0.66533 | 0.66533 | 1.0408 | 1.0408 | 0 | 0 | 14.3785 | 14.3785 | 4.4733 | 2.2367 | 0 | 100 | 2.2367 |  |  | 16.4375 |  | 0.4945 | 49.4504 | 0 | 0 | 2014-03-15 17:30 | 14378.5 | 14.3785
|  | 2014-03-15 21:30:02 | 33.7842 | 4.3928 | 17.5713 | 6.2695 | 6.2695 | 0.654 | 0.654 | 1.0423 | 1.0423 | 0 | 0 | 14.1262 | 14.1262 | 5.8792 | 2.9396 | 0 | 100 | 2.9396 |  |  | 17.0442 |  | 0.52011 | 52.0106 | 0 | 0 | 2014-03-15 18:00 | 14126.1667 | 14.1262
|  | 2014-03-15 22:00:04 | 32.3462 | 4.4742 | 17.8967 | 6.3073 | 6.3073 | 0.6535 | 0.6535 | 1.019 | 1.019 | 0 | 0 | 13.7737 | 13.7737 | 7.304 | 3.652 | 0 | 100 | 3.652 |  |  | 17.0018 |  | 0.55329 | 55.3286 | 0 | 0 | 2014-03-15 18:30 | 13773.6667 | 13.7737
|  | 2014-03-15 22:30:02 | 31.0553 | 4.4362 | 17.7447 | 6.3775 | 6.3775 | 0.65433 | 0.65433 | 1.0385 | 1.0385 | 0 | 0 | 12.9108 | 12.9108 | 7.6705 | 3.8353 | 0 | 100 | 3.8353 |  |  | 18.6319 |  | 0.57139 | 57.1389 | 0 | 0 | 2014-03-15 19:00 | 12910.8333 | 12.9108
|  | 2014-03-15 23:00:03 | 29.5733 | 4.542 | 18.168 | 6.3918 | 6.3918 | 0.63283 | 0.63283 | 1.0363 | 1.0363 | 0 | 0 | 11.695 | 11.695 | 8.3507 | 4.1753 | 0 | 100 | 4.1753 |  |  | 16.5329 |  | 0.61434 | 61.4337 | 0 | 0 | 2014-03-15 19:30 | 11695 | 11.695
|  | 2014-03-15 23:30:04 | 28.3652 | 4.6255 | 18.502 | 6.3985 | 6.3985 | 0.6215 | 0.6215 | 1.0198 | 1.0198 | 0 | 0 | 11.1383 | 11.1383 | 9.315 | 4.6575 | 0 | 100 | 4.6575 |  |  | 18.132 |  | 0.65228 | 65.2279 | 0 | 0 | 2014-03-15 20:00 | 11138.3333 | 11.1383
|  | 2014-03-16 00:00:03 | 28.117 | 4.63 | 18.52 | 6.4005 | 6.4005 | 0.62117 | 0.62117 | 1.0427 | 1.0427 | 0 | 0 | 11.081 | 11.081 | 9.5483 | 4.7742 | 0 | 100 | 4.7742 |  |  | 20.0016 |  | 0.65868 | 65.8676 | 0 | 0 | 2014-03-15 20:30 | 11081 | 11.081
|  | 2014-03-16 00:30:02 | 28.1848 | 4.5998 | 18.3993 | 6.4052 | 6.4052 | 0.63583 | 0.63583 | 1.043 | 1.043 | 0 | 0 | 11.0938 | 11.0938 | 9.3923 | 4.6962 | 0 | 100 | 4.6962 |  |  | 17.2954 |  | 0.65281 | 65.281 | 0 | 0 | 2014-03-15 21:00 | 11093.8333 | 11.0938
|  | 2014-03-16 01:00:03 | 28.1898 | 4.5495 | 18.198 | 6.4257 | 6.4257 | 0.6365 | 0.6365 | 1.0408 | 1.0408 | 0 | 0 | 11.1472 | 11.1472 | 9.2583 | 4.6292 | 0 | 100 | 4.6292 |  |  | 16.3782 |  | 0.64555 | 64.5552 | 0 | 0 | 2014-03-15 21:30 | 11147.1667 | 11.1472
|  | 2014-03-16 01:30:01 | 27.9275 | 4.4498 | 17.7993 | 6.4337 | 6.4337 | 0.63567 | 0.63567 | 1.0433 | 1.0433 | 0 | 0 | 10.8232 | 10.8232 | 8.8077 | 4.4038 | 0 | 100 | 4.4038 |  |  | 16.3754 |  | 0.63734 | 63.7341 | 0 | 0 | 2014-03-15 22:00 | 10823.1667 | 10.8232
|  | 2014-03-16 02:00:05 | 26.9893 | 4.3808 | 17.5233 | 6.4482 | 6.4482 | 0.618 | 0.618 | 1.0397 | 1.0397 | 0 | 0 | 10.072 | 10.072 | 8.7118 | 4.3559 | 0 | 100 | 4.3559 |  |  | 17.3481 |  | 0.64927 | 64.9269 | 0 | 0 | 2014-03-15 22:30 | 10072 | 10.072
|  | 2014-03-16 02:30:02 | 26.584 | 4.3898 | 17.5593 | 6.4655 | 6.4655 | 0.60567 | 0.60567 | 1.019 | 1.019 | 0 | 0 | 9.7037 | 9.7037 | 8.7692 | 4.3846 | 0 | 100 | 4.3846 |  |  | 18.9641 |  | 0.66052 | 66.0523 | 0 | 0 | 2014-03-15 23:00 | 9703.6667 | 9.7037
|  | 2014-03-16 03:00:02 | 26.181 | 4.3152 | 17.2607 | 6.4735 | 6.4735 | 0.6065 | 0.6065 | 1.0408 | 1.0408 | 0 | 0 | 9.1458 | 9.1458 | 8.3463 | 4.1732 | 0 | 100 | 4.1732 |  |  | 18.2963 |  | 0.65928 | 65.9282 | 0 | 0 | 2014-03-15 23:30 | 9145.8333 | 9.1458
|  | 2014-03-16 03:30:03 | 25.5277 | 4.3998 | 17.5993 | 6.487 | 6.487 | 0.598 | 0.598 | 1.041 | 1.041 | 0 | 0 | 8.3515 | 8.3515 | 8.5492 | 4.2746 | 0 | 100 | 4.2746 |  |  | 15.8394 |  | 0.68942 | 68.9422 | 0 | 0 | 2014-03-16 | 8351.5 | 8.3515
|  | 2014-03-16 04:00:01 | 25.0928 | 4.4453 | 17.7813 | 6.5005 | 6.5005 | 0.58933 | 0.58933 | 1.0197 | 1.0197 | 0 | 0 | 7.9312 | 7.9312 | 8.7292 | 4.3646 | 0 | 100 | 4.3646 |  |  | 18.6704 |  | 0.70862 | 70.8622 | 0 | 0 | 2014-03-16 00:30 | 7931.1667 | 7.9312
|  | 2014-03-16 04:30:05 | 24.9858 | 4.3582 | 17.4327 | 6.5153 | 6.5153 | 0.58867 | 0.58867 | 0.99617 | 0.99617 | 0 | 0 | 7.9225 | 7.9225 | 8.4695 | 4.2348 | 0 | 100 | 4.2348 |  |  | 16.7354 |  | 0.6977 | 69.7702 | 0 | 0 | 2014-03-16 01:00 | 7922.5 | 7.9225
|  | 2014-03-16 05:00:04 | 24.9787 | 4.3338 | 17.3353 | 6.5335 | 6.5335 | 0.5875 | 0.5875 | 1.0397 | 1.0397 | 0 | 0 | 7.8122 | 7.8122 | 8.3295 | 4.1647 | 0 | 100 | 4.1647 |  |  | 16.8153 |  | 0.69401 | 69.4006 | 0 | 0 | 2014-03-16 01:30 | 7812.1667 | 7.8122
|  | 2014-03-16 05:30:04 | 25.1508 | 4.3078 | 17.2313 | 6.5463 | 6.5463 | 0.58817 | 0.58817 | 0.93883 | 0.93883 | 0 | 0 | 8.0623 | 8.0623 | 8.2162 | 4.1081 | 0 | 100 | 4.1081 |  |  | 18.0929 |  | 0.68512 | 68.512 | 0 | 0 | 2014-03-16 02:00 | 8062.3333 | 8.0623
|  | 2014-03-16 06:00:01 | 25.4543 | 4.2683 | 17.0733 | 6.5643 | 6.5643 | 0.59733 | 0.59733 | 0.6995 | 0.6995 | 0 | 0 | 8.4597 | 8.4597 | 7.9398 | 3.9699 | 0 | 100 | 3.9699 |  |  | 15.8782 |  | 0.67074 | 67.0744 | 0 | 0 | 2014-03-16 02:30 | 8459.6667 | 8.4597
|  | 2014-03-16 06:30:19 | 25.9087 | 4.1762 | 16.7047 | 6.5763 | 6.5763 | 0.602 | 0.602 | 0.68283 | 0.68283 | 0 | 0 | 8.788 | 8.788 | 7.4452 | 3.7226 | 0 | 100 | 3.7226 |  |  | 15.8694 |  | 0.64475 | 64.4752 | 0 | 0 | 2014-03-16 03:00 | 8788 | 8.788
|  | 2014-03-16 07:00:05 | 26.8352 | 4.4342 | 17.7367 | 6.5997 | 6.5997 | 0.63417 | 0.63417 | 0.67683 | 0.67683 | 0 | 0 | 9.1103 | 9.1103 | 7.9225 | 3.9612 | 0 | 100 | 3.9612 |  |  | 16.6725 |  | 0.66095 | 66.0949 | 0 | 0 | 2014-03-16 03:30 | 9110.3333 | 9.1103
|  | 2014-03-16 07:30:02 | 27.1842 | 4.259 | 17.036 | 6.6053 | 6.6053 | 0.64967 | 0.64967 | 0.68333 | 0.68333 | 0 | 0 | 9.1695 | 9.1695 | 6.9597 | 3.4798 | 0 | 100 | 3.4798 |  |  | 16.3546 |  | 0.62669 | 62.6688 | 0 | 0 | 2014-03-16 04:00 | 9169.5 | 9.1695
|  | 2014-03-16 08:00:06 | 27.828 | 4.0233 | 16.0933 | 6.6115 | 6.6115 | 0.64367 | 0.64367 | 0.6825 | 0.6825 | 1.174 | 1.174 | 9.4557 | 9.4557 | 6.8327 | 3.4163 | 0 | 100 | 3.4163 |  |  | 15.1277 |  | 0.57831 | 57.8314 | 0 | 0 | 2014-03-16 04:30 | 9455.6667 | 9.4557
|  | 2014-03-16 08:30:03 | 29.3345 | 4.0863 | 16.3453 | 6.6202 | 6.6202 | 0.65817 | 0.65817 | 0.683 | 0.683 | 1.174 | 1.174 | 10.2418 | 10.2418 | 6.388 | 3.194 | 0 | 100 | 3.194 |  |  | 17.4895 |  | 0.55721 | 55.7205 | 0 | 0 | 2014-03-16 05:00 | 10241.8333 | 10.2418
|  | 2014-03-16 09:00:02 | 30.7583 | 4.1862 | 16.7447 | 6.6262 | 6.6262 | 0.75083 | 0.75083 | 0.68383 | 0.68383 | 2.1816 | 2.1816 | 10.8205 | 10.8205 | 7.0493 | 3.5246 | 0 | 100 | 3.5246 |  |  | 15.2376 |  | 0.54439 | 54.4394 | 0 | 0 | 2014-03-16 05:30 | 10820.5 | 10.8205
|  | 2014-03-16 09:30:02 | 31.5717 | 3.9845 | 15.938 | 6.624 | 6.624 | 0.793 | 0.793 | 0.68317 | 0.68317 | 2.1816 | 2.1816 | 11.2633 | 11.2633 | 5.9114 | 2.9557 | 0 | 100 | 2.9557 |  |  | 17.5318 |  | 0.50482 | 50.482 | 0 | 0 | 2014-03-16 06:00 | 11263.3333 | 11.2633
|  | 2014-03-16 10:00:03 | 32.2988 | 3.8873 | 15.5493 | 6.6428 | 6.6428 | 0.75433 | 0.75433 | 0.683 | 0.683 | 2.848 | 2.848 | 11.8385 | 11.8385 | 6.0172 | 3.0086 | 0 | 100 | 3.0086 |  |  | 15.5493 |  | 0.48142 | 48.1421 | 0 | 0 | 2014-03-16 06:30 | 11838.5 | 11.8385
|  | 2014-03-16 10:30:02 | 32.4908 | 3.936 | 15.744 | 6.656 | 6.656 | 0.74767 | 0.74767 | 0.68317 | 0.68317 | 2.848 | 2.848 | 12.3575 | 12.3575 | 6.5455 | 3.2727 | 0 | 100 | 3.2727 |  |  | 17.0035 |  | 0.48457 | 48.4567 | 0 | 0 | 2014-03-16 07:00 | 12357.5 | 12.3575
|  | 2014-03-16 11:00:01 | 32.6403 | 3.8302 | 15.3207 | 6.6617 | 6.6617 | 0.69617 | 0.69617 | 0.68333 | 0.68333 | 2.8072 | 2.8072 | 12.3283 | 12.3283 | 5.857 | 2.9285 | 0 | 100 | 2.9285 |  |  | 15.1675 |  | 0.46938 | 46.9378 | 0 | 0 | 2014-03-16 07:30 | 12328.3333 | 12.3283
|  | 2014-03-16 11:30:04 | 32.6907 | 3.7178 | 14.8713 | 6.6612 | 6.6612 | 0.69383 | 0.69383 | 0.6835 | 0.6835 | 2.8072 | 2.8072 | 12.8735 | 12.8735 | 5.8999 | 2.9499 | 0 | 100 | 2.9499 |  |  | 13.8303 |  | 0.45491 | 45.4911 | 0 | 0 | 2014-03-16 08:00 | 12873.5 | 12.8735
|  | 2014-03-16 12:00:02 | 33.032 | 3.9017 | 15.6067 | 6.6762 | 6.6762 | 0.71217 | 0.71217 | 0.68333 | 0.68333 | 1.932 | 1.932 | 13.041 | 13.041 | 5.6193 | 2.8097 | 0 | 100 | 2.8097 |  |  | 14.9824 |  | 0.47247 | 47.2471 | 0 | 0 | 2014-03-16 08:30 | 13041 | 13.041
|  | 2014-03-16 12:30:02 | 33.0563 | 4.1668 | 16.6673 | 6.6848 | 6.6848 | 0.71567 | 0.71567 | 0.68367 | 0.68367 | 1.932 | 1.932 | 12.9405 | 12.9405 | 6.5677 | 3.2838 | 0 | 100 | 3.2838 |  |  | 18.1674 |  | 0.50421 | 50.421 | 0 | 0 | 2014-03-16 09:00 | 12940.5 | 12.9405
|  | 2014-03-16 13:00:04 | 32.6735 | 4.3367 | 17.3467 | 6.6977 | 6.6977 | 0.7045 | 0.7045 | 0.68317 | 0.68317 | 3.032 | 3.032 | 12.7727 | 12.7727 | 8.5632 | 4.2816 | 0 | 100 | 4.2816 |  |  | 17.1732 |  | 0.53091 | 53.0909 | 0 | 0 | 2014-03-16 09:30 | 12772.6667 | 12.7727
|  | 2014-03-16 13:30:05 | 32.0667 | 4.4942 | 17.9767 | 6.6975 | 6.6975 | 0.69617 | 0.69617 | 0.68367 | 0.68367 | 3.032 | 3.032 | 12.4985 | 12.4985 | 9.5178 | 4.7589 | 0 | 100 | 4.7589 |  |  | 16.179 |  | 0.5606 | 56.0603 | 0 | 0 | 2014-03-16 10:00 | 12498.5 | 12.4985
|  | 2014-03-16 14:00:05 | 31.7857 | 4.6292 | 18.5167 | 6.6967 | 6.6967 | 0.65817 | 0.65817 | 0.6835 | 0.6835 | 3.5964 | 3.5964 | 12.1813 | 12.1813 | 10.5471 | 5.2735 | 0 | 100 | 5.2735 |  |  | 18.1463 |  | 0.58255 | 58.2548 | 0 | 0 | 2014-03-16 10:30 | 12181.3333 | 12.1813
|  | 2014-03-16 14:30:03 | 31.7348 | 4.6627 | 18.6507 | 6.699 | 6.699 | 0.65667 | 0.65667 | 0.68333 | 0.68333 | 3.5964 | 3.5964 | 12.0357 | 12.0357 | 10.5869 | 5.2934 | 0 | 100 | 5.2934 |  |  | 18.0911 |  | 0.5877 | 58.7703 | 0 | 0 | 2014-03-16 11:00 | 12035.6667 | 12.0357
|  | 2014-03-16 15:00:05 | 31.7153 | 4.8993 | 19.5973 | 6.7085 | 6.7085 | 0.668 | 0.668 | 0.68317 | 0.68317 | 2.9132 | 2.9132 | 11.8068 | 11.8068 | 10.6617 | 5.3309 | 0 | 100 | 5.3309 |  |  | 18.4215 |  | 0.61791 | 61.7914 | 0 | 0 | 2014-03-16 11:30 | 11806.8333 | 11.8068
|  | 2014-03-16 15:30:02 | 32.1735 | 4.7788 | 19.1153 | 6.71 | 6.71 | 0.66383 | 0.66383 | 0.6835 | 0.6835 | 2.9132 | 2.9132 | 12.1632 | 12.1632 | 10.0755 | 5.0378 | 0 | 100 | 5.0378 |  |  | 18.3507 |  | 0.59413 | 59.4133 | 0 | 0 | 2014-03-16 12:00 | 12163.1667 | 12.1632
|  | 2014-03-16 16:00:02 | 32.9533 | 4.6282 | 18.5127 | 6.7168 | 6.7168 | 0.67167 | 0.67167 | 0.68317 | 0.68317 | 1.9852 | 1.9852 | 12.9125 | 12.9125 | 8.5287 | 4.2643 | 0 | 100 | 4.2643 |  |  | 20.1788 |  | 0.56178 | 56.1784 | 0 | 0 | 2014-03-16 12:30 | 12912.5 | 12.9125
|  | 2014-03-16 16:30:06 | 33.8468 | 4.7325 | 18.93 | 6.724 | 6.724 | 0.68317 | 0.68317 | 0.68383 | 0.68383 | 1.9852 | 1.9852 | 13.537 | 13.537 | 8.6964 | 4.3482 | 0 | 100 | 4.3482 |  |  | 19.8765 |  | 0.55928 | 55.9284 | 0 | 0 | 2014-03-16 13:00 | 13537 | 13.537
|  | 2014-03-16 17:00:02 | 35.1467 | 4.914 | 19.656 | 6.7338 | 6.7338 | 0.71567 | 0.71567 | 0.68417 | 0.68417 | 0.39 | 0.39 | 13.7103 | 13.7103 | 6.7433 | 3.3717 | 0 | 100 | 3.3717 |  |  | 21.2285 |  | 0.55926 | 55.9256 | 0 | 0 | 2014-03-16 13:30 | 13710.3333 | 13.7103
|  | 2014-03-16 17:30:01 | 36.1137 | 4.9175 | 19.67 | 6.7315 | 6.7315 | 0.753 | 0.753 | 0.67767 | 0.67767 | 0.39 | 0.39 | 13.7648 | 13.7648 | 5.8733 | 2.9367 | 0 | 100 | 2.9367 |  |  | 21.637 |  | 0.54467 | 54.4669 | 0 | 0 | 2014-03-16 14:00 | 13764.8333 | 13.7648
|  | 2014-03-16 18:00:05 | 37.4733 | 4.6155 | 18.462 | 6.7353 | 6.7353 | 0.76767 | 0.76767 | 0.67933 | 0.67933 | 0.0532 | 0.0532 | 13.9415 | 13.9415 | 3.1657 | 1.5828 | 0 | 100 | 1.5828 |  |  | 16.985 |  | 0.49267 | 49.267 | 0 | 0 | 2014-03-16 14:30 | 13941.5 | 13.9415
|  | 2014-03-16 18:30:04 | 39.8372 | 4.5913 | 18.3653 | 6.7302 | 6.7302 | 0.82167 | 0.82167 | 0.68233 | 0.68233 | 0.0532 | 0.0532 | 14.1287 | 14.1287 | 0.9442 | 0.4721 | 0 | 100 | 0.4721 |  |  | 18.1817 |  | 0.46101 | 46.101 | 0 | 0 | 2014-03-16 15:00 | 14128.6667 | 14.1287
|  | 2014-03-16 19:00:03 | 40.3668 | 4.656 | 18.624 | 6.729 | 6.729 | 0.9015 | 0.9015 | 0.68417 | 0.68417 | 0 | 0 | 14.1585 | 14.1585 | 0.73033 | 0.36517 | 0 | 100 | 0.36517 |  |  | 17.3203 |  | 0.46137 | 46.1369 | 0 | 0 | 2014-03-16 15:30 | 14158.5 | 14.1585
|  | 2014-03-16 19:30:05 | 39.5935 | 4.59 | 18.36 | 6.7302 | 6.7302 | 0.81783 | 0.81783 | 0.68067 | 0.68067 | 0 | 0 | 14.1752 | 14.1752 | 1.1703 | 0.58517 | 0 | 100 | 0.58517 |  |  | 17.6256 |  | 0.46371 | 46.3712 | 0 | 0 | 2014-03-16 16:00 | 14175.1667 | 14.1752
|  | 2014-03-16 20:00:05 | 38.5697 | 4.5263 | 18.1053 | 6.7278 | 6.7278 | 0.78133 | 0.78133 | 0.681 | 0.681 | 0 | 0 | 14.203 | 14.203 | 1.9288 | 0.96442 | 0 | 100 | 0.96442 |  |  | 17.3811 |  | 0.46942 | 46.9419 | 0 | 0 | 2014-03-16 16:30 | 14203 | 14.203
|  | 2014-03-16 20:30:04 | 37.1175 | 4.4402 | 17.7607 | 6.7253 | 6.7253 | 0.77933 | 0.77933 | 0.683 | 0.683 | 0 | 0 | 13.9563 | 13.9563 | 2.7872 | 1.3936 | 0 | 100 | 1.3936 |  |  | 19.1815 |  | 0.4785 | 47.8498 | 0 | 0 | 2014-03-16 17:00 | 13956.3333 | 13.9563
|  | 2014-03-16 21:00:05 | 35.9835 | 4.1945 | 16.778 | 6.7298 | 6.7298 | 0.75717 | 0.75717 | 0.6825 | 0.6825 | 0 | 0 | 13.4332 | 13.4332 | 2.3972 | 1.1986 | 0 | 100 | 1.1986 |  |  | 16.9458 |  | 0.46627 | 46.6269 | 0 | 0 | 2014-03-16 17:30 | 13433.1667 | 13.4332
|  | 2014-03-16 21:30:03 | 34.3688 | 4.0218 | 16.0873 | 6.7283 | 6.7283 | 0.74183 | 0.74183 | 0.68133 | 0.68133 | 0 | 0 | 13.0618 | 13.0618 | 2.9318 | 1.4659 | 0 | 100 | 1.4659 |  |  | 16.2482 |  | 0.46808 | 46.8079 | 0 | 0 | 2014-03-16 18:00 | 13061.8333 | 13.0618
|  | 2014-03-16 22:00:04 | 32.6017 | 4.0905 | 16.362 | 6.7288 | 6.7288 | 0.73883 | 0.73883 | 0.68117 | 0.68117 | 0 | 0 | 12.8415 | 12.8415 | 4.7507 | 2.3753 | 0 | 100 | 2.3753 |  |  | 14.8894 |  | 0.50188 | 50.1876 | 0 | 0 | 2014-03-16 18:30 | 12841.5 | 12.8415
|  | 2014-03-16 22:30:04 | 30.8503 | 4.1838 | 16.7353 | 6.727 | 6.727 | 0.72983 | 0.72983 | 0.6805 | 0.6805 | 0 | 0 | 11.9818 | 11.9818 | 6.0042 | 3.0021 | 0 | 100 | 3.0021 |  |  | 18.4089 |  | 0.54247 | 54.2468 | 0 | 0 | 2014-03-16 19:00 | 11981.8333 | 11.9818
|  | 2014-03-16 23:00:02 | 29.1658 | 4.1907 | 16.7627 | 6.7275 | 6.7275 | 0.719 | 0.719 | 0.68333 | 0.68333 | 0 | 0 | 11.113 | 11.113 | 6.8397 | 3.4198 | 0 | 100 | 3.4198 |  |  | 17.6008 |  | 0.57474 | 57.4736 | 0 | 0 | 2014-03-16 19:30 | 11113 | 11.113
|  | 2014-03-16 23:30:07 | 28.1607 | 3.9195 | 15.678 | 6.7263 | 6.7263 | 0.6885 | 0.6885 | 0.68383 | 0.68383 | 0 | 0 | 10.9408 | 10.9408 | 6.5568 | 3.2784 | 0 | 100 | 3.2784 |  |  | 15.9916 |  | 0.55673 | 55.6734 | 0 | 0 | 2014-03-16 20:00 | 10940.8333 | 10.9408
|  | 2014-03-17 00:00:03 | 27.6782 | 3.9172 | 15.6687 | 6.7238 | 6.7238 | 0.68433 | 0.68433 | 0.6835 | 0.6835 | 0 | 0 | 11.1458 | 11.1458 | 7.228 | 3.614 | 0 | 100 | 3.614 |  |  | 17.0788 |  | 0.5661 | 56.6102 | 0 | 0 | 2014-03-16 20:30 | 11145.8333 | 11.1458
|  | 2014-03-17 00:30:05 | 28.0272 | 3.9463 | 15.7853 | 6.7282 | 6.7282 | 0.66433 | 0.66433 | 0.68317 | 0.68317 | 0 | 0 | 11.5293 | 11.5293 | 7.3632 | 3.6816 | 0 | 100 | 3.6816 |  |  | 15.3118 |  | 0.56322 | 56.3215 | 0 | 0 | 2014-03-16 21:00 | 11529.3333 | 11.5293
|  | 2014-03-17 01:00:04 | 28.304 | 3.9765 | 15.906 | 6.7298 | 6.7298 | 0.6455 | 0.6455 | 0.682 | 0.682 | 0 | 0 | 11.6955 | 11.6955 | 7.3548 | 3.6774 | 0 | 100 | 3.6774 |  |  | 15.5879 |  | 0.56197 | 56.197 | 0 | 0 | 2014-03-16 21:30 | 11695.5 | 11.6955
|  | 2014-03-17 01:30:02 | 27.7595 | 3.8317 | 15.3267 | 6.7323 | 6.7323 | 0.64433 | 0.64433 | 0.68017 | 0.68017 | 0 | 0 | 11.25 | 11.25 | 6.874 | 3.437 | 0 | 100 | 3.437 |  |  | 14.4071 |  | 0.55212 | 55.2123 | 0 | 0 | 2014-03-16 22:00 | 11250 | 11.25
|  | 2014-03-17 02:00:02 | 26.9457 | 3.8568 | 15.4273 | 6.734 | 6.734 | 0.64417 | 0.64417 | 0.68033 | 0.68033 | 0 | 0 | 10.4438 | 10.4438 | 6.984 | 3.492 | 0 | 100 | 3.492 |  |  | 14.0389 |  | 0.57253 | 57.2535 | 0 | 0 | 2014-03-16 22:30 | 10443.8333 | 10.4438
|  | 2014-03-17 02:30:02 | 26.6783 | 3.7867 | 15.1467 | 6.734 | 6.734 | 0.64583 | 0.64583 | 0.68333 | 0.68333 | 0 | 0 | 10.2132 | 10.2132 | 6.7447 | 3.3723 | 0 | 100 | 3.3723 |  |  | 15.1467 |  | 0.56775 | 56.7752 | 0 | 0 | 2014-03-16 23:00 | 10213.1667 | 10.2132
|  | 2014-03-17 03:00:03 | 26.3707 | 3.8893 | 15.5573 | 6.734 | 6.734 | 0.64533 | 0.64533 | 0.68133 | 0.68133 | 0 | 0 | 9.7995 | 9.7995 | 7.0468 | 3.5234 | 0 | 100 | 3.5234 |  |  | 14.1572 |  | 0.58995 | 58.9948 | 0 | 0 | 2014-03-16 23:30 | 9799.5 | 9.7995
|  | 2014-03-17 03:30:03 | 25.9615 | 3.6885 | 14.754 | 6.7198 | 6.7198 | 0.6465 | 0.6465 | 0.68433 | 0.68433 | 0 | 0 | 9.6295 | 9.6295 | 6.4727 | 3.2363 | 0 | 100 | 3.2363 |  |  | 15.4917 |  | 0.5683 | 56.8303 | 0 | 0 | 2014-03-17 | 9629.5 | 9.6295
|  | 2014-03-17 04:00:01 | 25.7592 | 3.6215 | 14.486 | 6.717 | 6.717 | 0.645 | 0.645 | 0.65917 | 0.65917 | 0 | 0 | 9.559 | 9.559 | 6.307 | 3.1535 | 0 | 100 | 3.1535 |  |  | 13.1823 |  | 0.56236 | 56.2363 | 0 | 0 | 2014-03-17 00:30 | 9559 | 9.559
|  | 2014-03-17 04:30:02 | 25.9248 | 3.5237 | 14.0947 | 6.7058 | 6.7058 | 0.64533 | 0.64533 | 0.6365 | 0.6365 | 0 | 0 | 9.8598 | 9.8598 | 6.0173 | 3.0087 | 0 | 100 | 3.0087 |  |  | 14.2356 |  | 0.54367 | 54.3674 | 0 | 0 | 2014-03-17 01:00 | 9859.8333 | 9.8598
|  | 2014-03-17 05:00:07 | 26.682 | 3.5147 | 14.0587 | 6.6995 | 6.6995 | 0.65733 | 0.65733 | 0.6595 | 0.6595 | 0 | 0 | 10.5575 | 10.5575 | 5.9505 | 2.9752 | 0 | 100 | 2.9752 |  |  | 14.1993 |  | 0.5269 | 52.6897 | 0 | 0 | 2014-03-17 01:30 | 10557.5 | 10.5575
|  | 2014-03-17 05:30:05 | 27.8215 | 3.5093 | 14.0373 | 6.6957 | 6.6957 | 0.66283 | 0.66283 | 0.66567 | 0.66567 | 0 | 0 | 11.3158 | 11.3158 | 5.5558 | 2.7779 | 0 | 100 | 2.7779 |  |  | 13.4758 |  | 0.50455 | 50.455 | 0 | 0 | 2014-03-17 02:00 | 11315.8333 | 11.3158
|  | 2014-03-17 06:00:07 | 29.3655 | 3.4363 | 13.7453 | 6.702 | 6.702 | 0.676 | 0.676 | 0.6485 | 0.6485 | 0 | 0 | 11.8582 | 11.8582 | 4.2645 | 2.1322 | 0 | 100 | 2.1322 |  |  | 14.5701 |  | 0.46808 | 46.8078 | 0 | 0 | 2014-03-17 02:30 | 11858.1667 | 11.8582
|  | 2014-03-17 06:30:13 | 31.9188 | 3.3117 | 13.2467 | 6.6902 | 6.6902 | 0.6935 | 0.6935 | 0.66367 | 0.66367 | 0 | 0 | 13.0898 | 13.0898 | 2.465 | 1.2325 | 0 | 100 | 1.2325 |  |  | 11.922 |  | 0.41501 | 41.5011 | 0 | 0 | 2014-03-17 03:00 | 13089.8333 | 13.0898
|  | 2014-03-17 07:00:03 | 35.364 | 3.3285 | 13.314 | 6.6972 | 6.6972 | 0.72 | 0.72 | 0.739 | 0.739 | 0 | 0 | 14.617 | 14.617 | 0.72317 | 0.36158 | 0 | 100 | 0.36158 |  |  | 12.5152 |  | 0.37648 | 37.6485 | 0 | 0 | 2014-03-17 03:30 | 14617 | 14.617
|  | 2014-03-17 07:30:02 | 37.8447 | 3.3907 | 13.5627 | 6.6917 | 6.6917 | 0.72583 | 0.72583 | 0.85683 | 0.85683 | 0 | 0 | 15.4398 | 15.4398 | -0.56783 | -0.28392 | 0 | 99.7161 | 0 |  |  | 12.4777 |  | 0.35838 | 35.8377 | 0 | 0.56783 | 2014-03-17 04:00 | 15439.8333 | 15.4398
|  | 2014-03-17 08:00:05 | 39.1183 | 3.2965 | 13.186 | 6.695 | 6.695 | 0.72783 | 0.72783 | 0.97117 | 0.97117 | 0.89 | 0.89 | 15.6603 | 15.6603 | -0.988 | -0.494 | 0 | 99.2221 | 0 |  |  | 12.3948 |  | 0.33708 | 33.708 | 0 | 0.988 | 2014-03-17 04:30 | 15660.3333 | 15.6603
|  | 2014-03-17 08:30:05 | 39.5975 | 3.053 | 12.212 | 6.6885 | 6.6885 | 0.70917 | 0.70917 | 1.0163 | 1.0163 | 0.89 | 0.89 | 15.7403 | 15.7403 | -2.3412 | -1.1706 | 0 | 98.0515 | 0 |  |  | 11.6014 |  | 0.3084 | 30.8403 | 0 | 2.3412 | 2014-03-17 05:00 | 15740.3333 | 15.7403
|  | 2014-03-17 09:00:05 | 40.0792 | 3.1943 | 12.7773 | 6.6932 | 6.6932 | 0.73583 | 0.73583 | 1.0255 | 1.0255 | 1.7176 | 1.7176 | 15.842 | 15.842 | -1.2877 | -0.64387 | 0 | 97.4076 | 0 |  |  | 12.0107 |  | 0.3188 | 31.8802 | 0 | 1.2877 | 2014-03-17 05:30 | 15842 | 15.842
|  | 2014-03-17 09:30:03 | 40.3993 | 3.3268 | 13.3073 | 6.6947 | 6.6947 | 0.7185 | 0.7185 | 1.0037 | 1.0037 | 1.7176 | 1.7176 | 15.7755 | 15.7755 | -1.1821 | -0.59103 | 0 | 96.8166 | 0 |  |  | 14.505 |  | 0.32939 | 32.9395 | 0 | 1.1821 | 2014-03-17 06:00 | 15775.5 | 15.7755
|  | 2014-03-17 10:00:01 | 40.4248 | 3.3287 | 13.3147 | 6.6945 | 6.6945 | 0.67967 | 0.67967 | 1.0115 | 1.0115 | 2.694 | 2.694 | 15.7918 | 15.7918 | -0.23867 | -0.11933 | 0 | 96.6973 | 0 |  |  | 12.6489 |  | 0.32937 | 32.9368 | 0 | 0.23867 | 2014-03-17 06:30 | 15791.8333 | 15.7918
|  | 2014-03-17 10:30:01 | 40.5005 | 3.3625 | 13.45 | 6.6993 | 6.6993 | 0.67467 | 0.67467 | 1.013 | 1.013 | 2.694 | 2.694 | 15.9138 | 15.9138 | -0.055667 | -0.027833 | 0 | 96.6694 | 0 |  |  | 12.374 |  | 0.33209 | 33.2095 | 0 | 0.055667 | 2014-03-17 07:00 | 15913.8333 | 15.9138
|  | 2014-03-17 11:00:04 | 40.623 | 3.3357 | 13.3427 | 6.6908 | 6.6908 | 0.6825 | 0.6825 | 1.0142 | 1.0142 | 3.198 | 3.198 | 15.9995 | 15.9995 | 0.30467 | 0.15233 | 0 | 96.8218 | 0 |  |  | 13.2092 |  | 0.32845 | 32.8451 | 0 | 0 | 2014-03-17 07:30 | 15999.5 | 15.9995
|  | 2014-03-17 11:30:03 | 40.6555 | 3.2037 | 12.8147 | 6.6937 | 6.6937 | 0.683 | 0.683 | 1.0258 | 1.0258 | 3.198 | 3.198 | 16.1138 | 16.1138 | -0.1265 | -0.06325 | 0 | 96.7585 | 0 |  |  | 11.9176 |  | 0.3152 | 31.5201 | 0 | 0.1265 | 2014-03-17 08:00 | 16113.8333 | 16.1138
|  | 2014-03-17 12:00:05 | 40.575 | 3.2593 | 13.0373 | 6.7092 | 6.7092 | 0.68183 | 0.68183 | 1.037 | 1.037 | 3.126 | 3.126 | 15.9667 | 15.9667 | -0.017 | -0.0085 | 0 | 96.75 | 0 |  |  | 12.907 |  | 0.32131 | 32.1314 | 0 | 0.017 | 2014-03-17 08:30 | 15966.6667 | 15.9667
|  | 2014-03-17 12:30:03 | 40.282 | 3.1327 | 12.5307 | 6.6953 | 6.6953 | 0.61333 | 0.61333 | 1.0455 | 1.0455 | 3.126 | 3.126 | 15.7783 | 15.7783 | -0.49283 | -0.24642 | 0 | 96.5036 | 0 |  |  | 11.2776 |  | 0.31107 | 31.1074 | 0 | 0.49283 | 2014-03-17 09:00 | 15778.3333 | 15.7783
|  | 2014-03-17 13:00:01 | 40.0187 | 3.1303 | 12.5213 | 6.6933 | 6.6933 | 0.59917 | 0.59917 | 1.0455 | 1.0455 | 3.1576 | 3.1576 | 15.7212 | 15.7212 | -0.28057 | -0.14028 | 0 | 96.3633 | 0 |  |  | 12.2709 |  | 0.31289 | 31.2887 | 0 | 0.28057 | 2014-03-17 09:30 | 15721.1667 | 15.7212
|  | 2014-03-17 13:30:02 | 39.7293 | 3.2435 | 12.974 | 6.6953 | 6.6953 | 0.59683 | 0.59683 | 1.0397 | 1.0397 | 3.1576 | 3.1576 | 15.7222 | 15.7222 | 0.45627 | 0.22813 | 0 | 96.5914 | 0 |  |  | 12.1956 |  | 0.32656 | 32.656 | 0 | 0 | 2014-03-17 10:00 | 15722.1667 | 15.7222
|  | 2014-03-17 14:00:04 | 39.5412 | 3.3598 | 13.4393 | 6.6957 | 6.6957 | 0.59983 | 0.59983 | 1.0412 | 1.0412 | 2.4208 | 2.4208 | 15.7237 | 15.7237 | 0.3793 | 0.18965 | 0 | 96.7811 | 0 |  |  | 13.8425 |  | 0.33988 | 33.9882 | 0 | 0 | 2014-03-17 10:30 | 15723.6667 | 15.7237
|  | 2014-03-17 14:30:02 | 39.3398 | 3.337 | 13.348 | 6.6912 | 6.6912 | 0.60083 | 0.60083 | 1.0395 | 1.0395 | 2.4208 | 2.4208 | 15.6923 | 15.6923 | 0.4528 | 0.2264 | 0 | 97.0075 | 0 |  |  | 13.2145 |  | 0.3393 | 33.93 | 0 | 0 | 2014-03-17 11:00 | 15692.3333 | 15.6923
|  | 2014-03-17 15:00:03 | 39.1705 | 3.1232 | 12.4927 | 6.6935 | 6.6935 | 0.61083 | 0.61083 | 1.0475 | 1.0475 | 2.0016 | 2.0016 | 15.4913 | 15.4913 | -0.83307 | -0.41653 | 0 | 96.591 | 0 |  |  | 12.3677 |  | 0.31893 | 31.893 | 0 | 0.83307 | 2014-03-17 11:30 | 15491.3333 | 15.4913
|  | 2014-03-17 15:30:03 | 39.6953 | 3.0043 | 12.0173 | 6.695 | 6.695 | 0.61 | 0.61 | 1.048 | 1.048 | 2.0016 | 2.0016 | 15.135 | 15.135 | -2.1884 | -1.0942 | 0 | 95.4968 | 0 |  |  | 11.2963 |  | 0.30274 | 30.2739 | 0 | 2.1884 | 2014-03-17 12:00 | 15135 | 15.135
|  | 2014-03-17 16:00:04 | 40.5748 | 2.8067 | 11.2267 | 6.6952 | 6.6952 | 0.6095 | 0.6095 | 1.0482 | 1.0482 | 1.4196 | 1.4196 | 15.3045 | 15.3045 | -4.2712 | -2.1356 | 0 | 93.3611 | 0 |  |  | 12.3493 |  | 0.27669 | 27.669 | 0 | 4.2712 | 2014-03-17 12:30 | 15304.5 | 15.3045
|  | 2014-03-17 16:30:03 | 41.6618 | 2.7902 | 11.1607 | 6.702 | 6.702 | 0.609 | 0.609 | 1.048 | 1.048 | 1.4196 | 1.4196 | 15.3095 | 15.3095 | -5.4131 | -2.7065 | 0 | 90.6546 | 0 |  |  | 10.0446 |  | 0.26789 | 26.7887 | 0 | 5.4131 | 2014-03-17 13:00 | 15309.5 | 15.3095
|  | 2014-03-17 17:00:04 | 42.5655 | 2.6065 | 10.426 | 6.7008 | 6.7008 | 0.65217 | 0.65217 | 1.0485 | 1.0485 | 0.5068 | 0.5068 | 15.2663 | 15.2663 | -7.9649 | -3.9824 | 0 | 86.6722 | 0 |  |  | 10.009 |  | 0.24494 | 24.494 | 0 | 7.9649 | 2014-03-17 13:30 | 15266.3333 | 15.2663
|  | 2014-03-17 17:30:03 | 43.0513 | 2.5053 | 10.0213 | 6.7035 | 6.7035 | 0.72983 | 0.72983 | 1.048 | 1.048 | 0.5068 | 0.5068 | 15.172 | 15.172 | -8.8699 | -4.4349 | 0 | 82.2372 | 0 |  |  | 9.0192 |  | 0.23278 | 23.2776 | 0 | 8.8699 | 2014-03-17 14:00 | 15172 | 15.172
|  | 2014-03-17 18:00:04 | 44.014 | 2.3625 | 9.45 | 6.7103 | 6.7103 | 0.75567 | 0.75567 | 1.0477 | 1.0477 | 0.0412 | 0.0412 | 15.2303 | 15.2303 | -10.7788 | -5.3894 | 0 | 76.8478 | 0 |  |  | 9.7335 |  | 0.2147 | 21.4704 | 0 | 10.7788 | 2014-03-17 14:30 | 15230.3333 | 15.2303
|  | 2014-03-17 18:30:02 | 45.6482 | 2.3123 | 9.2493 | 6.7107 | 6.7107 | 0.76317 | 0.76317 | 1.0483 | 1.0483 | 0.0412 | 0.0412 | 15.3038 | 15.3038 | -12.5316 | -6.2658 | 0 | 70.582 | 0 |  |  | 8.6019 |  | 0.20262 | 20.2622 | 0 | 12.5316 | 2014-03-17 15:00 | 15303.8333 | 15.3038
|  | 2014-03-17 19:00:05 | 45.7645 | 2.107 | 8.428 | 6.7152 | 6.7152 | 0.7595 | 0.7595 | 1.048 | 1.048 | 0 | 0 | 15.3412 | 15.3412 | -13.4727 | -6.7363 | 0 | 63.8457 | 0 |  |  | 8.7651 |  | 0.18416 | 18.416 | 0 | 13.4727 | 2014-03-17 15:30 | 15341.1667 | 15.3412
|  | 2014-03-17 19:30:01 | 44.6223 | 2.3653 | 9.4613 | 6.7142 | 6.7142 | 0.74633 | 0.74633 | 1.0483 | 1.0483 | 0 | 0 | 15.3848 | 15.3848 | -11.2673 | -5.6337 | 0 | 58.212 | 0 |  |  | 9.7452 |  | 0.21203 | 21.2031 | 0 | 11.2673 | 2014-03-17 16:00 | 15384.8333 | 15.3848
|  | 2014-03-17 20:00:03 | 43.6047 | 2.6128 | 10.4513 | 6.7142 | 6.7142 | 0.7745 | 0.7745 | 1.048 | 1.048 | 0 | 0 | 15.4043 | 15.4043 | -9.2123 | -4.6062 | 0 | 53.6059 | 0 |  |  | 11.4965 |  | 0.23968 | 23.9684 | 0 | 9.2123 | 2014-03-17 16:30 | 15404.3333 | 15.4043
|  | 2014-03-17 20:30:04 | 42.019 | 2.5922 | 10.3687 | 6.7058 | 6.7058 | 0.805 | 0.805 | 1.0485 | 1.0485 | 0 | 0 | 15.2115 | 15.2115 | -7.8795 | -3.9398 | 0 | 49.6661 | 0 |  |  | 10.0576 |  | 0.24676 | 24.6761 | 0 | 7.8795 | 2014-03-17 17:00 | 15211.5 | 15.2115
|  | 2014-03-17 21:00:09 | 40.2595 | 2.5002 | 10.0007 | 6.7123 | 6.7123 | 0.71833 | 0.71833 | 1.0473 | 1.0473 | 0 | 0 | 14.6787 | 14.6787 | -7.1022 | -3.5511 | 0 | 46.115 | 0 |  |  | 9.5006 |  | 0.24841 | 24.8405 | 0 | 7.1022 | 2014-03-17 17:30 | 14678.6667 | 14.6787
|  | 2014-03-17 21:30:03 | 38.139 | 2.5572 | 10.2287 | 6.7127 | 6.7127 | 0.67833 | 0.67833 | 1.0458 | 1.0458 | 0 | 0 | 14.375 | 14.375 | -5.0985 | -2.5493 | 0 | 43.5658 | 0 |  |  | 10.7401 |  | 0.26819 | 26.8194 | 0 | 5.0985 | 2014-03-17 18:00 | 14375 | 14.375
|  | 2014-03-17 22:00:02 | 36.071 | 2.511 | 10.044 | 6.715 | 6.715 | 0.66683 | 0.66683 | 1.0438 | 1.0438 | 0 | 0 | 13.8705 | 13.8705 | -3.7308 | -1.8654 | 0 | 41.7004 | 0 |  |  | 9.2405 |  | 0.27845 | 27.8451 | 0 | 3.7308 | 2014-03-17 18:30 | 13870.5 | 13.8705
|  | 2014-03-17 22:30:02 | 33.9163 | 2.3132 | 9.2527 | 6.7148 | 6.7148 | 0.656 | 0.656 | 1.048 | 1.048 | 0 | 0 | 13.5338 | 13.5338 | -2.711 | -1.3555 | 0 | 40.3449 | 0 |  |  | 9.6228 |  | 0.27281 | 27.2809 | 0 | 2.711 | 2014-03-17 19:00 | 13533.8333 | 13.5338
|  | 2014-03-17 23:00:03 | 31.6283 | 2.2847 | 9.1387 | 6.7135 | 6.7135 | 0.6475 | 0.6475 | 1.0332 | 1.0332 | 0 | 0 | 12.8823 | 12.8823 | -1.2132 | -0.60658 | 0 | 39.7383 | 0 |  |  | 8.8645 |  | 0.28894 | 28.8939 | 0 | 1.2132 | 2014-03-17 19:30 | 12882.3333 | 12.8823
|  | 2014-03-17 23:30:03 | 29.752 | 2.3658 | 9.4633 | 6.7225 | 6.7225 | 0.63767 | 0.63767 | 1 | 1 | 0 | 0 | 11.8757 | 11.8757 | -0.052833 | -0.026417 | 0 | 39.7119 | 0 |  |  | 10.315 |  | 0.31807 | 31.8074 | 0 | 0.052833 | 2014-03-17 20:00 | 11875.6667 | 11.8757
|  | 2014-03-18 00:00:06 | 29.6212 | 2.4052 | 9.6207 | 6.7165 | 6.7165 | 0.6405 | 0.6405 | 1.0252 | 1.0252 | 0 | 0 | 12.0025 | 12.0025 | 0.38417 | 0.19208 | 0 | 39.9039 | 0 |  |  | 10.3903 |  | 0.32479 | 32.479 | 0 | 0 | 2014-03-17 20:30 | 12002.5 | 12.0025
|  | 2014-03-18 00:30:02 | 29.904 | 2.361 | 9.444 | 6.7212 | 6.7212 | 0.65217 | 0.65217 | 1.0308 | 1.0308 | 0 | 0 | 12.0923 | 12.0923 | 0.0365 | 0.01825 | 0 | 39.9222 | 0 |  |  | 8.9718 |  | 0.31581 | 31.5811 | 0 | 0 | 2014-03-17 21:00 | 12092.3333 | 12.0923
|  | 2014-03-18 01:00:01 | 29.8488 | 2.213 | 8.852 | 6.723 | 6.723 | 0.66667 | 0.66667 | 1.0228 | 1.0228 | 0 | 0 | 12.0898 | 12.0898 | -0.4945 | -0.24725 | 0 | 39.675 | 0 |  |  | 8.7635 |  | 0.29656 | 29.6561 | 0 | 0.4945 | 2014-03-17 21:30 | 12089.8333 | 12.0898
|  | 2014-03-18 01:30:02 | 29.3685 | 2.168 | 8.672 | 6.7288 | 6.7288 | 0.6655 | 0.6655 | 1.0153 | 1.0153 | 0 | 0 | 12.0495 | 12.0495 | -0.23733 | -0.11867 | 0 | 39.5563 | 0 |  |  | 9.4525 |  | 0.29528 | 29.5282 | 0 | 0.23733 | 2014-03-17 22:00 | 12049.5 | 12.0495
|  | 2014-03-18 02:00:02 | 28.6498 | 2.1697 | 8.6787 | 6.725 | 6.725 | 0.66717 | 0.66717 | 1.035 | 1.035 | 0 | 0 | 12.078 | 12.078 | 0.534 | 0.267 | 0 | 39.8233 | 0 |  |  | 9.2862 |  | 0.30292 | 30.2922 | 0 | 0 | 2014-03-17 22:30 | 12078 | 12.078
|  | 2014-03-18 02:30:03 | 28.4 | 2.1917 | 8.7667 | 6.7325 | 6.7325 | 0.67417 | 0.67417 | 1.0148 | 1.0148 | 0 | 0 | 11.9277 | 11.9277 | 0.71583 | 0.35792 | 0 | 40.1812 | 0 |  |  | 9.5557 |  | 0.30869 | 30.8685 | 0 | 0 | 2014-03-17 23:00 | 11927.6667 | 11.9277
|  | 2014-03-18 03:00:03 | 28.095 | 2.3605 | 9.442 | 6.7262 | 6.7262 | 0.678 | 0.678 | 0.97867 | 0.97867 | 0 | 0 | 11.618 | 11.618 | 1.3478 | 0.67392 | 0 | 40.8551 | 0 |  |  | 9.442 |  | 0.33607 | 33.6074 | 0 | 0 | 2014-03-17 23:30 | 11618 | 11.618
|  | 2014-03-18 03:30:02 | 27.5442 | 2.3672 | 9.4687 | 6.725 | 6.725 | 0.69817 | 0.69817 | 1.011 | 1.011 | 0 | 0 | 11.1138 | 11.1138 | 1.4725 | 0.73625 | 0 | 41.5914 | 0 |  |  | 9.374 |  | 0.34376 | 34.3763 | 0 | 0 | 2014-03-18 | 11113.8333 | 11.1138
|  | 2014-03-18 04:00:07 | 27.2382 | 2.4998 | 9.9993 | 6.7237 | 6.7237 | 0.7035 | 0.7035 | 1.0435 | 1.0435 | 0 | 0 | 10.653 | 10.653 | 1.8848 | 0.94242 | 0 | 42.5338 | 0 |  |  | 9.0994 |  | 0.36711 | 36.7107 | 0 | 0 | 2014-03-18 00:30 | 10653 | 10.653
|  | 2014-03-18 04:30:02 | 27.1212 | 2.541 | 10.164 | 6.7242 | 6.7242 | 0.7065 | 0.7065 | 1.0422 | 1.0422 | 0 | 0 | 10.6888 | 10.6888 | 2.2045 | 1.1022 | 0 | 43.636 | 0 |  |  | 9.7574 |  | 0.37476 | 37.4763 | 0 | 0 | 2014-03-18 01:00 | 10688.8333 | 10.6888
|  | 2014-03-18 05:00:02 | 27.6598 | 2.427 | 9.708 | 6.7183 | 6.7183 | 0.706 | 0.706 | 1.045 | 1.045 | 0 | 0 | 11.0503 | 11.0503 | 1.5678 | 0.78392 | 0 | 44.42 | 0 |  |  | 8.7372 |  | 0.35098 | 35.0978 | 0 | 0 | 2014-03-18 01:30 | 11050.3333 | 11.0503
|  | 2014-03-18 05:30:02 | 28.7975 | 2.4515 | 9.806 | 6.7227 | 6.7227 | 0.706 | 0.706 | 1.0422 | 1.0422 | 0 | 0 | 11.3685 | 11.3685 | 0.84783 | 0.42392 | 0 | 44.8439 | 0 |  |  | 10.4924 |  | 0.34052 | 34.0516 | 0 | 0 | 2014-03-18 02:00 | 11368.5 | 11.3685
|  | 2014-03-18 06:00:02 | 30.399 | 2.7628 | 11.0513 | 6.72 | 6.72 | 0.70517 | 0.70517 | 1.0375 | 1.0375 | 0 | 0 | 11.9383 | 11.9383 | 1.0533 | 0.52667 | 0 | 45.3705 | 0 |  |  | 11.0513 |  | 0.36354 | 36.3543 | 0 | 0 | 2014-03-18 02:30 | 11938.3333 | 11.9383
|  | 2014-03-18 06:30:02 | 32.3988 | 3.0462 | 12.1847 | 6.718 | 6.718 | 0.68533 | 0.68533 | 1.0448 | 1.0448 | 0 | 0 | 12.8997 | 12.8997 | 1.1337 | 0.56683 | 0 | 45.9374 | 0 |  |  | 13.1594 |  | 0.37608 | 37.6084 | 0 | 0 | 2014-03-18 03:00 | 12899.6667 | 12.8997
|  | 2014-03-18 07:00:05 | 35.816 | 3.2443 | 12.9773 | 6.7127 | 6.7127 | 0.69283 | 0.69283 | 1.0475 | 1.0475 | 0 | 0 | 13.7803 | 13.7803 | -0.60533 | -0.30267 | 0 | 45.6347 | 0 |  |  | 14.0155 |  | 0.36233 | 36.2333 | 0 | 0.60533 | 2014-03-18 03:30 | 13780.3333 | 13.7803
|  | 2014-03-18 07:30:03 | 38.0652 | 3.2658 | 13.0633 | 6.7108 | 6.7108 | 0.75383 | 0.75383 | 1.0478 | 1.0478 | 0 | 0 | 14.2492 | 14.2492 | -2.2402 | -1.1201 | 0 | 44.5146 | 0 |  |  | 13.4552 |  | 0.34318 | 34.3183 | 0 | 2.2402 | 2014-03-18 04:00 | 14249.1667 | 14.2492
|  | 2014-03-18 08:00:04 | 39.4162 | 3.5043 | 14.0173 | 6.7187 | 6.7187 | 0.80767 | 0.80767 | 1.044 | 1.044 | 2.1308 | 2.1308 | 14.5222 | 14.5222 | -0.17553 | -0.087767 | 0 | 44.4269 | 0 |  |  | 14.2977 |  | 0.35562 | 35.5624 | 0 | 0.17553 | 2014-03-18 04:30 | 14522.1667 | 14.5222
|  | 2014-03-18 08:30:05 | 39.986 | 3.3973 | 13.5893 | 6.7093 | 6.7093 | 0.80933 | 0.80933 | 1.0475 | 1.0475 | 2.1308 | 2.1308 | 14.5677 | 14.5677 | -1.132 | -0.56602 | 0 | 43.8608 | 0 |  |  | 14.8124 |  | 0.33985 | 33.9852 | 0 | 1.132 | 2014-03-18 05:00 | 14567.6667 | 14.5677
|  | 2014-03-18 09:00:02 | 40.5688 | 3.3513 | 13.4053 | 6.7133 | 6.7133 | 0.81267 | 0.81267 | 1.048 | 1.048 | 3.9688 | 3.9688 | 14.6112 | 14.6112 | -0.0095333 | -0.0047667 | 0 | 43.8561 | 0 |  |  | 13.4053 |  | 0.33043 | 33.0434 | 0 | 0.0095333 | 2014-03-18 05:30 | 14611.1667 | 14.6112
|  | 2014-03-18 09:30:02 | 40.863 | 3.4823 | 13.9293 | 6.7223 | 6.7223 | 0.81117 | 0.81117 | 1.0427 | 1.0427 | 3.9688 | 3.9688 | 14.6755 | 14.6755 | 0.2868 | 0.1434 | 0 | 43.9995 | 0 |  |  | 13.5115 |  | 0.34088 | 34.0879 | 0 | 0 | 2014-03-18 06:00 | 14675.5 | 14.6755
|  | 2014-03-18 10:00:03 | 40.7768 | 3.755 | 15.02 | 6.696 | 6.696 | 0.79667 | 0.79667 | 1.0483 | 1.0483 | 4.3564 | 4.3564 | 14.7758 | 14.7758 | 1.9164 | 0.9582 | 0 | 44.9577 | 0 |  |  | 15.4706 |  | 0.36835 | 36.8346 | 0 | 0 | 2014-03-18 06:30 | 14775.8333 | 14.7758
|  | 2014-03-18 10:30:06 | 40.6273 | 3.7128 | 14.8513 | 6.6392 | 6.6392 | 0.80833 | 0.80833 | 1.0465 | 1.0465 | 4.3564 | 4.3564 | 14.8252 | 14.8252 | 1.8996 | 0.94978 | 0 | 45.9075 | 0 |  |  | 14.7028 |  | 0.36555 | 36.555 | 0 | 0 | 2014-03-18 07:00 | 14825.1667 | 14.8252
|  | 2014-03-18 11:00:03 | 40.766 | 3.8632 | 15.4527 | 6.6348 | 6.6348 | 0.8 | 0.8 | 1.048 | 1.048 | 4.686 | 4.686 | 14.8247 | 14.8247 | 2.6802 | 1.3401 | 0 | 47.2475 | 0 |  |  | 16.5344 |  | 0.37906 | 37.9058 | 0 | 0 | 2014-03-18 07:30 | 14824.6667 | 14.8247
|  | 2014-03-18 11:30:03 | 40.7545 | 3.9865 | 15.946 | 6.6303 | 6.6303 | 0.808 | 0.808 | 1.0487 | 1.0487 | 4.686 | 4.686 | 14.867 | 14.867 | 3.2315 | 1.6157 | 0 | 48.8633 | 0 |  |  | 17.0622 |  | 0.39127 | 39.127 | 0 | 0 | 2014-03-18 08:00 | 14867 | 14.867
|  | 2014-03-18 12:00:02 | 40.8087 | 4.1227 | 16.4907 | 6.6258 | 6.6258 | 0.73267 | 0.73267 | 1.0488 | 1.0488 | 5.2668 | 5.2668 | 14.8962 | 14.8962 | 4.2523 | 2.1261 | 0 | 50.9894 | 0 |  |  | 15.0065 |  | 0.4041 | 40.4097 | 0 | 0 | 2014-03-18 08:30 | 14896.1667 | 14.8962
|  | 2014-03-18 12:30:03 | 40.5958 | 4.2882 | 17.1527 | 6.6257 | 6.6257 | 0.69233 | 0.69233 | 1.0462 | 1.0462 | 5.2668 | 5.2668 | 14.8628 | 14.8628 | 5.0506 | 2.5253 | 0 | 53.5147 | 0 |  |  | 18.5249 |  | 0.42252 | 42.2523 | 0 | 0 | 2014-03-18 09:00 | 14862.8333 | 14.8628
|  | 2014-03-18 13:00:02 | 40.307 | 4.7335 | 18.934 | 6.3598 | 6.3598 | 0.69033 | 0.69033 | 1.0398 | 1.0398 | 4.67 | 4.67 | 14.8553 | 14.8553 | 6.2423 | 3.1212 | 0 | 56.6359 | 0 |  |  | 18.5553 |  | 0.46974 | 46.9745 | 0 | 0 | 2014-03-18 09:30 | 14855.3333 | 14.8553
|  | 2014-03-18 13:30:04 | 39.89 | 4.985 | 19.94 | 6.0093 | 6.0093 | 0.69683 | 0.69683 | 1.0438 | 1.0438 | 4.67 | 4.67 | 14.9285 | 14.9285 | 7.3985 | 3.6992 | 0 | 60.3352 | 0 |  |  | 21.934 |  | 0.49987 | 49.9875 | 0 | 0 | 2014-03-18 10:00 | 14928.5 | 14.9285
|  | 2014-03-18 14:00:02 | 39.5743 | 5.1637 | 20.6547 | 6.0112 | 6.0112 | 0.6965 | 0.6965 | 1.053 | 1.053 | 3.908 | 3.908 | 14.9533 | 14.9533 | 7.7023 | 3.8512 | 0 | 64.1863 | 0 |  |  | 19.8285 |  | 0.52192 | 52.1921 | 0 | 0 | 2014-03-18 10:30 | 14953.3333 | 14.9533
|  | 2014-03-18 14:30:02 | 39.3343 | 5.4395 | 21.758 | 6.0105 | 6.0105 | 0.68533 | 0.68533 | 1.0718 | 1.0718 | 3.908 | 3.908 | 15.0148 | 15.0148 | 9.1142 | 4.5571 | 0 | 68.7434 | 0 |  |  | 23.9338 |  | 0.55316 | 55.3155 | 0 | 0 | 2014-03-18 11:00 | 15014.8333 | 15.0148
|  | 2014-03-18 15:00:02 | 39.224 | 5.5268 | 22.1073 | 6.0138 | 6.0138 | 0.65433 | 0.65433 | 1.07 | 1.07 | 2.9616 | 2.9616 | 14.9478 | 14.9478 | 8.5309 | 4.2655 | 0 | 73.0089 | 0 |  |  | 21.223 |  | 0.56362 | 56.3618 | 0 | 0 | 2014-03-18 11:30 | 14947.8333 | 14.9478
|  | 2014-03-18 15:30:02 | 39.5457 | 5.5778 | 22.3113 | 6.0085 | 6.0085 | 0.65317 | 0.65317 | 1.058 | 1.058 | 2.9616 | 2.9616 | 14.9893 | 14.9893 | 8.4363 | 4.2181 | 0 | 77.227 | 0 |  |  | 23.2038 |  | 0.56419 | 56.4192 | 0 | 0 | 2014-03-18 12:00 | 14989.3333 | 14.9893
|  | 2014-03-18 16:00:04 | 40.2888 | 5.5992 | 22.3967 | 6.0095 | 6.0095 | 0.65133 | 0.65133 | 1.0472 | 1.0472 | 1.8028 | 1.8028 | 15.2322 | 15.2322 | 6.8508 | 3.4254 | 0 | 80.6524 | 0 |  |  | 21.5008 |  | 0.5559 | 55.5903 | 0 | 0 | 2014-03-18 12:30 | 15232.1667 | 15.2322
|  | 2014-03-18 16:30:03 | 41.1858 | 5.5168 | 22.0673 | 6.0103 | 6.0103 | 0.657 | 0.657 | 1.0442 | 1.0442 | 1.8028 | 1.8028 | 15.4063 | 15.4063 | 5.8021 | 2.9011 | 0 | 83.5535 | 0 |  |  | 23.3914 |  | 0.5358 | 53.5799 | 0 | 0 | 2014-03-18 13:00 | 15406.3333 | 15.4063
|  | 2014-03-18 17:00:04 | 42.1457 | 5.4807 | 21.9227 | 6.0147 | 6.0147 | 0.68333 | 0.68333 | 1.0535 | 1.0535 | 0.5456 | 0.5456 | 15.4145 | 15.4145 | 3.4886 | 1.7443 | 0 | 85.2978 | 0 |  |  | 20.3881 |  | 0.52016 | 52.0164 | 0 | 0 | 2014-03-18 13:30 | 15414.5 | 15.4145
|  | 2014-03-18 17:34:35 | 42.3957 | 5.4528 | 21.8113 | 6.0167 | 6.0167 | 0.716 | 0.716 | 1.05 | 1.05 | 0.5456 | 0.5456 | 15.4127 | 15.4127 | 3.1566 | 1.5783 | 0 | 86.8761 | 0 |  |  | 20.2845 |  | 0.51447 | 51.4471 | 0 | 0 | 2014-03-18 14:00 | 15412.6667 | 15.4127
|  | 2014-03-18 18:00:03 | 43.3962 | 5.5017 | 22.0067 | 6.016 | 6.016 | 0.78283 | 0.78283 | 1.0515 | 1.0515 | 0.0688 | 0.0688 | 15.4495 | 15.4495 | 1.9791 | 0.98957 | 0 | 87.8657 | 0 |  |  | 22.8869 |  | 0.50711 | 50.7111 | 0 | 0 | 2014-03-18 14:30 | 15449.5 | 15.4495
|  | 2014-03-18 18:30:04 | 45.256 | 5.4077 | 21.6307 | 6.0152 | 6.0152 | 0.80767 | 0.80767 | 1.0512 | 1.0512 | 0.0688 | 0.0688 | 15.4748 | 15.4748 | -0.2077 | -0.10385 | 0 | 87.7618 | 0 |  |  | 20.9817 |  | 0.47796 | 47.7962 | 0 | 0.2077 | 2014-03-18 15:00 | 15474.8333 | 15.4748
|  | 2014-03-18 19:00:05 | 45.5023 | 5.3067 | 21.2267 | 6.0157 | 6.0157 | 0.811 | 0.811 | 1.0538 | 1.0538 | 0 | 0 | 15.4673 | 15.4673 | -0.92783 | -0.46392 | 0 | 87.2979 | 0 |  |  | 19.7408 |  | 0.4665 | 46.6496 | 0 | 0.92783 | 2014-03-18 15:30 | 15467.3333 | 15.4673
|  | 2014-03-18 19:30:19 | 44.5377 | 5.3098 | 21.2393 | 6.0167 | 6.0167 | 0.81117 | 0.81117 | 1.0505 | 1.0505 | 0 | 0 | 15.4365 | 15.4365 | 0.0165 | 0.00825 | 0 | 87.3061 | 0 |  |  | 22.7261 |  | 0.47688 | 47.6885 | 0 | 0 | 2014-03-18 16:00 | 15436.5 | 15.4365
|  | 2014-03-18 20:00:01 | 43.0115 | 5.2948 | 21.1793 | 6.0178 | 6.0178 | 0.7535 | 0.7535 | 1.0477 | 1.0477 | 0 | 0 | 15.4307 | 15.4307 | 1.4175 | 0.70875 | 0 | 88.0149 | 0 |  |  | 22.8737 |  | 0.49241 | 49.2411 | 0 | 0 | 2014-03-18 16:30 | 15430.6667 | 15.4307
|  | 2014-03-18 20:30:02 | 41.4735 | 5.3033 | 21.2133 | 6.0148 | 6.0148 | 0.7185 | 0.7185 | 1.0503 | 1.0503 | 0 | 0 | 15.3372 | 15.3372 | 2.8607 | 1.4303 | 0 | 89.4452 | 0 |  |  | 20.1527 |  | 0.51149 | 51.1491 | 0 | 0 | 2014-03-18 17:00 | 15337.1667 | 15.3372
|  | 2014-03-18 21:00:02 | 39.8267 | 5.2745 | 21.098 | 6.0103 | 6.0103 | 0.714 | 0.714 | 1.0492 | 1.0492 | 0 | 0 | 14.8843 | 14.8843 | 3.9292 | 1.9646 | 0 | 91.4098 | 0 |  |  | 19.1992 |  | 0.52975 | 52.9746 | 0 | 0 | 2014-03-18 17:30 | 14884.3333 | 14.8843
|  | 2014-03-18 21:30:02 | 37.7693 | 5.24 | 20.96 | 6.013 | 6.013 | 0.7095 | 0.7095 | 1.0383 | 1.0383 | 0 | 0 | 14.7067 | 14.7067 | 5.6582 | 2.8291 | 0 | 94.2389 | 0 |  |  | 21.3792 |  | 0.55495 | 55.4948 | 0 | 0 | 2014-03-18 18:00 | 14706.6667 | 14.7067
|  | 2014-03-18 22:00:02 | 35.4345 | 5.003 | 20.012 | 6.0153 | 6.0153 | 0.70033 | 0.70033 | 1.0302 | 1.0302 | 0 | 0 | 14.0587 | 14.0587 | 6.382 | 3.191 | 0 | 97.4299 | 0 |  |  | 21.613 |  | 0.56476 | 56.476 | 0 | 0 | 2014-03-18 18:30 | 14058.6667 | 14.0587
|  | 2014-03-18 22:30:02 | 33.0943 | 4.786 | 19.144 | 6.015 | 6.015 | 0.69633 | 0.69633 | 1.0132 | 1.0132 | 0 | 0 | 12.8687 | 12.8687 | 6.6428 | 3.3214 | 0 | 100 | 3.3214 |  |  | 20.6755 |  | 0.57847 | 57.8468 | 0 | 0 | 2014-03-18 19:00 | 12868.6667 | 12.8687
|  | 2014-03-18 23:00:03 | 31.2923 | 5.0908 | 20.3633 | 6.0173 | 6.0173 | 0.6965 | 0.6965 | 1.0013 | 1.0013 | 0 | 0 | 11.736 | 11.736 | 8.5222 | 4.2611 | 0 | 100 | 4.2611 |  |  | 18.5306 |  | 0.65075 | 65.0745 | 0 | 0 | 2014-03-18 19:30 | 11736 | 11.736
|  | 2014-03-18 23:30:02 | 30.5687 | 4.871 | 19.484 | 6.0162 | 6.0162 | 0.6985 | 0.6985 | 1.0142 | 1.0142 | 0 | 0 | 11.8087 | 11.8087 | 8.4528 | 4.2264 | 0 | 100 | 4.2264 |  |  | 20.2634 |  | 0.63738 | 63.7385 | 0 | 0 | 2014-03-18 20:00 | 11808.6667 | 11.8087
|  | 2014-03-19 00:00:05 | 30.066 | 4.809 | 19.236 | 6.0137 | 6.0137 | 0.7005 | 0.7005 | 1.0133 | 1.0133 | 0 | 0 | 11.853 | 11.853 | 8.7505 | 4.3752 | 0 | 100 | 4.3752 |  |  | 19.0436 |  | 0.63979 | 63.9792 | 0 | 0 | 2014-03-18 20:30 | 11853 | 11.853
|  | 2014-03-19 00:30:02 | 30.0253 | 4.7092 | 18.8367 | 6.0165 | 6.0165 | 0.69483 | 0.69483 | 0.98183 | 0.98183 | 0 | 0 | 11.803 | 11.803 | 8.3075 | 4.1538 | 0 | 100 | 4.1538 |  |  | 17.8948 |  | 0.62736 | 62.7359 | 0 | 0 | 2014-03-18 21:00 | 11803 | 11.803
|  | 2014-03-19 01:00:03 | 29.7663 | 4.8513 | 19.4053 | 6.0248 | 6.0248 | 0.68733 | 0.68733 | 1.008 | 1.008 | 0 | 0 | 11.2687 | 11.2687 | 8.6278 | 4.3139 | 0 | 100 | 4.3139 |  |  | 18.4351 |  | 0.65192 | 65.1922 | 0 | 0 | 2014-03-18 21:30 | 11268.6667 | 11.2687
|  | 2014-03-19 01:30:03 | 29.1255 | 4.753 | 19.012 | 6.0238 | 6.0238 | 0.6845 | 0.6845 | 1.0153 | 1.0153 | 0 | 0 | 10.8792 | 10.8792 | 8.4893 | 4.2447 | 0 | 100 | 4.2447 |  |  | 18.4416 |  | 0.65276 | 65.2761 | 0 | 0 | 2014-03-18 22:00 | 10879.1667 | 10.8792
|  | 2014-03-19 02:00:03 | 28.4737 | 4.4933 | 17.9733 | 6.022 | 6.022 | 0.708 | 0.708 | 1.0153 | 1.0153 | 0 | 0 | 10.3048 | 10.3048 | 7.5498 | 3.7749 | 0 | 100 | 3.7749 |  |  | 18.872 |  | 0.63123 | 63.1227 | 0 | 0 | 2014-03-18 22:30 | 10304.8333 | 10.3048
|  | 2014-03-19 02:30:02 | 28.1278 | 4.3648 | 17.4593 | 6.0257 | 6.0257 | 0.71383 | 0.71383 | 1.012 | 1.012 | 0 | 0 | 9.944 | 9.944 | 7.027 | 3.5135 | 0 | 100 | 3.5135 |  |  | 17.1101 |  | 0.62071 | 62.0714 | 0 | 0 | 2014-03-18 23:00 | 9944 | 9.944
|  | 2014-03-19 03:00:03 | 27.7222 | 4.3692 | 17.4767 | 6.0253 | 6.0253 | 0.713 | 0.713 | 1.0112 | 1.0112 | 0 | 0 | 9.7002 | 9.7002 | 7.2042 | 3.6021 | 0 | 100 | 3.6021 |  |  | 16.2533 |  | 0.63042 | 63.0422 | 0 | 0 | 2014-03-18 23:30 | 9700.1667 | 9.7002
|  | 2014-03-19 03:30:03 | 27.1818 | 4.3812 | 17.5247 | 6.0227 | 6.0227 | 0.7085 | 0.7085 | 1.0113 | 1.0113 | 0 | 0 | 9.2452 | 9.2452 | 7.3305 | 3.6652 | 0 | 100 | 3.6652 |  |  | 16.6484 |  | 0.64472 | 64.472 | 0 | 0 | 2014-03-19 | 9245.1667 | 9.2452
|  | 2014-03-19 04:00:07 | 26.741 | 4.3723 | 17.4893 | 6.0108 | 6.0108 | 0.68367 | 0.68367 | 0.932 | 0.932 | 0 | 0 | 8.9285 | 8.9285 | 7.3033 | 3.6517 | 0 | 100 | 3.6517 |  |  | 16.0902 |  | 0.65403 | 65.4027 | 0 | 0 | 2014-03-19 00:30 | 8928.5 | 8.9285
|  | 2014-03-19 04:30:02 | 26.8262 | 4.2245 | 16.898 | 6.0003 | 6.0003 | 0.676 | 0.676 | 0.902 | 0.902 | 0 | 0 | 9.022 | 9.022 | 6.6722 | 3.3361 | 0 | 100 | 3.3361 |  |  | 15.3772 |  | 0.62991 | 62.9907 | 0 | 0 | 2014-03-19 01:00 | 9022 | 9.022
|  | 2014-03-19 05:00:04 | 27.1278 | 4.0153 | 16.0613 | 6.0045 | 6.0045 | 0.6955 | 0.6955 | 1.0147 | 1.0147 | 0 | 0 | 9.8235 | 9.8235 | 6.4717 | 3.2358 | 0 | 100 | 3.2358 |  |  | 17.3462 |  | 0.59206 | 59.2061 | 0 | 0 | 2014-03-19 01:30 | 9823.5 | 9.8235
|  | 2014-03-19 05:30:02 | 28.2518 | 4.032 | 16.128 | 6.0103 | 6.0103 | 0.703 | 0.703 | 1.012 | 1.012 | 0 | 0 | 10.6585 | 10.6585 | 6.26 | 3.13 | 0 | 100 | 3.13 |  |  | 15.8054 |  | 0.57087 | 57.0866 | 0 | 0 | 2014-03-19 02:00 | 10658.5 | 10.6585
|  | 2014-03-19 06:00:02 | 30.523 | 4.1115 | 16.446 | 6.0103 | 6.0103 | 0.70333 | 0.70333 | 1.0155 | 1.0155 | 0 | 0 | 12.631 | 12.631 | 6.2832 | 3.1416 | 0 | 100 | 3.1416 |  |  | 17.4328 |  | 0.53881 | 53.8807 | 0 | 0 | 2014-03-19 02:30 | 12631 | 12.631
|  | 2014-03-19 06:30:03 | 32.813 | 3.9525 | 15.81 | 5.9578 | 5.9578 | 0.70483 | 0.70483 | 1.017 | 1.017 | 0 | 0 | 14.1457 | 14.1457 | 4.8223 | 2.4112 | 0 | 100 | 2.4112 |  |  | 15.4938 |  | 0.48182 | 48.1821 | 0 | 0 | 2014-03-19 03:00 | 14145.6667 | 14.1457
|  | 2014-03-19 07:00:03 | 35.7252 | 4.2763 | 17.1053 | 5.9037 | 5.9037 | 0.71333 | 0.71333 | 1.005 | 1.005 | 0 | 0 | 14.7978 | 14.7978 | 3.8 | 1.9 | 0 | 100 | 1.9 |  |  | 16.9343 |  | 0.4788 | 47.8803 | 0 | 0 | 2014-03-19 03:30 | 14797.8333 | 14.7978
|  | 2014-03-19 07:30:02 | 38.1778 | 4.8135 | 19.254 | 5.9018 | 5.9018 | 0.74717 | 0.74717 | 1.0072 | 1.0072 | 0 | 0 | 15.1297 | 15.1297 | 3.862 | 1.931 | 0 | 100 | 1.931 |  |  | 18.4838 |  | 0.50432 | 50.4324 | 0 | 0 | 2014-03-19 04:00 | 15129.6667 | 15.1297
|  | 2014-03-19 08:00:02 | 39.634 | 4.7752 | 19.1007 | 5.8988 | 5.8988 | 0.84383 | 0.84383 | 1.0157 | 1.0157 | 0.7176 | 0.7176 | 15.5413 | 15.5413 | 3.4839 | 1.742 | 0 | 100 | 1.742 |  |  | 17.1906 |  | 0.48193 | 48.1926 | 0 | 0 | 2014-03-19 04:30 | 15541.3333 | 15.5413
|  | 2014-03-19 08:30:02 | 40.0803 | 4.789 | 19.156 | 5.8998 | 5.8998 | 0.831 | 0.831 | 1.0127 | 1.0127 | 0.7176 | 0.7176 | 15.6113 | 15.6113 | 3.1481 | 1.574 | 0 | 100 | 1.574 |  |  | 19.9222 |  | 0.47794 | 47.794 | 0 | 0 | 2014-03-19 05:00 | 15611.3333 | 15.6113
|  | 2014-03-19 09:00:04 | 40.3538 | 4.74 | 18.96 | 5.8962 | 5.8962 | 0.79383 | 0.79383 | 1.0067 | 1.0067 | 1.8212 | 1.8212 | 15.544 | 15.544 | 3.668 | 1.834 | 0 | 100 | 1.834 |  |  | 20.0976 |  | 0.46984 | 46.9844 | 0 | 0 | 2014-03-19 05:30 | 15544 | 15.544
|  | 2014-03-19 09:30:02 | 40.4895 | 4.573 | 18.292 | 5.897 | 5.897 | 0.7985 | 0.7985 | 0.98233 | 0.98233 | 1.8212 | 1.8212 | 15.6735 | 15.6735 | 2.975 | 1.4875 | 0 | 100 | 1.4875 |  |  | 17.5603 |  | 0.45177 | 45.1771 | 0 | 0 | 2014-03-19 06:00 | 15673.5 | 15.6735
|  | 2014-03-19 10:00:01 | 40.38 | 4.656 | 18.624 | 5.898 | 5.898 | 0.814 | 0.814 | 0.98617 | 0.98617 | 3.0928 | 3.0928 | 15.6985 | 15.6985 | 4.7335 | 2.3667 | 0 | 100 | 2.3667 |  |  | 19.5552 |  | 0.46122 | 46.1218 | 0 | 0 | 2014-03-19 06:30 | 15698.5 | 15.6985
|  | 2014-03-19 10:30:05 | 40.3775 | 5.0573 | 20.2293 | 5.9018 | 5.9018 | 0.82683 | 0.82683 | 0.99783 | 0.99783 | 3.0928 | 3.0928 | 15.4785 | 15.4785 | 6.1496 | 3.0748 | 0 | 100 | 3.0748 |  |  | 21.8477 |  | 0.50101 | 50.1005 | 0 | 0 | 2014-03-19 07:00 | 15478.5 | 15.4785
|  | 2014-03-19 11:00:02 | 40.2165 | 5.2613 | 21.0453 | 5.9003 | 5.9003 | 0.81233 | 0.81233 | 1.0115 | 1.0115 | 4.2056 | 4.2056 | 15.1885 | 15.1885 | 7.9471 | 3.9735 | 0 | 100 | 3.9735 |  |  | 20.2035 |  | 0.5233 | 52.3301 | 0 | 0 | 2014-03-19 07:30 | 15188.5 | 15.1885
|  | 2014-03-19 11:30:04 | 40.0513 | 5.2412 | 20.9647 | 5.8975 | 5.8975 | 0.80733 | 0.80733 | 1.0147 | 1.0147 | 4.2056 | 4.2056 | 15.1202 | 15.1202 | 7.9586 | 3.9793 | 0 | 100 | 3.9793 |  |  | 21.1743 |  | 0.52344 | 52.3445 | 0 | 0 | 2014-03-19 08:00 | 15120.1667 | 15.1202
|  | 2014-03-19 12:00:07 | 39.7573 | 5.216 | 20.864 | 5.9023 | 5.9023 | 0.809 | 0.809 | 1.0135 | 1.0135 | 4.1248 | 4.1248 | 14.9897 | 14.9897 | 7.946 | 3.973 | 0 | 100 | 3.973 |  |  | 20.4467 |  | 0.52478 | 52.4784 | 0 | 0 | 2014-03-19 08:30 | 14989.6667 | 14.9897
|  | 2014-03-19 12:30:02 | 39.654 | 5.352 | 21.408 | 5.9007 | 5.9007 | 0.8105 | 0.8105 | 1.011 | 1.011 | 4.1248 | 4.1248 | 15.0062 | 15.0062 | 8.6071 | 4.3036 | 0 | 100 | 4.3036 |  |  | 20.9798 |  | 0.53987 | 53.987 | 0 | 0 | 2014-03-19 09:00 | 15006.1667 | 15.0062
|  | 2014-03-19 13:00:02 | 39.2768 | 5.4045 | 21.618 | 5.9 | 5.9 | 0.73433 | 0.73433 | 1.0107 | 1.0107 | 4.3284 | 4.3284 | 14.977 | 14.977 | 9.2916 | 4.6458 | 0 | 100 | 4.6458 |  |  | 21.1856 |  | 0.5504 | 55.0401 | 0 | 0 | 2014-03-19 09:30 | 14977 | 14.977
|  | 2014-03-19 13:30:03 | 38.9485 | 5.339 | 21.356 | 5.8943 | 5.8943 | 0.70217 | 0.70217 | 1.0148 | 1.0148 | 4.3284 | 4.3284 | 14.9668 | 14.9668 | 9.3141 | 4.657 | 0 | 100 | 4.657 |  |  | 22.2102 |  | 0.54831 | 54.8314 | 0 | 0 | 2014-03-19 10:00 | 14966.8333 | 14.9668
|  | 2014-03-19 14:00:03 | 38.8265 | 5.3157 | 21.2627 | 5.8988 | 5.8988 | 0.72117 | 0.72117 | 1.0143 | 1.0143 | 4.6308 | 4.6308 | 15.0508 | 15.0508 | 9.7521 | 4.8761 | 0 | 100 | 4.8761 |  |  | 20.1995 |  | 0.54763 | 54.7633 | 0 | 0 | 2014-03-19 10:30 | 15050.8333 | 15.0508
|  | 2014-03-19 14:30:02 | 38.6283 | 5.375 | 21.5 | 5.9017 | 5.9017 | 0.713 | 0.713 | 1.013 | 1.013 | 4.6308 | 4.6308 | 14.947 | 14.947 | 10.0771 | 5.0386 | 0 | 100 | 5.0386 |  |  | 21.5 |  | 0.55659 | 55.6586 | 0 | 0 | 2014-03-19 11:00 | 14947 | 14.947
|  | 2014-03-19 15:00:02 | 38.3368 | 5.2585 | 21.034 | 5.8808 | 5.8808 | 0.707 | 0.707 | 1.0133 | 1.0133 | 3.5408 | 3.5408 | 14.8955 | 14.8955 | 8.7346 | 4.3673 | 0 | 100 | 4.3673 |  |  | 20.403 |  | 0.54866 | 54.8663 | 0 | 0 | 2014-03-19 11:30 | 14895.5 | 14.8955
|  | 2014-03-19 15:30:02 | 38.561 | 5.3192 | 21.2767 | 5.8788 | 5.8788 | 0.70133 | 0.70133 | 0.9955 | 0.9955 | 3.5408 | 3.5408 | 15.0332 | 15.0332 | 8.8653 | 4.4326 | 0 | 100 | 4.4326 |  |  | 21.915 |  | 0.55177 | 55.1766 | 0 | 0 | 2014-03-19 12:00 | 15033.1667 | 15.0332
|  | 2014-03-19 16:00:02 | 39.2 | 5.2798 | 21.1193 | 5.876 | 5.876 | 0.69683 | 0.69683 | 0.977 | 0.977 | 2.2964 | 2.2964 | 15.0687 | 15.0687 | 6.8342 | 3.4171 | 0 | 100 | 3.4171 |  |  | 22.3865 |  | 0.53876 | 53.8759 | 0 | 0 | 2014-03-19 12:30 | 15068.6667 | 15.0687
|  | 2014-03-19 16:30:02 | 40.1072 | 5.1762 | 20.7047 | 5.874 | 5.874 | 0.68467 | 0.68467 | 0.97867 | 0.97867 | 2.2964 | 2.2964 | 15.066 | 15.066 | 5.4972 | 2.7486 | 0 | 100 | 2.7486 |  |  | 21.3258 |  | 0.51623 | 51.6234 | 0 | 0 | 2014-03-19 13:00 | 15066 | 15.066
|  | 2014-03-19 17:00:03 | 40.7412 | 5.085 | 20.34 | 5.8765 | 5.8765 | 0.77883 | 0.77883 | 0.97867 | 0.97867 | 0.662 | 0.662 | 15.1408 | 15.1408 | 3.0357 | 1.5178 | 0 | 100 | 1.5178 |  |  | 18.7128 |  | 0.49925 | 49.9249 | 0 | 0 | 2014-03-19 13:30 | 15140.8333 | 15.1408
|  | 2014-03-19 17:30:02 | 41.0495 | 5.0188 | 20.0753 | 5.8775 | 5.8775 | 0.801 | 0.801 | 0.98783 | 0.98783 | 0.662 | 0.662 | 15.1265 | 15.1265 | 2.4807 | 1.2403 | 0 | 100 | 1.2403 |  |  | 19.6738 |  | 0.48905 | 48.9052 | 0 | 0 | 2014-03-19 14:00 | 15126.5 | 15.1265
|  | 2014-03-19 18:00:02 | 41.8503 | 5.011 | 20.044 | 5.8815 | 5.8815 | 0.81467 | 0.81467 | 1.0103 | 1.0103 | 0.0956 | 0.0956 | 15.2698 | 15.2698 | 1.2656 | 0.6328 | 0 | 100 | 0.6328 |  |  | 20.8458 |  | 0.47894 | 47.8945 | 0 | 0 | 2014-03-19 14:30 | 15269.8333 | 15.2698
|  | 2014-03-19 18:30:03 | 44.4372 | 4.9398 | 19.7593 | 5.8782 | 5.8782 | 0.80717 | 0.80717 | 1.0197 | 1.0197 | 0.0956 | 0.0956 | 15.4432 | 15.4432 | -1.4341 | -0.71703 | 0 | 99.283 | 0 |  |  | 20.7473 |  | 0.44466 | 44.4658 | 0 | 1.4341 | 2014-03-19 15:00 | 15443.1667 | 15.4432
|  | 2014-03-19 19:00:02 | 45.0365 | 4.9047 | 19.6187 | 5.8197 | 5.8197 | 0.81883 | 0.81883 | 1.0287 | 1.0287 | 0 | 0 | 15.469 | 15.469 | -2.2817 | -1.1408 | 0 | 98.1421 | 0 |  |  | 20.7958 |  | 0.43562 | 43.5617 | 0 | 2.2817 | 2014-03-19 15:30 | 15469 | 15.469
|  | 2014-03-19 19:30:02 | 44.0787 | 4.7108 | 18.8433 | 5.7912 | 5.7912 | 0.84817 | 0.84817 | 1.032 | 1.032 | 0 | 0 | 15.3963 | 15.3963 | -2.1677 | -1.0838 | 0 | 97.0583 | 0 |  |  | 19.0318 |  | 0.42749 | 42.7493 | 0 | 2.1677 | 2014-03-19 16:00 | 15396.3333 | 15.3963
|  | 2014-03-19 20:00:01 | 42.6987 | 4.7833 | 19.1333 | 5.7888 | 5.7888 | 0.777 | 0.777 | 1.0053 | 1.0053 | 0 | 0 | 15.2802 | 15.2802 | -0.714 | -0.357 | 0 | 96.7013 | 0 |  |  | 18.942 |  | 0.4481 | 44.8101 | 0 | 0.714 | 2014-03-19 16:30 | 15280.1667 | 15.2802
|  | 2014-03-19 20:30:03 | 41.3177 | 4.9457 | 19.7827 | 5.786 | 5.786 | 0.72683 | 0.72683 | 1.001 | 1.001 | 0 | 0 | 14.8802 | 14.8802 | 0.859 | 0.4295 | 0 | 97.1308 | 0 |  |  | 18.0022 |  | 0.47879 | 47.8794 | 0 | 0 | 2014-03-19 17:00 | 14880.1667 | 14.8802
|  | 2014-03-19 21:00:03 | 39.5695 | 4.8452 | 19.3807 | 5.7792 | 5.7792 | 0.71433 | 0.71433 | 0.98533 | 0.98533 | 0 | 0 | 14.8677 | 14.8677 | 2.1577 | 1.0788 | 0 | 98.2096 | 0 |  |  | 21.1249 |  | 0.48979 | 48.9788 | 0 | 0 | 2014-03-19 17:30 | 14867.6667 | 14.8677
|  | 2014-03-19 21:30:02 | 37.3697 | 4.7203 | 18.8813 | 5.766 | 5.766 | 0.71767 | 0.71767 | 0.86017 | 0.86017 | 0 | 0 | 14.7195 | 14.7195 | 3.575 | 1.7875 | 0 | 99.9971 | 0 |  |  | 20.5807 |  | 0.50526 | 50.5258 | 0 | 0 | 2014-03-19 18:00 | 14719.5 | 14.7195
|  | 2014-03-19 22:00:05 | 35.282 | 4.682 | 18.728 | 5.7732 | 5.7732 | 0.70517 | 0.70517 | 0.87833 | 0.87833 | 0 | 0 | 13.9998 | 13.9998 | 4.8025 | 2.4013 | 0 | 100 | 2.4013 |  |  | 20.2262 |  | 0.53081 | 53.0809 | 0 | 0 | 2014-03-19 18:30 | 13999.8333 | 13.9998
|  | 2014-03-19 22:30:04 | 33.057 | 4.6143 | 18.4573 | 5.8035 | 5.8035 | 0.66083 | 0.66083 | 0.90667 | 0.90667 | 0 | 0 | 13.5463 | 13.5463 | 6.3177 | 3.1588 | 0 | 100 | 3.1588 |  |  | 19.0111 |  | 0.55835 | 55.8349 | 0 | 0 | 2014-03-19 19:00 | 13546.3333 | 13.5463
|  | 2014-03-19 23:00:01 | 30.9713 | 4.6318 | 18.5273 | 5.808 | 5.808 | 0.6595 | 0.6595 | 0.90817 | 0.90817 | 0 | 0 | 12.5655 | 12.5655 | 7.4972 | 3.7486 | 0 | 100 | 3.7486 |  |  | 17.9715 |  | 0.59821 | 59.8209 | 0 | 0 | 2014-03-19 19:30 | 12565.5 | 12.5655
|  | 2014-03-19 23:30:02 | 29.7987 | 4.5257 | 18.1027 | 5.8138 | 5.8138 | 0.66183 | 0.66183 | 0.9415 | 0.9415 | 0 | 0 | 11.9495 | 11.9495 | 7.6707 | 3.8353 | 0 | 100 | 3.8353 |  |  | 16.8355 |  | 0.6075 | 60.7499 | 0 | 0 | 2014-03-19 20:00 | 11949.5 | 11.9495
|  | 2014-03-20 00:00:02 | 29.2188 | 4.425 | 17.7 | 5.8655 | 5.8655 | 0.66033 | 0.66033 | 0.94067 | 0.94067 | 0 | 0 | 11.8295 | 11.8295 | 7.7772 | 3.8886 | 0 | 100 | 3.8886 |  |  | 17.169 |  | 0.60577 | 60.5774 | 0 | 0 | 2014-03-19 20:30 | 11829.5 | 11.8295
|  | 2014-03-20 00:30:03 | 29.2792 | 4.314 | 17.256 | 5.8573 | 5.8573 | 0.65867 | 0.65867 | 0.94217 | 0.94217 | 0 | 0 | 12.1848 | 12.1848 | 7.6198 | 3.8099 | 0 | 100 | 3.8099 |  |  | 15.8755 |  | 0.58936 | 58.9361 | 0 | 0 | 2014-03-19 21:00 | 12184.8333 | 12.1848
|  | 2014-03-20 01:00:02 | 29.1457 | 4.3518 | 17.4073 | 5.8708 | 5.8708 | 0.647 | 0.647 | 0.9435 | 0.9435 | 0 | 0 | 11.937 | 11.937 | 7.66 | 3.83 | 0 | 100 | 3.83 |  |  | 18.2777 |  | 0.59725 | 59.7253 | 0 | 0 | 2014-03-19 21:30 | 11937 | 11.937
|  | 2014-03-20 01:30:01 | 28.6127 | 4.2343 | 16.9373 | 5.8753 | 5.8753 | 0.64333 | 0.64333 | 1.0128 | 1.0128 | 0 | 0 | 11.3283 | 11.3283 | 7.1845 | 3.5923 | 0 | 100 | 3.5923 |  |  | 18.6311 |  | 0.59195 | 59.1952 | 0 | 0 | 2014-03-19 22:00 | 11328.3333 | 11.3283
|  | 2014-03-20 02:00:02 | 27.986 | 4.189 | 16.756 | 5.8792 | 5.8792 | 0.64233 | 0.64233 | 1.0015 | 1.0015 | 0 | 0 | 11.0063 | 11.0063 | 7.2993 | 3.6497 | 0 | 100 | 3.6497 |  |  | 18.4316 |  | 0.59873 | 59.8728 | 0 | 0 | 2014-03-19 22:30 | 11006.3333 | 11.0063
|  | 2014-03-20 02:30:03 | 27.8137 | 4.1578 | 16.6313 | 5.9152 | 5.9152 | 0.64733 | 0.64733 | 1.0018 | 1.0018 | 0 | 0 | 10.9213 | 10.9213 | 7.3033 | 3.6517 | 0 | 100 | 3.6517 |  |  | 15.7998 |  | 0.59796 | 59.7955 | 0 | 0 | 2014-03-19 23:00 | 10921.3333 | 10.9213
|  | 2014-03-20 03:00:03 | 27.3702 | 4.1295 | 16.518 | 5.9307 | 5.9307 | 0.6495 | 0.6495 | 1.0277 | 1.0277 | 0 | 0 | 10.4598 | 10.4598 | 7.2155 | 3.6078 | 0 | 100 | 3.6078 |  |  | 17.1787 |  | 0.6035 | 60.3504 | 0 | 0 | 2014-03-19 23:30 | 10459.8333 | 10.4598
|  | 2014-03-20 03:30:02 | 26.7732 | 4.1775 | 16.71 | 5.839 | 5.839 | 0.65183 | 0.65183 | 0.966 | 0.966 | 0 | 0 | 10.013 | 10.013 | 7.4067 | 3.7033 | 0 | 100 | 3.7033 |  |  | 16.3758 |  | 0.62413 | 62.4132 | 0 | 0 | 2014-03-20 | 10013 | 10.013
|  | 2014-03-20 04:00:04 | 26.364 | 4.2728 | 17.0913 | 5.7795 | 5.7795 | 0.648 | 0.648 | 0.9895 | 0.9895 | 0 | 0 | 9.597 | 9.597 | 7.7413 | 3.8707 | 0 | 100 | 3.8707 |  |  | 16.2368 |  | 0.64828 | 64.8283 | 0 | 0 | 2014-03-20 00:30 | 9597 | 9.597
|  | 2014-03-20 04:30:04 | 26.2985 | 4.2485 | 16.994 | 5.7513 | 5.7513 | 0.648 | 0.648 | 0.99117 | 0.99117 | 0 | 0 | 9.6378 | 9.6378 | 7.7238 | 3.8619 | 0 | 100 | 3.8619 |  |  | 15.9744 |  | 0.6462 | 64.6197 | 0 | 0 | 2014-03-20 01:00 | 9637.8333 | 9.6378
|  | 2014-03-20 05:00:01 | 26.8255 | 4.434 | 17.736 | 5.7518 | 5.7518 | 0.647 | 0.647 | 0.9915 | 0.9915 | 0 | 0 | 9.8643 | 9.8643 | 8.1652 | 4.0826 | 0 | 100 | 4.0826 |  |  | 17.5586 |  | 0.66116 | 66.1162 | 0 | 0 | 2014-03-20 01:30 | 9864.3333 | 9.8643
|  | 2014-03-20 05:30:01 | 27.8323 | 4.6093 | 18.4373 | 5.754 | 5.754 | 0.64983 | 0.64983 | 0.986 | 0.986 | 0 | 0 | 9.7768 | 9.7768 | 7.7717 | 3.8858 | 0 | 100 | 3.8858 |  |  | 17.6998 |  | 0.66244 | 66.2443 | 0 | 0 | 2014-03-20 02:00 | 9776.8333 | 9.7768
|  | 2014-03-20 06:00:02 | 29.3295 | 4.5705 | 18.282 | 5.7635 | 5.7635 | 0.65517 | 0.65517 | 0.93217 | 0.93217 | 0 | 0 | 10.1493 | 10.1493 | 6.4527 | 3.2263 | 0 | 100 | 3.2263 |  |  | 17.1851 |  | 0.62333 | 62.3331 | 0 | 0 | 2014-03-20 02:30 | 10149.3333 | 10.1493
|  | 2014-03-20 06:30:02 | 31.7873 | 4.6405 | 18.562 | 5.7812 | 5.7812 | 0.65433 | 0.65433 | 0.96767 | 0.96767 | 0 | 0 | 12.0038 | 12.0038 | 6.1817 | 3.0908 | 0 | 100 | 3.0908 |  |  | 19.3045 |  | 0.58394 | 58.3943 | 0 | 0 | 2014-03-20 03:00 | 12003.8333 | 12.0038
|  | 2014-03-20 07:00:06 | 34.9308 | 4.7917 | 19.1667 | 5.7608 | 5.7608 | 0.75233 | 0.75233 | 0.96817 | 0.96817 | 0 | 0 | 13.1755 | 13.1755 | 4.8927 | 2.4463 | 0 | 100 | 2.4463 |  |  | 17.25 |  | 0.5487 | 54.8703 | 0 | 0 | 2014-03-20 03:30 | 13175.5 | 13.1755
|  | 2014-03-20 07:30:02 | 37.2233 | 4.9922 | 19.9687 | 5.7613 | 5.7613 | 0.80817 | 0.80817 | 0.975 | 0.975 | 0 | 0 | 13.8762 | 13.8762 | 4.166 | 2.083 | 0 | 100 | 2.083 |  |  | 21.3665 |  | 0.53646 | 53.6456 | 0 | 0 | 2014-03-20 04:00 | 13876.1667 | 13.8762
|  | 2014-03-20 08:00:02 | 38.6997 | 5.035 | 20.14 | 5.8608 | 5.8608 | 0.80933 | 0.80933 | 0.97683 | 0.97683 | 1.3404 | 1.3404 | 14.457 | 14.457 | 4.8847 | 2.4424 | 0 | 100 | 2.4424 |  |  | 18.5288 |  | 0.52042 | 52.0418 | 0 | 0 | 2014-03-20 04:30 | 14457 | 14.457
|  | 2014-03-20 08:30:03 | 39.2753 | 5.0142 | 20.0567 | 5.972 | 5.972 | 0.80817 | 0.80817 | 0.94233 | 0.94233 | 1.3404 | 1.3404 | 14.6632 | 14.6632 | 4.5074 | 2.2537 | 0 | 100 | 2.2537 |  |  | 20.6584 |  | 0.51067 | 51.0668 | 0 | 0 | 2014-03-20 05:00 | 14663.1667 | 14.6632
|  | 2014-03-20 09:00:02 | 39.8038 | 4.7463 | 18.9853 | 5.9908 | 5.9908 | 0.82633 | 0.82633 | 0.9355 | 0.9355 | 1.9576 | 1.9576 | 14.684 | 14.684 | 3.5758 | 1.7879 | 0 | 100 | 1.7879 |  |  | 18.2259 |  | 0.47697 | 47.6972 | 0 | 0 | 2014-03-20 05:30 | 14684 | 14.684
|  | 2014-03-20 09:30:03 | 40.1502 | 4.4933 | 17.9733 | 5.9972 | 5.9972 | 0.857 | 0.857 | 0.94083 | 0.94083 | 1.9576 | 1.9576 | 14.715 | 14.715 | 2.2908 | 1.1454 | 0 | 100 | 1.1454 |  |  | 18.3328 |  | 0.44765 | 44.7653 | 0 | 0 | 2014-03-20 06:00 | 14715 | 14.715
|  | 2014-03-20 10:00:05 | 40.0253 | 4.3132 | 17.2527 | 5.9968 | 5.9968 | 0.85783 | 0.85783 | 0.95933 | 0.95933 | 3.6276 | 3.6276 | 14.7132 | 14.7132 | 3.3821 | 1.691 | 0 | 100 | 1.691 |  |  | 18.2878 |  | 0.43104 | 43.1044 | 0 | 0 | 2014-03-20 06:30 | 14713.1667 | 14.7132
|  | 2014-03-20 10:30:03 | 39.8132 | 4.3183 | 17.2733 | 6.004 | 6.004 | 0.85633 | 0.85633 | 0.96083 | 0.96083 | 3.6276 | 3.6276 | 14.7015 | 14.7015 | 3.6104 | 1.8052 | 0 | 100 | 1.8052 |  |  | 17.1006 |  | 0.43386 | 43.386 | 0 | 0 | 2014-03-20 07:00 | 14701.5 | 14.7015
|  | 2014-03-20 11:00:02 | 39.87 | 4.5635 | 18.254 | 6.0115 | 6.0115 | 0.87483 | 0.87483 | 1.003 | 1.003 | 3.5588 | 3.5588 | 14.5838 | 14.5838 | 4.416 | 2.208 | 0 | 100 | 2.208 |  |  | 19.5318 |  | 0.45784 | 45.7838 | 0 | 0 | 2014-03-20 07:30 | 14583.8333 | 14.5838
|  | 2014-03-20 11:30:03 | 39.8338 | 4.6962 | 18.7847 | 6.0065 | 6.0065 | 0.90433 | 0.90433 | 1.017 | 1.017 | 3.5588 | 3.5588 | 14.6243 | 14.6243 | 5.0618 | 2.5309 | 0 | 100 | 2.5309 |  |  | 20.6631 |  | 0.47158 | 47.1576 | 0 | 0 | 2014-03-20 08:00 | 14624.3333 | 14.6243
|  | 2014-03-20 12:00:03 | 40.0608 | 4.9767 | 19.9067 | 6.0065 | 6.0065 | 0.905 | 0.905 | 1.0038 | 1.0038 | 4.4564 | 4.4564 | 14.5968 | 14.5968 | 6.8144 | 3.4072 | 0 | 100 | 3.4072 |  |  | 19.5085 |  | 0.49691 | 49.6911 | 0 | 0 | 2014-03-20 08:30 | 14596.8333 | 14.5968
|  | 2014-03-20 12:30:03 | 39.9615 | 5.1617 | 20.6467 | 6.0042 | 6.0042 | 0.905 | 0.905 | 1.0133 | 1.0133 | 4.4564 | 4.4564 | 14.5322 | 14.5322 | 7.5962 | 3.7981 | 0 | 100 | 3.7981 |  |  | 22.7113 |  | 0.51666 | 51.6664 | 0 | 0 | 2014-03-20 09:00 | 14532.1667 | 14.5322
|  | 2014-03-20 13:00:03 | 39.8957 | 5.2568 | 21.0273 | 6.0022 | 6.0022 | 0.88483 | 0.88483 | 1.0157 | 1.0157 | 4.06 | 4.06 | 14.237 | 14.237 | 7.3313 | 3.6657 | 0 | 100 | 3.6657 |  |  | 19.3451 |  | 0.52706 | 52.7058 | 0 | 0 | 2014-03-20 09:30 | 14237 | 14.237
|  | 2014-03-20 13:30:02 | 39.8028 | 5.279 | 21.116 | 6.0173 | 6.0173 | 0.86467 | 0.86467 | 1.0133 | 1.0133 | 4.06 | 4.06 | 14.2145 | 14.2145 | 7.483 | 3.7415 | 0 | 100 | 3.7415 |  |  | 22.383 |  | 0.53051 | 53.0515 | 0 | 0 | 2014-03-20 10:00 | 14214.5 | 14.2145
|  | 2014-03-20 14:00:05 | 39.74 | 5.1108 | 20.4433 | 6.02 | 6.02 | 0.86517 | 0.86517 | 1.0152 | 1.0152 | 3.9852 | 3.9852 | 14.2078 | 14.2078 | 6.7967 | 3.3983 | 0 | 100 | 3.3983 |  |  | 19.2167 |  | 0.51443 | 51.4427 | 0 | 0 | 2014-03-20 10:30 | 14207.8333 | 14.2078
|  | 2014-03-20 14:30:05 | 39.8328 | 5.128 | 20.512 | 6.0518 | 6.0518 | 0.86567 | 0.86567 | 1.0158 | 1.0158 | 3.9852 | 3.9852 | 14.1782 | 14.1782 | 6.7759 | 3.3879 | 0 | 100 | 3.3879 |  |  | 19.2813 |  | 0.51495 | 51.4952 | 0 | 0 | 2014-03-20 11:00 | 14178.1667 | 14.1782
|  | 2014-03-20 15:00:02 | 39.8772 | 5.0735 | 20.294 | 6.0703 | 6.0703 | 0.86617 | 0.86617 | 1.0173 | 1.0173 | 3.0032 | 3.0032 | 14.1733 | 14.1733 | 5.5472 | 2.7736 | 0 | 100 | 2.7736 |  |  | 21.7146 |  | 0.50891 | 50.8913 | 0 | 0 | 2014-03-20 11:30 | 14173.3333 | 14.1733
|  | 2014-03-20 15:30:02 | 40.494 | 5.1377 | 20.5507 | 6.0298 | 6.0298 | 0.86833 | 0.86833 | 1.0177 | 1.0177 | 3.0032 | 3.0032 | 14.2325 | 14.2325 | 5.2082 | 2.6041 | 0 | 100 | 2.6041 |  |  | 19.5231 |  | 0.5075 | 50.7499 | 0 | 0 | 2014-03-20 12:00 | 14232.5 | 14.2325
|  | 2014-03-20 16:00:02 | 41.677 | 5.1995 | 20.798 | 5.8898 | 5.8898 | 0.86867 | 0.86867 | 1.0155 | 1.0155 | 1.3984 | 1.3984 | 14.4435 | 14.4435 | 2.7369 | 1.3684 | 0 | 100 | 1.3684 |  |  | 20.382 |  | 0.49903 | 49.9028 | 0 | 0 | 2014-03-20 12:30 | 14443.5 | 14.4435
|  | 2014-03-20 16:30:03 | 42.6872 | 5.179 | 20.716 | 5.8367 | 5.8367 | 0.9115 | 0.9115 | 1.0162 | 1.0162 | 1.3984 | 1.3984 | 14.7755 | 14.7755 | 1.9671 | 0.98353 | 0 | 100 | 0.98353 |  |  | 20.3017 |  | 0.4853 | 48.5298 | 0 | 0 | 2014-03-20 13:00 | 14775.5 | 14.7755
|  | 2014-03-20 17:00:02 | 43.3 | 4.9883 | 19.9533 | 5.8385 | 5.8385 | 0.92367 | 0.92367 | 1.0118 | 1.0118 | 0.7568 | 0.7568 | 14.9402 | 14.9402 | 0.1243 | 0.06215 | 0 | 100 | 0.06215 |  |  | 20.1529 |  | 0.46082 | 46.0816 | 0 | 0 | 2014-03-20 13:30 | 14940.1667 | 14.9402
|  | 2014-03-20 17:30:02 | 43.8767 | 4.8997 | 19.5987 | 5.8305 | 5.8305 | 0.92483 | 0.92483 | 1.025 | 1.025 | 0.7568 | 0.7568 | 15.0667 | 15.0667 | -0.6742 | -0.3371 | 0 | 99.6629 | 0 |  |  | 20.9706 |  | 0.44668 | 44.6676 | 0 | 0.6742 | 2014-03-20 14:00 | 15066.6667 | 15.0667
|  | 2014-03-20 18:00:03 | 44.6165 | 4.6192 | 18.4767 | 5.8327 | 5.8327 | 0.92383 | 0.92383 | 1.0235 | 1.0235 | 0.102 | 0.102 | 15.1812 | 15.1812 | -3.0767 | -1.5383 | 0 | 98.1246 | 0 |  |  | 20.3243 |  | 0.41412 | 41.4122 | 0 | 3.0767 | 2014-03-20 14:30 | 15181.1667 | 15.1812
|  | 2014-03-20 18:30:03 | 45.7562 | 4.4217 | 17.6867 | 5.8335 | 5.8335 | 0.92417 | 0.92417 | 1.0267 | 1.0267 | 0.102 | 0.102 | 15.3785 | 15.3785 | -4.8047 | -2.4023 | 0 | 95.7222 | 0 |  |  | 18.571 |  | 0.38654 | 38.6542 | 0 | 4.8047 | 2014-03-20 15:00 | 15378.5 | 15.3785
|  | 2014-03-20 19:00:07 | 45.9407 | 4.3517 | 17.4067 | 5.9008 | 5.9008 | 0.924 | 0.924 | 1.0175 | 1.0175 | 0 | 0 | 15.4022 | 15.4022 | -5.2895 | -2.6447 | 0 | 93.0775 | 0 |  |  | 16.5363 |  | 0.37889 | 37.8895 | 0 | 5.2895 | 2014-03-20 15:30 | 15402.1667 | 15.4022
|  | 2014-03-20 19:30:03 | 44.8007 | 4.3447 | 17.3787 | 6.0345 | 6.0345 | 0.92183 | 0.92183 | 1.0175 | 1.0175 | 0 | 0 | 15.3793 | 15.3793 | -4.0688 | -2.0344 | 0 | 91.0431 | 0 |  |  | 18.9427 |  | 0.38791 | 38.7911 | 0 | 4.0688 | 2014-03-20 16:00 | 15379.3333 | 15.3793
|  | 2014-03-20 20:00:02 | 43.8117 | 4.4917 | 17.9667 | 6.0608 | 6.0608 | 0.922 | 0.922 | 1.022 | 1.022 | 0 | 0 | 15.4123 | 15.4123 | -2.4278 | -1.2139 | 0 | 89.8292 | 0 |  |  | 19.404 |  | 0.41009 | 41.0089 | 0 | 2.4278 | 2014-03-20 16:30 | 15412.3333 | 15.4123
|  | 2014-03-20 20:30:03 | 42.2648 | 4.7377 | 18.9507 | 6.0692 | 6.0692 | 0.92133 | 0.92133 | 1.0193 | 1.0193 | 0 | 0 | 15.0535 | 15.0535 | -0.25083 | -0.12542 | 0 | 89.7037 | 0 |  |  | 18.7612 |  | 0.44838 | 44.8379 | 0 | 0.25083 | 2014-03-20 17:00 | 15053.5 | 15.0535
|  | 2014-03-20 21:00:02 | 40.5413 | 4.8588 | 19.4353 | 6.0688 | 6.0688 | 0.87817 | 0.87817 | 1.0025 | 1.0025 | 0 | 0 | 14.8125 | 14.8125 | 1.656 | 0.828 | 0 | 90.5317 | 0 |  |  | 20.9902 |  | 0.4794 | 47.9396 | 0 | 0 | 2014-03-20 17:30 | 14812.5 | 14.8125
|  | 2014-03-20 21:30:02 | 38.4093 | 5.076 | 20.304 | 6.0475 | 6.0475 | 0.7925 | 0.7925 | 0.95433 | 0.95433 | 0 | 0 | 14.7767 | 14.7767 | 4.4657 | 2.2328 | 0 | 92.7646 | 0 |  |  | 21.7253 |  | 0.52862 | 52.8622 | 0 | 0 | 2014-03-20 18:00 | 14776.6667 | 14.7767
|  | 2014-03-20 22:00:05 | 36.2682 | 5.1983 | 20.7933 | 5.9725 | 5.9725 | 0.79117 | 0.79117 | 0.993 | 0.993 | 0 | 0 | 14.3463 | 14.3463 | 6.6282 | 3.3141 | 0 | 96.0787 | 0 |  |  | 22.8727 |  | 0.57332 | 57.3322 | 0 | 0 | 2014-03-20 18:30 | 14346.3333 | 14.3463
|  | 2014-03-20 22:30:02 | 34.079 | 5.2175 | 20.87 | 5.9658 | 5.9658 | 0.74233 | 0.74233 | 1.0143 | 1.0143 | 0 | 0 | 13.9208 | 13.9208 | 8.4343 | 4.2172 | 0 | 100 | 4.2172 |  |  | 22.7483 |  | 0.6124 | 61.2401 | 0 | 0 | 2014-03-20 19:00 | 13920.8333 | 13.9208
|  | 2014-03-20 23:00:03 | 31.9018 | 5.2495 | 20.998 | 5.9717 | 5.9717 | 0.723 | 0.723 | 1.007 | 1.007 | 0 | 0 | 12.8607 | 12.8607 | 9.6585 | 4.8293 | 0 | 100 | 4.8293 |  |  | 19.3182 |  | 0.65821 | 65.8207 | 0 | 0 | 2014-03-20 19:30 | 12860.6667 | 12.8607
|  | 2014-03-20 23:30:03 | 30.1325 | 5.1898 | 20.7593 | 5.9737 | 5.9737 | 0.72333 | 0.72333 | 0.95583 | 0.95583 | 0 | 0 | 11.977 | 11.977 | 10.2567 | 5.1283 | 0 | 100 | 5.1283 |  |  | 20.3441 |  | 0.68893 | 68.8935 | 0 | 0 | 2014-03-20 20:00 | 11977 | 11.977
|  | 2014-03-21 00:00:06 | 29.856 | 5.0322 | 20.1287 | 5.9833 | 5.9833 | 0.7315 | 0.7315 | 0.97733 | 0.97733 | 0 | 0 | 11.9347 | 11.9347 | 9.8995 | 4.9498 | 0 | 100 | 4.9498 |  |  | 19.9274 |  | 0.67419 | 67.4192 | 0 | 0 | 2014-03-20 20:30 | 11934.6667 | 11.9347
|  | 2014-03-21 00:30:03 | 29.9582 | 4.8388 | 19.3553 | 5.9963 | 5.9963 | 0.73283 | 0.73283 | 1.0292 | 1.0292 | 0 | 0 | 12.203 | 12.203 | 9.3585 | 4.6792 | 0 | 100 | 4.6792 |  |  | 19.7424 |  | 0.64608 | 64.6079 | 0 | 0 | 2014-03-20 21:00 | 12203 | 12.203
|  | 2014-03-21 01:00:03 | 30.0788 | 4.4972 | 17.9887 | 6.0165 | 6.0165 | 0.72783 | 0.72783 | 1.0265 | 1.0265 | 0 | 0 | 12.4645 | 12.4645 | 8.1452 | 4.0726 | 0 | 100 | 4.0726 |  |  | 18.5283 |  | 0.59805 | 59.8051 | 0 | 0 | 2014-03-20 21:30 | 12464.5 | 12.4645
|  | 2014-03-21 01:30:02 | 29.5428 | 4.1827 | 16.7307 | 6.0153 | 6.0153 | 0.72383 | 0.72383 | 1.0057 | 1.0057 | 0 | 0 | 12.1855 | 12.1855 | 7.1182 | 3.5591 | 0 | 100 | 3.5591 |  |  | 18.4037 |  | 0.56632 | 56.6319 | 0 | 0 | 2014-03-20 22:00 | 12185.5 | 12.1855
|  | 2014-03-21 02:00:02 | 29.127 | 3.8932 | 15.5727 | 6.0157 | 6.0157 | 0.8225 | 0.8225 | 0.98917 | 0.98917 | 0 | 0 | 12.0655 | 12.0655 | 6.3385 | 3.1693 | 0 | 100 | 3.1693 |  |  | 14.9498 |  | 0.53465 | 53.4647 | 0 | 0 | 2014-03-20 22:30 | 12065.5 | 12.0655
|  | 2014-03-21 02:30:03 | 29.365 | 3.8198 | 15.2793 | 6.0217 | 6.0217 | 0.81367 | 0.81367 | 0.99033 | 0.99033 | 0 | 0 | 12.5812 | 12.5812 | 6.3212 | 3.1606 | 0 | 100 | 3.1606 |  |  | 15.5849 |  | 0.52032 | 52.0325 | 0 | 0 | 2014-03-20 23:00 | 12581.1667 | 12.5812
|  | 2014-03-21 03:00:02 | 28.9958 | 3.6768 | 14.7073 | 5.9617 | 5.9617 | 0.79783 | 0.79783 | 1.0098 | 1.0098 | 0 | 0 | 12.6342 | 12.6342 | 6.115 | 3.0575 | 0 | 100 | 3.0575 |  |  | 15.8839 |  | 0.50722 | 50.7222 | 0 | 0 | 2014-03-20 23:30 | 12634.1667 | 12.6342
|  | 2014-03-21 03:30:04 | 28.5273 | 3.48 | 13.92 | 5.8368 | 5.8368 | 0.7975 | 0.7975 | 1.0278 | 1.0278 | 0 | 0 | 12.4465 | 12.4465 | 5.5013 | 2.7507 | 0 | 100 | 2.7507 |  |  | 12.8064 |  | 0.48795 | 48.7953 | 0 | 0 | 2014-03-21 | 12446.5 | 12.4465
|  | 2014-03-21 04:00:06 | 28.3448 | 3.6327 | 14.5307 | 5.8087 | 5.8087 | 0.79317 | 0.79317 | 1.0055 | 1.0055 | 0 | 0 | 12.135 | 12.135 | 5.9282 | 2.9641 | 0 | 100 | 2.9641 |  |  | 15.1119 |  | 0.51264 | 51.2639 | 0 | 0 | 2014-03-21 00:30 | 12135 | 12.135
|  | 2014-03-21 04:30:02 | 28.039 | 3.6272 | 14.5087 | 5.804 | 5.804 | 0.764 | 0.764 | 1.0325 | 1.0325 | 0 | 0 | 11.8988 | 11.8988 | 5.969 | 2.9845 | 0 | 100 | 2.9845 |  |  | 13.0578 |  | 0.51745 | 51.7446 | 0 | 0 | 2014-03-21 01:00 | 11898.8333 | 11.8988
|  | 2014-03-21 05:00:01 | 28.2662 | 3.5838 | 14.3353 | 5.7128 | 5.7128 | 0.74817 | 0.74817 | 1.0392 | 1.0392 | 0 | 0 | 12.1685 | 12.1685 | 5.7378 | 2.8689 | 0 | 100 | 2.8689 |  |  | 15.1955 |  | 0.50716 | 50.7155 | 0 | 0 | 2014-03-21 01:30 | 12168.5 | 12.1685
|  | 2014-03-21 05:30:01 | 29.1425 | 3.611 | 14.444 | 5.6982 | 5.6982 | 0.74633 | 0.74633 | 1.033 | 1.033 | 0 | 0 | 12.522 | 12.522 | 5.301 | 2.6505 | 0 | 100 | 2.6505 |  |  | 15.744 |  | 0.49563 | 49.5634 | 0 | 0 | 2014-03-21 02:00 | 12522 | 12.522
|  | 2014-03-21 06:00:01 | 30.9445 | 3.7 | 14.8 | 5.697 | 5.697 | 0.74717 | 0.74717 | 1.0273 | 1.0273 | 0 | 0 | 13.2807 | 13.2807 | 4.6077 | 2.3038 | 0 | 100 | 2.3038 |  |  | 13.616 |  | 0.47828 | 47.8276 | 0 | 0 | 2014-03-21 02:30 | 13280.6667 | 13.2807
|  | 2014-03-21 06:30:01 | 33.604 | 3.6883 | 14.7533 | 5.7032 | 5.7032 | 0.74883 | 0.74883 | 1.0403 | 1.0403 | 0 | 0 | 14.5122 | 14.5122 | 3.1538 | 1.5769 | 0 | 100 | 1.5769 |  |  | 15.1959 |  | 0.43904 | 43.9035 | 0 | 0 | 2014-03-21 03:00 | 14512.1667 | 14.5122
|  | 2014-03-21 07:00:05 | 36.7457 | 3.7938 | 15.1753 | 5.8283 | 5.8283 | 0.76833 | 0.76833 | 1.041 | 1.041 | 0.2548 | 0.2548 | 15.3313 | 15.3313 | 1.6535 | 0.82673 | 0 | 100 | 0.82673 |  |  | 13.8096 |  | 0.41298 | 41.2983 | 0 | 0 | 2014-03-21 03:30 | 15331.3333 | 15.3313
|  | 2014-03-21 07:30:04 | 38.8205 | 3.9235 | 15.694 | 5.9092 | 5.9092 | 0.78367 | 0.78367 | 1.0338 | 1.0338 | 0.2548 | 0.2548 | 15.5528 | 15.5528 | 0.4078 | 0.2039 | 0 | 100 | 0.2039 |  |  | 17.1065 |  | 0.40427 | 40.4271 | 0 | 0 | 2014-03-21 04:00 | 15552.8333 | 15.5528
|  | 2014-03-21 08:00:06 | 39.8672 | 4.2985 | 17.194 | 5.9097 | 5.9097 | 0.79617 | 0.79617 | 1.0377 | 1.0377 | 0.7156 | 0.7156 | 15.5758 | 15.5758 | 1.3618 | 0.68088 | 0 | 100 | 0.68088 |  |  | 16.1624 |  | 0.43128 | 43.1282 | 0 | 0 | 2014-03-21 04:30 | 15575.8333 | 15.5758
|  | 2014-03-21 08:30:02 | 40.0485 | 4.4552 | 17.8207 | 5.907 | 5.907 | 0.79533 | 0.79533 | 1.033 | 1.033 | 0.7156 | 0.7156 | 15.5347 | 15.5347 | 1.7578 | 0.87888 | 0 | 100 | 0.87888 |  |  | 16.0386 |  | 0.44498 | 44.4977 | 0 | 0 | 2014-03-21 05:00 | 15534.6667 | 15.5347
|  | 2014-03-21 09:00:02 | 39.9703 | 4.4365 | 17.746 | 5.909 | 5.909 | 0.79367 | 0.79367 | 1.0368 | 1.0368 | 1.8952 | 1.8952 | 15.5232 | 15.5232 | 2.9335 | 1.4668 | 0 | 100 | 1.4668 |  |  | 18.1009 |  | 0.44398 | 44.3979 | 0 | 0 | 2014-03-21 05:30 | 15523.1667 | 15.5232
|  | 2014-03-21 09:30:03 | 39.8547 | 4.2805 | 17.122 | 5.9082 | 5.9082 | 0.78133 | 0.78133 | 1.0353 | 1.0353 | 1.8952 | 1.8952 | 15.4865 | 15.4865 | 2.3739 | 1.1869 | 0 | 100 | 1.1869 |  |  | 16.9508 |  | 0.42961 | 42.9611 | 0 | 0 | 2014-03-21 06:00 | 15486.5 | 15.4865
|  | 2014-03-21 10:00:03 | 39.6135 | 4.1257 | 16.5027 | 5.9042 | 5.9042 | 0.84067 | 0.84067 | 1.0383 | 1.0383 | 3.1292 | 3.1292 | 15.643 | 15.643 | 3.4445 | 1.7223 | 0 | 100 | 1.7223 |  |  | 17.1628 |  | 0.41659 | 41.6592 | 0 | 0 | 2014-03-21 06:30 | 15643 | 15.643
|  | 2014-03-21 10:30:02 | 39.4517 | 4.0857 | 16.3427 | 5.9117 | 5.9117 | 0.859 | 0.859 | 1.0385 | 1.0385 | 3.1292 | 3.1292 | 15.6603 | 15.6603 | 3.4897 | 1.7448 | 0 | 100 | 1.7448 |  |  | 15.5255 |  | 0.41425 | 41.4245 | 0 | 0 | 2014-03-21 07:00 | 15660.3333 | 15.6603
|  | 2014-03-21 11:00:06 | 39.4038 | 4.0353 | 16.1413 | 5.9125 | 5.9125 | 0.8015 | 0.8015 | 1.0397 | 1.0397 | 3.7332 | 3.7332 | 15.6805 | 15.6805 | 3.9049 | 1.9524 | 0 | 100 | 1.9524 |  |  | 17.1098 |  | 0.40964 | 40.9639 | 0 | 0 | 2014-03-21 07:30 | 15680.5 | 15.6805
|  | 2014-03-21 11:30:05 | 39.4635 | 4.2147 | 16.8587 | 5.9223 | 5.9223 | 0.7665 | 0.7665 | 1.0103 | 1.0103 | 3.7332 | 3.7332 | 15.6518 | 15.6518 | 4.4794 | 2.2397 | 0 | 100 | 2.2397 |  |  | 15.8471 |  | 0.4272 | 42.7196 | 0 | 0 | 2014-03-21 08:00 | 15651.8333 | 15.6518
|  | 2014-03-21 12:00:03 | 39.3928 | 4.3857 | 17.5427 | 5.9155 | 5.9155 | 0.86567 | 0.86567 | 0.98733 | 0.98733 | 3.7432 | 3.7432 | 15.6613 | 15.6613 | 5.3229 | 2.6614 | 0 | 100 | 2.6614 |  |  | 15.9638 |  | 0.44533 | 44.5326 | 0 | 0 | 2014-03-21 08:30 | 15661.3333 | 15.6613
|  | 2014-03-21 12:30:02 | 39.0718 | 4.3817 | 17.5267 | 5.945 | 5.945 | 0.83433 | 0.83433 | 0.95517 | 0.95517 | 3.7432 | 3.7432 | 15.6722 | 15.6722 | 5.6047 | 2.8024 | 0 | 100 | 2.8024 |  |  | 19.2793 |  | 0.44858 | 44.8575 | 0 | 0 | 2014-03-21 09:00 | 15672.1667 | 15.6722
|  | 2014-03-21 13:00:02 | 38.5847 | 4.3503 | 17.4013 | 5.9688 | 5.9688 | 0.77333 | 0.77333 | 0.94217 | 0.94217 | 3.9852 | 3.9852 | 15.6853 | 15.6853 | 6.1715 | 3.0858 | 0 | 100 | 3.0858 |  |  | 18.9675 |  | 0.45099 | 45.0991 | 0 | 0 | 2014-03-21 09:30 | 15685.3333 | 15.6853
|  | 2014-03-21 13:30:04 | 38.4102 | 4.3935 | 17.574 | 5.9102 | 5.9102 | 0.74733 | 0.74733 | 0.95933 | 0.95933 | 3.9852 | 3.9852 | 15.6657 | 15.6657 | 6.4315 | 3.2158 | 0 | 100 | 3.2158 |  |  | 18.9799 |  | 0.45754 | 45.7535 | 0 | 0 | 2014-03-21 10:00 | 15665.6667 | 15.6657
|  | 2014-03-21 14:00:02 | 38.1613 | 4.493 | 17.972 | 5.687 | 5.687 | 0.74383 | 0.74383 | 0.92733 | 0.92733 | 4.018 | 4.018 | 15.7165 | 15.7165 | 6.9033 | 3.4517 | 0 | 100 | 3.4517 |  |  | 17.0734 |  | 0.47095 | 47.0948 | 0 | 0 | 2014-03-21 10:30 | 15716.5 | 15.7165
|  | 2014-03-21 14:30:02 | 37.9367 | 4.589 | 18.356 | 5.6113 | 5.6113 | 0.77567 | 0.77567 | 0.95217 | 0.95217 | 4.018 | 4.018 | 15.7657 | 15.7657 | 7.5422 | 3.7711 | 0 | 100 | 3.7711 |  |  | 17.9889 |  | 0.48386 | 48.3859 | 0 | 0 | 2014-03-21 11:00 | 15765.6667 | 15.7657
|  | 2014-03-21 15:00:02 | 37.6848 | 4.5982 | 18.3927 | 5.6118 | 5.6118 | 0.79 | 0.79 | 0.92233 | 0.92233 | 2.99 | 2.99 | 15.599 | 15.599 | 6.621 | 3.3105 | 0 | 100 | 3.3105 |  |  | 18.5766 |  | 0.48807 | 48.8065 | 0 | 0 | 2014-03-21 11:30 | 15599 | 15.599
|  | 2014-03-21 15:30:03 | 37.915 | 4.6897 | 18.7587 | 5.6087 | 5.6087 | 0.79633 | 0.79633 | 0.8945 | 0.8945 | 2.99 | 2.99 | 15.7718 | 15.7718 | 6.905 | 3.4525 | 0 | 100 | 3.4525 |  |  | 20.2594 |  | 0.49476 | 49.4756 | 0 | 0 | 2014-03-21 12:00 | 15771.8333 | 15.7718
|  | 2014-03-21 16:00:03 | 38.6922 | 5.022 | 20.088 | 5.6155 | 5.6155 | 0.77867 | 0.77867 | 0.91633 | 0.91633 | 2.1912 | 2.1912 | 15.9818 | 15.9818 | 6.8794 | 3.4397 | 0 | 100 | 3.4397 |  |  | 18.2801 |  | 0.51917 | 51.9175 | 0 | 0 | 2014-03-21 12:30 | 15981.8333 | 15.9818
|  | 2014-03-21 16:30:02 | 39.7755 | 5.1747 | 20.6987 | 5.6067 | 5.6067 | 0.757 | 0.757 | 0.92533 | 0.92533 | 2.1912 | 2.1912 | 16.0507 | 16.0507 | 6.454 | 3.227 | 0 | 100 | 3.227 |  |  | 22.5615 |  | 0.52039 | 52.0387 | 0 | 0 | 2014-03-21 13:00 | 16050.6667 | 16.0507
|  | 2014-03-21 17:00:03 | 40.7603 | 5.27 | 21.08 | 5.6152 | 5.6152 | 0.84983 | 0.84983 | 0.92183 | 0.92183 | 1.1696 | 1.1696 | 16.035 | 16.035 | 4.9111 | 2.4556 | 0 | 100 | 2.4556 |  |  | 21.5016 |  | 0.51717 | 51.7169 | 0 | 0 | 2014-03-21 13:30 | 16035 | 16.035
|  | 2014-03-21 17:30:03 | 41.0978 | 5.2823 | 21.1293 | 5.6458 | 5.6458 | 0.9245 | 0.9245 | 0.912 | 0.912 | 1.1696 | 1.1696 | 15.739 | 15.739 | 4.4224 | 2.2112 | 0 | 100 | 2.2112 |  |  | 22.1858 |  | 0.51412 | 51.4123 | 0 | 0 | 2014-03-21 14:00 | 15739 | 15.739
|  | 2014-03-21 18:00:06 | 41.9828 | 5.2927 | 21.1707 | 5.7307 | 5.7307 | 0.94867 | 0.94867 | 0.916 | 0.916 | 0.1144 | 0.1144 | 15.751 | 15.751 | 2.6486 | 1.3243 | 0 | 100 | 1.3243 |  |  | 21.5941 |  | 0.50427 | 50.427 | 0 | 0 | 2014-03-21 14:30 | 15751 | 15.751
|  | 2014-03-21 18:30:02 | 43.9103 | 5.3042 | 21.2167 | 5.7363 | 5.7363 | 0.95233 | 0.95233 | 0.9195 | 0.9195 | 0.1144 | 0.1144 | 15.9558 | 15.9558 | 0.98473 | 0.49237 | 0 | 100 | 0.49237 |  |  | 22.914 |  | 0.48318 | 48.3182 | 0 | 0 | 2014-03-21 15:00 | 15955.8333 | 15.9558
|  | 2014-03-21 19:00:04 | 44.3465 | 5.2147 | 20.8587 | 5.7387 | 5.7387 | 0.95067 | 0.95067 | 0.9245 | 0.9245 | 0.008 | 0.008 | 16.1127 | 16.1127 | 0.24667 | 0.12333 | 0 | 100 | 0.12333 |  |  | 20.4415 |  | 0.47036 | 47.0357 | 0 | 0 | 2014-03-21 15:30 | 16112.6667 | 16.1127
|  | 2014-03-21 19:30:02 | 43.2633 | 4.9983 | 19.9933 | 5.74 | 5.74 | 0.92167 | 0.92167 | 0.92017 | 0.92017 | 0.008 | 0.008 | 16.1878 | 16.1878 | 0.50767 | 0.25383 | 0 | 100 | 0.25383 |  |  | 19.5935 |  | 0.46213 | 46.2131 | 0 | 0 | 2014-03-21 16:00 | 16187.8333 | 16.1878
|  | 2014-03-21 20:00:05 | 41.8585 | 4.83 | 19.32 | 5.74 | 5.74 | 0.90333 | 0.90333 | 0.914 | 0.914 | 0 | 0 | 16.2132 | 16.2132 | 1.232 | 0.616 | 0 | 100 | 0.616 |  |  | 21.0588 |  | 0.46156 | 46.1555 | 0 | 0 | 2014-03-21 16:30 | 16213.1667 | 16.2132
|  | 2014-03-21 20:30:02 | 40.2553 | 4.5705 | 18.282 | 5.7408 | 5.7408 | 0.90183 | 0.90183 | 0.86417 | 0.86417 | 0 | 0 | 15.7968 | 15.7968 | 1.3303 | 0.66517 | 0 | 100 | 0.66517 |  |  | 19.1961 |  | 0.45415 | 45.4151 | 0 | 0 | 2014-03-21 17:00 | 15796.8333 | 15.7968
|  | 2014-03-21 21:00:02 | 38.847 | 4.2127 | 16.8507 | 5.7408 | 5.7408 | 0.826 | 0.826 | 0.64233 | 0.64233 | 0 | 0 | 15.5347 | 15.5347 | 0.7475 | 0.37375 | 0 | 100 | 0.37375 |  |  | 18.0302 |  | 0.43377 | 43.377 | 0 | 0 | 2014-03-21 17:30 | 15534.6667 | 15.5347
|  | 2014-03-21 21:30:02 | 37.0117 | 3.8923 | 15.5693 | 5.7355 | 5.7355 | 0.7855 | 0.7855 | 0.6255 | 0.6255 | 0 | 0 | 15.2745 | 15.2745 | 0.97867 | 0.48933 | 0 | 100 | 0.48933 |  |  | 14.6352 |  | 0.42066 | 42.066 | 0 | 0 | 2014-03-21 18:00 | 15274.5 | 15.2745
|  | 2014-03-21 22:00:04 | 35.2608 | 3.5482 | 14.1927 | 5.7378 | 5.7378 | 0.77367 | 0.77367 | 0.62483 | 0.62483 | 0 | 0 | 14.4795 | 14.4795 | 0.54767 | 0.27383 | 0 | 100 | 0.27383 |  |  | 13.625 |  | 0.40251 | 40.2505 | 0 | 0 | 2014-03-21 18:30 | 14479.5 | 14.4795
|  | 2014-03-21 22:30:03 | 33.5258 | 3.3628 | 13.4513 | 5.7355 | 5.7355 | 0.7585 | 0.7585 | 0.62517 | 0.62517 | 0 | 0 | 14.0517 | 14.0517 | 1.0963 | 0.54817 | 0 | 100 | 0.54817 |  |  | 12.7788 |  | 0.40122 | 40.1223 | 0 | 0 | 2014-03-21 19:00 | 14051.6667 | 14.0517
|  | 2014-03-21 23:00:02 | 31.833 | 3.5522 | 14.2087 | 5.7338 | 5.7338 | 0.76967 | 0.76967 | 0.62517 | 0.62517 | 0 | 0 | 13.3708 | 13.3708 | 2.8752 | 1.4376 | 0 | 100 | 1.4376 |  |  | 15.2033 |  | 0.44635 | 44.635 | 0 | 0 | 2014-03-21 19:30 | 13370.8333 | 13.3708
|  | 2014-03-21 23:30:03 | 31.2148 | 3.8192 | 15.2767 | 5.7327 | 5.7327 | 0.78083 | 0.78083 | 0.62517 | 0.62517 | 0 | 0 | 13.2058 | 13.2058 | 4.4063 | 2.2032 | 0 | 100 | 2.2032 |  |  | 14.6656 |  | 0.4894 | 48.9404 | 0 | 0 | 2014-03-21 20:00 | 13205.8333 | 13.2058
|  | 2014-03-22 00:00:02 | 30.774 | 3.9508 | 15.8033 | 5.7342 | 5.7342 | 0.78067 | 0.78067 | 0.62517 | 0.62517 | 0 | 0 | 13.0535 | 13.0535 | 5.2228 | 2.6114 | 0 | 100 | 2.6114 |  |  | 16.5935 |  | 0.51353 | 51.3529 | 0 | 0 | 2014-03-21 20:30 | 13053.5 | 13.0535
|  | 2014-03-22 00:30:04 | 30.7265 | 3.7575 | 15.03 | 5.6797 | 5.6797 | 0.78117 | 0.78117 | 0.6255 | 0.6255 | 0 | 0 | 13.1833 | 13.1833 | 4.5732 | 2.2866 | 0 | 100 | 2.2866 |  |  | 14.7294 |  | 0.48915 | 48.9154 | 0 | 0 | 2014-03-21 21:00 | 13183.3333 | 13.1833
|  | 2014-03-22 01:00:02 | 30.4542 | 3.8873 | 15.5493 | 5.5522 | 5.5522 | 0.71467 | 0.71467 | 0.6305 | 0.6305 | 0 | 0 | 13.4123 | 13.4123 | 5.4048 | 2.7024 | 0 | 100 | 2.7024 |  |  | 14.3054 |  | 0.51058 | 51.0581 | 0 | 0 | 2014-03-21 21:30 | 13412.3333 | 13.4123
|  | 2014-03-22 01:30:03 | 29.5613 | 3.9557 | 15.8227 | 5.5203 | 5.5203 | 0.68717 | 0.68717 | 0.63567 | 0.63567 | 0 | 0 | 13.3612 | 13.3612 | 6.4657 | 3.2328 | 0 | 100 | 3.2328 |  |  | 15.1898 |  | 0.53525 | 53.5249 | 0 | 0 | 2014-03-21 22:00 | 13361.1667 | 13.3612
|  | 2014-03-22 02:00:04 | 29.0375 | 4.0653 | 16.2613 | 5.52 | 5.52 | 0.7265 | 0.7265 | 0.63267 | 0.63267 | 0 | 0 | 13.122 | 13.122 | 7.225 | 3.6125 | 0 | 100 | 3.6125 |  |  | 15.4483 |  | 0.56001 | 56.0011 | 0 | 0 | 2014-03-21 22:30 | 13122 | 13.122
|  | 2014-03-22 02:30:02 | 28.6803 | 3.992 | 15.968 | 5.5468 | 5.5468 | 0.72867 | 0.72867 | 0.6425 | 0.6425 | 0 | 0 | 13.1035 | 13.1035 | 7.3092 | 3.6546 | 0 | 100 | 3.6546 |  |  | 14.8502 |  | 0.55676 | 55.6758 | 0 | 0 | 2014-03-21 23:00 | 13103.5 | 13.1035
|  | 2014-03-22 03:00:02 | 28.3095 | 4.0425 | 16.17 | 5.551 | 5.551 | 0.72667 | 0.72667 | 0.64467 | 0.64467 | 0 | 0 | 12.728 | 12.728 | 7.5108 | 3.7554 | 0 | 100 | 3.7554 |  |  | 15.3615 |  | 0.57119 | 57.1186 | 0 | 0 | 2014-03-21 23:30 | 12728 | 12.728
|  | 2014-03-22 03:30:03 | 27.8037 | 4.0788 | 16.3153 | 5.5593 | 5.5593 | 0.72467 | 0.72467 | 0.64067 | 0.64067 | 0 | 0 | 12.3002 | 12.3002 | 7.7365 | 3.8682 | 0 | 100 | 3.8682 |  |  | 14.6838 |  | 0.58681 | 58.6805 | 0 | 0 | 2014-03-22 | 12300.1667 | 12.3002
|  | 2014-03-22 04:00:03 | 27.2148 | 3.8893 | 15.5573 | 5.6553 | 5.6553 | 0.72317 | 0.72317 | 0.63733 | 0.63733 | 0 | 0 | 11.8262 | 11.8262 | 7.1845 | 3.5922 | 0 | 100 | 3.5922 |  |  | 16.4908 |  | 0.57165 | 57.1649 | 0 | 0 | 2014-03-22 00:30 | 11826.1667 | 11.8262
|  | 2014-03-22 04:30:03 | 27.0597 | 3.8663 | 15.4653 | 5.7732 | 5.7732 | 0.71917 | 0.71917 | 0.642 | 0.642 | 0 | 0 | 11.6662 | 11.6662 | 7.2062 | 3.6031 | 0 | 100 | 3.6031 |  |  | 16.3933 |  | 0.57153 | 57.1527 | 0 | 0 | 2014-03-22 01:00 | 11666.1667 | 11.6662
|  | 2014-03-22 05:00:03 | 27.1987 | 3.8062 | 15.2247 | 5.7927 | 5.7927 | 0.67467 | 0.67467 | 0.645 | 0.645 | 0 | 0 | 11.9572 | 11.9572 | 7.0955 | 3.5478 | 0 | 100 | 3.5478 |  |  | 14.3112 |  | 0.55976 | 55.9758 | 0 | 0 | 2014-03-22 01:30 | 11957.1667 | 11.9572
|  | 2014-03-22 05:30:02 | 27.5778 | 3.7287 | 14.9147 | 5.7987 | 5.7987 | 0.67267 | 0.67267 | 0.64483 | 0.64483 | 0 | 0 | 12.3152 | 12.3152 | 6.7682 | 3.3841 | 0 | 100 | 3.3841 |  |  | 15.213 |  | 0.54082 | 54.0821 | 0 | 0 | 2014-03-22 02:00 | 12315.1667 | 12.3152
|  | 2014-03-22 06:00:04 | 27.9965 | 3.669 | 14.676 | 5.8005 | 5.8005 | 0.67317 | 0.67317 | 0.64717 | 0.64717 | 0 | 0 | 12.5605 | 12.5605 | 6.3608 | 3.1804 | 0 | 100 | 3.1804 |  |  | 15.9968 |  | 0.52421 | 52.4208 | 0 | 0 | 2014-03-22 02:30 | 12560.5 | 12.5605
|  | 2014-03-22 06:30:02 | 28.7695 | 3.7048 | 14.8193 | 5.8052 | 5.8052 | 0.67183 | 0.67183 | 0.64983 | 0.64983 | 0 | 0 | 12.7813 | 12.7813 | 5.958 | 2.979 | 0 | 100 | 2.979 |  |  | 14.3748 |  | 0.51511 | 51.5106 | 0 | 0 | 2014-03-22 03:00 | 12781.3333 | 12.7813
|  | 2014-03-22 07:00:01 | 29.3638 | 3.6383 | 14.5533 | 5.8215 | 5.8215 | 0.68 | 0.68 | 0.65033 | 0.65033 | 0.3808 | 0.3808 | 12.8222 | 12.8222 | 5.5443 | 2.7721 | 0 | 100 | 2.7721 |  |  | 15.8631 |  | 0.49562 | 49.5621 | 0 | 0 | 2014-03-22 03:30 | 12822.1667 | 12.8222
|  | 2014-03-22 07:30:02 | 30.6788 | 3.6995 | 14.798 | 5.8493 | 5.8493 | 0.69517 | 0.69517 | 0.64367 | 0.64367 | 0.3808 | 0.3808 | 13.266 | 13.266 | 4.9541 | 2.4771 | 0 | 100 | 2.4771 |  |  | 13.9101 |  | 0.48235 | 48.2352 | 0 | 0 | 2014-03-22 04:00 | 13266 | 13.266
|  | 2014-03-22 08:00:04 | 32.4597 | 3.5535 | 14.214 | 5.8615 | 5.8615 | 0.693 | 0.693 | 0.6505 | 0.6505 | 1.5984 | 1.5984 | 13.9512 | 13.9512 | 4.5089 | 2.2545 | 0 | 100 | 2.2545 |  |  | 14.6404 |  | 0.4379 | 43.7897 | 0 | 0 | 2014-03-22 04:30 | 13951.1667 | 13.9512
|  | 2014-03-22 08:30:04 | 34.048 | 3.5658 | 14.2633 | 5.8653 | 5.8653 | 0.6875 | 0.6875 | 0.6445 | 0.6445 | 1.5984 | 1.5984 | 14.4803 | 14.4803 | 3.4914 | 1.7457 | 0 | 100 | 1.7457 |  |  | 14.2633 |  | 0.41892 | 41.8918 | 0 | 0 | 2014-03-22 05:00 | 14480.3333 | 14.4803
|  | 2014-03-22 09:00:03 | 35.2878 | 3.5403 | 14.1613 | 5.8605 | 5.8605 | 0.7795 | 0.7795 | 0.649 | 0.649 | 2.752 | 2.752 | 14.6795 | 14.6795 | 3.594 | 1.797 | 0 | 100 | 1.797 |  |  | 13.3117 |  | 0.40131 | 40.1309 | 0 | 0 | 2014-03-22 05:30 | 14679.5 | 14.6795
|  | 2014-03-22 09:30:03 | 35.8107 | 3.5955 | 14.382 | 5.8595 | 5.8595 | 0.8065 | 0.8065 | 0.6505 | 0.6505 | 2.752 | 2.752 | 14.6993 | 14.6993 | 3.3392 | 1.6696 | 0 | 100 | 1.6696 |  |  | 14.8135 |  | 0.40161 | 40.1612 | 0 | 0 | 2014-03-22 06:00 | 14699.3333 | 14.6993
|  | 2014-03-22 10:00:02 | 35.9458 | 3.5017 | 14.0067 | 5.9028 | 5.9028 | 0.808 | 0.808 | 0.65 | 0.65 | 3.2356 | 3.2356 | 14.6653 | 14.6653 | 3.3226 | 1.6613 | 0 | 100 | 1.6613 |  |  | 14.8471 |  | 0.38966 | 38.966 | 0 | 0 | 2014-03-22 06:30 | 14665.3333 | 14.6653
|  | 2014-03-22 10:30:02 | 35.8523 | 3.5197 | 14.0787 | 5.9242 | 5.9242 | 0.7985 | 0.7985 | 0.64917 | 0.64917 | 3.2356 | 3.2356 | 14.598 | 14.598 | 3.4318 | 1.7159 | 0 | 100 | 1.7159 |  |  | 13.3747 |  | 0.39268 | 39.2685 | 0 | 0 | 2014-03-22 07:00 | 14598 | 14.598
|  | 2014-03-22 11:00:02 | 35.7708 | 3.8973 | 15.5893 | 5.878 | 5.878 | 0.7935 | 0.7935 | 0.64783 | 0.64783 | 3.3056 | 3.3056 | 14.5298 | 14.5298 | 4.9733 | 2.4866 | 0 | 100 | 2.4866 |  |  | 14.0304 |  | 0.43581 | 43.5811 | 0 | 0 | 2014-03-22 07:30 | 14529.8333 | 14.5298
|  | 2014-03-22 11:30:03 | 35.901 | 3.8852 | 15.5407 | 5.7475 | 5.7475 | 0.79533 | 0.79533 | 0.65 | 0.65 | 3.3056 | 3.3056 | 14.5702 | 14.5702 | 4.7083 | 2.3541 | 0 | 100 | 2.3541 |  |  | 16.3177 |  | 0.43288 | 43.2876 | 0 | 0 | 2014-03-22 08:00 | 14570.1667 | 14.5702
|  | 2014-03-22 12:00:01 | 35.9808 | 3.8393 | 15.3573 | 5.7247 | 5.7247 | 0.75133 | 0.75133 | 0.64983 | 0.64983 | 4.57 | 4.57 | 14.5275 | 14.5275 | 5.5998 | 2.7999 | 0 | 100 | 2.7999 |  |  | 13.9752 |  | 0.42682 | 42.682 | 0 | 0 | 2014-03-22 08:30 | 14527.5 | 14.5275
|  | 2014-03-22 12:30:02 | 35.7137 | 3.806 | 15.224 | 5.7407 | 5.7407 | 0.72833 | 0.72833 | 0.64917 | 0.64917 | 4.57 | 4.57 | 14.4142 | 14.4142 | 5.6127 | 2.8063 | 0 | 100 | 2.8063 |  |  | 13.8538 |  | 0.42628 | 42.6279 | 0 | 0 | 2014-03-22 09:00 | 14414.1667 | 14.4142
|  | 2014-03-22 13:00:02 | 35.3625 | 3.8202 | 15.2807 | 5.7523 | 5.7523 | 0.70617 | 0.70617 | 0.64633 | 0.64633 | 4.7072 | 4.7072 | 14.429 | 14.429 | 6.1592 | 3.0796 | 0 | 100 | 3.0796 |  |  | 15.4335 |  | 0.43211 | 43.2115 | 0 | 0 | 2014-03-22 09:30 | 14429 | 14.429
|  | 2014-03-22 13:30:01 | 35.1263 | 3.6795 | 14.718 | 5.7505 | 5.7505 | 0.7045 | 0.7045 | 0.6485 | 0.6485 | 4.7072 | 4.7072 | 14.4718 | 14.4718 | 5.8742 | 2.9371 | 0 | 100 | 2.9371 |  |  | 14.5708 |  | 0.419 | 41.9002 | 0 | 0 | 2014-03-22 10:00 | 14471.8333 | 14.4718
|  | 2014-03-22 14:00:01 | 34.7402 | 3.0618 | 12.2473 | 5.7548 | 5.7548 | 0.72283 | 0.72283 | 0.6575 | 0.6575 | 4.2696 | 4.2696 | 14.2932 | 14.2932 | 3.2051 | 1.6025 | 0 | 100 | 1.6025 |  |  | 11.635 |  | 0.35254 | 35.2541 | 0 | 0 | 2014-03-22 10:30 | 14293.1667 | 14.2932
|  | 2014-03-22 14:30:03 | 34.4562 | 3.1148 | 12.4593 | 5.7773 | 5.7773 | 0.72867 | 0.72867 | 0.65533 | 0.65533 | 4.2696 | 4.2696 | 14.209 | 14.209 | 3.6431 | 1.8216 | 0 | 100 | 1.8216 |  |  | 11.4626 |  | 0.3616 | 36.16 | 0 | 0 | 2014-03-22 11:00 | 14209 | 14.209
|  | 2014-03-22 15:00:04 | 34.3727 | 3.3838 | 13.5353 | 5.8572 | 5.8572 | 0.72867 | 0.72867 | 0.657 | 0.657 | 3.4696 | 3.4696 | 14.0152 | 14.0152 | 3.8903 | 1.9451 | 0 | 100 | 1.9451 |  |  | 12.5879 |  | 0.39378 | 39.3782 | 0 | 0 | 2014-03-22 11:30 | 14015.1667 | 14.0152
|  | 2014-03-22 15:30:02 | 34.5662 | 3.5643 | 14.2573 | 6.0395 | 6.0395 | 0.71483 | 0.71483 | 0.65567 | 0.65567 | 3.4696 | 3.4696 | 14.0238 | 14.0238 | 4.5946 | 2.2973 | 0 | 100 | 2.2973 |  |  | 13.5445 |  | 0.41246 | 41.2465 | 0 | 0 | 2014-03-22 12:00 | 14023.8333 | 14.0238
|  | 2014-03-22 16:00:03 | 34.9742 | 3.4055 | 13.622 | 6.1227 | 6.1227 | 0.7135 | 0.7135 | 0.657 | 0.657 | 1.338 | 1.338 | 14.1877 | 14.1877 | 1.6667 | 0.83333 | 0 | 100 | 0.83333 |  |  | 14.7118 |  | 0.38949 | 38.9487 | 0 | 0 | 2014-03-22 12:30 | 14187.6667 | 14.1877
|  | 2014-03-22 16:30:03 | 35.8675 | 3.55 | 14.2 | 6.1828 | 6.1828 | 0.70133 | 0.70133 | 0.65867 | 0.65867 | 1.338 | 1.338 | 14.4592 | 14.4592 | 1.6725 | 0.83625 | 0 | 100 | 0.83625 |  |  | 13.348 |  | 0.3959 | 39.5902 | 0 | 0 | 2014-03-22 13:00 | 14459.1667 | 14.4592
|  | 2014-03-22 17:00:03 | 37.099 | 3.589 | 14.356 | 6.2242 | 6.2242 | 0.72917 | 0.72917 | 0.65867 | 0.65867 | 0.6488 | 0.6488 | 14.4883 | 14.4883 | 0.0061333 | 0.0030667 | 0 | 100 | 0.0030667 |  |  | 13.7818 |  | 0.38696 | 38.6965 | 0 | 0 | 2014-03-22 13:30 | 14488.3333 | 14.4883
|  | 2014-03-22 17:30:05 | 38.0892 | 3.7158 | 14.8633 | 6.2317 | 6.2317 | 0.7855 | 0.7855 | 0.65767 | 0.65767 | 0.6488 | 0.6488 | 14.4847 | 14.4847 | -0.41753 | -0.20877 | 0 | 99.7912 | 0 |  |  | 15.9038 |  | 0.39022 | 39.0225 | 0 | 0.41753 | 2014-03-22 14:00 | 14484.6667 | 14.4847
|  | 2014-03-22 18:00:01 | 39.1972 | 3.8082 | 15.2327 | 6.219 | 6.219 | 0.86317 | 0.86317 | 0.6555 | 0.6555 | 0.1112 | 0.1112 | 14.448 | 14.448 | -1.6676 | -0.83382 | 0 | 98.9574 | 0 |  |  | 15.385 |  | 0.38862 | 38.8617 | 0 | 1.6676 | 2014-03-22 14:30 | 14448 | 14.448
|  | 2014-03-22 18:30:02 | 40.8368 | 3.5962 | 14.3847 | 6.2727 | 6.2727 | 0.88817 | 0.88817 | 0.65783 | 0.65783 | 0.1112 | 0.1112 | 14.4387 | 14.4387 | -4.0836 | -2.0418 | 0 | 96.9156 | 0 |  |  | 13.3777 |  | 0.35225 | 35.2247 | 0 | 4.0836 | 2014-03-22 15:00 | 14438.6667 | 14.4387
|  | 2014-03-22 19:00:03 | 41.5103 | 3.5682 | 14.2727 | 6.3228 | 6.3228 | 0.90933 | 0.90933 | 0.658 | 0.658 | 0 | 0 | 14.4918 | 14.4918 | -4.8557 | -2.4278 | 0 | 94.4878 | 0 |  |  | 13.2736 |  | 0.34383 | 34.3834 | 0 | 4.8557 | 2014-03-22 15:30 | 14491.8333 | 14.4918
|  | 2014-03-22 19:30:03 | 40.4997 | 3.5772 | 14.3087 | 6.3275 | 6.3275 | 0.90883 | 0.90883 | 0.65633 | 0.65633 | 0 | 0 | 14.4747 | 14.4747 | -3.8237 | -1.9118 | 0 | 92.5759 | 0 |  |  | 14.1656 |  | 0.3533 | 35.3303 | 0 | 3.8237 | 2014-03-22 16:00 | 14474.6667 | 14.4747
|  | 2014-03-22 20:00:03 | 39.4732 | 3.6547 | 14.6187 | 6.334 | 6.334 | 0.91867 | 0.91867 | 0.656 | 0.656 | 0 | 0 | 14.3745 | 14.3745 | -2.5713 | -1.2857 | 0 | 91.2903 | 0 |  |  | 13.1568 |  | 0.37034 | 37.0344 | 0 | 2.5713 | 2014-03-22 16:30 | 14374.5 | 14.3745
|  | 2014-03-22 20:30:02 | 38.2278 | 3.6108 | 14.4433 | 6.3283 | 6.3283 | 0.9125 | 0.9125 | 0.65517 | 0.65517 | 0 | 0 | 14.1012 | 14.1012 | -1.7873 | -0.89367 | 0 | 90.3966 | 0 |  |  | 13.8656 |  | 0.37782 | 37.7822 | 0 | 1.7873 | 2014-03-22 17:00 | 14101.1667 | 14.1012
|  | 2014-03-22 21:00:05 | 37.0267 | 3.502 | 14.008 | 6.3252 | 6.3252 | 0.80867 | 0.80867 | 0.65433 | 0.65433 | 0 | 0 | 13.9513 | 13.9513 | -1.2792 | -0.63958 | 0 | 89.757 | 0 |  |  | 14.4282 |  | 0.37832 | 37.8322 | 0 | 1.2792 | 2014-03-22 17:30 | 13951.3333 | 13.9513
|  | 2014-03-22 21:30:05 | 35.6572 | 3.5125 | 14.05 | 6.2218 | 6.2218 | 0.79 | 0.79 | 0.6575 | 0.6575 | 0 | 0 | 13.9823 | 13.9823 | 0.0445 | 0.02225 | 0 | 89.7793 | 0 |  |  | 13.3475 |  | 0.39403 | 39.403 | 0 | 0 | 2014-03-22 18:00 | 13982.3333 | 13.9823
|  | 2014-03-22 22:00:04 | 34.1068 | 3.5413 | 14.1653 | 6.1215 | 6.1215 | 0.738 | 0.738 | 0.652 | 0.652 | 0 | 0 | 14.0232 | 14.0232 | 1.5932 | 0.79658 | 0 | 90.5759 | 0 |  |  | 14.7319 |  | 0.41532 | 41.5322 | 0 | 0 | 2014-03-22 18:30 | 14023.1667 | 14.0232
|  | 2014-03-22 22:30:02 | 32.8738 | 3.5707 | 14.2827 | 6.1112 | 6.1112 | 0.73167 | 0.73167 | 0.65817 | 0.65817 | 0 | 0 | 13.7645 | 13.7645 | 2.6743 | 1.3372 | 0 | 91.913 | 0 |  |  | 13.5685 |  | 0.43447 | 43.4469 | 0 | 0 | 2014-03-22 19:00 | 13764.5 | 13.7645
|  | 2014-03-22 23:00:03 | 31.4435 | 3.5253 | 14.1013 | 6.1203 | 6.1203 | 0.68633 | 0.68633 | 0.65767 | 0.65767 | 0 | 0 | 13.4138 | 13.4138 | 3.536 | 1.768 | 0 | 93.681 | 0 |  |  | 13.5373 |  | 0.44847 | 44.8466 | 0 | 0 | 2014-03-22 19:30 | 13413.8333 | 13.4138
|  | 2014-03-22 23:30:02 | 30.6427 | 3.535 | 14.14 | 6.1562 | 6.1562 | 0.671 | 0.671 | 0.6565 | 0.6565 | 0 | 0 | 12.8198 | 12.8198 | 3.8008 | 1.9004 | 0 | 95.5814 | 0 |  |  | 13.433 |  | 0.46145 | 46.1448 | 0 | 0 | 2014-03-22 20:00 | 12819.8333 | 12.8198
|  | 2014-03-23 00:00:04 | 30.181 | 3.2677 | 13.0707 | 6.1803 | 6.1803 | 0.67083 | 0.67083 | 0.65967 | 0.65967 | 0 | 0 | 12.6347 | 12.6347 | 3.0352 | 1.5176 | 0 | 97.099 | 0 |  |  | 14.3777 |  | 0.43308 | 43.3076 | 0 | 0 | 2014-03-22 20:30 | 12634.6667 | 12.6347
|  | 2014-03-23 00:30:03 | 30.378 | 3.2957 | 13.1827 | 6.188 | 6.188 | 0.6695 | 0.6695 | 0.65583 | 0.65583 | 0 | 0 | 12.7358 | 12.7358 | 3.0538 | 1.5269 | 0 | 98.6259 | 0 |  |  | 14.3691 |  | 0.43395 | 43.3954 | 0 | 0 | 2014-03-22 21:00 | 12735.8333 | 12.7358
|  | 2014-03-23 01:00:03 | 29.9162 | 3.3432 | 13.3727 | 6.2397 | 6.2397 | 0.66667 | 0.66667 | 0.65467 | 0.65467 | 0 | 0 | 12.4462 | 12.4462 | 3.4637 | 1.7318 | 0 | 100 | 1.7318 |  |  | 13.2389 |  | 0.447 | 44.7005 | 0 | 0 | 2014-03-22 21:30 | 12446.1667 | 12.4462
|  | 2014-03-23 01:30:03 | 29.0598 | 3.2525 | 13.01 | 6.3742 | 6.3742 | 0.66517 | 0.66517 | 0.66017 | 0.66017 | 0 | 0 | 12.0867 | 12.0867 | 3.7363 | 1.8682 | 0 | 100 | 1.8682 |  |  | 14.1809 |  | 0.4477 | 44.7697 | 0 | 0 | 2014-03-22 22:00 | 12086.6667 | 12.0867
|  | 2014-03-23 02:00:04 | 28.3453 | 3.2397 | 12.9587 | 6.4107 | 6.4107 | 0.66583 | 0.66583 | 0.65933 | 0.65933 | 0 | 0 | 12.0367 | 12.0367 | 4.3858 | 2.1929 | 0 | 100 | 2.1929 |  |  | 11.6628 |  | 0.45717 | 45.7171 | 0 | 0 | 2014-03-22 22:30 | 12036.6667 | 12.0367
|  | 2014-03-23 02:30:05 | 28.0908 | 3.012 | 12.048 | 6.4117 | 6.4117 | 0.6645 | 0.6645 | 0.659 | 0.659 | 0 | 0 | 12.0513 | 12.0513 | 3.7437 | 1.8718 | 0 | 100 | 1.8718 |  |  | 11.0842 |  | 0.42889 | 42.8894 | 0 | 0 | 2014-03-22 23:00 | 12051.3333 | 12.0513
|  | 2014-03-23 03:00:04 | 27.747 | 3.0517 | 12.2067 | 6.412 | 6.412 | 0.67 | 0.67 | 0.65683 | 0.65683 | 0 | 0 | 11.9808 | 11.9808 | 4.1793 | 2.0897 | 0 | 100 | 2.0897 |  |  | 11.2301 |  | 0.43993 | 43.9927 | 0 | 0 | 2014-03-22 23:30 | 11980.8333 | 11.9808
|  | 2014-03-23 03:30:06 | 27.1357 | 3.0927 | 12.3707 | 6.418 | 6.418 | 0.67167 | 0.67167 | 0.65217 | 0.65217 | 0 | 0 | 11.6597 | 11.6597 | 4.6365 | 2.3182 | 0 | 100 | 2.3182 |  |  | 12.7418 |  | 0.45588 | 45.5882 | 0 | 0 | 2014-03-23 | 11659.6667 | 11.6597
|  | 2014-03-23 04:00:02 | 26.7905 | 3.3815 | 13.526 | 6.436 | 6.436 | 0.67217 | 0.67217 | 0.647 | 0.647 | 0 | 0 | 11.2242 | 11.2242 | 5.7148 | 2.8574 | 0 | 100 | 2.8574 |  |  | 13.6613 |  | 0.50488 | 50.488 | 0 | 0 | 2014-03-23 00:30 | 11224.1667 | 11.2242
|  | 2014-03-23 04:30:02 | 26.4675 | 3.2373 | 12.9493 | 6.4293 | 6.4293 | 0.67383 | 0.67383 | 0.65633 | 0.65633 | 0 | 0 | 11.1262 | 11.1262 | 5.3675 | 2.6837 | 0 | 100 | 2.6837 |  |  | 12.8198 |  | 0.48925 | 48.9254 | 0 | 0 | 2014-03-23 01:00 | 11126.1667 | 11.1262
|  | 2014-03-23 05:00:04 | 26.5723 | 3.2142 | 12.8567 | 6.433 | 6.433 | 0.67117 | 0.67117 | 0.65367 | 0.65367 | 0 | 0 | 11.2037 | 11.2037 | 5.2458 | 2.6229 | 0 | 100 | 2.6229 |  |  | 12.471 |  | 0.48384 | 48.3837 | 0 | 0 | 2014-03-23 01:30 | 11203.6667 | 11.2037
|  | 2014-03-23 05:30:02 | 26.6675 | 3.2917 | 13.1667 | 6.4272 | 6.4272 | 0.67133 | 0.67133 | 0.65567 | 0.65567 | 0 | 0 | 11.1515 | 11.1515 | 5.4048 | 2.7024 | 0 | 100 | 2.7024 |  |  | 11.9817 |  | 0.49373 | 49.3735 | 0 | 0 | 2014-03-23 02:00 | 11151.5 | 11.1515
|  | 2014-03-23 06:00:04 | 26.696 | 3.3433 | 13.3733 | 6.4302 | 6.4302 | 0.68767 | 0.68767 | 0.65483 | 0.65483 | 0 | 0 | 10.9842 | 10.9842 | 5.4342 | 2.7171 | 0 | 100 | 2.7171 |  |  | 12.1697 |  | 0.50095 | 50.0949 | 0 | 0 | 2014-03-23 02:30 | 10984.1667 | 10.9842
|  | 2014-03-23 06:30:07 | 27.247 | 3.2853 | 13.1413 | 6.4253 | 6.4253 | 0.6715 | 0.6715 | 0.65817 | 0.65817 | 0 | 0 | 11.2648 | 11.2648 | 4.9142 | 2.4571 | 0 | 100 | 2.4571 |  |  | 13.7984 |  | 0.4823 | 48.2304 | 0 | 0 | 2014-03-23 03:00 | 11264.8333 | 11.2648
|  | 2014-03-23 07:00:02 | 28.1395 | 2.9272 | 11.7087 | 6.4287 | 6.4287 | 0.685 | 0.685 | 0.657 | 0.657 | 0.2664 | 0.2664 | 11.5642 | 11.5642 | 3.1704 | 1.5852 | 0 | 100 | 1.5852 |  |  | 11.5916 |  | 0.41609 | 41.6094 | 0 | 0 | 2014-03-23 03:30 | 11564.1667 | 11.5642
|  | 2014-03-23 07:30:03 | 28.8922 | 2.8897 | 11.5587 | 6.4255 | 6.4255 | 0.69617 | 0.69617 | 0.655 | 0.655 | 0.2664 | 0.2664 | 11.9842 | 11.9842 | 2.6937 | 1.3469 | 0 | 100 | 1.3469 |  |  | 10.9807 |  | 0.40006 | 40.0062 | 0 | 0 | 2014-03-23 04:00 | 11984.1667 | 11.9842
|  | 2014-03-23 08:00:04 | 29.932 | 2.9938 | 11.9753 | 6.4215 | 6.4215 | 0.70917 | 0.70917 | 0.656 | 0.656 | 1.4952 | 1.4952 | 12.484 | 12.484 | 3.8092 | 1.9046 | 0 | 100 | 1.9046 |  |  | 12.3346 |  | 0.40008 | 40.0085 | 0 | 0 | 2014-03-23 04:30 | 12484 | 12.484
|  | 2014-03-23 08:30:02 | 30.5855 | 2.9417 | 11.7667 | 6.4187 | 6.4187 | 0.71067 | 0.71067 | 0.65567 | 0.65567 | 1.4952 | 1.4952 | 12.4873 | 12.4873 | 2.9487 | 1.4743 | 0 | 100 | 1.4743 |  |  | 11.1783 |  | 0.38471 | 38.4714 | 0 | 0 | 2014-03-23 05:00 | 12487.3333 | 12.4873
|  | 2014-03-23 09:00:03 | 32.1113 | 2.9412 | 11.7647 | 6.4192 | 6.4192 | 0.83617 | 0.83617 | 0.65517 | 0.65517 | 2.7316 | 2.7316 | 12.9318 | 12.9318 | 3.2273 | 1.6136 | 0 | 100 | 1.6136 |  |  | 11.1764 |  | 0.36637 | 36.6371 | 0 | 0 | 2014-03-23 05:30 | 12931.8333 | 12.9318
|  | 2014-03-23 09:30:04 | 33.3283 | 3.0565 | 12.226 | 6.4178 | 6.4178 | 0.8825 | 0.8825 | 0.657 | 0.657 | 2.7316 | 2.7316 | 13.0238 | 13.0238 | 2.6104 | 1.3052 | 0 | 100 | 1.3052 |  |  | 11.4924 |  | 0.36684 | 36.6835 | 0 | 0 | 2014-03-23 06:00 | 13023.8333 | 13.0238
|  | 2014-03-23 10:00:03 | 34.1767 | 2.9412 | 11.7647 | 6.4103 | 6.4103 | 0.88467 | 0.88467 | 0.658 | 0.658 | 3.6696 | 3.6696 | 13.1977 | 13.1977 | 2.4083 | 1.2041 | 0 | 100 | 1.2041 |  |  | 12.7058 |  | 0.34423 | 34.4231 | 0 | 0 | 2014-03-23 06:30 | 13197.6667 | 13.1977
|  | 2014-03-23 10:30:04 | 34.8632 | 3.002 | 12.008 | 6.4167 | 6.4167 | 0.88417 | 0.88417 | 0.656 | 0.656 | 3.6696 | 3.6696 | 13.3525 | 13.3525 | 2.1238 | 1.0619 | 0 | 100 | 1.0619 |  |  | 12.3682 |  | 0.34443 | 34.4432 | 0 | 0 | 2014-03-23 07:00 | 13352.5 | 13.3525
|  | 2014-03-23 11:00:07 | 35.1287 | 3.059 | 12.236 | 6.4197 | 6.4197 | 0.80583 | 0.80583 | 0.6555 | 0.6555 | 4.4908 | 4.4908 | 13.5303 | 13.5303 | 3.0095 | 1.5047 | 0 | 100 | 1.5047 |  |  | 11.7466 |  | 0.34832 | 34.832 | 0 | 0 | 2014-03-23 07:30 | 13530.3333 | 13.5303
|  | 2014-03-23 11:30:03 | 35.4533 | 2.8718 | 11.4873 | 6.4195 | 6.4195 | 0.77417 | 0.77417 | 0.65733 | 0.65733 | 4.4908 | 4.4908 | 13.6337 | 13.6337 | 2.0095 | 1.0047 | 0 | 100 | 1.0047 |  |  | 10.7981 |  | 0.32401 | 32.4013 | 0 | 0 | 2014-03-23 08:00 | 13633.6667 | 13.6337
|  | 2014-03-23 12:00:05 | 35.8355 | 2.8635 | 11.454 | 6.4128 | 6.4128 | 0.77633 | 0.77633 | 0.65733 | 0.65733 | 4.5124 | 4.5124 | 13.69 | 13.69 | 1.6674 | 0.8337 | 0 | 100 | 0.8337 |  |  | 11.454 |  | 0.31963 | 31.9627 | 0 | 0 | 2014-03-23 08:30 | 13690 | 13.69
|  | 2014-03-23 12:30:03 | 36.0037 | 2.7807 | 11.1227 | 6.419 | 6.419 | 0.77467 | 0.77467 | 0.65683 | 0.65683 | 4.5124 | 4.5124 | 13.7202 | 13.7202 | 1.2021 | 0.60103 | 0 | 100 | 0.60103 |  |  | 11.1227 |  | 0.30893 | 30.8931 | 0 | 0 | 2014-03-23 09:00 | 13720.1667 | 13.7202
|  | 2014-03-23 13:00:02 | 35.7023 | 2.4787 | 9.9147 | 6.4192 | 6.4192 | 0.73317 | 0.73317 | 0.65683 | 0.65683 | 4.6212 | 4.6212 | 13.7585 | 13.7585 | 0.4012 | 0.2006 | 0 | 100 | 0.2006 |  |  | 9.0223 |  | 0.2777 | 27.7704 | 0 | 0 | 2014-03-23 09:30 | 13758.5 | 13.7585
|  | 2014-03-23 13:30:03 | 35.2322 | 2.4713 | 9.8853 | 6.4208 | 6.4208 | 0.71867 | 0.71867 | 0.6565 | 0.6565 | 4.6212 | 4.6212 | 13.7562 | 13.7562 | 0.82653 | 0.41327 | 0 | 100 | 0.41327 |  |  | 9.6876 |  | 0.28058 | 28.0577 | 0 | 0 | 2014-03-23 10:00 | 13756.1667 | 13.7562
|  | 2014-03-23 14:00:05 | 35.0932 | 2.3807 | 9.5227 | 6.4222 | 6.4222 | 0.71533 | 0.71533 | 0.6545 | 0.6545 | 5.018 | 5.018 | 13.769 | 13.769 | 1.0085 | 0.50425 | 0 | 100 | 0.50425 |  |  | 9.9988 |  | 0.27135 | 27.1354 | 0 | 0 | 2014-03-23 10:30 | 13769 | 13.769
|  | 2014-03-23 14:30:04 | 34.8493 | 2.328 | 9.312 | 6.428 | 6.428 | 0.71317 | 0.71317 | 0.648 | 0.648 | 5.018 | 5.018 | 13.9472 | 13.9472 | 1.217 | 0.6085 | 0 | 100 | 0.6085 |  |  | 8.7533 |  | 0.26721 | 26.7207 | 0 | 0 | 2014-03-23 11:00 | 13947.1667 | 13.9472
|  | 2014-03-23 15:00:02 | 34.866 | 2.1662 | 8.6647 | 6.4743 | 6.4743 | 0.73233 | 0.73233 | 0.657 | 0.657 | 4.136 | 4.136 | 14.2232 | 14.2232 | 0.0215 | 0.01075 | 0 | 100 | 0.01075 |  |  | 7.9715 |  | 0.24851 | 24.8513 | 0 | 0 | 2014-03-23 11:30 | 14223.1667 | 14.2232
|  | 2014-03-23 15:30:01 | 35.2218 | 2.4842 | 9.9367 | 6.4785 | 6.4785 | 0.731 | 0.731 | 0.65533 | 0.65533 | 4.136 | 4.136 | 14.4678 | 14.4678 | 1.1835 | 0.59175 | 0 | 100 | 0.59175 |  |  | 9.4398 |  | 0.28212 | 28.2117 | 0 | 0 | 2014-03-23 12:00 | 14467.8333 | 14.4678
|  | 2014-03-23 16:00:02 | 35.9178 | 2.386 | 9.544 | 6.4852 | 6.4852 | 0.73167 | 0.73167 | 0.65833 | 0.65833 | 2.9104 | 2.9104 | 14.463 | 14.463 | -1.1253 | -0.56263 | 0 | 99.4374 | 0 |  |  | 8.685 |  | 0.26572 | 26.5718 | 0 | 1.1253 | 2014-03-23 12:30 | 14463 | 14.463
|  | 2014-03-23 16:30:05 | 36.7912 | 1.9383 | 7.7533 | 6.4913 | 6.4913 | 0.73383 | 0.73383 | 0.61083 | 0.61083 | 2.9104 | 2.9104 | 14.2608 | 14.2608 | -4.0306 | -2.0153 | 0 | 97.4221 | 0 |  |  | 8.141 |  | 0.21074 | 21.0739 | 0 | 4.0306 | 2014-03-23 13:00 | 14260.8333 | 14.2608
|  | 2014-03-23 17:00:02 | 37.6793 | 2.1115 | 8.446 | 6.5358 | 6.5358 | 0.815 | 0.815 | 0.6555 | 0.6555 | 1.5268 | 1.5268 | 14.2743 | 14.2743 | -5.4259 | -2.7129 | 0 | 94.7091 | 0 |  |  | 8.9528 |  | 0.22415 | 22.4155 | 0 | 5.4259 | 2014-03-23 13:30 | 14274.3333 | 14.2743
|  | 2014-03-23 17:30:03 | 38.3377 | 2.2895 | 9.158 | 6.5797 | 6.5797 | 0.83983 | 0.83983 | 0.6555 | 0.6555 | 1.5268 | 1.5268 | 14.271 | 14.271 | -5.3069 | -2.6534 | 0 | 92.0557 | 0 |  |  | 9.5243 |  | 0.23888 | 23.8877 | 0 | 5.3069 | 2014-03-23 14:00 | 14271 | 14.271
|  | 2014-03-23 18:00:05 | 39.5027 | 1.946 | 7.784 | 6.6005 | 6.6005 | 0.87017 | 0.87017 | 0.654 | 0.654 | 0.2592 | 0.2592 | 14.1725 | 14.1725 | -9.1623 | -4.5811 | 0 | 87.4746 | 0 |  |  | 7.9397 |  | 0.19705 | 19.705 | 0 | 9.1623 | 2014-03-23 14:30 | 14172.5 | 14.1725
|  | 2014-03-23 18:30:02 | 41.3565 | 1.6288 | 6.5153 | 6.6418 | 6.6418 | 0.926 | 0.926 | 0.65617 | 0.65617 | 0.2592 | 0.2592 | 14.2608 | 14.2608 | -12.0971 | -6.0486 | 0 | 81.426 | 0 |  |  | 6.9063 |  | 0.15754 | 15.7541 | 0 | 12.0971 | 2014-03-23 15:00 | 14260.8333 | 14.2608
|  | 2014-03-23 19:00:02 | 42.9348 | 1.4467 | 5.7867 | 6.643 | 6.643 | 0.95583 | 0.95583 | 0.65817 | 0.65817 | 0.064 | 0.064 | 14.2255 | 14.2255 | -14.6017 | -7.3008 | 0 | 74.1252 | 0 |  |  | 5.6709 |  | 0.13478 | 13.4778 | 0 | 14.6017 | 2014-03-23 15:30 | 14225.5 | 14.2255
|  | 2014-03-23 19:30:05 | 42.2752 | 1.3833 | 5.5333 | 6.6683 | 6.6683 | 0.9555 | 0.9555 | 0.65983 | 0.65983 | 0.064 | 0.064 | 14.2662 | 14.2662 | -14.128 | -7.064 | 0 | 67.0611 | 0 |  |  | 6.0313 |  | 0.13089 | 13.0889 | 0 | 14.128 | 2014-03-23 16:00 | 14266.1667 | 14.2662
|  | 2014-03-23 20:00:02 | 41.74 | 1.4083 | 5.6333 | 6.6755 | 6.6755 | 0.9645 | 0.9645 | 0.66033 | 0.66033 | 0 | 0 | 14.2657 | 14.2657 | -13.5407 | -6.7703 | 0 | 60.2908 | 0 |  |  | 5.9713 |  | 0.13496 | 13.4962 | 0 | 13.5407 | 2014-03-23 16:30 | 14265.6667 | 14.2657
|  | 2014-03-23 20:30:04 | 40.4618 | 1.3698 | 5.4793 | 6.6802 | 6.6802 | 0.96033 | 0.96033 | 0.659 | 0.659 | 0 | 0 | 14.2458 | 14.2458 | -12.4372 | -6.2186 | 0 | 54.0722 | 0 |  |  | 5.9177 |  | 0.13542 | 13.542 | 0 | 12.4372 | 2014-03-23 17:00 | 14245.8333 | 14.2458
|  | 2014-03-23 21:00:04 | 39.152 | 1.1895 | 4.758 | 6.688 | 6.688 | 0.91683 | 0.91683 | 0.66033 | 0.66033 | 0 | 0 | 14.2097 | 14.2097 | -11.9192 | -5.9596 | 0 | 48.1127 | 0 |  |  | 4.6153 |  | 0.12153 | 12.1526 | 0 | 11.9192 | 2014-03-23 17:30 | 14209.6667 | 14.2097
|  | 2014-03-23 21:30:03 | 37.1913 | 0.96617 | 3.8647 | 6.6973 | 6.6973 | 0.90083 | 0.90083 | 0.66033 | 0.66033 | 0 | 0 | 14.2078 | 14.2078 | -10.8603 | -5.4302 | 0 | 42.6825 | 0 |  |  | 3.5941 |  | 0.10391 | 10.3913 | 0 | 10.8603 | 2014-03-23 18:00 | 14207.8333 | 14.2078
|  | 2014-03-23 22:00:02 | 35.529 | 0.71583 | 2.8633 | 6.719 | 6.719 | 0.84733 | 0.84733 | 0.6595 | 0.6595 | 0 | 0 | 14.1348 | 14.1348 | -10.305 | -5.1525 | 0 | 37.53 | 0 |  |  | 2.6629 |  | 0.080591 | 8.0591 | 0 | 10.305 | 2014-03-23 18:30 | 14134.8333 | 14.1348
|  | 2014-03-23 22:30:03 | 33.6353 | 0.69533 | 2.7813 | 6.7325 | 6.7325 | 0.78117 | 0.78117 | 0.65933 | 0.65933 | 0 | 0 | 13.6913 | 13.6913 | -8.9897 | -4.4948 | 0 | 33.0352 | 0 |  |  | 2.7257 |  | 0.082691 | 8.2691 | 0 | 8.9897 | 2014-03-23 19:00 | 13691.3333 | 13.6913
|  | 2014-03-23 23:00:03 | 32.0422 | 0.759 | 3.036 | 6.7503 | 6.7503 | 0.781 | 0.781 | 0.65917 | 0.65917 | 0 | 0 | 13.4315 | 13.4315 | -7.3842 | -3.6921 | 0 | 29.3431 | 0 |  |  | 3.2789 |  | 0.09475 | 9.475 | 0 | 7.3842 | 2014-03-23 19:30 | 13431.5 | 13.4315
|  | 2014-03-23 23:30:01 | 31.4517 | 0.75817 | 3.0327 | 6.7588 | 6.7588 | 0.782 | 0.782 | 0.65967 | 0.65967 | 0 | 0 | 13.6342 | 13.6342 | -6.5843 | -3.2922 | 0 | 26.0509 | 0 |  |  | 3.1236 |  | 0.096423 | 9.6423 | 0 | 6.5843 | 2014-03-23 20:00 | 13634.1667 | 13.6342
|  | 2014-03-24 00:00:05 | 30.996 | 0.75367 | 3.0147 | 6.6415 | 6.6415 | 0.78067 | 0.78067 | 0.657 | 0.657 | 0 | 0 | 13.8163 | 13.8163 | -6.0858 | -3.0429 | 0 | 23.008 | 0 |  |  | 3.1051 |  | 0.09726 | 9.726 | 0 | 6.0858 | 2014-03-23 20:30 | 13816.3333 | 13.8163
|  | 2014-03-24 00:30:05 | 30.954 | 0.78817 | 3.1527 | 6.5353 | 6.5353 | 0.7815 | 0.7815 | 0.65833 | 0.65833 | 0 | 0 | 14.0207 | 14.0207 | -5.8055 | -2.9027 | 0 | 20.1052 | 0 |  |  | 3.3418 |  | 0.10185 | 10.185 | 0 | 5.8055 | 2014-03-23 21:00 | 14020.6667 | 14.0207
|  | 2014-03-24 01:00:04 | 30.9477 | 0.65683 | 2.6273 | 6.5395 | 6.5395 | 0.76167 | 0.76167 | 0.6585 | 0.6585 | 0 | 0 | 14.2728 | 14.2728 | -6.0878 | -3.0439 | 0 | 17.0613 | 0 |  |  | 2.8112 |  | 0.084896 | 8.4896 | 0 | 6.0878 | 2014-03-23 21:30 | 14272.8333 | 14.2728
|  | 2014-03-24 01:30:04 | 30.394 | 0.59833 | 2.3933 | 6.5588 | 6.5588 | 0.77033 | 0.77033 | 0.6495 | 0.6495 | 0 | 0 | 14.2405 | 14.2405 | -5.7815 | -2.8908 | 0 | 14.1706 | 0 |  |  | 2.5609 |  | 0.078744 | 7.8744 | 0 | 5.7815 | 2014-03-23 22:00 | 14240.5 | 14.2405
|  | 2014-03-24 02:00:02 | 29.9468 | 0.5675 | 2.27 | 6.573 | 6.573 | 0.72067 | 0.72067 | 0.65083 | 0.65083 | 0 | 0 | 14.2178 | 14.2178 | -5.5145 | -2.7572 | 0 | 11.4133 | 0 |  |  | 2.2473 |  | 0.075801 | 7.5801 | 0 | 5.5145 | 2014-03-23 22:30 | 14217.8333 | 14.2178
|  | 2014-03-24 02:30:03 | 29.8883 | 0.59417 | 2.3767 | 6.5987 | 6.5987 | 0.69483 | 0.69483 | 0.655 | 0.655 | 0 | 0 | 14.1225 | 14.1225 | -5.4407 | -2.7203 | 0 | 8.693 | 0 |  |  | 2.3054 |  | 0.079518 | 7.9518 | 0 | 5.4407 | 2014-03-23 23:00 | 14122.5 | 14.1225
|  | 2014-03-24 03:00:05 | 29.6888 | 0.57883 | 2.3153 | 6.6235 | 6.6235 | 0.68783 | 0.68783 | 0.65583 | 0.65583 | 0 | 0 | 13.8908 | 13.8908 | -5.5155 | -2.7577 | 0 | 5.9352 | 0 |  |  | 2.2227 |  | 0.077987 | 7.7987 | 0 | 5.5155 | 2014-03-23 23:30 | 13890.8333 | 13.8908
|  | 2014-03-24 03:30:03 | 29.1085 | 0.59833 | 2.3933 | 6.627 | 6.627 | 0.687 | 0.687 | 0.65367 | 0.65367 | 0 | 0 | 13.367 | 13.367 | -5.3805 | -2.6903 | 0 | 3.245 | 0 |  |  | 2.2497 |  | 0.082221 | 8.2221 | 0 | 5.3805 | 2014-03-24 | 13367 | 13.367
|  | 2014-03-24 04:00:07 | 28.7638 | 0.58867 | 2.3547 | 6.6333 | 6.6333 | 0.688 | 0.688 | 0.65083 | 0.65083 | 0 | 0 | 13.1853 | 13.1853 | -5.2517 | -2.6258 | 0 | 0.61915 | 0 |  |  | 2.284 |  | 0.081862 | 8.1862 | 0 | 5.2517 | 2014-03-24 00:30 | 13185.3333 | 13.1853
|  | 2014-03-24 04:30:01 | 28.7447 | 0.58983 | 2.3593 | 6.6472 | 6.6472 | 0.68833 | 0.68833 | 0.65383 | 0.65383 | 0 | 0 | 13.22 | 13.22 | -5.176 | -2.588 | 0 | 0 | 0 |  |  | 2.4537 |  | 0.082079 | 8.2079 | 0 | 1.2383 | 2014-03-24 01:00 | 13220 | 13.22
|  | 2014-03-24 05:00:01 | 29.3368 | 0.654 | 2.616 | 6.6643 | 6.6643 | 0.69783 | 0.69783 | 0.6545 | 0.6545 | 0 | 0 | 13.5638 | 13.5638 | -5.1403 | -2.5702 | 2.588 | 0 | 0 |  |  | 2.459 |  | 0.089171 | 8.9171 | 5.176 | 0 | 2014-03-24 01:30 | 13563.8333 | 13.5638
|  | 2014-03-24 05:30:02 | 30.3458 | 0.72217 | 2.8887 | 6.676 | 6.676 | 0.72483 | 0.72483 | 0.65217 | 0.65217 | 0 | 0 | 13.8847 | 13.8847 | -5.5195 | -2.7598 | 2.5702 | 0 | 0 |  |  | 2.9176 |  | 0.095192 | 9.5192 | 5.1403 | 0 | 2014-03-24 02:00 | 13884.6667 | 13.8847
|  | 2014-03-24 06:00:05 | 32.1097 | 0.85783 | 3.4313 | 6.6745 | 6.6745 | 0.74667 | 0.74667 | 0.65267 | 0.65267 | 0 | 0 | 14.3962 | 14.3962 | -6.2083 | -3.1042 | 2.7598 | 0 | 0 |  |  | 3.5 |  | 0.10686 | 10.6863 | 5.5195 | 0 | 2014-03-24 02:30 | 14396.1667 | 14.3962
|  | 2014-03-24 06:30:02 | 34.5653 | 1.0118 | 4.0473 | 6.6762 | 6.6762 | 0.757 | 0.757 | 0.654 | 0.654 | 0 | 0 | 14.9 | 14.9 | -7.5308 | -3.7654 | 3.1042 | 0 | 0 |  |  | 4.2092 |  | 0.11709 | 11.7092 | 6.2083 | 0 | 2014-03-24 03:00 | 14900 | 14.9
|  | 2014-03-24 07:00:02 | 37.7638 | 1.1397 | 4.5587 | 6.6777 | 6.6777 | 0.8335 | 0.8335 | 0.71783 | 0.71783 | 0.4168 | 0.4168 | 15.331 | 15.331 | -9.2284 | -4.6142 | 3.7654 | 0 | 0 |  |  | 4.194 |  | 0.12072 | 12.0715 | 7.5308 | 0 | 2014-03-24 03:30 | 15331 | 15.331
|  | 2014-03-24 07:30:02 | 39.9167 | 1.2282 | 4.9127 | 6.6772 | 6.6772 | 0.84117 | 0.84117 | 0.84633 | 0.84633 | 0.4168 | 0.4168 | 15.6903 | 15.6903 | -10.5322 | -5.2661 | 4.6142 | 0 | 0 |  |  | 5.3057 |  | 0.12307 | 12.3073 | 9.2284 | 0 | 2014-03-24 04:00 | 15690.3333 | 15.6903
|  | 2014-03-24 08:00:05 | 40.672 | 1.2872 | 5.1487 | 6.6722 | 6.6722 | 0.84183 | 0.84183 | 0.89733 | 0.89733 | 1.3032 | 1.3032 | 15.7305 | 15.7305 | -10.0783 | -5.0392 | 5.2661 | 0 | 0 |  |  | 5.4061 |  | 0.12659 | 12.659 | 10.5322 | 0 | 2014-03-24 04:30 | 15730.5 | 15.7305
|  | 2014-03-24 08:30:03 | 41.0965 | 1.3838 | 5.5353 | 6.6683 | 6.6683 | 0.8305 | 0.8305 | 0.9185 | 0.9185 | 1.3032 | 1.3032 | 15.8613 | 15.8613 | -9.9793 | -4.9896 | 5.0392 | 0 | 0 |  |  | 5.48 |  | 0.13469 | 13.4691 | 10.0783 | 0 | 2014-03-24 05:00 | 15861.3333 | 15.8613
|  | 2014-03-24 09:00:06 | 41.6345 | 1.6605 | 6.642 | 6.664 | 6.664 | 0.81133 | 0.81133 | 0.94117 | 0.94117 | 2.2208 | 2.2208 | 15.9488 | 15.9488 | -8.4064 | -4.2032 | 4.9896 | 0 | 0 |  |  | 6.642 |  | 0.15953 | 15.9531 | 9.9793 | 0 | 2014-03-24 05:30 | 15948.8333 | 15.9488
|  | 2014-03-24 09:30:02 | 41.8003 | 2.0067 | 8.0267 | 6.7318 | 6.7318 | 0.79333 | 0.79333 | 0.98833 | 0.98833 | 2.2208 | 2.2208 | 15.9047 | 15.9047 | -7.1347 | -3.5674 | 4.2032 | 0 | 0 |  |  | 8.0267 |  | 0.19202 | 19.2024 | 8.4064 | 0 | 2014-03-24 06:00 | 15904.6667 | 15.9047
|  | 2014-03-24 10:00:02 | 41.4373 | 2.1608 | 8.6433 | 6.8528 | 6.8528 | 0.78667 | 0.78667 | 0.99967 | 0.99967 | 2.9656 | 2.9656 | 15.8385 | 15.8385 | -5.3507 | -2.6754 | 3.5674 | 0 | 0 |  |  | 9.2484 |  | 0.20859 | 20.8588 | 7.1347 | 0 | 2014-03-24 06:30 | 15838.5 | 15.8385
|  | 2014-03-24 10:30:01 | 41.2158 | 2.34 | 9.36 | 6.8673 | 6.8673 | 0.77883 | 0.77883 | 1.0058 | 1.0058 | 2.9656 | 2.9656 | 15.7908 | 15.7908 | -4.4474 | -2.2237 | 2.6754 | 0 | 0 |  |  | 10.1088 |  | 0.2271 | 22.7097 | 5.3507 | 0 | 2014-03-24 07:00 | 15790.8333 | 15.7908
|  | 2014-03-24 11:00:04 | 41.0662 | 2.585 | 10.34 | 6.86 | 6.86 | 0.77783 | 0.77783 | 1.0108 | 1.0108 | 4.234 | 4.234 | 15.7608 | 15.7608 | -2.0827 | -1.0413 | 2.2237 | 0 | 0 |  |  | 10.4434 |  | 0.25179 | 25.1789 | 4.4474 | 0 | 2014-03-24 07:30 | 15760.8333 | 15.7608
|  | 2014-03-24 11:30:02 | 41.0113 | 2.7602 | 11.0407 | 6.8618 | 6.8618 | 0.77817 | 0.77817 | 1.015 | 1.015 | 4.234 | 4.234 | 15.7167 | 15.7167 | -1.365 | -0.6825 | 1.0413 | 0 | 0 |  |  | 10.8199 |  | 0.26921 | 26.921 | 2.0827 | 0 | 2014-03-24 08:00 | 15716.6667 | 15.7167
|  | 2014-03-24 12:00:07 | 41.001 | 2.8488 | 11.3953 | 6.8593 | 6.8593 | 0.69233 | 0.69233 | 1.0332 | 1.0332 | 5.1444 | 5.1444 | 15.9685 | 15.9685 | 0.092067 | 0.046033 | 0.6825 | 0.046033 | 0 |  |  | 12.307 |  | 0.27793 | 27.7928 | 1.365 | 0 | 2014-03-24 08:30 | 15968.5 | 15.9685
|  | 2014-03-24 12:30:02 | 40.811 | 2.9217 | 11.6867 | 6.8615 | 6.8615 | 0.64883 | 0.64883 | 1.0448 | 1.0448 | 5.1444 | 5.1444 | 16.0115 | 16.0115 | 0.58673 | 0.29337 | 0 | 0.3394 | 0 |  |  | 10.9855 |  | 0.28636 | 28.6361 | 0 | 0 | 2014-03-24 09:00 | 16011.5 | 16.0115
|  | 2014-03-24 13:00:02 | 40.4183 | 2.9472 | 11.7887 | 6.863 | 6.863 | 0.616 | 0.616 | 1.0452 | 1.0452 | 4.9292 | 4.9292 | 15.7918 | 15.7918 | 0.61553 | 0.30777 | 0 | 0.64717 | 0 |  |  | 12.0244 |  | 0.29167 | 29.1666 | 0 | 0 | 2014-03-24 09:30 | 15791.8333 | 15.7918
|  | 2014-03-24 13:30:02 | 40.2115 | 3.0843 | 12.3373 | 6.874 | 6.874 | 0.59783 | 0.59783 | 1.0433 | 1.0433 | 4.9292 | 4.9292 | 15.7108 | 15.7108 | 1.281 | 0.64052 | 0 | 1.2877 | 0 |  |  | 13.4477 |  | 0.30681 | 30.6811 | 0 | 0 | 2014-03-24 10:00 | 15710.8333 | 15.7108
|  | 2014-03-24 14:00:03 | 40.1117 | 3.1042 | 12.4167 | 6.8772 | 6.8772 | 0.585 | 0.585 | 1.043 | 1.043 | 4.024 | 4.024 | 15.5452 | 15.5452 | 0.37933 | 0.18967 | 0 | 1.4774 | 0 |  |  | 11.7958 |  | 0.30955 | 30.9552 | 0 | 0 | 2014-03-24 10:30 | 15545.1667 | 15.5452
|  | 2014-03-24 14:30:01 | 40.0025 | 3.1338 | 12.5353 | 6.8713 | 6.8713 | 0.58133 | 0.58133 | 1.0452 | 1.0452 | 4.024 | 4.024 | 15.6057 | 15.6057 | 0.66033 | 0.33017 | 0 | 1.8075 | 0 |  |  | 12.0339 |  | 0.31336 | 31.3364 | 0 | 0 | 2014-03-24 11:00 | 15605.6667 | 15.6057
|  | 2014-03-24 15:00:05 | 39.7833 | 3.2727 | 13.0907 | 6.863 | 6.863 | 0.6015 | 0.6015 | 1.0445 | 1.0445 | 2.4004 | 2.4004 | 15.5802 | 15.5802 | -0.2031 | -0.10155 | 0 | 1.706 | 0 |  |  | 12.3052 |  | 0.32905 | 32.9049 | 0 | 0.2031 | 2014-03-24 11:30 | 15580.1667 | 15.5802
|  | 2014-03-24 15:30:05 | 40.163 | 3.3423 | 13.3693 | 6.8655 | 6.8655 | 0.60783 | 0.60783 | 1.0138 | 1.0138 | 2.4004 | 2.4004 | 15.422 | 15.422 | -0.4841 | -0.24205 | 0 | 1.4639 | 0 |  |  | 14.5726 |  | 0.33288 | 33.2877 | 0 | 0.4841 | 2014-03-24 12:00 | 15422 | 15.422
|  | 2014-03-24 16:00:03 | 41.0632 | 3.3277 | 13.3107 | 6.8982 | 6.8982 | 0.63467 | 0.63467 | 1.0077 | 1.0077 | 2.4908 | 2.4908 | 15.5062 | 15.5062 | -1.215 | -0.60752 | 0 | 0.8564 | 0 |  |  | 14.2424 |  | 0.32415 | 32.4151 | 0 | 1.215 | 2014-03-24 12:30 | 15506.1667 | 15.5062
|  | 2014-03-24 16:30:03 | 42.2665 | 3.3443 | 13.3773 | 6.9972 | 6.9972 | 0.66383 | 0.66383 | 1.0498 | 1.0498 | 2.4908 | 2.4908 | 15.767 | 15.767 | -1.9205 | -0.96027 | 0 | 0 | 0 |  |  | 14.7151 |  | 0.3165 | 31.65 | 0 | 1.7128 | 2014-03-24 13:00 | 15767 | 15.767
|  | 2014-03-24 17:00:05 | 43.2032 | 3.387 | 13.548 | 7.0305 | 7.0305 | 0.758 | 0.758 | 1.0505 | 1.0505 | 1.034 | 1.034 | 15.923 | 15.923 | -3.8592 | -1.9296 | 0.96027 | 0 | 0 |  |  | 14.7673 |  | 0.31359 | 31.3588 | 1.9205 | 0 | 2014-03-24 13:30 | 15923 | 15.923
|  | 2014-03-24 17:30:05 | 43.7495 | 3.2548 | 13.0193 | 7.0492 | 7.0492 | 0.78967 | 0.78967 | 1.0498 | 1.0498 | 1.034 | 1.034 | 15.9697 | 15.9697 | -4.8378 | -2.4189 | 1.9296 | 0 | 0 |  |  | 12.2382 |  | 0.29759 | 29.7588 | 3.8592 | 0 | 2014-03-24 14:00 | 15969.6667 | 15.9697
|  | 2014-03-24 18:00:02 | 44.5707 | 3.2085 | 12.834 | 7.0617 | 7.0617 | 0.801 | 0.801 | 1.0483 | 1.0483 | 0.2044 | 0.2044 | 16.129 | 16.129 | -6.4923 | -3.2461 | 2.4189 | 0 | 0 |  |  | 12.1923 |  | 0.28795 | 28.7947 | 4.8378 | 0 | 2014-03-24 14:30 | 16129 | 16.129
|  | 2014-03-24 18:30:03 | 46.3207 | 3.3902 | 13.5607 | 7.0873 | 7.0873 | 0.814 | 0.814 | 1.0227 | 1.0227 | 0.2044 | 0.2044 | 16.2418 | 16.2418 | -7.3898 | -3.6949 | 3.2461 | 0 | 0 |  |  | 13.6963 |  | 0.29276 | 29.2756 | 6.4923 | 0 | 2014-03-24 15:00 | 16241.8333 | 16.2418
|  | 2014-03-24 19:00:02 | 46.9745 | 3.6145 | 14.458 | 7.105 | 7.105 | 0.79833 | 0.79833 | 1.0357 | 1.0357 | 0.016 | 0.016 | 16.0008 | 16.0008 | -7.5607 | -3.7803 | 3.6949 | 0 | 0 |  |  | 14.458 |  | 0.30778 | 30.7784 | 7.3898 | 0 | 2014-03-24 15:30 | 16000.8333 | 16.0008
|  | 2014-03-24 19:30:02 | 45.826 | 3.7905 | 15.162 | 7.119 | 7.119 | 0.79117 | 0.79117 | 1.0462 | 1.0462 | 0.016 | 0.016 | 16.0265 | 16.0265 | -5.6652 | -2.8326 | 3.7803 | 0 | 0 |  |  | 15.0104 |  | 0.33086 | 33.086 | 7.5607 | 0 | 2014-03-24 16:00 | 16026.5 | 16.0265
|  | 2014-03-24 20:00:02 | 44.4388 | 3.8417 | 15.3667 | 7.1192 | 7.1192 | 0.79067 | 0.79067 | 1.0433 | 1.0433 | 0 | 0 | 15.9988 | 15.9988 | -4.1202 | -2.0601 | 2.8326 | 0 | 0 |  |  | 15.3667 |  | 0.34579 | 34.5794 | 5.6652 | 0 | 2014-03-24 16:30 | 15998.8333 | 15.9988
|  | 2014-03-24 20:30:02 | 42.7812 | 3.9258 | 15.7033 | 7.1118 | 7.1118 | 0.79033 | 0.79033 | 1.0343 | 1.0343 | 0 | 0 | 15.8958 | 15.8958 | -2.2455 | -1.1227 | 2.0601 | 0 | 0 |  |  | 15.7033 |  | 0.36706 | 36.7062 | 4.1202 | 0 | 2014-03-24 17:00 | 15895.8333 | 15.8958
|  | 2014-03-24 21:00:02 | 40.8542 | 4.0098 | 16.0393 | 7.1158 | 7.1158 | 0.68867 | 0.68867 | 1.0343 | 1.0343 | 0 | 0 | 15.7788 | 15.7788 | -0.19717 | -0.098583 | 1.1227 | 0 | 0 |  |  | 16.3601 |  | 0.3926 | 39.26 | 2.2455 | 0 | 2014-03-24 17:30 | 15778.8333 | 15.7788
|  | 2014-03-24 21:30:03 | 38.4932 | 4.037 | 16.148 | 7.1545 | 7.1545 | 0.62583 | 0.62583 | 1.0328 | 1.0328 | 0 | 0 | 15.4212 | 15.4212 | 1.8892 | 0.94458 | 0.098583 | 0.94458 | 0 |  |  | 16.3095 |  | 0.4195 | 41.9503 | 0.19717 | 0 | 2014-03-24 18:00 | 15421.1667 | 15.4212
|  | 2014-03-24 22:00:03 | 36.3613 | 3.9105 | 15.642 | 7.168 | 7.168 | 0.628 | 0.628 | 1.0363 | 1.0363 | 0 | 0 | 15.0515 | 15.0515 | 3.1645 | 1.5823 | 0 | 2.5268 | 0 |  |  | 15.0163 |  | 0.43018 | 43.0182 | 0 | 0 | 2014-03-24 18:30 | 15051.5 | 15.0515
|  | 2014-03-24 22:30:03 | 34.3562 | 3.6288 | 14.5153 | 7.1703 | 7.1703 | 0.62683 | 0.62683 | 1.0372 | 1.0372 | 0 | 0 | 14.493 | 14.493 | 3.4865 | 1.7432 | 0 | 4.2701 | 0 |  |  | 15.8217 |  | 0.4225 | 42.2496 | 0 | 0 | 2014-03-24 19:00 | 14493 | 14.493
|  | 2014-03-24 23:00:03 | 32.5288 | 3.7988 | 15.1953 | 7.1775 | 7.1775 | 0.622 | 0.622 | 1.0337 | 1.0337 | 0 | 0 | 13.0275 | 13.0275 | 4.5272 | 2.2636 | 0 | 6.5337 | 0 |  |  | 16.5629 |  | 0.46713 | 46.7134 | 0 | 0 | 2014-03-24 19:30 | 13027.5 | 13.0275
|  | 2014-03-24 23:30:04 | 31.1367 | 3.822 | 15.288 | 7.1795 | 7.1795 | 0.621 | 0.621 | 1.041 | 1.041 | 0 | 0 | 12.3575 | 12.3575 | 5.3503 | 2.6752 | 0 | 9.2088 | 0 |  |  | 14.2178 |  | 0.491 | 49.0997 | 0 | 0 | 2014-03-24 20:00 | 12357.5 | 12.3575
|  | 2014-03-25 00:00:03 | 30.626 | 3.6582 | 14.6327 | 7.1947 | 7.1947 | 0.61433 | 0.61433 | 1.0363 | 1.0363 | 0 | 0 | 12.4287 | 12.4287 | 5.2807 | 2.6403 | 0 | 11.8492 | 0 |  |  | 15.218 |  | 0.47779 | 47.7786 | 0 | 0 | 2014-03-24 20:30 | 12428.6667 | 12.4287
|  | 2014-03-25 00:30:02 | 30.9573 | 3.7205 | 14.882 | 7.1987 | 7.1987 | 0.60483 | 0.60483 | 1.0383 | 1.0383 | 0 | 0 | 12.751 | 12.751 | 5.5175 | 2.7587 | 0 | 14.6079 | 0 |  |  | 16.0726 |  | 0.48073 | 48.0726 | 0 | 0 | 2014-03-24 21:00 | 12751 | 12.751
|  | 2014-03-25 01:00:01 | 31.1565 | 3.6335 | 14.534 | 7.2015 | 7.2015 | 0.56867 | 0.56867 | 1.0393 | 1.0393 | 0 | 0 | 12.9427 | 12.9427 | 5.1297 | 2.5648 | 0 | 17.1727 | 0 |  |  | 14.97 |  | 0.46648 | 46.6484 | 0 | 0 | 2014-03-24 21:30 | 12942.6667 | 12.9427
|  | 2014-03-25 01:30:01 | 30.5385 | 3.5293 | 14.1173 | 7.2088 | 7.2088 | 0.5535 | 0.5535 | 1.0387 | 1.0387 | 0 | 0 | 12.5993 | 12.5993 | 4.9792 | 2.4896 | 0 | 19.6623 | 0 |  |  | 15.5291 |  | 0.46228 | 46.228 | 0 | 0 | 2014-03-24 22:00 | 12599.3333 | 12.5993
|  | 2014-03-25 02:00:02 | 30.0907 | 3.5477 | 14.1907 | 7.2115 | 7.2115 | 0.5485 | 0.5485 | 1.0387 | 1.0387 | 0 | 0 | 12.06 | 12.06 | 4.9587 | 2.4793 | 0 | 22.1417 | 0 |  |  | 14.0488 |  | 0.4716 | 47.1597 | 0 | 0 | 2014-03-24 22:30 | 12060 | 12.06
|  | 2014-03-25 02:30:02 | 29.8057 | 3.3613 | 13.4453 | 7.2065 | 7.2065 | 0.54867 | 0.54867 | 1.0463 | 1.0463 | 0 | 0 | 11.887 | 11.887 | 4.3282 | 2.1641 | 0 | 24.3057 | 0 |  |  | 12.1008 |  | 0.4511 | 45.11 | 0 | 0 | 2014-03-24 23:00 | 11887 | 11.887
|  | 2014-03-25 03:00:05 | 29.8573 | 3.374 | 13.496 | 7.2072 | 7.2072 | 0.54683 | 0.54683 | 1.054 | 1.054 | 0 | 0 | 11.7802 | 11.7802 | 4.2268 | 2.1134 | 0 | 26.4192 | 0 |  |  | 13.9009 |  | 0.45202 | 45.2016 | 0 | 0 | 2014-03-24 23:30 | 11780.1667 | 11.7802
|  | 2014-03-25 03:30:03 | 29.3638 | 3.4038 | 13.6153 | 7.206 | 7.206 | 0.54667 | 0.54667 | 1.0625 | 1.0625 | 0 | 0 | 11.5837 | 11.5837 | 4.6503 | 2.3252 | 0 | 28.7443 | 0 |  |  | 14.8407 |  | 0.46368 | 46.3677 | 0 | 0 | 2014-03-25 | 11583.6667 | 11.5837
|  | 2014-03-25 04:00:02 | 29.1175 | 3.3043 | 13.2173 | 7.2055 | 7.2055 | 0.54717 | 0.54717 | 1.075 | 1.075 | 0 | 0 | 11.4632 | 11.4632 | 4.3907 | 2.1953 | 0 | 30.9397 | 0 |  |  | 13.4817 |  | 0.45393 | 45.3931 | 0 | 0 | 2014-03-25 00:30 | 11463.1667 | 11.4632
|  | 2014-03-25 04:30:03 | 29.2992 | 3.2843 | 13.1373 | 7.2177 | 7.2177 | 0.54817 | 0.54817 | 1.0838 | 1.0838 | 0 | 0 | 11.6237 | 11.6237 | 4.3115 | 2.1558 | 0 | 33.0954 | 0 |  |  | 12.6118 |  | 0.44839 | 44.8386 | 0 | 0 | 2014-03-25 01:00 | 11623.6667 | 11.6237
|  | 2014-03-25 05:00:03 | 29.6305 | 3.049 | 12.196 | 7.2185 | 7.2185 | 0.5475 | 0.5475 | 1.0837 | 1.0837 | 0 | 0 | 12.2478 | 12.2478 | 3.663 | 1.8315 | 0 | 34.9269 | 0 |  |  | 13.0497 |  | 0.4116 | 41.1603 | 0 | 0 | 2014-03-25 01:30 | 12247.8333 | 12.2478
|  | 2014-03-25 05:30:02 | 30.3905 | 2.6685 | 10.674 | 7.2287 | 7.2287 | 0.548 | 0.548 | 1.0757 | 1.0757 | 0 | 0 | 12.7653 | 12.7653 | 1.9012 | 0.95058 | 0 | 35.8775 | 0 |  |  | 11.6347 |  | 0.35123 | 35.1228 | 0 | 0 | 2014-03-25 02:00 | 12765.3333 | 12.7653
|  | 2014-03-25 06:00:02 | 32.2362 | 2.2932 | 9.1727 | 7.227 | 7.227 | 0.55067 | 0.55067 | 1.081 | 1.081 | 0 | 0 | 13.2913 | 13.2913 | -0.9135 | -0.45675 | 0 | 35.4208 | 0 |  |  | 8.6223 |  | 0.28455 | 28.4546 | 0 | 0.9135 | 2014-03-25 02:30 | 13291.3333 | 13.2913
|  | 2014-03-25 06:30:02 | 34.5955 | 1.9057 | 7.6227 | 7.2228 | 7.2228 | 0.55967 | 0.55967 | 1.0848 | 1.0848 | 0 | 0 | 14.2303 | 14.2303 | -3.8752 | -1.9376 | 0 | 33.4832 | 0 |  |  | 7.0129 |  | 0.22034 | 22.0337 | 0 | 3.8752 | 2014-03-25 03:00 | 14230.3333 | 14.2303
|  | 2014-03-25 07:00:05 | 38.3602 | 1.5325 | 6.13 | 7.226 | 7.226 | 0.603 | 0.603 | 1.0897 | 1.0897 | 0.2088 | 0.2088 | 15.4505 | 15.4505 | -7.6522 | -3.8261 | 0 | 29.6571 | 0 |  |  | 6.0074 |  | 0.1598 | 15.9801 | 0 | 7.6522 | 2014-03-25 03:30 | 15450.5 | 15.4505
|  | 2014-03-25 07:30:03 | 40.8347 | 1.3257 | 5.3027 | 7.2208 | 7.2208 | 0.60517 | 0.60517 | 1.0893 | 1.0893 | 0.2088 | 0.2088 | 16.0542 | 16.0542 | -10.3537 | -5.1768 | 0 | 24.4802 | 0 |  |  | 4.8785 |  | 0.12986 | 12.9857 | 0 | 10.3537 | 2014-03-25 04:00 | 16054.1667 | 16.0542
|  | 2014-03-25 08:00:01 | 42.1608 | 1.2803 | 5.1213 | 7.2243 | 7.2243 | 0.60467 | 0.60467 | 1.0893 | 1.0893 | 1.0552 | 1.0552 | 16.1408 | 16.1408 | -10.9251 | -5.4626 | 0 | 19.0177 | 0 |  |  | 4.9677 |  | 0.12147 | 12.1471 | 0 | 10.9251 | 2014-03-25 04:30 | 16140.8333 | 16.1408
|  | 2014-03-25 08:30:05 | 42.7887 | 1.1703 | 4.6813 | 7.225 | 7.225 | 0.63583 | 0.63583 | 1.0898 | 1.0898 | 1.0552 | 1.0552 | 16.3025 | 16.3025 | -11.799 | -5.8995 | 0 | 13.1182 | 0 |  |  | 4.3536 |  | 0.10941 | 10.9406 | 0 | 11.799 | 2014-03-25 05:00 | 16302.5 | 16.3025
|  | 2014-03-25 09:00:02 | 43.3972 | 1.022 | 4.088 | 7.2207 | 7.2207 | 0.70717 | 0.70717 | 1.09 | 1.09 | 2.294 | 2.294 | 16.5197 | 16.5197 | -11.4777 | -5.7388 | 0 | 7.3793 | 0 |  |  | 4.0062 |  | 0.0942 | 9.42 | 0 | 11.4777 | 2014-03-25 05:30 | 16519.6667 | 16.5197
|  | 2014-03-25 09:30:04 | 43.6552 | 1.0178 | 4.0713 | 7.2225 | 7.2225 | 0.74417 | 0.74417 | 1.0898 | 1.0898 | 2.294 | 2.294 | 16.5655 | 16.5655 | -11.6678 | -5.8339 | 0 | 1.5454 | 0 |  |  | 3.8271 |  | 0.093261 | 9.3261 | 0 | 11.6678 | 2014-03-25 06:00 | 16565.5 | 16.5655
|  | 2014-03-25 10:00:04 | 43.7227 | 0.9955 | 3.982 | 7.2207 | 7.2207 | 0.7435 | 0.7435 | 1.0938 | 1.0938 | 3.2096 | 3.2096 | 16.2283 | 16.2283 | -11.2447 | -5.6224 | 0 | 0 | 0 |  |  | 3.7829 |  | 0.091074 | 9.1074 | 0 | 3.0908 | 2014-03-25 06:30 | 16228.3333 | 16.2283
|  | 2014-03-25 10:30:02 | 43.6947 | 0.9525 | 3.81 | 7.2185 | 7.2185 | 0.74433 | 0.74433 | 1.0943 | 1.0943 | 3.2096 | 3.2096 | 16.1147 | 16.1147 | -11.5032 | -5.7516 | 5.6224 | 0 | 0 |  |  | 3.429 |  | 0.087196 | 8.7196 | 11.2447 | 0 | 2014-03-25 07:00 | 16114.6667 | 16.1147
|  | 2014-03-25 11:00:02 | 43.77 | 0.92967 | 3.7187 | 7.2185 | 7.2185 | 0.7055 | 0.7055 | 1.099 | 1.099 | 3.7404 | 3.7404 | 16.3848 | 16.3848 | -10.9031 | -5.4516 | 5.7516 | 0 | 0 |  |  | 3.384 |  | 0.084959 | 8.4959 | 11.5032 | 0 | 2014-03-25 07:30 | 16384.8333 | 16.3848
|  | 2014-03-25 11:30:03 | 43.8562 | 1.019 | 4.076 | 7.2198 | 7.2198 | 0.665 | 0.665 | 1.0983 | 1.0983 | 3.7404 | 3.7404 | 16.5417 | 16.5417 | -10.5149 | -5.2575 | 5.4516 | 0 | 0 |  |  | 3.9945 |  | 0.09294 | 9.294 | 10.9031 | 0 | 2014-03-25 08:00 | 16541.6667 | 16.5417
|  | 2014-03-25 12:00:05 | 44.0908 | 1.1115 | 4.446 | 7.2235 | 7.2235 | 0.66817 | 0.66817 | 1.1012 | 1.1012 | 4.7956 | 4.7956 | 16.4633 | 16.4633 | -9.3931 | -4.6965 | 5.2575 | 0 | 0 |  |  | 4.1792 |  | 0.10084 | 10.0837 | 10.5149 | 0 | 2014-03-25 08:30 | 16463.3333 | 16.4633
|  | 2014-03-25 12:30:03 | 43.9267 | 1.1272 | 4.5087 | 7.2448 | 7.2448 | 0.65817 | 0.65817 | 1.1012 | 1.1012 | 4.7956 | 4.7956 | 16.3213 | 16.3213 | -9.2969 | -4.6484 | 4.6965 | 0 | 0 |  |  | 4.6439 |  | 0.10264 | 10.2641 | 9.3931 | 0 | 2014-03-25 09:00 | 16321.3333 | 16.3213
|  | 2014-03-25 13:00:01 | 43.6667 | 1.1545 | 4.618 | 7.2458 | 7.2458 | 0.64517 | 0.64517 | 1.1045 | 1.1045 | 5.7528 | 5.7528 | 16.1485 | 16.1485 | -8.1519 | -4.0759 | 4.6484 | 0 | 0 |  |  | 4.5718 |  | 0.10576 | 10.5756 | 9.2969 | 0 | 2014-03-25 09:30 | 16148.5 | 16.1485
|  | 2014-03-25 13:30:03 | 43.3202 | 1.1663 | 4.6653 | 7.2458 | 7.2458 | 0.6415 | 0.6415 | 1.1045 | 1.1045 | 5.7528 | 5.7528 | 16.1453 | 16.1453 | -7.7649 | -3.8824 | 4.0759 | 0 | 0 |  |  | 4.2455 |  | 0.10769 | 10.7694 | 8.1519 | 0 | 2014-03-25 10:00 | 16145.3333 | 16.1453
|  | 2014-03-25 14:00:06 | 43.3653 | 1.2055 | 4.822 | 7.2247 | 7.2247 | 0.61 | 0.61 | 1.1045 | 1.1045 | 5.5572 | 5.5572 | 16.1153 | 16.1153 | -7.9316 | -3.9658 | 3.8824 | 0 | 0 |  |  | 4.5809 |  | 0.11119 | 11.1195 | 7.7649 | 0 | 2014-03-25 10:30 | 16115.3333 | 16.1153
|  | 2014-03-25 14:30:08 | 43.1877 | 1.332 | 5.328 | 7.1233 | 7.1233 | 0.647 | 0.647 | 1.1043 | 1.1043 | 5.5572 | 5.5572 | 16.1317 | 16.1317 | -7.2961 | -3.6481 | 3.9658 | 0 | 0 |  |  | 5.328 |  | 0.12337 | 12.3369 | 7.9316 | 0 | 2014-03-25 11:00 | 16131.6667 | 16.1317
|  | 2014-03-25 15:00:05 | 42.9912 | 1.3862 | 5.5447 | 7.0865 | 7.0865 | 0.66617 | 0.66617 | 1.1045 | 1.1045 | 4.642 | 4.642 | 16.1425 | 16.1425 | -7.8048 | -3.9024 | 3.6481 | 0 | 0 |  |  | 5.8219 |  | 0.12897 | 12.8972 | 7.2961 | 0 | 2014-03-25 11:30 | 16142.5 | 16.1425
|  | 2014-03-25 15:30:02 | 43.2588 | 1.357 | 5.428 | 7.095 | 7.095 | 0.601 | 0.601 | 1.105 | 1.105 | 4.642 | 4.642 | 16.1318 | 16.1318 | -8.256 | -4.128 | 3.9024 | 0 | 0 |  |  | 5.6994 |  | 0.12548 | 12.5477 | 7.8048 | 0 | 2014-03-25 12:00 | 16131.8333 | 16.1318
|  | 2014-03-25 16:00:03 | 44.1378 | 1.4518 | 5.8073 | 7.1257 | 7.1257 | 0.73783 | 0.73783 | 1.1047 | 1.1047 | 3.5448 | 3.5448 | 16.1492 | 16.1492 | -9.6684 | -4.8342 | 4.128 | 0 | 0 |  |  | 5.9816 |  | 0.13157 | 13.1573 | 8.256 | 0 | 2014-03-25 12:30 | 16149.1667 | 16.1492
|  | 2014-03-25 16:30:02 | 44.9247 | 1.4665 | 5.866 | 7.1485 | 7.1485 | 0.835 | 0.835 | 1.105 | 1.105 | 3.5448 | 3.5448 | 16.1592 | 16.1592 | -10.2662 | -5.1331 | 4.8342 | 0 | 0 |  |  | 5.5727 |  | 0.13057 | 13.0574 | 9.6684 | 0 | 2014-03-25 13:00 | 16159.1667 | 16.1592
|  | 2014-03-25 17:00:02 | 45.7763 | 1.3848 | 5.5393 | 7.1568 | 7.1568 | 0.97467 | 0.97467 | 1.1043 | 1.1043 | 2.0496 | 2.0496 | 16.2977 | 16.2977 | -12.6539 | -6.327 | 5.1331 | 0 | 0 |  |  | 5.7609 |  | 0.12101 | 12.1009 | 10.2662 | 0 | 2014-03-25 13:30 | 16297.6667 | 16.2977
|  | 2014-03-25 17:30:02 | 46.0868 | 1.3537 | 5.4147 | 7.1885 | 7.1885 | 0.97517 | 0.97517 | 1.0997 | 1.0997 | 2.0496 | 2.0496 | 16.2708 | 16.2708 | -13.0884 | -6.5442 | 6.327 | 0 | 0 |  |  | 5.2522 |  | 0.11749 | 11.7488 | 12.6539 | 0 | 2014-03-25 14:00 | 16270.8333 | 16.2708
|  | 2014-03-25 18:00:07 | 46.3435 | 1.4433 | 5.7733 | 7.2563 | 7.2563 | 0.975 | 0.975 | 1.0947 | 1.0947 | 0.1592 | 0.1592 | 16.0472 | 16.0472 | -15.0378 | -7.5189 | 6.5442 | 0 | 0 |  |  | 5.8888 |  | 0.12458 | 12.4577 | 13.0884 | 0 | 2014-03-25 14:30 | 16047.1667 | 16.0472
|  | 2014-03-25 18:30:02 | 47.5023 | 1.4908 | 5.9633 | 7.3447 | 7.3447 | 0.9775 | 0.9775 | 1.1023 | 1.1023 | 0.1592 | 0.1592 | 16.0553 | 16.0553 | -15.9 | -7.95 | 7.5189 | 0 | 0 |  |  | 5.6652 |  | 0.12554 | 12.5538 | 15.0378 | 0 | 2014-03-25 15:00 | 16055.3333 | 16.0553
|  | 2014-03-25 19:00:03 | 48.2898 | 1.5688 | 6.2753 | 7.3637 | 7.3637 | 0.981 | 0.981 | 1.1017 | 1.1017 | 0.032 | 0.032 | 16.0665 | 16.0665 | -16.4697 | -8.2348 | 7.95 | 0 | 0 |  |  | 5.6478 |  | 0.12995 | 12.9951 | 15.9 | 0 | 2014-03-25 15:30 | 16066.5 | 16.0665
|  | 2014-03-25 19:30:04 | 47.4513 | 1.6217 | 6.4867 | 7.3625 | 7.3625 | 0.971 | 0.971 | 1.1013 | 1.1013 | 0.032 | 0.032 | 16.0455 | 16.0455 | -15.4523 | -7.7262 | 8.2348 | 0 | 0 |  |  | 6.4218 |  | 0.1367 | 13.6701 | 16.4697 | 0 | 2014-03-25 16:00 | 16045.5 | 16.0455
|  | 2014-03-25 20:00:03 | 45.9998 | 1.6635 | 6.654 | 7.362 | 7.362 | 0.89633 | 0.89633 | 1.0942 | 1.0942 | 0 | 0 | 15.9492 | 15.9492 | -14.0442 | -7.0221 | 7.7262 | 0 | 0 |  |  | 6.1217 |  | 0.14465 | 14.4653 | 15.4523 | 0 | 2014-03-25 16:30 | 15949.1667 | 15.9492
|  | 2014-03-25 20:30:02 | 44.3387 | 1.6837 | 6.7347 | 7.361 | 7.361 | 0.87617 | 0.87617 | 1.0672 | 1.0672 | 0 | 0 | 15.9747 | 15.9747 | -12.325 | -6.1625 | 7.0221 | 0 | 0 |  |  | 6.7347 |  | 0.15189 | 15.1892 | 14.0442 | 0 | 2014-03-25 17:00 | 15974.6667 | 15.9747
|  | 2014-03-25 21:00:02 | 42.6573 | 1.7052 | 6.8207 | 7.3627 | 7.3627 | 0.87017 | 0.87017 | 1.0608 | 1.0608 | 0 | 0 | 15.5443 | 15.5443 | -10.9987 | -5.4993 | 6.1625 | 0 | 0 |  |  | 7.1617 |  | 0.15989 | 15.9894 | 12.325 | 0 | 2014-03-25 17:30 | 15544.3333 | 15.5443
|  | 2014-03-25 21:30:02 | 40.5702 | 1.6755 | 6.702 | 7.3632 | 7.3632 | 0.86067 | 0.86067 | 1.0458 | 1.0458 | 0 | 0 | 15.0848 | 15.0848 | -9.5137 | -4.7568 | 5.4993 | 0 | 0 |  |  | 6.702 |  | 0.1652 | 16.5195 | 10.9987 | 0 | 2014-03-25 18:00 | 15084.8333 | 15.0848
|  | 2014-03-25 22:00:05 | 38.474 | 1.6138 | 6.4553 | 7.3692 | 7.3692 | 0.82167 | 0.82167 | 1.0783 | 1.0783 | 0 | 0 | 14.9867 | 14.9867 | -7.7628 | -3.8814 | 4.7568 | 0 | 0 |  |  | 6.2617 |  | 0.16778 | 16.7784 | 9.5137 | 0 | 2014-03-25 18:30 | 14986.6667 | 14.9867
|  | 2014-03-25 22:30:03 | 36.187 | 1.5188 | 6.0753 | 7.3725 | 7.3725 | 0.75383 | 0.75383 | 1.0838 | 1.0838 | 0 | 0 | 14.6912 | 14.6912 | -6.2103 | -3.1052 | 3.8814 | 0 | 0 |  |  | 6.2576 |  | 0.16789 | 16.7887 | 7.7628 | 0 | 2014-03-25 19:00 | 14691.1667 | 14.6912
|  | 2014-03-25 23:00:03 | 34.2653 | 1.4553 | 5.8213 | 7.3837 | 7.3837 | 0.735 | 0.735 | 1.0823 | 1.0823 | 0 | 0 | 14.7093 | 14.7093 | -4.5337 | -2.2668 | 3.1052 | 0 | 0 |  |  | 6.2288 |  | 0.16989 | 16.989 | 6.2103 | 0 | 2014-03-25 19:30 | 14709.3333 | 14.7093
|  | 2014-03-25 23:30:02 | 33.2892 | 1.3695 | 5.478 | 7.3935 | 7.3935 | 0.66733 | 0.66733 | 1.0842 | 1.0842 | 0 | 0 | 14.6293 | 14.6293 | -4.0368 | -2.0184 | 2.2668 | 0 | 0 |  |  | 5.971 |  | 0.16456 | 16.4558 | 4.5337 | 0 | 2014-03-25 20:00 | 14629.3333 | 14.6293
|  | 2014-03-26 00:00:03 | 32.5937 | 1.1955 | 4.782 | 7.387 | 7.387 | 0.681 | 0.681 | 1.0833 | 1.0833 | 0 | 0 | 14.6603 | 14.6603 | -4 | -2 | 2.0184 | 0 | 0 |  |  | 5.1646 |  | 0.14672 | 14.6716 | 4.0368 | 0 | 2014-03-25 20:30 | 14660.3333 | 14.6603
|  | 2014-03-26 00:30:01 | 32.7972 | 1.1168 | 4.4673 | 7.395 | 7.395 | 0.688 | 0.688 | 1.0898 | 1.0898 | 0 | 0 | 14.8608 | 14.8608 | -4.2962 | -2.1481 | 2 | 0 | 0 |  |  | 4.1993 |  | 0.13621 | 13.6211 | 4 | 0 | 2014-03-25 21:00 | 14860.8333 | 14.8608
|  | 2014-03-26 01:00:03 | 32.5768 | 1.0423 | 4.1693 | 7.4037 | 7.4037 | 0.66633 | 0.66633 | 1.0823 | 1.0823 | 0 | 0 | 14.8307 | 14.8307 | -4.4245 | -2.2123 | 2.1481 | 0 | 0 |  |  | 4.2527 |  | 0.12798 | 12.7985 | 4.2962 | 0 | 2014-03-25 21:30 | 14830.6667 | 14.8307
|  | 2014-03-26 01:30:01 | 32.0212 | 1.0008 | 4.0033 | 7.3982 | 7.3982 | 0.65383 | 0.65383 | 1.0828 | 1.0828 | 0 | 0 | 14.7817 | 14.7817 | -4.1013 | -2.0507 | 2.2123 | 0 | 0 |  |  | 4.1234 |  | 0.12502 | 12.5021 | 4.4245 | 0 | 2014-03-25 22:00 | 14781.6667 | 14.7817
|  | 2014-03-26 02:00:05 | 31.6178 | 0.90033 | 3.6013 | 7.3983 | 7.3983 | 0.6525 | 0.6525 | 1.0803 | 1.0803 | 0 | 0 | 14.6317 | 14.6317 | -4.2537 | -2.1268 | 2.0507 | 0 | 0 |  |  | 3.5653 |  | 0.1139 | 11.3902 | 4.1013 | 0 | 2014-03-25 22:30 | 14631.6667 | 14.6317
|  | 2014-03-26 02:30:04 | 31.4433 | 0.8175 | 3.27 | 7.4025 | 7.4025 | 0.6485 | 0.6485 | 1.0797 | 1.0797 | 0 | 0 | 14.4357 | 14.4357 | -4.607 | -2.3035 | 2.1268 | 0 | 0 |  |  | 3.1392 |  | 0.104 | 10.3997 | 4.2537 | 0 | 2014-03-25 23:00 | 14435.6667 | 14.4357
|  | 2014-03-26 03:00:02 | 31.1928 | 0.821 | 3.284 | 7.4072 | 7.4072 | 0.64883 | 0.64883 | 1.08 | 1.08 | 0 | 0 | 14.1298 | 14.1298 | -4.643 | -2.3215 | 2.3035 | 0 | 0 |  |  | 3.1855 |  | 0.10528 | 10.5281 | 4.607 | 0 | 2014-03-25 23:30 | 14129.8333 | 14.1298
|  | 2014-03-26 03:30:03 | 30.711 | 0.9185 | 3.674 | 7.4068 | 7.4068 | 0.64817 | 0.64817 | 1.0735 | 1.0735 | 0 | 0 | 13.9087 | 13.9087 | -3.9998 | -1.9999 | 2.3215 | 0 | 0 |  |  | 3.674 |  | 0.11963 | 11.9631 | 4.643 | 0 | 2014-03-26 | 13908.6667 | 13.9087
|  | 2014-03-26 04:00:06 | 30.3447 | 1.0605 | 4.242 | 7.309 | 7.309 | 0.64967 | 0.64967 | 1.0858 | 1.0858 | 0 | 0 | 13.6345 | 13.6345 | -3.4237 | -1.7118 | 1.9999 | 0 | 0 |  |  | 4.4117 |  | 0.13979 | 13.9794 | 3.9998 | 0 | 2014-03-26 00:30 | 13634.5 | 13.6345
|  | 2014-03-26 04:30:05 | 30.4012 | 1.0888 | 4.3553 | 7.2455 | 7.2455 | 0.64783 | 0.64783 | 1.087 | 1.087 | 0 | 0 | 13.687 | 13.687 | -3.3785 | -1.6892 | 1.7118 | 0 | 0 |  |  | 4.7909 |  | 0.14326 | 14.3262 | 3.4237 | 0 | 2014-03-26 01:00 | 13687 | 13.687
|  | 2014-03-26 05:00:04 | 30.7402 | 1.2412 | 4.9647 | 7.2253 | 7.2253 | 0.648 | 0.648 | 1.0825 | 1.0825 | 0 | 0 | 14.2165 | 14.2165 | -2.6032 | -1.3016 | 1.6892 | 0 | 0 |  |  | 4.7164 |  | 0.1615 | 16.1504 | 3.3785 | 0 | 2014-03-26 01:30 | 14216.5 | 14.2165
|  | 2014-03-26 05:30:01 | 31.2637 | 1.2575 | 5.03 | 7.2243 | 7.2243 | 0.64817 | 0.64817 | 1.0657 | 1.0657 | 0 | 0 | 14.4115 | 14.4115 | -2.884 | -1.442 | 1.3016 | 0 | 0 |  |  | 4.7785 |  | 0.16089 | 16.089 | 2.6032 | 0 | 2014-03-26 02:00 | 14411.5 | 14.4115
|  | 2014-03-26 06:00:02 | 32.0905 | 1.1557 | 4.6227 | 7.2233 | 7.2233 | 0.66 | 0.66 | 1.0923 | 1.0923 | 0 | 0 | 13.7375 | 13.7375 | -4.7547 | -2.3773 | 1.442 | 0 | 0 |  |  | 4.6227 |  | 0.14405 | 14.4051 | 2.884 | 0 | 2014-03-26 02:30 | 13737.5 | 13.7375
|  | 2014-03-26 06:30:02 | 34.8127 | 1.2778 | 5.1113 | 7.2285 | 7.2285 | 0.6655 | 0.6655 | 1.0873 | 1.0873 | 0 | 0 | 14.6342 | 14.6342 | -6.0858 | -3.0429 | 2.3773 | 0 | 0 |  |  | 4.7024 |  | 0.14682 | 14.6824 | 4.7547 | 0 | 2014-03-26 03:00 | 14634.1667 | 14.6342
|  | 2014-03-26 07:00:03 | 39.8033 | 1.3975 | 5.59 | 7.2995 | 7.2995 | 0.71383 | 0.71383 | 1.091 | 1.091 | 0.2596 | 0.2596 | 15.7625 | 15.7625 | -9.0869 | -4.5434 | 3.0429 | 0 | 0 |  |  | 5.8136 |  | 0.14044 | 14.044 | 6.0858 | 0 | 2014-03-26 03:30 | 15762.5 | 15.7625
|  | 2014-03-26 09:35:02 | 43.5515 | 1.6458 | 6.5833 | 7.4073 | 7.4073 | 0.77217 | 0.77217 | 1.0897 | 1.0897 | 0.2596 | 0.2596 | 16.0498 | 16.0498 | -11.3896 | -5.6948 | 4.5434 | 0 | 0 |  |  | 6.0567 |  | 0.15116 | 15.1162 | 9.0869 | 0 | 2014-03-26 04:00 | 16049.8333 | 16.0498
|  | 2014-03-26 10:05:10 | 43.19 | 1.3083 | 5.2333 | 7.3895 | 7.3895 | 0.8235 | 0.8235 | 1.0925 | 1.0925 | 1.262 | 1.262 | 16.0943 | 16.0943 | -11.2948 | -5.6474 | 5.6948 | 0 | 0 |  |  | 5.3903 |  | 0.12117 | 12.117 | 11.3896 | 0 | 2014-03-26 04:30 | 16094.3333 | 16.0943
|  | 2014-03-26 11:15:01 | 43.0713 | 0.9275 | 3.71 | 7.3797 | 7.3797 | 0.77667 | 0.77667 | 1.0938 | 1.0938 | 1.262 | 1.262 | 16.0608 | 16.0608 | -12.7883 | -6.3942 | 5.6474 | 0 | 0 |  |  | 3.4132 |  | 0.086136 | 8.6136 | 11.2948 | 0 | 2014-03-26 05:00 | 16060.8333 | 16.0608
|  | 2014-03-26 11:45:03 | 43.0575 | 0.728 | 2.912 | 7.3882 | 7.3882 | 0.78483 | 0.78483 | 1.0932 | 1.0932 | 2.4212 | 2.4212 | 16.0935 | 16.0935 | -12.3646 | -6.1823 | 6.3942 | 0 | 0 |  |  | 3.0576 |  | 0.06763 | 6.763 | 12.7883 | 0 | 2014-03-26 05:30 | 16093.5 | 16.0935
|  | 2014-03-26 12:15:03 | 43.2378 | 0.798 | 3.192 | 7.408 | 7.408 | 0.786 | 0.786 | 1.087 | 1.087 | 2.4212 | 2.4212 | 15.9887 | 15.9887 | -12.355 | -6.1775 | 6.1823 | 0 | 0 |  |  | 3.3835 |  | 0.073824 | 7.3824 | 12.3646 | 0 | 2014-03-26 06:00 | 15988.6667 | 15.9887
|  | 2014-03-26 12:45:02 | 42.896 | 0.95117 | 3.8047 | 7.4177 | 7.4177 | 0.77633 | 0.77633 | 1.0885 | 1.0885 | 3.524 | 3.524 | 16.0925 | 16.0925 | -10.1923 | -5.0962 | 6.1775 | 0 | 0 |  |  | 3.4242 |  | 0.088695 | 8.8695 | 12.355 | 0 | 2014-03-26 06:30 | 16092.5 | 16.0925
|  | 2014-03-26 13:15:01 | 42.7777 | 1.0143 | 4.0573 | 7.4207 | 7.4207 | 0.68617 | 0.68617 | 1.0902 | 1.0902 | 3.524 | 3.524 | 16.1188 | 16.1188 | -9.8805 | -4.9402 | 5.0962 | 0 | 0 |  |  | 4.1385 |  | 0.094847 | 9.4847 | 10.1923 | 0 | 2014-03-26 07:00 | 16118.8333 | 16.1188
|  | 2014-03-26 13:45:03 | 42.708 | 1.1317 | 4.5267 | 7.4235 | 7.4235 | 0.66983 | 0.66983 | 1.092 | 1.092 | 4.2248 | 4.2248 | 16.1517 | 16.1517 | -8.6195 | -4.3098 | 4.9402 | 0 | 0 |  |  | 4.1193 |  | 0.10599 | 10.5991 | 9.8805 | 0 | 2014-03-26 07:30 | 16151.6667 | 16.1517
|  | 2014-03-26 14:15:03 | 42.8868 | 1.1832 | 4.7327 | 7.42 | 7.42 | 0.61067 | 0.61067 | 1.0905 | 1.0905 | 4.2248 | 4.2248 | 16.1418 | 16.1418 | -8.6664 | -4.3332 | 4.3098 | 0 | 0 |  |  | 4.922 |  | 0.11035 | 11.0352 | 8.6195 | 0 | 2014-03-26 08:00 | 16141.8333 | 16.1418
|  | 2014-03-26 14:45:02 | 42.8317 | 1.329 | 5.316 | 7.4278 | 7.4278 | 0.64 | 0.64 | 1.05 | 1.05 | 4.3984 | 4.3984 | 16.0098 | 16.0098 | -7.9896 | -3.9948 | 4.3332 | 0 | 0 |  |  | 4.997 |  | 0.12411 | 12.4114 | 8.6664 | 0 | 2014-03-26 08:30 | 16009.8333 | 16.0098
|  | 2014-03-26 15:15:02 | 43.0852 | 1.3563 | 5.4253 | 7.4262 | 7.4262 | 0.72033 | 0.72033 | 1.0525 | 1.0525 | 4.3984 | 4.3984 | 15.9862 | 15.9862 | -8.0763 | -4.0381 | 3.9948 | 0 | 0 |  |  | 5.6966 |  | 0.12592 | 12.5921 | 7.9896 | 0 | 2014-03-26 09:00 | 15986.1667 | 15.9862
|  | 2014-03-26 15:45:03 | 43.8853 | 1.4307 | 5.7227 | 7.4307 | 7.4307 | 0.71183 | 0.71183 | 1.0413 | 1.0413 | 4.3784 | 4.3784 | 15.9967 | 15.9967 | -8.6038 | -4.3019 | 4.0381 | 0 | 0 |  |  | 6.0088 |  | 0.1304 | 13.04 | 8.0763 | 0 | 2014-03-26 09:30 | 15996.6667 | 15.9967
|  | 2014-03-26 16:15:05 | 44.6778 | 1.543 | 6.172 | 7.3407 | 7.3407 | 0.7875 | 0.7875 | 1.0397 | 1.0397 | 4.3784 | 4.3784 | 16.1125 | 16.1125 | -8.8471 | -4.4235 | 4.3019 | 0 | 0 |  |  | 6.604 |  | 0.13814 | 13.8145 | 8.6038 | 0 | 2014-03-26 10:00 | 16112.5 | 16.1125
|  | 2014-03-26 16:45:03 | 45.7718 | 1.3315 | 5.326 | 7.3023 | 7.3023 | 0.88033 | 0.88033 | 1.0515 | 1.0515 | 3.8404 | 3.8404 | 16.2282 | 16.2282 | -11.1431 | -5.5715 | 4.4235 | 0 | 0 |  |  | 5.4858 |  | 0.11636 | 11.636 | 8.8471 | 0 | 2014-03-26 10:30 | 16228.1667 | 16.2282
|  | 2014-03-26 17:15:02 | 46.4692 | 1.3147 | 5.2587 | 7.2732 | 7.2732 | 0.91233 | 0.91233 | 1.0425 | 1.0425 | 3.8404 | 3.8404 | 16.2517 | 16.2517 | -11.8904 | -5.9452 | 5.5715 | 0 | 0 |  |  | 5.5742 |  | 0.11316 | 11.3165 | 11.1431 | 0 | 2014-03-26 11:00 | 16251.6667 | 16.2517
|  | 2014-03-26 17:45:03 | 46.5425 | 1.3563 | 5.4253 | 7.2762 | 7.2762 | 0.917 | 0.917 | 1.045 | 1.045 | 3.4964 | 3.4964 | 16.276 | 16.276 | -12.1066 | -6.0533 | 5.9452 | 0 | 0 |  |  | 5.3168 |  | 0.11657 | 11.6567 | 11.8904 | 0 | 2014-03-26 11:30 | 16276 | 16.276
|  | 2014-03-26 18:15:02 | 47.2078 | 1.4413 | 5.7653 | 7.2725 | 7.2725 | 0.9335 | 0.9335 | 1.077 | 1.077 | 3.4964 | 3.4964 | 16.1448 | 16.1448 | -12.5183 | -6.2591 | 6.0533 | 0 | 0 |  |  | 5.7653 |  | 0.12213 | 12.2127 | 12.1066 | 0 | 2014-03-26 12:00 | 16144.8333 | 16.1448
|  | 2014-03-26 18:45:02 | 48.5257 | 1.4102 | 5.6407 | 7.2755 | 7.2755 | 0.92583 | 0.92583 | 1.0947 | 1.0947 | 2.7464 | 2.7464 | 16.1072 | 16.1072 | -14.7354 | -7.3677 | 6.2591 | 0 | 0 |  |  | 6.0919 |  | 0.11624 | 11.6241 | 12.5183 | 0 | 2014-03-26 12:30 | 16107.1667 | 16.1072
|  | 2014-03-26 19:15:02 | 48.4633 | 1.5637 | 6.2547 | 7.3048 | 7.3048 | 0.90617 | 0.90617 | 1.092 | 1.092 | 2.7464 | 2.7464 | 16.42 | 16.42 | -13.7393 | -6.8696 | 7.3677 | 0 | 0 |  |  | 6.5049 |  | 0.12906 | 12.906 | 14.7354 | 0 | 2014-03-26 13:00 | 16420 | 16.42
|  | 2014-03-26 19:45:01 | 47.3678 | 1.7067 | 6.8267 | 7.3327 | 7.3327 | 0.80967 | 0.80967 | 1.0728 | 1.0728 | 1.622 | 1.622 | 16.1717 | 16.1717 | -13.5323 | -6.7662 | 6.8696 | 0 | 0 |  |  | 6.4171 |  | 0.14412 | 14.412 | 13.7393 | 0 | 2014-03-26 13:30 | 16171.6667 | 16.1717
|  | 2014-03-26 20:15:05 | 45.7517 | 1.7275 | 6.91 | 7.3282 | 7.3282 | 0.758 | 0.758 | 1.0272 | 1.0272 | 1.622 | 1.622 | 15.5483 | 15.5483 | -12.558 | -6.279 | 6.7662 | 0 | 0 |  |  | 6.91 |  | 0.15103 | 15.1033 | 13.5323 | 0 | 2014-03-26 14:00 | 15548.3333 | 15.5483
|  | 2014-03-26 20:45:02 | 44.1423 | 1.6495 | 6.598 | 7.327 | 7.327 | 0.7465 | 0.7465 | 1.0525 | 1.0525 | 0.2948 | 0.2948 | 15.4915 | 15.4915 | -12.632 | -6.316 | 6.279 | 0 | 0 |  |  | 6.466 |  | 0.14947 | 14.9471 | 12.558 | 0 | 2014-03-26 14:30 | 15491.5 | 15.4915
|  | 2014-03-26 21:15:02 | 42.1562 | 1.5258 | 6.1033 | 7.3718 | 7.3718 | 0.69683 | 0.69683 | 1.0505 | 1.0505 | 0.2948 | 0.2948 | 15.5148 | 15.5148 | -11.124 | -5.562 | 6.316 | 0 | 0 |  |  | 6.1644 |  | 0.14478 | 14.4779 | 12.632 | 0 | 2014-03-26 15:00 | 15514.8333 | 15.5148
|  | 2014-03-26 21:45:02 | 39.8295 | 1.6468 | 6.5873 | 7.4495 | 7.4495 | 0.66133 | 0.66133 | 1.0327 | 1.0327 | 0.088 | 0.088 | 15.3132 | 15.3132 | -8.6975 | -4.3487 | 5.562 | 0 | 0 |  |  | 6.1921 |  | 0.16539 | 16.5388 | 11.124 | 0 | 2014-03-26 15:30 | 15313.1667 | 15.3132
|  | 2014-03-26 22:15:02 | 37.6458 | 1.7922 | 7.1687 | 7.4528 | 7.4528 | 0.63683 | 0.63683 | 1.0427 | 1.0427 | 0.088 | 0.088 | 15.3918 | 15.3918 | -5.865 | -2.9325 | 4.3487 | 0 | 0 |  |  | 6.6669 |  | 0.19042 | 19.0424 | 8.6975 | 0 | 2014-03-26 16:00 | 15391.8333 | 15.3918
|  | 2014-03-26 22:45:03 | 35.5192 | 1.8155 | 7.262 | 7.4565 | 7.4565 | 0.61233 | 0.61233 | 1.063 | 1.063 | 0 | 0 | 15.1942 | 15.1942 | -3.9312 | -1.9656 | 2.9325 | 0 | 0 |  |  | 7.3346 |  | 0.20445 | 20.4453 | 5.865 | 0 | 2014-03-26 16:30 | 15194.1667 | 15.1942
|  | 2014-03-26 23:15:02 | 33.9162 | 1.7983 | 7.1933 | 7.4588 | 7.4588 | 0.54617 | 0.54617 | 1.0898 | 1.0898 | 0 | 0 | 15.1372 | 15.1372 | -2.4908 | -1.2454 | 1.9656 | 0 | 0 |  |  | 7.1933 |  | 0.21209 | 21.2092 | 3.9312 | 0 | 2014-03-26 17:00 | 15137.1667 | 15.1372
|  | 2014-03-26 23:45:03 | 33.0435 | 1.868 | 7.472 | 7.4607 | 7.4607 | 0.54067 | 0.54067 | 1.0892 | 1.0892 | 0 | 0 | 14.8407 | 14.8407 | -1.6403 | -0.82017 | 1.2454 | 0 | 0 |  |  | 7.2478 |  | 0.22613 | 22.6126 | 2.4908 | 0 | 2014-03-26 17:30 | 14840.6667 | 14.8407
|  | 2014-03-27 00:15:02 | 32.7693 | 1.689 | 6.756 | 7.4627 | 7.4627 | 0.53217 | 0.53217 | 1.0918 | 1.0918 | 0 | 0 | 15.0925 | 15.0925 | -1.8342 | -0.91708 | 0.82017 | 0 | 0 |  |  | 6.8236 |  | 0.20617 | 20.6168 | 1.6403 | 0 | 2014-03-26 18:00 | 15092.5 | 15.0925
|  | 2014-03-27 00:45:03 | 33.1135 | 1.7072 | 6.8287 | 7.4667 | 7.4667 | 0.52833 | 0.52833 | 1.0898 | 1.0898 | 0 | 0 | 14.9465 | 14.9465 | -2.2535 | -1.1267 | 0.91708 | 0 | 0 |  |  | 7.2384 |  | 0.20622 | 20.622 | 1.8342 | 0 | 2014-03-26 18:30 | 14946.5 | 14.9465
|  | 2014-03-27 01:15:01 | 32.965 | 1.6953 | 6.7813 | 7.4625 | 7.4625 | 0.52033 | 0.52033 | 1.0947 | 1.0947 | 0 | 0 | 14.7527 | 14.7527 | -2.3535 | -1.1768 | 1.1267 | 0 | 0 |  |  | 7.256 |  | 0.20571 | 20.5713 | 2.2535 | 0 | 2014-03-26 19:00 | 14752.6667 | 14.7527
|  | 2014-03-27 01:45:02 | 32.5052 | 1.8165 | 7.266 | 7.4632 | 7.4632 | 0.519 | 0.519 | 1.0895 | 1.0895 | 0 | 0 | 14.6843 | 14.6843 | -1.4832 | -0.74158 | 1.1768 | 0 | 0 |  |  | 6.6121 |  | 0.22353 | 22.3534 | 2.3535 | 0 | 2014-03-26 19:30 | 14684.3333 | 14.6843
|  | 2014-03-27 02:15:02 | 31.999 | 1.8152 | 7.2607 | 7.457 | 7.457 | 0.51817 | 0.51817 | 1.0543 | 1.0543 | 0 | 0 | 14.6232 | 14.6232 | -1.0857 | -0.54283 | 0.74158 | 0 | 0 |  |  | 7.6237 |  | 0.2269 | 22.6903 | 1.4832 | 0 | 2014-03-26 20:00 | 14623.1667 | 14.6232
|  | 2014-03-27 02:45:03 | 32.0123 | 1.941 | 7.764 | 7.4638 | 7.4638 | 0.51567 | 0.51567 | 1.053 | 1.053 | 0 | 0 | 14.5222 | 14.5222 | -0.69367 | -0.34683 | 0.54283 | 0 | 0 |  |  | 8.5404 |  | 0.24253 | 24.2532 | 1.0857 | 0 | 2014-03-26 20:30 | 14522.1667 | 14.5222
|  | 2014-03-27 03:15:03 | 31.6308 | 1.9962 | 7.9847 | 7.4565 | 7.4565 | 0.51617 | 0.51617 | 0.97833 | 0.97833 | 0 | 0 | 14.3137 | 14.3137 | -0.3815 | -0.19075 | 0.34683 | 0 | 0 |  |  | 8.2242 |  | 0.25243 | 25.2433 | 0.69367 | 0 | 2014-03-26 21:00 | 14313.6667 | 14.3137
|  | 2014-03-27 03:45:03 | 31.2462 | 2.13 | 8.52 | 7.46 | 7.46 | 0.51567 | 0.51567 | 0.99067 | 0.99067 | 0 | 0 | 13.7748 | 13.7748 | 0.015 | 0.0075 | 0.19075 | 0.0075 | 0 |  |  | 7.8384 |  | 0.27267 | 27.2673 | 0.3815 | 0 | 2014-03-26 21:30 | 13774.8333 | 13.7748
|  | 2014-03-27 04:15:03 | 31.1667 | 2.3502 | 9.4007 | 7.4948 | 7.4948 | 0.51633 | 0.51633 | 0.799 | 0.799 | 0 | 0 | 13.8 | 13.8 | 0.84417 | 0.42208 | 0 | 0.42958 | 0 |  |  | 10.2467 |  | 0.30163 | 30.1626 | 0 | 0 | 2014-03-26 22:00 | 13800 | 13.8
|  | 2014-03-27 04:45:02 | 31.0763 | 2.3773 | 9.5093 | 7.5008 | 7.5008 | 0.51667 | 0.51667 | 0.69717 | 0.69717 | 0 | 0 | 13.9713 | 13.9713 | 1.119 | 0.5595 | 0 | 0.98908 | 0 |  |  | 9.3191 |  | 0.306 | 30.5999 | 0 | 0 | 2014-03-26 22:30 | 13971.3333 | 13.9713
|  | 2014-03-27 05:15:03 | 31.4938 | 2.2678 | 9.0713 | 7.4248 | 7.4248 | 0.5095 | 0.5095 | 0.70217 | 0.70217 | 0 | 0 | 14.6965 | 14.6965 | 0.9105 | 0.45525 | 0 | 1.4443 | 0 |  |  | 8.7085 |  | 0.28804 | 28.8035 | 0 | 0 | 2014-03-26 23:00 | 14696.5 | 14.6965
|  | 2014-03-27 05:45:03 | 31.9773 | 2.2825 | 9.13 | 7.3377 | 7.3377 | 0.51417 | 0.51417 | 0.7025 | 0.7025 | 0 | 0 | 14.5718 | 14.5718 | 0.27883 | 0.13942 | 0 | 1.5838 | 0 |  |  | 9.3126 |  | 0.28551 | 28.5515 | 0 | 0 | 2014-03-26 23:30 | 14571.8333 | 14.5718
|  | 2014-03-27 06:15:02 | 33.989 | 2.353 | 9.412 | 7.3725 | 7.3725 | 0.54117 | 0.54117 | 0.70283 | 0.70283 | 0 | 0 | 15.0383 | 15.0383 | -0.92217 | -0.46108 | 0 | 1.1227 | 0 |  |  | 9.6944 |  | 0.27691 | 27.6913 | 0 | 0.92217 | 2014-03-27 | 15038.3333 | 15.0383
|  | 2014-03-27 06:45:02 | 37.2677 | 2.2957 | 9.1827 | 7.377 | 7.377 | 0.604 | 0.604 | 0.70267 | 0.70267 | 0 | 0 | 15.4138 | 15.4138 | -3.9875 | -1.9937 | 0 | 0 | 0 |  |  | 8.9072 |  | 0.2464 | 24.6398 | 0 | 2.2453 | 2014-03-27 00:30 | 15413.8333 | 15.4138
|  | 2014-03-27 07:15:01 | 40.561 | 2.39 | 9.56 | 7.3797 | 7.3797 | 0.64833 | 0.64833 | 0.7015 | 0.7015 | 0.43 | 0.43 | 15.848 | 15.848 | -5.9935 | -2.9967 | 1.9937 | 0 | 0 |  |  | 9.3688 |  | 0.23569 | 23.5694 | 3.9875 | 0 | 2014-03-27 01:00 | 15848 | 15.848
|  | 2014-03-27 07:45:03 | 42.0347 | 2.6337 | 10.5347 | 7.3842 | 7.3842 | 0.60333 | 0.60333 | 0.69583 | 0.69583 | 0.43 | 0.43 | 15.9987 | 15.9987 | -6.388 | -3.194 | 2.9967 | 0 | 0 |  |  | 11.2721 |  | 0.25062 | 25.0619 | 5.9935 | 0 | 2014-03-27 01:30 | 15998.6667 | 15.9987
|  | 2014-03-27 08:15:02 | 42.3593 | 2.6783 | 10.7133 | 7.3847 | 7.3847 | 0.60583 | 0.60583 | 0.69683 | 0.69683 | 0.8892 | 0.8892 | 16.0138 | 16.0138 | -6.0556 | -3.0278 | 3.194 | 0 | 0 |  |  | 11.1419 |  | 0.25292 | 25.2916 | 6.388 | 0 | 2014-03-27 02:00 | 16013.8333 | 16.0138
|  | 2014-03-27 08:45:03 | 42.3092 | 2.6075 | 10.43 | 7.3843 | 7.3843 | 0.60917 | 0.60917 | 0.70333 | 0.70333 | 0.8892 | 0.8892 | 16.0322 | 16.0322 | -6.261 | -3.1305 | 3.0278 | 0 | 0 |  |  | 9.8042 |  | 0.24652 | 24.6519 | 6.0556 | 0 | 2014-03-27 02:30 | 16032.1667 | 16.0322
|  | 2014-03-27 09:15:02 | 42.9805 | 2.6685 | 10.674 | 7.384 | 7.384 | 0.60533 | 0.60533 | 0.6965 | 0.6965 | 1.5044 | 1.5044 | 16.0922 | 16.0922 | -6.0241 | -3.012 | 3.1305 | 0 | 0 |  |  | 10.0336 |  | 0.24835 | 24.8345 | 6.261 | 0 | 2014-03-27 03:00 | 16092.1667 | 16.0922
|  | 2014-03-27 09:45:02 | 42.9597 | 2.7227 | 10.8907 | 7.3857 | 7.3857 | 0.605 | 0.605 | 0.68667 | 0.68667 | 1.5044 | 1.5044 | 16.0812 | 16.0812 | -5.8061 | -2.9031 | 3.012 | 0 | 0 |  |  | 10.5639 |  | 0.25351 | 25.3509 | 6.0241 | 0 | 2014-03-27 03:30 | 16081.1667 | 16.0812
|  | 2014-03-27 10:15:02 | 42.6905 | 2.6468 | 10.5873 | 7.3842 | 7.3842 | 0.59617 | 0.59617 | 0.69633 | 0.69633 | 2.5552 | 2.5552 | 16.0798 | 16.0798 | -4.7915 | -2.3957 | 2.9031 | 0 | 0 |  |  | 11.6461 |  | 0.248 | 24.8002 | 5.8061 | 0 | 2014-03-27 04:00 | 16079.8333 | 16.0798
|  | 2014-03-27 10:45:03 | 42.7295 | 2.5543 | 10.2173 | 7.3785 | 7.3785 | 0.58667 | 0.58667 | 0.697 | 0.697 | 2.5552 | 2.5552 | 16.0943 | 16.0943 | -5.2005 | -2.6002 | 2.3957 | 0 | 0 |  |  | 10.626 |  | 0.23912 | 23.9117 | 4.7915 | 0 | 2014-03-27 04:30 | 16094.3333 | 16.0943
|  | 2014-03-27 11:15:04 | 42.8278 | 2.381 | 9.524 | 7.381 | 7.381 | 0.592 | 0.592 | 0.70033 | 0.70033 | 3.3584 | 3.3584 | 16.1237 | 16.1237 | -5.1484 | -2.5742 | 2.6002 | 0 | 0 |  |  | 8.9526 |  | 0.22238 | 22.2379 | 5.2005 | 0 | 2014-03-27 05:00 | 16123.6667 | 16.1237
|  | 2014-03-27 11:45:10 | 42.8877 | 2.3888 | 9.5553 | 7.3923 | 7.3923 | 0.59317 | 0.59317 | 0.6955 | 0.6955 | 3.3584 | 3.3584 | 16.1182 | 16.1182 | -5.1748 | -2.5874 | 2.5742 | 0 | 0 |  |  | 9.4598 |  | 0.2228 | 22.2799 | 5.1484 | 0 | 2014-03-27 05:30 | 16118.1667 | 16.1182
|  | 2014-03-27 12:15:02 | 43.0742 | 2.1157 | 8.4627 | 7.425 | 7.425 | 0.58033 | 0.58033 | 0.69683 | 0.69683 | 4.4204 | 4.4204 | 16.1338 | 16.1338 | -5.3551 | -2.6776 | 2.5874 | 0 | 0 |  |  | 8.8012 |  | 0.19647 | 19.6467 | 5.1748 | 0 | 2014-03-27 06:00 | 16133.8333 | 16.1338
|  | 2014-03-27 12:45:02 | 42.8395 | 2.1947 | 8.7787 | 7.442 | 7.442 | 0.55017 | 0.55017 | 0.819 | 0.819 | 4.4204 | 4.4204 | 16.151 | 16.151 | -4.6783 | -2.3391 | 2.6776 | 0 | 0 |  |  | 7.9008 |  | 0.20492 | 20.492 | 5.3551 | 0 | 2014-03-27 06:30 | 16151 | 16.151
|  | 2014-03-27 13:15:02 | 42.7718 | 2.2697 | 9.0787 | 7.4462 | 7.4462 | 0.5665 | 0.5665 | 0.89367 | 0.89367 | 4.8568 | 4.8568 | 16.1415 | 16.1415 | -3.7885 | -1.8943 | 2.3391 | 0 | 0 |  |  | 8.8971 |  | 0.21226 | 21.2258 | 4.6783 | 0 | 2014-03-27 07:00 | 16141.5 | 16.1415
|  | 2014-03-27 13:45:02 | 42.8042 | 2.2793 | 9.1173 | 7.3563 | 7.3563 | 0.60067 | 0.60067 | 0.948 | 0.948 | 4.8568 | 4.8568 | 16.1285 | 16.1285 | -3.7965 | -1.8983 | 1.8943 | 0 | 0 |  |  | 8.7526 |  | 0.213 | 21.3001 | 3.7885 | 0 | 2014-03-27 07:30 | 16128.5 | 16.1285
|  | 2014-03-27 14:15:02 | 42.6885 | 2.2132 | 8.8527 | 7.275 | 7.275 | 0.58983 | 0.58983 | 1.0265 | 1.0265 | 4.4692 | 4.4692 | 16.1267 | 16.1267 | -4.3486 | -2.1743 | 1.8983 | 0 | 0 |  |  | 8.8527 |  | 0.20738 | 20.7378 | 3.7965 | 0 | 2014-03-27 08:00 | 16126.6667 | 16.1267
|  | 2014-03-27 14:45:03 | 42.3653 | 2.3697 | 9.4787 | 7.2703 | 7.2703 | 0.60733 | 0.60733 | 1.0613 | 1.0613 | 4.4692 | 4.4692 | 16.0477 | 16.0477 | -3.4308 | -1.7154 | 2.1743 | 0 | 0 |  |  | 9.9526 |  | 0.22374 | 22.3736 | 4.3486 | 0 | 2014-03-27 08:30 | 16047.6667 | 16.0477
|  | 2014-03-27 15:15:02 | 42.2552 | 2.5075 | 10.03 | 7.2693 | 7.2693 | 0.6045 | 0.6045 | 1.075 | 1.075 | 4.1136 | 4.1136 | 15.9893 | 15.9893 | -3.1734 | -1.5867 | 1.7154 | 0 | 0 |  |  | 10.2306 |  | 0.23737 | 23.7367 | 3.4308 | 0 | 2014-03-27 09:00 | 15989.3333 | 15.9893
|  | 2014-03-27 15:45:03 | 43.042 | 2.4403 | 9.7613 | 7.2672 | 7.2672 | 0.59933 | 0.59933 | 1.077 | 1.077 | 4.1136 | 4.1136 | 16.1263 | 16.1263 | -4.0972 | -2.0486 | 1.5867 | 0 | 0 |  |  | 9.7613 |  | 0.22679 | 22.6786 | 3.1734 | 0 | 2014-03-27 09:30 | 16126.3333 | 16.1263
|  | 2014-03-27 16:15:04 | 44.0138 | 2.4362 | 9.7447 | 7.2722 | 7.2722 | 0.61833 | 0.61833 | 1.0413 | 1.0413 | 3.1544 | 3.1544 | 16.1545 | 16.1545 | -6.0284 | -3.0142 | 2.0486 | 0 | 0 |  |  | 10.5242 |  | 0.2214 | 22.14 | 4.0972 | 0 | 2014-03-27 10:00 | 16154.5 | 16.1545
|  | 2014-03-27 16:45:03 | 44.8213 | 2.2595 | 9.038 | 7.2738 | 7.2738 | 0.67217 | 0.67217 | 1.0747 | 1.0747 | 3.1544 | 3.1544 | 16.1623 | 16.1623 | -7.4459 | -3.723 | 3.0142 | 0 | 0 |  |  | 8.8572 |  | 0.20165 | 20.1645 | 6.0284 | 0 | 2014-03-27 10:30 | 16162.3333 | 16.1623
|  | 2014-03-27 17:15:03 | 45.579 | 2.0852 | 8.3407 | 7.2717 | 7.2717 | 0.77417 | 0.77417 | 1.0783 | 1.0783 | 1.1488 | 1.1488 | 15.9002 | 15.9002 | -11.0652 | -5.5326 | 3.723 | 0 | 0 |  |  | 9.0079 |  | 0.18299 | 18.2994 | 7.4459 | 0 | 2014-03-27 11:00 | 15900.1667 | 15.9002
|  | 2014-03-27 17:45:02 | 46.0863 | 2.2083 | 8.8333 | 7.3118 | 7.3118 | 0.80317 | 0.80317 | 1.0767 | 1.0767 | 1.1488 | 1.1488 | 15.7062 | 15.7062 | -11.2064 | -5.6032 | 5.5326 | 0 | 0 |  |  | 9.3633 |  | 0.19167 | 19.1669 | 11.0652 | 0 | 2014-03-27 11:30 | 15706.1667 | 15.7062
|  | 2014-03-27 18:15:02 | 46.7397 | 2.3203 | 9.2813 | 7.3488 | 7.3488 | 0.894 | 0.894 | 1.0737 | 1.0737 | 0.1716 | 0.1716 | 15.6948 | 15.6948 | -12.2754 | -6.1377 | 5.6032 | 0 | 0 |  |  | 8.6316 |  | 0.19858 | 19.8575 | 11.2064 | 0 | 2014-03-27 12:00 | 15694.8333 | 15.6948
|  | 2014-03-27 18:45:02 | 47.9768 | 2.6118 | 10.4473 | 7.4215 | 7.4215 | 0.90483 | 0.90483 | 1.0745 | 1.0745 | 0.1716 | 0.1716 | 15.6358 | 15.6358 | -12.3212 | -6.1606 | 6.1377 | 0 | 0 |  |  | 9.5071 |  | 0.21776 | 21.7758 | 12.2754 | 0 | 2014-03-27 12:30 | 15635.8333 | 15.6358
|  | 2014-03-27 19:15:03 | 47.8375 | 2.659 | 10.636 | 7.4512 | 7.4512 | 0.88483 | 0.88483 | 1.0757 | 1.0757 | 0.012 | 0.012 | 15.6998 | 15.6998 | -12.078 | -6.039 | 6.1606 | 0 | 0 |  |  | 10.5296 |  | 0.22234 | 22.2336 | 12.3212 | 0 | 2014-03-27 13:00 | 15699.8333 | 15.6998
|  | 2014-03-27 19:45:02 | 46.5497 | 2.7808 | 11.1233 | 7.456 | 7.456 | 0.762 | 0.762 | 1.0712 | 1.0712 | 0.012 | 0.012 | 15.7092 | 15.7092 | -10.416 | -5.208 | 6.039 | 0 | 0 |  |  | 10.7896 |  | 0.23896 | 23.8956 | 12.078 | 0 | 2014-03-27 13:30 | 15709.1667 | 15.7092
|  | 2014-03-27 20:15:02 | 44.9305 | 2.9262 | 11.7047 | 7.4508 | 7.4508 | 0.78567 | 0.78567 | 1.0732 | 1.0732 | 0 | 0 | 15.8627 | 15.8627 | -8.0535 | -4.0268 | 5.208 | 0 | 0 |  |  | 11.4706 |  | 0.26051 | 26.0506 | 10.416 | 0 | 2014-03-27 14:00 | 15862.6667 | 15.8627
|  | 2014-03-27 20:45:02 | 43.0093 | 2.8927 | 11.5707 | 7.4498 | 7.4498 | 0.7145 | 0.7145 | 1.0718 | 1.0718 | 0 | 0 | 16.0085 | 16.0085 | -6.194 | -3.097 | 4.0268 | 0 | 0 |  |  | 12.2649 |  | 0.26903 | 26.9027 | 8.0535 | 0 | 2014-03-27 14:30 | 16008.5 | 16.0085
|  | 2014-03-27 21:15:02 | 41.3365 | 2.8323 | 11.3293 | 7.4487 | 7.4487 | 0.65017 | 0.65017 | 1.0762 | 1.0762 | 0 | 0 | 15.7245 | 15.7245 | -5.1077 | -2.5538 | 3.097 | 0 | 0 |  |  | 11.4426 |  | 0.27408 | 27.4076 | 6.194 | 0 | 2014-03-27 15:00 | 15724.5 | 15.7245
|  | 2014-03-27 21:45:03 | 39.192 | 2.5677 | 10.2707 | 7.4522 | 7.4522 | 0.64233 | 0.64233 | 1.076 | 1.076 | 0 | 0 | 15.663 | 15.663 | -4.0878 | -2.0439 | 2.5538 | 0 | 0 |  |  | 10.168 |  | 0.26206 | 26.206 | 5.1077 | 0 | 2014-03-27 15:30 | 15663 | 15.663
|  | 2014-03-27 22:15:02 | 36.8563 | 2.4513 | 9.8053 | 7.4563 | 7.4563 | 0.65117 | 0.65117 | 1.0742 | 1.0742 | 0 | 0 | 15.4052 | 15.4052 | -2.4642 | -1.2321 | 2.0439 | 0 | 0 |  |  | 9.8053 |  | 0.26604 | 26.6042 | 4.0878 | 0 | 2014-03-27 16:00 | 15405.1667 | 15.4052
|  | 2014-03-27 22:45:01 | 35.0388 | 2.5607 | 10.2427 | 7.4458 | 7.4458 | 0.6545 | 0.6545 | 1.0765 | 1.0765 | 0 | 0 | 15.288 | 15.288 | -0.33133 | -0.16567 | 1.2321 | 0 | 0 |  |  | 10.4475 |  | 0.29232 | 29.2323 | 2.4642 | 0 | 2014-03-27 16:30 | 15288 | 15.288
|  | 2014-03-27 23:15:02 | 32.9983 | 2.4272 | 9.7087 | 7.4413 | 7.4413 | 0.58717 | 0.58717 | 1.0797 | 1.0797 | 0 | 0 | 14.7347 | 14.7347 | 0.55317 | 0.27658 | 0.16567 | 0.27658 | 0 |  |  | 10.2912 |  | 0.29422 | 29.4217 | 0.33133 | 0 | 2014-03-27 17:00 | 14734.6667 | 14.7347
|  | 2014-03-27 23:45:02 | 32.5035 | 2.1307 | 8.5227 | 7.4448 | 7.4448 | 0.5825 | 0.5825 | 1.0778 | 1.0778 | 0 | 0 | 14.821 | 14.821 | -0.054667 | -0.027333 | 0 | 0.24925 | 0 |  |  | 8.1818 |  | 0.26221 | 26.2208 | 0 | 0.054667 | 2014-03-27 17:30 | 14821 | 14.821
|  | 2014-03-28 00:15:02 | 32.727 | 2.0572 | 8.2287 | 7.4567 | 7.4567 | 0.563 | 0.563 | 1.0777 | 1.0777 | 0 | 0 | 14.8643 | 14.8643 | -0.53667 | -0.26833 | 0 | 0 | 0 |  |  | 7.9818 |  | 0.25143 | 25.1434 | 0 | 0.4985 | 2014-03-27 18:00 | 14864.3333 | 14.8643
|  | 2014-03-28 00:45:03 | 33.225 | 2.103 | 8.412 | 7.4568 | 7.4568 | 0.55167 | 0.55167 | 1.0783 | 1.0783 | 0 | 0 | 14.9318 | 14.9318 | -0.79433 | -0.39717 | 0.26833 | 0 | 0 |  |  | 7.6549 |  | 0.25318 | 25.3183 | 0.53667 | 0 | 2014-03-27 18:30 | 14931.8333 | 14.9318
|  | 2014-03-28 01:15:02 | 32.7968 | 2.0485 | 8.194 | 7.4677 | 7.4677 | 0.54617 | 0.54617 | 1.0767 | 1.0767 | 0 | 0 | 14.8318 | 14.8318 | -0.6805 | -0.34025 | 0.39717 | 0 | 0 |  |  | 8.9315 |  | 0.24984 | 24.9841 | 0.79433 | 0 | 2014-03-27 19:00 | 14831.8333 | 14.8318
|  | 2014-03-28 01:45:01 | 32.0828 | 2.0658 | 8.2633 | 7.4677 | 7.4677 | 0.52767 | 0.52767 | 1.0758 | 1.0758 | 0 | 0 | 14.7708 | 14.7708 | 0.0225 | 0.01125 | 0.34025 | 0.01125 | 0 |  |  | 7.6849 |  | 0.25756 | 25.7562 | 0.6805 | 0 | 2014-03-27 19:30 | 14770.8333 | 14.7708
|  | 2014-03-28 02:15:01 | 31.7265 | 2.145 | 8.58 | 7.3663 | 7.3663 | 0.47267 | 0.47267 | 1.0765 | 1.0765 | 0 | 0 | 14.73 | 14.73 | 0.499 | 0.2495 | 0 | 0.26075 | 0 |  |  | 9.1806 |  | 0.27044 | 27.0436 | 0 | 0 | 2014-03-27 20:00 | 14730 | 14.73
|  | 2014-03-28 02:45:02 | 31.5855 | 1.9578 | 7.8313 | 7.311 | 7.311 | 0.47333 | 0.47333 | 1.0783 | 1.0783 | 0 | 0 | 14.639 | 14.639 | -0.2525 | -0.12625 | 0 | 0.1345 | 0 |  |  | 7.1265 |  | 0.24794 | 24.7941 | 0 | 0.2525 | 2014-03-27 20:30 | 14639 | 14.639
|  | 2014-03-28 03:15:02 | 31.1787 | 1.9737 | 7.8947 | 7.294 | 7.294 | 0.47317 | 0.47317 | 1.0785 | 1.0785 | 0 | 0 | 14.347 | 14.347 | -0.091333 | -0.045667 | 0 | 0.088833 | 0 |  |  | 7.1841 |  | 0.25321 | 25.3207 | 0 | 0.091333 | 2014-03-27 21:00 | 14347 | 14.347
|  | 2014-03-28 03:45:03 | 30.7517 | 1.8978 | 7.5913 | 7.2893 | 7.2893 | 0.472 | 0.472 | 1.0745 | 1.0745 | 0 | 0 | 14.3383 | 14.3383 | 0.013833 | 0.0069167 | 0 | 0.09575 | 0 |  |  | 7.0599 |  | 0.24686 | 24.6859 | 0 | 0 | 2014-03-27 21:30 | 14338.3333 | 14.3383
|  | 2014-03-28 04:15:02 | 30.2018 | 1.9145 | 7.658 | 7.2792 | 7.2792 | 0.47233 | 0.47233 | 1.0762 | 1.0762 | 0 | 0 | 14.5395 | 14.5395 | 0.82333 | 0.41167 | 0 | 0.50742 | 0 |  |  | 8.1941 |  | 0.25356 | 25.3561 | 0 | 0 | 2014-03-27 22:00 | 14539.5 | 14.5395
|  | 2014-03-28 04:45:02 | 30.1917 | 1.9365 | 7.746 | 7.2742 | 7.2742 | 0.47333 | 0.47333 | 1.0772 | 1.0772 | 0 | 0 | 14.7765 | 14.7765 | 1.1555 | 0.57775 | 0 | 1.0852 | 0 |  |  | 7.1263 |  | 0.25656 | 25.6561 | 0 | 0 | 2014-03-27 22:30 | 14776.5 | 14.7765
|  | 2014-03-28 05:15:03 | 31.4628 | 1.9872 | 7.9487 | 7.264 | 7.264 | 0.47317 | 0.47317 | 1.0672 | 1.0672 | 0 | 0 | 15.5013 | 15.5013 | 0.7915 | 0.39575 | 0 | 1.4809 | 0 |  |  | 7.8692 |  | 0.25264 | 25.2637 | 0 | 0 | 2014-03-27 23:00 | 15501.3333 | 15.5013
|  | 2014-03-28 05:45:03 | 31.9952 | 2.3075 | 9.23 | 7.2568 | 7.2568 | 0.473 | 0.473 | 1.0578 | 1.0578 | 0 | 0 | 15.2732 | 15.2732 | 1.2957 | 0.64783 | 0 | 2.1288 | 0 |  |  | 9.8761 |  | 0.28848 | 28.8481 | 0 | 0 | 2014-03-27 23:30 | 15273.1667 | 15.2732
|  | 2014-03-28 06:15:01 | 33.2843 | 2.4012 | 9.6047 | 7.254 | 7.254 | 0.47683 | 0.47683 | 1.0473 | 1.0473 | 0 | 0 | 15.349 | 15.349 | 0.4475 | 0.22375 | 0 | 2.3525 | 0 |  |  | 10.277 |  | 0.28856 | 28.8564 | 0 | 0 | 2014-03-28 | 15349 | 15.349
|  | 2014-03-28 06:45:03 | 36.3373 | 2.597 | 10.388 | 7.2548 | 7.2548 | 0.54383 | 0.54383 | 1.075 | 1.075 | 0 | 0 | 16.3578 | 16.3578 | -0.71783 | -0.35892 | 0 | 1.9936 | 0 |  |  | 9.9725 |  | 0.28588 | 28.5877 | 0 | 0.71783 | 2014-03-28 00:30 | 16357.8333 | 16.3578
|  | 2014-03-28 07:15:02 | 39.5605 | 2.7613 | 11.0453 | 7.2537 | 7.2537 | 0.72067 | 0.72067 | 1.0773 | 1.0773 | 0.6244 | 0.6244 | 16.8973 | 16.8973 | -1.9418 | -0.97088 | 0 | 1.0227 | 0 |  |  | 11.1558 |  | 0.2792 | 27.9201 | 0 | 1.9418 | 2014-03-28 01:00 | 16897.3333 | 16.8973
|  | 2014-03-28 07:45:02 | 41.4287 | 2.8858 | 11.5433 | 7.2537 | 7.2537 | 0.74517 | 0.74517 | 1.077 | 1.077 | 0.6244 | 0.6244 | 17.024 | 17.024 | -3.1611 | -1.5805 | 0 | 0 | 0 |  |  | 12.6977 |  | 0.27863 | 27.8632 | 0 | 2.0454 | 2014-03-28 01:30 | 17024 | 17.024
|  | 2014-03-28 08:15:03 | 42.599 | 2.885 | 11.54 | 7.2498 | 7.2498 | 0.75783 | 0.75783 | 1.0763 | 1.0763 | 1.5172 | 1.5172 | 17.048 | 17.048 | -3.4098 | -1.7049 | 1.5805 | 0 | 0 |  |  | 12.5786 |  | 0.2709 | 27.0898 | 3.1611 | 0 | 2014-03-28 02:00 | 17048 | 17.048
|  | 2014-03-28 08:45:03 | 42.8772 | 2.8503 | 11.4013 | 7.3152 | 7.3152 | 0.76767 | 0.76767 | 1.073 | 1.073 | 1.5172 | 1.5172 | 16.8977 | 16.8977 | -3.9051 | -1.9526 | 1.7049 | 0 | 0 |  |  | 11.7434 |  | 0.26591 | 26.5907 | 3.4098 | 0 | 2014-03-28 02:30 | 16897.6667 | 16.8977
|  | 2014-03-28 09:15:02 | 43.5527 | 2.839 | 11.356 | 7.4012 | 7.4012 | 0.78233 | 0.78233 | 1.0802 | 1.0802 | 2.6756 | 2.6756 | 16.989 | 16.989 | -3.2684 | -1.6342 | 1.9526 | 0 | 0 |  |  | 11.2424 |  | 0.26074 | 26.0742 | 3.9051 | 0 | 2014-03-28 03:00 | 16989 | 16.989
|  | 2014-03-28 09:45:03 | 43.3322 | 2.6393 | 10.5573 | 7.4305 | 7.4305 | 0.80183 | 0.80183 | 1.0775 | 1.0775 | 2.6756 | 2.6756 | 17.0327 | 17.0327 | -3.7567 | -1.8784 | 1.6342 | 0 | 0 |  |  | 10.8741 |  | 0.24364 | 24.3637 | 3.2684 | 0 | 2014-03-28 03:30 | 17032.6667 | 17.0327
|  | 2014-03-28 10:15:03 | 43.2015 | 2.5823 | 10.3293 | 7.4327 | 7.4327 | 0.793 | 0.793 | 1.081 | 1.081 | 3.3476 | 3.3476 | 17.0335 | 17.0335 | -3.1844 | -1.5922 | 1.8784 | 0 | 0 |  |  | 10.226 |  | 0.2391 | 23.9097 | 3.7567 | 0 | 2014-03-28 04:00 | 17033.5 | 17.0335
|  | 2014-03-28 10:45:02 | 43.0068 | 2.5917 | 10.3667 | 7.439 | 7.439 | 0.79167 | 0.79167 | 1.0778 | 1.0778 | 3.3476 | 3.3476 | 17.0492 | 17.0492 | -2.9349 | -1.4674 | 1.5922 | 0 | 0 |  |  | 10.6777 |  | 0.24105 | 24.1047 | 3.1844 | 0 | 2014-03-28 04:30 | 17049.1667 | 17.0492
|  | 2014-03-28 11:15:02 | 42.9237 | 2.6273 | 10.5093 | 7.4453 | 7.4453 | 0.7735 | 0.7735 | 1.083 | 1.083 | 3.3508 | 3.3508 | 17.0725 | 17.0725 | -2.6892 | -1.3446 | 1.4674 | 0 | 0 |  |  | 9.6686 |  | 0.24484 | 24.4838 | 2.9349 | 0 | 2014-03-28 05:00 | 17072.5 | 17.0725
|  | 2014-03-28 11:45:03 | 42.7557 | 2.6395 | 10.558 | 7.4437 | 7.4437 | 0.736 | 0.736 | 1.0847 | 1.0847 | 3.3508 | 3.3508 | 17.0172 | 17.0172 | -2.5654 | -1.2827 | 1.3446 | 0 | 0 |  |  | 10.7692 |  | 0.24694 | 24.6938 | 2.6892 | 0 | 2014-03-28 05:30 | 17017.1667 | 17.0172
|  | 2014-03-28 12:15:02 | 42.5883 | 2.5707 | 10.2827 | 7.4423 | 7.4423 | 0.73367 | 0.73367 | 1.0928 | 1.0928 | 3.7332 | 3.7332 | 16.7433 | 16.7433 | -2.5603 | -1.2801 | 1.2827 | 0 | 0 |  |  | 10.077 |  | 0.24144 | 24.1443 | 2.5654 | 0 | 2014-03-28 06:00 | 16743.3333 | 16.7433
|  | 2014-03-28 12:45:03 | 42.0592 | 2.5103 | 10.0413 | 7.4432 | 7.4432 | 0.75333 | 0.75333 | 1.066 | 1.066 | 3.7332 | 3.7332 | 16.3278 | 16.3278 | -2.6943 | -1.3471 | 1.2801 | 0 | 0 |  |  | 11.0455 |  | 0.23874 | 23.8743 | 2.5603 | 0 | 2014-03-28 06:30 | 16327.8333 | 16.3278
|  | 2014-03-28 13:15:01 | 41.6185 | 2.348 | 9.392 | 7.3362 | 7.3362 | 0.72883 | 0.72883 | 1.0733 | 1.0733 | 3.5312 | 3.5312 | 16.1815 | 16.1815 | -3.3755 | -1.6877 | 1.3471 | 0 | 0 |  |  | 8.8285 |  | 0.22567 | 22.5669 | 2.6943 | 0 | 2014-03-28 07:00 | 16181.5 | 16.1815
|  | 2014-03-28 13:45:03 | 41.3683 | 2.4203 | 9.6813 | 7.2658 | 7.2658 | 0.7205 | 0.7205 | 1.0852 | 1.0852 | 3.5312 | 3.5312 | 16.2095 | 16.2095 | -2.8748 | -1.4374 | 1.6877 | 0 | 0 |  |  | 9.6813 |  | 0.23403 | 23.4028 | 3.3755 | 0 | 2014-03-28 07:30 | 16209.5 | 16.2095
|  | 2014-03-28 14:15:04 | 41.0695 | 2.5095 | 10.038 | 7.263 | 7.263 | 0.6765 | 0.6765 | 1.0872 | 1.0872 | 3.0564 | 3.0564 | 16.2753 | 16.2753 | -2.6731 | -1.3365 | 1.4374 | 0 | 0 |  |  | 10.2388 |  | 0.24441 | 24.4415 | 2.8748 | 0 | 2014-03-28 08:00 | 16275.3333 | 16.2753
|  | 2014-03-28 14:45:02 | 40.8153 | 2.5823 | 10.3293 | 7.2643 | 7.2643 | 0.679 | 0.679 | 1.085 | 1.085 | 3.0564 | 3.0564 | 16.2545 | 16.2545 | -2.1468 | -1.0734 | 1.3365 | 0 | 0 |  |  | 10.0195 |  | 0.25307 | 25.3075 | 2.6731 | 0 | 2014-03-28 08:30 | 16254.5 | 16.2545
|  | 2014-03-28 15:15:03 | 40.6565 | 2.6908 | 10.7633 | 7.2695 | 7.2695 | 0.68883 | 0.68883 | 1.0863 | 1.0863 | 3.8752 | 3.8752 | 16.2483 | 16.2483 | -0.72497 | -0.36248 | 1.0734 | 0 | 0 |  |  | 11.1939 |  | 0.26474 | 26.4738 | 2.1468 | 0 | 2014-03-28 09:00 | 16248.3333 | 16.2483
|  | 2014-03-28 15:45:02 | 41.2443 | 2.662 | 10.648 | 7.2693 | 7.2693 | 0.68267 | 0.68267 | 1.0908 | 1.0908 | 3.8752 | 3.8752 | 16.2538 | 16.2538 | -1.4245 | -0.71223 | 0.36248 | 0 | 0 |  |  | 10.435 |  | 0.25817 | 25.8169 | 0.72497 | 0 | 2014-03-28 09:30 | 16253.8333 | 16.2538
|  | 2014-03-28 16:15:06 | 41.9427 | 2.684 | 10.736 | 7.2732 | 7.2732 | 0.68783 | 0.68783 | 1.0672 | 1.0672 | 2.8108 | 2.8108 | 16.2707 | 16.2707 | -3.097 | -1.5485 | 0.71223 | 0 | 0 |  |  | 10.8434 |  | 0.25597 | 25.5968 | 1.4245 | 0 | 2014-03-28 10:00 | 16270.6667 | 16.2707
|  | 2014-03-28 16:45:02 | 42.9055 | 2.6717 | 10.6867 | 7.336 | 7.336 | 0.71333 | 0.71333 | 1.0307 | 1.0307 | 2.8108 | 2.8108 | 16.2888 | 16.2888 | -4.0392 | -2.0196 | 1.5485 | 0 | 0 |  |  | 11.221 |  | 0.24907 | 24.9075 | 3.097 | 0 | 2014-03-28 10:30 | 16288.8333 | 16.2888
|  | 2014-03-28 17:15:02 | 43.4558 | 2.7698 | 11.0793 | 7.3603 | 7.3603 | 0.74017 | 0.74017 | 1.0695 | 1.0695 | 1.3668 | 1.3668 | 16.1707 | 16.1707 | -5.669 | -2.8345 | 2.0196 | 0 | 0 |  |  | 11.5225 |  | 0.25496 | 25.4956 | 4.0392 | 0 | 2014-03-28 11:00 | 16170.6667 | 16.1707
|  | 2014-03-28 17:45:03 | 43.5588 | 2.7267 | 10.9067 | 7.3882 | 7.3882 | 0.734 | 0.734 | 1.0473 | 1.0473 | 1.3668 | 1.3668 | 16.0895 | 16.0895 | -6.0264 | -3.0132 | 2.8345 | 0 | 0 |  |  | 10.5795 |  | 0.25039 | 25.0389 | 5.669 | 0 | 2014-03-28 11:30 | 16089.5 | 16.0895
|  | 2014-03-28 18:15:02 | 44.2793 | 2.7795 | 11.118 | 7.4447 | 7.4447 | 0.73917 | 0.73917 | 1.0818 | 1.0818 | 0.2328 | 0.2328 | 16.0642 | 16.0642 | -7.5987 | -3.7994 | 3.0132 | 0 | 0 |  |  | 10.7845 |  | 0.25109 | 25.1088 | 6.0264 | 0 | 2014-03-28 12:00 | 16064.1667 | 16.0642
|  | 2014-03-28 18:45:04 | 45.7515 | 2.7053 | 10.8213 | 7.4467 | 7.4467 | 0.73433 | 0.73433 | 1.0883 | 1.0883 | 0.2328 | 0.2328 | 16.0337 | 16.0337 | -9.3944 | -4.6972 | 3.7994 | 0 | 0 |  |  | 11.7953 |  | 0.23652 | 23.6524 | 7.5987 | 0 | 2014-03-28 12:30 | 16033.6667 | 16.0337
|  | 2014-03-28 19:15:02 | 45.2802 | 2.5995 | 10.398 | 7.456 | 7.456 | 0.73867 | 0.73867 | 1.0838 | 1.0838 | 0.02 | 0.02 | 16.0385 | 16.0385 | -9.5452 | -4.7726 | 4.6972 | 0 | 0 |  |  | 10.502 |  | 0.22964 | 22.9637 | 9.3944 | 0 | 2014-03-28 13:00 | 16038.5 | 16.0385
|  | 2014-03-28 19:45:03 | 44.1448 | 2.6328 | 10.5313 | 7.4528 | 7.4528 | 0.75217 | 0.75217 | 1.0807 | 1.0807 | 0.02 | 0.02 | 16.0253 | 16.0253 | -8.2825 | -4.1413 | 4.7726 | 0 | 0 |  |  | 11.0579 |  | 0.23856 | 23.8563 | 9.5452 | 0 | 2014-03-28 13:30 | 16025.3333 | 16.0253
|  | 2014-03-28 20:15:04 | 42.8595 | 2.729 | 10.916 | 7.4508 | 7.4508 | 0.72333 | 0.72333 | 1.0663 | 1.0663 | 0 | 0 | 16.0658 | 16.0658 | -6.6372 | -3.3186 | 4.1413 | 0 | 0 |  |  | 11.1343 |  | 0.25469 | 25.4693 | 8.2825 | 0 | 2014-03-28 14:00 | 16065.8333 | 16.0658
|  | 2014-03-28 20:45:02 | 41.2187 | 2.7188 | 10.8753 | 7.4445 | 7.4445 | 0.6815 | 0.6815 | 0.798 | 0.798 | 0 | 0 | 15.806 | 15.806 | -5.6133 | -2.8067 | 3.3186 | 0 | 0 |  |  | 9.8966 |  | 0.26384 | 26.3845 | 6.6372 | 0 | 2014-03-28 14:30 | 15806 | 15.806
|  | 2014-03-28 21:15:02 | 39.5363 | 2.5058 | 10.0233 | 7.4452 | 7.4452 | 0.5825 | 0.5825 | 0.6875 | 0.6875 | 0 | 0 | 15.6013 | 15.6013 | -5.1965 | -2.5982 | 2.8067 | 0 | 0 |  |  | 10.324 |  | 0.25352 | 25.3522 | 5.6133 | 0 | 2014-03-28 15:00 | 15601.3333 | 15.6013
|  | 2014-03-28 21:45:03 | 37.5185 | 2.4333 | 9.7333 | 7.4558 | 7.4558 | 0.60083 | 0.60083 | 0.68433 | 0.68433 | 0 | 0 | 15.4968 | 15.4968 | -3.5473 | -1.7737 | 2.5982 | 0 | 0 |  |  | 10.3173 |  | 0.25943 | 25.9428 | 5.1965 | 0 | 2014-03-28 15:30 | 15496.8333 | 15.4968
|  | 2014-03-28 22:15:03 | 35.6165 | 2.4182 | 9.6727 | 7.4532 | 7.4532 | 0.61333 | 0.61333 | 0.68683 | 0.68683 | 0 | 0 | 15.0193 | 15.0193 | -2.1712 | -1.0856 | 1.7737 | 0 | 0 |  |  | 8.8021 |  | 0.27158 | 27.1578 | 3.5473 | 0 | 2014-03-28 16:00 | 15019.3333 | 15.0193
|  | 2014-03-28 22:45:02 | 33.9598 | 2.3515 | 9.406 | 7.4543 | 7.4543 | 0.58483 | 0.58483 | 0.68783 | 0.68783 | 0 | 0 | 14.5708 | 14.5708 | -1.256 | -0.628 | 1.0856 | 0 | 0 |  |  | 9.9704 |  | 0.27697 | 27.6974 | 2.1712 | 0 | 2014-03-28 16:30 | 14570.8333 | 14.5708
|  | 2014-03-28 23:15:02 | 32.3007 | 2.5478 | 10.1913 | 7.4585 | 7.4585 | 0.48667 | 0.48667 | 0.68267 | 0.68267 | 0 | 0 | 14.3835 | 14.3835 | 0.902 | 0.451 | 0.628 | 0.451 | 0 |  |  | 9.2741 |  | 0.31551 | 31.5515 | 1.256 | 0 | 2014-03-28 17:00 | 14383.5 | 14.3835
|  | 2014-03-28 23:45:02 | 31.1628 | 2.598 | 10.392 | 7.4525 | 7.4525 | 0.48567 | 0.48567 | 0.68883 | 0.68883 | 0 | 0 | 13.841 | 13.841 | 1.6972 | 0.84858 | 0 | 1.2996 | 0 |  |  | 10.0802 |  | 0.33347 | 33.3474 | 0 | 0 | 2014-03-28 17:30 | 13841 | 13.841
|  | 2014-03-29 00:15:02 | 31.1727 | 2.5335 | 10.134 | 7.4577 | 7.4577 | 0.482 | 0.482 | 0.68533 | 0.68533 | 0 | 0 | 14.0833 | 14.0833 | 1.6697 | 0.83483 | 0 | 2.1344 | 0 |  |  | 9.7286 |  | 0.32509 | 32.5092 | 0 | 0 | 2014-03-28 18:00 | 14083.3333 | 14.0833
|  | 2014-03-29 00:45:02 | 31.15 | 2.3332 | 9.3327 | 7.4873 | 7.4873 | 0.46917 | 0.46917 | 0.68833 | 0.68833 | 0 | 0 | 14.2608 | 14.2608 | 1.0883 | 0.54417 | 0 | 2.6786 | 0 |  |  | 9.986 |  | 0.2996 | 29.9604 | 0 | 0 | 2014-03-28 18:30 | 14260.8333 | 14.2608
|  | 2014-03-29 01:15:02 | 30.8335 | 2.193 | 8.772 | 7.5342 | 7.5342 | 0.45533 | 0.45533 | 0.68583 | 0.68583 | 0 | 0 | 14.0292 | 14.0292 | 0.643 | 0.3215 | 0 | 3.0001 | 0 |  |  | 9.1229 |  | 0.2845 | 28.4496 | 0 | 0 | 2014-03-28 19:00 | 14029.1667 | 14.0292
|  | 2014-03-29 01:45:02 | 30.3057 | 2.1465 | 8.586 | 7.5677 | 7.5677 | 0.45467 | 0.45467 | 0.68567 | 0.68567 | 0 | 0 | 13.7657 | 13.7657 | 0.754 | 0.377 | 0 | 3.3771 | 0 |  |  | 9.2729 |  | 0.28331 | 28.3313 | 0 | 0 | 2014-03-28 19:30 | 13765.6667 | 13.7657
|  | 2014-03-29 02:15:02 | 29.9578 | 2.1497 | 8.5987 | 7.573 | 7.573 | 0.45367 | 0.45367 | 0.687 | 0.687 | 0 | 0 | 13.6995 | 13.6995 | 1.054 | 0.527 | 0 | 3.9041 | 0 |  |  | 8.9426 |  | 0.28703 | 28.7026 | 0 | 0 | 2014-03-28 20:00 | 13699.5 | 13.6995
|  | 2014-03-29 02:45:03 | 29.6858 | 2.3388 | 9.3553 | 7.572 | 7.572 | 0.453 | 0.453 | 0.6815 | 0.6815 | 0 | 0 | 13.3212 | 13.3212 | 1.6972 | 0.84858 | 0 | 4.7527 | 0 |  |  | 9.4489 |  | 0.31514 | 31.5145 | 0 | 0 | 2014-03-28 20:30 | 13321.1667 | 13.3212
|  | 2014-03-29 03:15:04 | 29.1737 | 2.3998 | 9.5993 | 7.5758 | 7.5758 | 0.456 | 0.456 | 0.68483 | 0.68483 | 0 | 0 | 13.082 | 13.082 | 2.2243 | 1.1122 | 0 | 5.8648 | 0 |  |  | 10.5593 |  | 0.32904 | 32.9041 | 0 | 0 | 2014-03-28 21:00 | 13082 | 13.082
|  | 2014-03-29 03:45:04 | 28.4442 | 2.5662 | 10.2647 | 7.5782 | 7.5782 | 0.45783 | 0.45783 | 0.6835 | 0.6835 | 0 | 0 | 13.0128 | 13.0128 | 3.5528 | 1.7764 | 0 | 7.6413 | 0 |  |  | 9.4435 |  | 0.36087 | 36.0871 | 0 | 0 | 2014-03-28 21:30 | 13012.8333 | 13.0128
|  | 2014-03-29 04:15:02 | 28.291 | 2.4813 | 9.9253 | 7.5703 | 7.5703 | 0.459 | 0.459 | 0.68933 | 0.68933 | 0 | 0 | 13.009 | 13.009 | 3.362 | 1.681 | 0 | 9.3223 | 0 |  |  | 10.3223 |  | 0.35083 | 35.083 | 0 | 0 | 2014-03-28 22:00 | 13009 | 13.009
|  | 2014-03-29 04:45:03 | 28.1827 | 2.3952 | 9.5807 | 7.5718 | 7.5718 | 0.459 | 0.459 | 0.68567 | 0.68567 | 0 | 0 | 13.0475 | 13.0475 | 3.162 | 1.581 | 0 | 10.9033 | 0 |  |  | 10.1555 |  | 0.33995 | 33.9949 | 0 | 0 | 2014-03-28 22:30 | 13047.5 | 13.0475
|  | 2014-03-29 05:15:02 | 28.2342 | 2.2803 | 9.1213 | 7.57 | 7.57 | 0.459 | 0.459 | 0.68933 | 0.68933 | 0 | 0 | 13.2023 | 13.2023 | 2.8078 | 1.4039 | 0 | 12.3072 | 0 |  |  | 8.8477 |  | 0.32306 | 32.306 | 0 | 0 | 2014-03-28 23:00 | 13202.3333 | 13.2023
|  | 2014-03-29 05:45:03 | 28.2947 | 2.2088 | 8.8353 | 7.5732 | 7.5732 | 0.461 | 0.461 | 0.685 | 0.685 | 0 | 0 | 13.2632 | 13.2632 | 2.523 | 1.2615 | 0 | 13.5687 | 0 |  |  | 9.4538 |  | 0.31226 | 31.2261 | 0 | 0 | 2014-03-28 23:30 | 13263.1667 | 13.2632
|  | 2014-03-29 06:15:02 | 28.6477 | 2.1995 | 8.798 | 7.5725 | 7.5725 | 0.47517 | 0.47517 | 0.68733 | 0.68733 | 0 | 0 | 13.4777 | 13.4777 | 2.363 | 1.1815 | 0 | 14.7502 | 0 |  |  | 9.2379 |  | 0.30711 | 30.7111 | 0 | 0 | 2014-03-29 | 13477.6667 | 13.4777
|  | 2014-03-29 06:45:02 | 29.278 | 2.3703 | 9.4813 | 7.582 | 7.582 | 0.50333 | 0.50333 | 0.68917 | 0.68917 | 0 | 0 | 13.7907 | 13.7907 | 2.7685 | 1.3842 | 0 | 16.1344 | 0 |  |  | 9.9554 |  | 0.32384 | 32.3838 | 0 | 0 | 2014-03-29 00:30 | 13790.6667 | 13.7907
|  | 2014-03-29 07:15:03 | 30.9722 | 2.5378 | 10.1513 | 7.5815 | 7.5815 | 0.59 | 0.59 | 0.689 | 0.689 | 0.6204 | 0.6204 | 14.579 | 14.579 | 3.2391 | 1.6195 | 0 | 17.7539 | 0 |  |  | 11.1665 |  | 0.32776 | 32.7757 | 0 | 0 | 2014-03-29 01:00 | 14579 | 14.579
|  | 2014-03-29 07:45:02 | 32.4523 | 2.5988 | 10.3953 | 7.5867 | 7.5867 | 0.599 | 0.599 | 0.68917 | 0.68917 | 0.6204 | 0.6204 | 14.8837 | 14.8837 | 2.3219 | 1.1609 | 0 | 18.9149 | 0 |  |  | 10.1874 |  | 0.32033 | 32.0326 | 0 | 0 | 2014-03-29 01:30 | 14883.6667 | 14.8837
|  | 2014-03-29 08:15:02 | 34.3382 | 2.4662 | 9.8647 | 7.5808 | 7.5808 | 0.64083 | 0.64083 | 0.6895 | 0.6895 | 1.0504 | 1.0504 | 15.1643 | 15.1643 | 0.6524 | 0.3262 | 0 | 19.2411 | 0 |  |  | 10.2593 |  | 0.28728 | 28.728 | 0 | 0 | 2014-03-29 02:00 | 15164.3333 | 15.1643
|  | 2014-03-29 08:45:03 | 35.4173 | 2.4163 | 9.6653 | 7.5807 | 7.5807 | 0.6605 | 0.6605 | 0.689 | 0.689 | 1.0504 | 1.0504 | 15.1843 | 15.1843 | -0.5871 | -0.29355 | 0 | 18.9475 | 0 |  |  | 10.0519 |  | 0.2729 | 27.2898 | 0 | 0.5871 | 2014-03-29 02:30 | 15184.3333 | 15.1843
|  | 2014-03-29 09:15:04 | 36.2103 | 2.5692 | 10.2767 | 7.5872 | 7.5872 | 0.66817 | 0.66817 | 0.68183 | 0.68183 | 1.7776 | 1.7776 | 15.1502 | 15.1502 | -0.068733 | -0.034367 | 0 | 18.9132 | 0 |  |  | 9.249 |  | 0.2838 | 28.3805 | 0 | 0.068733 | 2014-03-29 03:00 | 15150.1667 | 15.1502
|  | 2014-03-29 09:45:03 | 36.1315 | 2.646 | 10.584 | 7.5867 | 7.5867 | 0.63383 | 0.63383 | 0.6875 | 0.6875 | 1.7776 | 1.7776 | 15.0778 | 15.0778 | 0.21593 | 0.10797 | 0 | 19.0211 | 0 |  |  | 9.949 |  | 0.29293 | 29.293 | 0 | 0 | 2014-03-29 03:30 | 15077.8333 | 15.0778
|  | 2014-03-29 10:15:03 | 36.1712 | 2.6362 | 10.5447 | 7.5697 | 7.5697 | 0.66017 | 0.66017 | 0.68683 | 0.68683 | 3.5592 | 3.5592 | 15.1242 | 15.1242 | 1.9735 | 0.98677 | 0 | 20.0079 | 0 |  |  | 10.7556 |  | 0.29152 | 29.1521 | 0 | 0 | 2014-03-29 04:00 | 15124.1667 | 15.1242
|  | 2014-03-29 10:45:02 | 35.7937 | 2.693 | 10.772 | 7.559 | 7.559 | 0.616 | 0.616 | 0.68333 | 0.68333 | 3.5592 | 3.5592 | 15.2195 | 15.2195 | 2.6154 | 1.3077 | 0 | 21.3156 | 0 |  |  | 11.2029 |  | 0.30095 | 30.0947 | 0 | 0 | 2014-03-29 04:30 | 15219.5 | 15.2195
|  | 2014-03-29 11:15:01 | 35.651 | 2.624 | 10.496 | 7.5558 | 7.5558 | 0.62933 | 0.62933 | 0.689 | 0.689 | 3.7612 | 3.7612 | 15.2425 | 15.2425 | 2.7229 | 1.3614 | 0 | 22.677 | 0 |  |  | 10.2861 |  | 0.29441 | 29.441 | 0 | 0 | 2014-03-29 05:00 | 15242.5 | 15.2425
|  | 2014-03-29 11:45:02 | 35.2348 | 2.654 | 10.616 | 7.5622 | 7.5622 | 0.62483 | 0.62483 | 0.68367 | 0.68367 | 3.7612 | 3.7612 | 15.2942 | 15.2942 | 3.3072 | 1.6536 | 0 | 24.3306 | 0 |  |  | 11.4653 |  | 0.30129 | 30.1293 | 0 | 0 | 2014-03-29 05:30 | 15294.1667 | 15.2942
|  | 2014-03-29 12:15:01 | 34.6855 | 2.7755 | 11.102 | 7.5587 | 7.5587 | 0.61333 | 0.61333 | 0.68617 | 0.68617 | 3.9208 | 3.9208 | 15.2455 | 15.2455 | 4.441 | 2.2205 | 0 | 26.5511 | 0 |  |  | 11.9902 |  | 0.32008 | 32.0076 | 0 | 0 | 2014-03-29 06:00 | 15245.5 | 15.2455
|  | 2014-03-29 12:45:02 | 34.0537 | 2.9708 | 11.8833 | 7.559 | 7.559 | 0.58733 | 0.58733 | 0.685 | 0.685 | 3.9208 | 3.9208 | 15.0827 | 15.0827 | 5.6645 | 2.8322 | 0 | 29.3834 | 0 |  |  | 12.9528 |  | 0.34896 | 34.8959 | 0 | 0 | 2014-03-29 06:30 | 15082.6667 | 15.0827
|  | 2014-03-29 13:15:02 | 33.4993 | 3.1035 | 12.414 | 7.5577 | 7.5577 | 0.5585 | 0.5585 | 0.6855 | 0.6855 | 3.9716 | 3.9716 | 14.8367 | 14.8367 | 6.5246 | 3.2623 | 0 | 32.6457 | 0 |  |  | 12.1657 |  | 0.37057 | 37.0575 | 0 | 0 | 2014-03-29 07:00 | 14836.6667 | 14.8367
|  | 2014-03-29 13:45:03 | 32.9252 | 3.3712 | 13.4847 | 7.575 | 7.575 | 0.5905 | 0.5905 | 0.685 | 0.685 | 3.9716 | 3.9716 | 14.2408 | 14.2408 | 7.6224 | 3.8112 | 0 | 36.4569 | 0 |  |  | 13.215 |  | 0.40956 | 40.9555 | 0 | 0 | 2014-03-29 07:30 | 14240.8333 | 14.2408
|  | 2014-03-29 14:15:02 | 32.4597 | 3.5637 | 14.2547 | 7.5962 | 7.5962 | 0.61067 | 0.61067 | 0.68833 | 0.68833 | 3.7456 | 3.7456 | 13.7782 | 13.7782 | 8.2139 | 4.107 | 0 | 40.5638 | 0 |  |  | 15.2525 |  | 0.43915 | 43.915 | 0 | 0 | 2014-03-29 08:00 | 13778.1667 | 13.7782
|  | 2014-03-29 14:45:03 | 32.1132 | 3.6205 | 14.482 | 7.6168 | 7.6168 | 0.619 | 0.619 | 0.68717 | 0.68717 | 3.7456 | 3.7456 | 13.4027 | 13.4027 | 8.4401 | 4.2201 | 0 | 44.7839 | 0 |  |  | 14.6268 |  | 0.45097 | 45.0968 | 0 | 0 | 2014-03-29 08:30 | 13402.6667 | 13.4027
|  | 2014-03-29 15:15:02 | 32.0343 | 3.9008 | 15.6033 | 7.6372 | 7.6372 | 0.63517 | 0.63517 | 0.681 | 0.681 | 3.5324 | 3.5324 | 13.1092 | 13.1092 | 9.1639 | 4.582 | 0 | 49.3658 | 0 |  |  | 15.9154 |  | 0.48708 | 48.7082 | 0 | 0 | 2014-03-29 09:00 | 13109.1667 | 13.1092
|  | 2014-03-29 15:45:02 | 32.3385 | 4.1122 | 16.4487 | 7.6452 | 7.6452 | 0.63583 | 0.63583 | 0.68667 | 0.68667 | 3.5324 | 3.5324 | 13.0155 | 13.0155 | 9.6257 | 4.8129 | 0 | 54.1787 | 0 |  |  | 17.7646 |  | 0.50864 | 50.864 | 0 | 0 | 2014-03-29 09:30 | 13015.5 | 13.0155
|  | 2014-03-29 16:15:02 | 32.9632 | 4.285 | 17.14 | 7.6555 | 7.6555 | 0.63517 | 0.63517 | 0.687 | 0.687 | 2.1668 | 2.1668 | 13.5477 | 13.5477 | 8.869 | 4.4345 | 0 | 58.6132 | 0 |  |  | 18.854 |  | 0.51997 | 51.9974 | 0 | 0 | 2014-03-29 10:00 | 13547.6667 | 13.5477
|  | 2014-03-29 16:45:02 | 34.1152 | 4.316 | 17.264 | 7.6595 | 7.6595 | 0.655 | 0.655 | 0.68933 | 0.68933 | 2.1668 | 2.1668 | 13.9968 | 13.9968 | 8.3163 | 4.1581 | 0 | 62.7713 | 0 |  |  | 18.4725 |  | 0.50605 | 50.6051 | 0 | 0 | 2014-03-29 10:30 | 13996.8333 | 13.9968
|  | 2014-03-29 17:15:03 | 35.4388 | 4.367 | 17.468 | 7.6712 | 7.6712 | 0.677 | 0.677 | 0.68983 | 0.68983 | 1.0388 | 1.0388 | 14.5613 | 14.5613 | 6.6673 | 3.3337 | 0 | 66.105 | 0 |  |  | 18.5161 |  | 0.49291 | 49.2906 | 0 | 0 | 2014-03-29 11:00 | 14561.3333 | 14.5613
|  | 2014-03-29 17:45:02 | 36.5052 | 4.3412 | 17.3647 | 7.6925 | 7.6925 | 0.67283 | 0.67283 | 0.6895 | 0.6895 | 1.0388 | 1.0388 | 14.8938 | 14.8938 | 5.847 | 2.9235 | 0 | 69.0285 | 0 |  |  | 17.3647 |  | 0.47568 | 47.5677 | 0 | 0 | 2014-03-29 11:30 | 14893.8333 | 14.8938
|  | 2014-03-29 18:15:02 | 37.6317 | 4.3117 | 17.2467 | 7.717 | 7.717 | 0.73467 | 0.73467 | 0.68067 | 0.68067 | 0.1704 | 0.1704 | 15.0977 | 15.0977 | 4.0154 | 2.0077 | 0 | 71.0362 | 0 |  |  | 17.0742 |  | 0.4583 | 45.8302 | 0 | 0 | 2014-03-29 12:00 | 15097.6667 | 15.0977
|  | 2014-03-29 18:45:03 | 39.5093 | 4.1938 | 16.7753 | 7.7182 | 7.7182 | 0.75417 | 0.75417 | 0.68567 | 0.68567 | 0.1704 | 0.1704 | 15.2365 | 15.2365 | 1.8309 | 0.91545 | 0 | 71.9516 | 0 |  |  | 15.9366 |  | 0.42459 | 42.4592 | 0 | 0 | 2014-03-29 12:30 | 15236.5 | 15.2365
|  | 2014-03-29 19:15:03 | 39.4587 | 4.2767 | 17.1067 | 7.7347 | 7.7347 | 0.75633 | 0.75633 | 0.689 | 0.689 | 0.012 | 0.012 | 15.1338 | 15.1338 | 1.9738 | 0.98692 | 0 | 72.9385 | 0 |  |  | 17.6199 |  | 0.43353 | 43.3534 | 0 | 0 | 2014-03-29 13:00 | 15133.8333 | 15.1338
|  | 2014-03-29 19:45:02 | 38.4817 | 4.4313 | 17.7253 | 7.7357 | 7.7357 | 0.76383 | 0.76383 | 0.68917 | 0.68917 | 0.012 | 0.012 | 14.7797 | 14.7797 | 3.224 | 1.612 | 0 | 74.5505 | 0 |  |  | 16.6618 |  | 0.46062 | 46.0618 | 0 | 0 | 2014-03-29 13:30 | 14779.6667 | 14.7797
|  | 2014-03-29 20:15:01 | 37.538 | 4.4015 | 17.606 | 7.7338 | 7.7338 | 0.826 | 0.826 | 0.68867 | 0.68867 | 0 | 0 | 14.7845 | 14.7845 | 4.101 | 2.0505 | 0 | 76.601 | 0 |  |  | 17.4299 |  | 0.46902 | 46.9018 | 0 | 0 | 2014-03-29 14:00 | 14784.5 | 14.7845
|  | 2014-03-29 20:45:02 | 36.2548 | 4.3113 | 17.2453 | 7.733 | 7.733 | 0.6075 | 0.6075 | 0.6895 | 0.6895 | 0 | 0 | 14.779 | 14.779 | 4.7995 | 2.3998 | 0 | 79.0008 | 0 |  |  | 17.2453 |  | 0.47567 | 47.567 | 0 | 0 | 2014-03-29 14:30 | 14779 | 14.779
|  | 2014-03-29 21:15:02 | 35.0378 | 4.4007 | 17.6027 | 7.7313 | 7.7313 | 0.481 | 0.481 | 0.689 | 0.689 | 0 | 0 | 14.8722 | 14.8722 | 6.3383 | 3.1692 | 0 | 82.17 | 0 |  |  | 15.8424 |  | 0.50239 | 50.239 | 0 | 0 | 2014-03-29 15:00 | 14872.1667 | 14.8722
|  | 2014-03-29 21:45:02 | 33.911 | 4.4992 | 17.9967 | 7.7348 | 7.7348 | 0.48 | 0.48 | 0.68967 | 0.68967 | 0 | 0 | 14.3683 | 14.3683 | 7.3585 | 3.6792 | 0 | 85.8492 | 0 |  |  | 19.4364 |  | 0.5307 | 53.0703 | 0 | 0 | 2014-03-29 15:30 | 14368.3333 | 14.3683
|  | 2014-03-29 22:15:01 | 32.4767 | 4.6183 | 18.4733 | 7.7427 | 7.7427 | 0.4795 | 0.4795 | 0.69 | 0.69 | 0 | 0 | 13.2193 | 13.2193 | 8.1282 | 4.0641 | 0 | 89.9133 | 0 |  |  | 16.8107 |  | 0.56882 | 56.8819 | 0 | 0 | 2014-03-29 16:00 | 13219.3333 | 13.2193
|  | 2014-03-29 22:45:02 | 31.2348 | 4.5367 | 18.1467 | 7.752 | 7.752 | 0.47067 | 0.47067 | 0.68933 | 0.68933 | 0 | 0 | 12.563 | 12.563 | 8.3868 | 4.1934 | 0 | 94.1067 | 0 |  |  | 18.5096 |  | 0.58098 | 58.0975 | 0 | 0 | 2014-03-29 16:30 | 12563 | 12.563
|  | 2014-03-29 23:15:02 | 30.495 | 4.3877 | 17.5507 | 7.759 | 7.759 | 0.44217 | 0.44217 | 0.68717 | 0.68717 | 0 | 0 | 12.3447 | 12.3447 | 8.2887 | 4.1443 | 0 | 98.251 | 0 |  |  | 17.0241 |  | 0.57553 | 57.5526 | 0 | 0 | 2014-03-29 17:00 | 12344.6667 | 12.3447
|  | 2014-03-29 23:45:02 | 29.7015 | 4.2015 | 16.806 | 7.7607 | 7.7607 | 0.439 | 0.439 | 0.65467 | 0.65467 | 0 | 0 | 11.8755 | 11.8755 | 7.8343 | 3.9172 | 0 | 100 | 3.9172 |  |  | 17.9824 |  | 0.56583 | 56.583 | 0 | 0 | 2014-03-29 17:30 | 11875.5 | 11.8755
|  | 2014-03-30 00:15:01 | 29.4142 | 4.0055 | 16.022 | 7.7623 | 7.7623 | 0.42817 | 0.42817 | 0.62583 | 0.62583 | 0 | 0 | 12.2402 | 12.2402 | 7.6643 | 3.8322 | 0 | 100 | 3.8322 |  |  | 16.8231 |  | 0.5447 | 54.4704 | 0 | 0 | 2014-03-29 18:00 | 12240.1667 | 12.2402
|  | 2014-03-30 00:45:02 | 29.7498 | 3.9532 | 15.8127 | 7.7693 | 7.7693 | 0.4185 | 0.4185 | 0.68717 | 0.68717 | 0 | 0 | 12.4903 | 12.4903 | 7.4282 | 3.7141 | 0 | 100 | 3.7141 |  |  | 15.6545 |  | 0.53152 | 53.1521 | 0 | 0 | 2014-03-29 18:30 | 12490.3333 | 12.4903
|  | 2014-03-30 01:15:02 | 26.4997 | 1.9173 | 7.6693 | 7.7747 | 7.7747 | 0.4185 | 0.4185 | 0.645 | 0.645 | 0 | 0 | 12.074 | 12.074 | 2.0818 | 1.0409 | 0 | 100 | 1.0409 |  |  | 7.5159 |  | 0.28941 | 28.9412 | 0 | 0 | 2014-03-29 19:00 | 12074 | 12.074
|  | 2014-03-30 01:45:01 | 25.0657 | 2.0617 | 8.2467 | 7.7718 | 7.7718 | 0.4185 | 0.4185 | 0.64933 | 0.64933 | 0 | 0 | 11.8738 | 11.8738 | 3.8945 | 1.9473 | 0 | 100 | 1.9473 |  |  | 8.2467 |  | 0.329 | 32.9002 | 0 | 0 | 2014-03-29 19:30 | 11873.8333 | 11.8738
|  | 2014-03-30 02:15:02 | 27.9857 | 3.3095 | 13.238 | 7.7643 | 7.7643 | 0.4185 | 0.4185 | 0.68583 | 0.68583 | 0 | 0 | 12.0332 | 12.0332 | 6.1542 | 3.0771 | 0 | 100 | 3.0771 |  |  | 14.0323 |  | 0.47303 | 47.3028 | 0 | 0 | 2014-03-29 20:00 | 12033.1667 | 12.0332
|  | 2014-03-30 02:45:03 | 27.5242 | 3.1682 | 12.6727 | 7.7725 | 7.7725 | 0.39333 | 0.39333 | 0.68583 | 0.68583 | 0 | 0 | 11.7395 | 11.7395 | 5.7397 | 2.8698 | 0 | 100 | 2.8698 |  |  | 13.0528 |  | 0.46042 | 46.042 | 0 | 0 | 2014-03-29 20:30 | 11739.5 | 11.7395
|  | 2014-03-30 03:15:03 | 26.9922 | 3.0935 | 12.374 | 7.7725 | 7.7725 | 0.3895 | 0.3895 | 0.68817 | 0.68817 | 0 | 0 | 11.3245 | 11.3245 | 5.5565 | 2.7783 | 0 | 100 | 2.7783 |  |  | 12.0028 |  | 0.45843 | 45.8429 | 0 | 0 | 2014-03-29 21:00 | 11324.5 | 11.3245
|  | 2014-03-30 03:45:02 | 26.6282 | 3.0787 | 12.3147 | 7.7822 | 7.7822 | 0.39467 | 0.39467 | 0.684 | 0.684 | 0 | 0 | 11.059 | 11.059 | 5.6063 | 2.8032 | 0 | 100 | 2.8032 |  |  | 12.9304 |  | 0.46247 | 46.2468 | 0 | 0 | 2014-03-29 21:30 | 11059 | 11.059
|  | 2014-03-30 04:15:02 | 26.4952 | 2.9638 | 11.8553 | 7.7773 | 7.7773 | 0.40633 | 0.40633 | 0.6895 | 0.6895 | 0 | 0 | 10.9827 | 10.9827 | 5.216 | 2.608 | 0 | 100 | 2.608 |  |  | 11.6182 |  | 0.44745 | 44.7453 | 0 | 0 | 2014-03-29 22:00 | 10982.6667 | 10.9827
|  | 2014-03-30 04:45:03 | 26.5155 | 2.8987 | 11.5947 | 7.7795 | 7.7795 | 0.44117 | 0.44117 | 0.688 | 0.688 | 0 | 0 | 11.0512 | 11.0512 | 5.039 | 2.5195 | 0 | 100 | 2.5195 |  |  | 11.9425 |  | 0.43728 | 43.7279 | 0 | 0 | 2014-03-29 22:30 | 11051.1667 | 11.0512
|  | 2014-03-30 05:15:02 | 26.7442 | 2.7515 | 11.006 | 7.7793 | 7.7793 | 0.58433 | 0.58433 | 0.6885 | 0.6885 | 0 | 0 | 11.203 | 11.203 | 4.517 | 2.2585 | 0 | 100 | 2.2585 |  |  | 11.006 |  | 0.41153 | 41.1529 | 0 | 0 | 2014-03-29 23:00 | 11203 | 11.203
|  | 2014-03-30 05:45:02 | 26.8173 | 2.7003 | 10.8013 | 7.7793 | 7.7793 | 0.57833 | 0.57833 | 0.68583 | 0.68583 | 0 | 0 | 11.3728 | 11.3728 | 4.4003 | 2.2002 | 0 | 100 | 2.2002 |  |  | 10.3693 |  | 0.40277 | 40.2774 | 0 | 0 | 2014-03-29 23:30 | 11372.8333 | 11.3728
|  | 2014-03-30 06:15:02 | 27.7018 | 2.6393 | 10.5573 | 7.785 | 7.785 | 0.55983 | 0.55983 | 0.6875 | 0.6875 | 0 | 0 | 12.019 | 12.019 | 3.9068 | 1.9534 | 0 | 100 | 1.9534 |  |  | 11.5075 |  | 0.38111 | 38.1106 | 0 | 0 | 2014-03-30 | 12019 | 12.019
|  | 2014-03-30 06:45:03 | 28.7722 | 2.6032 | 10.4127 | 7.7842 | 7.7842 | 0.56183 | 0.56183 | 0.68833 | 0.68833 | 0 | 0 | 13.0565 | 13.0565 | 3.7313 | 1.8657 | 0 | 100 | 1.8657 |  |  | 11.4539 |  | 0.3619 | 36.1901 | 0 | 0 | 2014-03-30 00:30 | 13056.5 | 13.0565
|  | 2014-03-30 07:15:03 | 29.6212 | 2.6277 | 10.5107 | 7.7847 | 7.7847 | 0.56817 | 0.56817 | 0.68667 | 0.68667 | 0.5712 | 0.5712 | 13.5867 | 13.5867 | 4.0869 | 2.0434 | 0 | 100 | 2.0434 |  |  | 10.7209 |  | 0.35484 | 35.4836 | 0 | 0 | 2014-03-30 01:00 | 13586.6667 | 13.5867
|  | 2014-03-30 07:45:02 | 30.1952 | 2.6105 | 10.442 | 7.7913 | 7.7913 | 0.58083 | 0.58083 | 0.68467 | 0.68467 | 0.5712 | 0.5712 | 13.9167 | 13.9167 | 3.7915 | 1.8958 | 0 | 100 | 1.8958 |  |  | 11.0685 |  | 0.34582 | 34.5817 | 0 | 0 | 2014-03-30 01:30 | 13916.6667 | 13.9167
|  | 2014-03-30 08:15:01 | 31.8292 | 2.442 | 9.768 | 7.7872 | 7.7872 | 0.65233 | 0.65233 | 0.6895 | 0.6895 | 1.4736 | 1.4736 | 14.8342 | 14.8342 | 3.3756 | 1.6878 | 0 | 100 | 1.6878 |  |  | 10.061 |  | 0.30689 | 30.6888 | 0 | 0 | 2014-03-30 02:00 | 14834.1667 | 14.8342
|  | 2014-03-30 08:45:02 | 33.0293 | 2.1563 | 8.6253 | 7.7892 | 7.7892 | 0.64917 | 0.64917 | 0.68733 | 0.68733 | 1.4736 | 1.4736 | 15.3288 | 15.3288 | 1.5241 | 0.76205 | 0 | 100 | 0.76205 |  |  | 8.1078 |  | 0.26114 | 26.1142 | 0 | 0 | 2014-03-30 02:30 | 15328.8333 | 15.3288
|  | 2014-03-30 09:15:02 | 33.859 | 2.0065 | 8.026 | 7.7902 | 7.7902 | 0.63583 | 0.63583 | 0.68433 | 0.68433 | 2.4092 | 2.4092 | 15.5248 | 15.5248 | 1.2114 | 0.60568 | 0 | 100 | 0.60568 |  |  | 7.9457 |  | 0.23704 | 23.7042 | 0 | 0 | 2014-03-30 03:00 | 15524.8333 | 15.5248
|  | 2014-03-30 09:45:03 | 34.127 | 1.9965 | 7.986 | 7.7918 | 7.7918 | 0.6185 | 0.6185 | 0.687 | 0.687 | 2.4092 | 2.4092 | 15.5245 | 15.5245 | 0.89003 | 0.44502 | 0 | 100 | 0.44502 |  |  | 8.545 |  | 0.23401 | 23.4008 | 0 | 0 | 2014-03-30 03:30 | 15524.5 | 15.5245
|  | 2014-03-30 10:15:02 | 34.5687 | 2.01 | 8.04 | 7.7897 | 7.7897 | 0.637 | 0.637 | 0.68883 | 0.68883 | 3.1532 | 3.1532 | 15.5678 | 15.5678 | 1.3079 | 0.65393 | 0 | 100 | 0.65393 |  |  | 7.4772 |  | 0.23258 | 23.2581 | 0 | 0 | 2014-03-30 04:00 | 15567.8333 | 15.5678
|  | 2014-03-30 10:45:02 | 34.486 | 1.8718 | 7.4873 | 7.7923 | 7.7923 | 0.64883 | 0.64883 | 0.68833 | 0.68833 | 3.1532 | 3.1532 | 15.645 | 15.645 | 0.92903 | 0.46452 | 0 | 100 | 0.46452 |  |  | 7.113 |  | 0.21711 | 21.7112 | 0 | 0 | 2014-03-30 04:30 | 15645 | 15.645
|  | 2014-03-30 11:15:04 | 34.4245 | 1.761 | 7.044 | 7.7833 | 7.7833 | 0.65333 | 0.65333 | 0.6855 | 0.6855 | 3.7396 | 3.7396 | 15.9108 | 15.9108 | 1.3921 | 0.69605 | 0 | 100 | 0.69605 |  |  | 7.1144 |  | 0.20462 | 20.4622 | 0 | 0 | 2014-03-30 05:00 | 15910.8333 | 15.9108
|  | 2014-03-30 11:45:03 | 34.2178 | 1.7202 | 6.8807 | 7.7693 | 7.7693 | 0.64617 | 0.64617 | 0.68733 | 0.68733 | 3.7396 | 3.7396 | 15.9688 | 15.9688 | 1.4741 | 0.73705 | 0 | 100 | 0.73705 |  |  | 7.5687 |  | 0.20108 | 20.1084 | 0 | 0 | 2014-03-30 05:30 | 15968.8333 | 15.9688
|  | 2014-03-30 12:15:02 | 33.7408 | 1.6833 | 6.7333 | 7.7637 | 7.7637 | 0.55217 | 0.55217 | 0.67533 | 0.67533 | 4.0372 | 4.0372 | 15.8833 | 15.8833 | 1.9042 | 0.9521 | 0 | 100 | 0.9521 |  |  | 6.1947 |  | 0.19956 | 19.956 | 0 | 0 | 2014-03-30 06:00 | 15883.3333 | 15.8833
|  | 2014-03-30 12:45:02 | 33.1785 | 1.6262 | 6.5047 | 7.7688 | 7.7688 | 0.55117 | 0.55117 | 0.45267 | 0.45267 | 4.0372 | 4.0372 | 15.9292 | 15.9292 | 2.0652 | 1.0326 | 0 | 100 | 1.0326 |  |  | 5.8542 |  | 0.19605 | 19.6051 | 0 | 0 | 2014-03-30 06:30 | 15929.1667 | 15.9292
|  | 2014-03-30 13:15:02 | 32.9087 | 1.5462 | 6.1847 | 7.7583 | 7.7583 | 0.54867 | 0.54867 | 0.34317 | 0.34317 | 3.79 | 3.79 | 16.0315 | 16.0315 | 1.7477 | 0.87383 | 0 | 100 | 0.87383 |  |  | 5.628 |  | 0.18793 | 18.7934 | 0 | 0 | 2014-03-30 07:00 | 16031.5 | 16.0315
|  | 2014-03-30 13:45:03 | 32.7253 | 1.4877 | 5.9507 | 7.7577 | 7.7577 | 0.537 | 0.537 | 0.407 | 0.407 | 3.79 | 3.79 | 15.923 | 15.923 | 1.64 | 0.82 | 0 | 100 | 0.82 |  |  | 5.4151 |  | 0.18184 | 18.1837 | 0 | 0 | 2014-03-30 07:30 | 15923 | 15.923
|  | 2014-03-30 14:15:01 | 32.7682 | 1.4842 | 5.9367 | 7.759 | 7.759 | 0.538 | 0.538 | 0.65067 | 0.65067 | 3.8028 | 3.8028 | 15.8468 | 15.8468 | 1.7658 | 0.8829 | 0 | 100 | 0.8829 |  |  | 5.4617 |  | 0.18117 | 18.1172 | 0 | 0 | 2014-03-30 08:00 | 15846.8333 | 15.8468
|  | 2014-03-30 14:45:03 | 32.927 | 1.4922 | 5.9687 | 7.7592 | 7.7592 | 0.53883 | 0.53883 | 0.687 | 0.687 | 3.8028 | 3.8028 | 15.92 | 15.92 | 1.7495 | 0.87473 | 0 | 100 | 0.87473 |  |  | 6.5655 |  | 0.18127 | 18.127 | 0 | 0 | 2014-03-30 08:30 | 15920 | 15.92
|  | 2014-03-30 15:15:01 | 33.2577 | 1.4635 | 5.854 | 7.761 | 7.761 | 0.55667 | 0.55667 | 0.68783 | 0.68783 | 3.2092 | 3.2092 | 16.0615 | 16.0615 | 0.87253 | 0.43627 | 0 | 100 | 0.43627 |  |  | 5.6198 |  | 0.17602 | 17.602 | 0 | 0 | 2014-03-30 09:00 | 16061.5 | 16.0615
|  | 2014-03-30 15:45:02 | 33.8518 | 1.475 | 5.9 | 7.7608 | 7.7608 | 0.59917 | 0.59917 | 0.68517 | 0.68517 | 3.2092 | 3.2092 | 16.1145 | 16.1145 | 0.41703 | 0.20852 | 0 | 100 | 0.20852 |  |  | 6.136 |  | 0.17429 | 17.4289 | 0 | 0 | 2014-03-30 09:30 | 16114.5 | 16.1145
|  | 2014-03-30 16:15:02 | 34.234 | 1.5137 | 6.0547 | 7.766 | 7.766 | 0.6735 | 0.6735 | 0.67817 | 0.67817 | 2.4564 | 2.4564 | 15.9298 | 15.9298 | -0.67543 | -0.33772 | 0 | 99.6623 | 0 |  |  | 6.0547 |  | 0.17686 | 17.6861 | 0 | 0.67543 | 2014-03-30 10:00 | 15929.8333 | 15.9298
|  | 2014-03-30 16:45:02 | 34.5917 | 1.5512 | 6.2047 | 7.7588 | 7.7588 | 0.687 | 0.687 | 0.681 | 0.681 | 2.4564 | 2.4564 | 15.8103 | 15.8103 | -0.99343 | -0.49672 | 0 | 99.1656 | 0 |  |  | 5.8944 |  | 0.17937 | 17.9369 | 0 | 0.99343 | 2014-03-30 10:30 | 15810.3333 | 15.8103
|  | 2014-03-30 17:15:03 | 34.9843 | 1.5972 | 6.3887 | 7.756 | 7.756 | 0.68983 | 0.68983 | 0.6865 | 0.6865 | 1.2684 | 1.2684 | 15.804 | 15.804 | -2.3909 | -1.1955 | 0 | 97.9701 | 0 |  |  | 5.8137 |  | 0.18262 | 18.2615 | 0 | 2.3909 | 2014-03-30 11:00 | 15804 | 15.804
|  | 2014-03-30 17:45:01 | 35.3527 | 1.7412 | 6.9647 | 7.7587 | 7.7587 | 0.6895 | 0.6895 | 0.68467 | 0.68467 | 1.2684 | 1.2684 | 15.4498 | 15.4498 | -2.5369 | -1.2685 | 0 | 96.7016 | 0 |  |  | 7.6611 |  | 0.19701 | 19.7005 | 0 | 2.5369 | 2014-03-30 11:30 | 15449.8333 | 15.4498
|  | 2014-03-30 18:15:03 | 36.227 | 1.8785 | 7.514 | 7.7615 | 7.7615 | 0.6895 | 0.6895 | 0.68433 | 0.68433 | 0.33 | 0.33 | 15.054 | 15.054 | -4.1937 | -2.0968 | 0 | 94.6048 | 0 |  |  | 8.2654 |  | 0.20741 | 20.7414 | 0 | 4.1937 | 2014-03-30 12:00 | 15054 | 15.054
|  | 2014-03-30 18:45:02 | 37.5647 | 1.9045 | 7.618 | 7.7668 | 7.7668 | 0.743 | 0.743 | 0.6865 | 0.6865 | 0.33 | 0.33 | 15.0778 | 15.0778 | -5.3425 | -2.6713 | 0 | 91.9336 | 0 |  |  | 8.0751 |  | 0.2028 | 20.2797 | 0 | 5.3425 | 2014-03-30 12:30 | 15077.8333 | 15.0778
|  | 2014-03-30 19:15:02 | 38.518 | 1.9645 | 7.858 | 7.7622 | 7.7622 | 0.9205 | 0.9205 | 0.686 | 0.686 | 0.048 | 0.048 | 14.9127 | 14.9127 | -6.3307 | -3.1653 | 0 | 88.7682 | 0 |  |  | 8.1723 |  | 0.20401 | 20.4009 | 0 | 6.3307 | 2014-03-30 13:00 | 14912.6667 | 14.9127
|  | 2014-03-30 19:45:03 | 37.6637 | 1.9888 | 7.9553 | 7.7587 | 7.7587 | 0.8715 | 0.8715 | 0.68117 | 0.68117 | 0.048 | 0.048 | 14.7737 | 14.7737 | -5.5753 | -2.7877 | 0 | 85.9806 | 0 |  |  | 7.478 |  | 0.21122 | 21.122 | 0 | 5.5753 | 2014-03-30 13:30 | 14773.6667 | 14.7737
|  | 2014-03-30 20:15:03 | 36.4952 | 2.0153 | 8.0613 | 7.748 | 7.748 | 0.65617 | 0.65617 | 0.68817 | 0.68817 | 0 | 0 | 14.8255 | 14.8255 | -4.516 | -2.258 | 0 | 83.7226 | 0 |  |  | 7.5777 |  | 0.22089 | 22.0888 | 0 | 4.516 | 2014-03-30 14:00 | 14825.5 | 14.8255
|  | 2014-03-30 20:45:06 | 34.9983 | 1.9605 | 7.842 | 7.7437 | 7.7437 | 0.61417 | 0.61417 | 0.6855 | 0.6855 | 0 | 0 | 14.8153 | 14.8153 | -3.2977 | -1.6488 | 0 | 82.0737 | 0 |  |  | 8.3909 |  | 0.22407 | 22.4068 | 0 | 3.2977 | 2014-03-30 14:30 | 14815.3333 | 14.8153
|  | 2014-03-30 21:15:02 | 33.3173 | 1.9588 | 7.8353 | 7.7355 | 7.7355 | 0.60233 | 0.60233 | 0.687 | 0.687 | 0 | 0 | 14.4807 | 14.4807 | -1.9765 | -0.98825 | 0 | 81.0855 | 0 |  |  | 7.3652 |  | 0.23517 | 23.5173 | 0 | 1.9765 | 2014-03-30 15:00 | 14480.6667 | 14.4807
|  | 2014-03-30 21:45:04 | 31.3388 | 1.8962 | 7.5847 | 7.7227 | 7.7227 | 0.5375 | 0.5375 | 0.6895 | 0.6895 | 0 | 0 | 14.1707 | 14.1707 | -0.63383 | -0.31692 | 0 | 80.7686 | 0 |  |  | 7.5847 |  | 0.24202 | 24.2021 | 0 | 0.63383 | 2014-03-30 15:30 | 14170.6667 | 14.1707
|  | 2014-03-30 22:15:02 | 30.2283 | 1.7938 | 7.1753 | 7.7157 | 7.7157 | 0.51583 | 0.51583 | 0.6855 | 0.6855 | 0 | 0 | 14.1518 | 14.1518 | 0.015833 | 0.0079167 | 0 | 80.7765 | 0 |  |  | 7.8929 |  | 0.23737 | 23.7371 | 0 | 0 | 2014-03-30 16:00 | 14151.8333 | 14.1518
|  | 2014-03-30 22:45:03 | 29.0468 | 1.7517 | 7.0067 | 7.701 | 7.701 | 0.51233 | 0.51233 | 0.68867 | 0.68867 | 0 | 0 | 13.672 | 13.672 | 0.53383 | 0.26692 | 0 | 81.0434 | 0 |  |  | 6.8665 |  | 0.24122 | 24.122 | 0 | 0 | 2014-03-30 16:30 | 13672 | 13.672
|  | 2014-03-30 23:15:01 | 27.901 | 1.7647 | 7.0587 | 7.7018 | 7.7018 | 0.51017 | 0.51017 | 0.68867 | 0.68867 | 0 | 0 | 13.1742 | 13.1742 | 1.2325 | 0.61625 | 0 | 81.6596 | 0 |  |  | 6.9175 |  | 0.25299 | 25.299 | 0 | 0 | 2014-03-30 17:00 | 13174.1667 | 13.1742
|  | 2014-03-30 23:45:01 | 27.4698 | 1.6792 | 6.7167 | 7.7015 | 7.7015 | 0.5105 | 0.5105 | 0.68967 | 0.68967 | 0 | 0 | 13.1397 | 13.1397 | 1.2882 | 0.64408 | 0 | 82.3037 | 0 |  |  | 6.1793 |  | 0.24451 | 24.4511 | 0 | 0 | 2014-03-30 17:30 | 13139.6667 | 13.1397
|  | 2014-03-31 00:15:02 | 28.0343 | 1.6182 | 6.4727 | 7.7003 | 7.7003 | 0.5105 | 0.5105 | 0.68867 | 0.68867 | 0 | 0 | 13.6335 | 13.6335 | 0.97133 | 0.48567 | 0 | 82.7894 | 0 |  |  | 6.9905 |  | 0.23088 | 23.0884 | 0 | 0 | 2014-03-30 18:00 | 13633.5 | 13.6335
|  | 2014-03-31 00:45:01 | 28.3372 | 1.5755 | 6.302 | 7.6983 | 7.6983 | 0.51117 | 0.51117 | 0.6895 | 0.6895 | 0 | 0 | 13.7938 | 13.7938 | 0.65767 | 0.32883 | 0 | 83.1182 | 0 |  |  | 6.6801 |  | 0.22239 | 22.2393 | 0 | 0 | 2014-03-30 18:30 | 13793.8333 | 13.7938
|  | 2014-03-31 01:15:02 | 28.3108 | 1.5888 | 6.3553 | 7.6965 | 7.6965 | 0.511 | 0.511 | 0.68883 | 0.68883 | 0 | 0 | 13.7842 | 13.7842 | 0.725 | 0.3625 | 0 | 83.4807 | 0 |  |  | 5.7198 |  | 0.22448 | 22.4484 | 0 | 0 | 2014-03-30 19:00 | 13784.1667 | 13.7842
|  | 2014-03-31 01:45:03 | 28.0077 | 1.542 | 6.168 | 7.6952 | 7.6952 | 0.50733 | 0.50733 | 0.63317 | 0.63317 | 0 | 0 | 13.514 | 13.514 | 0.51 | 0.255 | 0 | 83.7357 | 0 |  |  | 5.7362 |  | 0.22023 | 22.0225 | 0 | 0 | 2014-03-30 19:30 | 13514 | 13.514
|  | 2014-03-31 02:15:03 | 27.64 | 1.5558 | 6.2233 | 7.6945 | 7.6945 | 0.49067 | 0.49067 | 0.62967 | 0.62967 | 0 | 0 | 13.3162 | 13.3162 | 0.71433 | 0.35717 | 0 | 84.0929 | 0 |  |  | 5.601 |  | 0.22516 | 22.5157 | 0 | 0 | 2014-03-30 20:00 | 13316.1667 | 13.3162
|  | 2014-03-31 02:45:02 | 27.3302 | 1.544 | 6.176 | 7.6893 | 7.6893 | 0.4915 | 0.4915 | 0.63033 | 0.63033 | 0 | 0 | 13.0975 | 13.0975 | 0.7545 | 0.37725 | 0 | 84.4701 | 0 |  |  | 6.7936 |  | 0.22598 | 22.5977 | 0 | 0 | 2014-03-30 20:30 | 13097.5 | 13.0975
|  | 2014-03-31 03:15:02 | 27.1072 | 1.4455 | 5.782 | 7.6792 | 7.6792 | 0.49167 | 0.49167 | 0.608 | 0.608 | 0 | 0 | 12.8892 | 12.8892 | 0.34283 | 0.17142 | 0 | 84.6416 | 0 |  |  | 5.4929 |  | 0.2133 | 21.3302 | 0 | 0 | 2014-03-30 21:00 | 12889.1667 | 12.8892
|  | 2014-03-31 03:45:02 | 27.1222 | 1.3628 | 5.4513 | 7.6712 | 7.6712 | 0.49033 | 0.49033 | 0.57967 | 0.57967 | 0 | 0 | 12.603 | 12.603 | -0.32667 | -0.16333 | 0 | 84.4782 | 0 |  |  | 5.1243 |  | 0.20099 | 20.0992 | 0 | 0.32667 | 2014-03-30 21:30 | 12603 | 12.603
|  | 2014-03-31 04:15:01 | 27.7728 | 1.3635 | 5.454 | 7.6653 | 7.6653 | 0.4915 | 0.4915 | 0.596 | 0.596 | 0 | 0 | 12.6255 | 12.6255 | -0.9405 | -0.47025 | 0 | 84.008 | 0 |  |  | 5.2904 |  | 0.19638 | 19.6379 | 0 | 0.9405 | 2014-03-30 22:00 | 12625.5 | 12.6255
|  | 2014-03-31 04:45:02 | 28.9582 | 1.3478 | 5.3913 | 7.6555 | 7.6555 | 0.49733 | 0.49733 | 0.56967 | 0.56967 | 0 | 0 | 13.0525 | 13.0525 | -1.7918 | -0.89592 | 0 | 83.1121 | 0 |  |  | 5.8226 |  | 0.18618 | 18.6177 | 0 | 1.7918 | 2014-03-30 22:30 | 13052.5 | 13.0525
|  | 2014-03-31 05:15:02 | 31.0603 | 1.3428 | 5.3713 | 7.639 | 7.639 | 0.514 | 0.514 | 0.633 | 0.633 | 0 | 0 | 14.205 | 14.205 | -2.698 | -1.349 | 0 | 81.7631 | 0 |  |  | 5.2102 |  | 0.17293 | 17.2932 | 0 | 2.698 | 2014-03-30 23:00 | 14205 | 14.205
|  | 2014-03-31 05:45:02 | 33.6928 | 1.3808 | 5.5233 | 7.6453 | 7.6453 | 0.53683 | 0.53683 | 0.67833 | 0.67833 | 0 | 0 | 15.4953 | 15.4953 | -3.8137 | -1.9068 | 0 | 79.8562 | 0 |  |  | 6.0204 |  | 0.16393 | 16.3932 | 0 | 3.8137 | 2014-03-30 23:30 | 15495.3333 | 15.4953
|  | 2014-03-31 06:15:02 | 37.4433 | 1.3868 | 5.5473 | 7.6393 | 7.6393 | 0.61833 | 0.61833 | 0.7005 | 0.7005 | 0 | 0 | 16.2945 | 16.2945 | -6.6433 | -3.3217 | 0 | 76.5346 | 0 |  |  | 5.159 |  | 0.14815 | 14.8153 | 0 | 6.6433 | 2014-03-31 | 16294.5 | 16.2945
|  | 2014-03-31 06:45:01 | 39.7835 | 1.4415 | 5.766 | 7.638 | 7.638 | 0.68017 | 0.68017 | 0.89767 | 0.89767 | 0 | 0 | 16.4745 | 16.4745 | -8.3272 | -4.1636 | 0 | 72.371 | 0 |  |  | 6.0543 |  | 0.14493 | 14.4934 | 0 | 8.3272 | 2014-03-31 00:30 | 16474.5 | 16.4745
|  | 2014-03-31 07:15:02 | 40.8693 | 1.503 | 6.012 | 7.6435 | 7.6435 | 0.66583 | 0.66583 | 1.015 | 1.015 | 0.5572 | 0.5572 | 16.515 | 16.515 | -8.4608 | -4.2304 | 0 | 68.1406 | 0 |  |  | 6.493 |  | 0.1471 | 14.7103 | 0 | 8.4608 | 2014-03-31 01:00 | 16515 | 16.515
|  | 2014-03-31 07:45:02 | 40.8052 | 1.4063 | 5.6253 | 7.6355 | 7.6355 | 0.6465 | 0.6465 | 1.0317 | 1.0317 | 0.5572 | 0.5572 | 16.5512 | 16.5512 | -8.7578 | -4.3789 | 0 | 63.7617 | 0 |  |  | 6.1879 |  | 0.13786 | 13.7858 | 0 | 8.7578 | 2014-03-31 01:30 | 16551.1667 | 16.5512
|  | 2014-03-31 08:15:02 | 41.4912 | 1.3287 | 5.3147 | 7.6257 | 7.6257 | 0.66617 | 0.66617 | 1.081 | 1.081 | 1.5448 | 1.5448 | 16.6293 | 16.6293 | -8.6295 | -4.3148 | 0 | 59.4469 | 0 |  |  | 5.6335 |  | 0.12809 | 12.8092 | 0 | 8.6295 | 2014-03-31 02:00 | 16629.3333 | 16.6293
|  | 2014-03-31 08:45:01 | 41.5995 | 1.3237 | 5.2947 | 7.597 | 7.597 | 0.69283 | 0.69283 | 1.084 | 1.084 | 1.5448 | 1.5448 | 16.6877 | 16.6877 | -8.6985 | -4.3493 | 0 | 55.0976 | 0 |  |  | 5.4535 |  | 0.12728 | 12.7277 | 0 | 8.6985 | 2014-03-31 02:30 | 16687.6667 | 16.6877
|  | 2014-03-31 09:15:01 | 41.4403 | 1.2475 | 4.99 | 7.5923 | 7.5923 | 0.7405 | 0.7405 | 1.08 | 1.08 | 2.4824 | 2.4824 | 16.5203 | 16.5203 | -8.0348 | -4.0174 | 0 | 51.0803 | 0 |  |  | 4.8902 |  | 0.12041 | 12.0414 | 0 | 8.0348 | 2014-03-31 03:00 | 16520.3333 | 16.5203
|  | 2014-03-31 09:45:01 | 41.3375 | 1.1973 | 4.7893 | 7.5737 | 7.5737 | 0.69083 | 0.69083 | 1.0808 | 1.0808 | 2.4824 | 2.4824 | 16.4385 | 16.4385 | -8.2819 | -4.141 | 0 | 46.9393 | 0 |  |  | 5.2683 |  | 0.11586 | 11.5859 | 0 | 8.2819 | 2014-03-31 03:30 | 16438.5 | 16.4385
|  | 2014-03-31 10:15:03 | 41.3245 | 1.1165 | 4.466 | 7.5607 | 7.5607 | 0.67917 | 0.67917 | 1.0783 | 1.0783 | 2.8988 | 2.8988 | 16.4738 | 16.4738 | -8.1677 | -4.0839 | 0 | 42.8554 | 0 |  |  | 4.3767 |  | 0.10807 | 10.8071 | 0 | 8.1677 | 2014-03-31 04:00 | 16473.8333 | 16.4738
|  | 2014-03-31 10:45:01 | 41.1223 | 1.0915 | 4.366 | 7.5415 | 7.5415 | 0.64567 | 0.64567 | 1.079 | 1.079 | 2.8988 | 2.8988 | 16.5663 | 16.5663 | -8.025 | -4.0125 | 0 | 38.8429 | 0 |  |  | 4.104 |  | 0.10617 | 10.6171 | 0 | 8.025 | 2014-03-31 04:30 | 16566.3333 | 16.5663
|  | 2014-03-31 11:15:02 | 41.2842 | 1.0982 | 4.3927 | 7.523 | 7.523 | 0.5595 | 0.5595 | 1.0463 | 1.0463 | 2.94 | 2.94 | 16.5523 | 16.5523 | -8.2703 | -4.1352 | 0 | 34.7078 | 0 |  |  | 4.0852 |  | 0.1064 | 10.6401 | 0 | 8.2703 | 2014-03-31 05:00 | 16552.3333 | 16.5523
|  | 2014-03-31 11:45:01 | 40.9518 | 1.141 | 4.564 | 7.5067 | 7.5067 | 0.47233 | 0.47233 | 1.0727 | 1.0727 | 2.94 | 2.94 | 16.5447 | 16.5447 | -7.8515 | -3.9257 | 0 | 30.782 | 0 |  |  | 4.564 |  | 0.11145 | 11.1448 | 0 | 7.8515 | 2014-03-31 05:30 | 16544.6667 | 16.5447
|  | 2014-03-31 12:15:03 | 40.7392 | 1.1467 | 4.5867 | 7.4828 | 7.4828 | 0.45433 | 0.45433 | 1.0043 | 1.0043 | 3.6592 | 3.6592 | 16.111 | 16.111 | -7.4408 | -3.7204 | 0 | 27.0616 | 0 |  |  | 4.1739 |  | 0.11259 | 11.2586 | 0 | 7.4408 | 2014-03-31 06:00 | 16111 | 16.111
|  | 2014-03-31 12:45:02 | 40.402 | 1.1257 | 4.5027 | 7.4697 | 7.4697 | 0.45267 | 0.45267 | 1.0352 | 1.0352 | 3.6592 | 3.6592 | 16.0348 | 16.0348 | -7.2478 | -3.6239 | 0 | 23.4377 | 0 |  |  | 4.2775 |  | 0.11145 | 11.1447 | 0 | 7.2478 | 2014-03-31 06:30 | 16034.8333 | 16.0348
|  | 2014-03-31 13:15:02 | 40.3878 | 1.0992 | 4.3967 | 7.4585 | 7.4585 | 0.43883 | 0.43883 | 1.0743 | 1.0743 | 3.8468 | 3.8468 | 15.9737 | 15.9737 | -7.199 | -3.5995 | 0 | 19.8382 | 0 |  |  | 4.6605 |  | 0.10886 | 10.8861 | 0 | 7.199 | 2014-03-31 07:00 | 15973.6667 | 15.9737
|  | 2014-03-31 13:45:02 | 40.103 | 1.0495 | 4.198 | 7.4465 | 7.4465 | 0.44133 | 0.44133 | 1.0585 | 1.0585 | 3.8468 | 3.8468 | 16.0395 | 16.0395 | -7.0724 | -3.5362 | 0 | 16.302 | 0 |  |  | 3.7782 |  | 0.10468 | 10.468 | 0 | 7.0724 | 2014-03-31 07:30 | 16039.5 | 16.0395
|  | 2014-03-31 14:15:03 | 40.056 | 1.031 | 4.124 | 7.4327 | 7.4327 | 0.615 | 0.615 | 1.0553 | 1.0553 | 4.7504 | 4.7504 | 16.035 | 16.035 | -6.0436 | -3.0218 | 0 | 13.2802 | 0 |  |  | 4.1652 |  | 0.10296 | 10.2956 | 0 | 6.0436 | 2014-03-31 08:00 | 16035 | 16.035
|  | 2014-03-31 14:45:02 | 40.6292 | 1.0617 | 4.2467 | 7.425 | 7.425 | 0.638 | 0.638 | 1.0228 | 1.0228 | 4.7504 | 4.7504 | 16.1143 | 16.1143 | -6.4319 | -3.216 | 0 | 10.0642 | 0 |  |  | 4.459 |  | 0.10452 | 10.4523 | 0 | 6.4319 | 2014-03-31 08:30 | 16114.3333 | 16.1143
|  | 2014-03-31 15:15:02 | 41.2615 | 1.0455 | 4.182 | 7.417 | 7.417 | 0.65417 | 0.65417 | 1.0558 | 1.0558 | 3.9512 | 3.9512 | 16.1927 | 16.1927 | -7.8086 | -3.9043 | 0 | 6.1599 | 0 |  |  | 4.0147 |  | 0.10135 | 10.1354 | 0 | 7.8086 | 2014-03-31 09:00 | 16192.6667 | 16.1927
|  | 2014-03-31 15:45:02 | 41.7935 | 1.0378 | 4.1513 | 7.4087 | 7.4087 | 0.67517 | 0.67517 | 1.0893 | 1.0893 | 3.9512 | 3.9512 | 16.3523 | 16.3523 | -8.1655 | -4.0827 | 0 | 2.0772 | 0 |  |  | 4.2344 |  | 0.09933 | 9.933 | 0 | 8.1655 | 2014-03-31 09:30 | 16352.3333 | 16.3523
|  | 2014-03-31 16:15:03 | 41.9903 | 1.0923 | 4.3693 | 7.3553 | 7.3553 | 0.71767 | 0.71767 | 1.0987 | 1.0987 | 3.4668 | 3.4668 | 16.58 | 16.58 | -8.4025 | -4.2013 | 0 | 0 | 0 |  |  | 4.7189 |  | 0.10406 | 10.4056 | 0 | 4.1544 | 2014-03-31 10:00 | 16580 | 16.58
|  | 2014-03-31 16:45:01 | 42.041 | 1.1295 | 4.518 | 7.2702 | 7.2702 | 0.734 | 0.734 | 1.0987 | 1.0987 | 3.4668 | 3.4668 | 16.7265 | 16.7265 | -8.2269 | -4.1134 | 4.2013 | 0 | 0 |  |  | 4.6535 |  | 0.10747 | 10.7467 | 8.4025 | 0 | 2014-03-31 10:30 | 16726.5 | 16.7265
|  | 2014-03-31 17:15:03 | 41.9887 | 1.2092 | 4.8367 | 7.1873 | 7.1873 | 0.74767 | 0.74767 | 1.099 | 1.099 | 1.9952 | 1.9952 | 16.7883 | 16.7883 | -9.3345 | -4.6672 | 4.1134 | 0 | 0 |  |  | 4.8367 |  | 0.11519 | 11.519 | 8.2269 | 0 | 2014-03-31 11:00 | 16788.3333 | 16.7883
|  | 2014-03-31 17:45:02 | 42.008 | 1.2975 | 5.19 | 7.1515 | 7.1515 | 0.63183 | 0.63183 | 1.0987 | 1.0987 | 1.9952 | 1.9952 | 16.5198 | 16.5198 | -9.421 | -4.7105 | 4.6672 | 0 | 0 |  |  | 5.3976 |  | 0.12355 | 12.3548 | 9.3345 | 0 | 2014-03-31 11:30 | 16519.8333 | 16.5198
|  | 2014-03-31 18:15:02 | 42.216 | 1.2457 | 4.9827 | 7.16 | 7.16 | 0.66833 | 0.66833 | 1.0942 | 1.0942 | 0.324 | 0.324 | 16.2942 | 16.2942 | -11.6927 | -5.8463 | 4.7105 | 0 | 0 |  |  | 5.0823 |  | 0.11803 | 11.8028 | 9.421 | 0 | 2014-03-31 12:00 | 16294.1667 | 16.2942
|  | 2014-03-31 18:45:03 | 42.8943 | 1.265 | 5.06 | 6.6862 | 6.6862 | 0.7515 | 0.7515 | 1.095 | 1.095 | 0.324 | 0.324 | 16.3047 | 16.3047 | -12.673 | -6.3365 | 5.8463 | 0 | 0 |  |  | 5.1612 |  | 0.11796 | 11.7964 | 11.6927 | 0 | 2014-03-31 12:30 | 16304.6667 | 16.3047
|  | 2014-03-31 19:15:02 | 42.5662 | 1.317 | 5.268 | 6.6527 | 6.6527 | 0.844 | 0.844 | 1.091 | 1.091 | 0.016 | 0.016 | 16.1873 | 16.1873 | -12.5072 | -6.2536 | 6.3365 | 0 | 0 |  |  | 4.7939 |  | 0.12376 | 12.376 | 12.673 | 0 | 2014-03-31 13:00 | 16187.3333 | 16.1873
|  | 2014-03-31 19:45:06 | 41.347 | 1.362 | 5.448 | 6.6572 | 6.6572 | 0.76283 | 0.76283 | 1.0962 | 1.0962 | 0.016 | 0.016 | 15.9072 | 15.9072 | -11.4597 | -5.7298 | 6.2536 | 0 | 0 |  |  | 5.5025 |  | 0.13176 | 13.1763 | 12.5072 | 0 | 2014-03-31 13:30 | 15907.1667 | 15.9072
|  | 2014-03-31 20:15:02 | 39.6122 | 1.3237 | 5.2947 | 6.6563 | 6.6563 | 0.42717 | 0.42717 | 1.0942 | 1.0942 | 0 | 0 | 15.7267 | 15.7267 | -10.4132 | -5.2066 | 5.7298 | 0 | 0 |  |  | 5.5065 |  | 0.13366 | 13.3663 | 11.4597 | 0 | 2014-03-31 14:00 | 15726.6667 | 15.7267
|  | 2014-03-31 20:45:01 | 37.537 | 1.2462 | 4.9847 | 6.6567 | 6.6567 | 0.40717 | 0.40717 | 1.0975 | 1.0975 | 0 | 0 | 15.3762 | 15.3762 | -9.0148 | -4.5074 | 5.2066 | 0 | 0 |  |  | 5.1841 |  | 0.13279 | 13.2793 | 10.4132 | 0 | 2014-03-31 14:30 | 15376.1667 | 15.3762
|  | 2014-03-31 21:15:03 | 35.4087 | 1.2725 | 5.09 | 6.6652 | 6.6652 | 0.40817 | 0.40817 | 1.0987 | 1.0987 | 0 | 0 | 15.0843 | 15.0843 | -7.0623 | -3.5312 | 4.5074 | 0 | 0 |  |  | 5.0391 |  | 0.14375 | 14.375 | 9.0148 | 0 | 2014-03-31 15:00 | 15084.3333 | 15.0843
|  | 2014-03-31 21:45:01 | 32.9902 | 1.2885 | 5.154 | 6.6735 | 6.6735 | 0.40083 | 0.40083 | 1.099 | 1.099 | 0 | 0 | 14.5333 | 14.5333 | -5.1295 | -2.5648 | 3.5312 | 0 | 0 |  |  | 4.8963 |  | 0.15623 | 15.6228 | 7.0623 | 0 | 2014-03-31 15:30 | 14533.3333 | 14.5333
|  | 2014-03-31 22:15:02 | 30.8493 | 1.2838 | 5.1353 | 6.6847 | 6.6847 | 0.37483 | 0.37483 | 1.0993 | 1.0993 | 0 | 0 | 13.9115 | 13.9115 | -3.6437 | -1.8218 | 2.5648 | 0 | 0 |  |  | 5.5975 |  | 0.16646 | 16.6465 | 5.1295 | 0 | 2014-03-31 16:00 | 13911.5 | 13.9115
|  | 2014-03-31 22:45:02 | 30.1557 | 1.1727 | 4.6907 | 6.6855 | 6.6855 | 0.37317 | 0.37317 | 1.0985 | 1.0985 | 0 | 0 | 13.8508 | 13.8508 | -3.457 | -1.7285 | 1.8218 | 0 | 0 |  |  | 4.2685 |  | 0.15555 | 15.5548 | 3.6437 | 0 | 2014-03-31 16:30 | 13850.8333 | 13.8508
|  | 2014-03-31 23:15:02 | 29.295 | 1.0788 | 4.3153 | 6.6788 | 6.6788 | 0.37333 | 0.37333 | 1.097 | 1.097 | 0 | 0 | 14.083 | 14.083 | -2.7475 | -1.3737 | 1.7285 | 0 | 0 |  |  | 4.5311 |  | 0.14731 | 14.7306 | 3.457 | 0 | 2014-03-31 17:00 | 14083 | 14.083
|  | 2014-03-31 23:45:03 | 28.8238 | 1.002 | 4.008 | 6.3245 | 6.3245 | 0.37283 | 0.37283 | 1.0973 | 1.0973 | 0 | 0 | 14.1198 | 14.1198 | -2.9013 | -1.4507 | 1.3737 | 0 | 0 |  |  | 3.8878 |  | 0.13905 | 13.9052 | 2.7475 | 0 | 2014-03-31 17:30 | 14119.8333 | 14.1198
|  | 2014-04-01 00:15:01 | 29.5245 | 0.9095 | 3.638 | 6.3097 | 6.3097 | 0.37133 | 0.37133 | 1.0915 | 1.0915 | 0 | 0 | 14.321 | 14.321 | -3.793 | -1.8965 | 1.4507 | 0 | 0 |  |  | 3.3833 |  | 0.12322 | 12.322 | 2.9013 | 0 | 2014-03-31 18:00 | 14321 | 14.321
|  | 2014-04-01 00:45:03 | 29.8578 | 0.905 | 3.62 | 6.3202 | 6.3202 | 0.372 | 0.372 | 1.0938 | 1.0938 | 0 | 0 | 14.2895 | 14.2895 | -4.1623 | -2.0812 | 1.8965 | 0 | 0 |  |  | 3.439 |  | 0.12124 | 12.1241 | 3.793 | 0 | 2014-03-31 18:30 | 14289.5 | 14.2895
|  | 2014-04-01 01:15:04 | 29.9718 | 0.92417 | 3.6967 | 6.3233 | 6.3233 | 0.37133 | 0.37133 | 1.0925 | 1.0925 | 0 | 0 | 14.175 | 14.175 | -4.313 | -2.1565 | 2.0812 | 0 | 0 |  |  | 3.6967 |  | 0.12334 | 12.3338 | 4.1623 | 0 | 2014-03-31 19:00 | 14175 | 14.175
|  | 2014-04-01 01:45:01 | 29.607 | 0.87017 | 3.4807 | 6.3388 | 6.3388 | 0.36533 | 0.36533 | 1.0965 | 1.0965 | 0 | 0 | 14.026 | 14.026 | -4.2997 | -2.1498 | 2.1565 | 0 | 0 |  |  | 3.7939 |  | 0.11756 | 11.7562 | 4.313 | 0 | 2014-03-31 19:30 | 14026 | 14.026
|  | 2014-04-01 02:15:02 | 29.3668 | 0.778 | 3.112 | 6.3472 | 6.3472 | 0.34767 | 0.34767 | 1.0945 | 1.0945 | 0 | 0 | 14.1912 | 14.1912 | -4.2743 | -2.1372 | 2.1498 | 0 | 0 |  |  | 2.9875 |  | 0.10597 | 10.597 | 4.2997 | 0 | 2014-03-31 20:00 | 14191.1667 | 14.1912
|  | 2014-04-01 02:45:03 | 28.9662 | 0.73733 | 2.9493 | 6.3535 | 6.3535 | 0.34883 | 0.34883 | 1.0982 | 1.0982 | 0 | 0 | 14.3152 | 14.3152 | -3.9012 | -1.9506 | 2.1372 | 0 | 0 |  |  | 3.0673 |  | 0.10182 | 10.182 | 4.2743 | 0 | 2014-03-31 20:30 | 14315.1667 | 14.3152
|  | 2014-04-01 03:15:02 | 28.775 | 0.709 | 2.836 | 6.3615 | 6.3615 | 0.3475 | 0.3475 | 1.0983 | 1.0983 | 0 | 0 | 14.4582 | 14.4582 | -3.6735 | -1.8368 | 1.9506 | 0 | 0 |  |  | 2.5808 |  | 0.098558 | 9.8558 | 3.9012 | 0 | 2014-03-31 21:00 | 14458.1667 | 14.4582
|  | 2014-04-01 03:45:01 | 28.728 | 0.68883 | 2.7553 | 6.372 | 6.372 | 0.3475 | 0.3475 | 1.0985 | 1.0985 | 0 | 0 | 14.2297 | 14.2297 | -3.925 | -1.9625 | 1.8368 | 0 | 0 |  |  | 2.8104 |  | 0.095911 | 9.5911 | 3.6735 | 0 | 2014-03-31 21:30 | 14229.6667 | 14.2297
|  | 2014-04-01 04:15:03 | 29.2478 | 0.723 | 2.892 | 6.3855 | 6.3855 | 0.3615 | 0.3615 | 1.0983 | 1.0983 | 0 | 0 | 14.4422 | 14.4422 | -4.0683 | -2.0342 | 1.9625 | 0 | 0 |  |  | 2.9498 |  | 0.098879 | 9.8879 | 3.925 | 0 | 2014-03-31 22:00 | 14442.1667 | 14.4422
|  | 2014-04-01 04:45:01 | 30.1862 | 0.748 | 2.992 | 6.3925 | 6.3925 | 0.365 | 0.365 | 1.0978 | 1.0978 | 0 | 0 | 14.79 | 14.79 | -4.5488 | -2.2744 | 2.0342 | 0 | 0 |  |  | 3.0219 |  | 0.099118 | 9.9118 | 4.0683 | 0 | 2014-03-31 22:30 | 14790 | 14.79
|  | 2014-04-01 05:15:03 | 32.2157 | 0.7745 | 3.098 | 6.3928 | 6.3928 | 0.37733 | 0.37733 | 1.0987 | 1.0987 | 0 | 0 | 14.9578 | 14.9578 | -6.291 | -3.1455 | 2.2744 | 0 | 0 |  |  | 2.9741 |  | 0.096164 | 9.6164 | 4.5488 | 0 | 2014-03-31 23:00 | 14957.8333 | 14.9578
|  | 2014-04-01 05:45:02 | 34.7393 | 0.76667 | 3.0667 | 6.3897 | 6.3897 | 0.42533 | 0.42533 | 1.099 | 1.099 | 0 | 0 | 15.1508 | 15.1508 | -8.6078 | -4.3039 | 3.1455 | 0 | 0 |  |  | 3.22 |  | 0.088276 | 8.8276 | 6.291 | 0 | 2014-03-31 23:30 | 15150.8333 | 15.1508
|  | 2014-04-01 06:15:03 | 38.5463 | 0.787 | 3.148 | 6.3888 | 6.3888 | 0.62533 | 0.62533 | 1.0987 | 1.0987 | 0 | 0 | 15.5337 | 15.5337 | -11.7518 | -5.8759 | 4.3039 | 0 | 0 |  |  | 2.8962 |  | 0.081668 | 8.1668 | 8.6078 | 0 | 2014-04-01 | 15533.6667 | 15.5337
|  | 2014-04-01 06:45:03 | 40.3358 | 0.79867 | 3.1947 | 6.3895 | 6.3895 | 0.63767 | 0.63767 | 1.0955 | 1.0955 | 0 | 0 | 15.6312 | 15.6312 | -13.3873 | -6.6937 | 5.8759 | 0 | 0 |  |  | 2.9391 |  | 0.079202 | 7.9202 | 11.7518 | 0 | 2014-04-01 00:30 | 15631.1667 | 15.6312
|  | 2014-04-01 07:15:03 | 41.0403 | 0.7795 | 3.118 | 6.385 | 6.385 | 0.59933 | 0.59933 | 1.0677 | 1.0677 | 0.6936 | 0.6936 | 15.499 | 15.499 | -13.6777 | -6.8389 | 6.6937 | 0 | 0 |  |  | 3.2427 |  | 0.075974 | 7.5974 | 13.3873 | 0 | 2014-04-01 01:00 | 15499 | 15.499
|  | 2014-04-01 07:45:02 | 40.8052 | 0.76433 | 3.0573 | 6.39 | 6.39 | 0.49567 | 0.49567 | 1.0667 | 1.0667 | 0.6936 | 0.6936 | 15.5095 | 15.5095 | -13.5924 | -6.7962 | 6.8389 | 0 | 0 |  |  | 3.1796 |  | 0.074925 | 7.4925 | 13.6777 | 0 | 2014-04-01 01:30 | 15509.5 | 15.5095
|  | 2014-04-01 08:15:02 | 41.2797 | 0.71983 | 2.8793 | 6.3835 | 6.3835 | 0.5135 | 0.5135 | 1.0658 | 1.0658 | 1.8876 | 1.8876 | 15.5005 | 15.5005 | -13.0494 | -6.5247 | 6.7962 | 0 | 0 |  |  | 2.649 |  | 0.069752 | 6.9752 | 13.5924 | 0 | 2014-04-01 02:00 | 15500.5 | 15.5005
|  | 2014-04-01 08:45:02 | 41.2942 | 0.6495 | 2.598 | 6.39 | 6.39 | 0.53067 | 0.53067 | 1.0658 | 1.0658 | 1.8876 | 1.8876 | 15.5368 | 15.5368 | -13.2852 | -6.6426 | 6.5247 | 0 | 0 |  |  | 2.3382 |  | 0.062914 | 6.2914 | 13.0494 | 0 | 2014-04-01 02:30 | 15536.8333 | 15.5368
|  | 2014-04-01 09:15:02 | 41.0923 | 0.61767 | 2.4707 | 6.3882 | 6.3882 | 0.578 | 0.578 | 1.0855 | 1.0855 | 3.2244 | 3.2244 | 15.5142 | 15.5142 | -11.8314 | -5.9157 | 6.6426 | 0 | 0 |  |  | 2.4707 |  | 0.060125 | 6.0125 | 13.2852 | 0 | 2014-04-01 03:00 | 15514.1667 | 15.5142
|  | 2014-04-01 09:45:02 | 40.8983 | 0.6455 | 2.582 | 6.391 | 6.391 | 0.54233 | 0.54233 | 1.0433 | 1.0433 | 3.2244 | 3.2244 | 15.4883 | 15.4883 | -11.6269 | -5.8135 | 5.9157 | 0 | 0 |  |  | 2.8402 |  | 0.063132 | 6.3132 | 11.8314 | 0 | 2014-04-01 03:30 | 15488.3333 | 15.4883
|  | 2014-04-01 10:15:02 | 40.5845 | 0.643 | 2.572 | 6.3917 | 6.3917 | 0.44483 | 0.44483 | 1.0298 | 1.0298 | 4.2312 | 4.2312 | 15.4445 | 15.4445 | -10.4705 | -5.2352 | 5.8135 | 0 | 0 |  |  | 2.4948 |  | 0.063374 | 6.3374 | 11.6269 | 0 | 2014-04-01 04:00 | 15444.5 | 15.4445
|  | 2014-04-01 10:45:01 | 40.4358 | 0.62683 | 2.5073 | 6.3802 | 6.3802 | 0.44533 | 0.44533 | 1.0117 | 1.0117 | 4.2312 | 4.2312 | 15.4643 | 15.4643 | -10.3958 | -5.1979 | 5.2352 | 0 | 0 |  |  | 2.4823 |  | 0.062008 | 6.2008 | 10.4705 | 0 | 2014-04-01 04:30 | 15464.3333 | 15.4643
|  | 2014-04-01 11:15:03 | 40.1867 | 0.619 | 2.476 | 6.3827 | 6.3827 | 0.44633 | 0.44633 | 0.8955 | 0.8955 | 4.66 | 4.66 | 15.4698 | 15.4698 | -9.8563 | -4.9282 | 5.1979 | 0 | 0 |  |  | 2.4017 |  | 0.061612 | 6.1612 | 10.3958 | 0 | 2014-04-01 05:00 | 15469.8333 | 15.4698
|  | 2014-04-01 11:45:04 | 39.6797 | 0.57817 | 2.3127 | 6.3968 | 6.3968 | 0.429 | 0.429 | 0.71983 | 0.71983 | 4.66 | 4.66 | 15.4147 | 15.4147 | -9.7467 | -4.8733 | 4.9282 | 0 | 0 |  |  | 2.1045 |  | 0.058283 | 5.8283 | 9.8563 | 0 | 2014-04-01 05:30 | 15414.6667 | 15.4147
|  | 2014-04-01 12:15:01 | 39.253 | 0.56317 | 2.2527 | 6.4153 | 6.4153 | 0.41417 | 0.41417 | 0.71517 | 0.71517 | 5.1848 | 5.1848 | 15.3893 | 15.3893 | -8.8815 | -4.4408 | 4.8733 | 0 | 0 |  |  | 2.4779 |  | 0.057388 | 5.7388 | 9.7467 | 0 | 2014-04-01 06:00 | 15389.3333 | 15.3893
|  | 2014-04-01 12:45:02 | 38.8407 | 0.5355 | 2.142 | 6.4218 | 6.4218 | 0.38933 | 0.38933 | 0.70917 | 0.70917 | 5.1848 | 5.1848 | 15.3963 | 15.3963 | -8.5972 | -4.2986 | 4.4408 | 0 | 0 |  |  | 2.3562 |  | 0.055148 | 5.5148 | 8.8815 | 0 | 2014-04-01 06:30 | 15396.3333 | 15.3963
|  | 2014-04-01 13:15:02 | 38.7077 | 0.50617 | 2.0247 | 6.4183 | 6.4183 | 0.40933 | 0.40933 | 0.70933 | 0.70933 | 4.8836 | 4.8836 | 15.414 | 15.414 | -8.8484 | -4.4242 | 4.2986 | 0 | 0 |  |  | 1.8424 |  | 0.052307 | 5.2307 | 8.5972 | 0 | 2014-04-01 07:00 | 15414 | 15.414
|  | 2014-04-01 13:45:03 | 38.3918 | 0.51583 | 2.0633 | 6.4302 | 6.4302 | 0.407 | 0.407 | 0.70933 | 0.70933 | 4.8836 | 4.8836 | 15.4642 | 15.4642 | -8.4342 | -4.2171 | 4.4242 | 0 | 0 |  |  | 1.9395 |  | 0.053744 | 5.3744 | 8.8484 | 0 | 2014-04-01 07:30 | 15464.1667 | 15.4642
|  | 2014-04-01 14:15:02 | 38.2588 | 0.513 | 2.052 | 6.4547 | 6.4547 | 0.4165 | 0.4165 | 0.7095 | 0.7095 | 4.288 | 4.288 | 15.4918 | 15.4918 | -8.8463 | -4.4232 | 4.2171 | 0 | 0 |  |  | 2.1136 |  | 0.053635 | 5.3635 | 8.4342 | 0 | 2014-04-01 08:00 | 15491.8333 | 15.4918
|  | 2014-04-01 14:45:09 | 38.9625 | 0.49617 | 1.9847 | 6.4565 | 6.4565 | 0.41633 | 0.41633 | 0.709 | 0.709 | 4.288 | 4.288 | 15.5025 | 15.5025 | -9.6055 | -4.8027 | 4.4232 | 0 | 0 |  |  | 1.7862 |  | 0.050938 | 5.0938 | 8.8463 | 0 | 2014-04-01 08:30 | 15502.5 | 15.5025
|  | 2014-04-01 15:15:02 | 39.6517 | 0.47617 | 1.9047 | 6.4627 | 6.4627 | 0.44983 | 0.44983 | 0.70917 | 0.70917 | 3.4988 | 3.4988 | 15.5228 | 15.5228 | -11.1037 | -5.5518 | 4.8027 | 0 | 0 |  |  | 1.8285 |  | 0.048035 | 4.8035 | 9.6055 | 0 | 2014-04-01 09:00 | 15522.8333 | 15.5228
|  | 2014-04-01 15:45:03 | 40.4917 | 0.4605 | 1.842 | 6.4885 | 6.4885 | 0.53133 | 0.53133 | 0.71983 | 0.71983 | 3.4988 | 3.4988 | 15.578 | 15.578 | -11.8332 | -5.9166 | 5.5518 | 0 | 0 |  |  | 2.0262 |  | 0.045491 | 4.5491 | 11.1037 | 0 | 2014-04-01 09:30 | 15578 | 15.578
|  | 2014-04-01 16:15:02 | 40.7598 | 0.45817 | 1.8327 | 6.4965 | 6.4965 | 0.66133 | 0.66133 | 0.7315 | 0.7315 | 2.3184 | 2.3184 | 15.6463 | 15.6463 | -13.0731 | -6.5366 | 5.9166 | 0 | 0 |  |  | 1.7044 |  | 0.044963 | 4.4963 | 11.8332 | 0 | 2014-04-01 10:00 | 15646.3333 | 15.6463
|  | 2014-04-01 16:45:04 | 40.6232 | 0.449 | 1.796 | 6.5238 | 6.5238 | 0.68333 | 0.68333 | 0.73167 | 0.73167 | 2.3184 | 2.3184 | 15.6722 | 15.6722 | -12.8978 | -6.4489 | 6.5366 | 0 | 0 |  |  | 1.8499 |  | 0.044211 | 4.4211 | 13.0731 | 0 | 2014-04-01 10:30 | 15672.1667 | 15.6722
|  | 2014-04-01 17:15:04 | 40.6118 | 0.41817 | 1.6727 | 6.5315 | 6.5315 | 0.68433 | 0.68433 | 0.71317 | 0.71317 | 1.4076 | 1.4076 | 15.6928 | 15.6928 | -13.9097 | -6.9549 | 6.4489 | 0 | 0 |  |  | 1.7898 |  | 0.041187 | 4.1187 | 12.8978 | 0 | 2014-04-01 11:00 | 15692.8333 | 15.6928
|  | 2014-04-01 17:45:03 | 40.4268 | 0.4305 | 1.722 | 6.5587 | 6.5587 | 0.68467 | 0.68467 | 0.70617 | 0.70617 | 1.4076 | 1.4076 | 15.679 | 15.679 | -13.6687 | -6.8344 | 6.9549 | 0 | 0 |  |  | 1.5842 |  | 0.042595 | 4.2595 | 13.9097 | 0 | 2014-04-01 11:30 | 15679 | 15.679
|  | 2014-04-01 18:15:03 | 40.6528 | 0.4125 | 1.65 | 6.5577 | 6.5577 | 0.71017 | 0.71017 | 0.70933 | 0.70933 | 0.3156 | 0.3156 | 15.66 | 15.66 | -15.0501 | -7.525 | 6.8344 | 0 | 0 |  |  | 1.7985 |  | 0.040588 | 4.0588 | 13.6687 | 0 | 2014-04-01 12:00 | 15660 | 15.66
|  | 2014-04-01 18:45:04 | 41.7543 | 0.40233 | 1.6093 | 6.5617 | 6.5617 | 0.83317 | 0.83317 | 0.71017 | 0.71017 | 0.3156 | 0.3156 | 15.6868 | 15.6868 | -16.0376 | -8.0188 | 7.525 | 0 | 0 |  |  | 1.6254 |  | 0.038543 | 3.8543 | 15.0501 | 0 | 2014-04-01 12:30 | 15686.8333 | 15.6868
|  | 2014-04-01 19:15:02 | 42.1937 | 0.42167 | 1.6867 | 6.5573 | 6.5573 | 0.82067 | 0.82067 | 0.70817 | 0.70817 | 0.008 | 0.008 | 15.7045 | 15.7045 | -16.7083 | -8.3542 | 8.0188 | 0 | 0 |  |  | 1.6192 |  | 0.039974 | 3.9974 | 16.0376 | 0 | 2014-04-01 13:00 | 15704.5 | 15.7045
|  | 2014-04-01 19:45:01 | 41.0543 | 0.42717 | 1.7087 | 6.5627 | 6.5627 | 0.7185 | 0.7185 | 0.70483 | 0.70483 | 0.008 | 0.008 | 15.7983 | 15.7983 | -15.5533 | -7.7767 | 8.3542 | 0 | 0 |  |  | 1.7258 |  | 0.04162 | 4.162 | 16.7083 | 0 | 2014-04-01 13:30 | 15798.3333 | 15.7983
|  | 2014-04-01 20:15:02 | 39.1242 | 0.44867 | 1.7947 | 6.5655 | 6.5655 | 0.46483 | 0.46483 | 0.70767 | 0.70767 | 0 | 0 | 15.878 | 15.878 | -13.7135 | -6.8568 | 7.7767 | 0 | 0 |  |  | 1.8485 |  | 0.045871 | 4.5871 | 15.5533 | 0 | 2014-04-01 14:00 | 15878 | 15.878
|  | 2014-04-01 20:45:02 | 37.3433 | 0.4985 | 1.994 | 6.5643 | 6.5643 | 0.42833 | 0.42833 | 0.70833 | 0.70833 | 0 | 0 | 15.7563 | 15.7563 | -11.892 | -5.946 | 6.8568 | 0 | 0 |  |  | 1.9541 |  | 0.053396 | 5.3396 | 13.7135 | 0 | 2014-04-01 14:30 | 15756.3333 | 15.7563
|  | 2014-04-01 21:15:02 | 35.0108 | 0.54333 | 2.1733 | 6.5695 | 6.5695 | 0.4275 | 0.4275 | 0.70583 | 0.70583 | 0 | 0 | 15.6072 | 15.6072 | -9.5275 | -4.7637 | 5.946 | 0 | 0 |  |  | 2.1733 |  | 0.062076 | 6.2076 | 11.892 | 0 | 2014-04-01 15:00 | 15607.1667 | 15.6072
|  | 2014-04-01 21:45:03 | 32.6897 | 0.59433 | 2.3773 | 6.5697 | 6.5697 | 0.4175 | 0.4175 | 0.7095 | 0.7095 | 0 | 0 | 15.1245 | 15.1245 | -7.4912 | -3.7456 | 4.7637 | 0 | 0 |  |  | 2.306 |  | 0.072724 | 7.2724 | 9.5275 | 0 | 2014-04-01 15:30 | 15124.5 | 15.1245
|  | 2014-04-01 22:15:01 | 30.9873 | 0.64283 | 2.5713 | 6.5712 | 6.5712 | 0.40167 | 0.40167 | 0.70683 | 0.70683 | 0 | 0 | 14.5647 | 14.5647 | -6.1717 | -3.0858 | 3.7456 | 0 | 0 |  |  | 2.8285 |  | 0.08298 | 8.298 | 7.4912 | 0 | 2014-04-01 16:00 | 14564.6667 | 14.5647
|  | 2014-04-01 22:45:02 | 29.5978 | 0.8 | 3.2 | 6.5657 | 6.5657 | 0.39917 | 0.39917 | 0.70917 | 0.70917 | 0 | 0 | 13.994 | 13.994 | -4.7298 | -2.3649 | 3.0858 | 0 | 0 |  |  | 3.136 |  | 0.10812 | 10.8116 | 6.1717 | 0 | 2014-04-01 16:30 | 13994 | 13.994
|  | 2014-04-01 23:15:03 | 28.1568 | 0.875 | 3.5 | 6.5703 | 6.5703 | 0.385 | 0.385 | 0.70217 | 0.70217 | 0 | 0 | 13.2083 | 13.2083 | -3.791 | -1.8955 | 2.3649 | 0 | 0 |  |  | 3.15 |  | 0.1243 | 12.4304 | 4.7298 | 0 | 2014-04-01 17:00 | 13208.3333 | 13.2083
|  | 2014-04-01 23:45:02 | 27.7675 | 0.94617 | 3.7847 | 6.5538 | 6.5538 | 0.38167 | 0.38167 | 0.708 | 0.708 | 0 | 0 | 13.065 | 13.065 | -3.2743 | -1.6372 | 1.8955 | 0 | 0 |  |  | 4.1253 |  | 0.1363 | 13.6298 | 3.791 | 0 | 2014-04-01 17:30 | 13065 | 13.065
|  | 2014-04-02 00:15:02 | 28.1262 | 0.94333 | 3.7733 | 6.548 | 6.548 | 0.3585 | 0.3585 | 0.709 | 0.709 | 0 | 0 | 13.7318 | 13.7318 | -3.0055 | -1.5028 | 1.6372 | 0 | 0 |  |  | 3.8865 |  | 0.13416 | 13.4157 | 3.2743 | 0 | 2014-04-01 18:00 | 13731.8333 | 13.7318
|  | 2014-04-02 00:45:02 | 28.6602 | 1.003 | 4.012 | 6.5512 | 6.5512 | 0.35817 | 0.35817 | 0.71017 | 0.71017 | 0 | 0 | 13.8277 | 13.8277 | -3.201 | -1.6005 | 1.5028 | 0 | 0 |  |  | 4.4132 |  | 0.13999 | 13.9985 | 3.0055 | 0 | 2014-04-01 18:30 | 13827.6667 | 13.8277
|  | 2014-04-02 01:15:02 | 28.5023 | 1.096 | 4.384 | 6.5542 | 6.5542 | 0.357 | 0.357 | 0.71083 | 0.71083 | 0 | 0 | 13.6457 | 13.6457 | -2.8507 | -1.4253 | 1.6005 | 0 | 0 |  |  | 4.647 |  | 0.15381 | 15.3812 | 3.201 | 0 | 2014-04-01 19:00 | 13645.6667 | 13.6457
|  | 2014-04-02 01:45:02 | 28.1592 | 1.1823 | 4.7293 | 6.5483 | 6.5483 | 0.35683 | 0.35683 | 0.7075 | 0.7075 | 0 | 0 | 13.1775 | 13.1775 | -2.6397 | -1.3198 | 1.4253 | 0 | 0 |  |  | 4.3037 |  | 0.16795 | 16.795 | 2.8507 | 0 | 2014-04-01 19:30 | 13177.5 | 13.1775
|  | 2014-04-02 02:15:03 | 27.8308 | 1.2895 | 5.158 | 6.5538 | 6.5538 | 0.355 | 0.355 | 0.7065 | 0.7065 | 0 | 0 | 12.436 | 12.436 | -2.6215 | -1.3107 | 1.3198 | 0 | 0 |  |  | 5.6738 |  | 0.18533 | 18.5334 | 2.6397 | 0 | 2014-04-01 20:00 | 12436 | 12.436
|  | 2014-04-02 02:45:02 | 27.6432 | 1.3182 | 5.2727 | 6.5527 | 6.5527 | 0.35483 | 0.35483 | 0.7075 | 0.7075 | 0 | 0 | 12.2138 | 12.2138 | -2.5417 | -1.2708 | 1.3107 | 0 | 0 |  |  | 5.5363 |  | 0.19074 | 19.074 | 2.6215 | 0 | 2014-04-01 20:30 | 12213.8333 | 12.2138
|  | 2014-04-02 03:15:03 | 27.5685 | 1.4865 | 5.946 | 6.554 | 6.554 | 0.35383 | 0.35383 | 0.7035 | 0.7035 | 0 | 0 | 12.0578 | 12.0578 | -1.9533 | -0.97667 | 1.2708 | 0 | 0 |  |  | 6.2433 |  | 0.21568 | 21.5681 | 2.5417 | 0 | 2014-04-01 21:00 | 12057.8333 | 12.0578
|  | 2014-04-02 03:45:01 | 27.4632 | 1.6362 | 6.5447 | 6.5573 | 6.5573 | 0.358 | 0.358 | 0.70933 | 0.70933 | 0 | 0 | 12.1015 | 12.1015 | -1.1923 | -0.59617 | 0.97667 | 0 | 0 |  |  | 6.152 |  | 0.23831 | 23.8307 | 1.9533 | 0 | 2014-04-01 21:30 | 12101.5 | 12.1015
|  | 2014-04-02 04:15:02 | 27.9895 | 1.7077 | 6.8307 | 6.5535 | 6.5535 | 0.37117 | 0.37117 | 0.70883 | 0.70883 | 0 | 0 | 12.5935 | 12.5935 | -0.93183 | -0.46592 | 0.59617 | 0 | 0 |  |  | 6.4208 |  | 0.24404 | 24.4044 | 1.1923 | 0 | 2014-04-01 22:00 | 12593.5 | 12.5935
|  | 2014-04-02 04:45:03 | 29.1185 | 1.788 | 7.152 | 6.5688 | 6.5688 | 0.37083 | 0.37083 | 0.707 | 0.707 | 0 | 0 | 13.4245 | 13.4245 | -0.89533 | -0.44767 | 0.46592 | 0 | 0 |  |  | 7.295 |  | 0.24562 | 24.5617 | 0.93183 | 0 | 2014-04-01 22:30 | 13424.5 | 13.4245
|  | 2014-04-02 05:15:02 | 31.2418 | 1.8737 | 7.4947 | 6.586 | 6.586 | 0.37033 | 0.37033 | 0.70683 | 0.70683 | 0 | 0 | 14.6335 | 14.6335 | -1.4505 | -0.72525 | 0.44767 | 0 | 0 |  |  | 7.9443 |  | 0.23989 | 23.9892 | 0.89533 | 0 | 2014-04-01 23:00 | 14633.5 | 14.6335
|  | 2014-04-02 05:45:03 | 33.9 | 1.9082 | 7.6327 | 6.5912 | 6.5912 | 0.38817 | 0.38817 | 0.70983 | 0.70983 | 0 | 0 | 15.2095 | 15.2095 | -3.3687 | -1.6843 | 0.72525 | 0 | 0 |  |  | 7.3274 |  | 0.22515 | 22.5152 | 1.4505 | 0 | 2014-04-01 23:30 | 15209.5 | 15.2095
|  | 2014-04-02 06:15:02 | 37.5923 | 1.9578 | 7.8313 | 6.5887 | 6.5887 | 0.47267 | 0.47267 | 0.71033 | 0.71033 | 0 | 0 | 15.8807 | 15.8807 | -6.1087 | -3.0543 | 1.6843 | 0 | 0 |  |  | 8.3012 |  | 0.20832 | 20.8323 | 3.3687 | 0 | 2014-04-02 | 15880.6667 | 15.8807
|  | 2014-04-02 06:45:02 | 39.6683 | 1.9438 | 7.7753 | 6.5872 | 6.5872 | 0.55483 | 0.55483 | 0.71017 | 0.71017 | 0 | 0 | 16.1368 | 16.1368 | -7.904 | -3.952 | 3.0543 | 0 | 0 |  |  | 7.8531 |  | 0.19601 | 19.6009 | 6.1087 | 0 | 2014-04-02 00:30 | 16136.8333 | 16.1368
|  | 2014-04-02 07:15:02 | 40.6152 | 1.9838 | 7.9353 | 6.5872 | 6.5872 | 0.6465 | 0.6465 | 0.71017 | 0.71017 | 0.2744 | 0.2744 | 16.2453 | 16.2453 | -8.2163 | -4.1081 | 3.952 | 0 | 0 |  |  | 7.7766 |  | 0.19538 | 19.5379 | 7.904 | 0 | 2014-04-02 01:00 | 16245.3333 | 16.2453
|  | 2014-04-02 07:45:03 | 40.4965 | 1.896 | 7.584 | 6.59 | 6.59 | 0.65283 | 0.65283 | 0.71 | 0.71 | 0.2744 | 0.2744 | 16.3498 | 16.3498 | -8.3354 | -4.1677 | 4.1081 | 0 | 0 |  |  | 8.1907 |  | 0.18728 | 18.7275 | 8.2163 | 0 | 2014-04-02 01:30 | 16349.8333 | 16.3498
|  | 2014-04-02 08:15:04 | 40.9233 | 1.939 | 7.756 | 6.6023 | 6.6023 | 0.69367 | 0.69367 | 0.71017 | 0.71017 | 0.83 | 0.83 | 16.4042 | 16.4042 | -7.927 | -3.9635 | 4.1677 | 0 | 0 |  |  | 6.9804 |  | 0.18953 | 18.9525 | 8.3354 | 0 | 2014-04-02 02:00 | 16404.1667 | 16.4042
|  | 2014-04-02 08:45:02 | 40.852 | 2.0768 | 8.3073 | 6.6028 | 6.6028 | 0.69367 | 0.69367 | 0.71 | 0.71 | 0.83 | 0.83 | 16.3873 | 16.3873 | -7.3208 | -3.6604 | 3.9635 | 0 | 0 |  |  | 7.975 |  | 0.20335 | 20.3352 | 7.927 | 0 | 2014-04-02 02:30 | 16387.3333 | 16.3873
|  | 2014-04-02 09:15:02 | 40.7907 | 2.1422 | 8.5687 | 6.6228 | 6.6228 | 0.68783 | 0.68783 | 0.71017 | 0.71017 | 1.2172 | 1.2172 | 16.395 | 16.395 | -6.589 | -3.2945 | 3.6604 | 0 | 0 |  |  | 7.9689 |  | 0.21006 | 21.0064 | 7.3208 | 0 | 2014-04-02 03:00 | 16395 | 16.395
|  | 2014-04-02 09:45:03 | 40.8255 | 2.1582 | 8.6327 | 6.6328 | 6.6328 | 0.64183 | 0.64183 | 0.71017 | 0.71017 | 1.2172 | 1.2172 | 16.4457 | 16.4457 | -6.5451 | -3.2726 | 3.2945 | 0 | 0 |  |  | 7.9421 |  | 0.21145 | 21.1453 | 6.589 | 0 | 2014-04-02 03:30 | 16445.6667 | 16.4457
|  | 2014-04-02 10:15:03 | 40.916 | 2.1468 | 8.5873 | 6.65 | 6.65 | 0.59417 | 0.59417 | 0.71 | 0.71 | 1.7016 | 1.7016 | 16.5195 | 16.5195 | -6.1534 | -3.0767 | 3.2726 | 0 | 0 |  |  | 7.9003 |  | 0.20988 | 20.9877 | 6.5451 | 0 | 2014-04-02 04:00 | 16519.5 | 16.5195
|  | 2014-04-02 10:45:03 | 40.9075 | 2.0978 | 8.3913 | 6.646 | 6.646 | 0.58017 | 0.58017 | 0.70967 | 0.70967 | 1.7016 | 1.7016 | 16.4578 | 16.4578 | -6.4209 | -3.2104 | 3.0767 | 0 | 0 |  |  | 9.1466 |  | 0.20513 | 20.5129 | 6.1534 | 0 | 2014-04-02 04:30 | 16457.8333 | 16.4578
|  | 2014-04-02 11:15:02 | 40.9077 | 2.031 | 8.124 | 6.6442 | 6.6442 | 0.57967 | 0.57967 | 0.7085 | 0.7085 | 2.0488 | 2.0488 | 16.3978 | 16.3978 | -6.4047 | -3.2023 | 3.2104 | 0 | 0 |  |  | 8.9364 |  | 0.19859 | 19.8594 | 6.4209 | 0 | 2014-04-02 05:00 | 16397.8333 | 16.3978
|  | 2014-04-02 11:45:02 | 40.5547 | 2.1307 | 8.5227 | 6.65 | 6.65 | 0.5615 | 0.5615 | 0.7095 | 0.7095 | 2.0488 | 2.0488 | 16.3602 | 16.3602 | -5.702 | -2.851 | 3.2023 | 0 | 0 |  |  | 9.2045 |  | 0.21015 | 21.0153 | 6.4047 | 0 | 2014-04-02 05:30 | 16360.1667 | 16.3602
|  | 2014-04-02 12:15:02 | 40.4073 | 2.2385 | 8.954 | 6.6567 | 6.6567 | 0.48383 | 0.48383 | 0.711 | 0.711 | 2.0472 | 2.0472 | 16.4118 | 16.4118 | -5.1428 | -2.5714 | 2.851 | 0 | 0 |  |  | 9.5808 |  | 0.22159 | 22.1593 | 5.702 | 0 | 2014-04-02 06:00 | 16411.8333 | 16.4118
|  | 2014-04-02 12:45:02 | 40.1353 | 2.3007 | 9.2027 | 6.6567 | 6.6567 | 0.47783 | 0.47783 | 0.71033 | 0.71033 | 2.0472 | 2.0472 | 16.4372 | 16.4372 | -4.6035 | -2.3017 | 2.5714 | 0 | 0 |  |  | 9.7548 |  | 0.22929 | 22.9291 | 5.1428 | 0 | 2014-04-02 06:30 | 16437.1667 | 16.4372
|  | 2014-04-02 13:15:03 | 39.9622 | 2.2762 | 9.1047 | 6.656 | 6.656 | 0.48083 | 0.48083 | 0.70967 | 0.70967 | 2.1016 | 2.1016 | 16.2955 | 16.2955 | -4.6139 | -2.3069 | 2.3017 | 0 | 0 |  |  | 8.6494 |  | 0.22783 | 22.7832 | 4.6035 | 0 | 2014-04-02 07:00 | 16295.5 | 16.2955
|  | 2014-04-02 13:45:03 | 39.5948 | 2.3208 | 9.2833 | 6.6563 | 6.6563 | 0.49483 | 0.49483 | 0.71033 | 0.71033 | 2.1016 | 2.1016 | 16.1867 | 16.1867 | -4.1617 | -2.0809 | 2.3069 | 0 | 0 |  |  | 9.6547 |  | 0.23446 | 23.4458 | 4.6139 | 0 | 2014-04-02 07:30 | 16186.6667 | 16.1867
|  | 2014-04-02 14:15:02 | 39.5513 | 2.2907 | 9.1627 | 6.6597 | 6.6597 | 0.4935 | 0.4935 | 0.70733 | 0.70733 | 1.9852 | 1.9852 | 16.1747 | 16.1747 | -4.3683 | -2.1841 | 2.0809 | 0 | 0 |  |  | 9.2543 |  | 0.23167 | 23.1665 | 4.1617 | 0 | 2014-04-02 08:00 | 16174.6667 | 16.1747
|  | 2014-04-02 14:45:02 | 40.3278 | 2.4117 | 9.6467 | 6.6738 | 6.6738 | 0.4935 | 0.4935 | 0.71033 | 0.71033 | 1.9852 | 1.9852 | 16.2535 | 16.2535 | -4.5648 | -2.2824 | 2.1841 | 0 | 0 |  |  | 9.4537 |  | 0.23921 | 23.9206 | 4.3683 | 0 | 2014-04-02 08:30 | 16253.5 | 16.2535
|  | 2014-04-02 15:15:02 | 41.0675 | 2.5002 | 10.0007 | 6.6778 | 6.6778 | 0.45583 | 0.45583 | 0.71 | 0.71 | 1.674 | 1.674 | 16.3545 | 16.3545 | -5.1947 | -2.5973 | 2.2824 | 0 | 0 |  |  | 9.7006 |  | 0.24352 | 24.3518 | 4.5648 | 0 | 2014-04-02 09:00 | 16354.5 | 16.3545
|  | 2014-04-02 15:45:02 | 41.7158 | 2.5793 | 10.3173 | 6.6878 | 6.6878 | 0.4725 | 0.4725 | 0.71017 | 0.71017 | 1.674 | 1.674 | 16.4008 | 16.4008 | -5.4532 | -2.7266 | 2.5973 | 0 | 0 |  |  | 9.5951 |  | 0.24732 | 24.7324 | 5.1947 | 0 | 2014-04-02 09:30 | 16400.8333 | 16.4008
|  | 2014-04-02 16:15:02 | 41.99 | 2.749 | 10.996 | 6.691 | 6.691 | 0.59883 | 0.59883 | 0.71 | 0.71 | 1.292 | 1.292 | 16.3287 | 16.3287 | -5.3735 | -2.6867 | 2.7266 | 0 | 0 |  |  | 11.8757 |  | 0.26187 | 26.1872 | 5.4532 | 0 | 2014-04-02 10:00 | 16328.6667 | 16.3287
|  | 2014-04-02 16:45:03 | 41.7642 | 2.9465 | 11.786 | 6.7042 | 6.7042 | 0.57283 | 0.57283 | 0.71 | 0.71 | 1.292 | 1.292 | 16.2637 | 16.2637 | -4.4355 | -2.2178 | 2.6867 | 0 | 0 |  |  | 11.786 |  | 0.2822 | 28.2204 | 5.3735 | 0 | 2014-04-02 10:30 | 16263.6667 | 16.2637
|  | 2014-04-02 17:15:02 | 41.4815 | 3.094 | 12.376 | 6.7013 | 6.7013 | 0.59617 | 0.59617 | 0.70983 | 0.70983 | 0.9524 | 0.9524 | 15.7968 | 15.7968 | -4.3489 | -2.1745 | 2.2178 | 0 | 0 |  |  | 12.2522 |  | 0.29835 | 29.835 | 4.4355 | 0 | 2014-04-02 11:00 | 15796.8333 | 15.7968
|  | 2014-04-02 17:45:01 | 41.2953 | 3.2753 | 13.1013 | 6.704 | 6.704 | 0.64517 | 0.64517 | 0.70983 | 0.70983 | 0.9524 | 0.9524 | 15.5013 | 15.5013 | -3.6813 | -1.8406 | 2.1745 | 0 | 0 |  |  | 13.3634 |  | 0.31726 | 31.7259 | 4.3489 | 0 | 2014-04-02 11:30 | 15501.3333 | 15.5013
|  | 2014-04-02 18:15:02 | 41.2207 | 3.5138 | 14.0553 | 6.7037 | 6.7037 | 0.62267 | 0.62267 | 0.71017 | 0.71017 | 0.4196 | 0.4196 | 15.278 | 15.278 | -3.4312 | -1.7156 | 1.8406 | 0 | 0 |  |  | 13.212 |  | 0.34098 | 34.0978 | 3.6813 | 0 | 2014-04-02 12:00 | 15278 | 15.278
|  | 2014-04-02 18:45:02 | 42.0215 | 3.6118 | 14.4473 | 6.7152 | 6.7152 | 0.602 | 0.602 | 0.71017 | 0.71017 | 0.4196 | 0.4196 | 15.4127 | 15.4127 | -3.7146 | -1.8573 | 1.7156 | 0 | 0 |  |  | 15.1697 |  | 0.34381 | 34.3808 | 3.4312 | 0 | 2014-04-02 12:30 | 15412.6667 | 15.4127
|  | 2014-04-02 19:15:02 | 42.058 | 3.6847 | 14.7387 | 6.7225 | 6.7225 | 0.72917 | 0.72917 | 0.71017 | 0.71017 | 0.124 | 0.124 | 15.5023 | 15.5023 | -3.5312 | -1.7656 | 1.8573 | 0 | 0 |  |  | 15.623 |  | 0.35044 | 35.0437 | 3.7146 | 0 | 2014-04-02 13:00 | 15502.3333 | 15.5023
|  | 2014-04-02 19:45:01 | 40.7453 | 3.5987 | 14.3947 | 6.7267 | 6.7267 | 0.67883 | 0.67883 | 0.70617 | 0.70617 | 0.124 | 0.124 | 15.375 | 15.375 | -2.74 | -1.37 | 1.7656 | 0 | 0 |  |  | 15.2583 |  | 0.35328 | 35.3284 | 3.5312 | 0 | 2014-04-02 13:30 | 15375 | 15.375
|  | 2014-04-02 20:15:02 | 39.0582 | 3.7182 | 14.8727 | 6.723 | 6.723 | 0.55767 | 0.55767 | 0.70717 | 0.70717 | 0 | 0 | 15.1782 | 15.1782 | -1.0195 | -0.50975 | 1.37 | 0 | 0 |  |  | 15.3188 |  | 0.38078 | 38.0783 | 2.74 | 0 | 2014-04-02 14:00 | 15178.1667 | 15.1782
|  | 2014-04-02 20:45:02 | 37.0903 | 3.665 | 14.66 | 6.7247 | 6.7247 | 0.489 | 0.489 | 0.7075 | 0.7075 | 0 | 0 | 14.842 | 14.842 | 0.33283 | 0.16642 | 0.50975 | 0.16642 | 0 |  |  | 15.8328 |  | 0.39525 | 39.5251 | 1.0195 | 0 | 2014-04-02 14:30 | 14842 | 14.842
|  | 2014-04-02 21:15:03 | 34.756 | 3.569 | 14.276 | 6.7307 | 6.7307 | 0.43417 | 0.43417 | 0.706 | 0.706 | 0 | 0 | 14.1875 | 14.1875 | 1.5783 | 0.78917 | 0 | 0.95558 | 0 |  |  | 14.276 |  | 0.41075 | 41.0749 | 0 | 0 | 2014-04-02 15:00 | 14187.5 | 14.1875
|  | 2014-04-02 21:45:01 | 32.4782 | 3.3567 | 13.4267 | 6.732 | 6.732 | 0.42817 | 0.42817 | 0.70733 | 0.70733 | 0 | 0 | 13.502 | 13.502 | 2.318 | 1.159 | 0 | 2.1146 | 0 |  |  | 13.6952 |  | 0.41341 | 41.3406 | 0 | 0 | 2014-04-02 15:30 | 13502 | 13.502
|  | 2014-04-02 22:15:02 | 31.0832 | 3.3318 | 13.3273 | 6.7337 | 6.7337 | 0.4015 | 0.4015 | 0.70667 | 0.70667 | 0 | 0 | 12.5793 | 12.5793 | 2.6653 | 1.3327 | 0 | 3.4473 | 0 |  |  | 12.1279 |  | 0.42876 | 42.8764 | 0 | 0 | 2014-04-02 16:00 | 12579.3333 | 12.5793
|  | 2014-04-02 22:45:03 | 29.307 | 3.253 | 13.012 | 6.7353 | 6.7353 | 0.40183 | 0.40183 | 0.70767 | 0.70767 | 0 | 0 | 11.525 | 11.525 | 3.0748 | 1.5374 | 0 | 4.9847 | 0 |  |  | 13.5325 |  | 0.44399 | 44.3989 | 0 | 0 | 2014-04-02 16:30 | 11525 | 11.525
|  | 2014-04-02 23:15:03 | 28.2588 | 3.036 | 12.144 | 6.7293 | 6.7293 | 0.40067 | 0.40067 | 0.70983 | 0.70983 | 0 | 0 | 11.106 | 11.106 | 2.831 | 1.4155 | 0 | 6.4002 | 0 |  |  | 11.1725 |  | 0.42974 | 42.9742 | 0 | 0 | 2014-04-02 17:00 | 11106 | 11.106
|  | 2014-04-02 23:45:01 | 27.7697 | 2.8453 | 11.3813 | 6.7232 | 6.7232 | 0.39067 | 0.39067 | 0.70717 | 0.70717 | 0 | 0 | 10.9565 | 10.9565 | 2.3892 | 1.1946 | 0 | 7.5948 | 0 |  |  | 10.5846 |  | 0.40985 | 40.9848 | 0 | 0 | 2014-04-02 17:30 | 10956.5 | 10.9565
|  | 2014-04-03 00:15:01 | 28.3805 | 2.8445 | 11.378 | 6.736 | 6.736 | 0.39 | 0.39 | 0.7095 | 0.7095 | 0 | 0 | 11.5573 | 11.5573 | 2.3903 | 1.1952 | 0 | 8.7899 | 0 |  |  | 12.0607 |  | 0.40091 | 40.0909 | 0 | 0 | 2014-04-02 18:00 | 11557.3333 | 11.5573
|  | 2014-04-03 00:45:01 | 28.9985 | 2.7957 | 11.1827 | 6.728 | 6.728 | 0.3995 | 0.3995 | 0.71033 | 0.71033 | 0 | 0 | 11.9533 | 11.9533 | 1.9753 | 0.98767 | 0 | 9.7776 | 0 |  |  | 11.63 |  | 0.38563 | 38.5629 | 0 | 0 | 2014-04-02 18:30 | 11953.3333 | 11.9533
|  | 2014-04-03 01:15:01 | 28.8235 | 2.7258 | 10.9033 | 6.7327 | 6.7327 | 0.40317 | 0.40317 | 0.71 | 0.71 | 0 | 0 | 11.7343 | 11.7343 | 1.66 | 0.83 | 0 | 10.6076 | 0 |  |  | 9.922 |  | 0.37828 | 37.8279 | 0 | 0 | 2014-04-02 19:00 | 11734.3333 | 11.7343
|  | 2014-04-03 01:45:24 | 28.4492 | 2.7885 | 11.154 | 6.7503 | 6.7503 | 0.403 | 0.403 | 0.7095 | 0.7095 | 0 | 0 | 11.3438 | 11.3438 | 1.9115 | 0.95575 | 0 | 11.5633 | 0 |  |  | 11.6002 |  | 0.39207 | 39.2068 | 0 | 0 | 2014-04-02 19:30 | 11343.8333 | 11.3438
|  | 2014-04-03 02:15:01 | 28.1012 | 2.7883 | 11.1533 | 6.7502 | 6.7502 | 0.404 | 0.404 | 0.709 | 0.709 | 0 | 0 | 11.1682 | 11.1682 | 2.0835 | 1.0417 | 0 | 12.6051 | 0 |  |  | 11.711 |  | 0.3969 | 39.6899 | 0 | 0 | 2014-04-02 20:00 | 11168.1667 | 11.1682
|  | 2014-04-03 02:45:02 | 27.9622 | 2.5605 | 10.242 | 6.747 | 6.747 | 0.407 | 0.407 | 0.7095 | 0.7095 | 0 | 0 | 11.2425 | 11.2425 | 1.3858 | 0.69292 | 0 | 13.298 | 0 |  |  | 9.4226 |  | 0.36628 | 36.6281 | 0 | 0 | 2014-04-02 20:30 | 11242.5 | 11.2425
|  | 2014-04-03 03:15:02 | 27.7568 | 2.4742 | 9.8967 | 6.7572 | 6.7572 | 0.40617 | 0.40617 | 0.70567 | 0.70567 | 0 | 0 | 11.1528 | 11.1528 | 1.1617 | 0.58083 | 0 | 13.8788 | 0 |  |  | 9.5008 |  | 0.35655 | 35.6549 | 0 | 0 | 2014-04-02 21:00 | 11152.8333 | 11.1528
|  | 2014-04-03 03:45:01 | 27.847 | 2.5167 | 10.0667 | 6.7577 | 6.7577 | 0.40567 | 0.40567 | 0.70717 | 0.70717 | 0 | 0 | 11.1517 | 11.1517 | 1.2418 | 0.62092 | 0 | 14.4998 | 0 |  |  | 9.8653 |  | 0.3615 | 36.1499 | 0 | 0 | 2014-04-02 21:30 | 11151.6667 | 11.1517
|  | 2014-04-03 04:15:02 | 28.3097 | 2.5418 | 10.1673 | 6.7582 | 6.7582 | 0.4055 | 0.4055 | 0.706 | 0.706 | 0 | 0 | 11.485 | 11.485 | 1.2123 | 0.60617 | 0 | 15.1059 | 0 |  |  | 9.1506 |  | 0.35915 | 35.9147 | 0 | 0 | 2014-04-02 22:00 | 11485 | 11.485
|  | 2014-04-03 04:45:02 | 29.046 | 2.6885 | 10.754 | 6.7572 | 6.7572 | 0.407 | 0.407 | 0.7085 | 0.7085 | 0 | 0 | 12.044 | 12.044 | 1.6247 | 0.81233 | 0 | 15.9183 | 0 |  |  | 11.6143 |  | 0.37024 | 37.024 | 0 | 0 | 2014-04-02 22:30 | 12044 | 12.044
|  | 2014-04-03 05:15:01 | 31.2013 | 2.6357 | 10.5427 | 6.7607 | 6.7607 | 0.407 | 0.407 | 0.70783 | 0.70783 | 0 | 0 | 13.5613 | 13.5613 | 0.77817 | 0.38908 | 0 | 16.3073 | 0 |  |  | 11.4915 |  | 0.33789 | 33.7892 | 0 | 0 | 2014-04-02 23:00 | 13561.3333 | 13.5613
|  | 2014-04-03 05:45:01 | 33.7715 | 2.696 | 10.784 | 6.7588 | 6.7588 | 0.42483 | 0.42483 | 0.709 | 0.709 | 0 | 0 | 14.695 | 14.695 | -0.39983 | -0.19992 | 0 | 16.1074 | 0 |  |  | 10.4605 |  | 0.31932 | 31.9323 | 0 | 0.39983 | 2014-04-02 23:30 | 14695 | 14.695
|  | 2014-04-03 06:15:02 | 37.7187 | 2.6553 | 10.6213 | 6.7598 | 6.7598 | 0.5045 | 0.5045 | 0.71017 | 0.71017 | 0 | 0 | 15.9643 | 15.9643 | -3.1585 | -1.5793 | 0 | 14.5282 | 0 |  |  | 10.0903 |  | 0.28159 | 28.1594 | 0 | 3.1585 | 2014-04-03 | 15964.3333 | 15.9643
|  | 2014-04-03 06:45:03 | 39.8722 | 2.5717 | 10.2867 | 6.7563 | 6.7563 | 0.55417 | 0.55417 | 0.70967 | 0.70967 | 0 | 0 | 16.404 | 16.404 | -5.1613 | -2.5807 | 0 | 11.9475 | 0 |  |  | 10.9039 |  | 0.25799 | 25.7991 | 0 | 5.1613 | 2014-04-03 00:30 | 16404 | 16.404
|  | 2014-04-03 07:15:03 | 40.8833 | 2.5372 | 10.1487 | 6.7598 | 6.7598 | 0.56283 | 0.56283 | 0.71017 | 0.71017 | 0.7276 | 0.7276 | 16.4507 | 16.4507 | -5.5236 | -2.7618 | 0 | 9.1857 | 0 |  |  | 9.9457 |  | 0.24823 | 24.8235 | 0 | 5.5236 | 2014-04-03 01:00 | 16450.6667 | 16.4507
|  | 2014-04-03 07:45:02 | 40.7958 | 2.6423 | 10.5693 | 6.7575 | 6.7575 | 0.52767 | 0.52767 | 0.71017 | 0.71017 | 0.7276 | 0.7276 | 16.3595 | 16.3595 | -5.1441 | -2.572 | 0 | 6.6137 | 0 |  |  | 10.7807 |  | 0.25908 | 25.9079 | 0 | 5.1441 | 2014-04-03 01:30 | 16359.5 | 16.3595
|  | 2014-04-03 08:15:02 | 41.3398 | 2.668 | 10.672 | 6.755 | 6.755 | 0.57333 | 0.57333 | 0.71033 | 0.71033 | 1.836 | 1.836 | 16.3665 | 16.3665 | -4.4267 | -2.2133 | 0 | 4.4004 | 0 |  |  | 9.6048 |  | 0.25815 | 25.8153 | 0 | 4.4267 | 2014-04-03 02:00 | 16366.5 | 16.3665
|  | 2014-04-03 08:45:03 | 41.4253 | 2.4325 | 9.73 | 6.7568 | 6.7568 | 0.67833 | 0.67833 | 0.71 | 0.71 | 1.836 | 1.836 | 16.235 | 16.235 | -5.4792 | -2.7396 | 0 | 1.6608 | 0 |  |  | 10.1192 |  | 0.23488 | 23.488 | 0 | 5.4792 | 2014-04-03 02:30 | 16235 | 16.235
|  | 2014-04-03 09:15:01 | 41.3093 | 2.0373 | 8.1493 | 6.7587 | 6.7587 | 0.6645 | 0.6645 | 0.7105 | 0.7105 | 2.9656 | 2.9656 | 16.4393 | 16.4393 | -5.6214 | -2.8107 | 0 | 0 | 0 |  |  | 7.7419 |  | 0.19728 | 19.7276 | 0 | 3.3215 | 2014-04-03 03:00 | 16439.3333 | 16.4393
|  | 2014-04-03 09:45:02 | 41.2563 | 1.9135 | 7.654 | 6.7652 | 6.7652 | 0.64717 | 0.64717 | 0.71067 | 0.71067 | 2.9656 | 2.9656 | 16.4638 | 16.4638 | -6.0499 | -3.025 | 2.8107 | 0 | 0 |  |  | 7.1948 |  | 0.18552 | 18.5523 | 5.6214 | 0 | 2014-04-03 03:30 | 16463.8333 | 16.4638
|  | 2014-04-03 10:15:01 | 41.2817 | 1.773 | 7.092 | 6.7618 | 6.7618 | 0.45983 | 0.45983 | 0.71033 | 0.71033 | 2.7928 | 2.7928 | 16.6467 | 16.6467 | -6.8182 | -3.4091 | 3.025 | 0 | 0 |  |  | 6.3828 |  | 0.1718 | 17.1795 | 6.0499 | 0 | 2014-04-03 04:00 | 16646.6667 | 16.6467
|  | 2014-04-03 10:45:02 | 41.4347 | 1.777 | 7.108 | 6.7673 | 6.7673 | 0.44567 | 0.44567 | 0.71033 | 0.71033 | 2.7928 | 2.7928 | 16.7605 | 16.7605 | -6.85 | -3.425 | 3.4091 | 0 | 0 |  |  | 7.6056 |  | 0.17155 | 17.1547 | 6.8182 | 0 | 2014-04-03 04:30 | 16760.5 | 16.7605
|  | 2014-04-03 11:15:03 | 41.3603 | 1.7752 | 7.1007 | 6.7637 | 6.7637 | 0.43517 | 0.43517 | 0.70933 | 0.70933 | 3.6888 | 3.6888 | 16.7415 | 16.7415 | -5.9212 | -2.9606 | 3.425 | 0 | 0 |  |  | 6.3906 |  | 0.17168 | 17.1678 | 6.85 | 0 | 2014-04-03 05:00 | 16741.5 | 16.7415
|  | 2014-04-03 11:45:02 | 41.035 | 1.7177 | 6.8707 | 6.7623 | 6.7623 | 0.41883 | 0.41883 | 0.70983 | 0.70983 | 3.6888 | 3.6888 | 16.7278 | 16.7278 | -5.8567 | -2.9283 | 2.9606 | 0 | 0 |  |  | 6.9394 |  | 0.16743 | 16.7434 | 5.9212 | 0 | 2014-04-03 05:30 | 16727.8333 | 16.7278
|  | 2014-04-03 12:15:02 | 40.7957 | 1.5442 | 6.1767 | 6.7572 | 6.7572 | 0.33867 | 0.33867 | 0.71033 | 0.71033 | 4.1596 | 4.1596 | 16.7788 | 16.7788 | -5.8744 | -2.9372 | 2.9283 | 0 | 0 |  |  | 5.559 |  | 0.1514 | 15.1405 | 5.8567 | 0 | 2014-04-03 06:00 | 16778.8333 | 16.7788
|  | 2014-04-03 12:45:02 | 40.567 | 1.455 | 5.82 | 6.7522 | 6.7522 | 0.3225 | 0.3225 | 0.70967 | 0.70967 | 4.1596 | 4.1596 | 16.7543 | 16.7543 | -6.0487 | -3.0244 | 2.9372 | 0 | 0 |  |  | 5.9364 |  | 0.14347 | 14.3466 | 5.8744 | 0 | 2014-04-03 06:30 | 16754.3333 | 16.7543
|  | 2014-04-03 13:15:02 | 40.6447 | 1.3678 | 5.4713 | 6.7537 | 6.7537 | 0.3245 | 0.3245 | 0.7185 | 0.7185 | 2.9596 | 2.9596 | 16.6813 | 16.6813 | -7.7357 | -3.8679 | 3.0244 | 0 | 0 |  |  | 5.4166 |  | 0.13461 | 13.4614 | 6.0487 | 0 | 2014-04-03 07:00 | 16681.3333 | 16.6813
|  | 2014-04-03 13:45:04 | 40.5358 | 1.3923 | 5.5693 | 6.7558 | 6.7558 | 0.32533 | 0.32533 | 0.85283 | 0.85283 | 2.9596 | 2.9596 | 16.6332 | 16.6332 | -7.4397 | -3.7199 | 3.8679 | 0 | 0 |  |  | 5.8478 |  | 0.13739 | 13.7393 | 7.7357 | 0 | 2014-04-03 07:30 | 16633.1667 | 16.6332
|  | 2014-04-03 14:15:02 | 40.3955 | 1.3907 | 5.5627 | 6.7602 | 6.7602 | 0.40533 | 0.40533 | 0.92283 | 0.92283 | 3.0872 | 3.0872 | 16.642 | 16.642 | -7.0153 | -3.5076 | 3.7199 | 0 | 0 |  |  | 5.2845 |  | 0.13771 | 13.7705 | 7.4397 | 0 | 2014-04-03 08:00 | 16642 | 16.642
|  | 2014-04-03 14:45:01 | 41.0365 | 1.3977 | 5.5907 | 6.7582 | 6.7582 | 0.43 | 0.43 | 1.016 | 1.016 | 3.0872 | 3.0872 | 16.6537 | 16.6537 | -7.5008 | -3.7504 | 3.5076 | 0 | 0 |  |  | 6.0938 |  | 0.13624 | 13.6236 | 7.0153 | 0 | 2014-04-03 08:30 | 16653.6667 | 16.6537
|  | 2014-04-03 15:15:03 | 41.8143 | 1.345 | 5.38 | 6.7632 | 6.7632 | 0.457 | 0.457 | 1.0005 | 1.0005 | 3.4516 | 3.4516 | 16.7818 | 16.7818 | -7.9802 | -3.9901 | 3.7504 | 0 | 0 |  |  | 5.4338 |  | 0.12866 | 12.8664 | 7.5008 | 0 | 2014-04-03 09:00 | 16781.8333 | 16.7818
|  | 2014-04-03 15:45:01 | 42.5457 | 1.3048 | 5.2193 | 6.7598 | 6.7598 | 0.5805 | 0.5805 | 1.0703 | 1.0703 | 3.4516 | 3.4516 | 16.7743 | 16.7743 | -8.6897 | -4.3449 | 3.9901 | 0 | 0 |  |  | 5.4281 |  | 0.12268 | 12.2676 | 7.9802 | 0 | 2014-04-03 09:30 | 16774.3333 | 16.7743
|  | 2014-04-03 16:15:02 | 42.8815 | 1.2363 | 4.9453 | 6.7667 | 6.7667 | 0.6205 | 0.6205 | 1.0975 | 1.0975 | 1.7544 | 1.7544 | 16.737 | 16.737 | -10.9601 | -5.48 | 4.3449 | 0 | 0 |  |  | 5.2915 |  | 0.11533 | 11.5326 | 8.6897 | 0 | 2014-04-03 10:00 | 16737 | 16.737
|  | 2014-04-03 16:45:01 | 42.837 | 1.2207 | 4.8827 | 6.769 | 6.769 | 0.637 | 0.637 | 1.0962 | 1.0962 | 1.7544 | 1.7544 | 16.7062 | 16.7062 | -10.9916 | -5.4958 | 5.48 | 0 | 0 |  |  | 5.2245 |  | 0.11398 | 11.3982 | 10.9601 | 0 | 2014-04-03 10:30 | 16706.1667 | 16.7062
|  | 2014-04-03 17:15:03 | 42.8485 | 1.2762 | 5.1047 | 6.7665 | 6.7665 | 0.635 | 0.635 | 1.0992 | 1.0992 | 1.0144 | 1.0144 | 16.7013 | 16.7013 | -11.5274 | -5.7637 | 5.4958 | 0 | 0 |  |  | 5.2068 |  | 0.11913 | 11.9133 | 10.9916 | 0 | 2014-04-03 11:00 | 16701.3333 | 16.7013
|  | 2014-04-03 17:45:02 | 42.7383 | 1.3053 | 5.2213 | 6.7692 | 6.7692 | 0.64967 | 0.64967 | 1.1118 | 1.1118 | 1.0144 | 1.0144 | 16.6768 | 16.6768 | -11.2951 | -5.6476 | 5.7637 | 0 | 0 |  |  | 5.2213 |  | 0.12217 | 12.217 | 11.5274 | 0 | 2014-04-03 11:30 | 16676.8333 | 16.6768
|  | 2014-04-03 18:15:02 | 42.449 | 1.2737 | 5.0947 | 6.7653 | 6.7653 | 0.6995 | 0.6995 | 1.1118 | 1.1118 | 0.4168 | 0.4168 | 16.6872 | 16.6872 | -11.6737 | -5.8368 | 5.6476 | 0 | 0 |  |  | 4.8909 |  | 0.12002 | 12.0019 | 11.2951 | 0 | 2014-04-03 12:00 | 16687.1667 | 16.6872
|  | 2014-04-03 18:45:02 | 43.0218 | 1.2822 | 5.1287 | 6.7665 | 6.7665 | 0.76767 | 0.76767 | 1.1107 | 1.1107 | 0.4168 | 0.4168 | 16.707 | 16.707 | -12.1245 | -6.0623 | 5.8368 | 0 | 0 |  |  | 5.2825 |  | 0.11921 | 11.9211 | 11.6737 | 0 | 2014-04-03 12:30 | 16707 | 16.707
|  | 2014-04-03 19:15:02 | 42.8403 | 1.2662 | 5.0647 | 6.772 | 6.772 | 0.76517 | 0.76517 | 1.1113 | 1.1113 | 0.0212 | 0.0212 | 16.6517 | 16.6517 | -12.4543 | -6.2271 | 6.0623 | 0 | 0 |  |  | 4.9127 |  | 0.11822 | 11.8222 | 12.1245 | 0 | 2014-04-03 13:00 | 16651.6667 | 16.6517
|  | 2014-04-03 19:45:01 | 41.7085 | 1.2142 | 4.8567 | 6.76 | 6.76 | 0.678 | 0.678 | 1.11 | 1.11 | 0.0212 | 0.0212 | 16.581 | 16.581 | -11.7016 | -5.8508 | 6.2271 | 0 | 0 |  |  | 4.6138 |  | 0.11644 | 11.6443 | 12.4543 | 0 | 2014-04-03 13:30 | 16581 | 16.581
|  | 2014-04-03 20:15:03 | 39.8528 | 1.2738 | 5.0953 | 6.7665 | 6.7665 | 0.45717 | 0.45717 | 1.1073 | 1.1073 | 0 | 0 | 16.3063 | 16.3063 | -10.1202 | -5.0601 | 5.8508 | 0 | 0 |  |  | 5.4011 |  | 0.12785 | 12.7854 | 11.7016 | 0 | 2014-04-03 14:00 | 16306.3333 | 16.3063
|  | 2014-04-03 20:45:02 | 37.9752 | 1.3435 | 5.374 | 6.7588 | 6.7588 | 0.42333 | 0.42333 | 1.0713 | 1.0713 | 0 | 0 | 15.9172 | 15.9172 | -8.4305 | -4.2152 | 5.0601 | 0 | 0 |  |  | 5.6964 |  | 0.14151 | 14.1514 | 10.1202 | 0 | 2014-04-03 14:30 | 15917.1667 | 15.9172
|  | 2014-04-03 21:15:03 | 35.5515 | 1.4765 | 5.906 | 6.7662 | 6.7662 | 0.404 | 0.404 | 1.0857 | 1.0857 | 0 | 0 | 15.3193 | 15.3193 | -6.0703 | -3.0352 | 4.2152 | 0 | 0 |  |  | 5.3745 |  | 0.16613 | 16.6125 | 8.4305 | 0 | 2014-04-03 15:00 | 15319.3333 | 15.3193
|  | 2014-04-03 21:45:01 | 33.326 | 1.5855 | 6.342 | 6.7655 | 6.7655 | 0.3775 | 0.3775 | 1.1102 | 1.1102 | 0 | 0 | 14.6015 | 14.6015 | -4.1293 | -2.0647 | 3.0352 | 0 | 0 |  |  | 6.5957 |  | 0.1903 | 19.0302 | 6.0703 | 0 | 2014-04-03 15:30 | 14601.5 | 14.6015
|  | 2014-04-03 22:15:02 | 31.6668 | 1.5983 | 6.3933 | 6.7662 | 6.7662 | 0.37883 | 0.37883 | 1.1097 | 1.1097 | 0 | 0 | 13.9295 | 13.9295 | -3.0893 | -1.5447 | 2.0647 | 0 | 0 |  |  | 6.1376 |  | 0.20189 | 20.1894 | 4.1293 | 0 | 2014-04-03 16:00 | 13929.5 | 13.9295
|  | 2014-04-03 22:45:02 | 30.2252 | 1.5597 | 6.2387 | 6.7665 | 6.7665 | 0.37867 | 0.37867 | 1.1098 | 1.1098 | 0 | 0 | 12.8642 | 12.8642 | -2.8673 | -1.4337 | 1.5447 | 0 | 0 |  |  | 6.3011 |  | 0.20641 | 20.6406 | 3.0893 | 0 | 2014-04-03 16:30 | 12864.1667 | 12.8642
|  | 2014-04-03 23:15:03 | 28.9895 | 1.6103 | 6.4413 | 6.7833 | 6.7833 | 0.379 | 0.379 | 1.0988 | 1.0988 | 0 | 0 | 12.1508 | 12.1508 | -2.1362 | -1.0681 | 1.4337 | 0 | 0 |  |  | 6.0549 |  | 0.2222 | 22.2195 | 2.8673 | 0 | 2014-04-03 17:00 | 12150.8333 | 12.1508
|  | 2014-04-03 23:45:04 | 28.5967 | 1.5522 | 6.2087 | 6.7857 | 6.7857 | 0.37867 | 0.37867 | 1.0465 | 1.0465 | 0 | 0 | 11.7383 | 11.7383 | -2.4388 | -1.2194 | 1.0681 | 0 | 0 |  |  | 6.0845 |  | 0.21711 | 21.7112 | 2.1362 | 0 | 2014-04-03 17:30 | 11738.3333 | 11.7383
|  | 2014-04-04 00:15:02 | 28.9165 | 1.554 | 6.216 | 6.783 | 6.783 | 0.37933 | 0.37933 | 1.0375 | 1.0375 | 0 | 0 | 11.7872 | 11.7872 | -2.7135 | -1.3567 | 1.2194 | 0 | 0 |  |  | 5.5944 |  | 0.21496 | 21.4964 | 2.4388 | 0 | 2014-04-03 18:00 | 11787.1667 | 11.7872
|  | 2014-04-04 00:45:02 | 29.2132 | 1.5283 | 6.1133 | 6.778 | 6.778 | 0.379 | 0.379 | 1.1005 | 1.1005 | 0 | 0 | 12.081 | 12.081 | -2.7613 | -1.3807 | 1.3567 | 0 | 0 |  |  | 6.6024 |  | 0.20927 | 20.9266 | 2.7135 | 0 | 2014-04-03 18:30 | 12081 | 12.081
|  | 2014-04-04 01:15:01 | 28.9347 | 1.4275 | 5.71 | 6.7642 | 6.7642 | 0.37983 | 0.37983 | 1.081 | 1.081 | 0 | 0 | 12.0272 | 12.0272 | -2.9725 | -1.4863 | 1.3807 | 0 | 0 |  |  | 5.71 |  | 0.19734 | 19.7341 | 2.7613 | 0 | 2014-04-03 19:00 | 12027.1667 | 12.0272
|  | 2014-04-04 01:45:02 | 28.6102 | 1.2907 | 5.1627 | 6.761 | 6.761 | 0.379 | 0.379 | 1.103 | 1.103 | 0 | 0 | 11.912 | 11.912 | -3.2925 | -1.6463 | 1.4863 | 0 | 0 |  |  | 5.5241 |  | 0.18045 | 18.0449 | 2.9725 | 0 | 2014-04-03 19:30 | 11912 | 11.912
|  | 2014-04-04 02:15:01 | 28.3517 | 1.1615 | 4.646 | 6.7632 | 6.7632 | 0.3745 | 0.3745 | 1.091 | 1.091 | 0 | 0 | 11.8 | 11.8 | -3.677 | -1.8385 | 1.6463 | 0 | 0 |  |  | 4.8783 |  | 0.16387 | 16.387 | 3.2925 | 0 | 2014-04-03 20:00 | 11800 | 11.8
|  | 2014-04-04 02:45:03 | 28.059 | 1.1097 | 4.4387 | 6.763 | 6.763 | 0.38083 | 0.38083 | 1.0927 | 1.0927 | 0 | 0 | 11.488 | 11.488 | -3.8958 | -1.9479 | 1.8385 | 0 | 0 |  |  | 4.5274 |  | 0.15819 | 15.819 | 3.677 | 0 | 2014-04-03 20:30 | 11488 | 11.488
|  | 2014-04-04 03:15:03 | 27.8632 | 1.0378 | 4.1513 | 6.765 | 6.765 | 0.38967 | 0.38967 | 1.106 | 1.106 | 0 | 0 | 11.4572 | 11.4572 | -3.994 | -1.997 | 1.9479 | 0 | 0 |  |  | 4.5665 |  | 0.14899 | 14.899 | 3.8958 | 0 | 2014-04-03 21:00 | 11457.1667 | 11.4572
|  | 2014-04-04 03:45:03 | 27.9767 | 0.99833 | 3.9933 | 6.772 | 6.772 | 0.39 | 0.39 | 1.1017 | 1.1017 | 0 | 0 | 11.667 | 11.667 | -4.0527 | -2.0263 | 1.997 | 0 | 0 |  |  | 4.3527 |  | 0.14274 | 14.2738 | 3.994 | 0 | 2014-04-03 21:30 | 11667 | 11.667
|  | 2014-04-04 04:15:04 | 28.5967 | 0.99083 | 3.9633 | 6.7733 | 6.7733 | 0.39233 | 0.39233 | 1.1032 | 1.1032 | 0 | 0 | 12.0795 | 12.0795 | -4.285 | -2.1425 | 2.0263 | 0 | 0 |  |  | 3.8841 |  | 0.13859 | 13.8594 | 4.0527 | 0 | 2014-04-03 22:00 | 12079.5 | 12.0795
|  | 2014-04-04 04:45:02 | 29.746 | 0.94967 | 3.7987 | 6.7667 | 6.7667 | 0.3925 | 0.3925 | 1.1078 | 1.1078 | 0 | 0 | 13.0235 | 13.0235 | -4.6568 | -2.3284 | 2.1425 | 0 | 0 |  |  | 3.9886 |  | 0.1277 | 12.7703 | 4.285 | 0 | 2014-04-03 22:30 | 13023.5 | 13.0235
|  | 2014-04-04 05:15:02 | 31.7707 | 0.892 | 3.568 | 6.7697 | 6.7697 | 0.39683 | 0.39683 | 1.1107 | 1.1107 | 0 | 0 | 14.079 | 14.079 | -5.8465 | -2.9232 | 2.3284 | 0 | 0 |  |  | 3.7464 |  | 0.1123 | 11.2305 | 4.6568 | 0 | 2014-04-03 23:00 | 14079 | 14.079
|  | 2014-04-04 05:45:02 | 34.456 | 0.8455 | 3.382 | 6.7713 | 6.7713 | 0.426 | 0.426 | 1.1098 | 1.1098 | 0 | 0 | 15.1747 | 15.1747 | -7.5922 | -3.7961 | 2.9232 | 0 | 0 |  |  | 3.5849 |  | 0.098154 | 9.8154 | 5.8465 | 0 | 2014-04-03 23:30 | 15174.6667 | 15.1747
|  | 2014-04-04 06:15:02 | 38.2223 | 0.81533 | 3.2613 | 6.7712 | 6.7712 | 0.49317 | 0.49317 | 1.1062 | 1.1062 | 0 | 0 | 15.9302 | 15.9302 | -10.6603 | -5.3302 | 3.7961 | 0 | 0 |  |  | 2.9352 |  | 0.085325 | 8.5325 | 7.5922 | 0 | 2014-04-04 | 15930.1667 | 15.9302
|  | 2014-04-04 06:45:01 | 40.4687 | 0.84517 | 3.3807 | 6.7688 | 6.7688 | 0.5435 | 0.5435 | 1.1095 | 1.1095 | 0 | 0 | 16.1525 | 16.1525 | -12.5137 | -6.2568 | 5.3302 | 0 | 0 |  |  | 3.1778 |  | 0.083538 | 8.3538 | 10.6603 | 0 | 2014-04-04 00:30 | 16152.5 | 16.1525
|  | 2014-04-04 07:15:02 | 41.6383 | 0.84917 | 3.3967 | 6.7727 | 6.7727 | 0.6105 | 0.6105 | 1.1087 | 1.1087 | 0.4128 | 0.4128 | 16.142 | 16.142 | -13.195 | -6.5975 | 6.2568 | 0 | 0 |  |  | 3.5665 |  | 0.081575 | 8.1575 | 12.5137 | 0 | 2014-04-04 01:00 | 16142 | 16.142
|  | 2014-04-04 07:45:02 | 41.4283 | 0.83333 | 3.3333 | 6.7752 | 6.7752 | 0.7425 | 0.7425 | 1.105 | 1.105 | 0.4128 | 0.4128 | 16.0757 | 16.0757 | -12.9839 | -6.4919 | 6.5975 | 0 | 0 |  |  | 3.4667 |  | 0.08046 | 8.046 | 13.195 | 0 | 2014-04-04 01:30 | 16075.6667 | 16.0757
|  | 2014-04-04 08:15:01 | 41.785 | 0.7515 | 3.006 | 6.7697 | 6.7697 | 0.77633 | 0.77633 | 1.108 | 1.108 | 0.85 | 0.85 | 16.0878 | 16.0878 | -13.1872 | -6.5936 | 6.4919 | 0 | 0 |  |  | 2.8858 |  | 0.07194 | 7.194 | 12.9839 | 0 | 2014-04-04 02:00 | 16087.8333 | 16.0878
|  | 2014-04-04 08:45:04 | 41.8588 | 0.716 | 2.864 | 6.7738 | 6.7738 | 0.77633 | 0.77633 | 1.1073 | 1.1073 | 0.85 | 0.85 | 16.207 | 16.207 | -13.2803 | -6.6402 | 6.5936 | 0 | 0 |  |  | 2.7494 |  | 0.06842 | 6.842 | 13.1872 | 0 | 2014-04-04 02:30 | 16207 | 16.207
|  | 2014-04-04 09:15:02 | 41.7928 | 0.69317 | 2.7727 | 6.7682 | 6.7682 | 0.77733 | 0.77733 | 1.109 | 1.109 | 1.404 | 1.404 | 16.2872 | 16.2872 | -12.6745 | -6.3373 | 6.6402 | 0 | 0 |  |  | 2.9668 |  | 0.066343 | 6.6343 | 13.2803 | 0 | 2014-04-04 03:00 | 16287.1667 | 16.2872
|  | 2014-04-04 09:45:03 | 41.6215 | 0.64467 | 2.5787 | 6.7705 | 6.7705 | 0.77267 | 0.77267 | 1.11 | 1.11 | 1.404 | 1.404 | 16.266 | 16.266 | -12.7197 | -6.3598 | 6.3373 | 0 | 0 |  |  | 2.6045 |  | 0.061955 | 6.1955 | 12.6745 | 0 | 2014-04-04 03:30 | 16266 | 16.266
|  | 2014-04-04 10:15:02 | 41.7875 | 0.56033 | 2.2413 | 6.7657 | 6.7657 | 0.72967 | 0.72967 | 1.0975 | 1.0975 | 2.1204 | 2.1204 | 16.2485 | 16.2485 | -12.5844 | -6.2922 | 6.3598 | 0 | 0 |  |  | 2.3534 |  | 0.053636 | 5.3636 | 12.7197 | 0 | 2014-04-04 04:00 | 16248.5 | 16.2485
|  | 2014-04-04 10:45:01 | 41.6498 | 0.48933 | 1.9573 | 6.7695 | 6.7695 | 0.757 | 0.757 | 1.062 | 1.062 | 2.1204 | 2.1204 | 16.2593 | 16.2593 | -12.7243 | -6.3621 | 6.2922 | 0 | 0 |  |  | 1.9769 |  | 0.046995 | 4.6995 | 12.5844 | 0 | 2014-04-04 04:30 | 16259.3333 | 16.2593
|  | 2014-04-04 11:15:02 | 41.4523 | 0.498 | 1.992 | 6.7603 | 6.7603 | 0.75617 | 0.75617 | 1.0825 | 1.0825 | 3.7996 | 3.7996 | 16.2232 | 16.2232 | -10.8386 | -5.4193 | 6.3621 | 0 | 0 |  |  | 1.9721 |  | 0.048055 | 4.8055 | 12.7243 | 0 | 2014-04-04 05:00 | 16223.1667 | 16.2232
|  | 2014-04-04 11:45:01 | 41.0133 | 0.53233 | 2.1293 | 6.766 | 6.766 | 0.7315 | 0.7315 | 1.1052 | 1.1052 | 3.7996 | 3.7996 | 16.1862 | 16.1862 | -10.2956 | -5.1478 | 5.4193 | 0 | 0 |  |  | 2.1719 |  | 0.051918 | 5.1918 | 10.8386 | 0 | 2014-04-04 05:30 | 16186.1667 | 16.1862
|  | 2014-04-04 12:15:03 | 40.4843 | 0.51733 | 2.0693 | 6.7615 | 6.7615 | 0.47317 | 0.47317 | 1.1105 | 1.1105 | 4.1804 | 4.1804 | 16.1443 | 16.1443 | -9.7451 | -4.8725 | 5.1478 | 0 | 0 |  |  | 2.2763 |  | 0.051114 | 5.1114 | 10.2956 | 0 | 2014-04-04 06:00 | 16144.3333 | 16.1443
|  | 2014-04-04 12:45:02 | 40.1072 | 0.54 | 2.16 | 6.7582 | 6.7582 | 0.38817 | 0.38817 | 1.0912 | 1.0912 | 4.1804 | 4.1804 | 16.1845 | 16.1845 | -9.3448 | -4.6724 | 4.8725 | 0 | 0 |  |  | 1.944 |  | 0.053856 | 5.3856 | 9.7451 | 0 | 2014-04-04 06:30 | 16184.5 | 16.1845
|  | 2014-04-04 13:15:01 | 39.9038 | 0.5715 | 2.286 | 6.7565 | 6.7565 | 0.396 | 0.396 | 1.057 | 1.057 | 3.8288 | 3.8288 | 15.9423 | 15.9423 | -9.6372 | -4.8186 | 4.6724 | 0 | 0 |  |  | 2.286 |  | 0.057288 | 5.7288 | 9.3448 | 0 | 2014-04-04 07:00 | 15942.3333 | 15.9423
|  | 2014-04-04 13:45:02 | 39.4872 | 0.5455 | 2.182 | 6.7575 | 6.7575 | 0.39883 | 0.39883 | 1.066 | 1.066 | 3.8288 | 3.8288 | 15.8127 | 15.8127 | -9.4414 | -4.7207 | 4.8186 | 0 | 0 |  |  | 2.2475 |  | 0.055258 | 5.5258 | 9.6372 | 0 | 2014-04-04 07:30 | 15812.6667 | 15.8127
|  | 2014-04-04 14:15:02 | 39.2088 | 0.5 | 2 | 6.7617 | 6.7617 | 0.40117 | 0.40117 | 1.0427 | 1.0427 | 3.8908 | 3.8908 | 15.9048 | 15.9048 | -9.2077 | -4.6039 | 4.7207 | 0 | 0 |  |  | 2.06 |  | 0.051009 | 5.1009 | 9.4414 | 0 | 2014-04-04 08:00 | 15904.8333 | 15.9048
|  | 2014-04-04 14:45:03 | 39.332 | 0.43317 | 1.7327 | 6.7613 | 6.7613 | 0.40533 | 0.40533 | 1.0368 | 1.0368 | 3.8908 | 3.8908 | 16.1132 | 16.1132 | -9.3919 | -4.6959 | 4.6039 | 0 | 0 |  |  | 1.5767 |  | 0.044052 | 4.4052 | 9.2077 | 0 | 2014-04-04 08:30 | 16113.1667 | 16.1132
|  | 2014-04-04 15:15:03 | 39.5832 | 0.42333 | 1.6933 | 6.7638 | 6.7638 | 0.4655 | 0.4655 | 1.0868 | 1.0868 | 1.9112 | 1.9112 | 16.0948 | 16.0948 | -11.5676 | -5.7838 | 4.6959 | 0 | 0 |  |  | 1.5917 |  | 0.042779 | 4.2779 | 9.3919 | 0 | 2014-04-04 09:00 | 16094.8333 | 16.0948
|  | 2014-04-04 15:45:02 | 39.9695 | 0.37717 | 1.5087 | 6.7642 | 6.7642 | 0.6435 | 0.6435 | 1.0898 | 1.0898 | 1.9112 | 1.9112 | 16.176 | 16.176 | -11.8761 | -5.9381 | 5.7838 | 0 | 0 |  |  | 1.569 |  | 0.037745 | 3.7745 | 11.5676 | 0 | 2014-04-04 09:30 | 16176 | 16.176
|  | 2014-04-04 16:15:20 | 40.2177 | 0.405 | 1.62 | 6.764 | 6.764 | 0.66583 | 0.66583 | 1.0895 | 1.0895 | 1.1964 | 1.1964 | 16.1317 | 16.1317 | -12.7503 | -6.3751 | 5.9381 | 0 | 0 |  |  | 1.6038 |  | 0.040281 | 4.0281 | 11.8761 | 0 | 2014-04-04 10:00 | 16131.6667 | 16.1317
|  | 2014-04-04 16:45:02 | 39.9282 | 0.359 | 1.436 | 6.768 | 6.768 | 0.58367 | 0.58367 | 1.0893 | 1.0893 | 1.1964 | 1.1964 | 16.082 | 16.082 | -12.7728 | -6.3864 | 6.3751 | 0 | 0 |  |  | 1.436 |  | 0.035965 | 3.5965 | 12.7503 | 0 | 2014-04-04 10:30 | 16082 | 16.082
|  | 2014-04-04 17:15:04 | 39.7292 | 0.32217 | 1.2887 | 6.7638 | 6.7638 | 0.46633 | 0.46633 | 1.0882 | 1.0882 | 0.6968 | 0.6968 | 16.0783 | 16.0783 | -13.347 | -6.6735 | 6.3864 | 0 | 0 |  |  | 1.2758 |  | 0.032436 | 3.2436 | 12.7728 | 0 | 2014-04-04 11:00 | 16078.3333 | 16.0783
|  | 2014-04-04 17:45:02 | 39.5532 | 0.34317 | 1.3727 | 6.7672 | 6.7672 | 0.49133 | 0.49133 | 1.0892 | 1.0892 | 0.6968 | 0.6968 | 16.0225 | 16.0225 | -13.1135 | -6.5568 | 6.6735 | 0 | 0 |  |  | 1.2354 |  | 0.034704 | 3.4704 | 13.347 | 0 | 2014-04-04 11:30 | 16022.5 | 16.0225
|  | 2014-04-04 18:15:02 | 39.3693 | 0.44883 | 1.7953 | 6.7663 | 6.7663 | 0.6025 | 0.6025 | 1.09 | 1.09 | 0.3284 | 0.3284 | 16.0308 | 16.0308 | -12.7559 | -6.378 | 6.5568 | 0 | 0 |  |  | 1.8492 |  | 0.045602 | 4.5602 | 13.1135 | 0 | 2014-04-04 12:00 | 16030.8333 | 16.0308
|  | 2014-04-04 18:45:01 | 39.8747 | 0.52067 | 2.0827 | 6.7642 | 6.7642 | 0.60317 | 0.60317 | 1.0895 | 1.0895 | 0.3284 | 0.3284 | 16.0973 | 16.0973 | -12.9094 | -6.4547 | 6.378 | 0 | 0 |  |  | 2.166 |  | 0.05223 | 5.223 | 12.7559 | 0 | 2014-04-04 12:30 | 16097.3333 | 16.0973
|  | 2014-04-04 19:15:01 | 40.5028 | 0.5585 | 2.234 | 6.7613 | 6.7613 | 0.59367 | 0.59367 | 1.0882 | 1.0882 | 0.0372 | 0.0372 | 16.0462 | 16.0462 | -13.7423 | -6.8712 | 6.4547 | 0 | 0 |  |  | 2.2563 |  | 0.055157 | 5.5157 | 12.9094 | 0 | 2014-04-04 13:00 | 16046.1667 | 16.0462
|  | 2014-04-04 19:45:03 | 39.5662 | 0.60983 | 2.4393 | 6.767 | 6.767 | 0.58983 | 0.58983 | 1.0877 | 1.0877 | 0.0372 | 0.0372 | 15.9412 | 15.9412 | -12.704 | -6.352 | 6.8712 | 0 | 0 |  |  | 2.5613 |  | 0.061652 | 6.1652 | 13.7423 | 0 | 2014-04-04 13:30 | 15941.1667 | 15.9412
|  | 2014-04-04 20:15:03 | 38.242 | 0.682 | 2.728 | 6.7663 | 6.7663 | 0.55417 | 0.55417 | 1.09 | 1.09 | 0 | 0 | 15.6513 | 15.6513 | -11.4522 | -5.7261 | 6.352 | 0 | 0 |  |  | 2.8917 |  | 0.071335 | 7.1335 | 12.704 | 0 | 2014-04-04 14:00 | 15651.3333 | 15.6513
|  | 2014-04-04 20:45:02 | 36.3338 | 0.69067 | 2.7627 | 6.7652 | 6.7652 | 0.52733 | 0.52733 | 1.0893 | 1.0893 | 0 | 0 | 15.1997 | 15.1997 | -9.9897 | -4.9948 | 5.7261 | 0 | 0 |  |  | 2.7627 |  | 0.076036 | 7.6036 | 11.4522 | 0 | 2014-04-04 14:30 | 15199.6667 | 15.1997
|  | 2014-04-04 21:15:05 | 34.4872 | 0.71533 | 2.8613 | 6.7643 | 6.7643 | 0.442 | 0.442 | 1.0632 | 1.0632 | 0 | 0 | 14.6842 | 14.6842 | -8.6722 | -4.3361 | 4.9948 | 0 | 0 |  |  | 2.6897 |  | 0.082968 | 8.2968 | 9.9897 | 0 | 2014-04-04 15:00 | 14684.1667 | 14.6842
|  | 2014-04-04 21:45:03 | 32.6718 | 0.77683 | 3.1073 | 6.7588 | 6.7588 | 0.4445 | 0.4445 | 1.0782 | 1.0782 | 0 | 0 | 14.0663 | 14.0663 | -7.2167 | -3.6083 | 4.3361 | 0 | 0 |  |  | 3.2006 |  | 0.095107 | 9.5107 | 8.6722 | 0 | 2014-04-04 15:30 | 14066.3333 | 14.0663
|  | 2014-04-04 22:15:03 | 30.6408 | 0.851 | 3.404 | 6.766 | 6.766 | 0.44467 | 0.44467 | 1.0777 | 1.0777 | 0 | 0 | 13.514 | 13.514 | -5.4345 | -2.7173 | 3.6083 | 0 | 0 |  |  | 3.6763 |  | 0.11109 | 11.1094 | 7.2167 | 0 | 2014-04-04 16:00 | 13514 | 13.514
|  | 2014-04-04 22:45:02 | 29.4647 | 0.92233 | 3.6893 | 6.7642 | 6.7642 | 0.44433 | 0.44433 | 1.0658 | 1.0658 | 0 | 0 | 13.0413 | 13.0413 | -4.4597 | -2.2298 | 2.7173 | 0 | 0 |  |  | 3.3204 |  | 0.12521 | 12.5212 | 5.4345 | 0 | 2014-04-04 16:30 | 13041.3333 | 13.0413
|  | 2014-04-04 23:15:03 | 28.3937 | 0.97683 | 3.9073 | 6.7655 | 6.7655 | 0.44483 | 0.44483 | 1.0635 | 1.0635 | 0 | 0 | 12.5643 | 12.5643 | -3.6482 | -1.8241 | 2.2298 | 0 | 0 |  |  | 3.8683 |  | 0.13761 | 13.7613 | 4.4597 | 0 | 2014-04-04 17:00 | 12564.3333 | 12.5643
|  | 2014-04-04 23:45:03 | 27.9717 | 0.945 | 3.78 | 6.752 | 6.752 | 0.44917 | 0.44917 | 1.0705 | 1.0705 | 0 | 0 | 12.2913 | 12.2913 | -3.6287 | -1.8143 | 1.8241 | 0 | 0 |  |  | 3.8178 |  | 0.13514 | 13.5137 | 3.6482 | 0 | 2014-04-04 17:30 | 12291.3333 | 12.2913
|  | 2014-04-05 00:15:02 | 28.3123 | 0.90433 | 3.6173 | 6.7383 | 6.7383 | 0.444 | 0.444 | 0.9505 | 0.9505 | 0 | 0 | 12.4807 | 12.4807 | -4.0815 | -2.0407 | 1.8143 | 0 | 0 |  |  | 3.2556 |  | 0.12777 | 12.7765 | 3.6287 | 0 | 2014-04-04 18:00 | 12480.6667 | 12.4807
|  | 2014-04-05 00:45:01 | 28.5933 | 0.88467 | 3.5387 | 6.7332 | 6.7332 | 0.44683 | 0.44683 | 0.9935 | 0.9935 | 0 | 0 | 12.6343 | 12.6343 | -4.2468 | -2.1234 | 2.0407 | 0 | 0 |  |  | 3.751 |  | 0.12376 | 12.3758 | 4.0815 | 0 | 2014-04-04 18:30 | 12634.3333 | 12.6343
|  | 2014-04-05 01:15:03 | 28.0013 | 0.9915 | 3.966 | 6.7305 | 6.7305 | 0.44717 | 0.44717 | 1.0327 | 1.0327 | 0 | 0 | 12.3237 | 12.3237 | -3.5013 | -1.7507 | 2.1234 | 0 | 0 |  |  | 4.1246 |  | 0.14164 | 14.1636 | 4.2468 | 0 | 2014-04-04 19:00 | 12323.6667 | 12.3237
|  | 2014-04-05 01:45:03 | 27.472 | 1.0977 | 4.3907 | 6.7333 | 6.7333 | 0.44783 | 0.44783 | 1.0377 | 1.0377 | 0 | 0 | 11.9195 | 11.9195 | -2.943 | -1.4715 | 1.7507 | 0 | 0 |  |  | 4.3907 |  | 0.15982 | 15.9823 | 3.5013 | 0 | 2014-04-04 19:30 | 11919.5 | 11.9195
|  | 2014-04-05 02:15:02 | 26.8147 | 1.0677 | 4.2707 | 6.7275 | 6.7275 | 0.4465 | 0.4465 | 1.0595 | 1.0595 | 0 | 0 | 11.7955 | 11.7955 | -2.515 | -1.2575 | 1.4715 | 0 | 0 |  |  | 4.0144 |  | 0.15927 | 15.9266 | 2.943 | 0 | 2014-04-04 20:00 | 11795.5 | 11.7955
|  | 2014-04-05 02:45:03 | 26.648 | 1.0653 | 4.2613 | 6.7277 | 6.7277 | 0.45817 | 0.45817 | 1.0575 | 1.0575 | 0 | 0 | 11.7892 | 11.7892 | -2.3542 | -1.1771 | 1.2575 | 0 | 0 |  |  | 3.8778 |  | 0.15991 | 15.9912 | 2.515 | 0 | 2014-04-04 20:30 | 11789.1667 | 11.7892
|  | 2014-04-05 03:15:02 | 26.6367 | 1.0498 | 4.1993 | 6.7325 | 6.7325 | 0.45967 | 0.45967 | 1.0603 | 1.0603 | 0 | 0 | 11.7483 | 11.7483 | -2.4365 | -1.2183 | 1.1771 | 0 | 0 |  |  | 4.2833 |  | 0.15765 | 15.7652 | 2.3542 | 0 | 2014-04-04 21:00 | 11748.3333 | 11.7483
|  | 2014-04-05 03:45:03 | 26.4353 | 1.1985 | 4.794 | 6.73 | 6.73 | 0.45817 | 0.45817 | 1.0585 | 1.0585 | 0 | 0 | 11.4753 | 11.4753 | -1.9193 | -0.95967 | 1.2183 | 0 | 0 |  |  | 4.9378 |  | 0.18135 | 18.1348 | 2.4365 | 0 | 2014-04-04 21:30 | 11475.3333 | 11.4753
|  | 2014-04-05 04:15:02 | 26.4813 | 1.338 | 5.352 | 6.7338 | 6.7338 | 0.46 | 0.46 | 1.0587 | 1.0587 | 0 | 0 | 11.3965 | 11.3965 | -1.4803 | -0.74017 | 0.95967 | 0 | 0 |  |  | 5.245 |  | 0.2021 | 20.2105 | 1.9193 | 0 | 2014-04-04 22:00 | 11396.5 | 11.3965
|  | 2014-04-05 04:45:02 | 26.9853 | 1.4977 | 5.9907 | 6.7368 | 6.7368 | 0.46167 | 0.46167 | 1.0527 | 1.0527 | 0 | 0 | 11.4733 | 11.4733 | -1.2702 | -0.63508 | 0.74017 | 0 | 0 |  |  | 5.9308 |  | 0.222 | 22.1997 | 1.4803 | 0 | 2014-04-04 22:30 | 11473.3333 | 11.4733
|  | 2014-04-05 05:15:02 | 27.8668 | 1.7223 | 6.8893 | 6.7297 | 6.7297 | 0.46283 | 0.46283 | 1.0298 | 1.0298 | 0 | 0 | 11.7328 | 11.7328 | -1.0223 | -0.51117 | 0.63508 | 0 | 0 |  |  | 7.096 |  | 0.24722 | 24.7223 | 1.2702 | 0 | 2014-04-04 23:00 | 11732.8333 | 11.7328
|  | 2014-04-05 05:45:03 | 28.0283 | 1.7707 | 7.0827 | 6.7285 | 6.7285 | 0.463 | 0.463 | 1.0463 | 1.0463 | 0 | 0 | 11.6317 | 11.6317 | -1.0762 | -0.53808 | 0.51117 | 0 | 0 |  |  | 6.8702 |  | 0.2527 | 25.2697 | 1.0223 | 0 | 2014-04-04 23:30 | 11631.6667 | 11.6317
|  | 2014-04-05 06:15:03 | 29.1552 | 1.7618 | 7.0473 | 6.7295 | 6.7295 | 0.464 | 0.464 | 1.0462 | 1.0462 | 0 | 0 | 12.4267 | 12.4267 | -1.4415 | -0.72075 | 0.53808 | 0 | 0 |  |  | 7.7521 |  | 0.24172 | 24.1718 | 1.0762 | 0 | 2014-04-05 | 12426.6667 | 12.4267
|  | 2014-04-05 06:45:02 | 30.9203 | 1.8757 | 7.5027 | 6.7438 | 6.7438 | 0.46833 | 0.46833 | 1.0615 | 1.0615 | 0 | 0 | 13.2877 | 13.2877 | -1.8563 | -0.92817 | 0.72075 | 0 | 0 |  |  | 8.0279 |  | 0.24265 | 24.2645 | 1.4415 | 0 | 2014-04-05 00:30 | 13287.6667 | 13.2877
|  | 2014-04-05 07:15:03 | 32.8732 | 1.9243 | 7.6973 | 6.7527 | 6.7527 | 0.47933 | 0.47933 | 1.0607 | 1.0607 | 0.5516 | 0.5516 | 13.8665 | 13.8665 | -2.4651 | -1.2325 | 0.92817 | 0 | 0 |  |  | 7.1585 |  | 0.23415 | 23.4152 | 1.8563 | 0 | 2014-04-05 01:00 | 13866.5 | 13.8665
|  | 2014-04-05 07:45:03 | 34.1585 | 1.8737 | 7.4947 | 6.7587 | 6.7587 | 0.51 | 0.51 | 1.0593 | 1.0593 | 0.5516 | 0.5516 | 14.1325 | 14.1325 | -3.6517 | -1.8259 | 1.2325 | 0 | 0 |  |  | 7.7195 |  | 0.21941 | 21.9409 | 2.4651 | 0 | 2014-04-05 01:30 | 14132.5 | 14.1325
|  | 2014-04-05 08:15:06 | 35.0135 | 1.8517 | 7.4067 | 6.7557 | 6.7557 | 0.59717 | 0.59717 | 1.0617 | 1.0617 | 0.9168 | 0.9168 | 14.4497 | 14.4497 | -3.8259 | -1.9129 | 1.8259 | 0 | 0 |  |  | 7.1104 |  | 0.21154 | 21.1537 | 3.6517 | 0 | 2014-04-05 02:00 | 14449.6667 | 14.4497
|  | 2014-04-05 08:45:02 | 35.5817 | 1.946 | 7.784 | 6.7798 | 6.7798 | 0.68967 | 0.68967 | 1.0517 | 1.0517 | 0.9168 | 0.9168 | 14.7708 | 14.7708 | -3.5889 | -1.7944 | 1.9129 | 0 | 0 |  |  | 7.0834 |  | 0.21876 | 21.8764 | 3.8259 | 0 | 2014-04-05 02:30 | 14770.8333 | 14.7708
|  | 2014-04-05 09:15:02 | 35.9417 | 2.0192 | 8.0767 | 6.8157 | 6.8157 | 0.868 | 0.868 | 1.0498 | 1.0498 | 1.6664 | 1.6664 | 14.8152 | 14.8152 | -2.6499 | -1.325 | 1.7944 | 0 | 0 |  |  | 7.269 |  | 0.22472 | 22.4716 | 3.5889 | 0 | 2014-04-05 03:00 | 14815.1667 | 14.8152
|  | 2014-04-05 09:45:02 | 35.8055 | 2.1277 | 8.5107 | 6.8127 | 6.8127 | 0.86217 | 0.86217 | 1.0552 | 1.0552 | 1.6664 | 1.6664 | 14.8213 | 14.8213 | -2.0771 | -1.0386 | 1.325 | 0 | 0 |  |  | 7.6596 |  | 0.23769 | 23.7692 | 2.6499 | 0 | 2014-04-05 03:30 | 14821.3333 | 14.8213
|  | 2014-04-05 10:15:03 | 35.6603 | 2.2173 | 8.8693 | 6.8168 | 6.8168 | 0.84617 | 0.84617 | 1.0612 | 1.0612 | 1.908 | 1.908 | 14.8063 | 14.8063 | -1.3525 | -0.67625 | 1.0386 | 0 | 0 |  |  | 9.0467 |  | 0.24872 | 24.8717 | 2.0771 | 0 | 2014-04-05 04:00 | 14806.3333 | 14.8063
|  | 2014-04-05 10:45:03 | 35.6415 | 2.3837 | 9.5347 | 6.8127 | 6.8127 | 0.8435 | 0.8435 | 1.0608 | 1.0608 | 1.908 | 1.908 | 14.71 | 14.71 | -0.77183 | -0.38592 | 0.67625 | 0 | 0 |  |  | 10.2974 |  | 0.26752 | 26.7516 | 1.3525 | 0 | 2014-04-05 04:30 | 14710 | 14.71
|  | 2014-04-05 11:15:03 | 35.529 | 2.58 | 10.32 | 6.8087 | 6.8087 | 0.84717 | 0.84717 | 1.06 | 1.06 | 3.5996 | 3.5996 | 14.6893 | 14.6893 | 1.7958 | 0.89788 | 0.38592 | 0.89788 | 0 |  |  | 9.9072 |  | 0.29047 | 29.0467 | 0.77183 | 0 | 2014-04-05 05:00 | 14689.3333 | 14.6893
|  | 2014-04-05 11:45:02 | 35.2498 | 2.7043 | 10.8173 | 6.825 | 6.825 | 0.80567 | 0.80567 | 1.0598 | 1.0598 | 3.5996 | 3.5996 | 14.564 | 14.564 | 2.4216 | 1.2108 | 0 | 2.1087 | 0 |  |  | 10.1683 |  | 0.30688 | 30.6876 | 0 | 0 | 2014-04-05 05:30 | 14564 | 14.564
|  | 2014-04-05 12:15:03 | 34.7182 | 2.7378 | 10.9513 | 6.8373 | 6.8373 | 0.69767 | 0.69767 | 1.0583 | 1.0583 | 3.6124 | 3.6124 | 14.2385 | 14.2385 | 2.6774 | 1.3387 | 0 | 3.4474 | 0 |  |  | 11.7179 |  | 0.31544 | 31.5435 | 0 | 0 | 2014-04-05 06:00 | 14238.5 | 14.2385
|  | 2014-04-05 12:45:03 | 34.302 | 2.6387 | 10.5547 | 6.834 | 6.834 | 0.63583 | 0.63583 | 1.0613 | 1.0613 | 3.6124 | 3.6124 | 14.0558 | 14.0558 | 2.4521 | 1.226 | 0 | 4.6734 | 0 |  |  | 10.0269 |  | 0.3077 | 30.7698 | 0 | 0 | 2014-04-05 06:30 | 14055.8333 | 14.0558
|  | 2014-04-05 13:15:02 | 33.8817 | 2.5603 | 10.2413 | 6.8383 | 6.8383 | 0.55033 | 0.55033 | 1.0613 | 1.0613 | 3.7756 | 3.7756 | 13.8432 | 13.8432 | 2.4284 | 1.2142 | 0 | 5.8876 | 0 |  |  | 10.7534 |  | 0.30227 | 30.2268 | 0 | 0 | 2014-04-05 07:00 | 13843.1667 | 13.8432
|  | 2014-04-05 13:45:02 | 33.4748 | 2.5842 | 10.3367 | 6.8273 | 6.8273 | 0.55167 | 0.55167 | 1.0615 | 1.0615 | 3.7756 | 3.7756 | 13.6147 | 13.6147 | 2.6926 | 1.3463 | 0 | 7.2339 | 0 |  |  | 11.267 |  | 0.30879 | 30.8789 | 0 | 0 | 2014-04-05 07:30 | 13614.6667 | 13.6147
|  | 2014-04-05 14:15:03 | 33.4522 | 2.6915 | 10.766 | 6.8283 | 6.8283 | 0.5505 | 0.5505 | 1.0617 | 1.0617 | 3.594 | 3.594 | 13.4448 | 13.4448 | 2.7932 | 1.3966 | 0 | 8.6305 | 0 |  |  | 10.6583 |  | 0.32183 | 32.1833 | 0 | 0 | 2014-04-05 08:00 | 13444.8333 | 13.4448
|  | 2014-04-05 14:45:03 | 33.5993 | 2.7338 | 10.9353 | 6.8327 | 6.8327 | 0.54933 | 0.54933 | 1.03 | 1.03 | 3.594 | 3.594 | 13.3045 | 13.3045 | 2.6465 | 1.3233 | 0 | 9.9538 | 0 |  |  | 11.9195 |  | 0.32546 | 32.5463 | 0 | 0 | 2014-04-05 08:30 | 13304.5 | 13.3045
|  | 2014-04-05 15:15:02 | 33.7387 | 2.8112 | 11.2447 | 6.8365 | 6.8365 | 0.54783 | 0.54783 | 1.0497 | 1.0497 | 2.9012 | 2.9012 | 13.4275 | 13.4275 | 2.2687 | 1.1344 | 0 | 11.0881 | 0 |  |  | 10.7949 |  | 0.33329 | 33.3287 | 0 | 0 | 2014-04-05 09:00 | 13427.5 | 13.4275
|  | 2014-04-05 15:45:02 | 34.72 | 2.9233 | 11.6933 | 6.8385 | 6.8385 | 0.60483 | 0.60483 | 1.06 | 1.06 | 2.9012 | 2.9012 | 13.7307 | 13.7307 | 2.1085 | 1.0543 | 0 | 12.1424 | 0 |  |  | 11.6933 |  | 0.33679 | 33.679 | 0 | 0 | 2014-04-05 09:30 | 13730.6667 | 13.7307
|  | 2014-04-05 16:15:02 | 35.7392 | 2.867 | 11.468 | 6.8385 | 6.8385 | 0.6995 | 0.6995 | 1.0597 | 1.0597 | 2.4008 | 2.4008 | 13.9435 | 13.9435 | 0.6708 | 0.3354 | 0 | 12.4778 | 0 |  |  | 12.0414 |  | 0.32088 | 32.088 | 0 | 0 | 2014-04-05 10:00 | 13943.5 | 13.9435
|  | 2014-04-05 16:45:03 | 36.1568 | 2.7515 | 11.006 | 6.8418 | 6.8418 | 0.70083 | 0.70083 | 1.0597 | 1.0597 | 2.4008 | 2.4008 | 13.9698 | 13.9698 | -0.17787 | -0.088933 | 0 | 12.3889 | 0 |  |  | 12.1066 |  | 0.3044 | 30.4396 | 0 | 0.17787 | 2014-04-05 10:30 | 13969.8333 | 13.9698
|  | 2014-04-05 17:15:04 | 36.2365 | 2.6237 | 10.4947 | 6.8392 | 6.8392 | 0.71283 | 0.71283 | 1.0587 | 1.0587 | 1.2408 | 1.2408 | 14.0572 | 14.0572 | -1.8332 | -0.9166 | 0 | 11.4723 | 0 |  |  | 11.5441 |  | 0.28962 | 28.9616 | 0 | 1.8332 | 2014-04-05 11:00 | 14057.1667 | 14.0572
|  | 2014-04-05 17:45:02 | 36.4303 | 2.3677 | 9.4707 | 6.838 | 6.838 | 0.7415 | 0.7415 | 1.0608 | 1.0608 | 1.2408 | 1.2408 | 14.1528 | 14.1528 | -2.9257 | -1.4629 | 0 | 10.0094 | 0 |  |  | 9.7548 |  | 0.25997 | 25.9967 | 0 | 2.9257 | 2014-04-05 11:30 | 14152.8333 | 14.1528
|  | 2014-04-05 18:15:02 | 36.2972 | 2.2503 | 9.0013 | 6.8347 | 6.8347 | 0.84683 | 0.84683 | 1.06 | 1.06 | 0.3128 | 0.3128 | 14.0623 | 14.0623 | -4.1792 | -2.0896 | 0 | 7.9198 | 0 |  |  | 9.6314 |  | 0.24799 | 24.799 | 0 | 4.1792 | 2014-04-05 12:00 | 14062.3333 | 14.0623
|  | 2014-04-05 18:45:02 | 36.4845 | 2.3242 | 9.2967 | 6.8558 | 6.8558 | 0.84567 | 0.84567 | 1.0612 | 1.0612 | 0.3128 | 0.3128 | 14.0802 | 14.0802 | -4.0322 | -2.0161 | 0 | 5.9037 | 0 |  |  | 9.2967 |  | 0.25481 | 25.4811 | 0 | 4.0322 | 2014-04-05 12:30 | 14080.1667 | 14.0802
|  | 2014-04-05 19:15:02 | 36.5108 | 2.4685 | 9.874 | 6.869 | 6.869 | 0.845 | 0.845 | 1.0518 | 1.0518 | 0.0732 | 0.0732 | 14.046 | 14.046 | -3.7518 | -1.8759 | 0 | 4.0278 | 0 |  |  | 10.8614 |  | 0.27044 | 27.044 | 0 | 3.7518 | 2014-04-05 13:00 | 14046 | 14.046
|  | 2014-04-05 19:45:01 | 35.4692 | 2.628 | 10.512 | 6.8637 | 6.8637 | 0.83683 | 0.83683 | 0.83367 | 0.83367 | 0.0732 | 0.0732 | 13.5813 | 13.5813 | -2.7685 | -1.3842 | 0 | 2.6436 | 0 |  |  | 9.7762 |  | 0.29637 | 29.637 | 0 | 2.7685 | 2014-04-05 13:30 | 13581.3333 | 13.5813
|  | 2014-04-05 20:15:02 | 34.4035 | 2.8367 | 11.3467 | 6.8637 | 6.8637 | 0.77917 | 0.77917 | 0.7295 | 0.7295 | 0 | 0 | 12.9483 | 12.9483 | -1.7362 | -0.86808 | 0 | 1.7755 | 0 |  |  | 10.4389 |  | 0.32981 | 32.9811 | 0 | 1.7362 | 2014-04-05 14:00 | 12948.3333 | 12.9483
|  | 2014-04-05 20:45:02 | 32.9097 | 3.0363 | 12.1453 | 6.867 | 6.867 | 0.757 | 0.757 | 0.726 | 0.726 | 0 | 0 | 12.33 | 12.33 | -0.084333 | -0.042167 | 0 | 1.7333 | 0 |  |  | 12.6311 |  | 0.36905 | 36.9051 | 0 | 0.084333 | 2014-04-05 14:30 | 12330 | 12.33
|  | 2014-04-05 21:15:03 | 31.4397 | 3.2702 | 13.0807 | 6.8727 | 6.8727 | 0.67667 | 0.67667 | 0.72167 | 0.72167 | 0 | 0 | 11.446 | 11.446 | 1.358 | 0.679 | 0 | 2.4123 | 0 |  |  | 12.4266 |  | 0.41606 | 41.6056 | 0 | 0 | 2014-04-05 15:00 | 11446 | 11.446
|  | 2014-04-05 21:45:02 | 29.8538 | 3.3288 | 13.3153 | 6.8635 | 6.8635 | 0.5065 | 0.5065 | 0.72917 | 0.72917 | 0 | 0 | 10.6938 | 10.6938 | 2.2545 | 1.1272 | 0 | 3.5396 | 0 |  |  | 12.3833 |  | 0.44602 | 44.6018 | 0 | 0 | 2014-04-05 15:30 | 10693.8333 | 10.6938
|  | 2014-04-05 22:15:02 | 27.9957 | 3.306 | 13.224 | 6.8775 | 6.8775 | 0.421 | 0.421 | 0.72783 | 0.72783 | 0 | 0 | 9.5432 | 9.5432 | 2.7978 | 1.3989 | 0 | 4.9385 | 0 |  |  | 12.2983 |  | 0.47236 | 47.2359 | 0 | 0 | 2014-04-05 16:00 | 9543.1667 | 9.5432
|  | 2014-04-05 22:45:02 | 26.7672 | 3.5503 | 14.2013 | 6.9208 | 6.9208 | 0.42917 | 0.42917 | 0.72683 | 0.72683 | 0 | 0 | 8.6227 | 8.6227 | 4.1337 | 2.0668 | 0 | 7.0053 | 0 |  |  | 13.4913 |  | 0.53055 | 53.055 | 0 | 0 | 2014-04-05 16:30 | 8622.6667 | 8.6227
|  | 2014-04-05 23:15:02 | 26.0457 | 3.543 | 14.172 | 6.9228 | 6.9228 | 0.46533 | 0.46533 | 0.72833 | 0.72833 | 0 | 0 | 8.1412 | 8.1412 | 4.384 | 2.192 | 0 | 9.1973 | 0 |  |  | 13.6051 |  | 0.54412 | 54.4121 | 0 | 0 | 2014-04-05 17:00 | 8141.1667 | 8.1412
|  | 2014-04-05 23:45:03 | 25.6938 | 3.8757 | 15.5027 | 6.9268 | 6.9268 | 0.4645 | 0.4645 | 0.72483 | 0.72483 | 0 | 0 | 7.7428 | 7.7428 | 5.6678 | 2.8339 | 0 | 12.0312 | 0 |  |  | 14.5725 |  | 0.60336 | 60.3361 | 0 | 0 | 2014-04-05 17:30 | 7742.8333 | 7.7428
|  | 2014-04-06 00:15:01 | 26.0808 | 4.0232 | 16.0927 | 6.9087 | 6.9087 | 0.4655 | 0.4655 | 0.72833 | 0.72833 | 0 | 0 | 7.995 | 7.995 | 6.1093 | 3.0547 | 0 | 15.0859 | 0 |  |  | 16.0927 |  | 0.61703 | 61.703 | 0 | 0 | 2014-04-05 18:00 | 7995 | 7.995
|  | 2014-04-06 00:45:02 | 26.2853 | 3.8885 | 15.554 | 6.9153 | 6.9153 | 0.46633 | 0.46633 | 0.729 | 0.729 | 0 | 0 | 8.3302 | 8.3302 | 5.7095 | 2.8548 | 0 | 17.9406 | 0 |  |  | 15.2429 |  | 0.59174 | 59.1737 | 0 | 0 | 2014-04-05 18:30 | 8330.1667 | 8.3302
|  | 2014-04-06 01:15:03 | 25.725 | 3.598 | 14.392 | 6.9157 | 6.9157 | 0.46633 | 0.46633 | 0.7225 | 0.7225 | 0 | 0 | 8.3095 | 8.3095 | 5.081 | 2.5405 | 0 | 20.4811 | 0 |  |  | 14.2481 |  | 0.55946 | 55.9456 | 0 | 0 | 2014-04-05 19:00 | 8309.5 | 8.3095
|  | 2014-04-06 01:45:02 | 25.354 | 3.6378 | 14.5513 | 6.9158 | 6.9158 | 0.46667 | 0.46667 | 0.67733 | 0.67733 | 0 | 0 | 8.242 | 8.242 | 5.4992 | 2.7496 | 0 | 23.2307 | 0 |  |  | 14.1148 |  | 0.57393 | 57.3927 | 0 | 0 | 2014-04-05 19:30 | 8242 | 8.242
|  | 2014-04-06 02:15:03 | 25.0362 | 3.9352 | 15.7407 | 6.9227 | 6.9227 | 0.46583 | 0.46583 | 0.61533 | 0.61533 | 0 | 0 | 8.0132 | 8.0132 | 6.7215 | 3.3607 | 0 | 26.5915 | 0 |  |  | 14.7962 |  | 0.62872 | 62.8717 | 0 | 0 | 2014-04-05 20:00 | 8013.1667 | 8.0132
|  | 2014-04-06 02:45:02 | 24.6197 | 3.9465 | 15.786 | 6.9193 | 6.9193 | 0.46833 | 0.46833 | 0.70917 | 0.70917 | 0 | 0 | 7.4825 | 7.4825 | 6.7457 | 3.3728 | 0 | 29.9643 | 0 |  |  | 14.681 |  | 0.64119 | 64.1195 | 0 | 0 | 2014-04-05 20:30 | 7482.5 | 7.4825
|  | 2014-04-06 03:15:01 | 24.147 | 3.8005 | 15.202 | 6.911 | 6.911 | 0.46767 | 0.46767 | 0.731 | 0.731 | 0 | 0 | 7.2688 | 7.2688 | 6.4335 | 3.2167 | 0 | 33.1811 | 0 |  |  | 14.2899 |  | 0.62956 | 62.9561 | 0 | 0 | 2014-04-05 21:00 | 7268.8333 | 7.2688
|  | 2014-04-06 03:45:02 | 23.8983 | 3.734 | 14.936 | 6.915 | 6.915 | 0.44883 | 0.44883 | 0.73117 | 0.73117 | 0 | 0 | 7.1928 | 7.1928 | 6.3255 | 3.1628 | 0 | 36.3438 | 0 |  |  | 16.4296 |  | 0.62498 | 62.4981 | 0 | 0 | 2014-04-05 21:30 | 7192.8333 | 7.1928
|  | 2014-04-06 04:15:02 | 23.9208 | 3.7928 | 15.1713 | 6.9175 | 6.9175 | 0.456 | 0.456 | 0.73167 | 0.73167 | 0 | 0 | 7.1485 | 7.1485 | 6.5042 | 3.2521 | 0 | 39.5959 | 0 |  |  | 16.0816 |  | 0.63423 | 63.4231 | 0 | 0 | 2014-04-05 22:00 | 7148.5 | 7.1485
|  | 2014-04-06 04:45:03 | 24.0508 | 3.722 | 14.888 | 6.9225 | 6.9225 | 0.45617 | 0.45617 | 0.72883 | 0.72883 | 0 | 0 | 7.4293 | 7.4293 | 6.374 | 3.187 | 0 | 42.7829 | 0 |  |  | 15.7813 |  | 0.61902 | 61.9022 | 0 | 0 | 2014-04-05 22:30 | 7429.3333 | 7.4293
|  | 2014-04-06 05:15:02 | 24.2907 | 3.8078 | 15.2313 | 6.9237 | 6.9237 | 0.44517 | 0.44517 | 0.728 | 0.728 | 0 | 0 | 7.606 | 7.606 | 6.6435 | 3.3217 | 0 | 46.1046 | 0 |  |  | 16.2975 |  | 0.62704 | 62.7045 | 0 | 0 | 2014-04-05 23:00 | 7606 | 7.606
|  | 2014-04-06 05:45:02 | 24.5277 | 3.8933 | 15.5733 | 6.9183 | 6.9183 | 0.47083 | 0.47083 | 0.729 | 0.729 | 0 | 0 | 7.7255 | 7.7255 | 6.8893 | 3.4447 | 0 | 49.5493 | 0 |  |  | 14.7947 |  | 0.63493 | 63.4929 | 0 | 0 | 2014-04-05 23:30 | 7725.5 | 7.7255
|  | 2014-04-06 06:15:03 | 25.0503 | 4.1375 | 16.55 | 6.9157 | 6.9157 | 0.51333 | 0.51333 | 0.7265 | 0.7265 | 0 | 0 | 7.8235 | 7.8235 | 7.4787 | 3.7393 | 0 | 53.2886 | 0 |  |  | 15.7225 |  | 0.66067 | 66.067 | 0 | 0 | 2014-04-06 | 7823.5 | 7.8235
|  | 2014-04-06 06:45:02 | 25.9302 | 4.2708 | 17.0833 | 6.913 | 6.913 | 0.52683 | 0.52683 | 0.72917 | 0.72917 | 0 | 0 | 8.3643 | 8.3643 | 7.6865 | 3.8432 | 0 | 57.1319 | 0 |  |  | 18.2792 |  | 0.65882 | 65.8821 | 0 | 0 | 2014-04-06 00:30 | 8364.3333 | 8.3643
|  | 2014-04-06 07:15:03 | 27.4312 | 4.42 | 17.68 | 6.9127 | 6.9127 | 0.5285 | 0.5285 | 0.73117 | 0.73117 | 0.6228 | 0.6228 | 9.1047 | 9.1047 | 8.1486 | 4.0743 | 0 | 61.2062 | 0 |  |  | 16.796 |  | 0.64452 | 64.4522 | 0 | 0 | 2014-04-06 01:00 | 9104.6667 | 9.1047
|  | 2014-04-06 07:45:03 | 28.6555 | 4.6433 | 18.5733 | 6.9213 | 6.9213 | 0.58617 | 0.58617 | 0.73133 | 0.73133 | 0.6228 | 0.6228 | 9.8113 | 9.8113 | 8.5908 | 4.2954 | 0 | 65.5016 | 0 |  |  | 19.6877 |  | 0.64816 | 64.8159 | 0 | 0 | 2014-04-06 01:30 | 9811.3333 | 9.8113
|  | 2014-04-06 08:15:03 | 30.4778 | 4.9233 | 19.6933 | 6.918 | 6.918 | 0.704 | 0.704 | 0.731 | 0.731 | 1.6036 | 1.6036 | 10.6515 | 10.6515 | 9.8236 | 4.9118 | 0 | 70.4134 | 0 |  |  | 21.4657 |  | 0.64615 | 64.6153 | 0 | 0 | 2014-04-06 02:00 | 10651.5 | 10.6515
|  | 2014-04-06 08:45:02 | 31.609 | 4.9958 | 19.9833 | 6.9208 | 6.9208 | 0.69833 | 0.69833 | 0.73067 | 0.73067 | 1.6036 | 1.6036 | 11.2433 | 11.2433 | 9.5711 | 4.7856 | 0 | 75.199 | 0 |  |  | 20.1832 |  | 0.6322 | 63.2204 | 0 | 0 | 2014-04-06 02:30 | 11243.3333 | 11.2433
|  | 2014-04-06 09:15:03 | 32.6833 | 5.1627 | 20.6507 | 6.9155 | 6.9155 | 0.71067 | 0.71067 | 0.73 | 0.73 | 2.3756 | 2.3756 | 11.5508 | 11.5508 | 10.2499 | 5.125 | 0 | 80.3239 | 0 |  |  | 21.0637 |  | 0.63184 | 63.1841 | 0 | 0 | 2014-04-06 03:00 | 11550.8333 | 11.5508
|  | 2014-04-06 09:45:03 | 33.3028 | 5.2218 | 20.8873 | 6.9195 | 6.9195 | 0.69017 | 0.69017 | 0.72983 | 0.72983 | 2.3756 | 2.3756 | 11.695 | 11.695 | 9.9946 | 4.9973 | 0 | 85.3212 | 0 |  |  | 20.6785 |  | 0.62719 | 62.7194 | 0 | 0 | 2014-04-06 03:30 | 11695 | 11.695
|  | 2014-04-06 10:15:03 | 33.7432 | 5.5075 | 22.03 | 6.9192 | 6.9192 | 0.67617 | 0.67617 | 0.72917 | 0.72917 | 2.8712 | 2.8712 | 11.7763 | 11.7763 | 11.2589 | 5.6294 | 0 | 90.9507 | 0 |  |  | 20.2676 |  | 0.65287 | 65.2873 | 0 | 0 | 2014-04-06 04:00 | 11776.3333 | 11.7763
|  | 2014-04-06 10:45:03 | 34.0323 | 5.5997 | 22.3987 | 6.9235 | 6.9235 | 0.67283 | 0.67283 | 0.7295 | 0.7295 | 2.8712 | 2.8712 | 11.7738 | 11.7738 | 11.3372 | 5.6686 | 0 | 96.6193 | 0 |  |  | 23.5186 |  | 0.65816 | 65.8158 | 0 | 0 | 2014-04-06 04:30 | 11773.8333 | 11.7738
|  | 2014-04-06 11:15:02 | 34.3538 | 5.6672 | 22.6687 | 6.9207 | 6.9207 | 0.65517 | 0.65517 | 0.72817 | 0.72817 | 3.4432 | 3.4432 | 11.6958 | 11.6958 | 11.7579 | 5.8789 | 0 | 100 | 5.8789 |  |  | 23.8021 |  | 0.65986 | 65.9858 | 0 | 0 | 2014-04-06 05:00 | 11695.8333 | 11.6958
|  | 2014-04-06 11:45:02 | 34.2272 | 5.6987 | 22.7947 | 6.9177 | 6.9177 | 0.63417 | 0.63417 | 0.72967 | 0.72967 | 3.4432 | 3.4432 | 11.6092 | 11.6092 | 11.9014 | 5.9507 | 0 | 100 | 5.9507 |  |  | 21.427 |  | 0.66598 | 66.5982 | 0 | 0 | 2014-04-06 05:30 | 11609.1667 | 11.6092
|  | 2014-04-06 12:15:03 | 33.7552 | 5.7068 | 22.8273 | 6.9185 | 6.9185 | 0.60033 | 0.60033 | 0.72933 | 0.72933 | 3.7672 | 3.7672 | 11.1783 | 11.1783 | 12.2659 | 6.1329 | 0 | 100 | 6.1329 |  |  | 20.5446 |  | 0.67626 | 67.6262 | 0 | 0 | 2014-04-06 06:00 | 11178.3333 | 11.1783
|  | 2014-04-06 12:45:02 | 33.3375 | 5.7685 | 23.074 | 6.8818 | 6.8818 | 0.60067 | 0.60067 | 0.72917 | 0.72917 | 3.7672 | 3.7672 | 11.1293 | 11.1293 | 12.8447 | 6.4224 | 0 | 100 | 6.4224 |  |  | 24.6892 |  | 0.69213 | 69.2133 | 0 | 0 | 2014-04-06 06:30 | 11129.3333 | 11.1293
|  | 2014-04-06 13:15:01 | 33.146 | 5.5918 | 22.3673 | 6.8628 | 6.8628 | 0.53683 | 0.53683 | 0.73 | 0.73 | 3.8272 | 3.8272 | 11.1025 | 11.1025 | 12.2807 | 6.1404 | 0 | 100 | 6.1404 |  |  | 20.1306 |  | 0.67481 | 67.4812 | 0 | 0 | 2014-04-06 07:00 | 11102.5 | 11.1025
|  | 2014-04-06 13:45:02 | 32.9687 | 5.4975 | 21.99 | 6.8733 | 6.8733 | 0.53917 | 0.53917 | 0.72983 | 0.72983 | 3.8272 | 3.8272 | 11.1063 | 11.1063 | 12.0972 | 6.0486 | 0 | 100 | 6.0486 |  |  | 21.99 |  | 0.667 | 66.6997 | 0 | 0 | 2014-04-06 07:30 | 11106.3333 | 11.1063
|  | 2014-04-06 14:15:02 | 32.9952 | 5.5138 | 22.0553 | 6.864 | 6.864 | 0.549 | 0.549 | 0.72983 | 0.72983 | 3.544 | 3.544 | 11.253 | 11.253 | 12 | 6 | 0 | 100 | 6 |  |  | 21.3937 |  | 0.66844 | 66.8441 | 0 | 0 | 2014-04-06 08:00 | 11253 | 11.253
|  | 2014-04-06 14:45:03 | 33.2443 | 5.4228 | 21.6913 | 6.8613 | 6.8613 | 0.5465 | 0.5465 | 0.729 | 0.729 | 3.544 | 3.544 | 11.4428 | 11.4428 | 11.5707 | 5.7853 | 0 | 100 | 5.7853 |  |  | 20.8237 |  | 0.65248 | 65.2482 | 0 | 0 | 2014-04-06 08:30 | 11442.8333 | 11.4428
|  | 2014-04-06 15:15:02 | 33.6247 | 5.3097 | 21.2387 | 6.8595 | 6.8595 | 0.553 | 0.553 | 0.72883 | 0.72883 | 3.0328 | 3.0328 | 11.7028 | 11.7028 | 10.491 | 5.2455 | 0 | 100 | 5.2455 |  |  | 20.1767 |  | 0.63164 | 63.1639 | 0 | 0 | 2014-04-06 09:00 | 11702.8333 | 11.7028
|  | 2014-04-06 15:45:02 | 34.194 | 5.1565 | 20.626 | 6.9103 | 6.9103 | 0.6105 | 0.6105 | 0.72933 | 0.72933 | 3.0328 | 3.0328 | 12.0295 | 12.0295 | 9.7445 | 4.8722 | 0 | 100 | 4.8722 |  |  | 20.8323 |  | 0.60321 | 60.3205 | 0 | 0 | 2014-04-06 09:30 | 12029.5 | 12.0295
|  | 2014-04-06 16:15:02 | 34.5462 | 4.8548 | 19.4193 | 6.9423 | 6.9423 | 0.66883 | 0.66883 | 0.72967 | 0.72967 | 2.5148 | 2.5148 | 12.2045 | 12.2045 | 7.9333 | 3.9667 | 0 | 100 | 3.9667 |  |  | 20.9729 |  | 0.56213 | 56.2127 | 0 | 0 | 2014-04-06 10:00 | 12204.5 | 12.2045
|  | 2014-04-06 16:45:03 | 34.7338 | 4.7475 | 18.99 | 7.0112 | 7.0112 | 0.69033 | 0.69033 | 0.72967 | 0.72967 | 2.5148 | 2.5148 | 12.2278 | 12.2278 | 7.43 | 3.715 | 0 | 100 | 3.715 |  |  | 19.3698 |  | 0.54673 | 54.6729 | 0 | 0 | 2014-04-06 10:30 | 12227.8333 | 12.2278
|  | 2014-04-06 17:15:02 | 34.858 | 4.7052 | 18.8207 | 7.0638 | 7.0638 | 0.64367 | 0.64367 | 0.7285 | 0.7285 | 1.4892 | 1.4892 | 12.1632 | 12.1632 | 6.051 | 3.0255 | 0 | 100 | 3.0255 |  |  | 16.9386 |  | 0.53992 | 53.9924 | 0 | 0 | 2014-04-06 11:00 | 12163.1667 | 12.1632
|  | 2014-04-06 17:45:04 | 35.0412 | 4.9515 | 19.806 | 7.0867 | 7.0867 | 0.65383 | 0.65383 | 0.72617 | 0.72617 | 1.4892 | 1.4892 | 12.0682 | 12.0682 | 6.7889 | 3.3944 | 0 | 100 | 3.3944 |  |  | 18.2215 |  | 0.56522 | 56.5221 | 0 | 0 | 2014-04-06 11:30 | 12068.1667 | 12.0682
|  | 2014-04-06 18:15:02 | 35.0635 | 4.8002 | 19.2007 | 7.0813 | 7.0813 | 0.64867 | 0.64867 | 0.7295 | 0.7295 | 0.3932 | 0.3932 | 12.2335 | 12.2335 | 5.2234 | 2.6117 | 0 | 100 | 2.6117 |  |  | 19.9687 |  | 0.5476 | 54.7597 | 0 | 0 | 2014-04-06 12:00 | 12233.5 | 12.2335
|  | 2014-04-06 18:45:03 | 35.5322 | 4.649 | 18.596 | 7.09 | 7.09 | 0.63067 | 0.63067 | 0.72483 | 0.72483 | 0.3932 | 0.3932 | 12.5797 | 12.5797 | 4.4822 | 2.2411 | 0 | 100 | 2.2411 |  |  | 19.5258 |  | 0.52336 | 52.3357 | 0 | 0 | 2014-04-06 12:30 | 12579.6667 | 12.5797
|  | 2014-04-06 19:15:03 | 36.414 | 4.8995 | 19.598 | 7.0837 | 7.0837 | 0.66833 | 0.66833 | 0.72633 | 0.72633 | 0.108 | 0.108 | 12.6573 | 12.6573 | 4.4277 | 2.2138 | 0 | 100 | 2.2138 |  |  | 20.1859 |  | 0.5382 | 53.82 | 0 | 0 | 2014-04-06 13:00 | 12657.3333 | 12.6573
|  | 2014-04-06 19:45:02 | 35.8568 | 4.7288 | 18.9153 | 7.0828 | 7.0828 | 0.619 | 0.619 | 0.7255 | 0.7255 | 0.108 | 0.108 | 12.9388 | 12.9388 | 4.5327 | 2.2663 | 0 | 100 | 2.2663 |  |  | 17.9696 |  | 0.52752 | 52.7524 | 0 | 0 | 2014-04-06 13:30 | 12938.8333 | 12.9388
|  | 2014-04-06 20:15:03 | 34.728 | 4.6295 | 18.518 | 7.0897 | 7.0897 | 0.50633 | 0.50633 | 0.72767 | 0.72767 | 0 | 0 | 12.9852 | 12.9852 | 5.0988 | 2.5494 | 0 | 100 | 2.5494 |  |  | 19.9994 |  | 0.53323 | 53.323 | 0 | 0 | 2014-04-06 14:00 | 12985.1667 | 12.9852
|  | 2014-04-06 20:45:03 | 33.163 | 4.389 | 17.556 | 7.0868 | 7.0868 | 0.47283 | 0.47283 | 0.72233 | 0.72233 | 0 | 0 | 12.7772 | 12.7772 | 5.4522 | 2.7261 | 0 | 100 | 2.7261 |  |  | 18.0827 |  | 0.52939 | 52.9385 | 0 | 0 | 2014-04-06 14:30 | 12777.1667 | 12.7772
|  | 2014-04-06 21:15:02 | 31.7117 | 4.2793 | 17.1173 | 7.0895 | 7.0895 | 0.4535 | 0.4535 | 0.72767 | 0.72767 | 0 | 0 | 12.0872 | 12.0872 | 5.7635 | 2.8818 | 0 | 100 | 2.8818 |  |  | 16.0903 |  | 0.53978 | 53.978 | 0 | 0 | 2014-04-06 15:00 | 12087.1667 | 12.0872
|  | 2014-04-06 21:45:02 | 30.0727 | 4.1898 | 16.7593 | 7.0907 | 7.0907 | 0.43783 | 0.43783 | 0.7295 | 0.7295 | 0 | 0 | 11.1535 | 11.1535 | 6.0982 | 3.0491 | 0 | 100 | 3.0491 |  |  | 17.5973 |  | 0.55729 | 55.7295 | 0 | 0 | 2014-04-06 15:30 | 11153.5 | 11.1535
|  | 2014-04-06 22:15:03 | 28.9112 | 3.8618 | 15.4473 | 7.0875 | 7.0875 | 0.41583 | 0.41583 | 0.729 | 0.729 | 0 | 0 | 10.3978 | 10.3978 | 5.1663 | 2.5832 | 0 | 100 | 2.5832 |  |  | 15.1384 |  | 0.5343 | 53.4303 | 0 | 0 | 2014-04-06 16:00 | 10397.8333 | 10.3978
|  | 2014-04-06 22:45:02 | 27.478 | 3.5747 | 14.2987 | 7.0882 | 7.0882 | 0.41417 | 0.41417 | 0.72683 | 0.72683 | 0 | 0 | 9.4235 | 9.4235 | 4.4733 | 2.2367 | 0 | 100 | 2.2367 |  |  | 14.8706 |  | 0.52037 | 52.0368 | 0 | 0 | 2014-04-06 16:30 | 9423.5 | 9.4235
|  | 2014-04-06 23:15:01 | 26.3825 | 3.275 | 13.1 | 7.0822 | 7.0822 | 0.4615 | 0.4615 | 0.72933 | 0.72933 | 0 | 0 | 9.2273 | 9.2273 | 4.2178 | 2.1089 | 0 | 100 | 2.1089 |  |  | 14.017 |  | 0.49654 | 49.6541 | 0 | 0 | 2014-04-06 17:00 | 9227.3333 | 9.2273
|  | 2014-04-06 23:45:02 | 26.291 | 2.9357 | 11.7427 | 7.087 | 7.087 | 0.49167 | 0.49167 | 0.731 | 0.731 | 0 | 0 | 9.4075 | 9.4075 | 3.1688 | 1.5844 | 0 | 100 | 1.5844 |  |  | 11.9775 |  | 0.44664 | 44.6642 | 0 | 0 | 2014-04-06 17:30 | 9407.5 | 9.4075
|  | 2014-04-07 00:15:02 | 26.7085 | 2.6698 | 10.6793 | 7.0892 | 7.0892 | 0.49567 | 0.49567 | 0.73117 | 0.73117 | 0 | 0 | 9.8593 | 9.8593 | 2.1462 | 1.0731 | 0 | 100 | 1.0731 |  |  | 9.825 |  | 0.39985 | 39.9848 | 0 | 0 | 2014-04-06 18:00 | 9859.3333 | 9.8593
|  | 2014-04-07 00:45:02 | 27.0522 | 2.3913 | 9.5653 | 7.088 | 7.088 | 0.4915 | 0.4915 | 0.7305 | 0.7305 | 0 | 0 | 10.308 | 10.308 | 1.1312 | 0.56558 | 0 | 100 | 0.56558 |  |  | 9.1827 |  | 0.35359 | 35.3588 | 0 | 0 | 2014-04-06 18:30 | 10308 | 10.308
|  | 2014-04-07 01:15:02 | 27.0205 | 2.2435 | 8.974 | 7.092 | 7.092 | 0.502 | 0.502 | 0.7315 | 0.7315 | 0 | 0 | 10.551 | 10.551 | 0.83 | 0.415 | 0 | 100 | 0.415 |  |  | 9.8714 |  | 0.33212 | 33.2118 | 0 | 0 | 2014-04-06 19:00 | 10551 | 10.551
|  | 2014-04-07 01:45:02 | 27.01 | 2.2967 | 9.1867 | 7.0898 | 7.0898 | 0.51967 | 0.51967 | 0.73133 | 0.73133 | 0 | 0 | 10.487 | 10.487 | 1.0045 | 0.50225 | 0 | 100 | 0.50225 |  |  | 8.7273 |  | 0.34012 | 34.0121 | 0 | 0 | 2014-04-06 19:30 | 10487 | 10.487
|  | 2014-04-07 02:15:04 | 26.5482 | 2.1118 | 8.4473 | 7.088 | 7.088 | 0.52033 | 0.52033 | 0.73083 | 0.73083 | 0 | 0 | 10.1968 | 10.1968 | 0.43517 | 0.21758 | 0 | 100 | 0.21758 |  |  | 9.2076 |  | 0.31819 | 31.8189 | 0 | 0 | 2014-04-06 20:00 | 10196.8333 | 10.1968
|  | 2014-04-07 02:45:03 | 26.3232 | 1.9773 | 7.9093 | 7.09 | 7.09 | 0.52017 | 0.52017 | 0.73083 | 0.73083 | 0 | 0 | 10.2032 | 10.2032 | 0.13033 | 0.065167 | 0 | 100 | 0.065167 |  |  | 7.8302 |  | 0.30047 | 30.047 | 0 | 0 | 2014-04-06 20:30 | 10203.1667 | 10.2032
|  | 2014-04-07 03:15:01 | 26.1687 | 1.876 | 7.504 | 7.0867 | 7.0867 | 0.51867 | 0.51867 | 0.73083 | 0.73083 | 0 | 0 | 10.1998 | 10.1998 | -0.12867 | -0.064333 | 0 | 99.9357 | 0 |  |  | 8.0293 |  | 0.28676 | 28.6755 | 0 | 0.12867 | 2014-04-06 21:00 | 10199.8333 | 10.1998
|  | 2014-04-07 03:45:02 | 26.1157 | 1.8902 | 7.5607 | 7.093 | 7.093 | 0.525 | 0.525 | 0.72867 | 0.72867 | 0 | 0 | 9.9393 | 9.9393 | -0.269 | -0.1345 | 0 | 99.8012 | 0 |  |  | 7.107 |  | 0.28951 | 28.9507 | 0 | 0.269 | 2014-04-06 21:30 | 9939.3333 | 9.9393
|  | 2014-04-07 04:15:02 | 26.6972 | 2.1533 | 8.6133 | 7.086 | 7.086 | 0.529 | 0.529 | 0.728 | 0.728 | 0 | 0 | 10.0125 | 10.0125 | 0.27167 | 0.13583 | 0 | 99.937 | 0 |  |  | 8.2688 |  | 0.32263 | 32.2631 | 0 | 0 | 2014-04-06 22:00 | 10012.5 | 10.0125
|  | 2014-04-07 04:45:03 | 27.5518 | 2.3087 | 9.2347 | 7.1133 | 7.1133 | 0.54317 | 0.54317 | 0.727 | 0.727 | 0 | 0 | 10.4335 | 10.4335 | 0.49983 | 0.24992 | 0 | 100 | 0.24992 |  |  | 9.2347 |  | 0.33517 | 33.5174 | 0 | 0 | 2014-04-06 22:30 | 10433.5 | 10.4335
|  | 2014-04-07 05:15:02 | 29.7453 | 2.4057 | 9.6227 | 7.129 | 7.129 | 0.54317 | 0.54317 | 0.72817 | 0.72817 | 0 | 0 | 11.764 | 11.764 | 0.041667 | 0.020833 | 0 | 100 | 0.020833 |  |  | 9.1415 |  | 0.3235 | 32.3502 | 0 | 0 | 2014-04-06 23:00 | 11764 | 11.764
|  | 2014-04-07 05:45:03 | 32.3118 | 2.4002 | 9.6007 | 7.1345 | 7.1345 | 0.5605 | 0.5605 | 0.72333 | 0.72333 | 0 | 0 | 13.0428 | 13.0428 | -1.25 | -0.625 | 0 | 99.375 | 0 |  |  | 9.4087 |  | 0.29713 | 29.7125 | 0 | 1.25 | 2014-04-06 23:30 | 13042.8333 | 13.0428
|  | 2014-04-07 06:15:02 | 35.4608 | 2.3302 | 9.3207 | 7.129 | 7.129 | 0.65833 | 0.65833 | 0.83283 | 0.83283 | 0 | 0 | 13.9893 | 13.9893 | -3.5307 | -1.7653 | 0 | 97.6097 | 0 |  |  | 8.3886 |  | 0.26284 | 26.2844 | 0 | 3.5307 | 2014-04-07 | 13989.3333 | 13.9893
|  | 2014-04-07 06:45:02 | 37.6842 | 2.2457 | 8.9827 | 7.1528 | 7.1528 | 0.77783 | 0.77783 | 0.94767 | 0.94767 | 0 | 0 | 14.1835 | 14.1835 | -5.6397 | -2.8198 | 0 | 94.7898 | 0 |  |  | 8.803 |  | 0.23837 | 23.8367 | 0 | 5.6397 | 2014-04-07 00:30 | 14183.5 | 14.1835
|  | 2014-04-07 07:15:01 | 39.4892 | 2.1105 | 8.442 | 7.1473 | 7.1473 | 0.776 | 0.776 | 1.0027 | 1.0027 | 0.4576 | 0.4576 | 14.5455 | 14.5455 | -7.1181 | -3.559 | 0 | 91.2308 | 0 |  |  | 8.2732 |  | 0.21378 | 21.378 | 0 | 7.1181 | 2014-04-07 01:00 | 14545.5 | 14.5455
|  | 2014-04-07 07:45:02 | 40.235 | 2.0303 | 8.1213 | 7.1453 | 7.1453 | 0.7815 | 0.7815 | 1.0075 | 1.0075 | 0.4576 | 0.4576 | 14.7503 | 14.7503 | -7.9714 | -3.9857 | 0 | 87.2451 | 0 |  |  | 7.4716 |  | 0.20185 | 20.1847 | 0 | 7.9714 | 2014-04-07 01:30 | 14750.3333 | 14.7503
|  | 2014-04-07 08:15:04 | 41.2202 | 1.852 | 7.408 | 7.1477 | 7.1477 | 0.78383 | 0.78383 | 1.0298 | 1.0298 | 1.1224 | 1.1224 | 14.9352 | 14.9352 | -8.7933 | -4.3966 | 0 | 82.8485 | 0 |  |  | 7.7784 |  | 0.17972 | 17.9718 | 0 | 8.7933 | 2014-04-07 02:00 | 14935.1667 | 14.9352
|  | 2014-04-07 08:45:03 | 41.382 | 1.8315 | 7.326 | 7.153 | 7.153 | 0.783 | 0.783 | 1.0267 | 1.0267 | 1.1224 | 1.1224 | 15.092 | 15.092 | -8.8789 | -4.4395 | 0 | 78.409 | 0 |  |  | 7.9121 |  | 0.17703 | 17.7033 | 0 | 8.8789 | 2014-04-07 02:30 | 15092 | 15.092
|  | 2014-04-07 09:15:02 | 41.3928 | 1.9827 | 7.9307 | 7.1697 | 7.1697 | 0.77267 | 0.77267 | 1.0198 | 1.0198 | 1.6656 | 1.6656 | 15.2535 | 15.2535 | -7.5809 | -3.7904 | 0 | 74.6185 | 0 |  |  | 7.8514 |  | 0.1916 | 19.1595 | 0 | 7.5809 | 2014-04-07 03:00 | 15253.5 | 15.2535
|  | 2014-04-07 09:45:03 | 41.4687 | 1.9945 | 7.978 | 7.1788 | 7.1788 | 0.77117 | 0.77117 | 1.0518 | 1.0518 | 1.6656 | 1.6656 | 15.3142 | 15.3142 | -7.5091 | -3.7545 | 0 | 70.864 | 0 |  |  | 8.6162 |  | 0.19239 | 19.2386 | 0 | 7.5091 | 2014-04-07 03:30 | 15314.1667 | 15.3142
|  | 2014-04-07 10:15:02 | 41.642 | 2.0503 | 8.2013 | 7.192 | 7.192 | 0.79167 | 0.79167 | 1.0613 | 1.0613 | 2.0108 | 2.0108 | 15.4685 | 15.4685 | -6.9164 | -3.4582 | 0 | 67.4058 | 0 |  |  | 7.7093 |  | 0.19695 | 19.6949 | 0 | 6.9164 | 2014-04-07 04:00 | 15468.5 | 15.4685
|  | 2014-04-07 10:45:07 | 41.9498 | 2.137 | 8.548 | 7.187 | 7.187 | 0.7975 | 0.7975 | 1.0277 | 1.0277 | 2.0108 | 2.0108 | 15.5705 | 15.5705 | -6.8084 | -3.4042 | 0 | 64.0016 | 0 |  |  | 9.0609 |  | 0.20377 | 20.3767 | 0 | 6.8084 | 2014-04-07 04:30 | 15570.5 | 15.5705
|  | 2014-04-07 11:15:02 | 42.1805 | 2.0935 | 8.374 | 7.2078 | 7.2078 | 0.78467 | 0.78467 | 1.0508 | 1.0508 | 3.1052 | 3.1052 | 15.4695 | 15.4695 | -6.1885 | -3.0942 | 0 | 60.9074 | 0 |  |  | 7.9553 |  | 0.19853 | 19.8528 | 0 | 6.1885 | 2014-04-07 05:00 | 15469.5 | 15.4695
|  | 2014-04-07 11:45:02 | 41.901 | 2.0432 | 8.1727 | 7.2093 | 7.2093 | 0.723 | 0.723 | 1.0907 | 1.0907 | 3.1052 | 3.1052 | 15.3135 | 15.3135 | -6.2866 | -3.1433 | 0 | 57.7641 | 0 |  |  | 8.3361 |  | 0.19505 | 19.5047 | 0 | 6.2866 | 2014-04-07 05:30 | 15313.5 | 15.3135
|  | 2014-04-07 12:15:03 | 41.4848 | 2.018 | 8.072 | 7.2147 | 7.2147 | 0.67183 | 0.67183 | 1.1012 | 1.1012 | 3.482 | 3.482 | 15.3423 | 15.3423 | -5.6008 | -2.8004 | 0 | 54.9637 | 0 |  |  | 8.637 |  | 0.19458 | 19.4577 | 0 | 5.6008 | 2014-04-07 06:00 | 15342.3333 | 15.3423
|  | 2014-04-07 12:45:02 | 41.0913 | 2.0365 | 8.146 | 7.2097 | 7.2097 | 0.69133 | 0.69133 | 1.0887 | 1.0887 | 3.482 | 3.482 | 15.3588 | 15.3588 | -5.1148 | -2.5574 | 0 | 52.4063 | 0 |  |  | 8.3904 |  | 0.19824 | 19.8241 | 0 | 5.1148 | 2014-04-07 06:30 | 15358.8333 | 15.3588
|  | 2014-04-07 13:15:01 | 40.9905 | 1.9447 | 7.7787 | 7.2242 | 7.2242 | 0.692 | 0.692 | 1.0555 | 1.0555 | 3.6032 | 3.6032 | 15.426 | 15.426 | -5.211 | -2.6055 | 0 | 49.8008 | 0 |  |  | 8.401 |  | 0.18977 | 18.9768 | 0 | 5.211 | 2014-04-07 07:00 | 15426 | 15.426
|  | 2014-04-07 13:45:03 | 40.609 | 1.862 | 7.448 | 7.2242 | 7.2242 | 0.69583 | 0.69583 | 1.0602 | 1.0602 | 3.6032 | 3.6032 | 15.2303 | 15.2303 | -5.3473 | -2.6736 | 0 | 47.1271 | 0 |  |  | 7.597 |  | 0.18341 | 18.3408 | 0 | 5.3473 | 2014-04-07 07:30 | 15230.3333 | 15.2303
|  | 2014-04-07 14:15:02 | 40.556 | 1.7238 | 6.8953 | 7.2282 | 7.2282 | 0.7275 | 0.7275 | 1.0605 | 1.0605 | 3.136 | 3.136 | 15.1882 | 15.1882 | -6.3203 | -3.1602 | 0 | 43.967 | 0 |  |  | 7.5849 |  | 0.17002 | 17.002 | 0 | 6.3203 | 2014-04-07 08:00 | 15188.1667 | 15.1882
|  | 2014-04-07 14:45:02 | 40.7752 | 1.6767 | 6.7067 | 7.2295 | 7.2295 | 0.80117 | 0.80117 | 1.0717 | 1.0717 | 3.136 | 3.136 | 15.219 | 15.219 | -6.6112 | -3.3056 | 0 | 40.6614 | 0 |  |  | 6.9079 |  | 0.16448 | 16.4479 | 0 | 6.6112 | 2014-04-07 08:30 | 15219 | 15.219
|  | 2014-04-07 15:15:02 | 41.2837 | 1.897 | 7.588 | 7.2305 | 7.2305 | 0.8 | 0.8 | 1.1007 | 1.1007 | 3.05 | 3.05 | 15.2773 | 15.2773 | -6.2372 | -3.1186 | 0 | 37.5428 | 0 |  |  | 7.4362 |  | 0.1838 | 18.3802 | 0 | 6.2372 | 2014-04-07 09:00 | 15277.3333 | 15.2773
|  | 2014-04-07 15:45:02 | 41.9323 | 2.132 | 8.528 | 7.2225 | 7.2225 | 0.84783 | 0.84783 | 1.1055 | 1.1055 | 3.05 | 3.05 | 15.2915 | 15.2915 | -5.887 | -2.9435 | 0 | 34.5993 | 0 |  |  | 8.9544 |  | 0.20338 | 20.3375 | 0 | 5.887 | 2014-04-07 09:30 | 15291.5 | 15.2915
|  | 2014-04-07 16:15:02 | 41.9995 | 2.3197 | 9.2787 | 7.2245 | 7.2245 | 0.889 | 0.889 | 1.1098 | 1.1098 | 2.76 | 2.76 | 15.3492 | 15.3492 | -5.3883 | -2.6942 | 0 | 31.9051 | 0 |  |  | 8.7219 |  | 0.22092 | 22.0923 | 0 | 5.3883 | 2014-04-07 10:00 | 15349.1667 | 15.3492
|  | 2014-04-07 16:45:03 | 41.7815 | 2.4292 | 9.7167 | 7.2263 | 7.2263 | 0.88733 | 0.88733 | 1.1108 | 1.1108 | 2.76 | 2.76 | 15.37 | 15.37 | -4.7103 | -2.3552 | 0 | 29.55 | 0 |  |  | 8.8422 |  | 0.23256 | 23.2559 | 0 | 4.7103 | 2014-04-07 10:30 | 15370 | 15.37
|  | 2014-04-07 17:15:02 | 41.2933 | 2.5043 | 10.0173 | 7.2335 | 7.2335 | 0.88883 | 0.88883 | 1.1098 | 1.1098 | 1.4588 | 1.4588 | 15.2203 | 15.2203 | -5.3647 | -2.6823 | 0 | 26.8676 | 0 |  |  | 9.1158 |  | 0.24259 | 24.259 | 0 | 5.3647 | 2014-04-07 11:00 | 15220.3333 | 15.2203
|  | 2014-04-07 17:45:03 | 40.8785 | 2.589 | 10.356 | 7.2307 | 7.2307 | 0.89167 | 0.89167 | 1.1098 | 1.1098 | 1.4588 | 1.4588 | 15.154 | 15.154 | -4.6775 | -2.3388 | 0 | 24.5288 | 0 |  |  | 10.1489 |  | 0.25334 | 25.3336 | 0 | 4.6775 | 2014-04-07 11:30 | 15154 | 15.154
|  | 2014-04-07 18:15:02 | 40.5742 | 2.5347 | 10.1387 | 7.2302 | 7.2302 | 0.88367 | 0.88367 | 1.1108 | 1.1108 | 0.5588 | 0.5588 | 15.1592 | 15.1592 | -5.4929 | -2.7464 | 0 | 21.7824 | 0 |  |  | 10.5442 |  | 0.24988 | 24.988 | 0 | 5.4929 | 2014-04-07 12:00 | 15159.1667 | 15.1592
|  | 2014-04-07 18:45:02 | 41.0203 | 2.3273 | 9.3093 | 7.2288 | 7.2288 | 0.88167 | 0.88167 | 1.1108 | 1.1108 | 0.5588 | 0.5588 | 15.2223 | 15.2223 | -6.7085 | -3.3543 | 0 | 18.4281 | 0 |  |  | 9.7748 |  | 0.22694 | 22.6944 | 0 | 6.7085 | 2014-04-07 12:30 | 15222.3333 | 15.2223
|  | 2014-04-07 19:15:02 | 41.4998 | 2.3355 | 9.342 | 7.2317 | 7.2317 | 0.88017 | 0.88017 | 1.111 | 1.111 | 0.1212 | 0.1212 | 15.287 | 15.287 | -7.5268 | -3.7634 | 0 | 14.6647 | 0 |  |  | 9.6223 |  | 0.22511 | 22.5109 | 0 | 7.5268 | 2014-04-07 13:00 | 15287 | 15.287
|  | 2014-04-07 19:45:01 | 40.861 | 2.2595 | 9.038 | 7.2305 | 7.2305 | 0.877 | 0.877 | 1.108 | 1.108 | 0.1212 | 0.1212 | 15.337 | 15.337 | -7.1493 | -3.5746 | 0 | 11.0901 | 0 |  |  | 8.315 |  | 0.22119 | 22.1189 | 0 | 7.1493 | 2014-04-07 13:30 | 15337 | 15.337
|  | 2014-04-07 20:15:02 | 39.1965 | 2.2557 | 9.0227 | 7.2347 | 7.2347 | 0.84483 | 0.84483 | 1.1055 | 1.1055 | 0 | 0 | 15.2103 | 15.2103 | -5.7785 | -2.8893 | 0 | 8.2008 | 0 |  |  | 9.8347 |  | 0.23019 | 23.0191 | 0 | 5.7785 | 2014-04-07 14:00 | 15210.3333 | 15.2103
|  | 2014-04-07 20:45:02 | 37.2463 | 2.2937 | 9.1747 | 7.2303 | 7.2303 | 0.68 | 0.68 | 1.1072 | 1.1072 | 0 | 0 | 15.1827 | 15.1827 | -3.8715 | -1.9358 | 0 | 6.2651 | 0 |  |  | 9.8169 |  | 0.24632 | 24.6324 | 0 | 3.8715 | 2014-04-07 14:30 | 15182.6667 | 15.1827
|  | 2014-04-07 21:15:01 | 34.8935 | 2.8505 | 11.402 | 7.2372 | 7.2372 | 0.65833 | 0.65833 | 1.0997 | 1.0997 | 0 | 0 | 14.6083 | 14.6083 | 0.112 | 0.056 | 0 | 6.3211 | 0 |  |  | 11.9721 |  | 0.32677 | 32.6766 | 0 | 0 | 2014-04-07 15:00 | 14608.3333 | 14.6083
|  | 2014-04-07 21:45:02 | 32.7363 | 3.1288 | 12.5153 | 7.2277 | 7.2277 | 0.651 | 0.651 | 1.1065 | 1.1065 | 0 | 0 | 13.6362 | 13.6362 | 2.4003 | 1.2002 | 0 | 7.5213 | 0 |  |  | 13.7669 |  | 0.38231 | 38.2307 | 0 | 0 | 2014-04-07 15:30 | 13636.1667 | 13.6362
|  | 2014-04-07 22:15:02 | 30.9492 | 3.1023 | 12.4093 | 7.232 | 7.232 | 0.62867 | 0.62867 | 1.1043 | 1.1043 | 0 | 0 | 12.8012 | 12.8012 | 3.2263 | 1.6132 | 0 | 9.1344 | 0 |  |  | 12.6575 |  | 0.40096 | 40.0959 | 0 | 0 | 2014-04-07 16:00 | 12801.1667 | 12.8012
|  | 2014-04-07 22:45:02 | 29.1453 | 3.1888 | 12.7553 | 7.2318 | 7.2318 | 0.62833 | 0.62833 | 1.1018 | 1.1018 | 0 | 0 | 11.3057 | 11.3057 | 3.8777 | 1.9388 | 0 | 11.0733 | 0 |  |  | 13.5207 |  | 0.43765 | 43.7646 | 0 | 0 | 2014-04-07 16:30 | 11305.6667 | 11.3057
|  | 2014-04-07 23:15:02 | 27.7087 | 3.2593 | 13.0373 | 7.2298 | 7.2298 | 0.6295 | 0.6295 | 1.1033 | 1.1033 | 0 | 0 | 9.598 | 9.598 | 3.8893 | 1.9447 | 0 | 13.0179 | 0 |  |  | 12.5158 |  | 0.47051 | 47.0515 | 0 | 0 | 2014-04-07 17:00 | 9598 | 9.598
|  | 2014-04-07 23:45:03 | 27.1453 | 3.4387 | 13.7547 | 7.229 | 7.229 | 0.6195 | 0.6195 | 1.0928 | 1.0928 | 0 | 0 | 8.9373 | 8.9373 | 4.488 | 2.244 | 0 | 15.2619 | 0 |  |  | 13.342 |  | 0.5067 | 50.6705 | 0 | 0 | 2014-04-07 17:30 | 8937.3333 | 8.9373
|  | 2014-04-08 00:15:02 | 27.5392 | 3.6335 | 14.534 | 7.2265 | 7.2265 | 0.60383 | 0.60383 | 1.0793 | 1.0793 | 0 | 0 | 9.017 | 9.017 | 4.9215 | 2.4608 | 0 | 17.7227 | 0 |  |  | 14.098 |  | 0.52776 | 52.7757 | 0 | 0 | 2014-04-07 18:00 | 9017 | 9.017
|  | 2014-04-08 00:45:02 | 28.1005 | 3.7985 | 15.194 | 7.2242 | 7.2242 | 0.57333 | 0.57333 | 1.1035 | 1.1035 | 0 | 0 | 9.3498 | 9.3498 | 5.3443 | 2.6722 | 0 | 20.3948 | 0 |  |  | 13.8265 |  | 0.5407 | 54.0702 | 0 | 0 | 2014-04-07 18:30 | 9349.8333 | 9.3498
|  | 2014-04-08 01:15:01 | 27.9102 | 3.9778 | 15.9113 | 7.2247 | 7.2247 | 0.61133 | 0.61133 | 1.1045 | 1.1045 | 0 | 0 | 9.0233 | 9.0233 | 5.965 | 2.9825 | 0 | 23.3773 | 0 |  |  | 17.1842 |  | 0.57009 | 57.0091 | 0 | 0 | 2014-04-07 19:00 | 9023.3333 | 9.0233
|  | 2014-04-08 01:45:02 | 27.4448 | 4.109 | 16.436 | 7.2297 | 7.2297 | 0.57233 | 0.57233 | 1.1035 | 1.1035 | 0 | 0 | 8.608 | 8.608 | 6.5047 | 3.2523 | 0 | 26.6297 | 0 |  |  | 15.4498 |  | 0.59887 | 59.8874 | 0 | 0 | 2014-04-07 19:30 | 8608 | 8.608
|  | 2014-04-08 02:15:03 | 27.3363 | 4.2333 | 16.9333 | 7.2285 | 7.2285 | 0.60767 | 0.60767 | 1.1013 | 1.1013 | 0 | 0 | 8.3647 | 8.3647 | 6.8992 | 3.4496 | 0 | 30.0793 | 0 |  |  | 16.5947 |  | 0.61944 | 61.9444 | 0 | 0 | 2014-04-07 20:00 | 8364.6667 | 8.3647
|  | 2014-04-08 02:45:02 | 27.1373 | 4.3845 | 17.538 | 7.231 | 7.231 | 0.5445 | 0.5445 | 1.1028 | 1.1028 | 0 | 0 | 8.1603 | 8.1603 | 7.4393 | 3.7197 | 0 | 33.7989 | 0 |  |  | 17.1872 |  | 0.64627 | 64.6268 | 0 | 0 | 2014-04-07 20:30 | 8160.3333 | 8.1603
|  | 2014-04-08 03:15:01 | 26.8543 | 4.3825 | 17.53 | 7.2315 | 7.2315 | 0.54133 | 0.54133 | 1.1005 | 1.1005 | 0 | 0 | 8.0048 | 8.0048 | 7.5538 | 3.7769 | 0 | 37.5759 | 0 |  |  | 17.1794 |  | 0.65278 | 65.2781 | 0 | 0 | 2014-04-07 21:00 | 8004.8333 | 8.0048
|  | 2014-04-08 03:45:01 | 26.8053 | 4.3413 | 17.3653 | 7.2268 | 7.2268 | 0.5285 | 0.5285 | 1.1058 | 1.1058 | 0 | 0 | 7.9242 | 7.9242 | 7.3453 | 3.6727 | 0 | 41.2485 | 0 |  |  | 16.6707 |  | 0.64783 | 64.7831 | 0 | 0 | 2014-04-07 21:30 | 7924.1667 | 7.9242
|  | 2014-04-08 04:15:02 | 27.2583 | 4.2603 | 17.0413 | 7.232 | 7.232 | 0.54883 | 0.54883 | 1.1063 | 1.1063 | 0 | 0 | 8.1428 | 8.1428 | 6.813 | 3.4065 | 0 | 44.655 | 0 |  |  | 16.3597 |  | 0.62518 | 62.5179 | 0 | 0 | 2014-04-07 22:00 | 8142.8333 | 8.1428
|  | 2014-04-08 04:45:02 | 28.6687 | 4.2792 | 17.1167 | 7.2242 | 7.2242 | 0.59817 | 0.59817 | 1.0968 | 1.0968 | 0 | 0 | 9.361 | 9.361 | 6.7282 | 3.3641 | 0 | 48.0191 | 0 |  |  | 16.432 |  | 0.59705 | 59.7051 | 0 | 0 | 2014-04-07 22:30 | 9361 | 9.361
|  | 2014-04-08 05:15:03 | 30.7152 | 4.3895 | 17.558 | 7.2292 | 7.2292 | 0.6 | 0.6 | 1.0867 | 1.0867 | 0 | 0 | 10.6865 | 10.6865 | 6.4452 | 3.2226 | 0 | 51.2417 | 0 |  |  | 16.6801 |  | 0.57164 | 57.1639 | 0 | 0 | 2014-04-07 23:00 | 10686.5 | 10.6865
|  | 2014-04-08 05:45:02 | 32.4112 | 4.3902 | 17.5607 | 7.2238 | 7.2238 | 0.6495 | 0.6495 | 1.0808 | 1.0808 | 0 | 0 | 12.2657 | 12.2657 | 6.3693 | 3.1847 | 0 | 54.4264 | 0 |  |  | 17.5607 |  | 0.54181 | 54.1809 | 0 | 0 | 2014-04-07 23:30 | 12265.6667 | 12.2657
|  | 2014-04-08 06:15:03 | 35.4877 | 4.3817 | 17.5267 | 7.2285 | 7.2285 | 0.75483 | 0.75483 | 1.0812 | 1.0812 | 0 | 0 | 14.1125 | 14.1125 | 5.216 | 2.608 | 0 | 57.0344 | 0 |  |  | 18.9288 |  | 0.49388 | 49.3881 | 0 | 0 | 2014-04-08 | 14112.5 | 14.1125
|  | 2014-04-08 06:45:03 | 37.2143 | 4.4248 | 17.6993 | 7.2282 | 7.2282 | 0.73533 | 0.73533 | 1.0815 | 1.0815 | 0 | 0 | 14.7088 | 14.7088 | 4.2388 | 2.1194 | 0 | 59.1538 | 0 |  |  | 18.9383 |  | 0.47561 | 47.5605 | 0 | 0 | 2014-04-08 00:30 | 14708.8333 | 14.7088
|  | 2014-04-08 07:15:02 | 38.4697 | 4.5855 | 18.342 | 7.2257 | 7.2257 | 0.7245 | 0.7245 | 1.0898 | 1.0898 | 0.714 | 0.714 | 15.0327 | 15.0327 | 4.659 | 2.3295 | 0 | 61.4833 | 0 |  |  | 18.1586 |  | 0.47679 | 47.6791 | 0 | 0 | 2014-04-08 01:00 | 15032.6667 | 15.0327
|  | 2014-04-08 07:45:03 | 38.7655 | 4.666 | 18.664 | 7.225 | 7.225 | 0.71217 | 0.71217 | 1.1115 | 1.1115 | 0.714 | 0.714 | 14.8312 | 14.8312 | 4.4923 | 2.2462 | 0 | 63.7294 | 0 |  |  | 19.4106 |  | 0.48146 | 48.1459 | 0 | 0 | 2014-04-08 01:30 | 14831.1667 | 14.8312
|  | 2014-04-08 08:15:02 | 39.2603 | 4.6955 | 18.782 | 7.2255 | 7.2255 | 0.78433 | 0.78433 | 1.1112 | 1.1112 | 1.0972 | 1.0972 | 14.828 | 14.828 | 4.5679 | 2.2839 | 0 | 66.0134 | 0 |  |  | 17.8429 |  | 0.4784 | 47.8396 | 0 | 0 | 2014-04-08 02:00 | 14828 | 14.828
|  | 2014-04-08 08:45:03 | 39.2677 | 4.804 | 19.216 | 7.2203 | 7.2203 | 0.7825 | 0.7825 | 1.111 | 1.111 | 1.0972 | 1.0972 | 14.763 | 14.763 | 4.9224 | 2.4612 | 0 | 68.4745 | 0 |  |  | 20.5611 |  | 0.48936 | 48.9359 | 0 | 0 | 2014-04-08 02:30 | 14763 | 14.763
|  | 2014-04-08 09:15:02 | 38.9427 | 4.9522 | 19.8087 | 7.2198 | 7.2198 | 0.779 | 0.779 | 1.1108 | 1.1108 | 1.5776 | 1.5776 | 14.768 | 14.768 | 6.3213 | 3.1606 | 0 | 71.6352 | 0 |  |  | 21.3934 |  | 0.50866 | 50.8662 | 0 | 0 | 2014-04-08 03:00 | 14768 | 14.768
|  | 2014-04-08 09:45:03 | 38.94 | 5.0085 | 20.034 | 7.2213 | 7.2213 | 0.70067 | 0.70067 | 1.1108 | 1.1108 | 1.5776 | 1.5776 | 14.8342 | 14.8342 | 6.5386 | 3.2693 | 0 | 74.9045 | 0 |  |  | 19.2326 |  | 0.51448 | 51.4484 | 0 | 0 | 2014-04-08 03:30 | 14834.1667 | 14.8342
|  | 2014-04-08 10:15:03 | 38.9752 | 5.1088 | 20.4353 | 7.2278 | 7.2278 | 0.63433 | 0.63433 | 1.1112 | 1.1112 | 3.082 | 3.082 | 14.8033 | 14.8033 | 8.3188 | 4.1594 | 0 | 79.0639 | 0 |  |  | 20.844 |  | 0.52432 | 52.4317 | 0 | 0 | 2014-04-08 04:00 | 14803.3333 | 14.8033
|  | 2014-04-08 10:45:02 | 39.0027 | 5.1565 | 20.626 | 7.2333 | 7.2333 | 0.60933 | 0.60933 | 1.1108 | 1.1108 | 3.082 | 3.082 | 14.6805 | 14.6805 | 8.3393 | 4.1697 | 0 | 83.2336 | 0 |  |  | 20.2135 |  | 0.52884 | 52.8836 | 0 | 0 | 2014-04-08 04:30 | 14680.5 | 14.6805
|  | 2014-04-08 11:15:02 | 38.929 | 5.1588 | 20.6353 | 7.2362 | 7.2362 | 0.61017 | 0.61017 | 1.1103 | 1.1103 | 3.5096 | 3.5096 | 14.8183 | 14.8183 | 8.9909 | 4.4955 | 0 | 87.729 | 0 |  |  | 20.6353 |  | 0.53008 | 53.0076 | 0 | 0 | 2014-04-08 05:00 | 14818.3333 | 14.8183
|  | 2014-04-08 11:45:02 | 38.5497 | 5.0173 | 20.0693 | 7.2435 | 7.2435 | 0.59583 | 0.59583 | 1.1103 | 1.1103 | 3.5096 | 3.5096 | 14.862 | 14.862 | 8.8409 | 4.4205 | 0 | 92.1495 | 0 |  |  | 19.8686 |  | 0.52061 | 52.061 | 0 | 0 | 2014-04-08 05:30 | 14862 | 14.862
|  | 2014-04-08 12:15:03 | 38.1503 | 5.0355 | 20.142 | 7.241 | 7.241 | 0.5205 | 0.5205 | 1.111 | 1.111 | 3.7448 | 3.7448 | 14.6402 | 14.6402 | 9.2491 | 4.6246 | 0 | 96.7741 | 0 |  |  | 20.9477 |  | 0.52796 | 52.7964 | 0 | 0 | 2014-04-08 06:00 | 14640.1667 | 14.6402
|  | 2014-04-08 12:45:02 | 37.9748 | 5.1195 | 20.478 | 7.2438 | 7.2438 | 0.547 | 0.547 | 1.106 | 1.106 | 3.7448 | 3.7448 | 14.5363 | 14.5363 | 9.6811 | 4.8406 | 0 | 100 | 4.8406 |  |  | 20.8876 |  | 0.53925 | 53.9252 | 0 | 0 | 2014-04-08 06:30 | 14536.3333 | 14.5363
|  | 2014-04-08 13:15:03 | 37.8038 | 4.9647 | 19.8587 | 7.2397 | 7.2397 | 0.53083 | 0.53083 | 1.1057 | 1.1057 | 3.0304 | 3.0304 | 14.299 | 14.299 | 8.2604 | 4.1302 | 0 | 100 | 4.1302 |  |  | 21.2488 |  | 0.52531 | 52.5308 | 0 | 0 | 2014-04-08 07:00 | 14299 | 14.299
|  | 2014-04-08 13:45:02 | 37.3998 | 4.867 | 19.468 | 7.2393 | 7.2393 | 0.5325 | 0.5325 | 1.1097 | 1.1097 | 3.0304 | 3.0304 | 14.3065 | 14.3065 | 8.2866 | 4.1433 | 0 | 100 | 4.1433 |  |  | 18.6893 |  | 0.52054 | 52.0537 | 0 | 0 | 2014-04-08 07:30 | 14306.5 | 14.3065
|  | 2014-04-08 14:15:01 | 37.3272 | 4.759 | 19.036 | 7.2332 | 7.2332 | 0.53217 | 0.53217 | 1.1105 | 1.1105 | 4.2672 | 4.2672 | 14.2968 | 14.2968 | 9.1487 | 4.5743 | 0 | 100 | 4.5743 |  |  | 18.2746 |  | 0.50998 | 50.9977 | 0 | 0 | 2014-04-08 08:00 | 14296.8333 | 14.2968
|  | 2014-04-08 14:45:03 | 37.7408 | 4.664 | 18.656 | 7.2405 | 7.2405 | 0.547 | 0.547 | 1.1105 | 1.1105 | 4.2672 | 4.2672 | 14.3997 | 14.3997 | 8.48 | 4.24 | 0 | 100 | 4.24 |  |  | 19.5888 |  | 0.49432 | 49.4319 | 0 | 0 | 2014-04-08 08:30 | 14399.6667 | 14.3997
|  | 2014-04-08 15:15:03 | 38.296 | 4.6453 | 18.5813 | 7.243 | 7.243 | 0.55833 | 0.55833 | 1.1013 | 1.1013 | 3.766 | 3.766 | 14.626 | 14.626 | 7.58 | 3.79 | 0 | 100 | 3.79 |  |  | 16.7232 |  | 0.4852 | 48.5203 | 0 | 0 | 2014-04-08 09:00 | 14626 | 14.626
|  | 2014-04-08 15:45:03 | 39.094 | 4.6453 | 18.5813 | 7.2383 | 7.2383 | 0.59833 | 0.59833 | 1.1107 | 1.1107 | 3.766 | 3.766 | 14.843 | 14.843 | 7.0437 | 3.5218 | 0 | 100 | 3.5218 |  |  | 17.8381 |  | 0.4753 | 47.5299 | 0 | 0 | 2014-04-08 09:30 | 14843 | 14.843
|  | 2014-04-08 16:15:02 | 39.5945 | 4.2575 | 17.03 | 7.2382 | 7.2382 | 0.68017 | 0.68017 | 1.11 | 1.11 | 2.7292 | 2.7292 | 14.8987 | 14.8987 | 4.0917 | 2.0458 | 0 | 100 | 2.0458 |  |  | 16.0082 |  | 0.43011 | 43.011 | 0 | 0 | 2014-04-08 10:00 | 14898.6667 | 14.8987
|  | 2014-04-08 16:45:03 | 39.472 | 4.2083 | 16.8333 | 7.2393 | 7.2393 | 0.67833 | 0.67833 | 1.1103 | 1.1103 | 2.7292 | 2.7292 | 14.7928 | 14.7928 | 3.9114 | 1.9557 | 0 | 100 | 1.9557 |  |  | 18.18 |  | 0.42646 | 42.6463 | 0 | 0 | 2014-04-08 10:30 | 14792.8333 | 14.7928
|  | 2014-04-08 17:15:02 | 39.4393 | 3.9842 | 15.9367 | 7.2317 | 7.2317 | 0.67767 | 0.67767 | 1.1042 | 1.1042 | 1.7596 | 1.7596 | 14.6917 | 14.6917 | 1.9621 | 0.98105 | 0 | 100 | 0.98105 |  |  | 17.2116 |  | 0.40408 | 40.4081 | 0 | 0 | 2014-04-08 11:00 | 14691.6667 | 14.6917
|  | 2014-04-08 17:45:01 | 39.487 | 3.8392 | 15.3567 | 7.238 | 7.238 | 0.675 | 0.675 | 1.1007 | 1.1007 | 1.7596 | 1.7596 | 14.5352 | 14.5352 | 1.1781 | 0.58905 | 0 | 100 | 0.58905 |  |  | 13.9746 |  | 0.3889 | 38.8904 | 0 | 0 | 2014-04-08 11:30 | 14535.1667 | 14.5352
|  | 2014-04-08 18:15:01 | 39.4853 | 3.665 | 14.66 | 7.2322 | 7.2322 | 0.70217 | 0.70217 | 1.1002 | 1.1002 | 0.5356 | 0.5356 | 14.4575 | 14.4575 | -0.79773 | -0.39887 | 0 | 99.6011 | 0 |  |  | 13.6338 |  | 0.37128 | 37.1277 | 0 | 0.79773 | 2014-04-08 12:00 | 14457.5 | 14.4575
|  | 2014-04-08 18:45:03 | 40.2558 | 3.458 | 13.832 | 7.2348 | 7.2348 | 0.77183 | 0.77183 | 1.1033 | 1.1033 | 0.5356 | 0.5356 | 14.6762 | 14.6762 | -2.1021 | -1.051 | 0 | 98.5501 | 0 |  |  | 14.9386 |  | 0.3436 | 34.3602 | 0 | 2.1021 | 2014-04-08 12:30 | 14676.1667 | 14.6762
|  | 2014-04-08 19:15:05 | 41.5008 | 3.2058 | 12.8233 | 7.2398 | 7.2398 | 0.81567 | 0.81567 | 1.1062 | 1.1062 | 0.0972 | 0.0972 | 14.8617 | 14.8617 | -4.557 | -2.2785 | 0 | 96.2716 | 0 |  |  | 11.7975 |  | 0.30899 | 30.899 | 0 | 4.557 | 2014-04-08 13:00 | 14861.6667 | 14.8617
|  | 2014-04-08 19:45:03 | 41.1117 | 3.0722 | 12.2887 | 7.2415 | 7.2415 | 0.79667 | 0.79667 | 1.1037 | 1.1037 | 0.0972 | 0.0972 | 14.9103 | 14.9103 | -4.6736 | -2.3368 | 0 | 93.9348 | 0 |  |  | 12.2887 |  | 0.29891 | 29.8909 | 0 | 4.6736 | 2014-04-08 13:30 | 14910.3333 | 14.9103
|  | 2014-04-08 20:15:02 | 39.5575 | 2.977 | 11.908 | 7.2523 | 7.2523 | 0.7185 | 0.7185 | 1.1042 | 1.1042 | 0 | 0 | 14.7352 | 14.7352 | -3.8393 | -1.9197 | 0 | 92.0151 | 0 |  |  | 11.5508 |  | 0.30103 | 30.103 | 0 | 3.8393 | 2014-04-08 14:00 | 14735.1667 | 14.7352
|  | 2014-04-08 20:45:02 | 37.6427 | 2.914 | 11.656 | 7.247 | 7.247 | 0.71883 | 0.71883 | 1.0955 | 1.0955 | 0 | 0 | 14.3958 | 14.3958 | -2.5295 | -1.2647 | 0 | 90.7504 | 0 |  |  | 10.9566 |  | 0.30965 | 30.9649 | 0 | 2.5295 | 2014-04-08 14:30 | 14395.8333 | 14.3958
|  | 2014-04-08 21:15:02 | 35.5507 | 2.9412 | 11.7647 | 7.2538 | 7.2538 | 0.6915 | 0.6915 | 1.0645 | 1.0645 | 0 | 0 | 13.6542 | 13.6542 | -1.122 | -0.561 | 0 | 90.1894 | 0 |  |  | 12 |  | 0.33093 | 33.0927 | 0 | 1.122 | 2014-04-08 15:00 | 13654.1667 | 13.6542
|  | 2014-04-08 21:45:06 | 33.0018 | 2.9455 | 11.782 | 7.2492 | 7.2492 | 0.6065 | 0.6065 | 1.1023 | 1.1023 | 0 | 0 | 12.8777 | 12.8777 | 0.61583 | 0.30792 | 0 | 90.4973 | 0 |  |  | 11.6642 |  | 0.35701 | 35.701 | 0 | 0 | 2014-04-08 15:30 | 12877.6667 | 12.8777
|  | 2014-04-08 22:15:02 | 31.2883 | 2.9862 | 11.9447 | 7.2523 | 7.2523 | 0.56833 | 0.56833 | 1.1107 | 1.1107 | 0 | 0 | 11.8633 | 11.8633 | 1.451 | 0.7255 | 0 | 91.2228 | 0 |  |  | 12.1836 |  | 0.38176 | 38.1761 | 0 | 0 | 2014-04-08 16:00 | 11863.3333 | 11.8633
|  | 2014-04-08 22:45:03 | 29.5978 | 2.9823 | 11.9293 | 7.264 | 7.264 | 0.58233 | 0.58233 | 1.1045 | 1.1045 | 0 | 0 | 10.7195 | 10.7195 | 2.0018 | 1.0009 | 0 | 92.2237 | 0 |  |  | 11.9293 |  | 0.40305 | 40.3048 | 0 | 0 | 2014-04-08 16:30 | 10719.5 | 10.7195
|  | 2014-04-08 23:15:03 | 28.379 | 3.001 | 12.004 | 7.2673 | 7.2673 | 0.55267 | 0.55267 | 1.1105 | 1.1105 | 0 | 0 | 10.2135 | 10.2135 | 2.769 | 1.3845 | 0 | 93.6082 | 0 |  |  | 12.2441 |  | 0.42299 | 42.2989 | 0 | 0 | 2014-04-08 17:00 | 10213.5 | 10.2135
|  | 2014-04-08 23:45:03 | 27.9365 | 3.0677 | 12.2707 | 7.2768 | 7.2768 | 0.54833 | 0.54833 | 1.1067 | 1.1067 | 0 | 0 | 9.8323 | 9.8323 | 3.0983 | 1.5492 | 0 | 95.1574 | 0 |  |  | 13.1296 |  | 0.43923 | 43.9234 | 0 | 0 | 2014-04-08 17:30 | 9832.3333 | 9.8323
|  | 2014-04-09 00:15:02 | 28.3583 | 3.1552 | 12.6207 | 7.2633 | 7.2633 | 0.537 | 0.537 | 1.0913 | 1.0913 | 0 | 0 | 10.1745 | 10.1745 | 3.3285 | 1.6642 | 0 | 96.8216 | 0 |  |  | 12.8731 |  | 0.44504 | 44.5043 | 0 | 0 | 2014-04-08 18:00 | 10174.5 | 10.1745
|  | 2014-04-09 00:45:01 | 28.6073 | 3.1893 | 12.7573 | 7.2573 | 7.2573 | 0.5285 | 0.5285 | 1.0853 | 1.0853 | 0 | 0 | 10.377 | 10.377 | 3.3982 | 1.6991 | 0 | 98.5207 | 0 |  |  | 12.3746 |  | 0.44595 | 44.5946 | 0 | 0 | 2014-04-08 18:30 | 10377 | 10.377
|  | 2014-04-09 01:15:02 | 28.3923 | 3.277 | 13.108 | 7.2493 | 7.2493 | 0.542 | 0.542 | 1.1057 | 1.1057 | 0 | 0 | 10.2783 | 10.2783 | 3.891 | 1.9455 | 0 | 100 | 1.9455 |  |  | 14.4188 |  | 0.46167 | 46.1674 | 0 | 0 | 2014-04-08 19:00 | 10278.3333 | 10.2783
|  | 2014-04-09 01:45:02 | 28.1377 | 3.366 | 13.464 | 7.2478 | 7.2478 | 0.55183 | 0.55183 | 1.0943 | 1.0943 | 0 | 0 | 9.9873 | 9.9873 | 4.2077 | 2.1038 | 0 | 100 | 2.1038 |  |  | 13.8679 |  | 0.4785 | 47.8504 | 0 | 0 | 2014-04-08 19:30 | 9987.3333 | 9.9873
|  | 2014-04-09 02:15:02 | 27.7797 | 3.297 | 13.188 | 7.2505 | 7.2505 | 0.56183 | 0.56183 | 1.0923 | 1.0923 | 0 | 0 | 9.6557 | 9.6557 | 3.9687 | 1.9843 | 0 | 100 | 1.9843 |  |  | 12.0011 |  | 0.47474 | 47.4736 | 0 | 0 | 2014-04-08 20:00 | 9655.6667 | 9.6557
|  | 2014-04-09 02:45:02 | 27.6548 | 3.2612 | 13.0447 | 7.2483 | 7.2483 | 0.56467 | 0.56467 | 1.1088 | 1.1088 | 0 | 0 | 9.6085 | 9.6085 | 3.9202 | 1.9601 | 0 | 100 | 1.9601 |  |  | 13.5665 |  | 0.4717 | 47.1696 | 0 | 0 | 2014-04-08 20:30 | 9608.5 | 9.6085
|  | 2014-04-09 03:15:01 | 27.4342 | 3.3168 | 13.2673 | 7.254 | 7.254 | 0.564 | 0.564 | 1.0788 | 1.0788 | 0 | 0 | 9.3022 | 9.3022 | 4.0322 | 2.0161 | 0 | 100 | 2.0161 |  |  | 12.7366 |  | 0.48361 | 48.3606 | 0 | 0 | 2014-04-08 21:00 | 9302.1667 | 9.3022
|  | 2014-04-09 03:45:02 | 27.443 | 3.3158 | 13.2633 | 7.2523 | 7.2523 | 0.5635 | 0.5635 | 1.0665 | 1.0665 | 0 | 0 | 9.4973 | 9.4973 | 4.2 | 2.1 | 0 | 100 | 2.1 |  |  | 12.7328 |  | 0.4833 | 48.3305 | 0 | 0 | 2014-04-08 21:30 | 9497.3333 | 9.4973
|  | 2014-04-09 04:15:02 | 28.1183 | 3.2595 | 13.038 | 7.2515 | 7.2515 | 0.55067 | 0.55067 | 1.0558 | 1.0558 | 0 | 0 | 10.5172 | 10.5172 | 4.2948 | 2.1474 | 0 | 100 | 2.1474 |  |  | 12.1253 |  | 0.46368 | 46.3683 | 0 | 0 | 2014-04-08 22:00 | 10517.1667 | 10.5172
|  | 2014-04-09 04:45:03 | 29.2135 | 3.2617 | 13.0467 | 7.2492 | 7.2492 | 0.54617 | 0.54617 | 1.0745 | 1.0745 | 0 | 0 | 11.1682 | 11.1682 | 3.8712 | 1.9356 | 0 | 100 | 1.9356 |  |  | 13.4381 |  | 0.4466 | 44.6597 | 0 | 0 | 2014-04-08 22:30 | 11168.1667 | 11.1682
|  | 2014-04-09 05:15:01 | 30.7055 | 3.1515 | 12.606 | 7.251 | 7.251 | 0.56417 | 0.56417 | 1.082 | 1.082 | 0 | 0 | 12.2127 | 12.2127 | 3.0103 | 1.5052 | 0 | 100 | 1.5052 |  |  | 11.9757 |  | 0.41055 | 41.0545 | 0 | 0 | 2014-04-08 23:00 | 12212.6667 | 12.2127
|  | 2014-04-09 05:45:03 | 33.1323 | 3.0228 | 12.0913 | 7.2492 | 7.2492 | 0.60733 | 0.60733 | 1.082 | 1.082 | 0 | 0 | 13.0528 | 13.0528 | 0.95033 | 0.47517 | 0 | 100 | 0.47517 |  |  | 12.2122 |  | 0.36494 | 36.4941 | 0 | 0 | 2014-04-08 23:30 | 13052.8333 | 13.0528
|  | 2014-04-09 06:15:02 | 36.2265 | 3.0372 | 12.1487 | 7.2538 | 7.2538 | 0.71333 | 0.71333 | 1.086 | 1.086 | 0 | 0 | 14.7703 | 14.7703 | -0.25433 | -0.12717 | 0 | 99.8728 | 0 |  |  | 12.5131 |  | 0.33535 | 33.5353 | 0 | 0.25433 | 2014-04-09 | 14770.3333 | 14.7703
|  | 2014-04-09 06:45:02 | 38.1605 | 3.0413 | 12.1653 | 7.2463 | 7.2463 | 0.74617 | 0.74617 | 1.0858 | 1.0858 | 0 | 0 | 15.2282 | 15.2282 | -1.6887 | -0.84433 | 0 | 99.0285 | 0 |  |  | 11.3138 |  | 0.31879 | 31.8794 | 0 | 1.6887 | 2014-04-09 00:30 | 15228.1667 | 15.2282
|  | 2014-04-09 07:15:02 | 39.5773 | 3.037 | 12.148 | 7.2485 | 7.2485 | 0.75183 | 0.75183 | 1.0892 | 1.0892 | 0.526 | 0.526 | 15.0332 | 15.0332 | -2.7807 | -1.3903 | 0 | 97.6382 | 0 |  |  | 11.1762 |  | 0.30694 | 30.6943 | 0 | 2.7807 | 2014-04-09 01:00 | 15033.1667 | 15.0332
|  | 2014-04-09 07:45:03 | 39.8465 | 3.0255 | 12.102 | 7.2562 | 7.2562 | 0.74767 | 0.74767 | 1.0743 | 1.0743 | 0.526 | 0.526 | 15.0813 | 15.0813 | -3.059 | -1.5295 | 0 | 96.1087 | 0 |  |  | 13.0702 |  | 0.30372 | 30.3716 | 0 | 3.059 | 2014-04-09 01:30 | 15081.3333 | 15.0813
|  | 2014-04-09 08:15:02 | 40.1582 | 2.879 | 11.516 | 7.2455 | 7.2455 | 0.7485 | 0.7485 | 1.0835 | 1.0835 | 1.1012 | 1.1012 | 15.082 | 15.082 | -3.3815 | -1.6907 | 0 | 94.4179 | 0 |  |  | 10.4796 |  | 0.28677 | 28.6766 | 0 | 3.3815 | 2014-04-09 02:00 | 15082 | 15.082
|  | 2014-04-09 08:45:03 | 39.9795 | 2.7777 | 11.1107 | 7.254 | 7.254 | 0.75933 | 0.75933 | 1.078 | 1.078 | 1.1012 | 1.1012 | 15.0677 | 15.0677 | -3.6086 | -1.8043 | 0 | 92.6136 | 0 |  |  | 11.444 |  | 0.27791 | 27.7909 | 0 | 3.6086 | 2014-04-09 02:30 | 15067.6667 | 15.0677
|  | 2014-04-09 09:15:04 | 39.6068 | 2.7562 | 11.0247 | 7.2527 | 7.2527 | 0.765 | 0.765 | 1.0553 | 1.0553 | 2.5252 | 2.5252 | 14.8943 | 14.8943 | -2.0896 | -1.0448 | 0 | 91.5688 | 0 |  |  | 10.3632 |  | 0.27835 | 27.8353 | 0 | 2.0896 | 2014-04-09 03:00 | 14894.3333 | 14.8943
|  | 2014-04-09 09:45:02 | 39.3275 | 2.6893 | 10.7573 | 7.249 | 7.249 | 0.76467 | 0.76467 | 1.0583 | 1.0583 | 2.5252 | 2.5252 | 14.9022 | 14.9022 | -2.0708 | -1.0354 | 0 | 90.5334 | 0 |  |  | 10.1119 |  | 0.27353 | 27.3532 | 0 | 2.0708 | 2014-04-09 03:30 | 14902.1667 | 14.9022
|  | 2014-04-09 10:15:02 | 39.2095 | 2.812 | 11.248 | 7.248 | 7.248 | 0.7535 | 0.7535 | 1.1105 | 1.1105 | 2.7212 | 2.7212 | 14.9262 | 14.9262 | -1.2021 | -0.60107 | 0 | 89.9323 | 0 |  |  | 10.9106 |  | 0.28687 | 28.6869 | 0 | 1.2021 | 2014-04-09 04:00 | 14926.1667 | 14.9262
|  | 2014-04-09 10:45:02 | 39.1133 | 2.9202 | 11.6807 | 7.2533 | 7.2533 | 0.7305 | 0.7305 | 1.1115 | 1.1115 | 2.7212 | 2.7212 | 14.9365 | 14.9365 | -0.67963 | -0.33982 | 0 | 89.5925 | 0 |  |  | 10.5126 |  | 0.29864 | 29.8636 | 0 | 0.67963 | 2014-04-09 04:30 | 14936.5 | 14.9365
|  | 2014-04-09 11:15:03 | 39.1432 | 3.002 | 12.008 | 7.2523 | 7.2523 | 0.7415 | 0.7415 | 1.112 | 1.112 | 3.0588 | 3.0588 | 15.0398 | 15.0398 | 0.0693 | 0.03465 | 0 | 89.6272 | 0 |  |  | 13.2088 |  | 0.30677 | 30.6771 | 0 | 0 | 2014-04-09 05:00 | 15039.8333 | 15.0398
|  | 2014-04-09 11:45:03 | 38.7935 | 3.0097 | 12.0387 | 7.2525 | 7.2525 | 0.72167 | 0.72167 | 1.1105 | 1.1105 | 3.0588 | 3.0588 | 15.078 | 15.078 | 0.46663 | 0.23332 | 0 | 89.8605 | 0 |  |  | 12.8814 |  | 0.31033 | 31.0327 | 0 | 0 | 2014-04-09 05:30 | 15078 | 15.078
|  | 2014-04-09 12:15:01 | 38.4515 | 3.019 | 12.076 | 7.256 | 7.256 | 0.69633 | 0.69633 | 1.1107 | 1.1107 | 3.9392 | 3.9392 | 15.019 | 15.019 | 1.6457 | 0.82285 | 0 | 90.6833 | 0 |  |  | 10.8684 |  | 0.31406 | 31.4058 | 0 | 0 | 2014-04-09 06:00 | 15019 | 15.019
|  | 2014-04-09 12:45:01 | 38.2812 | 3.0615 | 12.246 | 7.2537 | 7.2537 | 0.67233 | 0.67233 | 1.1102 | 1.1102 | 3.9392 | 3.9392 | 15.003 | 15.003 | 1.9432 | 0.9716 | 0 | 91.6549 | 0 |  |  | 11.2663 |  | 0.3199 | 31.9896 | 0 | 0 | 2014-04-09 06:30 | 15003 | 15.003
|  | 2014-04-09 13:15:03 | 38.2837 | 3.1415 | 12.566 | 7.2583 | 7.2583 | 0.67383 | 0.67383 | 1.111 | 1.111 | 3.8636 | 3.8636 | 14.964 | 14.964 | 2.1531 | 1.0766 | 0 | 92.7315 | 0 |  |  | 13.5713 |  | 0.32823 | 32.8234 | 0 | 0 | 2014-04-09 07:00 | 14964 | 14.964
|  | 2014-04-09 13:45:02 | 38.0303 | 3.1972 | 12.7887 | 7.2638 | 7.2638 | 0.68483 | 0.68483 | 1.0777 | 1.0777 | 3.8636 | 3.8636 | 14.8928 | 14.8928 | 2.5411 | 1.2705 | 0 | 94.002 | 0 |  |  | 13.3002 |  | 0.33628 | 33.6275 | 0 | 0 | 2014-04-09 07:30 | 14892.8333 | 14.8928
|  | 2014-04-09 14:15:03 | 38.06 | 3.1387 | 12.5547 | 7.2553 | 7.2553 | 0.6865 | 0.6865 | 1.1063 | 1.1063 | 3.966 | 3.966 | 14.9467 | 14.9467 | 2.4555 | 1.2277 | 0 | 95.2298 | 0 |  |  | 11.5503 |  | 0.32987 | 32.9865 | 0 | 0 | 2014-04-09 08:00 | 14946.6667 | 14.9467
|  | 2014-04-09 14:45:02 | 38.2383 | 3.0678 | 12.2713 | 7.2522 | 7.2522 | 0.6585 | 0.6585 | 1.1062 | 1.1062 | 3.966 | 3.966 | 14.9743 | 14.9743 | 1.9902 | 0.99508 | 0 | 96.2249 | 0 |  |  | 11.1669 |  | 0.32092 | 32.0917 | 0 | 0 | 2014-04-09 08:30 | 14974.3333 | 14.9743
|  | 2014-04-09 15:15:03 | 38.7798 | 3.057 | 12.228 | 7.2507 | 7.2507 | 0.6495 | 0.6495 | 1.0783 | 1.0783 | 3.4672 | 3.4672 | 15.0203 | 15.0203 | 0.9142 | 0.4571 | 0 | 96.682 | 0 |  |  | 12.3503 |  | 0.31532 | 31.5319 | 0 | 0 | 2014-04-09 09:00 | 15020.3333 | 15.0203
|  | 2014-04-09 15:45:03 | 39.5645 | 3.044 | 12.176 | 7.251 | 7.251 | 0.6845 | 0.6845 | 1.0613 | 1.0613 | 3.4672 | 3.4672 | 15.0472 | 15.0472 | 0.1227 | 0.06135 | 0 | 96.7433 | 0 |  |  | 11.4454 |  | 0.30775 | 30.7751 | 0 | 0 | 2014-04-09 09:30 | 15047.1667 | 15.0472
|  | 2014-04-09 16:15:01 | 40.0085 | 3.0265 | 12.106 | 7.2262 | 7.2262 | 0.76133 | 0.76133 | 1.1047 | 1.1047 | 2.4864 | 2.4864 | 15.1275 | 15.1275 | -1.1964 | -0.59822 | 0 | 96.1451 | 0 |  |  | 12.8324 |  | 0.30259 | 30.2586 | 0 | 1.1964 | 2014-04-09 10:00 | 15127.5 | 15.1275
|  | 2014-04-09 16:45:01 | 39.9612 | 2.9005 | 11.602 | 7.1523 | 7.1523 | 0.74533 | 0.74533 | 1.1083 | 1.1083 | 2.4864 | 2.4864 | 15.0473 | 15.0473 | -1.8194 | -0.90972 | 0 | 95.2354 | 0 |  |  | 11.2539 |  | 0.29033 | 29.0332 | 0 | 1.8194 | 2014-04-09 10:30 | 15047.3333 | 15.0473
|  | 2014-04-09 17:15:01 | 39.9697 | 2.7992 | 11.1967 | 7.148 | 7.148 | 0.70767 | 0.70767 | 1.1028 | 1.1028 | 1.7196 | 1.7196 | 15.089 | 15.089 | -3.0059 | -1.5029 | 0 | 93.7324 | 0 |  |  | 12.3163 |  | 0.28013 | 28.0129 | 0 | 3.0059 | 2014-04-09 11:00 | 15089 | 15.089
|  | 2014-04-09 17:45:03 | 39.9235 | 2.6123 | 10.4493 | 7.1513 | 7.1513 | 0.715 | 0.715 | 1.1005 | 1.1005 | 1.7196 | 1.7196 | 15.1113 | 15.1113 | -3.6764 | -1.8382 | 0 | 91.8942 | 0 |  |  | 9.5089 |  | 0.26173 | 26.1734 | 0 | 3.6764 | 2014-04-09 11:30 | 15111.3333 | 15.1113
|  | 2014-04-09 18:15:03 | 39.6807 | 2.5342 | 10.1367 | 7.1445 | 7.1445 | 0.74367 | 0.74367 | 1.1042 | 1.1042 | 0.658 | 0.658 | 14.9772 | 14.9772 | -4.9165 | -2.4582 | 0 | 89.436 | 0 |  |  | 9.9339 |  | 0.25546 | 25.5456 | 0 | 4.9165 | 2014-04-09 12:00 | 14977.1667 | 14.9772
|  | 2014-04-09 18:45:02 | 40.271 | 2.4177 | 9.6707 | 7.1443 | 7.1443 | 0.74767 | 0.74767 | 1.105 | 1.105 | 0.658 | 0.658 | 15.2737 | 15.2737 | -5.6717 | -2.8358 | 0 | 86.6002 | 0 |  |  | 10.3476 |  | 0.24014 | 24.014 | 0 | 5.6717 | 2014-04-09 12:30 | 15273.6667 | 15.2737
|  | 2014-04-09 19:15:02 | 41.389 | 2.3775 | 9.51 | 7.1422 | 7.1422 | 0.72283 | 0.72283 | 1.1105 | 1.1105 | 0.1092 | 0.1092 | 15.5218 | 15.5218 | -7.2725 | -3.6362 | 0 | 82.9639 | 0 |  |  | 10.461 |  | 0.22977 | 22.9771 | 0 | 7.2725 | 2014-04-09 13:00 | 15521.8333 | 15.5218
|  | 2014-04-09 19:45:01 | 40.7558 | 2.2865 | 9.146 | 7.1495 | 7.1495 | 0.71817 | 0.71817 | 1.1065 | 1.1065 | 0.1092 | 0.1092 | 15.5077 | 15.5077 | -7.0188 | -3.5094 | 0 | 79.4545 | 0 |  |  | 9.5118 |  | 0.22441 | 22.441 | 0 | 7.0188 | 2014-04-09 13:30 | 15507.6667 | 15.5077
|  | 2014-04-09 20:15:02 | 39.16 | 2.3367 | 9.3467 | 7.1485 | 7.1485 | 0.682 | 0.682 | 1.0775 | 1.0775 | 0 | 0 | 15.369 | 15.369 | -5.5363 | -2.7682 | 0 | 76.6864 | 0 |  |  | 9.2532 |  | 0.23868 | 23.8679 | 0 | 5.5363 | 2014-04-09 14:00 | 15369 | 15.369
|  | 2014-04-09 20:45:03 | 37.3592 | 2.3227 | 9.2907 | 7.1492 | 7.1492 | 0.63033 | 0.63033 | 1.1077 | 1.1077 | 0 | 0 | 15.1898 | 15.1898 | -3.9915 | -1.9958 | 0 | 74.6906 | 0 |  |  | 8.4545 |  | 0.24869 | 24.8685 | 0 | 3.9915 | 2014-04-09 14:30 | 15189.8333 | 15.1898
|  | 2014-04-09 21:15:01 | 35.2258 | 2.247 | 8.988 | 7.1448 | 7.1448 | 0.655 | 0.655 | 1.1073 | 1.1073 | 0 | 0 | 14.4292 | 14.4292 | -2.9015 | -1.4508 | 0 | 73.2399 | 0 |  |  | 8.7184 |  | 0.25515 | 25.5154 | 0 | 2.9015 | 2014-04-09 15:00 | 14429.1667 | 14.4292
|  | 2014-04-09 21:45:02 | 32.9343 | 2.2538 | 9.0153 | 7.1428 | 7.1428 | 0.63033 | 0.63033 | 1.1062 | 1.1062 | 0 | 0 | 13.4742 | 13.4742 | -1.5655 | -0.78275 | 0 | 72.4571 | 0 |  |  | 8.5646 |  | 0.27374 | 27.3737 | 0 | 1.5655 | 2014-04-09 15:30 | 13474.1667 | 13.4742
|  | 2014-04-09 22:15:03 | 31.2757 | 2.1512 | 8.6047 | 7.1402 | 7.1402 | 0.512 | 0.512 | 1.1038 | 1.1038 | 0 | 0 | 12.9882 | 12.9882 | -0.92683 | -0.46342 | 0 | 71.9937 | 0 |  |  | 8.5186 |  | 0.27512 | 27.5123 | 0 | 0.92683 | 2014-04-09 16:00 | 12988.1667 | 12.9882
|  | 2014-04-09 22:45:02 | 29.8342 | 2.1805 | 8.722 | 7.1403 | 7.1403 | 0.49767 | 0.49767 | 1.0933 | 1.0933 | 0 | 0 | 12.091 | 12.091 | -0.28983 | -0.14492 | 0 | 71.8488 | 0 |  |  | 9.2453 |  | 0.29235 | 29.2349 | 0 | 0.28983 | 2014-04-09 16:30 | 12091 | 12.091
|  | 2014-04-09 23:15:02 | 28.5798 | 2.1343 | 8.5373 | 7.1393 | 7.1393 | 0.4865 | 0.4865 | 1.1008 | 1.1008 | 0 | 0 | 11.2273 | 11.2273 | -0.0885 | -0.04425 | 0 | 71.8045 | 0 |  |  | 9.3057 |  | 0.29872 | 29.8719 | 0 | 0.0885 | 2014-04-09 17:00 | 11227.3333 | 11.2273
|  | 2014-04-09 23:45:03 | 28.1008 | 2.2122 | 8.8487 | 7.137 | 7.137 | 0.52367 | 0.52367 | 1.0965 | 1.0965 | 0 | 0 | 10.8403 | 10.8403 | 0.34533 | 0.17267 | 0 | 71.9772 | 0 |  |  | 9.4681 |  | 0.31489 | 31.489 | 0 | 0 | 2014-04-09 17:30 | 10840.3333 | 10.8403
|  | 2014-04-10 00:15:01 | 28.4343 | 2.3478 | 9.3913 | 7.1272 | 7.1272 | 0.47683 | 0.47683 | 1.0655 | 1.0655 | 0 | 0 | 11.4363 | 11.4363 | 1.0628 | 0.53142 | 0 | 72.5086 | 0 |  |  | 10.2366 |  | 0.33028 | 33.0281 | 0 | 0 | 2014-04-09 18:00 | 11436.3333 | 11.4363
|  | 2014-04-10 00:45:02 | 28.7648 | 2.3975 | 9.59 | 7.1168 | 7.1168 | 0.46367 | 0.46367 | 1.0665 | 1.0665 | 0 | 0 | 11.7247 | 11.7247 | 1.1968 | 0.59842 | 0 | 73.107 | 0 |  |  | 10.0695 |  | 0.33339 | 33.3393 | 0 | 0 | 2014-04-09 18:30 | 11724.6667 | 11.7247
|  | 2014-04-10 01:15:03 | 28.4532 | 2.3947 | 9.5787 | 7.1182 | 7.1182 | 0.46017 | 0.46017 | 1.0658 | 1.0658 | 0 | 0 | 11.3503 | 11.3503 | 1.12 | 0.56 | 0 | 73.667 | 0 |  |  | 9.9618 |  | 0.33665 | 33.6647 | 0 | 0 | 2014-04-09 19:00 | 11350.3333 | 11.3503
|  | 2014-04-10 01:45:02 | 28.2273 | 2.3945 | 9.578 | 7.1122 | 7.1122 | 0.43217 | 0.43217 | 1.066 | 1.066 | 0 | 0 | 11.0215 | 11.0215 | 0.9825 | 0.49125 | 0 | 74.1583 | 0 |  |  | 10.3442 |  | 0.33932 | 33.9317 | 0 | 0 | 2014-04-09 19:30 | 11021.5 | 11.0215
|  | 2014-04-10 02:15:02 | 27.979 | 2.3793 | 9.5173 | 7.1167 | 7.1167 | 0.432 | 0.432 | 1.066 | 1.066 | 0 | 0 | 11.0132 | 11.0132 | 1.1662 | 0.58308 | 0 | 74.7413 | 0 |  |  | 10.2787 |  | 0.34016 | 34.016 | 0 | 0 | 2014-04-09 20:00 | 11013.1667 | 11.0132
|  | 2014-04-10 02:45:02 | 27.6652 | 2.3885 | 9.554 | 7.1115 | 7.1115 | 0.50167 | 0.50167 | 1.067 | 1.067 | 0 | 0 | 10.641 | 10.641 | 1.21 | 0.605 | 0 | 75.3464 | 0 |  |  | 8.6941 |  | 0.34534 | 34.5344 | 0 | 0 | 2014-04-09 20:30 | 10641 | 10.641
|  | 2014-04-10 03:15:02 | 27.564 | 2.2607 | 9.0427 | 7.1087 | 7.1087 | 0.53367 | 0.53367 | 1.0668 | 1.0668 | 0 | 0 | 10.6175 | 10.6175 | 0.80533 | 0.40267 | 0 | 75.749 | 0 |  |  | 9.4044 |  | 0.32806 | 32.8061 | 0 | 0 | 2014-04-09 21:00 | 10617.5 | 10.6175
|  | 2014-04-10 03:45:03 | 27.6243 | 2.2717 | 9.0867 | 7.1203 | 7.1203 | 0.53417 | 0.53417 | 1.0667 | 1.0667 | 0 | 0 | 10.7175 | 10.7175 | 0.901 | 0.4505 | 0 | 76.1995 | 0 |  |  | 9.9953 |  | 0.32894 | 32.8937 | 0 | 0 | 2014-04-09 21:30 | 10717.5 | 10.7175
|  | 2014-04-10 04:15:02 | 28.34 | 2.2142 | 8.8567 | 7.112 | 7.112 | 0.52617 | 0.52617 | 1.0673 | 1.0673 | 0 | 0 | 11.229 | 11.229 | 0.45117 | 0.22558 | 0 | 76.4251 | 0 |  |  | 9.2109 |  | 0.31251 | 31.2515 | 0 | 0 | 2014-04-09 22:00 | 11229 | 11.229
|  | 2014-04-10 04:45:02 | 29.2577 | 2.1813 | 8.7253 | 7.115 | 7.115 | 0.54417 | 0.54417 | 1.0672 | 1.0672 | 0 | 0 | 11.4543 | 11.4543 | -0.35167 | -0.17583 | 0 | 76.2493 | 0 |  |  | 9.1616 |  | 0.29822 | 29.8224 | 0 | 0.35167 | 2014-04-09 22:30 | 11454.3333 | 11.4543
|  | 2014-04-10 05:15:02 | 30.5627 | 2.0147 | 8.0587 | 7.1133 | 7.1133 | 0.5645 | 0.5645 | 1.0665 | 1.0665 | 0 | 0 | 12.8233 | 12.8233 | -0.93633 | -0.46817 | 0 | 75.7811 | 0 |  |  | 7.2528 |  | 0.26368 | 26.3677 | 0 | 0.93633 | 2014-04-09 23:00 | 12823.3333 | 12.8233
|  | 2014-04-10 05:45:02 | 33.1173 | 1.9898 | 7.9593 | 7.1175 | 7.1175 | 0.62583 | 0.62583 | 1.0668 | 1.0668 | 0 | 0 | 13.7003 | 13.7003 | -2.6475 | -1.3238 | 0 | 74.4574 | 0 |  |  | 7.3226 |  | 0.24034 | 24.0337 | 0 | 2.6475 | 2014-04-09 23:30 | 13700.3333 | 13.7003
|  | 2014-04-10 06:15:02 | 36.2483 | 1.8988 | 7.5953 | 7.1117 | 7.1117 | 0.73 | 0.73 | 1.0667 | 1.0667 | 0 | 0 | 14.5137 | 14.5137 | -5.231 | -2.6155 | 0 | 71.8419 | 0 |  |  | 8.2789 |  | 0.20954 | 20.9536 | 0 | 5.231 | 2014-04-10 | 14513.6667 | 14.5137
|  | 2014-04-10 06:45:01 | 38.2085 | 1.64 | 6.56 | 7.1093 | 7.1093 | 0.7345 | 0.7345 | 1.037 | 1.037 | 0 | 0 | 14.9402 | 14.9402 | -7.8275 | -3.9138 | 0 | 67.9281 | 0 |  |  | 6.1008 |  | 0.17169 | 17.169 | 0 | 7.8275 | 2014-04-10 00:30 | 14940.1667 | 14.9402
|  | 2014-04-10 07:15:03 | 39.6623 | 1.5205 | 6.082 | 7.1123 | 7.1123 | 0.73117 | 0.73117 | 1.0567 | 1.0567 | 0.4852 | 0.4852 | 15.0013 | 15.0013 | -9.1936 | -4.5968 | 0 | 63.3313 | 0 |  |  | 5.9604 |  | 0.15334 | 15.3344 | 0 | 9.1936 | 2014-04-10 01:00 | 15001.3333 | 15.0013
|  | 2014-04-10 07:45:03 | 39.8703 | 1.4762 | 5.9047 | 7.0975 | 7.0975 | 0.7265 | 0.7265 | 1.0653 | 1.0653 | 0.4852 | 0.4852 | 15.05 | 15.05 | -9.5411 | -4.7706 | 0 | 58.5607 | 0 |  |  | 6.377 |  | 0.1481 | 14.8097 | 0 | 9.5411 | 2014-04-10 01:30 | 15050 | 15.05
|  | 2014-04-10 08:15:02 | 40.168 | 1.5075 | 6.03 | 6.9733 | 6.9733 | 0.75067 | 0.75067 | 1.068 | 1.068 | 1.3836 | 1.3836 | 15.076 | 15.076 | -8.8864 | -4.4432 | 0 | 54.1175 | 0 |  |  | 6.5124 |  | 0.15012 | 15.0119 | 0 | 8.8864 | 2014-04-10 02:00 | 15076 | 15.076
|  | 2014-04-10 08:45:04 | 39.9312 | 1.5193 | 6.0773 | 6.8753 | 6.8753 | 0.79533 | 0.79533 | 1.0673 | 1.0673 | 1.3836 | 1.3836 | 15.1033 | 15.1033 | -8.6289 | -4.3144 | 0 | 49.8031 | 0 |  |  | 5.5911 |  | 0.1522 | 15.2195 | 0 | 8.6289 | 2014-04-10 02:30 | 15103.3333 | 15.1033
|  | 2014-04-10 09:15:03 | 39.6085 | 1.553 | 6.212 | 6.8613 | 6.8613 | 0.81817 | 0.81817 | 1.0162 | 1.0162 | 1.7228 | 1.7228 | 15.064 | 15.064 | -7.914 | -3.957 | 0 | 45.8461 | 0 |  |  | 6.8332 |  | 0.15684 | 15.6835 | 0 | 7.914 | 2014-04-10 03:00 | 15064 | 15.064
|  | 2014-04-10 09:45:01 | 39.584 | 1.553 | 6.212 | 6.862 | 6.862 | 0.817 | 0.817 | 1.008 | 1.008 | 1.7228 | 1.7228 | 15.064 | 15.064 | -7.8982 | -3.9491 | 0 | 41.897 | 0 |  |  | 5.5908 |  | 0.15693 | 15.6932 | 0 | 7.8982 | 2014-04-10 03:30 | 15064 | 15.064
|  | 2014-04-10 10:15:01 | 39.584 | 1.553 | 6.212 | 6.862 | 6.862 | 0.817 | 0.817 | 1.008 | 1.008 | 2.4192 | 2.4192 | 15.064 | 15.064 | -7.2018 | -3.6009 | 0 | 38.2961 | 0 |  |  | 6.5847 |  | 0.15693 | 15.6932 | 0 | 7.2018 | 2014-04-10 04:00 | 15064 | 15.064
|  | 2014-04-10 10:45:01 | 39.584 | 1.553 | 6.212 | 6.862 | 6.862 | 0.817 | 0.817 | 1.008 | 1.008 | 2.4192 | 2.4192 | 15.064 | 15.064 | -7.2018 | -3.6009 | 0 | 34.6952 | 0 |  |  | 6.7711 |  | 0.15693 | 15.6932 | 0 | 7.2018 | 2014-04-10 04:30 | 15064 | 15.064
|  | 2014-04-10 11:15:01 | 39.584 | 1.5212 | 6.0847 | 6.8332 | 6.8332 | 0.806 | 0.806 | 1.0118 | 1.0118 | 2.5876 | 2.5876 | 14.9282 | 14.9282 | -7.3326 | -3.6663 | 0 | 31.0289 | 0 |  |  | 5.7196 |  | 0.15372 | 15.3715 | 0 | 7.3326 | 2014-04-10 05:00 | 14928.1667 | 14.9282
|  | 2014-04-10 11:45:01 | 39.289 | 1.4422 | 5.7687 | 6.7017 | 6.7017 | 0.6795 | 0.6795 | 1.0317 | 1.0317 | 2.5876 | 2.5876 | 14.615 | 14.615 | -7.9049 | -3.9524 | 0 | 27.0764 | 0 |  |  | 5.5956 |  | 0.14683 | 14.6827 | 0 | 7.9049 | 2014-04-10 05:30 | 14615 | 14.615
|  | 2014-04-10 12:15:01 | 38.945 | 1.5253 | 6.1013 | 6.707 | 6.707 | 0.63483 | 0.63483 | 1.0678 | 1.0678 | 3.5412 | 3.5412 | 14.631 | 14.631 | -6.2618 | -3.1309 | 0 | 23.9455 | 0 |  |  | 5.7353 |  | 0.15667 | 15.6665 | 0 | 6.2618 | 2014-04-10 06:00 | 14631 | 14.631
|  | 2014-04-10 12:45:02 | 38.7768 | 1.5747 | 6.2987 | 6.7055 | 6.7055 | 0.622 | 0.622 | 1.0762 | 1.0762 | 3.5412 | 3.5412 | 14.733 | 14.733 | -5.8003 | -2.9002 | 0 | 21.0454 | 0 |  |  | 6.4876 |  | 0.16243 | 16.2434 | 0 | 5.8003 | 2014-04-10 06:30 | 14733 | 14.733
|  | 2014-04-10 13:15:02 | 38.6703 | 1.5312 | 6.1247 | 6.7093 | 6.7093 | 0.64017 | 0.64017 | 1.0835 | 1.0835 | 2.3352 | 2.3352 | 14.6567 | 14.6567 | -7.1208 | -3.5604 | 0 | 17.485 | 0 |  |  | 6.7371 |  | 0.15838 | 15.8382 | 0 | 7.1208 | 2014-04-10 07:00 | 14656.6667 | 14.6567
|  | 2014-04-10 13:45:01 | 38.519 | 1.5548 | 6.2193 | 6.7052 | 6.7052 | 0.65433 | 0.65433 | 1.059 | 1.059 | 2.3352 | 2.3352 | 14.5572 | 14.5572 | -6.9888 | -3.4944 | 0 | 13.9906 | 0 |  |  | 6.4681 |  | 0.16146 | 16.1461 | 0 | 6.9888 | 2014-04-10 07:30 | 14557.1667 | 14.5572
|  | 2014-04-10 14:15:02 | 38.5728 | 1.5158 | 6.0633 | 6.7018 | 6.7018 | 0.70867 | 0.70867 | 1.0623 | 1.0623 | 2.508 | 2.508 | 14.2697 | 14.2697 | -7.259 | -3.6295 | 0 | 10.3611 | 0 |  |  | 6.124 |  | 0.15719 | 15.7192 | 0 | 7.259 | 2014-04-10 08:00 | 14269.6667 | 14.2697
|  | 2014-04-10 14:45:02 | 38.7572 | 1.5088 | 6.0353 | 6.7018 | 6.7018 | 0.70467 | 0.70467 | 1.0672 | 1.0672 | 2.508 | 2.508 | 14.2812 | 14.2812 | -7.459 | -3.7295 | 0 | 6.6316 | 0 |  |  | 6.5785 |  | 0.15572 | 15.5722 | 0 | 7.459 | 2014-04-10 08:30 | 14281.1667 | 14.2812
|  | 2014-04-10 15:15:02 | 39.2392 | 1.3822 | 5.5287 | 6.7008 | 6.7008 | 0.71233 | 0.71233 | 1.0588 | 1.0588 | 1.8544 | 1.8544 | 14.3385 | 14.3385 | -9.0456 | -4.5228 | 0 | 2.1088 | 0 |  |  | 5.3628 |  | 0.1409 | 14.0897 | 0 | 9.0456 | 2014-04-10 09:00 | 14338.5 | 14.3385
|  | 2014-04-10 15:45:03 | 39.9125 | 1.3588 | 5.4353 | 6.7067 | 6.7067 | 0.74233 | 0.74233 | 1.0687 | 1.0687 | 1.8544 | 1.8544 | 14.3697 | 14.3697 | -9.7354 | -4.8677 | 0 | 0 | 0 |  |  | 5.0005 |  | 0.13618 | 13.6181 | 0 | 4.2175 | 2014-04-10 09:30 | 14369.6667 | 14.3697
|  | 2014-04-10 16:15:03 | 40.3325 | 1.3742 | 5.4967 | 6.7747 | 6.7747 | 0.76683 | 0.76683 | 1.0758 | 1.0758 | 1.3348 | 1.3348 | 14.3488 | 14.3488 | -10.5349 | -5.2674 | 4.8677 | 0 | 0 |  |  | 5.9914 |  | 0.13628 | 13.6284 | 9.7354 | 0 | 2014-04-10 10:00 | 14348.8333 | 14.3488
|  | 2014-04-10 16:45:02 | 40.3967 | 1.3327 | 5.3307 | 6.849 | 6.849 | 0.76167 | 0.76167 | 1.0738 | 1.0738 | 1.3348 | 1.3348 | 14.3233 | 14.3233 | -10.7234 | -5.3617 | 5.2674 | 0 | 0 |  |  | 5.2241 |  | 0.13196 | 13.1958 | 10.5349 | 0 | 2014-04-10 10:30 | 14323.3333 | 14.3233
|  | 2014-04-10 17:15:03 | 40.2708 | 1.3338 | 5.3353 | 6.8547 | 6.8547 | 0.76333 | 0.76333 | 1.0503 | 1.0503 | 1.1872 | 1.1872 | 14.4062 | 14.4062 | -10.6738 | -5.3369 | 5.3617 | 0 | 0 |  |  | 5.8689 |  | 0.13249 | 13.2486 | 10.7234 | 0 | 2014-04-10 11:00 | 14406.1667 | 14.4062
|  | 2014-04-10 17:45:03 | 40.1075 | 1.2743 | 5.0973 | 6.851 | 6.851 | 0.787 | 0.787 | 1.0758 | 1.0758 | 1.1872 | 1.1872 | 14.5597 | 14.5597 | -10.5495 | -5.2747 | 5.3369 | 0 | 0 |  |  | 4.8425 |  | 0.12709 | 12.7092 | 10.6738 | 0 | 2014-04-10 11:30 | 14559.6667 | 14.5597
|  | 2014-04-10 18:15:02 | 39.92 | 1.1697 | 4.6787 | 6.7393 | 6.7393 | 0.8325 | 0.8325 | 1.0742 | 1.0742 | 0.4144 | 0.4144 | 14.6583 | 14.6583 | -11.5226 | -5.7613 | 5.2747 | 0 | 0 |  |  | 4.3979 |  | 0.1172 | 11.7201 | 10.5495 | 0 | 2014-04-10 12:00 | 14658.3333 | 14.6583
|  | 2014-04-10 18:45:03 | 40.2697 | 1.0853 | 4.3413 | 6.6345 | 6.6345 | 0.8355 | 0.8355 | 1.0738 | 1.0738 | 0.4144 | 0.4144 | 14.7358 | 14.7358 | -12.2343 | -6.1171 | 5.7613 | 0 | 0 |  |  | 4.2979 |  | 0.10781 | 10.7807 | 11.5226 | 0 | 2014-04-10 12:30 | 14735.8333 | 14.7358
|  | 2014-04-10 19:15:03 | 41.0562 | 1.0457 | 4.1827 | 6.6372 | 6.6372 | 0.83117 | 0.83117 | 1.0732 | 1.0732 | 0.064 | 0.064 | 14.8257 | 14.8257 | -13.4423 | -6.7212 | 6.1171 | 0 | 0 |  |  | 4.3081 |  | 0.10188 | 10.1877 | 12.2343 | 0 | 2014-04-10 13:00 | 14825.6667 | 14.8257
|  | 2014-04-10 19:45:01 | 40.6762 | 0.99683 | 3.9873 | 6.6907 | 6.6907 | 0.81567 | 0.81567 | 1.0743 | 1.0743 | 0.064 | 0.064 | 14.8958 | 14.8958 | -13.1483 | -6.5742 | 6.7212 | 0 | 0 |  |  | 4.2664 |  | 0.098026 | 9.8026 | 13.4423 | 0 | 2014-04-10 13:30 | 14895.8333 | 14.8958
|  | 2014-04-10 20:15:02 | 39.099 | 0.961 | 3.844 | 6.7025 | 6.7025 | 0.77633 | 0.77633 | 1.0755 | 1.0755 | 0 | 0 | 14.9028 | 14.9028 | -11.7978 | -5.8989 | 6.5742 | 0 | 0 |  |  | 3.844 |  | 0.098315 | 9.8315 | 13.1483 | 0 | 2014-04-10 14:00 | 14902.8333 | 14.9028
|  | 2014-04-10 20:45:02 | 37.3298 | 0.94117 | 3.7647 | 6.7583 | 6.7583 | 0.6605 | 0.6605 | 1.0642 | 1.0642 | 0 | 0 | 14.8637 | 14.8637 | -10.2185 | -5.1092 | 5.8989 | 0 | 0 |  |  | 3.9153 |  | 0.10085 | 10.0849 | 11.7978 | 0 | 2014-04-10 14:30 | 14863.6667 | 14.8637
|  | 2014-04-10 21:15:02 | 35.2807 | 0.97533 | 3.9013 | 6.8395 | 6.8395 | 0.63483 | 0.63483 | 0.86617 | 0.86617 | 0 | 0 | 14.788 | 14.788 | -8.2508 | -4.1254 | 5.1092 | 0 | 0 |  |  | 3.7453 |  | 0.11058 | 11.058 | 10.2185 | 0 | 2014-04-10 15:00 | 14788 | 14.788
|  | 2014-04-10 21:45:02 | 33.294 | 0.95433 | 3.8173 | 6.7468 | 6.7468 | 0.67833 | 0.67833 | 0.70767 | 0.70767 | 0 | 0 | 14.4787 | 14.4787 | -6.8652 | -3.4326 | 4.1254 | 0 | 0 |  |  | 3.741 |  | 0.11466 | 11.4655 | 8.2508 | 0 | 2014-04-10 15:30 | 14478.6667 | 14.4787
|  | 2014-04-10 22:15:02 | 31.7683 | 0.86183 | 3.4473 | 6.7185 | 6.7185 | 0.74 | 0.74 | 0.70567 | 0.70567 | 0 | 0 | 14.0052 | 14.0052 | -6.1517 | -3.0758 | 3.4326 | 0 | 0 |  |  | 3.3784 |  | 0.10851 | 10.8515 | 6.8652 | 0 | 2014-04-10 16:00 | 14005.1667 | 14.0052
|  | 2014-04-10 22:45:03 | 30.474 | 0.8065 | 3.226 | 6.7132 | 6.7132 | 0.69883 | 0.69883 | 0.7045 | 0.7045 | 0 | 0 | 13.5333 | 13.5333 | -5.5982 | -2.7991 | 3.0758 | 0 | 0 |  |  | 3.3873 |  | 0.10586 | 10.5861 | 6.1517 | 0 | 2014-04-10 16:30 | 13533.3333 | 13.5333
|  | 2014-04-10 23:15:02 | 29.1817 | 0.76767 | 3.0707 | 6.713 | 6.713 | 0.60483 | 0.60483 | 0.7025 | 0.7025 | 0 | 0 | 13.1662 | 13.1662 | -4.9245 | -2.4622 | 2.7991 | 0 | 0 |  |  | 3.0707 |  | 0.10523 | 10.5226 | 5.5982 | 0 | 2014-04-10 17:00 | 13166.1667 | 13.1662
|  | 2014-04-10 23:45:01 | 28.4627 | 0.83383 | 3.3353 | 6.726 | 6.726 | 0.589 | 0.589 | 0.698 | 0.698 | 0 | 0 | 12.7507 | 12.7507 | -4.3637 | -2.1818 | 2.4622 | 0 | 0 |  |  | 3.0352 |  | 0.11718 | 11.7183 | 4.9245 | 0 | 2014-04-10 17:30 | 12750.6667 | 12.7507
|  | 2014-04-11 00:15:02 | 28.712 | 0.93333 | 3.7333 | 6.731 | 6.731 | 0.54783 | 0.54783 | 0.698 | 0.698 | 0 | 0 | 12.8777 | 12.8777 | -4.1242 | -2.0621 | 2.1818 | 0 | 0 |  |  | 3.808 |  | 0.13003 | 13.0027 | 4.3637 | 0 | 2014-04-10 18:00 | 12877.6667 | 12.8777
|  | 2014-04-11 00:45:01 | 28.9725 | 0.92317 | 3.6927 | 6.7263 | 6.7263 | 0.54917 | 0.54917 | 0.70267 | 0.70267 | 0 | 0 | 13.0312 | 13.0312 | -4.2705 | -2.1352 | 2.0621 | 0 | 0 |  |  | 3.8404 |  | 0.12745 | 12.7454 | 4.1242 | 0 | 2014-04-10 18:30 | 13031.1667 | 13.0312
|  | 2014-04-11 01:15:03 | 28.7237 | 0.8855 | 3.542 | 6.7233 | 6.7233 | 0.54833 | 0.54833 | 0.703 | 0.703 | 0 | 0 | 12.74 | 12.74 | -4.467 | -2.2335 | 2.1352 | 0 | 0 |  |  | 3.3649 |  | 0.12331 | 12.3313 | 4.2705 | 0 | 2014-04-10 19:00 | 12740 | 12.74
|  | 2014-04-11 01:45:01 | 28.4817 | 0.89367 | 3.5747 | 6.7322 | 6.7322 | 0.54617 | 0.54617 | 0.70167 | 0.70167 | 0 | 0 | 12.6502 | 12.6502 | -4.2768 | -2.1384 | 2.2335 | 0 | 0 |  |  | 3.2172 |  | 0.12551 | 12.5508 | 4.467 | 0 | 2014-04-10 19:30 | 12650.1667 | 12.6502
|  | 2014-04-11 02:15:03 | 28.3615 | 0.865 | 3.46 | 6.6862 | 6.6862 | 0.54767 | 0.54767 | 0.70633 | 0.70633 | 0 | 0 | 12.502 | 12.502 | -4.4593 | -2.2297 | 2.1384 | 0 | 0 |  |  | 3.7022 |  | 0.122 | 12.1996 | 4.2768 | 0 | 2014-04-10 20:00 | 12502 | 12.502
|  | 2014-04-11 02:45:02 | 27.903 | 0.814 | 3.256 | 6.5328 | 6.5328 | 0.54733 | 0.54733 | 0.70583 | 0.70583 | 0 | 0 | 12.3842 | 12.3842 | -4.4768 | -2.2384 | 2.2297 | 0 | 0 |  |  | 3.2886 |  | 0.11669 | 11.669 | 4.4593 | 0 | 2014-04-10 20:30 | 12384.1667 | 12.3842
|  | 2014-04-11 03:15:02 | 27.7792 | 0.80733 | 3.2293 | 6.5863 | 6.5863 | 0.54617 | 0.54617 | 0.7055 | 0.7055 | 0 | 0 | 12.0522 | 12.0522 | -4.6597 | -2.3298 | 2.2384 | 0 | 0 |  |  | 3.2293 |  | 0.11625 | 11.625 | 4.4768 | 0 | 2014-04-10 21:00 | 12052.1667 | 12.0522
|  | 2014-04-11 03:45:02 | 27.901 | 0.8225 | 3.29 | 6.6335 | 6.6335 | 0.54717 | 0.54717 | 0.70583 | 0.70583 | 0 | 0 | 12.1845 | 12.1845 | -4.54 | -2.27 | 2.3298 | 0 | 0 |  |  | 3.2242 |  | 0.11792 | 11.7917 | 4.6597 | 0 | 2014-04-10 21:30 | 12184.5 | 12.1845
|  | 2014-04-11 04:15:02 | 28.6162 | 0.84417 | 3.3767 | 6.6932 | 6.6932 | 0.548 | 0.548 | 0.70533 | 0.70533 | 0 | 0 | 12.9242 | 12.9242 | -4.3688 | -2.1844 | 2.27 | 0 | 0 |  |  | 3.478 |  | 0.118 | 11.7999 | 4.54 | 0 | 2014-04-10 22:00 | 12924.1667 | 12.9242
|  | 2014-04-11 04:45:03 | 29.6412 | 0.80333 | 3.2133 | 6.8622 | 6.8622 | 0.548 | 0.548 | 0.706 | 0.706 | 0 | 0 | 13.4325 | 13.4325 | -4.8792 | -2.4396 | 2.1844 | 0 | 0 |  |  | 3.1812 |  | 0.10841 | 10.8408 | 4.3688 | 0 | 2014-04-10 22:30 | 13432.5 | 13.4325
|  | 2014-04-11 05:15:01 | 30.8075 | 0.80833 | 3.2333 | 6.8755 | 6.8755 | 0.54517 | 0.54517 | 0.70683 | 0.70683 | 0 | 0 | 12.8982 | 12.8982 | -6.5485 | -3.2743 | 2.4396 | 0 | 0 |  |  | 3.5243 |  | 0.10495 | 10.4953 | 4.8792 | 0 | 2014-04-10 23:00 | 12898.1667 | 12.8982
|  | 2014-04-11 05:45:03 | 32.799 | 0.79567 | 3.1827 | 6.923 | 6.923 | 0.604 | 0.604 | 0.70683 | 0.70683 | 0 | 0 | 13.3158 | 13.3158 | -8.0667 | -4.0333 | 3.2743 | 0 | 0 |  |  | 3.2781 |  | 0.097035 | 9.7035 | 6.5485 | 0 | 2014-04-10 23:30 | 13315.8333 | 13.3158
|  | 2014-04-11 06:15:02 | 36.199 | 0.76083 | 3.0433 | 6.9328 | 6.9328 | 0.77333 | 0.77333 | 0.70717 | 0.70717 | 0 | 0 | 14.5677 | 14.5677 | -10.1747 | -5.0873 | 4.0333 | 0 | 0 |  |  | 2.7694 |  | 0.084072 | 8.4072 | 8.0667 | 0 | 2014-04-11 | 14567.6667 | 14.5677
|  | 2014-04-11 06:45:03 | 38.1415 | 0.7115 | 2.846 | 6.9293 | 6.9293 | 0.77417 | 0.77417 | 0.707 | 0.707 | 0 | 0 | 14.9263 | 14.9263 | -11.9587 | -5.9793 | 5.0873 | 0 | 0 |  |  | 2.7891 |  | 0.074617 | 7.4617 | 10.1747 | 0 | 2014-04-11 00:30 | 14926.3333 | 14.9263
|  | 2014-04-11 07:15:01 | 39.601 | 0.678 | 2.712 | 6.9268 | 6.9268 | 0.77217 | 0.77217 | 0.70617 | 0.70617 | 0.592 | 0.592 | 14.9442 | 14.9442 | -12.9477 | -6.4738 | 5.9793 | 0 | 0 |  |  | 2.5493 |  | 0.068483 | 6.8483 | 11.9587 | 0 | 2014-04-11 01:00 | 14944.1667 | 14.9442
|  | 2014-04-11 07:45:03 | 39.808 | 0.7125 | 2.85 | 6.9268 | 6.9268 | 0.77917 | 0.77917 | 0.70617 | 0.70617 | 0.592 | 0.592 | 14.8383 | 14.8383 | -13.1155 | -6.5577 | 6.4738 | 0 | 0 |  |  | 2.679 |  | 0.071594 | 7.1594 | 12.9477 | 0 | 2014-04-11 01:30 | 14838.3333 | 14.8383
|  | 2014-04-11 08:15:02 | 40.1215 | 0.75667 | 3.0267 | 6.9565 | 6.9565 | 0.86283 | 0.86283 | 0.7065 | 0.7065 | 1.3392 | 1.3392 | 14.7473 | 14.7473 | -12.4825 | -6.2412 | 6.5577 | 0 | 0 |  |  | 2.9661 |  | 0.075438 | 7.5438 | 13.1155 | 0 | 2014-04-11 02:00 | 14747.3333 | 14.7473
|  | 2014-04-11 08:45:02 | 39.8935 | 0.8685 | 3.474 | 6.954 | 6.954 | 0.86483 | 0.86483 | 0.70233 | 0.70233 | 1.3392 | 1.3392 | 14.7517 | 14.7517 | -11.8075 | -5.9037 | 6.2412 | 0 | 0 |  |  | 3.7867 |  | 0.087082 | 8.7082 | 12.4825 | 0 | 2014-04-11 02:30 | 14751.6667 | 14.7517
|  | 2014-04-11 09:15:01 | 39.4518 | 1.0122 | 4.0487 | 6.9598 | 6.9598 | 0.8655 | 0.8655 | 0.70267 | 0.70267 | 1.808 | 1.808 | 14.718 | 14.718 | -10.3492 | -5.1746 | 5.9037 | 0 | 0 |  |  | 4.0892 |  | 0.10262 | 10.2623 | 11.8075 | 0 | 2014-04-11 03:00 | 14718 | 14.718
|  | 2014-04-11 09:45:03 | 39.1588 | 1.1165 | 4.466 | 6.8887 | 6.8887 | 0.83333 | 0.83333 | 0.70217 | 0.70217 | 1.808 | 1.808 | 14.7558 | 14.7558 | -9.7048 | -4.8524 | 5.1746 | 0 | 0 |  |  | 4.8233 |  | 0.11405 | 11.4048 | 10.3492 | 0 | 2014-04-11 03:30 | 14755.8333 | 14.7558
|  | 2014-04-11 10:15:02 | 39.0262 | 1.2165 | 4.866 | 6.5953 | 6.5953 | 0.73317 | 0.73317 | 0.689 | 0.689 | 2.2572 | 2.2572 | 14.7842 | 14.7842 | -9.1013 | -4.5506 | 4.8524 | 0 | 0 |  |  | 4.4281 |  | 0.12469 | 12.4686 | 9.7048 | 0 | 2014-04-11 04:00 | 14784.1667 | 14.7842
|  | 2014-04-11 10:45:01 | 38.935 | 1.3043 | 5.2173 | 6.502 | 6.502 | 0.66367 | 0.66367 | 0.70183 | 0.70183 | 2.2572 | 2.2572 | 14.8347 | 14.8347 | -8.7583 | -4.3792 | 4.5506 | 0 | 0 |  |  | 5.2695 |  | 0.134 | 13.4001 | 9.1013 | 0 | 2014-04-11 04:30 | 14834.6667 | 14.8347
|  | 2014-04-11 11:15:02 | 38.6485 | 1.4257 | 5.7027 | 6.5045 | 6.5045 | 0.66567 | 0.66567 | 0.704 | 0.704 | 2.7744 | 2.7744 | 14.8805 | 14.8805 | -7.4168 | -3.7084 | 4.3792 | 0 | 0 |  |  | 5.9878 |  | 0.14755 | 14.7552 | 8.7583 | 0 | 2014-04-11 05:00 | 14880.5 | 14.8805
|  | 2014-04-11 11:45:02 | 38.1597 | 1.4773 | 5.9093 | 6.5093 | 6.5093 | 0.66367 | 0.66367 | 0.70417 | 0.70417 | 2.7744 | 2.7744 | 14.8615 | 14.8615 | -6.7373 | -3.3686 | 3.7084 | 0 | 0 |  |  | 6.3821 |  | 0.15486 | 15.4858 | 7.4168 | 0 | 2014-04-11 05:30 | 14861.5 | 14.8615
|  | 2014-04-11 12:15:02 | 37.6953 | 1.5315 | 6.126 | 6.6673 | 6.6673 | 0.6635 | 0.6635 | 0.70233 | 0.70233 | 4.1332 | 4.1332 | 14.8667 | 14.8667 | -4.5363 | -2.2681 | 3.3686 | 0 | 0 |  |  | 5.8197 |  | 0.16251 | 16.2513 | 6.7373 | 0 | 2014-04-11 06:00 | 14866.6667 | 14.8667
|  | 2014-04-11 12:45:02 | 37.2432 | 1.5432 | 6.1727 | 6.7437 | 6.7437 | 0.6615 | 0.6615 | 0.7015 | 0.7015 | 4.1332 | 4.1332 | 14.8667 | 14.8667 | -3.964 | -1.982 | 2.2681 | 0 | 0 |  |  | 5.6789 |  | 0.16574 | 16.574 | 4.5363 | 0 | 2014-04-11 06:30 | 14866.6667 | 14.8667
|  | 2014-04-11 13:15:01 | 36.8187 | 1.6472 | 6.5887 | 6.7448 | 6.7448 | 0.65017 | 0.65017 | 0.6915 | 0.6915 | 3.1992 | 3.1992 | 14.8363 | 14.8363 | -4.108 | -2.054 | 1.982 | 0 | 0 |  |  | 6.7863 |  | 0.17895 | 17.8949 | 3.964 | 0 | 2014-04-11 07:00 | 14836.3333 | 14.8363
|  | 2014-04-11 13:45:02 | 36.4825 | 1.7857 | 7.1427 | 6.7437 | 6.7437 | 0.64517 | 0.64517 | 0.69483 | 0.69483 | 3.1992 | 3.1992 | 14.8565 | 14.8565 | -3.2005 | -1.6002 | 2.054 | 0 | 0 |  |  | 7.1427 |  | 0.19578 | 19.5783 | 4.108 | 0 | 2014-04-11 07:30 | 14856.5 | 14.8565
|  | 2014-04-11 14:15:02 | 36.2503 | 1.7813 | 7.1253 | 6.7418 | 6.7418 | 0.64433 | 0.64433 | 0.695 | 0.695 | 2.66 | 2.66 | 14.8102 | 14.8102 | -3.5737 | -1.7868 | 1.6002 | 0 | 0 |  |  | 7.4103 |  | 0.19656 | 19.6559 | 3.2005 | 0 | 2014-04-11 08:00 | 14810.1667 | 14.8102
|  | 2014-04-11 14:45:01 | 36.2492 | 1.8703 | 7.4813 | 6.7532 | 6.7532 | 0.63283 | 0.63283 | 0.69617 | 0.69617 | 2.66 | 2.66 | 14.8617 | 14.8617 | -3.164 | -1.582 | 1.7868 | 0 | 0 |  |  | 7.0325 |  | 0.20639 | 20.6386 | 3.5737 | 0 | 2014-04-11 08:30 | 14861.6667 | 14.8617
|  | 2014-04-11 15:15:02 | 36.7213 | 1.9103 | 7.6413 | 6.748 | 6.748 | 0.6305 | 0.6305 | 0.696 | 0.696 | 2.6624 | 2.6624 | 14.8405 | 14.8405 | -3.5026 | -1.7513 | 1.582 | 0 | 0 |  |  | 7.6413 |  | 0.20809 | 20.809 | 3.164 | 0 | 2014-04-11 09:00 | 14840.5 | 14.8405
|  | 2014-04-11 15:45:02 | 37.2963 | 1.939 | 7.756 | 6.7562 | 6.7562 | 0.63033 | 0.63033 | 0.711 | 0.711 | 2.6624 | 2.6624 | 14.807 | 14.807 | -3.9734 | -1.9867 | 1.7513 | 0 | 0 |  |  | 7.1355 |  | 0.20796 | 20.7956 | 3.5026 | 0 | 2014-04-11 09:30 | 14807 | 14.807
|  | 2014-04-11 16:15:03 | 37.7225 | 1.9038 | 7.6153 | 6.7515 | 6.7515 | 0.61583 | 0.61583 | 0.71133 | 0.71133 | 2.2564 | 2.2564 | 14.8637 | 14.8637 | -4.9084 | -2.4542 | 1.9867 | 0 | 0 |  |  | 6.8538 |  | 0.20188 | 20.1878 | 3.9734 | 0 | 2014-04-11 10:00 | 14863.6667 | 14.8637
|  | 2014-04-11 16:45:04 | 37.782 | 1.8213 | 7.2853 | 6.756 | 6.756 | 0.62 | 0.62 | 0.6875 | 0.6875 | 2.2564 | 2.2564 | 14.8563 | 14.8563 | -5.3204 | -2.6602 | 2.4542 | 0 | 0 |  |  | 7.2853 |  | 0.19283 | 19.2826 | 4.9084 | 0 | 2014-04-11 10:30 | 14856.3333 | 14.8563
|  | 2014-04-11 17:15:03 | 37.736 | 1.7572 | 7.0287 | 6.7558 | 6.7558 | 0.64517 | 0.64517 | 0.68967 | 0.68967 | 1.4272 | 1.4272 | 14.9373 | 14.9373 | -6.2521 | -3.1261 | 2.6602 | 0 | 0 |  |  | 7.7315 |  | 0.18626 | 18.6259 | 5.3204 | 0 | 2014-04-11 11:00 | 14937.3333 | 14.9373
|  | 2014-04-11 17:45:02 | 37.8083 | 1.7448 | 6.9793 | 6.6487 | 6.6487 | 0.6845 | 0.6845 | 0.687 | 0.687 | 1.4272 | 1.4272 | 14.9678 | 14.9678 | -6.4138 | -3.2069 | 3.1261 | 0 | 0 |  |  | 7.6773 |  | 0.1846 | 18.4598 | 6.2521 | 0 | 2014-04-11 11:30 | 14967.8333 | 14.9678
|  | 2014-04-11 18:15:03 | 37.6185 | 1.6808 | 6.7233 | 6.5853 | 6.5853 | 0.6865 | 0.6865 | 0.687 | 0.687 | 0.412 | 0.412 | 14.8598 | 14.8598 | -7.6645 | -3.8322 | 3.2069 | 0 | 0 |  |  | 7.1267 |  | 0.17872 | 17.8724 | 6.4138 | 0 | 2014-04-11 12:00 | 14859.8333 | 14.8598
|  | 2014-04-11 18:45:03 | 38.0122 | 1.7317 | 6.9267 | 6.5937 | 6.5937 | 0.68733 | 0.68733 | 0.68433 | 0.68433 | 0.412 | 0.412 | 14.7992 | 14.7992 | -7.909 | -3.9545 | 3.8322 | 0 | 0 |  |  | 6.7881 |  | 0.18222 | 18.2222 | 7.6645 | 0 | 2014-04-11 12:30 | 14799.1667 | 14.7992
|  | 2014-04-11 19:15:03 | 38.9663 | 1.761 | 7.044 | 6.6263 | 6.6263 | 0.68083 | 0.68083 | 0.69033 | 0.69033 | 0.032 | 0.032 | 14.927 | 14.927 | -8.9658 | -4.4829 | 3.9545 | 0 | 0 |  |  | 6.9031 |  | 0.18077 | 18.0771 | 7.909 | 0 | 2014-04-11 13:00 | 14927 | 14.927
|  | 2014-04-11 19:45:02 | 38.464 | 1.8872 | 7.5487 | 6.8792 | 6.8792 | 0.6645 | 0.6645 | 0.69017 | 0.69017 | 0.032 | 0.032 | 14.9968 | 14.9968 | -7.6527 | -3.8263 | 4.4829 | 0 | 0 |  |  | 8.1526 |  | 0.19625 | 19.6253 | 8.9658 | 0 | 2014-04-11 13:30 | 14996.8333 | 14.9968
|  | 2014-04-11 20:15:03 | 37.2363 | 1.8587 | 7.4347 | 6.9473 | 6.9473 | 0.5965 | 0.5965 | 0.6915 | 0.6915 | 0 | 0 | 14.8457 | 14.8457 | -6.7207 | -3.3603 | 3.8263 | 0 | 0 |  |  | 7.9551 |  | 0.19966 | 19.9662 | 7.6527 | 0 | 2014-04-11 14:00 | 14845.6667 | 14.8457
|  | 2014-04-11 20:45:02 | 35.5093 | 1.941 | 7.764 | 7.0117 | 7.0117 | 0.58333 | 0.58333 | 0.68917 | 0.68917 | 0 | 0 | 14.5415 | 14.5415 | -4.9197 | -2.4598 | 3.3603 | 0 | 0 |  |  | 8.0746 |  | 0.21865 | 21.8647 | 6.7207 | 0 | 2014-04-11 14:30 | 14541.5 | 14.5415
|  | 2014-04-11 21:15:03 | 33.7675 | 2.1328 | 8.5313 | 7.012 | 7.012 | 0.594 | 0.594 | 0.68767 | 0.68767 | 0 | 0 | 13.7337 | 13.7337 | -3.2088 | -1.6044 | 2.4598 | 0 | 0 |  |  | 8.8726 |  | 0.25265 | 25.2649 | 4.9197 | 0 | 2014-04-11 15:00 | 13733.6667 | 13.7337
|  | 2014-04-11 21:45:02 | 31.6658 | 2.19 | 8.76 | 7.0127 | 7.0127 | 0.52767 | 0.52767 | 0.68467 | 0.68467 | 0 | 0 | 12.4897 | 12.4897 | -2.1912 | -1.0956 | 1.6044 | 0 | 0 |  |  | 8.322 |  | 0.27664 | 27.6639 | 3.2088 | 0 | 2014-04-11 15:30 | 12489.6667 | 12.4897
|  | 2014-04-11 22:15:01 | 29.5703 | 2.4643 | 9.8573 | 6.984 | 6.984 | 0.47917 | 0.47917 | 0.68383 | 0.68383 | 0 | 0 | 11.505 | 11.505 | -0.061 | -0.0305 | 1.0956 | 0 | 0 |  |  | 10.2516 |  | 0.33335 | 33.3352 | 2.1912 | 0 | 2014-04-11 16:00 | 11505 | 11.505
|  | 2014-04-11 22:45:02 | 28.323 | 2.6778 | 10.7113 | 6.8728 | 6.8728 | 0.47833 | 0.47833 | 0.6895 | 0.6895 | 0 | 0 | 10.5617 | 10.5617 | 0.99067 | 0.49533 | 0.0305 | 0.49533 | 0 |  |  | 10.6042 |  | 0.37818 | 37.8185 | 0.061 | 0 | 2014-04-11 16:30 | 10561.6667 | 10.5617
|  | 2014-04-11 23:15:03 | 27.5355 | 2.8287 | 11.3147 | 6.7828 | 6.7828 | 0.43467 | 0.43467 | 0.6825 | 0.6825 | 0 | 0 | 10.1957 | 10.1957 | 1.8748 | 0.93742 | 0 | 1.4328 | 0 |  |  | 10.7489 |  | 0.41091 | 41.0912 | 0 | 0 | 2014-04-11 17:00 | 10195.6667 | 10.1957
|  | 2014-04-11 23:45:03 | 26.9513 | 2.7528 | 11.0113 | 6.769 | 6.769 | 0.4275 | 0.4275 | 0.6945 | 0.6945 | 0 | 0 | 10.1017 | 10.1017 | 2.0527 | 1.0263 | 0 | 2.4591 | 0 |  |  | 12.1125 |  | 0.40856 | 40.8564 | 0 | 0 | 2014-04-11 17:30 | 10101.6667 | 10.1017
|  | 2014-04-12 00:15:04 | 26.9923 | 2.8702 | 11.4807 | 6.774 | 6.774 | 0.3935 | 0.3935 | 0.69067 | 0.69067 | 0 | 0 | 10.4915 | 10.4915 | 2.838 | 1.419 | 0 | 3.8781 | 0 |  |  | 11.2511 |  | 0.42533 | 42.5331 | 0 | 0 | 2014-04-11 18:00 | 10491.5 | 10.4915
|  | 2014-04-12 00:45:02 | 27.3718 | 2.7575 | 11.03 | 6.7003 | 6.7003 | 0.38667 | 0.38667 | 0.69433 | 0.69433 | 0 | 0 | 10.8007 | 10.8007 | 2.2402 | 1.1201 | 0 | 4.9982 | 0 |  |  | 11.5815 |  | 0.40297 | 40.2969 | 0 | 0 | 2014-04-11 18:30 | 10800.6667 | 10.8007
|  | 2014-04-12 01:15:03 | 26.893 | 2.7918 | 11.1673 | 6.6578 | 6.6578 | 0.376 | 0.376 | 0.68383 | 0.68383 | 0 | 0 | 10.427 | 10.427 | 2.419 | 1.2095 | 0 | 6.2077 | 0 |  |  | 12.1724 |  | 0.41525 | 41.5251 | 0 | 0 | 2014-04-11 19:00 | 10427 | 10.427
|  | 2014-04-12 01:45:02 | 26.3688 | 2.8665 | 11.466 | 6.7087 | 6.7087 | 0.3755 | 0.3755 | 0.6845 | 0.6845 | 0 | 0 | 9.9535 | 9.9535 | 2.8193 | 1.4097 | 0 | 7.6173 | 0 |  |  | 12.0393 |  | 0.43483 | 43.4832 | 0 | 0 | 2014-04-11 19:30 | 9953.5 | 9.9535
|  | 2014-04-12 02:15:02 | 25.8652 | 2.8592 | 11.4367 | 6.7153 | 6.7153 | 0.37467 | 0.37467 | 0.68633 | 0.68633 | 0 | 0 | 9.6552 | 9.6552 | 3.003 | 1.5015 | 0 | 9.1188 | 0 |  |  | 10.293 |  | 0.44216 | 44.2165 | 0 | 0 | 2014-04-11 20:00 | 9655.1667 | 9.6552
|  | 2014-04-12 02:45:03 | 25.5123 | 2.811 | 11.244 | 6.9098 | 6.9098 | 0.37667 | 0.37667 | 0.69283 | 0.69283 | 0 | 0 | 9.1162 | 9.1162 | 2.8272 | 1.4136 | 0 | 10.5324 | 0 |  |  | 11.0191 |  | 0.44073 | 44.0728 | 0 | 0 | 2014-04-11 20:30 | 9116.1667 | 9.1162
|  | 2014-04-12 03:15:03 | 25.1902 | 2.7545 | 11.018 | 7.0393 | 7.0393 | 0.37833 | 0.37833 | 0.69467 | 0.69467 | 0 | 0 | 8.7425 | 8.7425 | 2.6827 | 1.3413 | 0 | 11.8737 | 0 |  |  | 11.6791 |  | 0.43739 | 43.7393 | 0 | 0 | 2014-04-11 21:00 | 8742.5 | 8.7425
|  | 2014-04-12 03:45:03 | 25.123 | 2.6462 | 10.5847 | 7.043 | 7.043 | 0.389 | 0.389 | 0.6945 | 0.6945 | 0 | 0 | 8.6643 | 8.6643 | 2.2525 | 1.1263 | 0 | 13 | 0 |  |  | 11.6431 |  | 0.42131 | 42.1314 | 0 | 0 | 2014-04-11 21:30 | 8664.3333 | 8.6643
|  | 2014-04-12 04:15:02 | 25.3517 | 2.6595 | 10.638 | 7.0232 | 7.0232 | 0.41433 | 0.41433 | 0.69417 | 0.69417 | 0 | 0 | 8.9203 | 8.9203 | 2.3383 | 1.1692 | 0 | 14.1692 | 0 |  |  | 9.5742 |  | 0.41962 | 41.9617 | 0 | 0 | 2014-04-11 22:00 | 8920.3333 | 8.9203
|  | 2014-04-12 04:45:02 | 25.7488 | 2.6755 | 10.702 | 6.8937 | 6.8937 | 0.42383 | 0.42383 | 0.69317 | 0.69317 | 0 | 0 | 9.3842 | 9.3842 | 2.348 | 1.174 | 0 | 15.3432 | 0 |  |  | 9.9529 |  | 0.41563 | 41.563 | 0 | 0 | 2014-04-11 22:30 | 9384.1667 | 9.3842
|  | 2014-04-12 05:15:02 | 26.3322 | 2.8818 | 11.5273 | 6.8318 | 6.8318 | 0.44933 | 0.44933 | 0.68883 | 0.68883 | 0 | 0 | 9.6468 | 9.6468 | 2.812 | 1.406 | 0 | 16.7492 | 0 |  |  | 11.6426 |  | 0.43777 | 43.7766 | 0 | 0 | 2014-04-11 23:00 | 9646.8333 | 9.6468
|  | 2014-04-12 05:45:01 | 26.5957 | 3.2868 | 13.1473 | 6.8388 | 6.8388 | 0.4775 | 0.4775 | 0.69333 | 0.69333 | 0 | 0 | 9.5275 | 9.5275 | 4.0888 | 2.0444 | 0 | 18.7936 | 0 |  |  | 12.3585 |  | 0.49434 | 49.4341 | 0 | 0 | 2014-04-11 23:30 | 9527.5 | 9.5275
|  | 2014-04-12 06:15:02 | 28.0157 | 3.3485 | 13.394 | 6.8298 | 6.8298 | 0.5445 | 0.5445 | 0.69417 | 0.69417 | 0 | 0 | 10.402 | 10.402 | 3.8488 | 1.9244 | 0 | 20.718 | 0 |  |  | 14.5995 |  | 0.47809 | 47.809 | 0 | 0 | 2014-04-12 | 10402 | 10.402
|  | 2014-04-12 06:45:02 | 29.4197 | 3.4328 | 13.7313 | 6.8427 | 6.8427 | 0.549 | 0.549 | 0.69333 | 0.69333 | 0 | 0 | 11.7128 | 11.7128 | 4.1095 | 2.0548 | 0 | 22.7727 | 0 |  |  | 14.006 |  | 0.46674 | 46.674 | 0 | 0 | 2014-04-12 00:30 | 11712.8333 | 11.7128
|  | 2014-04-12 07:15:04 | 31.3017 | 3.6377 | 14.5507 | 6.84 | 6.84 | 0.57467 | 0.57467 | 0.69383 | 0.69383 | 0.4828 | 0.4828 | 12.6403 | 12.6403 | 4.4806 | 2.2403 | 0 | 25.0131 | 0 |  |  | 14.8417 |  | 0.46485 | 46.4853 | 0 | 0 | 2014-04-12 01:00 | 12640.3333 | 12.6403
|  | 2014-04-12 07:45:04 | 32.5888 | 3.7987 | 15.1947 | 6.781 | 6.781 | 0.57633 | 0.57633 | 0.694 | 0.694 | 0.4828 | 0.4828 | 13.0622 | 13.0622 | 4.2021 | 2.1011 | 0 | 27.1141 | 0 |  |  | 14.7388 |  | 0.46625 | 46.6254 | 0 | 0 | 2014-04-12 01:30 | 13062.1667 | 13.0622
|  | 2014-04-12 08:15:03 | 33.777 | 3.7468 | 14.9873 | 6.7493 | 6.7493 | 0.612 | 0.612 | 0.6945 | 0.6945 | 1.1836 | 1.1836 | 13.1938 | 13.1938 | 3.6436 | 1.8218 | 0 | 28.9359 | 0 |  |  | 14.9873 |  | 0.44371 | 44.3714 | 0 | 0 | 2014-04-12 02:00 | 13193.8333 | 13.1938
|  | 2014-04-12 08:45:03 | 34.0482 | 3.9523 | 15.8093 | 6.8193 | 6.8193 | 0.61533 | 0.61533 | 0.69433 | 0.69433 | 1.1836 | 1.1836 | 13.1802 | 13.1802 | 4.2539 | 2.127 | 0 | 31.0629 | 0 |  |  | 15.3351 |  | 0.46432 | 46.4323 | 0 | 0 | 2014-04-12 02:30 | 13180.1667 | 13.1802
|  | 2014-04-12 09:15:03 | 34.2547 | 4.0823 | 16.3293 | 6.844 | 6.844 | 0.61167 | 0.61167 | 0.69433 | 0.69433 | 2.3108 | 2.3108 | 13.2565 | 13.2565 | 5.792 | 2.896 | 0 | 33.9589 | 0 |  |  | 17.6357 |  | 0.4767 | 47.6704 | 0 | 0 | 2014-04-12 03:00 | 13256.5 | 13.2565
|  | 2014-04-12 09:45:02 | 34.3257 | 4.2027 | 16.8107 | 6.9425 | 6.9425 | 0.65317 | 0.65317 | 0.69417 | 0.69417 | 2.3108 | 2.3108 | 13.162 | 13.162 | 6.2476 | 3.1238 | 0 | 37.0827 | 0 |  |  | 18.1555 |  | 0.48974 | 48.974 | 0 | 0 | 2014-04-12 03:30 | 13162 | 13.162
|  | 2014-04-12 10:15:02 | 34.2635 | 4.2025 | 16.81 | 7.0512 | 7.0512 | 0.69067 | 0.69067 | 0.69367 | 0.69367 | 2.7632 | 2.7632 | 13.1465 | 13.1465 | 6.8917 | 3.4458 | 0 | 40.5285 | 0 |  |  | 17.9867 |  | 0.49061 | 49.061 | 0 | 0 | 2014-04-12 04:00 | 13146.5 | 13.1465
|  | 2014-04-12 10:45:02 | 34.1177 | 4.2598 | 17.0393 | 6.9875 | 6.9875 | 0.64083 | 0.64083 | 0.69383 | 0.69383 | 2.7632 | 2.7632 | 13.3298 | 13.3298 | 7.3369 | 3.6684 | 0 | 44.197 | 0 |  |  | 17.2097 |  | 0.49943 | 49.9428 | 0 | 0 | 2014-04-12 04:30 | 13329.8333 | 13.3298
|  | 2014-04-12 11:15:02 | 33.8563 | 4.3528 | 17.4113 | 6.8983 | 6.8983 | 0.597 | 0.597 | 0.69417 | 0.69417 | 3.6348 | 3.6348 | 13.3738 | 13.3738 | 8.7531 | 4.3766 | 0 | 48.5735 | 0 |  |  | 17.2372 |  | 0.51427 | 51.4271 | 0 | 0 | 2014-04-12 05:00 | 13373.8333 | 13.3738
|  | 2014-04-12 11:45:01 | 33.298 | 4.6427 | 18.5707 | 6.8478 | 6.8478 | 0.57817 | 0.57817 | 0.69383 | 0.69383 | 3.6348 | 3.6348 | 13.0067 | 13.0067 | 10.034 | 5.017 | 0 | 53.5905 | 0 |  |  | 17.085 |  | 0.55771 | 55.7711 | 0 | 0 | 2014-04-12 05:30 | 13006.6667 | 13.0067
|  | 2014-04-12 12:15:02 | 32.7083 | 4.7877 | 19.1507 | 6.8937 | 6.8937 | 0.509 | 0.509 | 0.68983 | 0.68983 | 5.2548 | 5.2548 | 12.6362 | 12.6362 | 12.4258 | 6.2129 | 0 | 59.8034 | 0 |  |  | 17.4271 |  | 0.5855 | 58.5498 | 0 | 0 | 2014-04-12 06:00 | 12636.1667 | 12.6362
|  | 2014-04-12 12:45:02 | 32.1868 | 4.8427 | 19.3707 | 6.8983 | 6.8983 | 0.50867 | 0.50867 | 0.692 | 0.692 | 5.2548 | 5.2548 | 12.3088 | 12.3088 | 12.8465 | 6.4232 | 0 | 66.2267 | 0 |  |  | 17.4336 |  | 0.60182 | 60.182 | 0 | 0 | 2014-04-12 06:30 | 12308.8333 | 12.3088
|  | 2014-04-12 13:15:02 | 31.8613 | 4.8007 | 19.2027 | 6.9178 | 6.9178 | 0.50933 | 0.50933 | 0.693 | 0.693 | 4.0168 | 4.0168 | 12.2232 | 12.2232 | 11.7015 | 5.8507 | 0 | 72.0774 | 0 |  |  | 18.2425 |  | 0.6027 | 60.2695 | 0 | 0 | 2014-04-12 07:00 | 12223.1667 | 12.2232
|  | 2014-04-12 13:45:03 | 31.622 | 4.7978 | 19.1913 | 7.002 | 7.002 | 0.50783 | 0.50783 | 0.694 | 0.694 | 4.0168 | 4.0168 | 11.9478 | 11.9478 | 11.7378 | 5.8689 | 0 | 77.9463 | 0 |  |  | 20.5347 |  | 0.6069 | 60.6898 | 0 | 0 | 2014-04-12 07:30 | 11947.8333 | 11.9478
|  | 2014-04-12 14:15:02 | 31.4938 | 4.8802 | 19.5207 | 7.04 | 7.04 | 0.4945 | 0.4945 | 0.68967 | 0.68967 | 3.9648 | 3.9648 | 11.9785 | 11.9785 | 12.1943 | 6.0972 | 0 | 84.0434 | 0 |  |  | 20.6919 |  | 0.61983 | 61.9825 | 0 | 0 | 2014-04-12 08:00 | 11978.5 | 11.9785
|  | 2014-04-12 14:45:02 | 31.6053 | 4.9358 | 19.7433 | 6.8982 | 6.8982 | 0.493 | 0.493 | 0.69133 | 0.69133 | 3.9648 | 3.9648 | 11.9703 | 11.9703 | 12.1556 | 6.0778 | 0 | 90.1213 | 0 |  |  | 20.1382 |  | 0.62468 | 62.4684 | 0 | 0 | 2014-04-12 08:30 | 11970.3333 | 11.9703
|  | 2014-04-12 15:15:02 | 32.0777 | 4.8835 | 19.534 | 6.8247 | 6.8247 | 0.49967 | 0.49967 | 0.69233 | 0.69233 | 3.542 | 3.542 | 12.1132 | 12.1132 | 11.1282 | 5.5641 | 0 | 95.6853 | 0 |  |  | 20.12 |  | 0.60896 | 60.896 | 0 | 0 | 2014-04-12 09:00 | 12113.1667 | 12.1132
|  | 2014-04-12 15:45:02 | 33.0403 | 4.806 | 19.224 | 6.8477 | 6.8477 | 0.52117 | 0.52117 | 0.693 | 0.693 | 3.542 | 3.542 | 12.6972 | 12.6972 | 10.4847 | 5.2423 | 0 | 100 | 5.2423 |  |  | 19.8007 |  | 0.58183 | 58.1834 | 0 | 0 | 2014-04-12 09:30 | 12697.1667 | 12.6972
|  | 2014-04-12 16:15:03 | 33.9297 | 4.556 | 18.224 | 6.8813 | 6.8813 | 0.59717 | 0.59717 | 0.693 | 0.693 | 2.9856 | 2.9856 | 12.951 | 12.951 | 8.4024 | 4.2012 | 0 | 100 | 4.2012 |  |  | 16.9483 |  | 0.53711 | 53.7111 | 0 | 0 | 2014-04-12 10:00 | 12951 | 12.951
|  | 2014-04-12 16:45:02 | 34.2658 | 4.1972 | 16.7887 | 7.0558 | 7.0558 | 0.53117 | 0.53117 | 0.69267 | 0.69267 | 2.9856 | 2.9856 | 13.1437 | 13.1437 | 6.9318 | 3.4659 | 0 | 100 | 3.4659 |  |  | 18.1318 |  | 0.48995 | 48.9954 | 0 | 0 | 2014-04-12 10:30 | 13143.6667 | 13.1437
|  | 2014-04-12 17:15:04 | 34.2808 | 4.1097 | 16.4387 | 7.1587 | 7.1587 | 0.52667 | 0.52667 | 0.68833 | 0.68833 | 1.8332 | 1.8332 | 13.1448 | 13.1448 | 5.5095 | 2.7548 | 0 | 100 | 2.7548 |  |  | 17.5894 |  | 0.47953 | 47.9529 | 0 | 0 | 2014-04-12 11:00 | 13144.8333 | 13.1448
|  | 2014-04-12 17:45:02 | 34.0257 | 4.3122 | 17.2487 | 7.1917 | 7.1917 | 0.52067 | 0.52067 | 0.69133 | 0.69133 | 1.8332 | 1.8332 | 13.0833 | 13.0833 | 6.5432 | 3.2716 | 0 | 100 | 3.2716 |  |  | 17.0762 |  | 0.50693 | 50.6931 | 0 | 0 | 2014-04-12 11:30 | 13083.3333 | 13.0833
|  | 2014-04-12 18:15:02 | 34.016 | 4.2207 | 16.8827 | 7.1813 | 7.1813 | 0.52267 | 0.52267 | 0.69417 | 0.69417 | 0.6912 | 0.6912 | 12.9857 | 12.9857 | 4.9417 | 2.4709 | 0 | 100 | 2.4709 |  |  | 15.5321 |  | 0.49632 | 49.6315 | 0 | 0 | 2014-04-12 12:00 | 12985.6667 | 12.9857
|  | 2014-04-12 18:45:03 | 34.204 | 4.156 | 16.624 | 7.1878 | 7.1878 | 0.51417 | 0.51417 | 0.69217 | 0.69217 | 0.6912 | 0.6912 | 12.9075 | 12.9075 | 4.4129 | 2.2064 | 0 | 100 | 2.2064 |  |  | 16.2915 |  | 0.48603 | 48.6025 | 0 | 0 | 2014-04-12 12:30 | 12907.5 | 12.9075
|  | 2014-04-12 19:15:02 | 34.9918 | 4.2077 | 16.8307 | 7.182 | 7.182 | 0.5115 | 0.5115 | 0.69283 | 0.69283 | 0.0772 | 0.0772 | 12.9227 | 12.9227 | 3.225 | 1.6125 | 0 | 100 | 1.6125 |  |  | 17.3356 |  | 0.48099 | 48.0988 | 0 | 0 | 2014-04-12 13:00 | 12922.6667 | 12.9227
|  | 2014-04-12 19:45:04 | 34.728 | 4.205 | 16.82 | 7.1847 | 7.1847 | 0.50833 | 0.50833 | 0.691 | 0.691 | 0.0772 | 0.0772 | 13.0147 | 13.0147 | 3.5679 | 1.7839 | 0 | 100 | 1.7839 |  |  | 16.4836 |  | 0.48434 | 48.4335 | 0 | 0 | 2014-04-12 13:30 | 13014.6667 | 13.0147
|  | 2014-04-12 20:15:01 | 33.7963 | 4.0985 | 16.394 | 7.0772 | 7.0772 | 0.498 | 0.498 | 0.69433 | 0.69433 | 0 | 0 | 13.0957 | 13.0957 | 3.9628 | 1.9814 | 0 | 100 | 1.9814 |  |  | 15.2464 |  | 0.48508 | 48.5082 | 0 | 0 | 2014-04-12 14:00 | 13095.6667 | 13.0957
|  | 2014-04-12 20:45:01 | 32.7008 | 3.9718 | 15.8873 | 6.9793 | 6.9793 | 0.49767 | 0.49767 | 0.6935 | 0.6935 | 0 | 0 | 12.8687 | 12.8687 | 4.2257 | 2.1128 | 0 | 100 | 2.1128 |  |  | 17.1583 |  | 0.48584 | 48.5839 | 0 | 0 | 2014-04-12 14:30 | 12868.6667 | 12.8687
|  | 2014-04-12 21:15:02 | 31.3422 | 4.0162 | 16.0647 | 6.9737 | 6.9737 | 0.49883 | 0.49883 | 0.69267 | 0.69267 | 0 | 0 | 11.8047 | 11.8047 | 4.6923 | 2.3462 | 0 | 100 | 2.3462 |  |  | 16.2253 |  | 0.51256 | 51.2558 | 0 | 0 | 2014-04-12 15:00 | 11804.6667 | 11.8047
|  | 2014-04-12 21:45:02 | 29.8808 | 4.2885 | 17.154 | 6.9867 | 6.9867 | 0.488 | 0.488 | 0.686 | 0.686 | 0 | 0 | 10.6108 | 10.6108 | 6.0447 | 3.0223 | 0 | 100 | 3.0223 |  |  | 16.2963 |  | 0.57408 | 57.408 | 0 | 0 | 2014-04-12 15:30 | 10610.8333 | 10.6108
|  | 2014-04-12 22:15:02 | 28.2713 | 4.2865 | 17.146 | 7.0047 | 7.0047 | 0.4395 | 0.4395 | 0.6935 | 0.6935 | 0 | 0 | 10.0022 | 10.0022 | 7.0145 | 3.5073 | 0 | 100 | 3.5073 |  |  | 18.5177 |  | 0.60648 | 60.648 | 0 | 0 | 2014-04-12 16:00 | 10002.1667 | 10.0022
|  | 2014-04-12 22:45:02 | 27.3668 | 4.1508 | 16.6033 | 7.0828 | 7.0828 | 0.44233 | 0.44233 | 0.6935 | 0.6935 | 0 | 0 | 9.3565 | 9.3565 | 6.8117 | 3.4058 | 0 | 100 | 3.4058 |  |  | 14.943 |  | 0.6067 | 60.6695 | 0 | 0 | 2014-04-12 16:30 | 9356.5 | 9.3565
|  | 2014-04-12 23:15:02 | 26.5872 | 4.0348 | 16.1393 | 7.1552 | 7.1552 | 0.44167 | 0.44167 | 0.68833 | 0.68833 | 0 | 0 | 8.3952 | 8.3952 | 6.2325 | 3.1162 | 0 | 100 | 3.1162 |  |  | 16.7849 |  | 0.60703 | 60.7035 | 0 | 0 | 2014-04-12 17:00 | 8395.1667 | 8.3952
|  | 2014-04-12 23:45:02 | 26.027 | 3.9578 | 15.8313 | 7.2215 | 7.2215 | 0.439 | 0.439 | 0.691 | 0.691 | 0 | 0 | 7.8783 | 7.8783 | 6.0342 | 3.0171 | 0 | 100 | 3.0171 |  |  | 16.3063 |  | 0.60827 | 60.8266 | 0 | 0 | 2014-04-12 17:30 | 7878.3333 | 7.8783
|  | 2014-04-13 00:15:02 | 26.1365 | 3.7423 | 14.9693 | 7.2595 | 7.2595 | 0.42833 | 0.42833 | 0.6925 | 0.6925 | 0 | 0 | 8.1107 | 8.1107 | 5.3238 | 2.6619 | 0 | 100 | 2.6619 |  |  | 13.4724 |  | 0.57274 | 57.2737 | 0 | 0 | 2014-04-12 18:00 | 8110.6667 | 8.1107
|  | 2014-04-13 00:45:01 | 26.3385 | 3.5403 | 14.1613 | 7.2648 | 7.2648 | 0.42783 | 0.42783 | 0.69383 | 0.69383 | 0 | 0 | 8.4257 | 8.4257 | 4.635 | 2.3175 | 0 | 100 | 2.3175 |  |  | 13.4533 |  | 0.53767 | 53.7667 | 0 | 0 | 2014-04-12 18:30 | 8425.6667 | 8.4257
|  | 2014-04-13 01:15:02 | 25.9125 | 3.4448 | 13.7793 | 7.275 | 7.275 | 0.428 | 0.428 | 0.69433 | 0.69433 | 0 | 0 | 8.3693 | 8.3693 | 4.6335 | 2.3168 | 0 | 100 | 2.3168 |  |  | 15.1573 |  | 0.53176 | 53.1764 | 0 | 0 | 2014-04-12 19:00 | 8369.3333 | 8.3693
|  | 2014-04-13 01:45:03 | 25.5075 | 3.379 | 13.516 | 7.2672 | 7.2672 | 0.42717 | 0.42717 | 0.69367 | 0.69367 | 0 | 0 | 8.214 | 8.214 | 4.6105 | 2.3052 | 0 | 100 | 2.3052 |  |  | 12.2996 |  | 0.52988 | 52.9883 | 0 | 0 | 2014-04-12 19:30 | 8214 | 8.214
|  | 2014-04-13 02:15:03 | 25.1758 | 3.2183 | 12.8733 | 7.2713 | 7.2713 | 0.428 | 0.428 | 0.6945 | 0.6945 | 0 | 0 | 8.0905 | 8.0905 | 4.1818 | 2.0909 | 0 | 100 | 2.0909 |  |  | 12.6159 |  | 0.51134 | 51.1337 | 0 | 0 | 2014-04-12 20:00 | 8090.5 | 8.0905
|  | 2014-04-13 02:45:02 | 24.8472 | 3.2157 | 12.8627 | 7.2057 | 7.2057 | 0.428 | 0.428 | 0.69483 | 0.69483 | 0 | 0 | 7.8765 | 7.8765 | 4.2205 | 2.1103 | 0 | 100 | 2.1103 |  |  | 12.0909 |  | 0.51767 | 51.7671 | 0 | 0 | 2014-04-12 20:30 | 7876.5 | 7.8765
|  | 2014-04-13 03:15:02 | 24.7228 | 3.2025 | 12.81 | 7.094 | 7.094 | 0.42733 | 0.42733 | 0.69467 | 0.69467 | 0 | 0 | 8.0743 | 8.0743 | 4.3775 | 2.1887 | 0 | 100 | 2.1887 |  |  | 12.0414 |  | 0.51814 | 51.8144 | 0 | 0 | 2014-04-12 21:00 | 8074.3333 | 8.0743
|  | 2014-04-13 03:45:03 | 24.5097 | 3.3207 | 13.2827 | 7.0675 | 7.0675 | 0.4285 | 0.4285 | 0.69483 | 0.69483 | 0 | 0 | 7.9305 | 7.9305 | 4.8943 | 2.4472 | 0 | 100 | 2.4472 |  |  | 12.3529 |  | 0.54194 | 54.1936 | 0 | 0 | 2014-04-12 21:30 | 7930.5 | 7.9305
|  | 2014-04-13 04:15:01 | 24.5093 | 3.4627 | 13.8507 | 7.0697 | 7.0697 | 0.4295 | 0.4295 | 0.69417 | 0.69417 | 0 | 0 | 7.8902 | 7.8902 | 5.4248 | 2.7124 | 0 | 100 | 2.7124 |  |  | 13.2966 |  | 0.56512 | 56.5118 | 0 | 0 | 2014-04-12 22:00 | 7890.1667 | 7.8902
|  | 2014-04-13 04:45:03 | 24.4847 | 3.4415 | 13.766 | 7.0783 | 7.0783 | 0.42883 | 0.42883 | 0.69433 | 0.69433 | 0 | 0 | 7.8472 | 7.8472 | 5.33 | 2.665 | 0 | 100 | 2.665 |  |  | 13.353 |  | 0.56223 | 56.2229 | 0 | 0 | 2014-04-12 22:30 | 7847.1667 | 7.8472
|  | 2014-04-13 05:15:02 | 24.5355 | 3.3485 | 13.394 | 7.1192 | 7.1192 | 0.43 | 0.43 | 0.69433 | 0.69433 | 0 | 0 | 7.8487 | 7.8487 | 4.9507 | 2.4753 | 0 | 100 | 2.4753 |  |  | 12.7243 |  | 0.5459 | 54.5903 | 0 | 0 | 2014-04-12 23:00 | 7848.6667 | 7.8487
|  | 2014-04-13 05:45:01 | 25.2398 | 3.3855 | 13.542 | 7.2217 | 7.2217 | 0.44217 | 0.44217 | 0.69417 | 0.69417 | 0 | 0 | 8.431 | 8.431 | 5.0912 | 2.5456 | 0 | 100 | 2.5456 |  |  | 12.8649 |  | 0.53653 | 53.6533 | 0 | 0 | 2014-04-12 23:30 | 8431 | 8.431
|  | 2014-04-13 06:15:02 | 25.9848 | 3.2837 | 13.1347 | 7.233 | 7.233 | 0.48167 | 0.48167 | 0.69433 | 0.69433 | 0 | 0 | 9.1288 | 9.1288 | 4.6877 | 2.3438 | 0 | 100 | 2.3438 |  |  | 12.2152 |  | 0.50547 | 50.5474 | 0 | 0 | 2014-04-13 | 9128.8333 | 9.1288
|  | 2014-04-13 06:45:02 | 26.3572 | 3.2062 | 12.8247 | 7.2328 | 7.2328 | 0.49717 | 0.49717 | 0.69417 | 0.69417 | 0 | 0 | 9.5155 | 9.5155 | 4.4072 | 2.2036 | 0 | 100 | 2.2036 |  |  | 13.7224 |  | 0.48657 | 48.6572 | 0 | 0 | 2014-04-13 00:30 | 9515.5 | 9.5155
|  | 2014-04-13 07:15:02 | 27.6 | 3.2088 | 12.8353 | 7.2325 | 7.2325 | 0.4975 | 0.4975 | 0.69367 | 0.69367 | 0.492 | 0.492 | 10.2582 | 10.2582 | 4.4092 | 2.2046 | 0 | 100 | 2.2046 |  |  | 12.4503 |  | 0.46505 | 46.5048 | 0 | 0 | 2014-04-13 01:00 | 10258.1667 | 10.2582
|  | 2014-04-13 07:45:01 | 28.793 | 3.3773 | 13.5093 | 7.2358 | 7.2358 | 0.50117 | 0.50117 | 0.692 | 0.692 | 0.492 | 0.492 | 11.2012 | 11.2012 | 4.8385 | 2.4192 | 0 | 100 | 2.4192 |  |  | 14.1848 |  | 0.46919 | 46.9188 | 0 | 0 | 2014-04-13 01:30 | 11201.1667 | 11.2012
|  | 2014-04-13 08:15:02 | 30.1565 | 3.5267 | 14.1067 | 7.242 | 7.242 | 0.5205 | 0.5205 | 0.69117 | 0.69117 | 1.0356 | 1.0356 | 12.1383 | 12.1383 | 5.5778 | 2.7889 | 0 | 100 | 2.7889 |  |  | 14.5299 |  | 0.46778 | 46.7782 | 0 | 0 | 2014-04-13 02:00 | 12138.3333 | 12.1383
|  | 2014-04-13 08:45:01 | 30.9935 | 3.5552 | 14.2207 | 7.237 | 7.237 | 0.51917 | 0.51917 | 0.69133 | 0.69133 | 1.0356 | 1.0356 | 12.7782 | 12.7782 | 5.4884 | 2.7442 | 0 | 100 | 2.7442 |  |  | 13.9363 |  | 0.45883 | 45.8827 | 0 | 0 | 2014-04-13 02:30 | 12778.1667 | 12.7782
|  | 2014-04-13 09:15:03 | 31.6637 | 3.7782 | 15.1127 | 7.255 | 7.255 | 0.51683 | 0.51683 | 0.6925 | 0.6925 | 1.5964 | 1.5964 | 12.7857 | 12.7857 | 6.2954 | 3.1477 | 0 | 100 | 3.1477 |  |  | 14.5082 |  | 0.47729 | 47.7287 | 0 | 0 | 2014-04-13 03:00 | 12785.6667 | 12.7857
|  | 2014-04-13 09:45:03 | 31.9167 | 3.987 | 15.948 | 7.3243 | 7.3243 | 0.56833 | 0.56833 | 0.69367 | 0.69367 | 1.5964 | 1.5964 | 12.692 | 12.692 | 6.9061 | 3.453 | 0 | 100 | 3.453 |  |  | 17.0644 |  | 0.49968 | 49.9676 | 0 | 0 | 2014-04-13 03:30 | 12692 | 12.692
|  | 2014-04-13 10:15:01 | 32.011 | 3.918 | 15.672 | 7.3325 | 7.3325 | 0.63617 | 0.63617 | 0.6945 | 0.6945 | 2.1404 | 2.1404 | 12.7548 | 12.7548 | 7.2194 | 3.6097 | 0 | 100 | 3.6097 |  |  | 15.0451 |  | 0.48958 | 48.9582 | 0 | 0 | 2014-04-13 04:00 | 12754.8333 | 12.7548
|  | 2014-04-13 10:45:03 | 32.047 | 3.9878 | 15.9513 | 7.367 | 7.367 | 0.65833 | 0.65833 | 0.694 | 0.694 | 2.1404 | 2.1404 | 12.6923 | 12.6923 | 7.4564 | 3.7282 | 0 | 100 | 3.7282 |  |  | 15.9513 |  | 0.49775 | 49.7748 | 0 | 0 | 2014-04-13 04:30 | 12692.3333 | 12.6923
|  | 2014-04-13 11:15:02 | 32.0562 | 4.0027 | 16.0107 | 7.3848 | 7.3848 | 0.56817 | 0.56817 | 0.69433 | 0.69433 | 2.366 | 2.366 | 12.6678 | 12.6678 | 7.6357 | 3.8178 | 0 | 100 | 3.8178 |  |  | 17.2915 |  | 0.49946 | 49.9457 | 0 | 0 | 2014-04-13 05:00 | 12667.8333 | 12.6678
|  | 2014-04-13 11:45:02 | 31.8735 | 4.0553 | 16.2213 | 7.4082 | 7.4082 | 0.548 | 0.548 | 0.69433 | 0.69433 | 2.366 | 2.366 | 12.7395 | 12.7395 | 8.1038 | 4.0519 | 0 | 100 | 4.0519 |  |  | 17.1946 |  | 0.50893 | 50.8929 | 0 | 0 | 2014-04-13 05:30 | 12739.5 | 12.7395
|  | 2014-04-13 12:15:02 | 31.1603 | 3.951 | 15.804 | 7.4158 | 7.4158 | 0.47683 | 0.47683 | 0.6945 | 0.6945 | 3.7676 | 3.7676 | 12.2423 | 12.2423 | 9.2408 | 4.6204 | 0 | 100 | 4.6204 |  |  | 15.804 |  | 0.50718 | 50.7183 | 0 | 0 | 2014-04-13 06:00 | 12242.3333 | 12.2423
|  | 2014-04-13 12:45:01 | 30.4605 | 4.1078 | 16.4313 | 7.4152 | 7.4152 | 0.47267 | 0.47267 | 0.694 | 0.694 | 3.7676 | 3.7676 | 11.8048 | 11.8048 | 10.1251 | 5.0625 | 0 | 100 | 5.0625 |  |  | 17.2529 |  | 0.53943 | 53.9431 | 0 | 0 | 2014-04-13 06:30 | 11804.8333 | 11.8048
|  | 2014-04-13 13:15:03 | 30.1947 | 4.0162 | 16.0647 | 7.405 | 7.405 | 0.4715 | 0.4715 | 0.69417 | 0.69417 | 4.0916 | 4.0916 | 11.6768 | 11.6768 | 10.2091 | 5.1046 | 0 | 100 | 5.1046 |  |  | 16.8679 |  | 0.53204 | 53.2037 | 0 | 0 | 2014-04-13 07:00 | 11676.8333 | 11.6768
|  | 2014-04-13 13:45:02 | 29.8327 | 3.9738 | 15.8953 | 7.3975 | 7.3975 | 0.46583 | 0.46583 | 0.69417 | 0.69417 | 4.0916 | 4.0916 | 11.4868 | 11.4868 | 10.1986 | 5.0993 | 0 | 100 | 5.0993 |  |  | 15.1006 |  | 0.53282 | 53.2816 | 0 | 0 | 2014-04-13 07:30 | 11486.8333 | 11.4868
|  | 2014-04-13 14:15:01 | 29.5145 | 4.0097 | 16.0387 | 7.396 | 7.396 | 0.46583 | 0.46583 | 0.67717 | 0.67717 | 2.9268 | 2.9268 | 11.2945 | 11.2945 | 9.2845 | 4.6422 | 0 | 100 | 4.6422 |  |  | 15.3971 |  | 0.54342 | 54.3417 | 0 | 0 | 2014-04-13 08:00 | 11294.5 | 11.2945
|  | 2014-04-13 14:45:01 | 29.82 | 4.1257 | 16.5027 | 7.3902 | 7.3902 | 0.47067 | 0.47067 | 0.67117 | 0.67117 | 2.9268 | 2.9268 | 11.3783 | 11.3783 | 9.5198 | 4.7599 | 0 | 100 | 4.7599 |  |  | 15.3475 |  | 0.55341 | 55.3409 | 0 | 0 | 2014-04-13 08:30 | 11378.3333 | 11.3783
|  | 2014-04-13 15:15:03 | 30.2832 | 4.3335 | 17.334 | 7.3818 | 7.3818 | 0.47933 | 0.47933 | 0.67967 | 0.67967 | 2.3008 | 2.3008 | 11.7322 | 11.7322 | 9.6246 | 4.8123 | 0 | 100 | 4.8123 |  |  | 16.1206 |  | 0.5724 | 57.2397 | 0 | 0 | 2014-04-13 09:00 | 11732.1667 | 11.7322
|  | 2014-04-13 15:45:02 | 30.986 | 4.461 | 17.844 | 7.3722 | 7.3722 | 0.49667 | 0.49667 | 0.67817 | 0.67817 | 2.3008 | 2.3008 | 12.2507 | 12.2507 | 9.9565 | 4.9782 | 0 | 100 | 4.9782 |  |  | 19.0931 |  | 0.57587 | 57.5873 | 0 | 0 | 2014-04-13 09:30 | 12250.6667 | 12.2507
|  | 2014-04-13 16:15:02 | 31.5955 | 4.5038 | 18.0153 | 7.3745 | 7.3745 | 0.55017 | 0.55017 | 0.68467 | 0.68467 | 1.672 | 1.672 | 12.5172 | 12.5172 | 9.2183 | 4.6092 | 0 | 100 | 4.6092 |  |  | 18.3756 |  | 0.57019 | 57.0187 | 0 | 0 | 2014-04-13 10:00 | 12517.1667 | 12.5172
|  | 2014-04-13 16:45:03 | 31.951 | 4.533 | 18.132 | 7.373 | 7.373 | 0.54267 | 0.54267 | 0.6895 | 0.6895 | 1.672 | 1.672 | 12.5935 | 12.5935 | 9.0517 | 4.5258 | 0 | 100 | 4.5258 |  |  | 18.676 |  | 0.56749 | 56.7494 | 0 | 0 | 2014-04-13 10:30 | 12593.5 | 12.5935
|  | 2014-04-13 17:15:02 | 32.1463 | 4.5828 | 18.3313 | 7.3805 | 7.3805 | 0.54083 | 0.54083 | 0.6875 | 0.6875 | 0.8808 | 0.8808 | 12.2992 | 12.2992 | 7.9738 | 3.9869 | 0 | 100 | 3.9869 |  |  | 17.0481 |  | 0.57025 | 57.0246 | 0 | 0 | 2014-04-13 11:00 | 12299.1667 | 12.2992
|  | 2014-04-13 17:45:03 | 32.3107 | 4.5215 | 18.086 | 7.3687 | 7.3687 | 0.52117 | 0.52117 | 0.68767 | 0.68767 | 0.8808 | 0.8808 | 12.2812 | 12.2812 | 7.5148 | 3.7574 | 0 | 100 | 3.7574 |  |  | 18.4477 |  | 0.55975 | 55.9753 | 0 | 0 | 2014-04-13 11:30 | 12281.1667 | 12.2812
|  | 2014-04-13 18:15:01 | 32.578 | 4.3693 | 17.4773 | 7.3648 | 7.3648 | 0.52733 | 0.52733 | 0.68933 | 0.68933 | 0.308 | 0.308 | 12.3792 | 12.3792 | 6.168 | 3.084 | 0 | 100 | 3.084 |  |  | 18.3512 |  | 0.53648 | 53.6477 | 0 | 0 | 2014-04-13 12:00 | 12379.1667 | 12.3792
|  | 2014-04-13 18:45:03 | 33.103 | 4.293 | 17.172 | 7.3608 | 7.3608 | 0.5395 | 0.5395 | 0.68867 | 0.68867 | 0.308 | 0.308 | 13.0508 | 13.0508 | 6.0168 | 3.0084 | 0 | 100 | 3.0084 |  |  | 18.0306 |  | 0.51874 | 51.8745 | 0 | 0 | 2014-04-13 12:30 | 13050.8333 | 13.0508
|  | 2014-04-13 19:15:01 | 34.5245 | 4.2363 | 16.9453 | 7.3562 | 7.3562 | 0.5625 | 0.5625 | 0.69017 | 0.69017 | 0.0372 | 0.0372 | 13.5447 | 13.5447 | 4.6115 | 2.3058 | 0 | 100 | 2.3058 |  |  | 17.6231 |  | 0.49082 | 49.0821 | 0 | 0 | 2014-04-13 13:00 | 13544.6667 | 13.5447
|  | 2014-04-13 19:45:03 | 34.6698 | 4.324 | 17.296 | 7.3648 | 7.3648 | 0.5595 | 0.5595 | 0.68733 | 0.68733 | 0.0372 | 0.0372 | 13.513 | 13.513 | 4.788 | 2.394 | 0 | 100 | 2.394 |  |  | 15.5664 |  | 0.49888 | 49.8878 | 0 | 0 | 2014-04-13 13:30 | 13513 | 13.513
|  | 2014-04-13 20:15:01 | 33.6512 | 4.3322 | 17.3287 | 7.3678 | 7.3678 | 0.56633 | 0.56633 | 0.691 | 0.691 | 0 | 0 | 13.1668 | 13.1668 | 5.4695 | 2.7348 | 0 | 100 | 2.7348 |  |  | 18.1951 |  | 0.51495 | 51.495 | 0 | 0 | 2014-04-13 14:00 | 13166.8333 | 13.1668
|  | 2014-04-13 20:45:01 | 32.3153 | 4.5152 | 18.0607 | 7.365 | 7.365 | 0.559 | 0.559 | 0.68867 | 0.68867 | 0 | 0 | 12.3977 | 12.3977 | 6.7557 | 3.3778 | 0 | 100 | 3.3778 |  |  | 18.0607 |  | 0.55889 | 55.8888 | 0 | 0 | 2014-04-13 14:30 | 12397.6667 | 12.3977
|  | 2014-04-13 21:15:02 | 30.7563 | 4.5698 | 18.2793 | 7.359 | 7.359 | 0.53883 | 0.53883 | 0.6885 | 0.6885 | 0 | 0 | 10.9467 | 10.9467 | 7.056 | 3.528 | 0 | 100 | 3.528 |  |  | 18.0965 |  | 0.59433 | 59.4327 | 0 | 0 | 2014-04-13 15:00 | 10946.6667 | 10.9467
|  | 2014-04-13 21:45:04 | 28.996 | 4.7998 | 19.1993 | 7.3567 | 7.3567 | 0.51717 | 0.51717 | 0.682 | 0.682 | 0 | 0 | 9.7113 | 9.7113 | 8.4705 | 4.2352 | 0 | 100 | 4.2352 |  |  | 20.1593 |  | 0.66214 | 66.2137 | 0 | 0 | 2014-04-13 15:30 | 9711.3333 | 9.7113
|  | 2014-04-13 22:15:02 | 26.9148 | 4.8273 | 19.3093 | 7.3465 | 7.3465 | 0.48233 | 0.48233 | 0.689 | 0.689 | 0 | 0 | 8.4717 | 8.4717 | 9.384 | 4.692 | 0 | 100 | 4.692 |  |  | 21.0472 |  | 0.71742 | 71.7423 | 0 | 0 | 2014-04-13 16:00 | 8471.6667 | 8.4717
|  | 2014-04-13 22:45:03 | 26.1647 | 4.8927 | 19.5707 | 7.3597 | 7.3597 | 0.4765 | 0.4765 | 0.6875 | 0.6875 | 0 | 0 | 8.0803 | 8.0803 | 10.01 | 5.005 | 0 | 100 | 5.005 |  |  | 21.1363 |  | 0.74798 | 74.7981 | 0 | 0 | 2014-04-13 16:30 | 8080.3333 | 8.0803
|  | 2014-04-13 23:15:02 | 25.2815 | 4.8617 | 19.4467 | 7.3855 | 7.3855 | 0.47383 | 0.47383 | 0.56883 | 0.56883 | 0 | 0 | 7.4803 | 7.4803 | 10.0737 | 5.0368 | 0 | 100 | 5.0368 |  |  | 18.0854 |  | 0.76921 | 76.9205 | 0 | 0 | 2014-04-13 17:00 | 7480.3333 | 7.4803
|  | 2014-04-13 23:45:02 | 24.7088 | 4.6797 | 18.7187 | 7.3943 | 7.3943 | 0.4645 | 0.4645 | 0.56067 | 0.56067 | 0 | 0 | 7.1845 | 7.1845 | 9.6138 | 4.8069 | 0 | 100 | 4.8069 |  |  | 19.4674 |  | 0.75757 | 75.757 | 0 | 0 | 2014-04-13 17:30 | 7184.5 | 7.1845
|  | 2014-04-14 00:15:02 | 25.1832 | 4.6937 | 18.7747 | 7.3975 | 7.3975 | 0.43767 | 0.43767 | 0.68683 | 0.68683 | 0 | 0 | 7.484 | 7.484 | 9.5975 | 4.7987 | 0 | 100 | 4.7987 |  |  | 19.5257 |  | 0.74552 | 74.5524 | 0 | 0 | 2014-04-13 18:00 | 7484 | 7.484
|  | 2014-04-14 00:45:02 | 25.425 | 4.6402 | 18.5607 | 7.3925 | 7.3925 | 0.45433 | 0.45433 | 0.69217 | 0.69217 | 0 | 0 | 7.6622 | 7.6622 | 9.3368 | 4.6684 | 0 | 100 | 4.6684 |  |  | 18.7463 |  | 0.73002 | 73.0016 | 0 | 0 | 2014-04-13 18:30 | 7662.1667 | 7.6622
|  | 2014-04-14 01:15:03 | 25.2778 | 4.7213 | 18.8853 | 7.4 | 7.4 | 0.45333 | 0.45333 | 0.68767 | 0.68767 | 0 | 0 | 7.5255 | 7.5255 | 9.674 | 4.837 | 0 | 100 | 4.837 |  |  | 16.9968 |  | 0.74711 | 74.711 | 0 | 0 | 2014-04-13 19:00 | 7525.5 | 7.5255
|  | 2014-04-14 01:45:02 | 25.1817 | 4.6732 | 18.6927 | 7.3937 | 7.3937 | 0.45467 | 0.45467 | 0.692 | 0.692 | 0 | 0 | 7.3638 | 7.3638 | 9.4152 | 4.7076 | 0 | 100 | 4.7076 |  |  | 17.945 |  | 0.74231 | 74.2313 | 0 | 0 | 2014-04-13 19:30 | 7363.8333 | 7.3638
|  | 2014-04-14 02:15:02 | 25.1377 | 4.7365 | 18.946 | 7.3908 | 7.3908 | 0.45333 | 0.45333 | 0.569 | 0.569 | 0 | 0 | 7.2833 | 7.2833 | 9.5048 | 4.7524 | 0 | 100 | 4.7524 |  |  | 20.0828 |  | 0.75369 | 75.369 | 0 | 0 | 2014-04-13 20:00 | 7283.3333 | 7.2833
|  | 2014-04-14 02:45:03 | 25.0933 | 4.7042 | 18.8167 | 7.3963 | 7.3963 | 0.449 | 0.449 | 0.59083 | 0.59083 | 0 | 0 | 7.2332 | 7.2332 | 9.3927 | 4.6963 | 0 | 100 | 4.6963 |  |  | 17.1232 |  | 0.74987 | 74.9867 | 0 | 0 | 2014-04-13 20:30 | 7233.1667 | 7.2332
|  | 2014-04-14 03:15:01 | 25.0898 | 4.6353 | 18.5413 | 7.4047 | 7.4047 | 0.46983 | 0.46983 | 0.65417 | 0.65417 | 0 | 0 | 7.201 | 7.201 | 9.1812 | 4.5906 | 0 | 100 | 4.5906 |  |  | 18.7267 |  | 0.739 | 73.8998 | 0 | 0 | 2014-04-13 21:00 | 7201 | 7.201
|  | 2014-04-14 03:45:02 | 25.2965 | 4.5923 | 18.3693 | 7.403 | 7.403 | 0.55 | 0.55 | 0.672 | 0.672 | 0 | 0 | 7.3115 | 7.3115 | 9.0093 | 4.5047 | 0 | 100 | 4.5047 |  |  | 18.0019 |  | 0.72616 | 72.6161 | 0 | 0 | 2014-04-13 21:30 | 7311.5 | 7.3115
|  | 2014-04-14 04:15:02 | 25.6288 | 4.6753 | 18.7013 | 7.4002 | 7.4002 | 0.56133 | 0.56133 | 0.54417 | 0.54417 | 0 | 0 | 7.6085 | 7.6085 | 9.1867 | 4.5933 | 0 | 100 | 4.5933 |  |  | 20.3845 |  | 0.7297 | 72.9699 | 0 | 0 | 2014-04-13 22:00 | 7608.5 | 7.6085
|  | 2014-04-14 04:45:02 | 26.3893 | 4.5432 | 18.1727 | 7.4142 | 7.4142 | 0.534 | 0.534 | 0.55733 | 0.55733 | 0 | 0 | 7.9062 | 7.9062 | 8.195 | 4.0975 | 0 | 100 | 4.0975 |  |  | 18.5361 |  | 0.68864 | 68.8637 | 0 | 0 | 2014-04-13 22:30 | 7906.1667 | 7.9062
|  | 2014-04-14 05:15:02 | 28.0277 | 4.208 | 16.832 | 7.4333 | 7.4333 | 0.51767 | 0.51767 | 0.5055 | 0.5055 | 0 | 0 | 8.662 | 8.662 | 5.9228 | 2.9614 | 0 | 100 | 2.9614 |  |  | 16.6637 |  | 0.60055 | 60.0549 | 0 | 0 | 2014-04-13 23:00 | 8662 | 8.662
|  | 2014-04-14 05:45:02 | 30.5408 | 4.399 | 17.596 | 7.4457 | 7.4457 | 0.59133 | 0.59133 | 0.54717 | 0.54717 | 0 | 0 | 10.2778 | 10.2778 | 5.9172 | 2.9586 | 0 | 100 | 2.9586 |  |  | 19.1796 |  | 0.57615 | 57.6147 | 0 | 0 | 2014-04-13 23:30 | 10277.8333 | 10.2778
|  | 2014-04-14 06:15:01 | 33.8308 | 4.1748 | 16.6993 | 7.4653 | 7.4653 | 0.65217 | 0.65217 | 0.6745 | 0.6745 | 0 | 0 | 13.209 | 13.209 | 4.8695 | 2.4347 | 0 | 100 | 2.4347 |  |  | 15.6974 |  | 0.49361 | 49.3613 | 0 | 0 | 2014-04-14 | 13209 | 13.209
|  | 2014-04-14 06:45:03 | 35.8223 | 4.0705 | 16.282 | 7.4737 | 7.4737 | 0.6475 | 0.6475 | 0.68383 | 0.68383 | 0 | 0 | 14.1443 | 14.1443 | 3.409 | 1.7045 | 0 | 100 | 1.7045 |  |  | 15.7935 |  | 0.45452 | 45.4521 | 0 | 0 | 2014-04-14 00:30 | 14144.3333 | 14.1443
|  | 2014-04-14 07:15:03 | 37.3057 | 3.9578 | 15.8313 | 7.4773 | 7.4773 | 0.62483 | 0.62483 | 0.694 | 0.694 | 0.5156 | 0.5156 | 14.5598 | 14.5598 | 2.3973 | 1.1986 | 0 | 100 | 1.1986 |  |  | 16.6229 |  | 0.42437 | 42.4368 | 0 | 0 | 2014-04-14 01:00 | 14559.8333 | 14.5598
|  | 2014-04-14 07:45:03 | 37.7417 | 3.7752 | 15.1007 | 7.4872 | 7.4872 | 0.62267 | 0.62267 | 0.69417 | 0.69417 | 0.5156 | 0.5156 | 14.9078 | 14.9078 | 1.5864 | 0.79322 | 0 | 100 | 0.79322 |  |  | 14.4966 |  | 0.40011 | 40.0106 | 0 | 0 | 2014-04-14 01:30 | 14907.8333 | 14.9078
|  | 2014-04-14 08:15:03 | 38.2243 | 3.7198 | 14.8793 | 7.5038 | 7.5038 | 0.603 | 0.603 | 0.6945 | 0.6945 | 1.1924 | 1.1924 | 15.0888 | 15.0888 | 1.7376 | 0.86878 | 0 | 100 | 0.86878 |  |  | 14.433 |  | 0.38926 | 38.9263 | 0 | 0 | 2014-04-14 02:00 | 15088.8333 | 15.0888
|  | 2014-04-14 08:45:03 | 38.1753 | 3.3817 | 13.5267 | 7.5042 | 7.5042 | 0.62233 | 0.62233 | 0.69417 | 0.69417 | 1.1924 | 1.1924 | 15.2343 | 15.2343 | 0.59873 | 0.29937 | 0 | 100 | 0.29937 |  |  | 12.8503 |  | 0.35433 | 35.433 | 0 | 0 | 2014-04-14 02:30 | 15234.3333 | 15.2343
|  | 2014-04-14 09:15:01 | 38.0323 | 3.0577 | 12.2307 | 7.527 | 7.527 | 0.6415 | 0.6415 | 0.69417 | 0.69417 | 1.9992 | 1.9992 | 15.302 | 15.302 | 0.3622 | 0.1811 | 0 | 100 | 0.1811 |  |  | 12.7199 |  | 0.32159 | 32.1586 | 0 | 0 | 2014-04-14 03:00 | 15302 | 15.302
|  | 2014-04-14 09:45:02 | 38.0977 | 2.7132 | 10.8527 | 7.5662 | 7.5662 | 0.5965 | 0.5965 | 0.69417 | 0.69417 | 1.9992 | 1.9992 | 15.423 | 15.423 | -0.96597 | -0.48298 | 0 | 99.517 | 0 |  |  | 10.4186 |  | 0.28486 | 28.4864 | 0 | 0.96597 | 2014-04-14 03:30 | 15423 | 15.423
|  | 2014-04-14 10:15:02 | 38.093 | 2.3535 | 9.414 | 7.5938 | 7.5938 | 0.69133 | 0.69133 | 0.6935 | 0.6935 | 3.3624 | 3.3624 | 15.3913 | 15.3913 | -0.9466 | -0.4733 | 0 | 99.0437 | 0 |  |  | 9.3199 |  | 0.24713 | 24.7132 | 0 | 0.9466 | 2014-04-14 04:00 | 15391.3333 | 15.3913
|  | 2014-04-14 10:45:03 | 38.0825 | 2.0535 | 8.214 | 7.6168 | 7.6168 | 0.68733 | 0.68733 | 0.694 | 0.694 | 3.3624 | 3.3624 | 15.4152 | 15.4152 | -2.0928 | -1.0464 | 0 | 97.9973 | 0 |  |  | 8.1319 |  | 0.21569 | 21.569 | 0 | 2.0928 | 2014-04-14 04:30 | 15415.1667 | 15.4152
|  | 2014-04-14 11:15:03 | 37.9592 | 1.8015 | 7.206 | 7.6245 | 7.6245 | 0.6645 | 0.6645 | 0.6935 | 0.6935 | 5.522 | 5.522 | 15.4967 | 15.4967 | -0.752 | -0.376 | 0 | 97.6213 | 0 |  |  | 6.9898 |  | 0.18984 | 18.9836 | 0 | 0.752 | 2014-04-14 05:00 | 15496.6667 | 15.4967
|  | 2014-04-14 11:45:01 | 37.5983 | 1.64 | 6.56 | 7.6533 | 7.6533 | 0.66417 | 0.66417 | 0.69167 | 0.69167 | 5.522 | 5.522 | 15.4677 | 15.4677 | -1.0395 | -0.51975 | 0 | 97.1016 | 0 |  |  | 6.3632 |  | 0.17448 | 17.4476 | 0 | 1.0395 | 2014-04-14 05:30 | 15467.6667 | 15.4677
|  | 2014-04-14 12:15:02 | 37.2257 | 1.5088 | 6.0353 | 7.6653 | 7.6653 | 0.64083 | 0.64083 | 0.689 | 0.689 | 5.798 | 5.798 | 15.4022 | 15.4022 | -0.995 | -0.4975 | 0 | 96.6041 | 0 |  |  | 6.6389 |  | 0.16213 | 16.2128 | 0 | 0.995 | 2014-04-14 06:00 | 15402.1667 | 15.4022
|  | 2014-04-14 12:45:02 | 36.9092 | 1.358 | 5.432 | 7.6727 | 7.6727 | 0.63817 | 0.63817 | 0.67417 | 0.67417 | 5.798 | 5.798 | 15.4007 | 15.4007 | -1.2935 | -0.64675 | 0 | 95.9573 | 0 |  |  | 5.3777 |  | 0.14717 | 14.7172 | 0 | 1.2935 | 2014-04-14 06:30 | 15400.6667 | 15.4007
|  | 2014-04-14 13:15:03 | 36.7577 | 1.342 | 5.368 | 7.6662 | 7.6662 | 0.6335 | 0.6335 | 0.6695 | 0.6695 | 5.724 | 5.724 | 15.4155 | 15.4155 | -1.281 | -0.6405 | 0 | 95.3168 | 0 |  |  | 5.9048 |  | 0.14604 | 14.6038 | 0 | 1.281 | 2014-04-14 07:00 | 15415.5 | 15.4155
|  | 2014-04-14 13:45:03 | 36.5428 | 1.3508 | 5.4033 | 7.6682 | 7.6682 | 0.63767 | 0.63767 | 0.67117 | 0.67117 | 5.724 | 5.724 | 15.5408 | 15.5408 | -0.89767 | -0.44883 | 0 | 94.868 | 0 |  |  | 5.8356 |  | 0.14786 | 14.7863 | 0 | 0.89767 | 2014-04-14 07:30 | 15540.8333 | 15.5408
|  | 2014-04-14 14:15:02 | 36.5187 | 1.4105 | 5.642 | 7.6682 | 7.6682 | 0.65283 | 0.65283 | 0.669 | 0.669 | 4.3104 | 4.3104 | 15.5353 | 15.5353 | -2.0409 | -1.0205 | 0 | 93.8475 | 0 |  |  | 5.4727 |  | 0.1545 | 15.4496 | 0 | 2.0409 | 2014-04-14 08:00 | 15535.3333 | 15.5353
|  | 2014-04-14 14:45:02 | 36.7007 | 1.481 | 5.924 | 7.6745 | 7.6745 | 0.65333 | 0.65333 | 0.6665 | 0.6665 | 4.3104 | 4.3104 | 15.4168 | 15.4168 | -2.0551 | -1.0276 | 0 | 92.82 | 0 |  |  | 6.161 |  | 0.16141 | 16.1414 | 0 | 2.0551 | 2014-04-14 08:30 | 15416.8333 | 15.4168
|  | 2014-04-14 15:20:02 | 37.0352 | 1.5043 | 6.0173 | 7.6728 | 7.6728 | 0.65983 | 0.65983 | 0.66683 | 0.66683 | 3.8988 | 3.8988 | 15.4373 | 15.4373 | -2.6822 | -1.3411 | 0 | 91.4789 | 0 |  |  | 5.4156 |  | 0.16248 | 16.2476 | 0 | 2.6822 | 2014-04-14 09:00 | 15437.3333 | 15.4373
|  | 2014-04-14 15:45:03 | 37.8947 | 1.5205 | 6.082 | 7.6608 | 7.6608 | 0.6875 | 0.6875 | 0.66917 | 0.66917 | 3.8988 | 3.8988 | 15.533 | 15.533 | -3.3634 | -1.6817 | 0 | 89.7972 | 0 |  |  | 6.4469 |  | 0.1605 | 16.0498 | 0 | 3.3634 | 2014-04-14 09:30 | 15533 | 15.533
|  | 2014-04-14 16:15:02 | 38.4098 | 1.6223 | 6.4893 | 7.6623 | 7.6623 | 0.826 | 0.826 | 0.66933 | 0.66933 | 3.6404 | 3.6404 | 15.6138 | 15.6138 | -3.5086 | -1.7543 | 0 | 88.0429 | 0 |  |  | 6.0351 |  | 0.16895 | 16.895 | 0 | 3.5086 | 2014-04-14 10:00 | 15613.8333 | 15.6138
|  | 2014-04-14 16:45:01 | 38.5152 | 1.5995 | 6.398 | 7.658 | 7.658 | 0.831 | 0.831 | 0.6805 | 0.6805 | 3.6404 | 3.6404 | 15.6477 | 15.6477 | -3.6596 | -1.8298 | 0 | 86.2131 | 0 |  |  | 6.5899 |  | 0.16612 | 16.6116 | 0 | 3.6596 | 2014-04-14 10:30 | 15647.6667 | 15.6477
|  | 2014-04-14 17:15:02 | 38.4112 | 1.5687 | 6.2747 | 7.6713 | 7.6713 | 0.833 | 0.833 | 0.82567 | 0.82567 | 1.9556 | 1.9556 | 15.6663 | 15.6663 | -5.1846 | -2.5923 | 0 | 83.6208 | 0 |  |  | 6.4002 |  | 0.16336 | 16.3355 | 0 | 5.1846 | 2014-04-14 11:00 | 15666.3333 | 15.6663
|  | 2014-04-14 17:45:02 | 38.4335 | 1.4332 | 5.7327 | 7.6593 | 7.6593 | 0.85183 | 0.85183 | 0.88567 | 0.88567 | 1.9556 | 1.9556 | 15.6652 | 15.6652 | -5.6832 | -2.8416 | 0 | 80.7792 | 0 |  |  | 5.618 |  | 0.14916 | 14.9158 | 0 | 5.6832 | 2014-04-14 11:30 | 15665.1667 | 15.6652
|  | 2014-04-14 18:15:01 | 38.2935 | 1.3595 | 5.438 | 7.6638 | 7.6638 | 0.8845 | 0.8845 | 0.979 | 0.979 | 0.8052 | 0.8052 | 15.6665 | 15.6665 | -6.8565 | -3.4282 | 0 | 77.351 | 0 |  |  | 5.9818 |  | 0.14201 | 14.2008 | 0 | 6.8565 | 2014-04-14 12:00 | 15666.5 | 15.6665
|  | 2014-04-14 18:45:02 | 38.4508 | 1.395 | 5.58 | 7.6657 | 7.6657 | 0.88283 | 0.88283 | 0.99433 | 0.99433 | 0.8052 | 0.8052 | 15.6205 | 15.6205 | -6.9023 | -3.4512 | 0 | 73.8998 | 0 |  |  | 5.9148 |  | 0.14512 | 14.512 | 0 | 6.9023 | 2014-04-14 12:30 | 15620.5 | 15.6205
|  | 2014-04-14 19:15:03 | 39.69 | 1.3007 | 5.2027 | 7.6575 | 7.6575 | 0.81633 | 0.81633 | 1.003 | 1.003 | 0.0732 | 0.0732 | 15.724 | 15.724 | -9.2133 | -4.6066 | 0 | 69.2932 | 0 |  |  | 5.0466 |  | 0.13108 | 13.1083 | 0 | 9.2133 | 2014-04-14 13:00 | 15724 | 15.724
|  | 2014-04-14 19:45:01 | 40.113 | 1.1125 | 4.45 | 7.6537 | 7.6537 | 0.79017 | 0.79017 | 1.0162 | 1.0162 | 0.0732 | 0.0732 | 15.7507 | 15.7507 | -10.3791 | -5.1896 | 0 | 64.1036 | 0 |  |  | 4.895 |  | 0.11094 | 11.0937 | 0 | 10.3791 | 2014-04-14 13:30 | 15750.6667 | 15.7507
|  | 2014-04-14 20:15:02 | 39.0117 | 0.87 | 3.48 | 7.6587 | 7.6587 | 0.74667 | 0.74667 | 1.0237 | 1.0237 | 0 | 0 | 15.7008 | 15.7008 | -10.4018 | -5.2009 | 0 | 58.9027 | 0 |  |  | 3.2016 |  | 0.089204 | 8.9204 | 0 | 10.4018 | 2014-04-14 14:00 | 15700.8333 | 15.7008
|  | 2014-04-14 20:45:03 | 37.052 | 0.80433 | 3.2173 | 7.6755 | 7.6755 | 0.6335 | 0.6335 | 1.0323 | 1.0323 | 0 | 0 | 15.5093 | 15.5093 | -8.984 | -4.492 | 0 | 54.4107 | 0 |  |  | 3.3782 |  | 0.086833 | 8.6833 | 0 | 8.984 | 2014-04-14 14:30 | 15509.3333 | 15.5093
|  | 2014-04-14 21:15:02 | 35.018 | 0.78833 | 3.1533 | 7.6805 | 7.6805 | 0.58433 | 0.58433 | 1.0327 | 1.0327 | 0 | 0 | 15.4165 | 15.4165 | -7.1507 | -3.5753 | 0 | 50.8353 | 0 |  |  | 3.0903 |  | 0.090049 | 9.0049 | 0 | 7.1507 | 2014-04-14 15:00 | 15416.5 | 15.4165
|  | 2014-04-14 21:45:02 | 32.7612 | 0.78417 | 3.1367 | 7.6712 | 7.6712 | 0.56767 | 0.56767 | 1.0332 | 1.0332 | 0 | 0 | 14.7628 | 14.7628 | -5.5897 | -2.7948 | 0 | 48.0405 | 0 |  |  | 3.2935 |  | 0.095743 | 9.5743 | 0 | 5.5897 | 2014-04-14 15:30 | 14762.8333 | 14.7628
|  | 2014-04-14 22:15:01 | 29.5028 | 0.72233 | 2.8893 | 7.6742 | 7.6742 | 0.514 | 0.514 | 1.0437 | 1.0437 | 0 | 0 | 13.7632 | 13.7632 | -3.6185 | -1.8092 | 0 | 46.2313 | 0 |  |  | 2.9471 |  | 0.097934 | 9.7934 | 0 | 3.6185 | 2014-04-14 16:00 | 13763.1667 | 13.7632
|  | 2014-04-14 22:45:02 | 29.6633 | 0.62583 | 2.5033 | 7.674 | 7.674 | 0.51333 | 0.51333 | 1.0465 | 1.0465 | 0 | 0 | 13.3635 | 13.3635 | -4.5627 | -2.2813 | 0 | 43.9499 | 0 |  |  | 2.4783 |  | 0.084392 | 8.4392 | 0 | 4.5627 | 2014-04-14 16:30 | 13363.5 | 13.3635
|  | 2014-04-14 23:15:03 | 28.5925 | 0.62267 | 2.4907 | 7.6815 | 7.6815 | 0.50183 | 0.50183 | 1.0467 | 1.0467 | 0 | 0 | 12.3498 | 12.3498 | -4.522 | -2.261 | 0 | 41.6889 | 0 |  |  | 2.3163 |  | 0.087109 | 8.7109 | 0 | 4.522 | 2014-04-14 17:00 | 12349.8333 | 12.3498
|  | 2014-04-14 23:45:03 | 27.704 | 0.63967 | 2.5587 | 7.679 | 7.679 | 0.46067 | 0.46067 | 1.0473 | 1.0473 | 0 | 0 | 11.6653 | 11.6653 | -4.293 | -2.1465 | 0 | 39.5424 | 0 |  |  | 2.8145 |  | 0.092357 | 9.2357 | 0 | 4.293 | 2014-04-14 17:30 | 11665.3333 | 11.6653
|  | 2014-04-15 00:15:02 | 28.086 | 0.6885 | 2.754 | 7.6797 | 7.6797 | 0.348 | 0.348 | 1.0473 | 1.0473 | 0 | 0 | 12.1405 | 12.1405 | -4.1165 | -2.0582 | 0 | 37.4842 | 0 |  |  | 2.8366 |  | 0.098056 | 9.8056 | 0 | 4.1165 | 2014-04-14 18:00 | 12140.5 | 12.1405
|  | 2014-04-15 00:45:01 | 28.408 | 0.6455 | 2.582 | 7.6788 | 7.6788 | 0.34383 | 0.34383 | 1.0472 | 1.0472 | 0 | 0 | 12.4062 | 12.4062 | -4.35 | -2.175 | 0 | 35.3092 | 0 |  |  | 2.7627 |  | 0.09089 | 9.089 | 0 | 4.35 | 2014-04-14 18:30 | 12406.1667 | 12.4062
|  | 2014-04-15 01:15:02 | 28.219 | 0.65483 | 2.6193 | 7.6845 | 7.6845 | 0.34367 | 0.34367 | 1.0473 | 1.0473 | 0 | 0 | 12.1825 | 12.1825 | -4.3417 | -2.1708 | 0 | 33.1383 | 0 |  |  | 2.5146 |  | 0.092822 | 9.2822 | 0 | 4.3417 | 2014-04-14 19:00 | 12182.5 | 12.1825
|  | 2014-04-15 01:45:03 | 28.0063 | 0.70117 | 2.8047 | 7.6892 | 7.6892 | 0.34383 | 0.34383 | 1.0478 | 1.0478 | 0 | 0 | 11.6817 | 11.6817 | -4.4392 | -2.2196 | 0 | 30.9188 | 0 |  |  | 3.0571 |  | 0.10014 | 10.0144 | 0 | 4.4392 | 2014-04-14 19:30 | 11681.6667 | 11.6817
|  | 2014-04-15 02:15:01 | 27.8192 | 0.79617 | 3.1847 | 7.6943 | 7.6943 | 0.343 | 0.343 | 1.0472 | 1.0472 | 0 | 0 | 11.3773 | 11.3773 | -4.1727 | -2.0863 | 0 | 28.8324 | 0 |  |  | 2.9936 |  | 0.11448 | 11.4477 | 0 | 4.1727 | 2014-04-14 20:00 | 11377.3333 | 11.3773
|  | 2014-04-15 02:45:02 | 27.5262 | 0.828 | 3.312 | 7.6977 | 7.6977 | 0.34833 | 0.34833 | 1.0473 | 1.0473 | 0 | 0 | 11.0515 | 11.0515 | -4.0693 | -2.0347 | 0 | 26.7978 | 0 |  |  | 3.047 |  | 0.12032 | 12.0322 | 0 | 4.0693 | 2014-04-14 20:30 | 11051.5 | 11.0515
|  | 2014-04-15 03:15:03 | 27.4222 | 0.77067 | 3.0827 | 7.6982 | 7.6982 | 0.36183 | 0.36183 | 1.0478 | 1.0478 | 0 | 0 | 10.977 | 10.977 | -4.2547 | -2.1273 | 0 | 24.6704 | 0 |  |  | 3.021 |  | 0.11242 | 11.2415 | 0 | 4.2547 | 2014-04-14 21:00 | 10977 | 10.977
|  | 2014-04-15 03:45:03 | 27.4405 | 0.7835 | 3.134 | 7.7038 | 7.7038 | 0.3605 | 0.3605 | 1.0475 | 1.0475 | 0 | 0 | 11.1018 | 11.1018 | -4.0928 | -2.0464 | 0 | 22.624 | 0 |  |  | 3.4474 |  | 0.11421 | 11.4211 | 0 | 4.0928 | 2014-04-14 21:30 | 11101.8333 | 11.1018
|  | 2014-04-15 04:15:02 | 28.3027 | 0.84183 | 3.3673 | 7.7063 | 7.7063 | 0.35667 | 0.35667 | 1.0473 | 1.0473 | 0 | 0 | 11.8527 | 11.8527 | -3.9723 | -1.9862 | 0 | 20.6378 | 0 |  |  | 3.502 |  | 0.11898 | 11.8976 | 0 | 3.9723 | 2014-04-14 22:00 | 11852.6667 | 11.8527
|  | 2014-04-15 04:45:01 | 29.0027 | 0.898 | 3.592 | 7.7168 | 7.7168 | 0.3575 | 0.3575 | 1.0497 | 1.0497 | 0 | 0 | 12.3185 | 12.3185 | -3.9682 | -1.9841 | 0 | 18.6538 | 0 |  |  | 3.5561 |  | 0.12385 | 12.3851 | 0 | 3.9682 | 2014-04-14 22:30 | 12318.5 | 12.3185
|  | 2014-04-15 05:15:02 | 30.3952 | 0.9055 | 3.622 | 7.7083 | 7.7083 | 0.359 | 0.359 | 1.0513 | 1.0513 | 0 | 0 | 13.0615 | 13.0615 | -4.593 | -2.2965 | 0 | 16.3573 | 0 |  |  | 3.3685 |  | 0.11916 | 11.9164 | 0 | 4.593 | 2014-04-14 23:00 | 13061.5 | 13.0615
|  | 2014-04-15 05:45:02 | 32.3737 | 0.95167 | 3.8067 | 7.7125 | 7.7125 | 0.41233 | 0.41233 | 1.0525 | 1.0525 | 0 | 0 | 13.688 | 13.688 | -5.7017 | -2.8508 | 0 | 13.5064 | 0 |  |  | 3.8447 |  | 0.11759 | 11.7585 | 0 | 5.7017 | 2014-04-14 23:30 | 13688 | 13.688
|  | 2014-04-15 06:15:01 | 35.3137 | 0.93817 | 3.7527 | 7.7085 | 7.7085 | 0.57433 | 0.57433 | 1.052 | 1.052 | 0 | 0 | 14.3252 | 14.3252 | -7.901 | -3.9505 | 0 | 9.5559 | 0 |  |  | 3.7527 |  | 0.10627 | 10.6267 | 0 | 7.901 | 2014-04-15 | 14325.1667 | 14.3252
|  | 2014-04-15 06:45:02 | 37.3453 | 0.96667 | 3.8667 | 7.7105 | 7.7105 | 0.594 | 0.594 | 1.0517 | 1.0517 | 0 | 0 | 14.786 | 14.786 | -9.3365 | -4.6683 | 0 | 4.8877 | 0 |  |  | 4.06 |  | 0.10354 | 10.3538 | 0 | 9.3365 | 2014-04-15 00:30 | 14786 | 14.786
|  | 2014-04-15 07:15:03 | 38.8827 | 0.9625 | 3.85 | 7.7108 | 7.7108 | 0.66283 | 0.66283 | 1.06 | 1.06 | 0.5772 | 0.5772 | 14.9713 | 14.9713 | -10.0505 | -5.0252 | 0 | 0 | 0 |  |  | 3.85 |  | 0.099016 | 9.9016 | 0 | 9.7754 | 2014-04-15 01:00 | 14971.3333 | 14.9713
|  | 2014-04-15 07:45:04 | 39.221 | 0.9735 | 3.894 | 7.7223 | 7.7223 | 0.6585 | 0.6585 | 1.0758 | 1.0758 | 0.5772 | 0.5772 | 14.949 | 14.949 | -10.3441 | -5.1721 | 5.0252 | 0 | 0 |  |  | 4.2834 |  | 0.099284 | 9.9284 | 10.0505 | 0 | 2014-04-15 01:30 | 14949 | 14.949
|  | 2014-04-15 08:15:02 | 39.4397 | 1.0015 | 4.006 | 7.708 | 7.708 | 0.64967 | 0.64967 | 1.0757 | 1.0757 | 1.1468 | 1.1468 | 15.0173 | 15.0173 | -9.8362 | -4.9181 | 5.1721 | 0 | 0 |  |  | 4.1662 |  | 0.10157 | 10.1573 | 10.3441 | 0 | 2014-04-15 02:00 | 15017.3333 | 15.0173
|  | 2014-04-15 08:45:02 | 39.0877 | 1.0605 | 4.242 | 7.7005 | 7.7005 | 0.65117 | 0.65117 | 1.0778 | 1.0778 | 1.1468 | 1.1468 | 15.0245 | 15.0245 | -9.2449 | -4.6224 | 4.9181 | 0 | 0 |  |  | 4.3693 |  | 0.10853 | 10.8525 | 9.8362 | 0 | 2014-04-15 02:30 | 15024.5 | 15.0245
|  | 2014-04-15 09:15:02 | 38.6483 | 1.0135 | 4.054 | 7.6808 | 7.6808 | 0.66783 | 0.66783 | 1.0962 | 1.0962 | 1.736 | 1.736 | 15.0505 | 15.0505 | -8.363 | -4.1815 | 4.6224 | 0 | 0 |  |  | 3.8513 |  | 0.10489 | 10.4895 | 9.2449 | 0 | 2014-04-15 03:00 | 15050.5 | 15.0505
|  | 2014-04-15 09:45:02 | 38.3938 | 0.99117 | 3.9647 | 7.685 | 7.685 | 0.65283 | 0.65283 | 1.096 | 1.096 | 1.736 | 1.736 | 15.0255 | 15.0255 | -8.2338 | -4.1169 | 4.1815 | 0 | 0 |  |  | 3.6475 |  | 0.10326 | 10.3263 | 8.363 | 0 | 2014-04-15 03:30 | 15025.5 | 15.0255
|  | 2014-04-15 10:15:02 | 38.141 | 1.0035 | 4.014 | 7.688 | 7.688 | 0.56983 | 0.56983 | 1.0825 | 1.0825 | 2.078 | 2.078 | 14.6673 | 14.6673 | -8.0413 | -4.0207 | 4.1169 | 0 | 0 |  |  | 3.9739 |  | 0.10524 | 10.5241 | 8.2338 | 0 | 2014-04-15 04:00 | 14667.3333 | 14.6673
|  | 2014-04-15 10:45:03 | 37.9352 | 1.1278 | 4.5113 | 7.6723 | 7.6723 | 0.56817 | 0.56817 | 1.1038 | 1.1038 | 2.078 | 2.078 | 14.4878 | 14.4878 | -7.5137 | -3.7568 | 4.0207 | 0 | 0 |  |  | 4.1504 |  | 0.11892 | 11.8922 | 8.0413 | 0 | 2014-04-15 04:30 | 14487.8333 | 14.4878
|  | 2014-04-15 11:15:02 | 37.793 | 1.2107 | 4.8427 | 7.6647 | 7.6647 | 0.56333 | 0.56333 | 1.1085 | 1.1085 | 3.4212 | 3.4212 | 14.4323 | 14.4323 | -5.7603 | -2.8802 | 3.7568 | 0 | 0 |  |  | 4.7942 |  | 0.12814 | 12.8137 | 7.5137 | 0 | 2014-04-15 05:00 | 14432.3333 | 14.4323
|  | 2014-04-15 11:45:01 | 37.2807 | 1.2588 | 5.0353 | 7.6718 | 7.6718 | 0.5595 | 0.5595 | 1.1152 | 1.1152 | 3.4212 | 3.4212 | 14.5663 | 14.5663 | -4.9113 | -2.4557 | 2.8802 | 0 | 0 |  |  | 5.3375 |  | 0.13507 | 13.5066 | 5.7603 | 0 | 2014-04-15 05:30 | 14566.3333 | 14.5663
|  | 2014-04-15 12:15:02 | 36.8193 | 1.2327 | 4.9307 | 7.6673 | 7.6673 | 0.54617 | 0.54617 | 1.1175 | 1.1175 | 4.7884 | 4.7884 | 14.6833 | 14.6833 | -3.0859 | -1.543 | 2.4557 | 0 | 0 |  |  | 4.8814 |  | 0.13392 | 13.3915 | 4.9113 | 0 | 2014-04-15 06:00 | 14683.3333 | 14.6833
|  | 2014-04-15 12:45:03 | 36.5027 | 1.2223 | 4.8893 | 7.6792 | 7.6792 | 0.545 | 0.545 | 1.1333 | 1.1333 | 4.7884 | 4.7884 | 14.4792 | 14.4792 | -2.9883 | -1.4941 | 1.543 | 0 | 0 |  |  | 5.1827 |  | 0.13394 | 13.3945 | 3.0859 | 0 | 2014-04-15 06:30 | 14479.1667 | 14.4792
|  | 2014-04-15 13:15:03 | 36.2998 | 1.246 | 4.984 | 7.673 | 7.673 | 0.55 | 0.55 | 1.1393 | 1.1393 | 4.5672 | 4.5672 | 14.4858 | 14.4858 | -2.9005 | -1.4502 | 1.4941 | 0 | 0 |  |  | 5.283 |  | 0.1373 | 13.7301 | 2.9883 | 0 | 2014-04-15 07:00 | 14485.8333 | 14.4858
|  | 2014-04-15 13:45:03 | 36.0665 | 1.2862 | 5.1447 | 7.679 | 7.679 | 0.55767 | 0.55767 | 1.1417 | 1.1417 | 4.5672 | 4.5672 | 14.5032 | 14.5032 | -2.4731 | -1.2366 | 1.4502 | 0 | 0 |  |  | 5.1447 |  | 0.14264 | 14.2644 | 2.9005 | 0 | 2014-04-15 07:30 | 14503.1667 | 14.5032
|  | 2014-04-15 14:15:01 | 36.0738 | 1.3258 | 5.3033 | 7.6727 | 7.6727 | 0.55633 | 0.55633 | 1.1363 | 1.1363 | 4.3272 | 4.3272 | 14.8208 | 14.8208 | -2.2571 | -1.1286 | 1.2366 | 0 | 0 |  |  | 4.9321 |  | 0.14701 | 14.7013 | 2.4731 | 0 | 2014-04-15 08:00 | 14820.8333 | 14.8208
|  | 2014-04-15 14:45:02 | 36.2732 | 1.3088 | 5.2353 | 7.68 | 7.68 | 0.556 | 0.556 | 1.1055 | 1.1055 | 4.3272 | 4.3272 | 14.7268 | 14.7268 | -2.6423 | -1.3212 | 1.1286 | 0 | 0 |  |  | 5.6018 |  | 0.14433 | 14.4331 | 2.2571 | 0 | 2014-04-15 08:30 | 14726.8333 | 14.7268
|  | 2014-04-15 15:15:02 | 36.7702 | 1.2962 | 5.1847 | 7.6747 | 7.6747 | 0.55517 | 0.55517 | 1.1045 | 1.1045 | 3.0412 | 3.0412 | 14.8447 | 14.8447 | -4.3653 | -2.1826 | 1.3212 | 0 | 0 |  |  | 5.7031 |  | 0.141 | 14.1002 | 2.6423 | 0 | 2014-04-15 09:00 | 14844.6667 | 14.8447
|  | 2014-04-15 15:45:03 | 37.5582 | 1.3568 | 5.4273 | 7.671 | 7.671 | 0.60633 | 0.60633 | 1.1062 | 1.1062 | 3.0412 | 3.0412 | 14.905 | 14.905 | -4.8011 | -2.4006 | 2.1826 | 0 | 0 |  |  | 5.6987 |  | 0.1445 | 14.4505 | 4.3653 | 0 | 2014-04-15 09:30 | 14905 | 14.905
|  | 2014-04-15 16:15:02 | 37.9783 | 1.3908 | 5.5633 | 7.6777 | 7.6777 | 0.66217 | 0.66217 | 1.1457 | 1.1457 | 3.0356 | 3.0356 | 15.1162 | 15.1162 | -4.7777 | -2.3889 | 2.4006 | 0 | 0 |  |  | 5.9528 |  | 0.14649 | 14.6487 | 4.8011 | 0 | 2014-04-15 10:00 | 15116.1667 | 15.1162
|  | 2014-04-15 16:45:02 | 38.0728 | 1.4755 | 5.902 | 7.6677 | 7.6677 | 0.65467 | 0.65467 | 1.1485 | 1.1485 | 3.0356 | 3.0356 | 15.1588 | 15.1588 | -4.5056 | -2.2528 | 2.3889 | 0 | 0 |  |  | 5.902 |  | 0.15502 | 15.5019 | 4.7777 | 0 | 2014-04-15 10:30 | 15158.8333 | 15.1588
|  | 2014-04-15 17:15:01 | 38.2048 | 1.4962 | 5.9847 | 7.6675 | 7.6675 | 0.65217 | 0.65217 | 1.149 | 1.149 | 2.0756 | 2.0756 | 15.0373 | 15.0373 | -5.6386 | -2.8193 | 2.2528 | 0 | 0 |  |  | 6.1044 |  | 0.15665 | 15.6647 | 4.5056 | 0 | 2014-04-15 11:00 | 15037.3333 | 15.0373
|  | 2014-04-15 17:45:03 | 38.1513 | 1.4227 | 5.6907 | 7.6668 | 7.6668 | 0.687 | 0.687 | 1.1482 | 1.1482 | 2.0756 | 2.0756 | 14.7062 | 14.7062 | -6.1769 | -3.0885 | 2.8193 | 0 | 0 |  |  | 5.2354 |  | 0.14916 | 14.916 | 5.6386 | 0 | 2014-04-15 11:30 | 14706.1667 | 14.7062
|  | 2014-04-15 18:15:01 | 37.9993 | 1.3108 | 5.2433 | 7.6697 | 7.6697 | 0.80667 | 0.80667 | 1.147 | 1.147 | 0.5628 | 0.5628 | 14.6985 | 14.6985 | -7.8714 | -3.9357 | 3.0885 | 0 | 0 |  |  | 5.5579 |  | 0.13798 | 13.7985 | 6.1769 | 0 | 2014-04-15 12:00 | 14698.5 | 14.6985
|  | 2014-04-15 18:45:02 | 38.1223 | 1.2805 | 5.122 | 7.6842 | 7.6842 | 0.80933 | 0.80933 | 1.1428 | 1.1428 | 0.5628 | 0.5628 | 14.6407 | 14.6407 | -8.1605 | -4.0803 | 3.9357 | 0 | 0 |  |  | 5.3269 |  | 0.13436 | 13.4357 | 7.8714 | 0 | 2014-04-15 12:30 | 14640.6667 | 14.6407
|  | 2014-04-15 19:15:02 | 39.0623 | 1.3168 | 5.2673 | 7.68 | 7.68 | 0.81067 | 0.81067 | 1.1438 | 1.1438 | 0.0584 | 0.0584 | 14.692 | 14.692 | -9.4101 | -4.705 | 4.0803 | 0 | 0 |  |  | 4.8459 |  | 0.13484 | 13.4844 | 8.1605 | 0 | 2014-04-15 13:00 | 14692 | 14.692
|  | 2014-04-15 19:45:04 | 39.4738 | 1.332 | 5.328 | 7.6767 | 7.6767 | 0.863 | 0.863 | 1.1437 | 1.1437 | 0.0584 | 0.0584 | 14.7698 | 14.7698 | -9.6343 | -4.8171 | 4.705 | 0 | 0 |  |  | 5.0616 |  | 0.13498 | 13.4975 | 9.4101 | 0 | 2014-04-15 13:30 | 14769.8333 | 14.7698
|  | 2014-04-15 20:15:02 | 38.386 | 1.3525 | 5.41 | 7.6743 | 7.6743 | 0.82067 | 0.82067 | 1.1445 | 1.1445 | 0 | 0 | 14.5792 | 14.5792 | -8.7573 | -4.3787 | 4.8171 | 0 | 0 |  |  | 5.951 |  | 0.14094 | 14.0937 | 9.6343 | 0 | 2014-04-15 14:00 | 14579.1667 | 14.5792
|  | 2014-04-15 20:45:04 | 36.643 | 1.3943 | 5.5773 | 7.6742 | 7.6742 | 0.703 | 0.703 | 1.146 | 1.146 | 0 | 0 | 14.3935 | 14.3935 | -7.149 | -3.5745 | 4.3787 | 0 | 0 |  |  | 5.5773 |  | 0.15221 | 15.2207 | 8.7573 | 0 | 2014-04-15 14:30 | 14393.5 | 14.3935
|  | 2014-04-15 21:15:03 | 34.4637 | 1.4872 | 5.9487 | 7.6817 | 7.6817 | 0.605 | 0.605 | 1.1433 | 1.1433 | 0 | 0 | 13.9242 | 13.9242 | -5.1608 | -2.5804 | 3.5745 | 0 | 0 |  |  | 5.5917 |  | 0.17261 | 17.2607 | 7.149 | 0 | 2014-04-15 15:00 | 13924.1667 | 13.9242
|  | 2014-04-15 21:45:02 | 31.9948 | 1.5897 | 6.3587 | 7.6848 | 7.6848 | 0.57267 | 0.57267 | 1.1187 | 1.1187 | 0 | 0 | 12.9093 | 12.9093 | -3.3507 | -1.6753 | 2.5804 | 0 | 0 |  |  | 6.6766 |  | 0.19874 | 19.874 | 5.1608 | 0 | 2014-04-15 15:30 | 12909.3333 | 12.9093
|  | 2014-04-15 22:15:02 | 30.1637 | 1.706 | 6.824 | 7.6798 | 7.6798 | 0.48883 | 0.48883 | 1.129 | 1.129 | 0 | 0 | 12.6758 | 12.6758 | -1.3662 | -0.68308 | 1.6753 | 0 | 0 |  |  | 6.6193 |  | 0.22623 | 22.6232 | 3.3507 | 0 | 2014-04-15 16:00 | 12675.8333 | 12.6758
|  | 2014-04-15 22:45:02 | 28.4065 | 1.86 | 7.44 | 7.6807 | 7.6807 | 0.39267 | 0.39267 | 1.1043 | 1.1043 | 0 | 0 | 12.02 | 12.02 | 0.23117 | 0.11558 | 0.68308 | 0.11558 | 0 |  |  | 8.0352 |  | 0.26191 | 26.1912 | 1.3662 | 0 | 2014-04-15 16:30 | 12020 | 12.02
|  | 2014-04-15 23:15:03 | 27.3983 | 1.9622 | 7.8487 | 7.6737 | 7.6737 | 0.38867 | 0.38867 | 1.1278 | 1.1278 | 0 | 0 | 11.3418 | 11.3418 | 0.98233 | 0.49117 | 0 | 0.60675 | 0 |  |  | 8.3981 |  | 0.28647 | 28.6465 | 0 | 0 | 2014-04-15 17:00 | 11341.8333 | 11.3418
|  | 2014-04-15 23:45:02 | 26.8438 | 1.9217 | 7.6867 | 7.6727 | 7.6727 | 0.38317 | 0.38317 | 1.1295 | 1.1295 | 0 | 0 | 10.98 | 10.98 | 1.0082 | 0.50408 | 0 | 1.1108 | 0 |  |  | 7.5329 |  | 0.28635 | 28.6348 | 0 | 0 | 2014-04-15 17:30 | 10980 | 10.98
|  | 2014-04-16 00:15:02 | 27.0498 | 1.8925 | 7.57 | 7.6765 | 7.6765 | 0.36117 | 0.36117 | 1.1303 | 1.1303 | 0 | 0 | 11.2387 | 11.2387 | 0.92683 | 0.46342 | 0 | 1.5743 | 0 |  |  | 6.9644 |  | 0.27985 | 27.9854 | 0 | 0 | 2014-04-15 18:00 | 11238.6667 | 11.2387
|  | 2014-04-16 00:45:01 | 27.5512 | 2.0733 | 8.2933 | 7.6783 | 7.6783 | 0.3605 | 0.3605 | 1.13 | 1.13 | 0 | 0 | 11.4072 | 11.4072 | 1.3182 | 0.65908 | 0 | 2.2333 | 0 |  |  | 8.5421 |  | 0.30102 | 30.1016 | 0 | 0 | 2014-04-15 18:30 | 11407.1667 | 11.4072
|  | 2014-04-16 01:15:02 | 27.352 | 2.141 | 8.564 | 7.682 | 7.682 | 0.34733 | 0.34733 | 1.1302 | 1.1302 | 0 | 0 | 11.0873 | 11.0873 | 1.4588 | 0.72942 | 0 | 2.9628 | 0 |  |  | 9.4204 |  | 0.3131 | 31.3103 | 0 | 0 | 2014-04-15 19:00 | 11087.3333 | 11.0873
|  | 2014-04-16 01:45:01 | 26.9603 | 2.2888 | 9.1553 | 7.6797 | 7.6797 | 0.344 | 0.344 | 1.1302 | 1.1302 | 0 | 0 | 10.5457 | 10.5457 | 1.8945 | 0.94725 | 0 | 3.91 | 0 |  |  | 8.5145 |  | 0.33959 | 33.9585 | 0 | 0 | 2014-04-15 19:30 | 10545.6667 | 10.5457
|  | 2014-04-16 02:15:01 | 26.6232 | 2.3093 | 9.2373 | 7.6843 | 7.6843 | 0.3445 | 0.3445 | 1.1302 | 1.1302 | 0 | 0 | 10.2148 | 10.2148 | 1.988 | 0.994 | 0 | 4.904 | 0 |  |  | 9.145 |  | 0.34697 | 34.6966 | 0 | 0 | 2014-04-15 20:00 | 10214.8333 | 10.2148
|  | 2014-04-16 02:45:03 | 26.6327 | 2.3338 | 9.3353 | 7.682 | 7.682 | 0.34433 | 0.34433 | 1.1303 | 1.1303 | 0 | 0 | 10.1827 | 10.1827 | 2.042 | 1.021 | 0 | 5.925 | 0 |  |  | 8.5885 |  | 0.35052 | 35.0522 | 0 | 0 | 2014-04-15 20:30 | 10182.6667 | 10.1827
|  | 2014-04-16 03:15:02 | 26.4335 | 2.278 | 9.112 | 7.6893 | 7.6893 | 0.34433 | 0.34433 | 1.1302 | 1.1302 | 0 | 0 | 10.165 | 10.165 | 2.0073 | 1.0037 | 0 | 6.9287 | 0 |  |  | 8.5653 |  | 0.34471 | 34.4714 | 0 | 0 | 2014-04-15 21:00 | 10165 | 10.165
|  | 2014-04-16 03:45:03 | 26.464 | 2.1352 | 8.5407 | 7.6842 | 7.6842 | 0.345 | 0.345 | 1.1302 | 1.1302 | 0 | 0 | 10.4225 | 10.4225 | 1.6585 | 0.82925 | 0 | 7.7579 | 0 |  |  | 9.1385 |  | 0.32273 | 32.2728 | 0 | 0 | 2014-04-15 21:30 | 10422.5 | 10.4225
|  | 2014-04-16 04:15:02 | 27.1118 | 2.0423 | 8.1693 | 7.685 | 7.685 | 0.34383 | 0.34383 | 1.1307 | 1.1307 | 0 | 0 | 11.155 | 11.155 | 1.372 | 0.686 | 0 | 8.4439 | 0 |  |  | 8.4961 |  | 0.30132 | 30.132 | 0 | 0 | 2014-04-15 22:00 | 11155 | 11.155
|  | 2014-04-16 04:45:02 | 27.8322 | 2.0068 | 8.0273 | 7.6888 | 7.6888 | 0.33367 | 0.33367 | 1.1153 | 1.1153 | 0 | 0 | 11.5593 | 11.5593 | 0.89233 | 0.44617 | 0 | 8.8901 | 0 |  |  | 7.2246 |  | 0.28842 | 28.8419 | 0 | 0 | 2014-04-15 22:30 | 11559.3333 | 11.5593
|  | 2014-04-16 05:15:02 | 29.7958 | 2.0143 | 8.0573 | 7.6808 | 7.6808 | 0.347 | 0.347 | 1.1302 | 1.1302 | 0 | 0 | 13.2098 | 13.2098 | 0.62933 | 0.31467 | 0 | 9.2048 | 0 |  |  | 8.4602 |  | 0.27042 | 27.0418 | 0 | 0 | 2014-04-15 23:00 | 13209.8333 | 13.2098
|  | 2014-04-16 05:45:02 | 32.2018 | 2.0827 | 8.3307 | 7.6818 | 7.6818 | 0.3775 | 0.3775 | 1.1298 | 1.1298 | 0 | 0 | 13.5285 | 13.5285 | -1.1535 | -0.57675 | 0 | 8.628 | 0 |  |  | 8.3307 |  | 0.2587 | 25.8702 | 0 | 1.1535 | 2014-04-15 23:30 | 13528.5 | 13.5285
|  | 2014-04-16 06:15:02 | 34.8167 | 2.1803 | 8.7213 | 7.6785 | 7.6785 | 0.50467 | 0.50467 | 1.1302 | 1.1302 | 0.0752 | 0.0752 | 14.0968 | 14.0968 | -2.61 | -1.305 | 0 | 7.323 | 0 |  |  | 8.2853 |  | 0.25049 | 25.0493 | 0 | 2.61 | 2014-04-16 | 14096.8333 | 14.0968
|  | 2014-04-16 06:45:02 | 36.6792 | 2.1178 | 8.4713 | 7.6808 | 7.6808 | 0.66433 | 0.66433 | 1.1298 | 1.1298 | 0.0752 | 0.0752 | 14.5732 | 14.5732 | -4.0845 | -2.0422 | 0 | 5.2808 | 0 |  |  | 8.0478 |  | 0.23096 | 23.0958 | 0 | 4.0845 | 2014-04-16 00:30 | 14573.1667 | 14.5732
|  | 2014-04-16 07:15:03 | 37.9672 | 1.9392 | 7.7567 | 7.683 | 7.683 | 0.65333 | 0.65333 | 1.13 | 1.13 | 0.6652 | 0.6652 | 14.7095 | 14.7095 | -5.3695 | -2.6847 | 0 | 2.5961 | 0 |  |  | 8.2221 |  | 0.2043 | 20.4299 | 0 | 5.3695 | 2014-04-16 01:00 | 14709.5 | 14.7095
|  | 2014-04-16 07:45:03 | 38.384 | 1.9422 | 7.7687 | 7.68 | 7.68 | 0.63617 | 0.63617 | 1.13 | 1.13 | 0.6652 | 0.6652 | 14.7648 | 14.7648 | -5.7391 | -2.8696 | 0 | 0 | 0 |  |  | 8.1571 |  | 0.20239 | 20.2393 | 0 | 5.1921 | 2014-04-16 01:30 | 14764.8333 | 14.7648
|  | 2014-04-16 08:15:05 | 38.7423 | 1.9997 | 7.9987 | 7.6768 | 7.6768 | 0.72967 | 0.72967 | 1.1292 | 1.1292 | 1.3372 | 1.3372 | 14.4938 | 14.4938 | -5.377 | -2.6885 | 2.8696 | 0 | 0 |  |  | 7.6787 |  | 0.20646 | 20.6458 | 5.7391 | 0 | 2014-04-16 02:00 | 14493.8333 | 14.4938
|  | 2014-04-16 08:45:02 | 38.4813 | 2.1257 | 8.5027 | 7.6837 | 7.6837 | 0.73333 | 0.73333 | 1.1297 | 1.1297 | 1.3372 | 1.3372 | 14.3222 | 14.3222 | -4.7726 | -2.3863 | 2.6885 | 0 | 0 |  |  | 7.9075 |  | 0.22096 | 22.0956 | 5.377 | 0 | 2014-04-16 02:30 | 14322.1667 | 14.3222
|  | 2014-04-16 09:15:02 | 38.0615 | 2.1868 | 8.7473 | 7.6785 | 7.6785 | 0.74167 | 0.74167 | 1.13 | 1.13 | 2.53 | 2.53 | 14.0645 | 14.0645 | -3.1695 | -1.5847 | 2.3863 | 0 | 0 |  |  | 9.4471 |  | 0.22982 | 22.9821 | 4.7726 | 0 | 2014-04-16 03:00 | 14064.5 | 14.0645
|  | 2014-04-16 09:45:02 | 37.8627 | 2.3522 | 9.4087 | 7.679 | 7.679 | 0.71233 | 0.71233 | 1.1195 | 1.1195 | 2.53 | 2.53 | 13.754 | 13.754 | -2.6592 | -1.3296 | 1.5847 | 0 | 0 |  |  | 8.9382 |  | 0.24849 | 24.8495 | 3.1695 | 0 | 2014-04-16 03:30 | 13754 | 13.754
|  | 2014-04-16 10:15:03 | 37.5562 | 2.4343 | 9.7373 | 7.6773 | 7.6773 | 0.51283 | 0.51283 | 1.1128 | 1.1128 | 3.4876 | 3.4876 | 13.723 | 13.723 | -1.3052 | -0.65262 | 1.3296 | 0 | 0 |  |  | 10.2242 |  | 0.25927 | 25.9274 | 2.6592 | 0 | 2014-04-16 04:00 | 13723 | 13.723
|  | 2014-04-16 10:45:02 | 37.2737 | 2.5217 | 10.0867 | 7.6763 | 7.6763 | 0.51183 | 0.51183 | 1.1325 | 1.1325 | 3.4876 | 3.4876 | 13.6768 | 13.6768 | -0.7019 | -0.35095 | 0.65262 | 0 | 0 |  |  | 10.591 |  | 0.27061 | 27.0611 | 1.3052 | 0 | 2014-04-16 04:30 | 13676.8333 | 13.6768
|  | 2014-04-16 11:15:03 | 36.9675 | 2.4675 | 9.87 | 7.6707 | 7.6707 | 0.49733 | 0.49733 | 1.1157 | 1.1157 | 5.6796 | 5.6796 | 13.7055 | 13.7055 | 1.5713 | 0.78563 | 0.35095 | 0.78563 | 0 |  |  | 9.1791 |  | 0.26699 | 26.6991 | 0.7019 | 0 | 2014-04-16 05:00 | 13705.5 | 13.7055
|  | 2014-04-16 11:45:07 | 36.5843 | 2.4432 | 9.7727 | 7.6757 | 7.6757 | 0.4825 | 0.4825 | 1.1198 | 1.1198 | 5.6796 | 5.6796 | 13.6903 | 13.6903 | 1.8363 | 0.91813 | 0 | 1.7038 | 0 |  |  | 10.6522 |  | 0.26713 | 26.7127 | 0 | 0 | 2014-04-16 05:30 | 13690.3333 | 13.6903
|  | 2014-04-16 12:15:03 | 36.1812 | 2.436 | 9.744 | 7.6793 | 7.6793 | 0.422 | 0.422 | 1.1302 | 1.1302 | 6.2416 | 6.2416 | 13.6953 | 13.6953 | 2.7313 | 1.3656 | 0 | 3.0694 | 0 |  |  | 10.621 |  | 0.26931 | 26.9311 | 0 | 0 | 2014-04-16 06:00 | 13695.3333 | 13.6953
|  | 2014-04-16 12:45:02 | 35.9817 | 2.3923 | 9.5693 | 7.684 | 7.684 | 0.42833 | 0.42833 | 1.1303 | 1.1303 | 6.2416 | 6.2416 | 13.689 | 13.689 | 2.7609 | 1.3805 | 0 | 4.4499 | 0 |  |  | 8.8038 |  | 0.26595 | 26.595 | 0 | 0 | 2014-04-16 06:30 | 13689 | 13.689
|  | 2014-04-16 13:15:02 | 35.8345 | 2.3505 | 9.402 | 7.6945 | 7.6945 | 0.42967 | 0.42967 | 1.1298 | 1.1298 | 6.9264 | 6.9264 | 13.6965 | 13.6965 | 3.4444 | 1.7222 | 0 | 6.1721 | 0 |  |  | 9.496 |  | 0.26237 | 26.2373 | 0 | 0 | 2014-04-16 07:00 | 13696.5 | 13.6965
|  | 2014-04-16 13:45:02 | 35.594 | 2.358 | 9.432 | 7.6837 | 7.6837 | 0.40517 | 0.40517 | 1.1268 | 1.1268 | 6.9264 | 6.9264 | 13.492 | 13.492 | 3.4721 | 1.736 | 0 | 7.9081 | 0 |  |  | 8.9604 |  | 0.26499 | 26.4988 | 0 | 0 | 2014-04-16 07:30 | 13492 | 13.492
|  | 2014-04-16 14:15:02 | 35.5535 | 2.3015 | 9.206 | 7.679 | 7.679 | 0.4255 | 0.4255 | 1.1283 | 1.1283 | 4.0428 | 4.0428 | 13.4287 | 13.4287 | 0.3568 | 0.1784 | 0 | 8.0865 | 0 |  |  | 8.4695 |  | 0.25893 | 25.8934 | 0 | 0 | 2014-04-16 08:00 | 13428.6667 | 13.4287
|  | 2014-04-16 14:45:01 | 35.8532 | 2.0902 | 8.3607 | 7.6777 | 7.6777 | 0.4245 | 0.4245 | 1.1278 | 1.1278 | 4.0428 | 4.0428 | 13.6257 | 13.6257 | -0.59403 | -0.29702 | 0 | 7.7895 | 0 |  |  | 8.5279 |  | 0.23319 | 23.3192 | 0 | 0.59403 | 2014-04-16 08:30 | 13625.6667 | 13.6257
|  | 2014-04-16 15:15:01 | 36.3568 | 2.1873 | 8.7493 | 7.6883 | 7.6883 | 0.42783 | 0.42783 | 1.1248 | 1.1248 | 4.3008 | 4.3008 | 13.6412 | 13.6412 | -0.42453 | -0.21227 | 0 | 7.5772 | 0 |  |  | 9.0993 |  | 0.24065 | 24.0652 | 0 | 0.42453 | 2014-04-16 09:00 | 13641.1667 | 13.6412
|  | 2014-04-16 15:45:02 | 37.0872 | 2.1703 | 8.6813 | 7.681 | 7.681 | 0.46783 | 0.46783 | 1.129 | 1.129 | 4.3008 | 4.3008 | 13.6178 | 13.6178 | -1.2094 | -0.60468 | 0 | 6.9725 | 0 |  |  | 9.3758 |  | 0.23408 | 23.4079 | 0 | 1.2094 | 2014-04-16 09:30 | 13617.8333 | 13.6178
|  | 2014-04-16 16:15:02 | 37.6168 | 2.2075 | 8.83 | 7.6825 | 7.6825 | 0.55583 | 0.55583 | 1.1285 | 1.1285 | 3.1708 | 3.1708 | 13.6235 | 13.6235 | -2.6257 | -1.3129 | 0 | 5.6597 | 0 |  |  | 8.1236 |  | 0.23474 | 23.4735 | 0 | 2.6257 | 2014-04-16 10:00 | 13623.5 | 13.6235
|  | 2014-04-16 16:45:03 | 37.747 | 2.0868 | 8.3473 | 7.6782 | 7.6782 | 0.556 | 0.556 | 1.1288 | 1.1288 | 3.1708 | 3.1708 | 13.5105 | 13.5105 | -3.3554 | -1.6777 | 0 | 3.982 | 0 |  |  | 8.1804 |  | 0.22114 | 22.1139 | 0 | 3.3554 | 2014-04-16 10:30 | 13510.5 | 13.5105
|  | 2014-04-16 17:15:02 | 37.8242 | 1.975 | 7.9 | 7.6777 | 7.6777 | 0.55567 | 0.55567 | 1.1285 | 1.1285 | 1.582 | 1.582 | 13.4817 | 13.4817 | -5.4987 | -2.7493 | 0 | 1.2327 | 0 |  |  | 7.9 |  | 0.20886 | 20.8861 | 0 | 5.4987 | 2014-04-16 11:00 | 13481.6667 | 13.4817
|  | 2014-04-16 17:45:01 | 37.7897 | 1.9293 | 7.7173 | 7.6755 | 7.6755 | 0.6095 | 0.6095 | 1.1307 | 1.1307 | 1.582 | 1.582 | 13.4452 | 13.4452 | -5.6295 | -2.8148 | 0 | 0 | 0 |  |  | 8.4891 |  | 0.20422 | 20.4218 | 0 | 2.4653 | 2014-04-16 11:30 | 13445.1667 | 13.4452
|  | 2014-04-16 18:15:03 | 37.6865 | 1.89 | 7.56 | 7.6708 | 7.6708 | 0.855 | 0.855 | 1.1307 | 1.1307 | 0.4732 | 0.4732 | 13.4872 | 13.4872 | -6.5096 | -3.2548 | 2.8148 | 0 | 0 |  |  | 7.7868 |  | 0.2006 | 20.0602 | 5.6295 | 0 | 2014-04-16 12:00 | 13487.1667 | 13.4872
|  | 2014-04-16 18:45:02 | 37.8817 | 1.967 | 7.868 | 7.6653 | 7.6653 | 0.863 | 0.863 | 1.1305 | 1.1305 | 0.4732 | 0.4732 | 13.3005 | 13.3005 | -6.5811 | -3.2906 | 3.2548 | 0 | 0 |  |  | 7.868 |  | 0.2077 | 20.7699 | 6.5096 | 0 | 2014-04-16 12:30 | 13300.5 | 13.3005
|  | 2014-04-16 19:15:02 | 38.7647 | 2.2242 | 8.8967 | 7.6732 | 7.6732 | 0.863 | 0.863 | 1.1298 | 1.1298 | 0.0892 | 0.0892 | 13.2382 | 13.2382 | -6.8746 | -3.4373 | 3.2906 | 0 | 0 |  |  | 9.1636 |  | 0.2295 | 22.9505 | 6.5811 | 0 | 2014-04-16 13:00 | 13238.1667 | 13.2382
|  | 2014-04-16 19:45:02 | 38.7345 | 1.8837 | 7.5347 | 7.6723 | 7.6723 | 0.49983 | 0.49983 | 1.1308 | 1.1308 | 0.0892 | 0.0892 | 13.3965 | 13.3965 | -8.4111 | -4.2056 | 3.4373 | 0 | 0 |  |  | 7.5347 |  | 0.19452 | 19.4521 | 6.8746 | 0 | 2014-04-16 13:30 | 13396.5 | 13.3965
|  | 2014-04-16 20:15:04 | 37.1443 | 1.9817 | 7.9267 | 7.676 | 7.676 | 0.43367 | 0.43367 | 1.1307 | 1.1307 | 0.024 | 0.024 | 13.3885 | 13.3885 | -6.5648 | -3.2824 | 4.2056 | 0 | 0 |  |  | 8.4023 |  | 0.2134 | 21.3402 | 8.4111 | 0 | 2014-04-16 14:00 | 13388.5 | 13.3885
|  | 2014-04-16 20:45:03 | 35.9138 | 2.1423 | 8.5693 | 7.6777 | 7.6777 | 0.3215 | 0.3215 | 1.1307 | 1.1307 | 0.024 | 0.024 | 12.8592 | 12.8592 | -5.3315 | -2.6658 | 3.2824 | 0 | 0 |  |  | 9.1692 |  | 0.23861 | 23.8608 | 6.5648 | 0 | 2014-04-16 14:30 | 12859.1667 | 12.8592
|  | 2014-04-16 21:15:03 | 34.0522 | 2.2525 | 9.01 | 7.6765 | 7.6765 | 0.30117 | 0.30117 | 1.1308 | 1.1308 | 0 | 0 | 12.387 | 12.387 | -3.5467 | -1.7733 | 2.6658 | 0 | 0 |  |  | 8.7397 |  | 0.26459 | 26.4594 | 5.3315 | 0 | 2014-04-16 15:00 | 12387 | 12.387
|  | 2014-04-16 21:45:03 | 31.8655 | 2.4818 | 9.9273 | 7.68 | 7.68 | 0.26583 | 0.26583 | 1.1307 | 1.1307 | 0 | 0 | 11.6893 | 11.6893 | -1.1723 | -0.58617 | 1.7733 | 0 | 0 |  |  | 10.523 |  | 0.31154 | 31.1539 | 3.5467 | 0 | 2014-04-16 15:30 | 11689.3333 | 11.6893
|  | 2014-04-16 22:15:03 | 30.4197 | 2.6665 | 10.666 | 7.6832 | 7.6832 | 0.21 | 0.21 | 1.1302 | 1.1302 | 0 | 0 | 11.1758 | 11.1758 | 0.4455 | 0.22275 | 0.58617 | 0.22275 | 0 |  |  | 10.986 |  | 0.35063 | 35.0628 | 1.1723 | 0 | 2014-04-16 16:00 | 11175.8333 | 11.1758
|  | 2014-04-16 22:45:03 | 28.7898 | 2.6838 | 10.7353 | 7.6822 | 7.6822 | 0.26 | 0.26 | 1.13 | 1.13 | 0 | 0 | 10.1553 | 10.1553 | 1.173 | 0.5865 | 0 | 0.80925 | 0 |  |  | 10.8427 |  | 0.37289 | 37.2886 | 0 | 0 | 2014-04-16 16:30 | 10155.3333 | 10.1553
|  | 2014-04-16 23:15:02 | 26.4738 | 2.823 | 11.292 | 7.6838 | 7.6838 | 0.2685 | 0.2685 | 1.1302 | 1.1302 | 0 | 0 | 9.8713 | 9.8713 | 3.772 | 1.886 | 0 | 2.6952 | 0 |  |  | 11.4049 |  | 0.42653 | 42.6534 | 0 | 0 | 2014-04-16 17:00 | 9871.3333 | 9.8713
|  | 2014-04-16 23:45:02 | 26.6808 | 3.109 | 12.436 | 7.6803 | 7.6803 | 0.285 | 0.285 | 1.13 | 1.13 | 0 | 0 | 9.695 | 9.695 | 4.5455 | 2.2727 | 0 | 4.968 | 0 |  |  | 13.0578 |  | 0.4661 | 46.6102 | 0 | 0 | 2014-04-16 17:30 | 9695 | 9.695
|  | 2014-04-17 00:15:02 | 26.8223 | 3.4112 | 13.6447 | 7.6787 | 7.6787 | 0.28417 | 0.28417 | 1.1302 | 1.1302 | 0 | 0 | 9.649 | 9.649 | 5.5643 | 2.7822 | 0 | 7.7502 | 0 |  |  | 12.5531 |  | 0.50871 | 50.8705 | 0 | 0 | 2014-04-16 18:00 | 9649 | 9.649
|  | 2014-04-17 00:45:02 | 26.889 | 3.3747 | 13.4987 | 7.6798 | 7.6798 | 0.3075 | 0.3075 | 1.13 | 1.13 | 0 | 0 | 9.6915 | 9.6915 | 5.4185 | 2.7093 | 0 | 10.4594 | 0 |  |  | 14.8485 |  | 0.50201 | 50.2014 | 0 | 0 | 2014-04-16 18:30 | 9691.5 | 9.6915
|  | 2014-04-17 01:15:03 | 26.5305 | 3.3072 | 13.2287 | 7.6905 | 7.6905 | 0.31467 | 0.31467 | 1.1298 | 1.1298 | 0 | 0 | 9.371 | 9.371 | 5.2042 | 2.6021 | 0 | 13.0615 | 0 |  |  | 11.9058 |  | 0.49862 | 49.8621 | 0 | 0 | 2014-04-16 19:00 | 9371 | 9.371
|  | 2014-04-17 01:45:01 | 26.2922 | 3.5818 | 14.3273 | 7.695 | 7.695 | 0.31383 | 0.31383 | 1.1297 | 1.1297 | 0 | 0 | 9.1655 | 9.1655 | 6.3392 | 3.1696 | 0 | 16.2311 | 0 |  |  | 14.6139 |  | 0.54493 | 54.4928 | 0 | 0 | 2014-04-16 19:30 | 9165.5 | 9.1655
|  | 2014-04-17 02:15:02 | 26.0203 | 3.6992 | 14.7967 | 7.6952 | 7.6952 | 0.308 | 0.308 | 1.1267 | 1.1267 | 0 | 0 | 8.8898 | 8.8898 | 6.796 | 3.398 | 0 | 19.6291 | 0 |  |  | 13.317 |  | 0.56866 | 56.8658 | 0 | 0 | 2014-04-16 20:00 | 8889.8333 | 8.8898
|  | 2014-04-17 02:45:02 | 25.7998 | 3.8762 | 15.5047 | 7.6938 | 7.6938 | 0.30533 | 0.30533 | 1.0415 | 1.0415 | 0 | 0 | 8.6023 | 8.6023 | 7.3478 | 3.6739 | 0 | 23.303 | 0 |  |  | 14.2643 |  | 0.60096 | 60.096 | 0 | 0 | 2014-04-16 20:30 | 8602.3333 | 8.6023
|  | 2014-04-17 03:15:01 | 25.7268 | 3.9225 | 15.69 | 7.6928 | 7.6928 | 0.295 | 0.295 | 1.045 | 1.045 | 0 | 0 | 8.4637 | 8.4637 | 7.4597 | 3.7298 | 0 | 27.0328 | 0 |  |  | 17.259 |  | 0.60987 | 60.9869 | 0 | 0 | 2014-04-16 21:00 | 8463.6667 | 8.4637
|  | 2014-04-17 03:45:02 | 25.973 | 4.283 | 17.132 | 7.6948 | 7.6948 | 0.30433 | 0.30433 | 1.1282 | 1.1282 | 0 | 0 | 8.2463 | 8.2463 | 8.5327 | 4.2663 | 0 | 31.2992 | 0 |  |  | 16.7894 |  | 0.65961 | 65.9608 | 0 | 0 | 2014-04-16 21:30 | 8246.3333 | 8.2463
|  | 2014-04-17 04:15:02 | 26.6412 | 4.3607 | 17.4427 | 7.692 | 7.692 | 0.30917 | 0.30917 | 1.0203 | 1.0203 | 0 | 0 | 8.6587 | 8.6587 | 8.4817 | 4.2408 | 0 | 35.54 | 0 |  |  | 17.9659 |  | 0.65473 | 65.4726 | 0 | 0 | 2014-04-16 22:00 | 8658.6667 | 8.6587
|  | 2014-04-17 04:45:02 | 27.3887 | 4.2465 | 16.986 | 7.6967 | 7.6967 | 0.32583 | 0.32583 | 0.933 | 0.933 | 0 | 0 | 8.7953 | 8.7953 | 7.3482 | 3.6741 | 0 | 39.2141 | 0 |  |  | 16.1367 |  | 0.62018 | 62.0184 | 0 | 0 | 2014-04-16 22:30 | 8795.3333 | 8.7953
|  | 2014-04-17 05:15:02 | 28.7628 | 4.3787 | 17.5147 | 7.7005 | 7.7005 | 0.3435 | 0.3435 | 1.0008 | 1.0008 | 0 | 0 | 9.76 | 9.76 | 7.5567 | 3.7783 | 0 | 42.9924 | 0 |  |  | 18.2153 |  | 0.60893 | 60.8934 | 0 | 0 | 2014-04-16 23:00 | 9760 | 9.76
|  | 2014-04-17 05:45:02 | 30.484 | 4.3337 | 17.3347 | 7.6977 | 7.6977 | 0.37117 | 0.37117 | 1.1068 | 1.1068 | 0 | 0 | 11.0107 | 11.0107 | 7.037 | 3.5185 | 0 | 46.5109 | 0 |  |  | 17.1613 |  | 0.56865 | 56.8648 | 0 | 0 | 2014-04-16 23:30 | 11010.6667 | 11.0107
|  | 2014-04-17 06:15:03 | 33.2453 | 4.4238 | 17.6953 | 7.7002 | 7.7002 | 0.40117 | 0.40117 | 1.095 | 1.095 | 0.188 | 0.188 | 12.057 | 12.057 | 5.8913 | 2.9457 | 0 | 49.4566 | 0 |  |  | 17.1645 |  | 0.53227 | 53.2265 | 0 | 0 | 2014-04-17 | 12057 | 12.057
|  | 2014-04-17 06:45:03 | 35.2688 | 4.3562 | 17.4247 | 7.6975 | 7.6975 | 0.41483 | 0.41483 | 1.098 | 1.098 | 0.188 | 0.188 | 12.4953 | 12.4953 | 4.0495 | 2.0247 | 0 | 51.4813 | 0 |  |  | 16.5534 |  | 0.49405 | 49.4053 | 0 | 0 | 2014-04-17 00:30 | 12495.3333 | 12.4953
|  | 2014-04-17 07:15:01 | 36.7837 | 4.3932 | 17.5727 | 7.7023 | 7.7023 | 0.476 | 0.476 | 1.0892 | 1.0892 | 0.8824 | 0.8824 | 13.1173 | 13.1173 | 4.0562 | 2.0281 | 0 | 53.5095 | 0 |  |  | 16.694 |  | 0.47773 | 47.773 | 0 | 0 | 2014-04-17 01:00 | 13117.3333 | 13.1173
|  | 2014-04-17 07:45:01 | 37.3687 | 4.6595 | 18.638 | 7.721 | 7.721 | 0.54467 | 0.54467 | 1.1085 | 1.1085 | 0.8824 | 0.8824 | 13.4872 | 13.4872 | 5.0131 | 2.5065 | 0 | 56.016 | 0 |  |  | 17.5197 |  | 0.49876 | 49.876 | 0 | 0 | 2014-04-17 01:30 | 13487.1667 | 13.4872
|  | 2014-04-17 08:15:01 | 37.8965 | 4.5485 | 18.194 | 7.704 | 7.704 | 0.5835 | 0.5835 | 1.1328 | 1.1328 | 1.8648 | 1.8648 | 13.5653 | 13.5653 | 5.148 | 2.574 | 0 | 58.59 | 0 |  |  | 19.6495 |  | 0.4801 | 48.0097 | 0 | 0 | 2014-04-17 02:00 | 13565.3333 | 13.5653
|  | 2014-04-17 08:45:03 | 37.729 | 4.5837 | 18.3347 | 7.6978 | 7.6978 | 0.5765 | 0.5765 | 1.1188 | 1.1188 | 1.8648 | 1.8648 | 13.3047 | 13.3047 | 5.1683 | 2.5842 | 0 | 61.1741 | 0 |  |  | 16.6845 |  | 0.48596 | 48.5957 | 0 | 0 | 2014-04-17 02:30 | 13304.6667 | 13.3047
|  | 2014-04-17 09:15:02 | 37.635 | 4.5757 | 18.3027 | 7.6923 | 7.6923 | 0.56217 | 0.56217 | 1.1085 | 1.1085 | 2.7532 | 2.7532 | 13.2188 | 13.2188 | 6.0027 | 3.0014 | 0 | 64.1755 | 0 |  |  | 17.3875 |  | 0.48632 | 48.632 | 0 | 0 | 2014-04-17 03:00 | 13218.8333 | 13.2188
|  | 2014-04-17 09:45:03 | 37.63 | 4.602 | 18.408 | 7.6977 | 7.6977 | 0.49283 | 0.49283 | 1.1298 | 1.1298 | 2.7532 | 2.7532 | 13.2388 | 13.2388 | 6.0904 | 3.0452 | 0 | 67.2207 | 0 |  |  | 17.3035 |  | 0.48918 | 48.9184 | 0 | 0 | 2014-04-17 03:30 | 13238.8333 | 13.2388
|  | 2014-04-17 10:15:04 | 37.6523 | 4.6667 | 18.6667 | 7.6997 | 7.6997 | 0.486 | 0.486 | 1.1255 | 1.1255 | 4.3748 | 4.3748 | 13.234 | 13.234 | 7.9343 | 3.9672 | 0 | 71.1878 | 0 |  |  | 18.8533 |  | 0.49576 | 49.5764 | 0 | 0 | 2014-04-17 04:00 | 13234 | 13.234
|  | 2014-04-17 10:45:02 | 37.545 | 4.673 | 18.692 | 7.7015 | 7.7015 | 0.41617 | 0.41617 | 1.1197 | 1.1197 | 4.3748 | 4.3748 | 13.2418 | 13.2418 | 8.001 | 4.0005 | 0 | 75.1883 | 0 |  |  | 18.1312 |  | 0.49786 | 49.7856 | 0 | 0 | 2014-04-17 04:30 | 13241.8333 | 13.2418
|  | 2014-04-17 11:15:04 | 37.6033 | 4.6338 | 18.5353 | 7.7018 | 7.7018 | 0.39883 | 0.39883 | 1.099 | 1.099 | 5.4968 | 5.4968 | 13.1288 | 13.1288 | 8.7573 | 4.3786 | 0 | 79.5669 | 0 |  |  | 17.7939 |  | 0.49292 | 49.2917 | 0 | 0 | 2014-04-17 05:00 | 13128.8333 | 13.1288
|  | 2014-04-17 11:45:04 | 37.3055 | 4.6407 | 18.5627 | 7.6905 | 7.6905 | 0.37417 | 0.37417 | 1.0982 | 1.0982 | 5.4968 | 5.4968 | 13.0862 | 13.0862 | 9.003 | 4.5015 | 0 | 84.0684 | 0 |  |  | 19.3052 |  | 0.49759 | 49.7585 | 0 | 0 | 2014-04-17 05:30 | 13086.1667 | 13.0862
|  | 2014-04-17 12:15:03 | 37.0918 | 4.5985 | 18.394 | 7.6865 | 7.6865 | 0.337 | 0.337 | 1.0987 | 1.0987 | 6.1132 | 6.1132 | 13.1683 | 13.1683 | 9.7059 | 4.8529 | 0 | 88.9214 | 0 |  |  | 17.8422 |  | 0.4959 | 49.5904 | 0 | 0 | 2014-04-17 06:00 | 13168.3333 | 13.1683
|  | 2014-04-17 12:45:02 | 37.0213 | 4.554 | 18.216 | 7.6952 | 7.6952 | 0.3365 | 0.3365 | 1.1 | 1.1 | 6.1132 | 6.1132 | 13.2118 | 13.2118 | 9.6514 | 4.8257 | 0 | 93.747 | 0 |  |  | 17.8517 |  | 0.49204 | 49.2041 | 0 | 0 | 2014-04-17 06:30 | 13211.8333 | 13.2118
|  | 2014-04-17 13:15:02 | 36.9407 | 4.5287 | 18.1147 | 7.6962 | 7.6962 | 0.328 | 0.328 | 1.0995 | 1.0995 | 6.1308 | 6.1308 | 13.1925 | 13.1925 | 9.621 | 4.8105 | 0 | 98.5575 | 0 |  |  | 17.2089 |  | 0.49037 | 49.0372 | 0 | 0 | 2014-04-17 07:00 | 13192.5 | 13.1925
|  | 2014-04-17 13:45:01 | 36.6945 | 4.3823 | 17.5293 | 7.6938 | 7.6938 | 0.34317 | 0.34317 | 1.0957 | 1.0957 | 6.1308 | 6.1308 | 13.2012 | 13.2012 | 9.2995 | 4.6497 | 0 | 100 | 4.6497 |  |  | 17.5293 |  | 0.47771 | 47.771 | 0 | 0 | 2014-04-17 07:30 | 13201.1667 | 13.2012
|  | 2014-04-17 14:15:02 | 36.6715 | 4.3152 | 17.2607 | 7.692 | 7.692 | 0.35717 | 0.35717 | 1.0645 | 1.0645 | 5.034 | 5.034 | 13.2197 | 13.2197 | 7.9565 | 3.9783 | 0 | 100 | 3.9783 |  |  | 18.4689 |  | 0.47068 | 47.0683 | 0 | 0 | 2014-04-17 08:00 | 13219.6667 | 13.2197
|  | 2014-04-17 14:45:02 | 36.7927 | 4.2517 | 17.0067 | 7.6917 | 7.6917 | 0.36467 | 0.36467 | 1.066 | 1.066 | 5.034 | 5.034 | 13.304 | 13.304 | 7.6743 | 3.8372 | 0 | 100 | 3.8372 |  |  | 15.4761 |  | 0.46223 | 46.223 | 0 | 0 | 2014-04-17 08:30 | 13304 | 13.304
|  | 2014-04-17 15:15:02 | 37.1152 | 4.1628 | 16.6513 | 7.6972 | 7.6972 | 0.3935 | 0.3935 | 1.0755 | 1.0755 | 4.5568 | 4.5568 | 13.2508 | 13.2508 | 6.51 | 3.255 | 0 | 100 | 3.255 |  |  | 16.1518 |  | 0.44864 | 44.864 | 0 | 0 | 2014-04-17 09:00 | 13250.8333 | 13.2508
|  | 2014-04-17 15:45:04 | 37.8595 | 3.9603 | 15.8413 | 7.7033 | 7.7033 | 0.44367 | 0.44367 | 1.1105 | 1.1105 | 4.5568 | 4.5568 | 13.238 | 13.238 | 5.0341 | 2.5171 | 0 | 100 | 2.5171 |  |  | 17.4255 |  | 0.41842 | 41.8424 | 0 | 0 | 2014-04-17 09:30 | 13238 | 13.238
|  | 2014-04-17 16:15:02 | 37.994 | 3.9843 | 15.9373 | 7.7105 | 7.7105 | 0.51483 | 0.51483 | 1.107 | 1.107 | 3.5516 | 3.5516 | 13.2228 | 13.2228 | 4.0501 | 2.0251 | 0 | 100 | 2.0251 |  |  | 14.6623 |  | 0.41947 | 41.947 | 0 | 0 | 2014-04-17 10:00 | 13222.8333 | 13.2228
|  | 2014-04-17 16:45:03 | 37.9152 | 3.7918 | 15.1673 | 7.6997 | 7.6997 | 0.47467 | 0.47467 | 1.1177 | 1.1177 | 3.5516 | 3.5516 | 13.1902 | 13.1902 | 3.2859 | 1.643 | 0 | 100 | 1.643 |  |  | 16.6841 |  | 0.40003 | 40.0033 | 0 | 0 | 2014-04-17 10:30 | 13190.1667 | 13.1902
|  | 2014-04-17 17:15:04 | 37.9445 | 3.8382 | 15.3527 | 7.7008 | 7.7008 | 0.47217 | 0.47217 | 1.1182 | 1.1182 | 2.2608 | 2.2608 | 13.2417 | 13.2417 | 2.2018 | 1.1009 | 0 | 100 | 1.1009 |  |  | 16.8879 |  | 0.40461 | 40.4608 | 0 | 0 | 2014-04-17 11:00 | 13241.6667 | 13.2417
|  | 2014-04-17 17:45:02 | 37.9643 | 3.3575 | 13.43 | 7.6977 | 7.6977 | 0.48433 | 0.48433 | 1.1188 | 1.1188 | 2.2608 | 2.2608 | 13.2477 | 13.2477 | 0.27497 | 0.13748 | 0 | 100 | 0.13748 |  |  | 12.4899 |  | 0.35375 | 35.3753 | 0 | 0 | 2014-04-17 11:30 | 13247.6667 | 13.2477
|  | 2014-04-17 18:15:02 | 37.842 | 3.0858 | 12.3433 | 7.6983 | 7.6983 | 0.4825 | 0.4825 | 1.1147 | 1.1147 | 0.8468 | 0.8468 | 13.08 | 13.08 | -2.2764 | -1.1382 | 0 | 98.8618 | 0 |  |  | 13.2074 |  | 0.32618 | 32.6181 | 0 | 2.2764 | 2014-04-17 12:00 | 13080 | 13.08
|  | 2014-04-17 18:45:03 | 37.8822 | 3.4345 | 13.738 | 7.6947 | 7.6947 | 0.50417 | 0.50417 | 1.1088 | 1.1088 | 0.8468 | 0.8468 | 12.53 | 12.53 | -1.4597 | -0.72985 | 0 | 98.132 | 0 |  |  | 14.2875 |  | 0.36265 | 36.2651 | 0 | 1.4597 | 2014-04-17 12:30 | 12530 | 12.53
|  | 2014-04-17 19:15:02 | 38.0067 | 3.3992 | 13.5967 | 7.6945 | 7.6945 | 0.646 | 0.646 | 1.1058 | 1.1058 | 0.1252 | 0.1252 | 12.4605 | 12.4605 | -2.378 | -1.189 | 0 | 96.943 | 0 |  |  | 14.0046 |  | 0.35774 | 35.7744 | 0 | 2.378 | 2014-04-17 13:00 | 12460.5 | 12.4605
|  | 2014-04-17 19:45:02 | 38.1868 | 3.1327 | 12.5307 | 7.6868 | 7.6868 | 0.6405 | 0.6405 | 1.103 | 1.103 | 0.1252 | 0.1252 | 12.2558 | 12.2558 | -3.8448 | -1.9224 | 0 | 95.0206 | 0 |  |  | 12.0294 |  | 0.32814 | 32.8141 | 0 | 3.8448 | 2014-04-17 13:30 | 12255.8333 | 12.2558
|  | 2014-04-17 20:15:02 | 37.112 | 2.4845 | 9.938 | 7.6928 | 7.6928 | 0.621 | 0.621 | 1.0922 | 1.0922 | 0.02 | 0.02 | 12.0385 | 12.0385 | -5.7095 | -2.8547 | 0 | 92.1658 | 0 |  |  | 9.6399 |  | 0.26778 | 26.7784 | 0 | 5.7095 | 2014-04-17 14:00 | 12038.5 | 12.0385
|  | 2014-04-17 20:45:02 | 35.6617 | 2.2345 | 8.938 | 7.6907 | 7.6907 | 0.517 | 0.517 | 1.0778 | 1.0778 | 0.02 | 0.02 | 11.7765 | 11.7765 | -5.6417 | -2.8208 | 0 | 89.345 | 0 |  |  | 8.1336 |  | 0.25063 | 25.0633 | 0 | 5.6417 | 2014-04-17 14:30 | 11776.5 | 11.7765
|  | 2014-04-17 21:15:02 | 33.9332 | 2.2102 | 8.8407 | 7.6885 | 7.6885 | 0.51633 | 0.51633 | 1.1033 | 1.1033 | 0 | 0 | 11.5065 | 11.5065 | -4.2778 | -2.1389 | 0 | 87.2061 | 0 |  |  | 9.5479 |  | 0.26053 | 26.0532 | 0 | 4.2778 | 2014-04-17 15:00 | 11506.5 | 11.5065
|  | 2014-04-17 21:45:02 | 32.0038 | 2.1265 | 8.506 | 7.6932 | 7.6932 | 0.489 | 0.489 | 1.0968 | 1.0968 | 0 | 0 | 11.0648 | 11.0648 | -3.154 | -1.577 | 0 | 85.6291 | 0 |  |  | 8.506 |  | 0.26578 | 26.5781 | 0 | 3.154 | 2014-04-17 15:30 | 11064.8333 | 11.0648
|  | 2014-04-17 22:15:02 | 30.358 | 2.0858 | 8.3433 | 7.7025 | 7.7025 | 0.35067 | 0.35067 | 1.0752 | 1.0752 | 0 | 0 | 10.775 | 10.775 | -2.1113 | -1.0557 | 0 | 84.5734 | 0 |  |  | 8.6771 |  | 0.27483 | 27.4831 | 0 | 2.1113 | 2014-04-17 16:00 | 10775 | 10.775
|  | 2014-04-17 22:45:03 | 28.9785 | 2.0763 | 8.3053 | 7.7012 | 7.7012 | 0.34367 | 0.34367 | 1.0523 | 1.0523 | 0 | 0 | 10.6658 | 10.6658 | -0.91017 | -0.45508 | 0 | 84.1183 | 0 |  |  | 9.1359 |  | 0.2866 | 28.6603 | 0 | 0.91017 | 2014-04-17 16:30 | 10665.8333 | 10.6658
|  | 2014-04-17 23:15:04 | 27.9143 | 2.057 | 8.228 | 7.7 | 7.7 | 0.34383 | 0.34383 | 1.1052 | 1.1052 | 0 | 0 | 10.222 | 10.222 | -0.31533 | -0.15767 | 0 | 83.9607 | 0 |  |  | 7.9812 |  | 0.29476 | 29.4759 | 0 | 0.31533 | 2014-04-17 17:00 | 10222 | 10.222
|  | 2014-04-17 23:45:04 | 27.1507 | 2.0167 | 8.0667 | 7.7032 | 7.7032 | 0.34233 | 0.34233 | 1.1083 | 1.1083 | 0 | 0 | 9.7335 | 9.7335 | -0.19667 | -0.098333 | 0 | 83.8623 | 0 |  |  | 7.8247 |  | 0.29711 | 29.7107 | 0 | 0.19667 | 2014-04-17 17:30 | 9733.5 | 9.7335
|  | 2014-04-18 00:15:02 | 27.2837 | 1.8978 | 7.5913 | 7.7045 | 7.7045 | 0.34167 | 0.34167 | 1.108 | 1.108 | 0 | 0 | 9.8502 | 9.8502 | -0.688 | -0.344 | 0 | 83.5183 | 0 |  |  | 8.2746 |  | 0.27824 | 27.8237 | 0 | 0.688 | 2014-04-17 18:00 | 9850.1667 | 9.8502
|  | 2014-04-18 00:45:02 | 27.6428 | 1.7933 | 7.1733 | 7.7045 | 7.7045 | 0.34183 | 0.34183 | 1.1085 | 1.1085 | 0 | 0 | 9.998 | 9.998 | -1.3167 | -0.65833 | 0 | 82.86 | 0 |  |  | 7.0299 |  | 0.2595 | 25.9501 | 0 | 1.3167 | 2014-04-17 18:30 | 9998 | 9.998
| 0:00 | 2014-04-18 01:15:01 | 27.3633 | 1.6078 | 6.4313 | 7.7 | 7.7 | 0.34133 | 0.34133 | 1.109 | 1.109 | 0 | 0 | 9.8133 | 9.8133 | -1.9683 | -0.98417 | 0 | 81.8758 | 0 |  |  | 6.4956 |  | 0.23503 | 23.5035 | 0 | 1.9683 | 2014-04-17 19:00 | 9813.3333 | 9.8133
| 0:30 | 2014-04-18 01:45:01 | 26.8872 | 1.5415 | 6.166 | 7.6963 | 7.6963 | 0.33867 | 0.33867 | 1.1077 | 1.1077 | 0 | 0 | 9.3988 | 9.3988 | -2.1797 | -1.0898 | 0 | 80.786 | 0 |  |  | 6.1043 |  | 0.22933 | 22.9329 | 0 | 2.1797 | 2014-04-17 19:30 | 9398.8333 | 9.3988
| 1:00 | 2014-04-18 02:15:03 | 26.7695 | 1.4552 | 5.8207 | 7.6932 | 7.6932 | 0.3215 | 0.3215 | 1.1073 | 1.1073 | 0 | 0 | 9.4482 | 9.4482 | -2.3787 | -1.1893 | 0 | 79.5967 | 0 |  |  | 5.4714 |  | 0.21744 | 21.7437 | 0 | 2.3787 | 2014-04-17 20:00 | 9448.1667 | 9.4482
| 1:30 | 2014-04-18 02:45:03 | 26.466 | 1.5497 | 6.1987 | 7.6917 | 7.6917 | 0.32183 | 0.32183 | 1.1063 | 1.1063 | 0 | 0 | 9.3057 | 9.3057 | -1.8418 | -0.92092 | 0 | 78.6758 | 0 |  |  | 5.6408 |  | 0.23421 | 23.4212 | 0 | 1.8418 | 2014-04-17 20:30 | 9305.6667 | 9.3057
| 2:00 | 2014-04-18 03:15:02 | 26.229 | 1.499 | 5.996 | 7.6933 | 7.6933 | 0.32167 | 0.32167 | 1.1062 | 1.1062 | 0 | 0 | 9.2777 | 9.2777 | -1.8342 | -0.91708 | 0 | 77.7587 | 0 |  |  | 5.6362 |  | 0.2286 | 22.8602 | 0 | 1.8342 | 2014-04-17 21:00 | 9277.6667 | 9.2777
| 2:30 | 2014-04-18 03:45:03 | 26.0863 | 1.4597 | 5.8387 | 7.6907 | 7.6907 | 0.321 | 0.321 | 1.1212 | 1.1212 | 0 | 0 | 9.2418 | 9.2418 | -1.873 | -0.9365 | 0 | 76.8222 | 0 |  |  | 6.189 |  | 0.22382 | 22.3821 | 0 | 1.873 | 2014-04-17 21:30 | 9241.8333 | 9.2418
| 3:00 | 2014-04-18 04:15:02 | 26.3252 | 1.5245 | 6.098 | 7.6933 | 7.6933 | 0.32033 | 0.32033 | 1.1333 | 1.1333 | 0 | 0 | 9.1432 | 9.1432 | -1.937 | -0.9685 | 0 | 75.8537 | 0 |  |  | 6.098 |  | 0.23164 | 23.1641 | 0 | 1.937 | 2014-04-17 22:00 | 9143.1667 | 9.1432
| 3:30 | 2014-04-18 04:45:02 | 26.5008 | 1.579 | 6.316 | 7.689 | 7.689 | 0.32483 | 0.32483 | 1.1333 | 1.1333 | 0 | 0 | 9.2507 | 9.2507 | -1.787 | -0.8935 | 0 | 74.9602 | 0 |  |  | 5.8107 |  | 0.23833 | 23.8332 | 0 | 1.787 | 2014-04-17 22:30 | 9250.6667 | 9.2507
| 4:00 | 2014-04-18 05:15:03 | 27.1925 | 1.6657 | 6.6627 | 7.6928 | 7.6928 | 0.343 | 0.343 | 1.104 | 1.104 | 0 | 0 | 9.4508 | 9.4508 | -1.9392 | -0.96958 | 0 | 73.9906 | 0 |  |  | 5.9964 |  | 0.24502 | 24.5019 | 0 | 1.9392 | 2014-04-17 23:00 | 9450.8333 | 9.4508
| 4:30 | 2014-04-18 05:45:01 | 27.8305 | 1.6845 | 6.738 | 7.6915 | 7.6915 | 0.418 | 0.418 | 1.102 | 1.102 | 0 | 0 | 9.8795 | 9.8795 | -2.0015 | -1.0008 | 0 | 72.9898 | 0 |  |  | 7.3444 |  | 0.24211 | 24.2108 | 0 | 2.0015 | 2014-04-17 23:30 | 9879.5 | 9.8795
| 5:00 | 2014-04-18 06:15:02 | 29.1513 | 1.6637 | 6.6547 | 7.6975 | 7.6975 | 0.57883 | 0.57883 | 1.1032 | 1.1032 | 0.0844 | 0.0844 | 10.5323 | 10.5323 | -2.5004 | -1.2502 | 0 | 71.7396 | 0 |  |  | 6.5881 |  | 0.22828 | 22.828 | 0 | 2.5004 | 2014-04-18 | 10532.3333 | 10.5323
| 5:30 | 2014-04-18 06:45:02 | 30.4078 | 1.5237 | 6.0947 | 7.703 | 7.703 | 0.63117 | 0.63117 | 1.1048 | 1.1048 | 0.0844 | 0.0844 | 10.8423 | 10.8423 | -3.9474 | -1.9737 | 0 | 69.7659 | 0 |  |  | 6.4603 |  | 0.20043 | 20.0431 | 0 | 3.9474 | 2014-04-18 00:30 | 10842.3333 | 10.8423
| 6:00 | 2014-04-18 07:15:02 | 31.7608 | 1.4962 | 5.9847 | 7.6977 | 7.6977 | 0.7365 | 0.7365 | 1.1055 | 1.1055 | 0.5344 | 0.5344 | 10.9658 | 10.9658 | -4.7363 | -2.3681 | 0 | 67.3978 | 0 |  |  | 6.4634 |  | 0.18843 | 18.8429 | 0 | 4.7363 | 2014-04-18 01:00 | 10965.8333 | 10.9658
| 6:30 | 2014-04-18 07:45:02 | 32.4622 | 1.4543 | 5.8173 | 7.7073 | 7.7073 | 0.75417 | 0.75417 | 1.105 | 1.105 | 0.5344 | 0.5344 | 10.8883 | 10.8883 | -5.6556 | -2.8278 | 0 | 64.57 | 0 |  |  | 6.3991 |  | 0.1792 | 17.9203 | 0 | 5.6556 | 2014-04-18 01:30 | 10888.3333 | 10.8883
| 7:00 | 2014-04-18 08:15:01 | 33.2355 | 1.424 | 5.696 | 7.7062 | 7.7062 | 0.67917 | 0.67917 | 1.1065 | 1.1065 | 1.024 | 1.024 | 11.1677 | 11.1677 | -5.856 | -2.928 | 0 | 61.642 | 0 |  |  | 5.1834 |  | 0.17138 | 17.1383 | 0 | 5.856 | 2014-04-18 02:00 | 11167.6667 | 11.1677
| 7:30 | 2014-04-18 08:45:02 | 33.5445 | 1.3097 | 5.2387 | 7.7032 | 7.7032 | 0.60467 | 0.60467 | 1.1052 | 1.1052 | 1.024 | 1.024 | 11.3452 | 11.3452 | -6.5237 | -3.2618 | 0 | 58.3801 | 0 |  |  | 5.553 |  | 0.15617 | 15.6171 | 0 | 6.5237 | 2014-04-18 02:30 | 11345.1667 | 11.3452
| 8:00 | 2014-04-18 09:15:02 | 33.5017 | 1.2843 | 5.1373 | 7.6042 | 7.6042 | 0.614 | 0.614 | 1.0883 | 1.0883 | 2.0844 | 2.0844 | 11.3563 | 11.3563 | -5.6171 | -2.8086 | 0 | 55.5716 | 0 |  |  | 5.5483 |  | 0.15335 | 15.3346 | 0 | 5.6171 | 2014-04-18 03:00 | 11356.3333 | 11.3563
| 8:30 | 2014-04-18 09:45:01 | 33.2392 | 1.2262 | 4.9047 | 7.5085 | 7.5085 | 0.616 | 0.616 | 1.0997 | 1.0997 | 2.0844 | 2.0844 | 11.4585 | 11.4585 | -5.5674 | -2.7837 | 0 | 52.7879 | 0 |  |  | 4.4142 |  | 0.14756 | 14.7557 | 0 | 5.5674 | 2014-04-18 03:30 | 11458.5 | 11.4585
| 9:00 | 2014-04-18 10:15:02 | 33.1778 | 1.2242 | 4.8967 | 7.5047 | 7.5047 | 0.60933 | 0.60933 | 1.1153 | 1.1153 | 3.59 | 3.59 | 11.5378 | 11.5378 | -3.924 | -1.962 | 0 | 50.8259 | 0 |  |  | 5.2394 |  | 0.14759 | 14.7589 | 0 | 3.924 | 2014-04-18 04:00 | 11537.8333 | 11.5378
| 9:30 | 2014-04-18 10:45:01 | 33.0985 | 1.2385 | 4.954 | 7.5072 | 7.5072 | 0.59433 | 0.59433 | 1.11 | 1.11 | 3.59 | 3.59 | 11.5277 | 11.5277 | -3.8153 | -1.9077 | 0 | 48.9182 | 0 |  |  | 4.5081 |  | 0.14967 | 14.9674 | 0 | 3.8153 | 2014-04-18 04:30 | 11527.6667 | 11.5277
| 10:00 | 2014-04-18 11:15:02 | 33.0238 | 1.242 | 4.968 | 7.4988 | 7.4988 | 0.58383 | 0.58383 | 1.1068 | 1.1068 | 5.0332 | 5.0332 | 11.5613 | 11.5613 | -2.2718 | -1.1359 | 0 | 47.7823 | 0 |  |  | 5.0177 |  | 0.15044 | 15.0437 | 0 | 2.2718 | 2014-04-18 05:00 | 11561.3333 | 11.5613
| 10:30 | 2014-04-18 11:45:02 | 32.5647 | 1.1668 | 4.6673 | 7.4917 | 7.4917 | 0.53933 | 0.53933 | 1.1093 | 1.1093 | 5.0332 | 5.0332 | 11.6367 | 11.6367 | -2.0871 | -1.0436 | 0 | 46.7387 | 0 |  |  | 4.434 |  | 0.14333 | 14.3325 | 0 | 2.0871 | 2014-04-18 05:30 | 11636.6667 | 11.6367
| 11:00 | 2014-04-18 12:15:02 | 32.0763 | 1.2515 | 5.006 | 7.4833 | 7.4833 | 0.43233 | 0.43233 | 1.1122 | 1.1122 | 5.4576 | 5.4576 | 11.4728 | 11.4728 | -1.1121 | -0.55603 | 0 | 46.1827 | 0 |  |  | 5.5066 |  | 0.15607 | 15.6065 | 0 | 1.1121 | 2014-04-18 06:00 | 11472.8333 | 11.4728
| 11:30 | 2014-04-18 12:45:04 | 31.5578 | 1.2972 | 5.1887 | 7.4827 | 7.4827 | 0.432 | 0.432 | 1.0058 | 1.0058 | 5.4576 | 5.4576 | 11.1175 | 11.1175 | -0.87357 | -0.43678 | 0 | 45.7459 | 0 |  |  | 5.1368 |  | 0.16442 | 16.4418 | 0 | 0.87357 | 2014-04-18 06:30 | 11117.5 | 11.1175
| 12:00 | 2014-04-18 13:15:03 | 31.1472 | 1.411 | 5.644 | 7.4858 | 7.4858 | 0.42683 | 0.42683 | 1.0072 | 1.0072 | 5.4628 | 5.4628 | 10.8883 | 10.8883 | -0.2322 | -0.1161 | 0 | 45.6298 | 0 |  |  | 5.7004 |  | 0.1812 | 18.1204 | 0 | 0.2322 | 2014-04-18 07:00 | 10888.3333 | 10.8883
| 12:30 | 2014-04-18 13:45:02 | 30.736 | 1.5462 | 6.1847 | 7.4915 | 7.4915 | 0.407 | 0.407 | 1.0115 | 1.0115 | 5.4628 | 5.4628 | 10.5368 | 10.5368 | 0.3583 | 0.17915 | 0 | 45.809 | 0 |  |  | 5.628 |  | 0.20122 | 20.1219 | 0 | 0 | 2014-04-18 07:30 | 10536.8333 | 10.5368
| 13:00 | 2014-04-18 14:15:03 | 30.5977 | 1.6978 | 6.7913 | 7.4862 | 7.4862 | 0.39283 | 0.39283 | 1.0735 | 1.0735 | 4.0232 | 4.0232 | 10.3962 | 10.3962 | -0.43447 | -0.21723 | 0 | 45.5917 | 0 |  |  | 6.5197 |  | 0.22196 | 22.1956 | 0 | 0.43447 | 2014-04-18 08:00 | 10396.1667 | 10.3962
| 13:30 | 2014-04-18 14:45:01 | 30.8317 | 1.734 | 6.936 | 7.4925 | 7.4925 | 0.39317 | 0.39317 | 1.0828 | 1.0828 | 4.0232 | 4.0232 | 10.3862 | 10.3862 | -0.5178 | -0.2589 | 0 | 45.3328 | 0 |  |  | 7.2828 |  | 0.22496 | 22.4964 | 0 | 0.5178 | 2014-04-18 08:30 | 10386.1667 | 10.3862
| 14:00 | 2014-04-18 15:15:02 | 31.3305 | 1.7523 | 7.0093 | 7.4923 | 7.4923 | 0.39217 | 0.39217 | 1.1027 | 1.1027 | 2.0836 | 2.0836 | 10.5317 | 10.5317 | -2.7187 | -1.3594 | 0 | 43.9735 | 0 |  |  | 7.2196 |  | 0.22372 | 22.3722 | 0 | 2.7187 | 2014-04-18 09:00 | 10531.6667 | 10.5317
| 14:30 | 2014-04-18 15:45:01 | 32.2383 | 1.736 | 6.944 | 7.4908 | 7.4908 | 0.42633 | 0.42633 | 1.1152 | 1.1152 | 2.0836 | 2.0836 | 10.7637 | 10.7637 | -3.4147 | -1.7074 | 0 | 42.2661 | 0 |  |  | 6.8051 |  | 0.2154 | 21.5396 | 0 | 3.4147 | 2014-04-18 09:30 | 10763.6667 | 10.7637
| 15:00 | 2014-04-18 16:15:02 | 33.1578 | 1.6263 | 6.5053 | 7.488 | 7.488 | 0.49817 | 0.49817 | 1.1085 | 1.1085 | 1.7156 | 1.7156 | 10.98 | 10.98 | -4.8622 | -2.4311 | 0 | 39.835 | 0 |  |  | 5.9849 |  | 0.19619 | 19.6193 | 0 | 4.8622 | 2014-04-18 10:00 | 10980 | 10.98
| 15:30 | 2014-04-18 16:45:03 | 33.7018 | 1.6333 | 6.5333 | 7.492 | 7.492 | 0.50283 | 0.50283 | 1.1063 | 1.1063 | 1.7156 | 1.7156 | 11.2423 | 11.2423 | -5.1094 | -2.5547 | 0 | 37.2803 | 0 |  |  | 6.664 |  | 0.19386 | 19.3857 | 0 | 5.1094 | 2014-04-18 10:30 | 11242.3333 | 11.2423
| 16:00 | 2014-04-18 17:15:02 | 33.9625 | 1.4188 | 5.6753 | 7.4877 | 7.4877 | 0.5245 | 0.5245 | 1.086 | 1.086 | 1.4596 | 1.4596 | 11.3537 | 11.3537 | -6.3757 | -3.1879 | 0 | 34.0924 | 0 |  |  | 6.1294 |  | 0.16711 | 16.7106 | 0 | 6.3757 | 2014-04-18 11:00 | 11353.6667 | 11.3537
| 16:30 | 2014-04-18 17:45:05 | 34.2903 | 1.266 | 5.064 | 7.4915 | 7.4915 | 0.55667 | 0.55667 | 1.1022 | 1.1022 | 1.4596 | 1.4596 | 11.5148 | 11.5148 | -7.1016 | -3.5508 | 0 | 30.5416 | 0 |  |  | 5.5704 |  | 0.14768 | 14.768 | 0 | 7.1016 | 2014-04-18 11:30 | 11514.8333 | 11.5148
| 17:00 | 2014-04-18 18:15:02 | 34.308 | 1.2 | 4.8 | 7.4958 | 7.4958 | 0.65883 | 0.65883 | 1.1113 | 1.1113 | 0.9532 | 0.9532 | 11.5208 | 11.5208 | -7.768 | -3.884 | 0 | 26.6577 | 0 |  |  | 4.896 |  | 0.13991 | 13.9909 | 0 | 7.768 | 2014-04-18 12:00 | 11520.8333 | 11.5208
| 17:30 | 2014-04-18 18:45:02 | 34.2375 | 1.3163 | 5.2653 | 7.4933 | 7.4933 | 0.65867 | 0.65867 | 1.1362 | 1.1362 | 0.9532 | 0.9532 | 11.5102 | 11.5102 | -7.2206 | -3.6103 | 0 | 23.0473 | 0 |  |  | 5.3706 |  | 0.15379 | 15.3788 | 0 | 7.2206 | 2014-04-18 12:30 | 11510.1667 | 11.5102
| 18:00 | 2014-04-18 19:15:03 | 34.9762 | 1.2913 | 5.1653 | 7.494 | 7.494 | 0.67283 | 0.67283 | 1.138 | 1.138 | 0.1236 | 0.1236 | 11.5787 | 11.5787 | -8.8037 | -4.4019 | 0 | 18.6455 | 0 |  |  | 5.6819 |  | 0.14768 | 14.7682 | 0 | 8.8037 | 2014-04-18 13:00 | 11578.6667 | 11.5787
| 18:30 | 2014-04-18 19:45:03 | 36.0587 | 1.185 | 4.74 | 7.4962 | 7.4962 | 0.71817 | 0.71817 | 1.1397 | 1.1397 | 0.1236 | 0.1236 | 11.5753 | 11.5753 | -10.2657 | -5.1329 | 0 | 13.5126 | 0 |  |  | 4.4556 |  | 0.13145 | 13.1452 | 0 | 10.2657 | 2014-04-18 13:30 | 11575.3333 | 11.5753
| 19:00 | 2014-04-18 20:15:02 | 35.3815 | 1.1307 | 4.5227 | 7.4958 | 7.4958 | 0.7275 | 0.7275 | 1.1402 | 1.1402 | 0.008 | 0.008 | 11.5032 | 11.5032 | -9.9842 | -4.9921 | 0 | 8.5205 | 0 |  |  | 4.4774 |  | 0.12783 | 12.7826 | 0 | 9.9842 | 2014-04-18 14:00 | 11503.1667 | 11.5032
| 19:30 | 2014-04-18 20:45:02 | 33.9277 | 1.1495 | 4.598 | 7.4957 | 7.4957 | 0.6215 | 0.6215 | 1.147 | 1.147 | 0.008 | 0.008 | 11.4712 | 11.4712 | -8.5863 | -4.2932 | 0 | 4.2274 | 0 |  |  | 4.2761 |  | 0.13552 | 13.5524 | 0 | 8.5863 | 2014-04-18 14:30 | 11471.1667 | 11.4712
| 20:00 | 2014-04-18 21:15:01 | 32.566 | 1.0378 | 4.1513 | 7.4873 | 7.4873 | 0.48367 | 0.48367 | 1.1483 | 1.1483 | 0 | 0 | 11.166 | 11.166 | -8.1293 | -4.0647 | 0 | 0.16268 | 0 |  |  | 4.4004 |  | 0.12747 | 12.7474 | 0 | 8.1293 | 2014-04-18 15:00 | 11166 | 11.166
| 20:30 | 2014-04-18 21:45:02 | 30.7273 | 1.077 | 4.308 | 7.4917 | 7.4917 | 0.41183 | 0.41183 | 1.1463 | 1.1463 | 0 | 0 | 10.5935 | 10.5935 | -6.776 | -3.388 | 0 | 0 | 0 |  |  | 4.7388 |  | 0.1402 | 14.0201 | 0 | 0.32537 | 2014-04-18 15:30 | 10593.5 | 10.5935
| 21:00 | 2014-04-18 22:15:02 | 28.9408 | 1.0297 | 4.1187 | 7.4942 | 7.4942 | 0.3555 | 0.3555 | 1.1453 | 1.1453 | 0 | 0 | 10.4383 | 10.4383 | -5.3888 | -2.6944 | 3.388 | 0 | 0 |  |  | 4.4482 |  | 0.14231 | 14.2313 | 6.776 | 0 | 2014-04-18 16:00 | 10438.3333 | 10.4383
| 21:30 | 2014-04-18 22:45:01 | 27.8985 | 1.0818 | 4.3273 | 7.484 | 7.484 | 0.3385 | 0.3385 | 1.147 | 1.147 | 0 | 0 | 10.1882 | 10.1882 | -4.4135 | -2.2068 | 2.6944 | 0 | 0 |  |  | 3.9379 |  | 0.15511 | 15.511 | 5.3888 | 0 | 2014-04-18 16:30 | 10188.1667 | 10.1882
| 22:00 | 2014-04-18 23:15:01 | 26.828 | 0.98967 | 3.9587 | 7.3647 | 7.3647 | 0.33817 | 0.33817 | 1.1468 | 1.1468 | 0 | 0 | 10.221 | 10.221 | -3.7987 | -1.8993 | 2.2068 | 0 | 0 |  |  | 3.8795 |  | 0.14756 | 14.7557 | 4.4135 | 0 | 2014-04-18 17:00 | 10221 | 10.221
| 22:30 | 2014-04-18 23:45:02 | 26.4995 | 0.8765 | 3.506 | 7.268 | 7.268 | 0.33167 | 0.33167 | 1.149 | 1.149 | 0 | 0 | 10.3915 | 10.3915 | -3.8533 | -1.9267 | 1.8993 | 0 | 0 |  |  | 3.3658 |  | 0.1323 | 13.2304 | 3.7987 | 0 | 2014-04-18 17:30 | 10391.5 | 10.3915
| 23:00 | 2014-04-19 00:15:03 | 26.595 | 0.94383 | 3.7753 | 7.262 | 7.262 | 0.31467 | 0.31467 | 1.147 | 1.147 | 0 | 0 | 10.3225 | 10.3225 | -3.7735 | -1.8867 | 1.9267 | 0 | 0 |  |  | 3.5488 |  | 0.14196 | 14.1957 | 3.8533 | 0 | 2014-04-18 18:00 | 10322.5 | 10.3225
| 23:30 | 2014-04-19 00:45:02 | 26.8338 | 0.99383 | 3.9753 | 7.2602 | 7.2602 | 0.31183 | 0.31183 | 1.115 | 1.115 | 0 | 0 | 10.3972 | 10.3972 | -3.7743 | -1.8872 | 1.8867 | 0 | 0 |  |  | 4.0548 |  | 0.14815 | 14.8146 | 3.7735 | 0 | 2014-04-18 18:30 | 10397.1667 | 10.3972
|  | 2014-04-19 01:15:02 | 26.4508 | 0.974 | 3.896 | 7.2548 | 7.2548 | 0.31067 | 0.31067 | 1.1188 | 1.1188 | 0 | 0 | 10.0622 | 10.0622 | -3.8083 | -1.9042 | 1.8872 | 0 | 0 |  |  | 3.7791 |  | 0.14729 | 14.7292 | 3.7743 | 0 | 2014-04-18 19:00 | 10062.1667 | 10.0622
|  | 2014-04-19 01:45:04 | 26.114 | 1.0087 | 4.0347 | 7.2598 | 7.2598 | 0.31017 | 0.31017 | 1.1127 | 1.1127 | 0 | 0 | 9.8875 | 9.8875 | -3.5092 | -1.7546 | 1.9042 | 0 | 0 |  |  | 3.6312 |  | 0.1545 | 15.4502 | 3.8083 | 0 | 2014-04-18 19:30 | 9887.5 | 9.8875
|  | 2014-04-19 02:15:02 | 25.8222 | 1.0508 | 4.2033 | 7.2592 | 7.2592 | 0.31083 | 0.31083 | 1.1183 | 1.1183 | 0 | 0 | 9.9017 | 9.9017 | -3.0288 | -1.5144 | 1.7546 | 0 | 0 |  |  | 3.783 |  | 0.16278 | 16.278 | 3.5092 | 0 | 2014-04-18 20:00 | 9901.6667 | 9.9017
|  | 2014-04-19 02:45:03 | 25.6983 | 1.063 | 4.252 | 7.2675 | 7.2675 | 0.31033 | 0.31033 | 1.1178 | 1.1178 | 0 | 0 | 9.8847 | 9.8847 | -2.866 | -1.433 | 1.5144 | 0 | 0 |  |  | 4.0394 |  | 0.16546 | 16.5458 | 3.0288 | 0 | 2014-04-18 20:30 | 9884.6667 | 9.8847
|  | 2014-04-19 03:15:02 | 25.459 | 1.0978 | 4.3913 | 7.2653 | 7.2653 | 0.311 | 0.311 | 1.1393 | 1.1393 | 0 | 0 | 9.7392 | 9.7392 | -2.6128 | -1.3064 | 1.433 | 0 | 0 |  |  | 4.6109 |  | 0.17249 | 17.2486 | 2.866 | 0 | 2014-04-18 21:00 | 9739.1667 | 9.7392
|  | 2014-04-19 03:45:01 | 25.5003 | 1.1043 | 4.4173 | 7.3087 | 7.3087 | 0.315 | 0.315 | 1.1473 | 1.1473 | 0 | 0 | 9.6987 | 9.6987 | -2.6133 | -1.3067 | 1.3064 | 0 | 0 |  |  | 4.4173 |  | 0.17323 | 17.3226 | 2.6128 | 0 | 2014-04-18 21:30 | 9698.6667 | 9.6987
|  | 2014-04-19 04:15:02 | 25.8742 | 1.1572 | 4.6287 | 7.392 | 7.392 | 0.32917 | 0.32917 | 1.1225 | 1.1225 | 0 | 0 | 9.7285 | 9.7285 | -2.6733 | -1.3367 | 1.3067 | 0 | 0 |  |  | 4.999 |  | 0.17889 | 17.8891 | 2.6133 | 0 | 2014-04-18 22:00 | 9728.5 | 9.7285
|  | 2014-04-19 04:45:02 | 25.7243 | 1.1703 | 4.6813 | 7.4848 | 7.4848 | 0.32883 | 0.32883 | 1.1462 | 1.1462 | 0 | 0 | 9.362 | 9.362 | -2.7212 | -1.3606 | 1.3367 | 0 | 0 |  |  | 4.7281 |  | 0.18198 | 18.1981 | 2.6733 | 0 | 2014-04-18 22:30 | 9362 | 9.362
|  | 2014-04-19 05:15:01 | 26.391 | 1.1537 | 4.6147 | 7.4925 | 7.4925 | 0.329 | 0.329 | 1.1488 | 1.1488 | 0 | 0 | 9.7595 | 9.7595 | -3.0465 | -1.5232 | 1.3606 | 0 | 0 |  |  | 4.9377 |  | 0.17486 | 17.4858 | 2.7212 | 0 | 2014-04-18 23:00 | 9759.5 | 9.7595
|  | 2014-04-19 05:45:01 | 26.618 | 1.0558 | 4.2233 | 7.493 | 7.493 | 0.3605 | 0.3605 | 1.1492 | 1.1492 | 0 | 0 | 9.7492 | 9.7492 | -3.6428 | -1.8214 | 1.5232 | 0 | 0 |  |  | 3.801 |  | 0.15866 | 15.8665 | 3.0465 | 0 | 2014-04-18 23:30 | 9749.1667 | 9.7492
|  | 2014-04-19 06:15:02 | 27.597 | 1.1225 | 4.49 | 7.4955 | 7.4955 | 0.45517 | 0.45517 | 1.1473 | 1.1473 | 0.2372 | 0.2372 | 9.9527 | 9.9527 | -3.8191 | -1.9096 | 1.8214 | 0 | 0 |  |  | 4.2655 |  | 0.1627 | 16.2699 | 3.6428 | 0 | 2014-04-19 | 9952.6667 | 9.9527
|  | 2014-04-19 06:45:02 | 28.9608 | 1.0182 | 4.0727 | 7.497 | 7.497 | 0.47333 | 0.47333 | 1.128 | 1.128 | 0.2372 | 0.2372 | 10.7255 | 10.7255 | -4.8271 | -2.4136 | 1.9096 | 0 | 0 |  |  | 3.869 |  | 0.14063 | 14.0627 | 3.8191 | 0 | 2014-04-19 00:30 | 10725.5 | 10.7255
|  | 2014-04-19 07:15:02 | 30.4953 | 0.887 | 3.548 | 7.497 | 7.497 | 0.563 | 0.563 | 1.1363 | 1.1363 | 0.708 | 0.708 | 11.2715 | 11.2715 | -5.7715 | -2.8858 | 2.4136 | 0 | 0 |  |  | 3.7964 |  | 0.11635 | 11.6346 | 4.8271 | 0 | 2014-04-19 01:00 | 11271.5 | 11.2715
|  | 2014-04-19 07:45:01 | 31.29 | 0.96183 | 3.8473 | 7.4975 | 7.4975 | 0.64083 | 0.64083 | 1.0525 | 1.0525 | 0.708 | 0.708 | 11.57 | 11.57 | -5.9738 | -2.9869 | 2.8858 | 0 | 0 |  |  | 4.1936 |  | 0.12296 | 12.2957 | 5.7715 | 0 | 2014-04-19 01:30 | 11570 | 11.57
|  | 2014-04-19 08:15:03 | 32.1585 | 1.0242 | 4.0967 | 7.4888 | 7.4888 | 0.6955 | 0.6955 | 1.04 | 1.04 | 1.5492 | 1.5492 | 11.8203 | 11.8203 | -5.468 | -2.734 | 2.9869 | 0 | 0 |  |  | 4.2196 |  | 0.12739 | 12.739 | 5.9738 | 0 | 2014-04-19 02:00 | 11820.3333 | 11.8203
|  | 2014-04-19 08:45:02 | 32.5067 | 0.955 | 3.82 | 7.4867 | 7.4867 | 0.7675 | 0.7675 | 1.0747 | 1.0747 | 1.5492 | 1.5492 | 11.8878 | 11.8878 | -5.9208 | -2.9604 | 2.734 | 0 | 0 |  |  | 4.1256 |  | 0.11751 | 11.7514 | 5.468 | 0 | 2014-04-19 02:30 | 11887.8333 | 11.8878
|  | 2014-04-19 09:15:02 | 32.655 | 1.0945 | 4.378 | 7.4908 | 7.4908 | 0.81767 | 0.81767 | 1.0962 | 1.0962 | 2.13 | 2.13 | 11.928 | 11.928 | -4.8143 | -2.4072 | 2.9604 | 0 | 0 |  |  | 4.5093 |  | 0.13407 | 13.4068 | 5.9208 | 0 | 2014-04-19 03:00 | 11928 | 11.928
|  | 2014-04-19 09:45:02 | 32.6245 | 1.247 | 4.988 | 7.4998 | 7.4998 | 0.78917 | 0.78917 | 1.1058 | 1.1058 | 2.13 | 2.13 | 11.951 | 11.951 | -4.1607 | -2.0803 | 2.4072 | 0 | 0 |  |  | 4.8882 |  | 0.15289 | 15.2891 | 4.8143 | 0 | 2014-04-19 03:30 | 11951 | 11.951
|  | 2014-04-19 10:15:01 | 32.5893 | 1.4182 | 5.6727 | 7.5015 | 7.5015 | 0.58617 | 0.58617 | 1.1068 | 1.1068 | 2.5436 | 2.5436 | 12.0182 | 12.0182 | -3.1604 | -1.5802 | 2.0803 | 0 | 0 |  |  | 5.8996 |  | 0.17407 | 17.4065 | 4.1607 | 0 | 2014-04-19 04:00 | 12018.1667 | 12.0182
|  | 2014-04-19 10:45:02 | 32.381 | 1.5803 | 6.3213 | 7.5018 | 7.5018 | 0.53367 | 0.53367 | 1.1073 | 1.1073 | 2.5436 | 2.5436 | 11.9043 | 11.9043 | -2.4689 | -1.2345 | 1.5802 | 0 | 0 |  |  | 6.511 |  | 0.19522 | 19.5217 | 3.1604 | 0 | 2014-04-19 04:30 | 11904.3333 | 11.9043
|  | 2014-04-19 11:15:06 | 32.1105 | 1.5948 | 6.3793 | 7.507 | 7.507 | 0.52667 | 0.52667 | 1.1065 | 1.1065 | 4.192 | 4.192 | 11.962 | 11.962 | -0.437 | -0.2185 | 1.2345 | 0 | 0 |  |  | 5.8052 |  | 0.19867 | 19.8668 | 2.4689 | 0 | 2014-04-19 05:00 | 11962 | 11.962
|  | 2014-04-19 11:45:01 | 31.6322 | 1.5203 | 6.0813 | 7.499 | 7.499 | 0.4775 | 0.4775 | 1.107 | 1.107 | 4.192 | 4.192 | 11.912 | 11.912 | -0.36333 | -0.18167 | 0.2185 | 0 | 0 |  |  | 6.1421 |  | 0.19225 | 19.2252 | 0.437 | 0 | 2014-04-19 05:30 | 11912 | 11.912
|  | 2014-04-19 12:15:02 | 31.1193 | 1.292 | 5.168 | 7.4947 | 7.4947 | 0.45533 | 0.45533 | 1.1068 | 1.1068 | 4.35 | 4.35 | 11.9058 | 11.9058 | -0.63867 | -0.31933 | 0.18167 | 0 | 0 |  |  | 4.9096 |  | 0.16607 | 16.607 | 0.36333 | 0 | 2014-04-19 06:00 | 11905.8333 | 11.9058
|  | 2014-04-19 12:45:01 | 30.7133 | 1.0797 | 4.3187 | 7.3838 | 7.3838 | 0.45433 | 0.45433 | 1.0995 | 1.0995 | 4.35 | 4.35 | 11.8712 | 11.8712 | -1.2358 | -0.61792 | 0.31933 | 0 | 0 |  |  | 4.3187 |  | 0.14061 | 14.0612 | 0.63867 | 0 | 2014-04-19 06:30 | 11871.1667 | 11.8712
|  | 2014-04-19 13:15:02 | 30.3772 | 1.0242 | 4.0967 | 7.2692 | 7.2692 | 0.463 | 0.463 | 1.0898 | 1.0898 | 7.0316 | 7.0316 | 11.9005 | 11.9005 | 1.4736 | 0.7368 | 0.61792 | 0.7368 | 0 |  |  | 3.8509 |  | 0.13486 | 13.486 | 1.2358 | 0 | 2014-04-19 07:00 | 11900.5 | 11.9005
|  | 2014-04-19 13:45:03 | 30.0408 | 1.0208 | 4.0833 | 7.2617 | 7.2617 | 0.456 | 0.456 | 1.102 | 1.102 | 7.0316 | 7.0316 | 11.6852 | 11.6852 | 1.5789 | 0.78947 | 0 | 1.5263 | 0 |  |  | 3.7567 |  | 0.13593 | 13.5926 | 0 | 0 | 2014-04-19 07:30 | 11685.1667 | 11.6852
|  | 2014-04-19 14:15:02 | 29.935 | 1.1223 | 4.4893 | 7.2645 | 7.2645 | 0.44133 | 0.44133 | 1.1015 | 1.1015 | 4.64 | 4.64 | 11.3743 | 11.3743 | -0.624 | -0.312 | 0 | 1.2143 | 0 |  |  | 4.3098 |  | 0.14997 | 14.9969 | 0 | 0.624 | 2014-04-19 08:00 | 11374.3333 | 11.3743
|  | 2014-04-19 14:45:02 | 29.9182 | 1.2997 | 5.1987 | 7.26 | 7.26 | 0.43767 | 0.43767 | 1.1022 | 1.1022 | 4.64 | 4.64 | 11.3508 | 11.3508 | 0.071167 | 0.035583 | 0 | 1.2499 | 0 |  |  | 5.7185 |  | 0.17376 | 17.3763 | 0 | 0 | 2014-04-19 08:30 | 11350.8333 | 11.3508
|  | 2014-04-19 15:15:05 | 30.3703 | 1.4232 | 5.6927 | 7.2662 | 7.2662 | 0.45467 | 0.45467 | 1.0998 | 1.0998 | 4.6744 | 4.6744 | 11.4522 | 11.4522 | 0.26957 | 0.13478 | 0 | 1.3846 | 0 |  |  | 5.6927 |  | 0.18744 | 18.7442 | 0 | 0 | 2014-04-19 09:00 | 11452.1667 | 11.4522
|  | 2014-04-19 15:45:02 | 31.1437 | 1.5073 | 6.0293 | 7.2627 | 7.2627 | 0.72433 | 0.72433 | 1.0968 | 1.0968 | 4.6744 | 4.6744 | 11.8068 | 11.8068 | 0.45073 | 0.22537 | 0 | 1.61 | 0 |  |  | 6.572 |  | 0.1936 | 19.3597 | 0 | 0 | 2014-04-19 09:30 | 11806.8333 | 11.8068
|  | 2014-04-19 16:15:02 | 32.0042 | 1.6708 | 6.6833 | 7.2673 | 7.2673 | 0.795 | 0.795 | 1.0967 | 1.0967 | 2.3788 | 2.3788 | 11.953 | 11.953 | -1.83 | -0.91502 | 0 | 0.69498 | 0 |  |  | 7.0175 |  | 0.20883 | 20.8827 | 0 | 1.83 | 2014-04-19 10:00 | 11953 | 11.953
|  | 2014-04-19 16:45:03 | 32.426 | 1.8237 | 7.2947 | 7.2755 | 7.2755 | 0.81867 | 0.81867 | 1.099 | 1.099 | 2.3788 | 2.3788 | 11.9267 | 11.9267 | -1.6327 | -0.81635 | 0 | 0 | 0 |  |  | 6.7111 |  | 0.22496 | 22.4964 | 0 | 1.39 | 2014-04-19 10:30 | 11926.6667 | 11.9267
|  | 2014-04-19 17:15:03 | 32.6145 | 1.8517 | 7.4067 | 7.3998 | 7.3998 | 0.8185 | 0.8185 | 1.0987 | 1.0987 | 1.4712 | 1.4712 | 12.0718 | 12.0718 | -2.3478 | -1.1739 | 0.81635 | 0 | 0 |  |  | 7.6289 |  | 0.2271 | 22.7097 | 1.6327 | 0 | 2014-04-19 11:00 | 12071.8333 | 12.0718
|  | 2014-04-19 17:45:01 | 32.6482 | 1.7928 | 7.1713 | 7.4852 | 7.4852 | 0.8295 | 0.8295 | 1.1025 | 1.1025 | 1.4712 | 1.4712 | 12.115 | 12.115 | -2.4735 | -1.2367 | 1.1739 | 0 | 0 |  |  | 7.8168 |  | 0.21966 | 21.9655 | 2.3478 | 0 | 2014-04-19 11:30 | 12115 | 12.115
|  | 2014-04-19 18:15:02 | 32.4808 | 1.8533 | 7.4133 | 7.4927 | 7.4927 | 0.84533 | 0.84533 | 1.1 | 1.1 | 0.7612 | 0.7612 | 12.0702 | 12.0702 | -2.7981 | -1.3991 | 1.2367 | 0 | 0 |  |  | 7.5616 |  | 0.22824 | 22.8237 | 2.4735 | 0 | 2014-04-19 12:00 | 12070.1667 | 12.0702
|  | 2014-04-19 18:45:02 | 32.4845 | 1.724 | 6.896 | 7.493 | 7.493 | 0.85533 | 0.85533 | 1.1015 | 1.1015 | 0.7612 | 0.7612 | 11.9447 | 11.9447 | -3.4328 | -1.7164 | 1.3991 | 0 | 0 |  |  | 6.965 |  | 0.21229 | 21.2286 | 2.7981 | 0 | 2014-04-19 12:30 | 11944.6667 | 11.9447
|  | 2014-04-19 19:15:02 | 33.4268 | 1.6217 | 6.4867 | 7.4968 | 7.4968 | 0.854 | 0.854 | 1.0813 | 1.0813 | 0.0664 | 0.0664 | 11.9755 | 11.9755 | -5.4661 | -2.7331 | 1.7164 | 0 | 0 |  |  | 6.2272 |  | 0.19406 | 19.4056 | 3.4328 | 0 | 2014-04-19 13:00 | 11975.5 | 11.9755
|  | 2014-04-19 19:45:01 | 34.4785 | 1.5787 | 6.3147 | 7.4928 | 7.4928 | 0.8145 | 0.8145 | 0.86867 | 0.86867 | 0.0664 | 0.0664 | 12.1395 | 12.1395 | -6.7819 | -3.391 | 2.7331 | 0 | 0 |  |  | 6.3778 |  | 0.18315 | 18.3148 | 5.4661 | 0 | 2014-04-19 13:30 | 12139.5 | 12.1395
|  | 2014-04-19 20:15:02 | 33.8218 | 1.7823 | 7.1293 | 7.4958 | 7.4958 | 0.68117 | 0.68117 | 0.75383 | 0.75383 | 0.008 | 0.008 | 12.0423 | 12.0423 | -5.7113 | -2.8557 | 3.391 | 0 | 0 |  |  | 6.9867 |  | 0.21079 | 21.0791 | 6.7819 | 0 | 2014-04-19 14:00 | 12042.3333 | 12.0423
|  | 2014-04-19 20:45:02 | 32.6883 | 1.9973 | 7.9893 | 7.5032 | 7.5032 | 0.608 | 0.608 | 0.75217 | 0.75217 | 0.008 | 0.008 | 11.6713 | 11.6713 | -4.1563 | -2.0782 | 2.8557 | 0 | 0 |  |  | 7.2703 |  | 0.24441 | 24.4409 | 5.7113 | 0 | 2014-04-19 14:30 | 11671.3333 | 11.6713
|  | 2014-04-19 21:15:02 | 31.104 | 2.0623 | 8.2493 | 7.5073 | 7.5073 | 0.4675 | 0.4675 | 0.75583 | 0.75583 | 0 | 0 | 11.3097 | 11.3097 | -2.8143 | -1.4072 | 2.0782 | 0 | 0 |  |  | 8.4968 |  | 0.26522 | 26.5218 | 4.1563 | 0 | 2014-04-19 15:00 | 11309.6667 | 11.3097
|  | 2014-04-19 21:45:02 | 29.6653 | 2.0925 | 8.37 | 7.541 | 7.541 | 0.44 | 0.44 | 0.75917 | 0.75917 | 0 | 0 | 10.9637 | 10.9637 | -1.5915 | -0.79575 | 1.4072 | 0 | 0 |  |  | 8.1189 |  | 0.28215 | 28.2148 | 2.8143 | 0 | 2014-04-19 15:30 | 10963.6667 | 10.9637
|  | 2014-04-19 22:15:02 | 27.9303 | 2.1615 | 8.646 | 7.5895 | 7.5895 | 0.37167 | 0.37167 | 0.75767 | 0.75767 | 0 | 0 | 10.2717 | 10.2717 | -0.29383 | -0.14692 | 0.79575 | 0 | 0 |  |  | 8.8189 |  | 0.30956 | 30.9556 | 1.5915 | 0 | 2014-04-19 16:00 | 10271.6667 | 10.2717
|  | 2014-04-19 22:45:02 | 26.8428 | 2.1603 | 8.6413 | 7.5997 | 7.5997 | 0.3665 | 0.3665 | 0.75567 | 0.75567 | 0 | 0 | 9.5413 | 9.5413 | 0.061667 | 0.030833 | 0.14692 | 0.030833 | 0 |  |  | 8.0364 |  | 0.32192 | 32.1923 | 0.29383 | 0 | 2014-04-19 16:30 | 9541.3333 | 9.5413
|  | 2014-04-19 23:15:01 | 26.4665 | 2.227 | 8.908 | 7.6013 | 7.6013 | 0.3625 | 0.3625 | 0.75533 | 0.75533 | 0 | 0 | 9.6407 | 9.6407 | 0.80133 | 0.40067 | 0 | 0.4315 | 0 |  |  | 9.2643 |  | 0.33658 | 33.6576 | 0 | 0 | 2014-04-19 17:00 | 9640.6667 | 9.6407
|  | 2014-04-19 23:45:02 | 26.1178 | 2.2218 | 8.8873 | 7.6062 | 7.6062 | 0.37 | 0.37 | 0.75683 | 0.75683 | 0 | 0 | 9.5795 | 9.5795 | 1.082 | 0.541 | 0 | 0.9725 | 0 |  |  | 8.443 |  | 0.34028 | 34.0278 | 0 | 0 | 2014-04-19 17:30 | 9579.5 | 9.5795
|  | 2014-04-20 00:15:02 | 26.2032 | 2.205 | 8.82 | 7.5663 | 7.5663 | 0.358 | 0.358 | 0.7595 | 0.7595 | 0 | 0 | 9.6803 | 9.6803 | 0.981 | 0.4905 | 0 | 1.463 | 0 |  |  | 8.1144 |  | 0.3366 | 33.6601 | 0 | 0 | 2014-04-19 18:00 | 9680.3333 | 9.6803
|  | 2014-04-20 00:45:01 | 26.3347 | 2.1827 | 8.7307 | 7.4385 | 7.4385 | 0.35783 | 0.35783 | 0.75917 | 0.75917 | 0 | 0 | 9.8587 | 9.8587 | 0.81017 | 0.40508 | 0 | 1.8681 | 0 |  |  | 8.4687 |  | 0.33153 | 33.1528 | 0 | 0 | 2014-04-19 18:30 | 9858.6667 | 9.8587
|  | 2014-04-20 01:15:02 | 25.9078 | 2.2513 | 9.0053 | 7.3738 | 7.3738 | 0.35917 | 0.35917 | 0.757 | 0.757 | 0 | 0 | 9.4988 | 9.4988 | 1.0863 | 0.54317 | 0 | 2.4113 | 0 |  |  | 9.0954 |  | 0.34759 | 34.7591 | 0 | 0 | 2014-04-19 19:00 | 9498.8333 | 9.4988
|  | 2014-04-20 01:45:01 | 25.3497 | 2.1938 | 8.7753 | 7.3583 | 7.3583 | 0.36017 | 0.36017 | 0.75617 | 0.75617 | 0 | 0 | 9.0237 | 9.0237 | 0.924 | 0.462 | 0 | 2.8733 | 0 |  |  | 9.3896 |  | 0.34617 | 34.6172 | 0 | 0 | 2014-04-19 19:30 | 9023.6667 | 9.0237
|  | 2014-04-20 02:15:04 | 24.9722 | 2.1752 | 8.7007 | 7.3553 | 7.3553 | 0.361 | 0.361 | 0.75083 | 0.75083 | 0 | 0 | 8.7918 | 8.7918 | 0.9875 | 0.49375 | 0 | 3.367 | 0 |  |  | 8.2656 |  | 0.34841 | 34.8415 | 0 | 0 | 2014-04-19 20:00 | 8791.8333 | 8.7918
|  | 2014-04-20 02:45:03 | 24.792 | 2.1708 | 8.6833 | 7.361 | 7.361 | 0.363 | 0.363 | 0.75333 | 0.75333 | 0 | 0 | 8.6028 | 8.6028 | 0.9715 | 0.48575 | 0 | 3.8528 | 0 |  |  | 8.0755 |  | 0.35025 | 35.0247 | 0 | 0 | 2014-04-19 20:30 | 8602.8333 | 8.6028
|  | 2014-04-20 03:15:02 | 24.7453 | 2.128 | 8.512 | 7.3643 | 7.3643 | 0.376 | 0.376 | 0.7575 | 0.7575 | 0 | 0 | 8.5805 | 8.5805 | 0.845 | 0.4225 | 0 | 4.2753 | 0 |  |  | 7.831 |  | 0.34398 | 34.3984 | 0 | 0 | 2014-04-19 21:00 | 8580.5 | 8.5805
|  | 2014-04-20 03:45:03 | 24.6308 | 2.0043 | 8.0173 | 7.3683 | 7.3683 | 0.37867 | 0.37867 | 0.759 | 0.759 | 0 | 0 | 8.5578 | 8.5578 | 0.45033 | 0.22517 | 0 | 4.5004 | 0 |  |  | 7.9372 |  | 0.3255 | 32.55 | 0 | 0 | 2014-04-19 21:30 | 8557.8333 | 8.5578
|  | 2014-04-20 04:15:04 | 24.4673 | 2.099 | 8.396 | 7.3773 | 7.3773 | 0.37767 | 0.37767 | 0.75717 | 0.75717 | 0 | 0 | 8.18 | 8.18 | 0.62083 | 0.31042 | 0 | 4.8108 | 0 |  |  | 8.6479 |  | 0.34315 | 34.3151 | 0 | 0 | 2014-04-19 22:00 | 8180 | 8.18
|  | 2014-04-20 04:45:02 | 23.9605 | 2.1402 | 8.5607 | 7.3795 | 7.3795 | 0.3785 | 0.3785 | 0.68983 | 0.68983 | 0 | 0 | 7.7662 | 7.7662 | 0.81417 | 0.40708 | 0 | 5.2179 | 0 |  |  | 9.3311 |  | 0.35728 | 35.7282 | 0 | 0 | 2014-04-19 22:30 | 7766.1667 | 7.7662
|  | 2014-04-20 05:15:02 | 23.937 | 2.2013 | 8.8053 | 7.3975 | 7.3975 | 0.37867 | 0.37867 | 0.70217 | 0.70217 | 0 | 0 | 7.6928 | 7.6928 | 1.0395 | 0.51975 | 0 | 5.7377 | 0 |  |  | 9.2456 |  | 0.36785 | 36.7855 | 0 | 0 | 2014-04-19 23:00 | 7692.8333 | 7.6928
|  | 2014-04-20 05:45:02 | 24.4673 | 2.1645 | 8.658 | 7.4382 | 7.4382 | 0.38833 | 0.38833 | 0.74267 | 0.74267 | 0 | 0 | 8.0922 | 8.0922 | 0.852 | 0.426 | 0 | 6.1637 | 0 |  |  | 8.8312 |  | 0.35386 | 35.386 | 0 | 0 | 2014-04-19 23:30 | 8092.1667 | 8.0922
|  | 2014-04-20 06:15:01 | 25.5685 | 2.107 | 8.428 | 7.4712 | 7.4712 | 0.41083 | 0.41083 | 0.71633 | 0.71633 | 0.1828 | 0.1828 | 8.7978 | 8.7978 | 0.43847 | 0.21923 | 0 | 6.3829 | 0 |  |  | 8.5966 |  | 0.32962 | 32.9624 | 0 | 0 | 2014-04-20 | 8797.8333 | 8.7978
|  | 2014-04-20 06:45:02 | 26.159 | 2.17 | 8.68 | 7.4727 | 7.4727 | 0.41233 | 0.41233 | 0.7585 | 0.7585 | 0.1828 | 0.1828 | 9.2088 | 9.2088 | 0.55613 | 0.27807 | 0 | 6.661 | 0 |  |  | 7.812 |  | 0.33182 | 33.1817 | 0 | 0 | 2014-04-20 00:30 | 9208.8333 | 9.2088
|  | 2014-04-20 07:15:01 | 26.9692 | 2.2302 | 8.9207 | 7.5207 | 7.5207 | 0.41383 | 0.41383 | 0.75817 | 0.75817 | 1.1652 | 1.1652 | 10.0218 | 10.0218 | 1.8312 | 0.9156 | 0 | 7.5766 | 0 |  |  | 8.5638 |  | 0.33077 | 33.0773 | 0 | 0 | 2014-04-20 01:00 | 10021.8333 | 10.0218
|  | 2014-04-20 07:45:04 | 28.0587 | 2.2738 | 9.0953 | 7.6595 | 7.6595 | 0.42917 | 0.42917 | 0.75533 | 0.75533 | 1.1652 | 1.1652 | 10.612 | 10.612 | 1.6579 | 0.82893 | 0 | 8.4055 | 0 |  |  | 9.0953 |  | 0.32415 | 32.4154 | 0 | 0 | 2014-04-20 01:30 | 10612 | 10.612
|  | 2014-04-20 08:15:02 | 29.4567 | 2.424 | 9.696 | 7.701 | 7.701 | 0.45217 | 0.45217 | 0.75933 | 0.75933 | 2.0832 | 2.0832 | 11.268 | 11.268 | 2.503 | 1.2515 | 0 | 9.657 | 0 |  |  | 10.2778 |  | 0.32916 | 32.9161 | 0 | 0 | 2014-04-20 02:00 | 11268 | 11.268
|  | 2014-04-20 08:45:02 | 30.699 | 2.3883 | 9.5533 | 7.6957 | 7.6957 | 0.47983 | 0.47983 | 0.7595 | 0.7595 | 2.0832 | 2.0832 | 11.8472 | 11.8472 | 1.7197 | 0.85985 | 0 | 10.5169 | 0 |  |  | 8.9801 |  | 0.31119 | 31.1194 | 0 | 0 | 2014-04-20 02:30 | 11847.1667 | 11.8472
|  | 2014-04-20 09:15:02 | 31.8947 | 2.4072 | 9.6287 | 7.698 | 7.698 | 0.57983 | 0.57983 | 0.75967 | 0.75967 | 2.4508 | 2.4508 | 12.0828 | 12.0828 | 1.3051 | 0.65257 | 0 | 11.1694 | 0 |  |  | 9.3398 |  | 0.30189 | 30.189 | 0 | 0 | 2014-04-20 03:00 | 12082.8333 | 12.0828
|  | 2014-04-20 09:45:02 | 32.4242 | 2.3038 | 9.2153 | 7.6988 | 7.6988 | 0.58967 | 0.58967 | 0.75983 | 0.75983 | 2.4508 | 2.4508 | 12.1583 | 12.1583 | 0.44863 | 0.22432 | 0 | 11.3938 | 0 |  |  | 9.4918 |  | 0.28421 | 28.4212 | 0 | 0 | 2014-04-20 03:30 | 12158.3333 | 12.1583
|  | 2014-04-20 10:15:02 | 32.8138 | 2.2315 | 8.926 | 7.7022 | 7.7022 | 0.61717 | 0.61717 | 0.7595 | 0.7595 | 2.8664 | 2.8664 | 12.3595 | 12.3595 | 0.4169 | 0.20845 | 0 | 11.6022 | 0 |  |  | 8.3012 |  | 0.27202 | 27.2019 | 0 | 0 | 2014-04-20 04:00 | 12359.5 | 12.3595
|  | 2014-04-20 10:45:02 | 33.2928 | 2.3562 | 9.4247 | 7.7077 | 7.7077 | 0.60433 | 0.60433 | 0.75933 | 0.75933 | 2.8664 | 2.8664 | 12.5475 | 12.5475 | 0.61707 | 0.30853 | 0 | 11.9107 | 0 |  |  | 9.1419 |  | 0.28308 | 28.3084 | 0 | 0 | 2014-04-20 04:30 | 12547.5 | 12.5475
|  | 2014-04-20 11:15:02 | 33.6492 | 2.5803 | 10.3213 | 7.705 | 7.705 | 0.53417 | 0.53417 | 0.75883 | 0.75883 | 5.9484 | 5.9484 | 12.695 | 12.695 | 4.3136 | 2.1568 | 0 | 14.0675 | 0 |  |  | 9.7021 |  | 0.30673 | 30.6734 | 0 | 0 | 2014-04-20 05:00 | 12695 | 12.695
|  | 2014-04-20 11:45:02 | 33.584 | 2.892 | 11.568 | 7.7023 | 7.7023 | 0.595 | 0.595 | 0.758 | 0.758 | 5.9484 | 5.9484 | 12.6328 | 12.6328 | 5.6206 | 2.8103 | 0 | 16.8778 | 0 |  |  | 10.6426 |  | 0.34445 | 34.445 | 0 | 0 | 2014-04-20 05:30 | 12632.8333 | 12.6328
|  | 2014-04-20 12:15:02 | 33.0268 | 3.0745 | 12.298 | 7.7053 | 7.7053 | 0.53567 | 0.53567 | 0.75817 | 0.75817 | 6.1408 | 6.1408 | 12.5792 | 12.5792 | 6.9903 | 3.4951 | 0 | 20.373 | 0 |  |  | 12.298 |  | 0.37236 | 37.2364 | 0 | 0 | 2014-04-20 06:00 | 12579.1667 | 12.5792
|  | 2014-04-20 12:45:02 | 32.3492 | 3.254 | 13.016 | 7.6653 | 7.6653 | 0.4375 | 0.4375 | 0.75833 | 0.75833 | 6.1408 | 6.1408 | 12.3273 | 12.3273 | 7.9961 | 3.9981 | 0 | 24.371 | 0 |  |  | 13.016 |  | 0.40236 | 40.236 | 0 | 0 | 2014-04-20 06:30 | 12327.3333 | 12.3273
|  | 2014-04-20 13:15:02 | 32.14 | 3.1903 | 12.7613 | 7.5205 | 7.5205 | 0.43967 | 0.43967 | 0.75817 | 0.75817 | 6.5236 | 6.5236 | 12.0723 | 12.0723 | 7.9356 | 3.9678 | 0 | 28.3388 | 0 |  |  | 11.868 |  | 0.39705 | 39.7055 | 0 | 0 | 2014-04-20 07:00 | 12072.3333 | 12.0723
|  | 2014-04-20 13:45:01 | 31.6875 | 3.2463 | 12.9853 | 7.4725 | 7.4725 | 0.43 | 0.43 | 0.75917 | 0.75917 | 6.5236 | 6.5236 | 11.8713 | 11.8713 | 8.3544 | 4.1772 | 0 | 32.516 | 0 |  |  | 13.7645 |  | 0.40979 | 40.9794 | 0 | 0 | 2014-04-20 07:30 | 11871.3333 | 11.8713
|  | 2014-04-20 14:15:02 | 31.4805 | 3.2728 | 13.0913 | 7.4687 | 7.4687 | 0.4145 | 0.4145 | 0.75633 | 0.75633 | 5.0088 | 5.0088 | 11.67 | 11.67 | 6.9291 | 3.4646 | 0 | 35.9806 | 0 |  |  | 14.4005 |  | 0.41586 | 41.5855 | 0 | 0 | 2014-04-20 08:00 | 11670 | 11.67
|  | 2014-04-20 14:45:02 | 31.4232 | 3.273 | 13.092 | 7.4722 | 7.4722 | 0.415 | 0.415 | 0.752 | 0.752 | 5.0088 | 5.0088 | 11.7153 | 11.7153 | 7.0321 | 3.5161 | 0 | 39.4967 | 0 |  |  | 13.3538 |  | 0.41664 | 41.6635 | 0 | 0 | 2014-04-20 08:30 | 11715.3333 | 11.7153
|  | 2014-04-20 15:15:01 | 31.7632 | 3.0963 | 12.3853 | 7.4622 | 7.4622 | 0.41617 | 0.41617 | 0.75767 | 0.75767 | 4.5796 | 4.5796 | 12.1792 | 12.1792 | 6.0169 | 3.0085 | 0 | 42.5051 | 0 |  |  | 13.5 |  | 0.38993 | 38.9928 | 0 | 0 | 2014-04-20 09:00 | 12179.1667 | 12.1792
|  | 2014-04-20 15:45:02 | 32.1705 | 2.9788 | 11.9153 | 7.4652 | 7.4652 | 0.42633 | 0.42633 | 0.75317 | 0.75317 | 4.5796 | 4.5796 | 12.4135 | 12.4135 | 5.3826 | 2.6913 | 0 | 45.1964 | 0 |  |  | 11.5579 |  | 0.37038 | 37.0381 | 0 | 0 | 2014-04-20 09:30 | 12413.5 | 12.4135
|  | 2014-04-20 16:15:02 | 32.4368 | 2.7478 | 10.9913 | 7.526 | 7.526 | 0.45533 | 0.45533 | 0.75533 | 0.75533 | 3.0408 | 3.0408 | 12.5022 | 12.5022 | 2.8341 | 1.4171 | 0 | 46.6135 | 0 |  |  | 10.7715 |  | 0.33885 | 33.8853 | 0 | 0 | 2014-04-20 10:00 | 12502.1667 | 12.5022
|  | 2014-04-20 16:45:04 | 32.3653 | 2.6393 | 10.5573 | 7.6577 | 7.6577 | 0.47917 | 0.47917 | 0.75867 | 0.75867 | 3.0408 | 3.0408 | 12.523 | 12.523 | 2.6513 | 1.3256 | 0 | 47.9392 | 0 |  |  | 10.4518 |  | 0.32619 | 32.6193 | 0 | 0 | 2014-04-20 10:30 | 12523 | 12.523
|  | 2014-04-20 17:15:03 | 32.2175 | 2.492 | 9.968 | 7.6917 | 7.6917 | 0.5125 | 0.5125 | 0.75983 | 0.75983 | 2.0316 | 2.0316 | 12.5213 | 12.5213 | 1.2674 | 0.63372 | 0 | 48.5729 | 0 |  |  | 9.8683 |  | 0.3094 | 30.9397 | 0 | 0 | 2014-04-20 11:00 | 12521.3333 | 12.5213
|  | 2014-04-20 17:45:03 | 32.0612 | 2.3703 | 9.4813 | 7.6882 | 7.6882 | 0.5935 | 0.5935 | 0.75867 | 0.75867 | 2.0316 | 2.0316 | 12.408 | 12.408 | 0.9001 | 0.45005 | 0 | 49.0229 | 0 |  |  | 9.4813 |  | 0.29573 | 29.5726 | 0 | 0 | 2014-04-20 11:30 | 12408 | 12.408
|  | 2014-04-20 18:15:02 | 31.9958 | 2.3353 | 9.3413 | 7.6977 | 7.6977 | 0.84333 | 0.84333 | 0.756 | 0.756 | 0.8 | 0.8 | 12.211 | 12.211 | -0.3465 | -0.17325 | 0 | 48.8497 | 0 |  |  | 9.1545 |  | 0.29195 | 29.1955 | 0 | 0.3465 | 2014-04-20 12:00 | 12211 | 12.211
|  | 2014-04-20 18:45:01 | 32.0245 | 2.445 | 9.78 | 7.7007 | 7.7007 | 0.8525 | 0.8525 | 0.74833 | 0.74833 | 0.8 | 0.8 | 12.0305 | 12.0305 | -0.1125 | -0.05625 | 0 | 48.7934 | 0 |  |  | 10.0734 |  | 0.30539 | 30.5391 | 0 | 0.1125 | 2014-04-20 12:30 | 12030.5 | 12.0305
|  | 2014-04-20 19:15:02 | 32.7585 | 2.6722 | 10.6887 | 7.6958 | 7.6958 | 0.85217 | 0.85217 | 0.74883 | 0.74883 | 0.0732 | 0.0732 | 12.268 | 12.268 | -0.4318 | -0.2159 | 0 | 48.5775 | 0 |  |  | 11.4369 |  | 0.32629 | 32.6287 | 0 | 0.4318 | 2014-04-20 13:00 | 12268 | 12.268
|  | 2014-04-20 19:45:03 | 33.2043 | 2.7343 | 10.9373 | 7.6922 | 7.6922 | 0.84567 | 0.84567 | 0.75517 | 0.75517 | 0.0732 | 0.0732 | 12.5043 | 12.5043 | -0.39647 | -0.19823 | 0 | 48.3793 | 0 |  |  | 11.5936 |  | 0.32939 | 32.9395 | 0 | 0.39647 | 2014-04-20 13:30 | 12504.3333 | 12.5043
|  | 2014-04-20 20:15:02 | 32.5968 | 2.8723 | 11.4893 | 7.699 | 7.699 | 0.74817 | 0.74817 | 0.75183 | 0.75183 | 0.012 | 0.012 | 12.3145 | 12.3145 | 0.418 | 0.209 | 0 | 48.5883 | 0 |  |  | 11.4893 |  | 0.35247 | 35.2468 | 0 | 0 | 2014-04-20 14:00 | 12314.5 | 12.3145
|  | 2014-04-20 20:45:02 | 31.5697 | 2.8627 | 11.4507 | 7.6945 | 7.6945 | 0.6395 | 0.6395 | 0.755 | 0.755 | 0.012 | 0.012 | 11.7555 | 11.7555 | 0.7375 | 0.36875 | 0 | 48.957 | 0 |  |  | 11.4507 |  | 0.36271 | 36.2711 | 0 | 0 | 2014-04-20 14:30 | 11755.5 | 11.7555
|  | 2014-04-20 21:15:03 | 30.5325 | 2.7765 | 11.106 | 7.697 | 7.697 | 0.55733 | 0.55733 | 0.757 | 0.757 | 0 | 0 | 11.5252 | 11.5252 | 1.11 | 0.555 | 0 | 49.512 | 0 |  |  | 10.7728 |  | 0.36374 | 36.3744 | 0 | 0 | 2014-04-20 15:00 | 11525.1667 | 11.5252
|  | 2014-04-20 21:45:02 | 29.1198 | 2.573 | 10.292 | 7.6983 | 7.6983 | 0.5455 | 0.5455 | 0.75383 | 0.75383 | 0 | 0 | 11.2273 | 11.2273 | 1.3972 | 0.69858 | 0 | 50.2106 | 0 |  |  | 10.0862 |  | 0.35344 | 35.3436 | 0 | 0 | 2014-04-20 15:30 | 11227.3333 | 11.2273
|  | 2014-04-20 22:15:03 | 27.1435 | 2.4528 | 9.8113 | 7.697 | 7.697 | 0.39017 | 0.39017 | 0.74783 | 0.74783 | 0 | 0 | 10.1662 | 10.1662 | 1.669 | 0.8345 | 0 | 51.0451 | 0 |  |  | 8.8302 |  | 0.36146 | 36.1462 | 0 | 0 | 2014-04-20 16:00 | 10166.1667 | 10.1662
|  | 2014-04-20 22:45:03 | 25.9713 | 2.5127 | 10.0507 | 7.6983 | 7.6983 | 0.36817 | 0.36817 | 0.75517 | 0.75517 | 0 | 0 | 9.1108 | 9.1108 | 2.0118 | 1.0059 | 0 | 52.051 | 0 |  |  | 10.0507 |  | 0.38699 | 38.6991 | 0 | 0 | 2014-04-20 16:30 | 9110.8333 | 9.1108
|  | 2014-04-20 23:15:02 | 25.3663 | 2.484 | 9.936 | 7.6967 | 7.6967 | 0.36233 | 0.36233 | 0.73817 | 0.73817 | 0 | 0 | 8.5333 | 8.5333 | 1.9002 | 0.95008 | 0 | 53.0011 | 0 |  |  | 10.5322 |  | 0.3917 | 39.17 | 0 | 0 | 2014-04-20 17:00 | 8533.3333 | 8.5333
|  | 2014-04-20 23:45:03 | 24.9265 | 2.5073 | 10.0293 | 7.678 | 7.678 | 0.34933 | 0.34933 | 0.73533 | 0.73533 | 0 | 0 | 8.2308 | 8.2308 | 2.0963 | 1.0482 | 0 | 54.0493 | 0 |  |  | 11.0323 |  | 0.40236 | 40.2356 | 0 | 0 | 2014-04-20 17:30 | 8230.8333 | 8.2308
|  | 2014-04-21 00:15:03 | 25.2292 | 2.4465 | 9.786 | 7.5465 | 7.5465 | 0.31367 | 0.31367 | 0.757 | 0.757 | 0 | 0 | 8.7715 | 8.7715 | 1.9455 | 0.97275 | 0 | 55.022 | 0 |  |  | 9.101 |  | 0.38788 | 38.7884 | 0 | 0 | 2014-04-20 18:00 | 8771.5 | 8.7715
|  | 2014-04-21 00:45:01 | 25.4475 | 2.4347 | 9.7387 | 7.4788 | 7.4788 | 0.30967 | 0.30967 | 0.75983 | 0.75983 | 0 | 0 | 8.97 | 8.97 | 1.8095 | 0.90475 | 0 | 55.9268 | 0 |  |  | 9.9334 |  | 0.3827 | 38.2696 | 0 | 0 | 2014-04-20 18:30 | 8970 | 8.97
|  | 2014-04-21 01:15:03 | 25.366 | 2.3768 | 9.5073 | 7.4733 | 7.4733 | 0.29483 | 0.29483 | 0.76017 | 0.76017 | 0 | 0 | 8.9303 | 8.9303 | 1.6 | 0.8 | 0 | 56.7268 | 0 |  |  | 8.7467 |  | 0.37481 | 37.4806 | 0 | 0 | 2014-04-20 19:00 | 8930.3333 | 8.9303
|  | 2014-04-21 01:45:02 | 24.9735 | 2.2907 | 9.1627 | 7.4707 | 7.4707 | 0.295 | 0.295 | 0.76133 | 0.76133 | 0 | 0 | 8.6687 | 8.6687 | 1.3848 | 0.69242 | 0 | 57.4192 | 0 |  |  | 9.6208 |  | 0.3669 | 36.6896 | 0 | 0 | 2014-04-20 19:30 | 8668.6667 | 8.6687
|  | 2014-04-21 02:15:04 | 24.6935 | 2.1788 | 8.7153 | 7.4665 | 7.4665 | 0.29367 | 0.29367 | 0.76017 | 0.76017 | 0 | 0 | 8.6005 | 8.6005 | 1.1427 | 0.57133 | 0 | 57.9905 | 0 |  |  | 9.4997 |  | 0.35294 | 35.294 | 0 | 0 | 2014-04-20 20:00 | 8600.5 | 8.6005
|  | 2014-04-21 02:45:04 | 24.6913 | 2.2087 | 8.8347 | 7.4727 | 7.4727 | 0.29317 | 0.29317 | 0.76133 | 0.76133 | 0 | 0 | 8.559 | 8.559 | 1.2295 | 0.61475 | 0 | 58.6053 | 0 |  |  | 8.4813 |  | 0.3578 | 35.7804 | 0 | 0 | 2014-04-20 20:30 | 8559 | 8.559
|  | 2014-04-21 03:15:03 | 24.407 | 2.2488 | 8.9953 | 7.4797 | 7.4797 | 0.29267 | 0.29267 | 0.7605 | 0.7605 | 0 | 0 | 8.2425 | 8.2425 | 1.3637 | 0.68183 | 0 | 59.2871 | 0 |  |  | 9.2652 |  | 0.36856 | 36.8555 | 0 | 0 | 2014-04-20 21:00 | 8242.5 | 8.2425
|  | 2014-04-21 03:45:02 | 24.294 | 2.168 | 8.672 | 7.541 | 7.541 | 0.293 | 0.293 | 0.76117 | 0.76117 | 0 | 0 | 8.0922 | 8.0922 | 1.0653 | 0.53267 | 0 | 59.8198 | 0 |  |  | 9.4525 |  | 0.35696 | 35.6961 | 0 | 0 | 2014-04-20 21:30 | 8092.1667 | 8.0922
|  | 2014-04-21 04:15:02 | 24.3547 | 2.2835 | 9.134 | 7.67 | 7.67 | 0.30417 | 0.30417 | 0.7595 | 0.7595 | 0 | 0 | 7.9453 | 7.9453 | 1.4583 | 0.72917 | 0 | 60.549 | 0 |  |  | 10.0474 |  | 0.37504 | 37.5041 | 0 | 0 | 2014-04-20 22:00 | 7945.3333 | 7.9453
|  | 2014-04-21 04:45:03 | 24.1892 | 2.2268 | 8.9073 | 7.6978 | 7.6978 | 0.3125 | 0.3125 | 0.75867 | 0.75867 | 0 | 0 | 7.8125 | 7.8125 | 1.2997 | 0.64983 | 0 | 61.1988 | 0 |  |  | 8.1947 |  | 0.36824 | 36.8236 | 0 | 0 | 2014-04-20 22:30 | 7812.5 | 7.8125
|  | 2014-04-21 05:15:02 | 24.596 | 2.141 | 8.564 | 7.7027 | 7.7027 | 0.32383 | 0.32383 | 0.75417 | 0.75417 | 0 | 0 | 8.1988 | 8.1988 | 0.9475 | 0.47375 | 0 | 61.6725 | 0 |  |  | 7.7076 |  | 0.34819 | 34.8187 | 0 | 0 | 2014-04-20 23:00 | 8198.8333 | 8.1988
|  | 2014-04-21 05:45:03 | 24.88 | 1.9882 | 7.9527 | 7.7015 | 7.7015 | 0.34283 | 0.34283 | 0.75517 | 0.75517 | 0 | 0 | 8.3433 | 8.3433 | 0.2155 | 0.10775 | 0 | 61.7803 | 0 |  |  | 7.7141 |  | 0.31964 | 31.9641 | 0 | 0 | 2014-04-20 23:30 | 8343.3333 | 8.3433
|  | 2014-04-21 06:15:02 | 26.0722 | 1.9562 | 7.8247 | 7.6988 | 7.6988 | 0.38483 | 0.38483 | 0.7565 | 0.7565 | 0.226 | 0.226 | 9.0952 | 9.0952 | -0.086167 | -0.043083 | 0 | 61.7372 | 0 |  |  | 8.3724 |  | 0.30012 | 30.0116 | 0 | 0.086167 | 2014-04-21 | 9095.1667 | 9.0952
|  | 2014-04-21 06:45:06 | 27.256 | 1.8552 | 7.4207 | 7.6988 | 7.6988 | 0.39283 | 0.39283 | 0.756 | 0.756 | 0.226 | 0.226 | 10.4108 | 10.4108 | -0.35083 | -0.17542 | 0 | 61.5618 | 0 |  |  | 6.9754 |  | 0.27226 | 27.2258 | 0 | 0.35083 | 2014-04-21 00:30 | 10410.8333 | 10.4108
|  | 2014-04-21 07:15:03 | 28.6743 | 1.8402 | 7.3607 | 7.699 | 7.699 | 0.40483 | 0.40483 | 0.75617 | 0.75617 | 0.9292 | 0.9292 | 11.656 | 11.656 | 0.13153 | 0.065767 | 0 | 61.6276 | 0 |  |  | 6.9926 |  | 0.2567 | 25.6699 | 0 | 0 | 2014-04-21 01:00 | 11656 | 11.656
|  | 2014-04-21 07:45:02 | 29.7447 | 1.8658 | 7.4633 | 7.7025 | 7.7025 | 0.436 | 0.436 | 0.756 | 0.756 | 0.9292 | 0.9292 | 12.339 | 12.339 | -0.11863 | -0.059317 | 0 | 61.5682 | 0 |  |  | 6.717 |  | 0.25091 | 25.0913 | 0 | 0.11863 | 2014-04-21 01:30 | 12339 | 12.339
|  | 2014-04-21 08:15:03 | 30.8897 | 1.787 | 7.148 | 7.7042 | 7.7042 | 0.53067 | 0.53067 | 0.75717 | 0.75717 | 1.76 | 1.76 | 13.191 | 13.191 | 0.20133 | 0.10067 | 0 | 61.6689 | 0 |  |  | 7.291 |  | 0.2314 | 23.1404 | 0 | 0 | 2014-04-21 02:00 | 13191 | 13.191
|  | 2014-04-21 08:45:01 | 31.5185 | 1.8597 | 7.4387 | 7.7018 | 7.7018 | 0.53583 | 0.53583 | 0.75567 | 0.75567 | 1.76 | 1.76 | 13.5845 | 13.5845 | 0.258 | 0.129 | 0 | 61.7979 | 0 |  |  | 7.8106 |  | 0.23601 | 23.601 | 0 | 0 | 2014-04-21 02:30 | 13584.5 | 13.5845
|  | 2014-04-21 09:15:03 | 31.7262 | 1.7707 | 7.0827 | 7.702 | 7.702 | 0.54433 | 0.54433 | 0.75067 | 0.75067 | 3.1844 | 3.1844 | 13.9748 | 13.9748 | 1.5127 | 0.75637 | 0 | 62.5543 | 0 |  |  | 7.5785 |  | 0.22324 | 22.3244 | 0 | 0 | 2014-04-21 03:00 | 13974.8333 | 13.9748
|  | 2014-04-21 09:45:02 | 31.723 | 1.7925 | 7.17 | 7.7022 | 7.7022 | 0.553 | 0.553 | 0.75333 | 0.75333 | 3.1844 | 3.1844 | 13.9937 | 13.9937 | 1.6336 | 0.81678 | 0 | 63.3711 | 0 |  |  | 7.0266 |  | 0.22602 | 22.6019 | 0 | 0 | 2014-04-21 03:30 | 13993.6667 | 13.9937
|  | 2014-04-21 10:15:02 | 31.746 | 1.9658 | 7.8633 | 7.7022 | 7.7022 | 0.586 | 0.586 | 0.74917 | 0.74917 | 3.1592 | 3.1592 | 13.8675 | 13.8675 | 2.1814 | 1.0907 | 0 | 64.4617 | 0 |  |  | 8.4924 |  | 0.2477 | 24.7695 | 0 | 0 | 2014-04-21 04:00 | 13867.5 | 13.8675
|  | 2014-04-21 10:45:02 | 31.5742 | 2.083 | 8.332 | 7.6992 | 7.6992 | 0.589 | 0.589 | 0.7495 | 0.7495 | 3.1592 | 3.1592 | 13.5515 | 13.5515 | 2.5062 | 1.2531 | 0 | 65.7148 | 0 |  |  | 9.0819 |  | 0.26389 | 26.3887 | 0 | 0 | 2014-04-21 04:30 | 13551.5 | 13.5515
|  | 2014-04-21 11:15:02 | 31.4772 | 2.2572 | 9.0287 | 7.7015 | 7.7015 | 0.58667 | 0.58667 | 0.74617 | 0.74617 | 5.9104 | 5.9104 | 13.3257 | 13.3257 | 5.8219 | 2.9109 | 0 | 68.6258 | 0 |  |  | 9.8412 |  | 0.28683 | 28.6832 | 0 | 0 | 2014-04-21 05:00 | 13325.6667 | 13.3257
|  | 2014-04-21 11:45:01 | 31.1395 | 2.5983 | 10.3933 | 7.7035 | 7.7035 | 0.528 | 0.528 | 0.74167 | 0.74167 | 5.9104 | 5.9104 | 12.9513 | 12.9513 | 7.0887 | 3.5444 | 0 | 72.1702 | 0 |  |  | 9.6658 |  | 0.33377 | 33.3767 | 0 | 0 | 2014-04-21 05:30 | 12951.3333 | 12.9513
|  | 2014-04-21 12:15:03 | 30.691 | 2.6863 | 10.7453 | 7.6033 | 7.6033 | 0.405 | 0.405 | 0.741 | 0.741 | 6.1384 | 6.1384 | 12.9943 | 12.9943 | 7.9364 | 3.9682 | 0 | 76.1384 | 0 |  |  | 9.9932 |  | 0.35011 | 35.0113 | 0 | 0 | 2014-04-21 06:00 | 12994.3333 | 12.9943
|  | 2014-04-21 12:45:02 | 30.2068 | 2.8585 | 11.434 | 7.4955 | 7.4955 | 0.39983 | 0.39983 | 0.74033 | 0.74033 | 6.1384 | 6.1384 | 12.4527 | 12.4527 | 8.4539 | 4.2269 | 0 | 80.3653 | 0 |  |  | 11.777 |  | 0.37852 | 37.8524 | 0 | 0 | 2014-04-21 06:30 | 12452.6667 | 12.4527
|  | 2014-04-21 13:15:02 | 29.9732 | 3.0783 | 12.3133 | 7.48 | 7.48 | 0.384 | 0.384 | 0.73617 | 0.73617 | 5.3292 | 5.3292 | 12.0772 | 12.0772 | 8.3467 | 4.1734 | 0 | 84.5387 | 0 |  |  | 11.5745 |  | 0.41081 | 41.0812 | 0 | 0 | 2014-04-21 07:00 | 12077.1667 | 12.0772
|  | 2014-04-21 13:45:02 | 29.811 | 3.1622 | 12.6487 | 7.476 | 7.476 | 0.38117 | 0.38117 | 0.74017 | 0.74017 | 5.3292 | 5.3292 | 11.8028 | 11.8028 | 8.567 | 4.2835 | 0 | 88.8222 | 0 |  |  | 12.6487 |  | 0.4243 | 42.4295 | 0 | 0 | 2014-04-21 07:30 | 11802.8333 | 11.8028
|  | 2014-04-21 14:15:04 | 29.9433 | 2.9317 | 11.7267 | 7.4667 | 7.4667 | 0.36467 | 0.36467 | 0.74067 | 0.74067 | 3.7884 | 3.7884 | 12.0028 | 12.0028 | 6.1466 | 3.0733 | 0 | 91.8955 | 0 |  |  | 11.7267 |  | 0.39163 | 39.1629 | 0 | 0 | 2014-04-21 08:00 | 12002.8333 | 12.0028
|  | 2014-04-21 14:45:03 | 30.4165 | 2.9965 | 11.986 | 7.4697 | 7.4697 | 0.3665 | 0.3665 | 0.73467 | 0.73467 | 3.7884 | 3.7884 | 12.2452 | 12.2452 | 6.1739 | 3.0869 | 0 | 94.9824 | 0 |  |  | 11.0271 |  | 0.39406 | 39.4062 | 0 | 0 | 2014-04-21 08:30 | 12245.1667 | 12.2452
|  | 2014-04-21 15:15:04 | 31.2258 | 2.9107 | 11.6427 | 7.4702 | 7.4702 | 0.38417 | 0.38417 | 0.73883 | 0.73883 | 3.02 | 3.02 | 12.6925 | 12.6925 | 4.7225 | 2.3612 | 0 | 97.3437 | 0 |  |  | 12.2248 |  | 0.37285 | 37.2854 | 0 | 0 | 2014-04-21 09:00 | 12692.5 | 12.6925
|  | 2014-04-21 15:45:02 | 32.4867 | 2.9587 | 11.8347 | 7.5572 | 7.5572 | 0.4625 | 0.4625 | 0.74083 | 0.74083 | 3.02 | 3.02 | 13.2585 | 13.2585 | 4.387 | 2.1935 | 0 | 99.5372 | 0 |  |  | 11.8347 |  | 0.36429 | 36.4293 | 0 | 0 | 2014-04-21 09:30 | 13258.5 | 13.2585
|  | 2014-04-21 16:15:03 | 33.5753 | 2.892 | 11.568 | 7.6772 | 7.6772 | 0.52883 | 0.52883 | 0.741 | 0.741 | 2.99 | 2.99 | 13.6098 | 13.6098 | 3.5395 | 1.7698 | 0 | 100 | 1.7698 |  |  | 11.221 |  | 0.34454 | 34.4539 | 0 | 0 | 2014-04-21 10:00 | 13609.8333 | 13.6098
|  | 2014-04-21 16:45:02 | 34.2172 | 2.9243 | 11.6973 | 7.6973 | 7.6973 | 0.47467 | 0.47467 | 0.74217 | 0.74217 | 2.99 | 2.99 | 13.8478 | 13.8478 | 3.2322 | 1.6161 | 0 | 100 | 1.6161 |  |  | 11.1125 |  | 0.34186 | 34.1856 | 0 | 0 | 2014-04-21 10:30 | 13847.8333 | 13.8478
|  | 2014-04-21 17:15:02 | 34.5738 | 2.906 | 11.624 | 7.6947 | 7.6947 | 0.4385 | 0.4385 | 0.74 | 0.74 | 1.3932 | 1.3932 | 14.0212 | 14.0212 | 1.3377 | 0.66885 | 0 | 100 | 0.66885 |  |  | 10.5778 |  | 0.33621 | 33.6208 | 0 | 0 | 2014-04-21 11:00 | 14021.1667 | 14.0212
|  | 2014-04-21 17:45:02 | 34.8198 | 2.999 | 11.996 | 7.6925 | 7.6925 | 0.4595 | 0.4595 | 0.74283 | 0.74283 | 1.3932 | 1.3932 | 13.911 | 13.911 | 1.3752 | 0.6876 | 0 | 100 | 0.6876 |  |  | 10.9164 |  | 0.34452 | 34.4516 | 0 | 0 | 2014-04-21 11:30 | 13911 | 13.911
|  | 2014-04-21 18:15:01 | 34.9268 | 2.8133 | 11.2533 | 7.6922 | 7.6922 | 0.53617 | 0.53617 | 0.74083 | 0.74083 | 0.6456 | 0.6456 | 13.9585 | 13.9585 | -0.10023 | -0.050117 | 0 | 99.9499 | 0 |  |  | 10.6907 |  | 0.3222 | 32.2197 | 0 | 0.10023 | 2014-04-21 12:00 | 13958.5 | 13.9585
|  | 2014-04-21 18:45:03 | 35.0067 | 2.7287 | 10.9147 | 7.6905 | 7.6905 | 0.49867 | 0.49867 | 0.74167 | 0.74167 | 0.6456 | 0.6456 | 14.0007 | 14.0007 | -0.5149 | -0.25745 | 0 | 99.6924 | 0 |  |  | 11.3513 |  | 0.31179 | 31.1788 | 0 | 0.5149 | 2014-04-21 12:30 | 14000.6667 | 14.0007
|  | 2014-04-21 19:15:02 | 35.3158 | 2.7595 | 11.038 | 7.702 | 7.702 | 0.49767 | 0.49767 | 0.73467 | 0.73467 | 0.0944 | 0.0944 | 13.9412 | 13.9412 | -1.3079 | -0.65397 | 0 | 99.0385 | 0 |  |  | 12.1418 |  | 0.31255 | 31.2551 | 0 | 1.3079 | 2014-04-21 13:00 | 13941.1667 | 13.9412
|  | 2014-04-21 19:45:02 | 35.4723 | 2.7282 | 10.9127 | 7.6995 | 7.6995 | 0.54633 | 0.54633 | 0.73683 | 0.73683 | 0.0944 | 0.0944 | 13.9135 | 13.9135 | -1.5691 | -0.78455 | 0 | 98.2539 | 0 |  |  | 11.0218 |  | 0.30764 | 30.7639 | 0 | 1.5691 | 2014-04-21 13:30 | 13913.5 | 13.9135
|  | 2014-04-21 20:15:03 | 34.5427 | 2.7272 | 10.9087 | 7.6982 | 7.6982 | 0.505 | 0.505 | 0.738 | 0.738 | 0.016 | 0.016 | 13.7525 | 13.7525 | -0.92433 | -0.46217 | 0 | 97.7918 | 0 |  |  | 9.8178 |  | 0.3158 | 31.5803 | 0 | 0.92433 | 2014-04-21 14:00 | 13752.5 | 13.7525
|  | 2014-04-21 20:45:02 | 33.0268 | 2.6987 | 10.7947 | 7.7002 | 7.7002 | 0.4795 | 0.4795 | 0.7375 | 0.7375 | 0.016 | 0.016 | 12.8957 | 12.8957 | -0.40333 | -0.20167 | 0 | 97.5901 | 0 |  |  | 10.039 |  | 0.32685 | 32.6845 | 0 | 0.40333 | 2014-04-21 14:30 | 12895.6667 | 12.8957
|  | 2014-04-21 21:15:02 | 31.3705 | 2.5963 | 10.3853 | 7.7025 | 7.7025 | 0.39 | 0.39 | 0.74017 | 0.74017 | 0 | 0 | 12.4438 | 12.4438 | 0.29133 | 0.14567 | 0 | 97.7358 | 0 |  |  | 10.1776 |  | 0.33105 | 33.1054 | 0 | 0 | 2014-04-21 15:00 | 12443.8333 | 12.4438
|  | 2014-04-21 21:45:02 | 29.455 | 2.4243 | 9.6973 | 7.6988 | 7.6988 | 0.37367 | 0.37367 | 0.741 | 0.741 | 0 | 0 | 11.8985 | 11.8985 | 0.95433 | 0.47717 | 0 | 98.2129 | 0 |  |  | 9.7943 |  | 0.32923 | 32.9225 | 0 | 0 | 2014-04-21 15:30 | 11898.5 | 11.8985
|  | 2014-04-21 22:15:03 | 27.7955 | 2.4477 | 9.7907 | 7.646 | 7.646 | 0.3255 | 0.3255 | 0.73833 | 0.73833 | 0 | 0 | 10.8302 | 10.8302 | 1.5352 | 0.76758 | 0 | 98.9805 | 0 |  |  | 9.9865 |  | 0.35224 | 35.2239 | 0 | 0 | 2014-04-21 16:00 | 10830.1667 | 10.8302
|  | 2014-04-21 22:45:04 | 26.5903 | 2.4517 | 9.8067 | 7.5043 | 7.5043 | 0.32667 | 0.32667 | 0.74117 | 0.74117 | 0 | 0 | 10.0087 | 10.0087 | 1.7972 | 0.89858 | 0 | 99.8791 | 0 |  |  | 10.1989 |  | 0.36881 | 36.8806 | 0 | 0 | 2014-04-21 16:30 | 10008.6667 | 10.0087
|  | 2014-04-21 23:15:02 | 25.751 | 2.4028 | 9.6113 | 7.4672 | 7.4672 | 0.32833 | 0.32833 | 0.74383 | 0.74383 | 0 | 0 | 9.2505 | 9.2505 | 1.6502 | 0.82508 | 0 | 100 | 0.82508 |  |  | 10.188 |  | 0.37324 | 37.3241 | 0 | 0 | 2014-04-21 17:00 | 9250.5 | 9.2505
|  | 2014-04-21 23:45:03 | 25.3237 | 2.4602 | 9.8407 | 7.4685 | 7.4685 | 0.303 | 0.303 | 0.74333 | 0.74333 | 0 | 0 | 8.9265 | 8.9265 | 1.9583 | 0.97917 | 0 | 100 | 0.97917 |  |  | 9.2502 |  | 0.3886 | 38.8596 | 0 | 0 | 2014-04-21 17:30 | 8926.5 | 8.9265
|  | 2014-04-22 00:15:02 | 25.6212 | 2.502 | 10.008 | 7.466 | 7.466 | 0.26683 | 0.26683 | 0.74567 | 0.74567 | 0 | 0 | 9.2252 | 9.2252 | 2.0905 | 1.0452 | 0 | 100 | 1.0452 |  |  | 10.2082 |  | 0.39061 | 39.0615 | 0 | 0 | 2014-04-21 18:00 | 9225.1667 | 9.2252
|  | 2014-04-22 00:45:01 | 25.994 | 2.4728 | 9.8913 | 7.4645 | 7.4645 | 0.26633 | 0.26633 | 0.745 | 0.745 | 0 | 0 | 9.5597 | 9.5597 | 1.9328 | 0.96642 | 0 | 100 | 0.96642 |  |  | 10.4848 |  | 0.38052 | 38.0524 | 0 | 0 | 2014-04-21 18:30 | 9559.6667 | 9.5597
|  | 2014-04-22 01:15:02 | 25.7913 | 2.3587 | 9.4347 | 7.4792 | 7.4792 | 0.26383 | 0.26383 | 0.74517 | 0.74517 | 0 | 0 | 9.4695 | 9.4695 | 1.601 | 0.8005 | 0 | 100 | 0.8005 |  |  | 10.2838 |  | 0.36581 | 36.5808 | 0 | 0 | 2014-04-21 19:00 | 9469.5 | 9.4695
|  | 2014-04-22 01:45:02 | 25.5305 | 2.3803 | 9.5213 | 7.5675 | 7.5675 | 0.26417 | 0.26417 | 0.74633 | 0.74633 | 0 | 0 | 9.0575 | 9.0575 | 1.6263 | 0.81317 | 0 | 100 | 0.81317 |  |  | 10.283 |  | 0.37294 | 37.294 | 0 | 0 | 2014-04-21 19:30 | 9057.5 | 9.0575
|  | 2014-04-22 02:15:02 | 24.9623 | 2.2035 | 8.814 | 7.6895 | 7.6895 | 0.26417 | 0.26417 | 0.74717 | 0.74717 | 0 | 0 | 8.624 | 8.624 | 1.1765 | 0.58825 | 0 | 100 | 0.58825 |  |  | 9.3428 |  | 0.35309 | 35.3092 | 0 | 0 | 2014-04-21 20:00 | 8624 | 8.624
|  | 2014-04-22 02:45:03 | 24.7447 | 2.1873 | 8.7493 | 7.7047 | 7.7047 | 0.264 | 0.264 | 0.7475 | 0.7475 | 0 | 0 | 8.5 | 8.5 | 1.2208 | 0.61042 | 0 | 100 | 0.61042 |  |  | 9.5368 |  | 0.35358 | 35.3585 | 0 | 0 | 2014-04-21 20:30 | 8500 | 8.5
|  | 2014-04-22 03:15:02 | 24.5702 | 2.055 | 8.22 | 7.7017 | 7.7017 | 0.26067 | 0.26067 | 0.74733 | 0.74733 | 0 | 0 | 8.4017 | 8.4017 | 0.76117 | 0.38058 | 0 | 100 | 0.38058 |  |  | 8.3022 |  | 0.33455 | 33.4552 | 0 | 0 | 2014-04-21 21:00 | 8401.6667 | 8.4017
|  | 2014-04-22 03:45:03 | 24.517 | 2.0198 | 8.0793 | 7.704 | 7.704 | 0.251 | 0.251 | 0.74767 | 0.74767 | 0 | 0 | 8.3708 | 8.3708 | 0.63583 | 0.31792 | 0 | 100 | 0.31792 |  |  | 8.4025 |  | 0.32954 | 32.954 | 0 | 0 | 2014-04-21 21:30 | 8370.8333 | 8.3708
|  | 2014-04-22 04:15:02 | 25.0943 | 2.0263 | 8.1053 | 7.711 | 7.711 | 0.253 | 0.253 | 0.74767 | 0.74767 | 0 | 0 | 8.8208 | 8.8208 | 0.5435 | 0.27175 | 0 | 100 | 0.27175 |  |  | 8.2674 |  | 0.32299 | 32.2995 | 0 | 0 | 2014-04-21 22:00 | 8820.8333 | 8.8208
|  | 2014-04-22 04:45:03 | 25.779 | 1.9333 | 7.7333 | 7.7282 | 7.7282 | 0.256 | 0.256 | 0.74667 | 0.74667 | 0 | 0 | 9.2765 | 9.2765 | -0.038333 | -0.019167 | 0 | 99.9808 | 0 |  |  | 8.352 |  | 0.29999 | 29.9986 | 0 | 0.038333 | 2014-04-21 22:30 | 9276.5 | 9.2765
|  | 2014-04-22 05:15:01 | 27.6425 | 1.9645 | 7.858 | 7.8177 | 7.8177 | 0.26867 | 0.26867 | 0.747 | 0.747 | 0 | 0 | 10.8327 | 10.8327 | -0.1185 | -0.05925 | 0 | 99.9216 | 0 |  |  | 7.858 |  | 0.28427 | 28.4272 | 0 | 0.1185 | 2014-04-21 23:00 | 10832.6667 | 10.8327
|  | 2014-04-22 05:45:03 | 30.5673 | 2.0207 | 8.0827 | 7.8572 | 7.8572 | 0.28033 | 0.28033 | 0.75383 | 0.75383 | 0 | 0 | 12.5295 | 12.5295 | -1.0638 | -0.53192 | 0 | 99.3897 | 0 |  |  | 8.3251 |  | 0.26442 | 26.4422 | 0 | 1.0638 | 2014-04-21 23:30 | 12529.5 | 12.5295
|  | 2014-04-22 06:15:03 | 34.1365 | 2.0488 | 8.1953 | 7.881 | 7.881 | 0.3145 | 0.3145 | 0.86667 | 0.86667 | 0.3548 | 0.3548 | 13.9293 | 13.9293 | -2.5949 | -1.2974 | 0 | 98.0922 | 0 |  |  | 7.7036 |  | 0.24008 | 24.0075 | 0 | 2.5949 | 2014-04-22 | 13929.3333 | 13.9293
|  | 2014-04-22 06:45:03 | 36.5763 | 2.1168 | 8.4673 | 7.8807 | 7.8807 | 0.312 | 0.312 | 0.9385 | 0.9385 | 0.3548 | 0.3548 | 14.3703 | 14.3703 | -4.2527 | -2.1263 | 0 | 95.9659 | 0 |  |  | 7.8746 |  | 0.2315 | 23.1498 | 0 | 4.2527 | 2014-04-22 00:30 | 14370.3333 | 14.3703
|  | 2014-04-22 07:15:02 | 38.2108 | 2.0818 | 8.3273 | 7.8788 | 7.8788 | 0.31117 | 0.31117 | 1.0017 | 1.0017 | 1.3024 | 1.3024 | 14.5087 | 14.5087 | -4.8808 | -2.4404 | 0 | 93.5255 | 0 |  |  | 7.4946 |  | 0.21793 | 21.7931 | 0 | 4.8808 | 2014-04-22 01:00 | 14508.6667 | 14.5087
|  | 2014-04-22 07:45:03 | 38.7403 | 1.9987 | 7.9947 | 7.8748 | 7.8748 | 0.31817 | 0.31817 | 1.051 | 1.051 | 1.3024 | 1.3024 | 14.5512 | 14.5512 | -5.6481 | -2.8241 | 0 | 90.7014 | 0 |  |  | 8.1546 |  | 0.20637 | 20.6365 | 0 | 5.6481 | 2014-04-22 01:30 | 14551.1667 | 14.5512
|  | 2014-04-22 08:15:01 | 39.456 | 1.9693 | 7.8773 | 7.8742 | 7.8742 | 0.50067 | 0.50067 | 1.0775 | 1.0775 | 1.826 | 1.826 | 14.5367 | 14.5367 | -5.7637 | -2.8818 | 0 | 87.8196 | 0 |  |  | 7.5622 |  | 0.19965 | 19.9649 | 0 | 5.7637 | 2014-04-22 02:00 | 14536.6667 | 14.5367
|  | 2014-04-22 08:45:02 | 39.6018 | 2.2107 | 8.8427 | 7.8727 | 7.8727 | 0.63217 | 0.63217 | 1.0627 | 1.0627 | 1.826 | 1.826 | 14.5253 | 14.5253 | -4.8403 | -2.4202 | 0 | 85.3994 | 0 |  |  | 9.1079 |  | 0.22329 | 22.3289 | 0 | 4.8403 | 2014-04-22 02:30 | 14525.3333 | 14.5253
|  | 2014-04-22 09:15:03 | 39.7645 | 2.3707 | 9.4827 | 7.8738 | 7.8738 | 0.59367 | 0.59367 | 1.0912 | 1.0912 | 2.4384 | 2.4384 | 14.466 | 14.466 | -3.8188 | -1.9094 | 0 | 83.4901 | 0 |  |  | 9.0085 |  | 0.23847 | 23.8471 | 0 | 3.8188 | 2014-04-22 03:00 | 14466 | 14.466
|  | 2014-04-22 09:45:03 | 39.9995 | 2.5035 | 10.014 | 7.8773 | 7.8773 | 0.63033 | 0.63033 | 1.1068 | 1.1068 | 2.4384 | 2.4384 | 14.5055 | 14.5055 | -3.4271 | -1.7135 | 0 | 81.7765 | 0 |  |  | 10.8151 |  | 0.25035 | 25.0353 | 0 | 3.4271 | 2014-04-22 03:30 | 14505.5 | 14.5055
|  | 2014-04-22 10:15:02 | 40.1198 | 2.5042 | 10.0167 | 7.8798 | 7.8798 | 0.62783 | 0.62783 | 1.1072 | 1.1072 | 2.7744 | 2.7744 | 14.521 | 14.521 | -3.1929 | -1.5965 | 0 | 80.18 | 0 |  |  | 9.1152 |  | 0.24967 | 24.9669 | 0 | 3.1929 | 2014-04-22 04:00 | 14521 | 14.521
|  | 2014-04-22 10:45:05 | 40.2052 | 2.388 | 9.552 | 7.8865 | 7.8865 | 0.55417 | 0.55417 | 1.1107 | 1.1107 | 2.7744 | 2.7744 | 14.4737 | 14.4737 | -3.8538 | -1.9269 | 0 | 78.2532 | 0 |  |  | 10.4117 |  | 0.23758 | 23.7581 | 0 | 3.8538 | 2014-04-22 04:30 | 14473.6667 | 14.4737
|  | 2014-04-22 11:15:01 | 40.3517 | 2.3507 | 9.4027 | 7.8935 | 7.8935 | 0.51267 | 0.51267 | 1.1107 | 1.1107 | 5.2328 | 5.2328 | 14.5778 | 14.5778 | -1.6215 | -0.81077 | 0 | 77.4424 | 0 |  |  | 9.7788 |  | 0.23302 | 23.3018 | 0 | 1.6215 | 2014-04-22 05:00 | 14577.8333 | 14.5778
|  | 2014-04-22 11:45:03 | 40.2127 | 2.2847 | 9.1387 | 7.903 | 7.903 | 0.48683 | 0.48683 | 1.1108 | 1.1108 | 5.2328 | 5.2328 | 14.6033 | 14.6033 | -1.7372 | -0.8686 | 0 | 76.5738 | 0 |  |  | 8.5903 |  | 0.22726 | 22.7258 | 0 | 1.7372 | 2014-04-22 05:30 | 14603.3333 | 14.6033
|  | 2014-04-22 12:15:03 | 39.811 | 2.1708 | 8.6833 | 7.9095 | 7.9095 | 0.41183 | 0.41183 | 1.111 | 1.111 | 5.6396 | 5.6396 | 14.5948 | 14.5948 | -1.4609 | -0.73045 | 0 | 75.8433 | 0 |  |  | 8.2492 |  | 0.21811 | 21.8114 | 0 | 1.4609 | 2014-04-22 06:00 | 14594.8333 | 14.5948
|  | 2014-04-22 12:45:01 | 39.5645 | 2.141 | 8.564 | 7.9097 | 7.9097 | 0.30517 | 0.30517 | 1.1107 | 1.1107 | 5.6396 | 5.6396 | 14.5692 | 14.5692 | -1.4662 | -0.73312 | 0 | 75.1102 | 0 |  |  | 9.4204 |  | 0.21646 | 21.6457 | 0 | 1.4662 | 2014-04-22 06:30 | 14569.1667 | 14.5692
|  | 2014-04-22 13:15:01 | 39.3208 | 2.0098 | 8.0393 | 7.9045 | 7.9045 | 0.29867 | 0.29867 | 1.11 | 1.11 | 6.4892 | 6.4892 | 14.5083 | 14.5083 | -0.9708 | -0.4854 | 0 | 74.6248 | 0 |  |  | 7.7982 |  | 0.20445 | 20.4455 | 0 | 0.9708 | 2014-04-22 07:00 | 14508.3333 | 14.5083
|  | 2014-04-22 13:45:02 | 39.0347 | 1.8672 | 7.4687 | 7.9038 | 7.9038 | 0.30367 | 0.30367 | 1.1082 | 1.1082 | 6.4892 | 6.4892 | 14.4952 | 14.4952 | -1.266 | -0.63298 | 0 | 73.9918 | 0 |  |  | 6.7965 |  | 0.19133 | 19.1334 | 0 | 1.266 | 2014-04-22 07:30 | 14495.1667 | 14.4952
|  | 2014-04-22 14:15:02 | 38.8907 | 1.776 | 7.104 | 7.9072 | 7.9072 | 0.30583 | 0.30583 | 1.1025 | 1.1025 | 4.364 | 4.364 | 14.4688 | 14.4688 | -3.6383 | -1.8192 | 0 | 72.1727 | 0 |  |  | 6.7488 |  | 0.18267 | 18.2666 | 0 | 3.6383 | 2014-04-22 08:00 | 14468.8333 | 14.4688
|  | 2014-04-22 14:45:02 | 39.2312 | 1.6135 | 6.454 | 7.917 | 7.917 | 0.3 | 0.3 | 1.1085 | 1.1085 | 4.364 | 4.364 | 14.4628 | 14.4628 | -4.6248 | -2.3124 | 0 | 69.8603 | 0 |  |  | 6.7122 |  | 0.16451 | 16.4512 | 0 | 4.6248 | 2014-04-22 08:30 | 14462.8333 | 14.4628
|  | 2014-04-22 15:15:04 | 39.7188 | 1.5988 | 6.3953 | 7.9617 | 7.9617 | 0.30133 | 0.30133 | 1.1087 | 1.1087 | 3.4536 | 3.4536 | 14.4685 | 14.4685 | -6.0297 | -3.0149 | 0 | 66.8454 | 0 |  |  | 6.7791 |  | 0.16102 | 16.1015 | 0 | 6.0297 | 2014-04-22 09:00 | 14468.5 | 14.4685
|  | 2014-04-22 15:45:02 | 40.392 | 1.722 | 6.888 | 7.9805 | 7.9805 | 0.30567 | 0.30567 | 1.1077 | 1.1077 | 3.4536 | 3.4536 | 14.4983 | 14.4983 | -6.1582 | -3.0791 | 0 | 63.7663 | 0 |  |  | 7.439 |  | 0.17053 | 17.0529 | 0 | 6.1582 | 2014-04-22 09:30 | 14498.3333 | 14.4983
|  | 2014-04-22 16:15:01 | 40.5547 | 1.7918 | 7.1673 | 8.0255 | 8.0255 | 0.33583 | 0.33583 | 1.106 | 1.106 | 2.6652 | 2.6652 | 14.4542 | 14.4542 | -6.8006 | -3.4003 | 0 | 60.366 | 0 |  |  | 7.239 |  | 0.17673 | 17.6733 | 0 | 6.8006 | 2014-04-22 10:00 | 14454.1667 | 14.4542
|  | 2014-04-22 16:45:01 | 40.4155 | 1.8607 | 7.4427 | 8.0732 | 8.0732 | 0.34317 | 0.34317 | 1.0795 | 1.0795 | 2.6652 | 2.6652 | 14.4747 | 14.4747 | -6.3371 | -3.1686 | 0 | 57.1974 | 0 |  |  | 6.7728 |  | 0.18415 | 18.4154 | 0 | 6.3371 | 2014-04-22 10:30 | 14474.6667 | 14.4747
|  | 2014-04-22 17:15:03 | 40.3192 | 1.8607 | 7.4427 | 8.112 | 8.112 | 0.3715 | 0.3715 | 1.0743 | 1.0743 | 1.7848 | 1.7848 | 14.538 | 14.538 | -6.9959 | -3.4979 | 0 | 53.6995 | 0 |  |  | 6.9217 |  | 0.18459 | 18.4594 | 0 | 6.9959 | 2014-04-22 11:00 | 14538 | 14.538
|  | 2014-04-22 17:45:02 | 40.0658 | 1.7647 | 7.0587 | 8.1227 | 8.1227 | 0.4105 | 0.4105 | 1.0747 | 1.0747 | 1.7848 | 1.7848 | 14.5223 | 14.5223 | -7.0922 | -3.5461 | 0 | 50.1534 | 0 |  |  | 6.7763 |  | 0.17618 | 17.6177 | 0 | 7.0922 | 2014-04-22 11:30 | 14522.3333 | 14.5223
|  | 2014-04-22 18:15:02 | 39.7445 | 1.7183 | 6.8733 | 8.1237 | 8.1237 | 0.56433 | 0.56433 | 1.076 | 1.076 | 0.6768 | 0.6768 | 14.4982 | 14.4982 | -7.9322 | -3.9661 | 0 | 46.1873 | 0 |  |  | 6.8733 |  | 0.17294 | 17.2938 | 0 | 7.9322 | 2014-04-22 12:00 | 14498.1667 | 14.4982
|  | 2014-04-22 18:45:02 | 39.2783 | 1.655 | 6.62 | 8.1263 | 8.1263 | 0.5635 | 0.5635 | 1.0767 | 1.0767 | 0.6768 | 0.6768 | 14.4047 | 14.4047 | -7.8104 | -3.9052 | 0 | 42.2821 | 0 |  |  | 6.289 |  | 0.16854 | 16.8541 | 0 | 7.8104 | 2014-04-22 12:30 | 14404.6667 | 14.4047
|  | 2014-04-22 19:15:03 | 39.4048 | 1.5248 | 6.0993 | 8.133 | 8.133 | 0.56383 | 0.56383 | 1.0767 | 1.0767 | 0.1784 | 0.1784 | 14.3837 | 14.3837 | -8.9699 | -4.485 | 0 | 37.7971 | 0 |  |  | 5.4894 |  | 0.15479 | 15.4786 | 0 | 8.9699 | 2014-04-22 13:00 | 14383.6667 | 14.3837
|  | 2014-04-22 19:45:02 | 39.5473 | 1.5202 | 6.0807 | 8.1275 | 8.1275 | 0.56283 | 0.56283 | 1.0758 | 1.0758 | 0.1784 | 0.1784 | 14.399 | 14.399 | -9.1231 | -4.5616 | 0 | 33.2356 | 0 |  |  | 5.8982 |  | 0.15376 | 15.3757 | 0 | 9.1231 | 2014-04-22 13:30 | 14399 | 14.399
|  | 2014-04-22 20:15:03 | 38.1647 | 1.493 | 5.972 | 8.1305 | 8.1305 | 0.50583 | 0.50583 | 1.0752 | 1.0752 | 0.096 | 0.096 | 14.2437 | 14.2437 | -8.1415 | -4.0708 | 0 | 29.1648 | 0 |  |  | 6.5692 |  | 0.15648 | 15.648 | 0 | 8.1415 | 2014-04-22 14:00 | 14243.6667 | 14.2437
|  | 2014-04-22 20:45:01 | 36.2918 | 1.5158 | 6.0633 | 8.1318 | 8.1318 | 0.335 | 0.335 | 1.0718 | 1.0718 | 0.096 | 0.096 | 14.0617 | 14.0617 | -6.5322 | -3.2661 | 0 | 25.8987 | 0 |  |  | 5.6389 |  | 0.16707 | 16.7072 | 0 | 6.5322 | 2014-04-22 14:30 | 14061.6667 | 14.0617
|  | 2014-04-22 21:15:02 | 34.231 | 1.4433 | 5.7733 | 8.1365 | 8.1365 | 0.315 | 0.315 | 1.0768 | 1.0768 | 0 | 0 | 13.6815 | 13.6815 | -5.2478 | -2.6239 | 0 | 23.2748 | 0 |  |  | 6.1775 |  | 0.16866 | 16.8658 | 0 | 5.2478 | 2014-04-22 15:00 | 13681.5 | 13.6815
|  | 2014-04-22 21:45:02 | 31.8415 | 1.3633 | 5.4533 | 8.165 | 8.165 | 0.3005 | 0.3005 | 1.07 | 1.07 | 0 | 0 | 12.9117 | 12.9117 | -3.941 | -1.9705 | 0 | 21.3043 | 0 |  |  | 5.5079 |  | 0.17126 | 17.1265 | 0 | 3.941 | 2014-04-22 15:30 | 12911.6667 | 12.9117
|  | 2014-04-22 22:15:02 | 30.0637 | 1.3057 | 5.2227 | 8.166 | 8.166 | 0.26683 | 0.26683 | 1.0767 | 1.0767 | 0 | 0 | 12.1347 | 12.1347 | -3.1968 | -1.5984 | 0 | 19.7059 | 0 |  |  | 5.6405 |  | 0.17372 | 17.372 | 0 | 3.1968 | 2014-04-22 16:00 | 12134.6667 | 12.1347
|  | 2014-04-22 22:45:02 | 28.4785 | 1.2827 | 5.1307 | 8.187 | 8.187 | 0.26633 | 0.26633 | 1.0873 | 1.0873 | 0 | 0 | 11.2078 | 11.2078 | -2.5993 | -1.2997 | 0 | 18.4062 | 0 |  |  | 5.3872 |  | 0.18016 | 18.0159 | 0 | 2.5993 | 2014-04-22 16:30 | 11207.8333 | 11.2078
|  | 2014-04-22 23:15:02 | 27.133 | 1.2408 | 4.9633 | 8.1872 | 8.1872 | 0.2665 | 0.2665 | 1.0992 | 1.0992 | 0 | 0 | 10.8833 | 10.8833 | -1.7335 | -0.86675 | 0 | 17.5395 | 0 |  |  | 5.2611 |  | 0.18293 | 18.2926 | 0 | 1.7335 | 2014-04-22 17:00 | 10883.3333 | 10.8833
|  | 2014-04-22 23:45:03 | 26.7063 | 1.229 | 4.916 | 8.1912 | 8.1912 | 0.26217 | 0.26217 | 1.0967 | 1.0967 | 0 | 0 | 10.6858 | 10.6858 | -1.5545 | -0.77725 | 0 | 16.7622 | 0 |  |  | 5.0143 |  | 0.18408 | 18.4076 | 0 | 1.5545 | 2014-04-22 17:30 | 10685.8333 | 10.6858
|  | 2014-04-23 00:15:02 | 26.9148 | 1.1577 | 4.6307 | 8.184 | 8.184 | 0.24917 | 0.24917 | 1.0998 | 1.0998 | 0 | 0 | 10.9498 | 10.9498 | -1.8013 | -0.90067 | 0 | 15.8616 | 0 |  |  | 4.3528 |  | 0.17205 | 17.2049 | 0 | 1.8013 | 2014-04-22 18:00 | 10949.8333 | 10.9498
|  | 2014-04-23 00:45:02 | 27.2818 | 1.2612 | 5.0447 | 8.1853 | 8.1853 | 0.24933 | 0.24933 | 1.1017 | 1.1017 | 0 | 0 | 11.0285 | 11.0285 | -1.6723 | -0.83617 | 0 | 15.0254 | 0 |  |  | 4.742 |  | 0.18491 | 18.4909 | 0 | 1.6723 | 2014-04-22 18:30 | 11028.5 | 11.0285
|  | 2014-04-23 01:16:04 | 27.0057 | 1.3663 | 5.4653 | 8.1822 | 8.1822 | 0.24983 | 0.24983 | 1.093 | 1.093 | 0 | 0 | 10.6193 | 10.6193 | -1.396 | -0.698 | 0 | 14.3274 | 0 |  |  | 5.4653 |  | 0.20238 | 20.2377 | 0 | 1.396 | 2014-04-22 19:00 | 10619.3333 | 10.6193
|  | 2014-04-23 01:45:02 | 26.5308 | 1.4208 | 5.6833 | 8.1807 | 8.1807 | 0.251 | 0.251 | 1.0953 | 1.0953 | 0 | 0 | 10.1788 | 10.1788 | -1.1417 | -0.57083 | 0 | 13.7566 | 0 |  |  | 5.7402 |  | 0.21422 | 21.4216 | 0 | 1.1417 | 2014-04-22 19:30 | 10178.8333 | 10.1788
|  | 2014-04-23 02:15:03 | 26.2582 | 1.3352 | 5.3407 | 8.1822 | 8.1822 | 0.25867 | 0.25867 | 1.1095 | 1.1095 | 0 | 0 | 10.0215 | 10.0215 | -1.3457 | -0.67283 | 0 | 13.0837 | 0 |  |  | 4.86 |  | 0.20339 | 20.3391 | 0 | 1.3457 | 2014-04-22 20:00 | 10021.5 | 10.0215
|  | 2014-04-23 02:45:03 | 26.0338 | 1.1693 | 4.6773 | 8.1813 | 8.1813 | 0.25883 | 0.25883 | 1.1013 | 1.1013 | 0 | 0 | 9.9577 | 9.9577 | -1.8573 | -0.92867 | 0 | 12.1551 | 0 |  |  | 4.3031 |  | 0.17966 | 17.9664 | 0 | 1.8573 | 2014-04-22 20:30 | 9957.6667 | 9.9577
|  | 2014-04-23 03:15:03 | 25.8397 | 1.1257 | 4.5027 | 8.1845 | 8.1845 | 0.26017 | 0.26017 | 1.1053 | 1.1053 | 0 | 0 | 9.769 | 9.769 | -2.018 | -1.009 | 0 | 11.1461 | 0 |  |  | 4.0974 |  | 0.17425 | 17.4254 | 0 | 2.018 | 2014-04-22 21:00 | 9769 | 9.769
|  | 2014-04-23 03:45:02 | 25.9468 | 1.0058 | 4.0233 | 8.1818 | 8.1818 | 0.26017 | 0.26017 | 1.112 | 1.112 | 0 | 0 | 9.9515 | 9.9515 | -2.418 | -1.209 | 0 | 9.9371 | 0 |  |  | 4.3854 |  | 0.15506 | 15.5061 | 0 | 2.418 | 2014-04-22 21:30 | 9951.5 | 9.9515
|  | 2014-04-23 04:15:03 | 26.6597 | 0.96617 | 3.8647 | 8.1835 | 8.1835 | 0.26133 | 0.26133 | 1.1098 | 1.1098 | 0 | 0 | 10.341 | 10.341 | -2.8993 | -1.4497 | 0 | 8.4874 | 0 |  |  | 3.5168 |  | 0.14496 | 14.4963 | 0 | 2.8993 | 2014-04-22 22:00 | 10341 | 10.341
|  | 2014-04-23 04:45:02 | 27.1597 | 1.0345 | 4.138 | 8.1867 | 8.1867 | 0.26633 | 0.26633 | 1.0523 | 1.0523 | 0 | 0 | 10.4262 | 10.4262 | -3.0902 | -1.5451 | 0 | 6.9423 | 0 |  |  | 4.1794 |  | 0.15236 | 15.2358 | 0 | 3.0902 | 2014-04-22 22:30 | 10426.1667 | 10.4262
|  | 2014-04-23 05:15:02 | 29.2198 | 1.0875 | 4.35 | 8.183 | 8.183 | 0.27917 | 0.27917 | 1.1003 | 1.1003 | 0 | 0 | 11.3423 | 11.3423 | -3.965 | -1.9825 | 0 | 4.9598 | 0 |  |  | 4.6545 |  | 0.14887 | 14.8871 | 0 | 3.965 | 2014-04-22 23:00 | 11342.3333 | 11.3423
|  | 2014-04-23 05:45:02 | 31.7807 | 1.0697 | 4.2787 | 8.1768 | 8.1768 | 0.301 | 0.301 | 1.12 | 1.12 | 0 | 0 | 12.3052 | 12.3052 | -5.599 | -2.7995 | 0 | 2.1603 | 0 |  |  | 4.1931 |  | 0.13463 | 13.4631 | 0 | 5.599 | 2014-04-22 23:30 | 12305.1667 | 12.3052
|  | 2014-04-23 06:15:02 | 35.3878 | 1.1477 | 4.5907 | 8.1855 | 8.1855 | 0.43017 | 0.43017 | 1.1107 | 1.1107 | 0.2124 | 0.2124 | 13.6712 | 13.6712 | -7.1873 | -3.5936 | 0 | 0 | 0 |  |  | 4.8661 |  | 0.12972 | 12.9724 | 0 | 4.3206 | 2014-04-23 | 13671.1667 | 13.6712
|  | 2014-04-23 06:45:02 | 37.1672 | 1.2188 | 4.8753 | 8.1748 | 8.1748 | 0.432 | 0.432 | 1.1187 | 1.1187 | 0.2124 | 0.2124 | 14.2595 | 14.2595 | -8.0944 | -4.0472 | 3.5936 | 0 | 0 |  |  | 5.1191 |  | 0.13117 | 13.1173 | 7.1873 | 0 | 2014-04-23 00:30 | 14259.5 | 14.2595
|  | 2014-04-23 07:15:02 | 38.3128 | 1.3582 | 5.4327 | 8.1768 | 8.1768 | 0.44967 | 0.44967 | 1.1152 | 1.1152 | 0.8456 | 0.8456 | 14.3235 | 14.3235 | -7.9694 | -3.9847 | 4.0472 | 0 | 0 |  |  | 4.9981 |  | 0.1418 | 14.1798 | 8.0944 | 0 | 2014-04-23 01:00 | 14323.5 | 14.3235
|  | 2014-04-23 07:45:02 | 38.5978 | 1.361 | 5.444 | 8.1762 | 8.1762 | 0.471 | 0.471 | 1.1205 | 1.1205 | 0.8456 | 0.8456 | 14.3553 | 14.3553 | -8.1852 | -4.0926 | 3.9847 | 0 | 0 |  |  | 5.8251 |  | 0.14104 | 14.1044 | 7.9694 | 0 | 2014-04-23 01:30 | 14355.3333 | 14.3553
|  | 2014-04-23 08:15:01 | 39.051 | 1.3287 | 5.3147 | 8.1793 | 8.1793 | 0.4965 | 0.4965 | 1.122 | 1.122 | 1.6076 | 1.6076 | 14.362 | 14.362 | -7.9689 | -3.9845 | 4.0926 | 0 | 0 |  |  | 5.8461 |  | 0.1361 | 13.6096 | 8.1852 | 0 | 2014-04-23 02:00 | 14362 | 14.362
|  | 2014-04-23 08:45:03 | 38.5358 | 1.3837 | 5.5347 | 8.1738 | 8.1738 | 0.41667 | 0.41667 | 1.1033 | 1.1033 | 1.6076 | 1.6076 | 14.0497 | 14.0497 | -7.6501 | -3.825 | 3.9845 | 0 | 0 |  |  | 5.3133 |  | 0.14362 | 14.3624 | 7.9689 | 0 | 2014-04-23 02:30 | 14049.6667 | 14.0497
|  | 2014-04-23 09:15:02 | 38.6878 | 1.4092 | 5.6367 | 8.1742 | 8.1742 | 0.42183 | 0.42183 | 1.0888 | 1.0888 | 1.6264 | 1.6264 | 14.2885 | 14.2885 | -7.4514 | -3.7257 | 3.825 | 0 | 0 |  |  | 5.8058 |  | 0.1457 | 14.5696 | 7.6501 | 0 | 2014-04-23 03:00 | 14288.5 | 14.2885
|  | 2014-04-23 09:45:02 | 38.6187 | 1.4552 | 5.8207 | 8.1738 | 8.1738 | 0.41417 | 0.41417 | 1.0897 | 1.0897 | 1.6264 | 1.6264 | 14.3008 | 14.3008 | -7.1931 | -3.5965 | 3.7257 | 0 | 0 |  |  | 5.8207 |  | 0.15072 | 15.0722 | 7.4514 | 0 | 2014-04-23 03:30 | 14300.8333 | 14.3008
|  | 2014-04-23 10:15:02 | 38.6445 | 1.5828 | 6.3313 | 8.1775 | 8.1775 | 0.3795 | 0.3795 | 1.09 | 1.09 | 2.146 | 2.146 | 13.9947 | 13.9947 | -6.5255 | -3.2628 | 3.5965 | 0 | 0 |  |  | 6.8378 |  | 0.16384 | 16.3835 | 7.1931 | 0 | 2014-04-23 04:00 | 13994.6667 | 13.9947
|  | 2014-04-23 10:45:03 | 38.5015 | 1.6073 | 6.4293 | 8.179 | 8.179 | 0.37967 | 0.37967 | 1.0895 | 1.0895 | 2.146 | 2.146 | 14.0708 | 14.0708 | -6.2072 | -3.1036 | 3.2628 | 0 | 0 |  |  | 6.3007 |  | 0.16699 | 16.6989 | 6.5255 | 0 | 2014-04-23 04:30 | 14070.8333 | 14.0708
|  | 2014-04-23 11:15:03 | 38.6642 | 1.666 | 6.664 | 8.1768 | 8.1768 | 0.37783 | 0.37783 | 1.0898 | 1.0898 | 3.7284 | 3.7284 | 14.3905 | 14.3905 | -4.2368 | -2.1184 | 3.1036 | 0 | 0 |  |  | 6.5307 |  | 0.17236 | 17.2356 | 6.2072 | 0 | 2014-04-23 05:00 | 14390.5 | 14.3905
|  | 2014-04-23 11:45:02 | 38.4083 | 1.7277 | 6.9107 | 8.1802 | 8.1802 | 0.37033 | 0.37033 | 1.0873 | 1.0873 | 3.7284 | 3.7284 | 14.2908 | 14.2908 | -3.8406 | -1.9203 | 2.1184 | 0 | 0 |  |  | 6.2196 |  | 0.17993 | 17.9926 | 4.2368 | 0 | 2014-04-23 05:30 | 14290.8333 | 14.2908
|  | 2014-04-23 12:15:02 | 38.2783 | 1.8287 | 7.3147 | 8.1802 | 8.1802 | 0.32433 | 0.32433 | 1.0885 | 1.0885 | 4.0448 | 4.0448 | 14.1458 | 14.1458 | -3.18 | -1.59 | 1.9203 | 0 | 0 |  |  | 7.6073 |  | 0.19109 | 19.1092 | 3.8406 | 0 | 2014-04-23 06:00 | 14145.8333 | 14.1458
|  | 2014-04-23 12:45:02 | 38.1845 | 1.8502 | 7.4007 | 8.1748 | 8.1748 | 0.29867 | 0.29867 | 1.0885 | 1.0885 | 4.0448 | 4.0448 | 14.2147 | 14.2147 | -2.9624 | -1.4812 | 1.59 | 0 | 0 |  |  | 7.6967 |  | 0.19381 | 19.3813 | 3.18 | 0 | 2014-04-23 06:30 | 14214.6667 | 14.2147
|  | 2014-04-23 13:15:03 | 38.1858 | 1.8115 | 7.246 | 8.1787 | 8.1787 | 0.299 | 0.299 | 1.1117 | 1.1117 | 5.3472 | 5.3472 | 14.1967 | 14.1967 | -1.8066 | -0.90332 | 1.4812 | 0 | 0 |  |  | 7.0286 |  | 0.18976 | 18.9756 | 2.9624 | 0 | 2014-04-23 07:00 | 14196.6667 | 14.1967
|  | 2014-04-23 13:45:03 | 38.1323 | 1.8485 | 7.394 | 8.1925 | 8.1925 | 0.29817 | 0.29817 | 1.117 | 1.117 | 5.3472 | 5.3472 | 14.1548 | 14.1548 | -1.6286 | -0.81432 | 0.90332 | 0 | 0 |  |  | 8.1334 |  | 0.1939 | 19.3904 | 1.8066 | 0 | 2014-04-23 07:30 | 14154.8333 | 14.1548
|  | 2014-04-23 14:15:01 | 38.099 | 1.8115 | 7.246 | 8.1933 | 8.1933 | 0.26417 | 0.26417 | 1.1217 | 1.1217 | 2.7176 | 2.7176 | 14.1597 | 14.1597 | -4.3966 | -2.1983 | 0.81432 | 0 | 0 |  |  | 6.7388 |  | 0.19019 | 19.0189 | 1.6286 | 0 | 2014-04-23 08:00 | 14159.6667 | 14.1597
|  | 2014-04-23 14:45:01 | 38.8973 | 1.7033 | 6.8133 | 8.1852 | 8.1852 | 0.25717 | 0.25717 | 1.1227 | 1.1227 | 2.7176 | 2.7176 | 14.4973 | 14.4973 | -5.3041 | -2.652 | 2.1983 | 0 | 0 |  |  | 6.8815 |  | 0.17516 | 17.5162 | 4.3966 | 0 | 2014-04-23 08:30 | 14497.3333 | 14.4973
|  | 2014-04-23 15:15:01 | 39.6645 | 1.6597 | 6.6387 | 8.1785 | 8.1785 | 0.259 | 0.259 | 1.1228 | 1.1228 | 2.3876 | 2.3876 | 14.5503 | 14.5503 | -6.5276 | -3.2638 | 2.652 | 0 | 0 |  |  | 6.4395 |  | 0.16737 | 16.737 | 5.3041 | 0 | 2014-04-23 09:00 | 14550.3333 | 14.5503
|  | 2014-04-23 15:45:03 | 40.5747 | 1.64 | 6.56 | 8.187 | 8.187 | 0.37617 | 0.37617 | 1.118 | 1.118 | 2.3876 | 2.3876 | 14.5992 | 14.5992 | -7.3467 | -3.6734 | 3.2638 | 0 | 0 |  |  | 6.56 |  | 0.16168 | 16.1677 | 6.5276 | 0 | 2014-04-23 09:30 | 14599.1667 | 14.5992
|  | 2014-04-23 16:15:02 | 40.7077 | 1.634 | 6.536 | 8.1968 | 8.1968 | 0.51933 | 0.51933 | 1.1178 | 1.1178 | 2.1624 | 2.1624 | 14.5738 | 14.5738 | -7.6014 | -3.8007 | 3.6734 | 0 | 0 |  |  | 6.2092 |  | 0.16056 | 16.0559 | 7.3467 | 0 | 2014-04-23 10:00 | 14573.8333 | 14.5738
|  | 2014-04-23 16:45:03 | 40.5735 | 1.6708 | 6.6833 | 8.177 | 8.177 | 0.50433 | 0.50433 | 1.1207 | 1.1207 | 2.1624 | 2.1624 | 14.6055 | 14.6055 | -7.3203 | -3.6601 | 3.8007 | 0 | 0 |  |  | 7.1512 |  | 0.16472 | 16.4722 | 7.6014 | 0 | 2014-04-23 10:30 | 14605.5 | 14.6055
|  | 2014-04-23 17:15:02 | 40.4722 | 1.2935 | 5.174 | 8.1837 | 8.1837 | 0.54783 | 0.54783 | 1.121 | 1.121 | 1.4772 | 1.4772 | 14.6082 | 14.6082 | -9.3603 | -4.6801 | 3.6601 | 0 | 0 |  |  | 5.5879 |  | 0.12784 | 12.7841 | 7.3203 | 0 | 2014-04-23 11:00 | 14608.1667 | 14.6082
|  | 2014-04-23 17:45:03 | 40.1953 | 1.098 | 4.392 | 8.1785 | 8.1785 | 0.57633 | 0.57633 | 1.1157 | 1.1157 | 1.4772 | 1.4772 | 14.6043 | 14.6043 | -9.8513 | -4.9257 | 4.6801 | 0 | 0 |  |  | 4.1285 |  | 0.10927 | 10.9266 | 9.3603 | 0 | 2014-04-23 11:30 | 14604.3333 | 14.6043
|  | 2014-04-23 18:15:03 | 39.8773 | 1.0313 | 4.1253 | 8.1747 | 8.1747 | 0.50867 | 0.50867 | 1.1158 | 1.1158 | 0.7592 | 0.7592 | 14.59 | 14.59 | -10.6036 | -5.3018 | 4.9257 | 0 | 0 |  |  | 4.1253 |  | 0.10345 | 10.3451 | 9.8513 | 0 | 2014-04-23 12:00 | 14590 | 14.59
|  | 2014-04-23 18:45:03 | 39.7443 | 1.0308 | 4.1233 | 8.1745 | 8.1745 | 0.511 | 0.511 | 1.117 | 1.117 | 0.7592 | 0.7592 | 14.5362 | 14.5362 | -10.5231 | -5.2616 | 5.3018 | 0 | 0 |  |  | 3.9172 |  | 0.10375 | 10.3746 | 10.6036 | 0 | 2014-04-23 12:30 | 14536.1667 | 14.5362
|  | 2014-04-23 19:15:03 | 39.7997 | 1.0628 | 4.2513 | 8.182 | 8.182 | 0.64783 | 0.64783 | 1.1143 | 1.1143 | 0.1664 | 0.1664 | 14.5183 | 14.5183 | -10.9194 | -5.4597 | 5.2616 | 0 | 0 |  |  | 3.9963 |  | 0.10682 | 10.6818 | 10.5231 | 0 | 2014-04-23 13:00 | 14518.3333 | 14.5183
|  | 2014-04-23 19:45:02 | 39.9057 | 1.129 | 4.516 | 8.1782 | 8.1782 | 0.588 | 0.588 | 1.1127 | 1.1127 | 0.1664 | 0.1664 | 14.454 | 14.454 | -10.8904 | -5.4452 | 5.4597 | 0 | 0 |  |  | 4.6063 |  | 0.11317 | 11.3167 | 10.9194 | 0 | 2014-04-23 13:30 | 14454 | 14.454
|  | 2014-04-23 20:15:02 | 38.659 | 1.1413 | 4.5653 | 8.1857 | 8.1857 | 0.40983 | 0.40983 | 1.0958 | 1.0958 | 0.04 | 0.04 | 14.269 | 14.269 | -10.0933 | -5.0467 | 5.4452 | 0 | 0 |  |  | 4.8393 |  | 0.11809 | 11.8092 | 10.8904 | 0 | 2014-04-23 14:00 | 14269 | 14.269
|  | 2014-04-23 20:45:02 | 36.7112 | 1.0975 | 4.39 | 8.1818 | 8.1818 | 0.3475 | 0.3475 | 1.1085 | 1.1085 | 0.04 | 0.04 | 14.1427 | 14.1427 | -8.5007 | -4.2503 | 5.0467 | 0 | 0 |  |  | 3.951 |  | 0.11958 | 11.9582 | 10.0933 | 0 | 2014-04-23 14:30 | 14142.6667 | 14.1427
|  | 2014-04-23 21:15:03 | 34.7778 | 1.1525 | 4.61 | 8.187 | 8.187 | 0.34567 | 0.34567 | 1.1093 | 1.1093 | 0 | 0 | 13.7545 | 13.7545 | -6.7713 | -3.3857 | 4.2503 | 0 | 0 |  |  | 4.149 |  | 0.13256 | 13.2556 | 8.5007 | 0 | 2014-04-23 15:00 | 13754.5 | 13.7545
|  | 2014-04-23 21:45:02 | 32.4327 | 1.1075 | 4.43 | 8.1885 | 8.1885 | 0.32533 | 0.32533 | 1.1065 | 1.1065 | 0 | 0 | 13.3415 | 13.3415 | -5.0408 | -2.5204 | 3.3857 | 0 | 0 |  |  | 4.8287 |  | 0.13659 | 13.6591 | 6.7713 | 0 | 2014-04-23 15:30 | 13341.5 | 13.3415
|  | 2014-04-23 22:15:02 | 30.664 | 1.0005 | 4.002 | 8.191 | 8.191 | 0.29867 | 0.29867 | 1.0375 | 1.0375 | 0 | 0 | 12.9653 | 12.9653 | -4.1695 | -2.0847 | 2.5204 | 0 | 0 |  |  | 3.8419 |  | 0.13051 | 13.0511 | 5.0408 | 0 | 2014-04-23 16:00 | 12965.3333 | 12.9653
|  | 2014-04-23 22:45:02 | 29.088 | 0.9205 | 3.682 | 8.1842 | 8.1842 | 0.29483 | 0.29483 | 1.0217 | 1.0217 | 0 | 0 | 12.1397 | 12.1397 | -3.7657 | -1.8828 | 2.0847 | 0 | 0 |  |  | 3.9766 |  | 0.12658 | 12.6581 | 4.1695 | 0 | 2014-04-23 16:30 | 12139.6667 | 12.1397
|  | 2014-04-23 23:15:02 | 28.1582 | 0.89067 | 3.5627 | 8.1805 | 8.1805 | 0.29483 | 0.29483 | 0.86317 | 0.86317 | 0 | 0 | 11.44 | 11.44 | -3.817 | -1.9085 | 1.8828 | 0 | 0 |  |  | 3.3845 |  | 0.12652 | 12.6523 | 3.7657 | 0 | 2014-04-23 17:00 | 11440 | 11.44
|  | 2014-04-23 23:45:01 | 27.5137 | 0.84617 | 3.3847 | 8.1857 | 8.1857 | 0.28433 | 0.28433 | 0.73517 | 0.73517 | 0 | 0 | 11.443 | 11.443 | -3.4808 | -1.7404 | 1.9085 | 0 | 0 |  |  | 3.5877 |  | 0.12302 | 12.3018 | 3.817 | 0 | 2014-04-23 17:30 | 11443 | 11.443
|  | 2014-04-24 00:15:02 | 27.7108 | 0.88833 | 3.5533 | 8.1855 | 8.1855 | 0.24883 | 0.24883 | 0.72283 | 0.72283 | 0 | 0 | 11.779 | 11.779 | -3.2213 | -1.6107 | 1.7404 | 0 | 0 |  |  | 3.4112 |  | 0.12823 | 12.8229 | 3.4808 | 0 | 2014-04-23 18:00 | 11779 | 11.779
|  | 2014-04-24 00:45:02 | 27.8625 | 0.81933 | 3.2773 | 8.1845 | 8.1845 | 0.24833 | 0.24833 | 0.72367 | 0.72367 | 0 | 0 | 11.88 | 11.88 | -3.5487 | -1.7743 | 1.6107 | 0 | 0 |  |  | 2.9496 |  | 0.11763 | 11.7625 | 3.2213 | 0 | 2014-04-23 18:30 | 11880 | 11.88
|  | 2014-04-24 01:15:03 | 27.6073 | 0.75867 | 3.0347 | 8.1832 | 8.1832 | 0.24767 | 0.24767 | 0.72333 | 0.72333 | 0 | 0 | 11.5878 | 11.5878 | -3.8307 | -1.9153 | 1.7743 | 0 | 0 |  |  | 3.2167 |  | 0.10992 | 10.9922 | 3.5487 | 0 | 2014-04-23 19:00 | 11587.8333 | 11.5878
|  | 2014-04-24 01:45:03 | 27.3862 | 0.70533 | 2.8213 | 8.1863 | 8.1863 | 0.24767 | 0.24767 | 0.72283 | 0.72283 | 0 | 0 | 11.5477 | 11.5477 | -3.8603 | -1.9302 | 1.9153 | 0 | 0 |  |  | 3.047 |  | 0.10302 | 10.302 | 3.8307 | 0 | 2014-04-23 19:30 | 11547.6667 | 11.5477
|  | 2014-04-24 02:15:02 | 27.2755 | 0.62283 | 2.4913 | 8.1868 | 8.1868 | 0.24733 | 0.24733 | 0.723 | 0.723 | 0 | 0 | 11.5548 | 11.5548 | -4.0722 | -2.0361 | 1.9302 | 0 | 0 |  |  | 2.2671 |  | 0.09134 | 9.134 | 3.8603 | 0 | 2014-04-23 20:00 | 11554.8333 | 11.5548
|  | 2014-04-24 02:45:03 | 27.1502 | 0.5075 | 2.03 | 8.1852 | 8.1852 | 0.24833 | 0.24833 | 0.83767 | 0.83767 | 0 | 0 | 11.3747 | 11.3747 | -4.4743 | -2.2372 | 2.0361 | 0 | 0 |  |  | 1.8879 |  | 0.074769 | 7.4769 | 4.0722 | 0 | 2014-04-23 20:30 | 11374.6667 | 11.3747
|  | 2014-04-24 03:15:03 | 27.0247 | 0.46283 | 1.8513 | 8.1888 | 8.1888 | 0.24833 | 0.24833 | 1.0277 | 1.0277 | 0 | 0 | 11.154 | 11.154 | -4.5545 | -2.2773 | 2.2372 | 0 | 0 |  |  | 1.7958 |  | 0.068505 | 6.8505 | 4.4743 | 0 | 2014-04-23 21:00 | 11154 | 11.154
|  | 2014-04-24 03:45:01 | 26.9992 | 0.41067 | 1.6427 | 8.1935 | 8.1935 | 0.24917 | 0.24917 | 1.0678 | 1.0678 | 0 | 0 | 11.2332 | 11.2332 | -4.6128 | -2.3064 | 2.2773 | 0 | 0 |  |  | 1.7741 |  | 0.060841 | 6.0841 | 4.5545 | 0 | 2014-04-23 21:30 | 11233.1667 | 11.2332
|  | 2014-04-24 04:15:04 | 27.5197 | 0.3955 | 1.582 | 8.1897 | 8.1897 | 0.25867 | 0.25867 | 1.0662 | 1.0662 | 0 | 0 | 11.552 | 11.552 | -4.8712 | -2.4356 | 2.3064 | 0 | 0 |  |  | 1.4396 |  | 0.057486 | 5.7486 | 4.6128 | 0 | 2014-04-23 22:00 | 11552 | 11.552
|  | 2014-04-24 04:45:03 | 27.9562 | 0.37017 | 1.4807 | 8.1913 | 8.1913 | 0.2635 | 0.2635 | 1.0657 | 1.0657 | 0 | 0 | 11.7467 | 11.7467 | -5.2083 | -2.6042 | 2.4356 | 0 | 0 |  |  | 1.4807 |  | 0.052964 | 5.2964 | 4.8712 | 0 | 2014-04-23 22:30 | 11746.6667 | 11.7467
|  | 2014-04-24 05:15:02 | 29.617 | 0.33667 | 1.3467 | 8.182 | 8.182 | 0.2765 | 0.2765 | 1.065 | 1.065 | 0 | 0 | 12.504 | 12.504 | -6.2428 | -3.1214 | 2.6042 | 0 | 0 |  |  | 1.4813 |  | 0.045469 | 4.5469 | 5.2083 | 0 | 2014-04-23 23:00 | 12504 | 12.504
|  | 2014-04-24 05:45:02 | 32.269 | 0.3005 | 1.202 | 8.1805 | 8.1805 | 0.30833 | 0.30833 | 1.0767 | 1.0767 | 0 | 0 | 12.9962 | 12.9962 | -8.5053 | -4.2527 | 3.1214 | 0 | 0 |  |  | 1.1179 |  | 0.037249 | 3.7249 | 6.2428 | 0 | 2014-04-23 23:30 | 12996.1667 | 12.9962
|  | 2014-04-24 06:15:03 | 35.9438 | 0.302 | 1.208 | 8.1797 | 8.1797 | 0.385 | 0.385 | 1.0795 | 1.0795 | 0.374 | 0.374 | 13.8762 | 13.8762 | -10.8415 | -5.4208 | 4.2527 | 0 | 0 |  |  | 1.2201 |  | 0.033608 | 3.3608 | 8.5053 | 0 | 2014-04-24 | 13876.1667 | 13.8762
|  | 2014-04-24 06:45:02 | 37.848 | 0.28667 | 1.1467 | 8.1817 | 8.1817 | 0.387 | 0.387 | 1.0788 | 1.0788 | 0.374 | 0.374 | 14.5168 | 14.5168 | -12.163 | -6.0815 | 5.4208 | 0 | 0 |  |  | 1.1008 |  | 0.030297 | 3.0297 | 10.8415 | 0 | 2014-04-24 00:30 | 14516.8333 | 14.5168
|  | 2014-04-24 07:15:02 | 39.0243 | 0.28567 | 1.1427 | 8.1753 | 8.1753 | 0.41183 | 0.41183 | 1.079 | 1.079 | 1.1436 | 1.1436 | 14.9535 | 14.9535 | -12.1184 | -6.0592 | 6.0815 | 0 | 0 |  |  | 1.0398 |  | 0.029281 | 2.9281 | 12.163 | 0 | 2014-04-24 01:00 | 14953.5 | 14.9535
|  | 2014-04-24 07:45:03 | 39.2093 | 0.29917 | 1.1967 | 8.1773 | 8.1773 | 0.42433 | 0.42433 | 1.0773 | 1.0773 | 1.1436 | 1.1436 | 15.048 | 15.048 | -12.1421 | -6.071 | 6.0592 | 0 | 0 |  |  | 1.3163 |  | 0.03052 | 3.052 | 12.1184 | 0 | 2014-04-24 01:30 | 15048 | 15.048
|  | 2014-04-24 08:15:01 | 39.6932 | 0.30433 | 1.2173 | 8.1655 | 8.1655 | 0.48133 | 0.48133 | 1.0547 | 1.0547 | 2.0904 | 2.0904 | 15.0733 | 15.0733 | -11.6106 | -5.8053 | 6.071 | 0 | 0 |  |  | 1.3391 |  | 0.030669 | 3.0669 | 12.1421 | 0 | 2014-04-24 02:00 | 15073.3333 | 15.0733
|  | 2014-04-24 08:45:02 | 39.5793 | 0.30167 | 1.2067 | 8.1555 | 8.1555 | 0.51733 | 0.51733 | 1.0438 | 1.0438 | 2.0904 | 2.0904 | 15.0685 | 15.0685 | -11.4971 | -5.7485 | 5.8053 | 0 | 0 |  |  | 1.1343 |  | 0.030487 | 3.0487 | 11.6106 | 0 | 2014-04-24 02:30 | 15068.5 | 15.0685
|  | 2014-04-24 09:15:01 | 39.4488 | 0.27517 | 1.1007 | 8.1523 | 8.1523 | 0.49917 | 0.49917 | 1.0438 | 1.0438 | 2.8104 | 2.8104 | 15.0302 | 15.0302 | -10.8123 | -5.4061 | 5.7485 | 0 | 0 |  |  | 1.0566 |  | 0.027901 | 2.7901 | 11.4971 | 0 | 2014-04-24 03:00 | 15030.1667 | 15.0302
|  | 2014-04-24 09:45:02 | 39.2618 | 0.26567 | 1.0627 | 8.1522 | 8.1522 | 0.439 | 0.439 | 1.0468 | 1.0468 | 2.8104 | 2.8104 | 14.9955 | 14.9955 | -10.7553 | -5.3776 | 5.4061 | 0 | 0 |  |  | 0.98828 |  | 0.027066 | 2.7066 | 10.8123 | 0 | 2014-04-24 03:30 | 14995.5 | 14.9955
|  | 2014-04-24 10:15:03 | 39.15 | 0.27917 | 1.1167 | 8.146 | 8.146 | 0.352 | 0.352 | 1.0092 | 1.0092 | 2.9248 | 2.9248 | 15.0657 | 15.0657 | -10.5357 | -5.2678 | 5.3776 | 0 | 0 |  |  | 1.0943 |  | 0.028523 | 2.8523 | 10.7553 | 0 | 2014-04-24 04:00 | 15065.6667 | 15.0657
|  | 2014-04-24 10:45:02 | 39.0313 | 0.28383 | 1.1353 | 8.1527 | 8.1527 | 0.37167 | 0.37167 | 1.0142 | 1.0142 | 2.9248 | 2.9248 | 15.0513 | 15.0513 | -10.3814 | -5.1907 | 5.2678 | 0 | 0 |  |  | 1.0559 |  | 0.029088 | 2.9088 | 10.5357 | 0 | 2014-04-24 04:30 | 15051.3333 | 15.0513
|  | 2014-04-24 11:15:02 | 38.9427 | 0.2635 | 1.054 | 8.1533 | 8.1533 | 0.37217 | 0.37217 | 1.0447 | 1.0447 | 3.2264 | 3.2264 | 14.97 | 14.97 | -10.1221 | -5.0611 | 5.1907 | 0 | 0 |  |  | 0.96968 |  | 0.027065 | 2.7065 | 10.3814 | 0 | 2014-04-24 05:00 | 14970 | 14.97
|  | 2014-04-24 11:45:01 | 38.4923 | 0.23783 | 0.95133 | 8.1753 | 8.1753 | 0.36017 | 0.36017 | 1.0445 | 1.0445 | 3.2264 | 3.2264 | 14.9687 | 14.9687 | -9.7659 | -4.883 | 5.0611 | 0 | 0 |  |  | 0.97987 |  | 0.024715 | 2.4715 | 10.1221 | 0 | 2014-04-24 05:30 | 14968.6667 | 14.9687
|  | 2014-04-24 12:15:02 | 38.1535 | 0.26283 | 1.0513 | 8.1722 | 8.1722 | 0.32767 | 0.32767 | 1.048 | 1.048 | 3.5404 | 3.5404 | 14.8543 | 14.8543 | -9.1596 | -4.5798 | 4.883 | 0 | 0 |  |  | 0.96723 |  | 0.027555 | 2.7555 | 9.7659 | 0 | 2014-04-24 06:00 | 14854.3333 | 14.8543
|  | 2014-04-24 12:45:02 | 37.9132 | 0.24317 | 0.97267 | 8.1718 | 8.1718 | 0.32583 | 0.32583 | 1.07 | 1.07 | 3.5404 | 3.5404 | 14.8253 | 14.8253 | -9.0071 | -4.5035 | 4.5798 | 0 | 0 |  |  | 1.0213 |  | 0.025655 | 2.5655 | 9.1596 | 0 | 2014-04-24 06:30 | 14825.3333 | 14.8253
|  | 2014-04-24 13:15:03 | 37.7688 | 0.22717 | 0.90867 | 8.1672 | 8.1672 | 0.31433 | 0.31433 | 1.0668 | 1.0668 | 3.7032 | 3.7032 | 14.868 | 14.868 | -8.7406 | -4.3703 | 4.5035 | 0 | 0 |  |  | 0.85415 |  | 0.024059 | 2.4059 | 9.0071 | 0 | 2014-04-24 07:00 | 14868 | 14.868
|  | 2014-04-24 13:45:01 | 37.4997 | 0.21783 | 0.87133 | 8.1312 | 8.1312 | 0.30383 | 0.30383 | 1.0598 | 1.0598 | 3.7032 | 3.7032 | 14.8268 | 14.8268 | -8.6035 | -4.3017 | 4.3703 | 0 | 0 |  |  | 0.79291 |  | 0.023236 | 2.3236 | 8.7406 | 0 | 2014-04-24 07:30 | 14826.8333 | 14.8268
|  | 2014-04-24 14:15:03 | 37.4877 | 0.24333 | 0.97333 | 8.1153 | 8.1153 | 0.31033 | 0.31033 | 1.0522 | 1.0522 | 2.2148 | 2.2148 | 14.3622 | 14.3622 | -10.4595 | -5.2298 | 4.3017 | 0 | 0 |  |  | 1.0512 |  | 0.025964 | 2.5964 | 8.6035 | 0 | 2014-04-24 08:00 | 14362.1667 | 14.3622
|  | 2014-04-24 14:45:02 | 37.7683 | 0.2425 | 0.97 | 8.1277 | 8.1277 | 0.32983 | 0.32983 | 1.0193 | 1.0193 | 2.2148 | 2.2148 | 14.3935 | 14.3935 | -10.7132 | -5.3566 | 5.2298 | 0 | 0 |  |  | 0.873 |  | 0.025683 | 2.5683 | 10.4595 | 0 | 2014-04-24 08:30 | 14393.5 | 14.3935
|  | 2014-04-24 15:15:03 | 38.4535 | 0.26533 | 1.0613 | 8.122 | 8.122 | 0.36433 | 0.36433 | 1.0378 | 1.0378 | 2.072 | 2.072 | 14.665 | 14.665 | -11.131 | -5.5655 | 5.3566 | 0 | 0 |  |  | 1.1144 |  | 0.0276 | 2.76 | 10.7132 | 0 | 2014-04-24 09:00 | 14665 | 14.665
|  | 2014-04-24 15:45:02 | 39.1208 | 0.28283 | 1.1313 | 8.1438 | 8.1438 | 0.397 | 0.397 | 1.0402 | 1.0402 | 2.072 | 2.072 | 14.8998 | 14.8998 | -11.4367 | -5.7183 | 5.5655 | 0 | 0 |  |  | 1.12 |  | 0.028919 | 2.8919 | 11.131 | 0 | 2014-04-24 09:30 | 14899.8333 | 14.8998
|  | 2014-04-24 16:15:02 | 39.3577 | 0.3205 | 1.282 | 8.1487 | 8.1487 | 0.5575 | 0.5575 | 1.0012 | 1.0012 | 1.4944 | 1.4944 | 14.9553 | 14.9553 | -11.9186 | -5.9593 | 5.7183 | 0 | 0 |  |  | 1.3205 |  | 0.032573 | 3.2573 | 11.4367 | 0 | 2014-04-24 10:00 | 14955.3333 | 14.9553
|  | 2014-04-24 16:45:03 | 39.2247 | 0.29867 | 1.1947 | 8.1488 | 8.1488 | 0.558 | 0.558 | 0.999 | 0.999 | 1.4944 | 1.4944 | 15.02 | 15.02 | -11.8098 | -5.9049 | 5.9593 | 0 | 0 |  |  | 1.3022 |  | 0.030457 | 3.0457 | 11.9186 | 0 | 2014-04-24 10:30 | 15020 | 15.02
|  | 2014-04-24 17:15:02 | 39.0672 | 0.2735 | 1.094 | 8.1507 | 8.1507 | 0.52467 | 0.52467 | 0.997 | 0.997 | 1.1568 | 1.1568 | 14.9792 | 14.9792 | -12.1649 | -6.0824 | 5.9049 | 0 | 0 |  |  | 1.0284 |  | 0.028003 | 2.8003 | 11.8098 | 0 | 2014-04-24 11:00 | 14979.1667 | 14.9792
|  | 2014-04-24 17:45:02 | 38.7535 | 0.26017 | 1.0407 | 8.1448 | 8.1448 | 0.523 | 0.523 | 0.99917 | 0.99917 | 1.1568 | 1.1568 | 14.9693 | 14.9693 | -11.9197 | -5.9598 | 6.0824 | 0 | 0 |  |  | 1.0407 |  | 0.026853 | 2.6853 | 12.1649 | 0 | 2014-04-24 11:30 | 14969.3333 | 14.9693
|  | 2014-04-24 18:15:03 | 38.4445 | 0.291 | 1.164 | 8.1483 | 8.1483 | 0.5375 | 0.5375 | 0.999 | 0.999 | 0.5608 | 0.5608 | 14.9803 | 14.9803 | -12.0545 | -6.0273 | 5.9598 | 0 | 0 |  |  | 1.164 |  | 0.030277 | 3.0277 | 11.9197 | 0 | 2014-04-24 12:00 | 14980.3333 | 14.9803
|  | 2014-04-24 18:45:02 | 38.2667 | 0.29033 | 1.1613 | 8.1445 | 8.1445 | 0.53733 | 0.53733 | 0.99883 | 0.99883 | 0.5608 | 0.5608 | 14.9982 | 14.9982 | -11.8657 | -5.9328 | 6.0273 | 0 | 0 |  |  | 1.1613 |  | 0.030348 | 3.0348 | 12.0545 | 0 | 2014-04-24 12:30 | 14998.1667 | 14.9982
|  | 2014-04-24 19:15:01 | 38.6938 | 0.34233 | 1.3693 | 8.147 | 8.147 | 0.52467 | 0.52467 | 1.0193 | 1.0193 | 0.1264 | 0.1264 | 15.0678 | 15.0678 | -12.4393 | -6.2196 | 5.9328 | 0 | 0 |  |  | 1.4378 |  | 0.035389 | 3.5389 | 11.8657 | 0 | 2014-04-24 13:00 | 15067.8333 | 15.0678
|  | 2014-04-24 19:45:02 | 39.4987 | 0.48167 | 1.9267 | 8.1517 | 8.1517 | 0.499 | 0.499 | 1.0702 | 1.0702 | 0.1264 | 0.1264 | 15.1212 | 15.1212 | -12.6036 | -6.3018 | 6.2196 | 0 | 0 |  |  | 1.9074 |  | 0.048778 | 4.8778 | 12.4393 | 0 | 2014-04-24 13:30 | 15121.1667 | 15.1212
|  | 2014-04-24 20:15:03 | 38.772 | 0.5355 | 2.142 | 8.1612 | 8.1612 | 0.436 | 0.436 | 1.0793 | 1.0793 | 0.052 | 0.052 | 15.0485 | 15.0485 | -11.853 | -5.9265 | 6.3018 | 0 | 0 |  |  | 2.2705 |  | 0.055246 | 5.5246 | 12.6036 | 0 | 2014-04-24 14:00 | 15048.5 | 15.0485
|  | 2014-04-24 20:45:03 | 36.9998 | 0.59067 | 2.3627 | 8.1702 | 8.1702 | 0.36083 | 0.36083 | 1.0787 | 1.0787 | 0.052 | 0.052 | 14.9407 | 14.9407 | -10.0348 | -5.0174 | 5.9265 | 0 | 0 |  |  | 2.2918 |  | 0.063856 | 6.3856 | 11.853 | 0 | 2014-04-24 14:30 | 14940.6667 | 14.9407
|  | 2014-04-24 21:15:01 | 34.827 | 0.69117 | 2.7647 | 8.1662 | 8.1662 | 0.33367 | 0.33367 | 1.0658 | 1.0658 | 0 | 0 | 14.3873 | 14.3873 | -8.1093 | -4.0547 | 5.0174 | 0 | 0 |  |  | 2.5711 |  | 0.079383 | 7.9383 | 10.0348 | 0 | 2014-04-24 15:00 | 14387.3333 | 14.3873
|  | 2014-04-24 21:45:02 | 32.3948 | 0.81867 | 3.2747 | 8.1672 | 8.1672 | 0.32883 | 0.32883 | 1.0738 | 1.0738 | 0 | 0 | 13.749 | 13.749 | -5.8013 | -2.9007 | 4.0547 | 0 | 0 |  |  | 3.0127 |  | 0.10109 | 10.1086 | 8.1093 | 0 | 2014-04-24 15:30 | 13749 | 13.749
|  | 2014-04-24 22:15:01 | 30.2318 | 0.92917 | 3.7167 | 8.1748 | 8.1748 | 0.30133 | 0.30133 | 1.0725 | 1.0725 | 0 | 0 | 12.911 | 12.911 | -4.0555 | -2.0278 | 2.9007 | 0 | 0 |  |  | 4.0883 |  | 0.12294 | 12.2939 | 5.8013 | 0 | 2014-04-24 16:00 | 12911 | 12.911
|  | 2014-04-24 22:45:01 | 28.9032 | 0.88133 | 3.5253 | 8.1765 | 8.1765 | 0.301 | 0.301 | 1.0753 | 1.0753 | 0 | 0 | 12.2055 | 12.2055 | -3.6195 | -1.8097 | 2.0278 | 0 | 0 |  |  | 3.6663 |  | 0.12197 | 12.197 | 4.0555 | 0 | 2014-04-24 16:30 | 12205.5 | 12.2055
|  | 2014-04-24 23:15:02 | 27.825 | 0.7125 | 2.85 | 8.171 | 8.171 | 0.3005 | 0.3005 | 1.0787 | 1.0787 | 0 | 0 | 11.8993 | 11.8993 | -3.5255 | -1.7628 | 1.8097 | 0 | 0 |  |  | 3.021 |  | 0.10243 | 10.2426 | 3.6195 | 0 | 2014-04-24 17:00 | 11899.3333 | 11.8993
|  | 2014-04-24 23:45:02 | 27.1967 | 0.74383 | 2.9753 | 8.1768 | 8.1768 | 0.292 | 0.292 | 1.0762 | 1.0762 | 0 | 0 | 11.3587 | 11.3587 | -3.3177 | -1.6588 | 1.7628 | 0 | 0 |  |  | 3.1539 |  | 0.1094 | 10.9401 | 3.5255 | 0 | 2014-04-24 17:30 | 11358.6667 | 11.3587
|  | 2014-04-25 00:15:02 | 27.2118 | 0.9175 | 3.67 | 8.1747 | 8.1747 | 0.28033 | 0.28033 | 1.0443 | 1.0443 | 0 | 0 | 11.4118 | 11.4118 | -2.6307 | -1.3153 | 1.6588 | 0 | 0 |  |  | 3.7067 |  | 0.13487 | 13.4868 | 3.3177 | 0 | 2014-04-24 18:00 | 11411.8333 | 11.4118
|  | 2014-04-25 00:45:02 | 27.2812 | 0.925 | 3.7 | 8.174 | 8.174 | 0.27633 | 0.27633 | 1.0807 | 1.0807 | 0 | 0 | 11.609 | 11.609 | -2.4412 | -1.2206 | 1.3153 | 0 | 0 |  |  | 3.404 |  | 0.13562 | 13.5625 | 2.6307 | 0 | 2014-04-24 18:30 | 11609 | 11.609
|  | 2014-04-25 01:15:02 | 27.0035 | 0.92533 | 3.7013 | 8.1642 | 8.1642 | 0.27433 | 0.27433 | 1.081 | 1.081 | 0 | 0 | 11.2507 | 11.2507 | -2.532 | -1.266 | 1.2206 | 0 | 0 |  |  | 3.3682 |  | 0.13707 | 13.7069 | 2.4412 | 0 | 2014-04-24 19:00 | 11250.6667 | 11.2507
|  | 2014-04-25 01:45:02 | 26.6265 | 0.90117 | 3.6047 | 8.0487 | 8.0487 | 0.267 | 0.267 | 1.0818 | 1.0818 | 0 | 0 | 10.9772 | 10.9772 | -2.6472 | -1.3236 | 1.266 | 0 | 0 |  |  | 3.6768 |  | 0.13538 | 13.5379 | 2.532 | 0 | 2014-04-24 19:30 | 10977.1667 | 10.9772
|  | 2014-04-25 02:15:02 | 26.473 | 0.93067 | 3.7227 | 8.0027 | 8.0027 | 0.232 | 0.232 | 1.0807 | 1.0807 | 0 | 0 | 10.9023 | 10.9023 | -2.5327 | -1.2663 | 1.3236 | 0 | 0 |  |  | 3.4621 |  | 0.14062 | 14.0621 | 2.6472 | 0 | 2014-04-24 20:00 | 10902.3333 | 10.9023
|  | 2014-04-25 02:45:03 | 26.319 | 1.0448 | 4.1793 | 8.0128 | 8.0128 | 0.22983 | 0.22983 | 1.0763 | 1.0763 | 0 | 0 | 10.705 | 10.705 | -2.1157 | -1.0578 | 1.2663 | 0 | 0 |  |  | 4.4719 |  | 0.1588 | 15.8795 | 2.5327 | 0 | 2014-04-24 20:30 | 10705 | 10.705
|  | 2014-04-25 03:15:02 | 26.153 | 1.1035 | 4.414 | 8.005 | 8.005 | 0.2295 | 0.2295 | 1.077 | 1.077 | 0 | 0 | 10.4937 | 10.4937 | -1.9338 | -0.96692 | 1.0578 | 0 | 0 |  |  | 3.9726 |  | 0.16878 | 16.8776 | 2.1157 | 0 | 2014-04-24 21:00 | 10493.6667 | 10.4937
|  | 2014-04-25 03:45:02 | 26.3482 | 1.3422 | 5.3687 | 8.0075 | 8.0075 | 0.23183 | 0.23183 | 1.0747 | 1.0747 | 0 | 0 | 10.5572 | 10.5572 | -1.1083 | -0.55417 | 0.96692 | 0 | 0 |  |  | 5.6371 |  | 0.20376 | 20.3759 | 1.9338 | 0 | 2014-04-24 21:30 | 10557.1667 | 10.5572
|  | 2014-04-25 04:15:02 | 26.9972 | 1.5455 | 6.182 | 8.0052 | 8.0052 | 0.2405 | 0.2405 | 1.0787 | 1.0787 | 0 | 0 | 10.6583 | 10.6583 | -0.8325 | -0.41625 | 0.55417 | 0 | 0 |  |  | 6.4293 |  | 0.22899 | 22.8987 | 1.1083 | 0 | 2014-04-24 22:00 | 10658.3333 | 10.6583
|  | 2014-04-25 04:45:02 | 27.4612 | 1.6558 | 6.6233 | 8.0085 | 8.0085 | 0.24067 | 0.24067 | 1.0757 | 1.0757 | 0 | 0 | 10.6272 | 10.6272 | -0.88583 | -0.44292 | 0.41625 | 0 | 0 |  |  | 7.2194 |  | 0.24119 | 24.1189 | 0.8325 | 0 | 2014-04-24 22:30 | 10627.1667 | 10.6272
|  | 2014-04-25 05:15:05 | 29.2587 | 1.5595 | 6.238 | 8.0033 | 8.0033 | 0.24133 | 0.24133 | 1.0797 | 1.0797 | 0 | 0 | 11.2973 | 11.2973 | -2.399 | -1.1995 | 0.44292 | 0 | 0 |  |  | 6.1132 |  | 0.2132 | 21.3202 | 0.88583 | 0 | 2014-04-24 23:00 | 11297.3333 | 11.2973
|  | 2014-04-25 05:45:02 | 31.8278 | 1.5968 | 6.3873 | 8.0032 | 8.0032 | 0.28133 | 0.28133 | 1.082 | 1.082 | 0 | 0 | 12.2883 | 12.2883 | -3.7857 | -1.8928 | 1.1995 | 0 | 0 |  |  | 7.0261 |  | 0.20068 | 20.0684 | 2.399 | 0 | 2014-04-24 23:30 | 12288.3333 | 12.2883
|  | 2014-04-25 06:15:03 | 35.5433 | 1.7068 | 6.8273 | 8.0007 | 8.0007 | 0.36533 | 0.36533 | 1.0873 | 1.0873 | 0.2168 | 0.2168 | 13.6883 | 13.6883 | -5.3575 | -2.6788 | 1.8928 | 0 | 0 |  |  | 6.3494 |  | 0.19208 | 19.2085 | 3.7857 | 0 | 2014-04-25 | 13688.3333 | 13.6883
|  | 2014-04-25 06:45:01 | 37.8775 | 1.7572 | 7.0287 | 7.9955 | 7.9955 | 0.36683 | 0.36683 | 1.0908 | 1.0908 | 0.2168 | 0.2168 | 14.2828 | 14.2828 | -6.896 | -3.448 | 2.6788 | 0 | 0 |  |  | 6.3258 |  | 0.18556 | 18.5563 | 5.3575 | 0 | 2014-04-25 00:30 | 14282.8333 | 14.2828
|  | 2014-04-25 07:15:01 | 39.3655 | 1.7435 | 6.974 | 7.9977 | 7.9977 | 0.36633 | 0.36633 | 1.0935 | 1.0935 | 0.7348 | 0.7348 | 14.3253 | 14.3253 | -7.8739 | -3.9369 | 3.448 | 0 | 0 |  |  | 7.6714 |  | 0.17716 | 17.716 | 6.896 | 0 | 2014-04-25 01:00 | 14325.3333 | 14.3253
|  | 2014-04-25 07:45:02 | 39.7847 | 1.8538 | 7.4153 | 7.9978 | 7.9978 | 0.38683 | 0.38683 | 1.0967 | 1.0967 | 0.7348 | 0.7348 | 14.356 | 14.356 | -7.7972 | -3.8986 | 3.9369 | 0 | 0 |  |  | 7.1929 |  | 0.18639 | 18.6387 | 7.8739 | 0 | 2014-04-25 01:30 | 14356 | 14.356
|  | 2014-04-25 08:15:02 | 40.6043 | 1.6313 | 6.5253 | 7.9913 | 7.9913 | 0.4945 | 0.4945 | 1.0982 | 1.0982 | 1.4344 | 1.4344 | 14.2475 | 14.2475 | -8.8131 | -4.4065 | 3.8986 | 0 | 0 |  |  | 6.0033 |  | 0.16071 | 16.0705 | 7.7972 | 0 | 2014-04-25 02:00 | 14247.5 | 14.2475
|  | 2014-04-25 08:45:02 | 40.618 | 1.5112 | 6.0447 | 8.0008 | 8.0008 | 0.62617 | 0.62617 | 1.097 | 1.097 | 1.4344 | 1.4344 | 14.2027 | 14.2027 | -9.2123 | -4.6061 | 4.4065 | 0 | 0 |  |  | 5.8029 |  | 0.14882 | 14.8817 | 8.8131 | 0 | 2014-04-25 02:30 | 14202.6667 | 14.2027
|  | 2014-04-25 09:15:01 | 40.5733 | 1.3885 | 5.554 | 7.9975 | 7.9975 | 0.6385 | 0.6385 | 1.093 | 1.093 | 2.0988 | 2.0988 | 14.1918 | 14.1918 | -8.9997 | -4.4998 | 4.6061 | 0 | 0 |  |  | 5.554 |  | 0.13689 | 13.6888 | 9.2123 | 0 | 2014-04-25 03:00 | 14191.8333 | 14.1918
|  | 2014-04-25 09:45:03 | 40.575 | 1.319 | 5.276 | 7.8923 | 7.8923 | 0.62717 | 0.62717 | 1.0955 | 1.0955 | 2.0988 | 2.0988 | 14.2467 | 14.2467 | -9.3385 | -4.6693 | 4.4998 | 0 | 0 |  |  | 5.6453 |  | 0.13003 | 13.0031 | 8.9997 | 0 | 2014-04-25 03:30 | 14246.6667 | 14.2467
|  | 2014-04-25 10:15:02 | 40.7623 | 1.2593 | 5.0373 | 7.7853 | 7.7853 | 0.57733 | 0.57733 | 1.096 | 1.096 | 2.6732 | 2.6732 | 14.2613 | 14.2613 | -9.3318 | -4.6659 | 4.6693 | 0 | 0 |  |  | 4.987 |  | 0.12358 | 12.3578 | 9.3385 | 0 | 2014-04-25 04:00 | 14261.3333 | 14.2613
|  | 2014-04-25 10:45:03 | 40.9817 | 1.1692 | 4.6767 | 7.7785 | 7.7785 | 0.5845 | 0.5845 | 1.0962 | 1.0962 | 2.6732 | 2.6732 | 14.3338 | 14.3338 | -9.8388 | -4.9194 | 4.6659 | 0 | 0 |  |  | 4.7702 |  | 0.11412 | 11.4116 | 9.3318 | 0 | 2014-04-25 04:30 | 14333.8333 | 14.3338
|  | 2014-04-25 11:15:01 | 41.0472 | 1.2352 | 4.9407 | 7.7812 | 7.7812 | 0.5905 | 0.5905 | 1.061 | 1.061 | 3.9976 | 3.9976 | 14.2857 | 14.2857 | -8.3906 | -4.1953 | 4.9194 | 0 | 0 |  |  | 4.4466 |  | 0.12037 | 12.0366 | 9.8388 | 0 | 2014-04-25 05:00 | 14285.6667 | 14.2857
|  | 2014-04-25 11:45:02 | 40.7428 | 1.2812 | 5.1247 | 7.7787 | 7.7787 | 0.58283 | 0.58283 | 1.0453 | 1.0453 | 3.9976 | 3.9976 | 14.3718 | 14.3718 | -7.8419 | -3.9209 | 4.1953 | 0 | 0 |  |  | 4.6122 |  | 0.12578 | 12.5781 | 8.3906 | 0 | 2014-04-25 05:30 | 14371.8333 | 14.3718
|  | 2014-04-25 12:15:01 | 40.5127 | 1.4188 | 5.6753 | 7.9048 | 7.9048 | 0.42983 | 0.42983 | 1.0572 | 1.0572 | 4.2652 | 4.2652 | 14.4145 | 14.4145 | -6.7658 | -3.3829 | 3.9209 | 0 | 0 |  |  | 5.8456 |  | 0.14009 | 14.0088 | 7.8419 | 0 | 2014-04-25 06:00 | 14414.5 | 14.4145
|  | 2014-04-25 12:45:06 | 40.2672 | 1.4443 | 5.7773 | 8.0172 | 8.0172 | 0.392 | 0.392 | 0.85267 | 0.85267 | 4.2652 | 4.2652 | 14.5203 | 14.5203 | -6.4425 | -3.2212 | 3.3829 | 0 | 0 |  |  | 5.9507 |  | 0.14348 | 14.3475 | 6.7658 | 0 | 2014-04-25 06:30 | 14520.3333 | 14.5203
|  | 2014-04-25 13:15:03 | 40.1597 | 1.2858 | 5.1433 | 8.0587 | 8.0587 | 0.3815 | 0.3815 | 0.73967 | 0.73967 | 4.3664 | 4.3664 | 14.4817 | 14.4817 | -6.9884 | -3.4942 | 3.2212 | 0 | 0 |  |  | 5.4005 |  | 0.12807 | 12.8072 | 6.4425 | 0 | 2014-04-25 07:00 | 14481.6667 | 14.4817
|  | 2014-04-25 13:45:01 | 39.8363 | 1.1938 | 4.7753 | 8.0918 | 8.0918 | 0.327 | 0.327 | 0.73967 | 0.73967 | 4.3664 | 4.3664 | 14.469 | 14.469 | -7.0671 | -3.5336 | 3.4942 | 0 | 0 |  |  | 5.0141 |  | 0.11987 | 11.9874 | 6.9884 | 0 | 2014-04-25 07:30 | 14469 | 14.469
|  | 2014-04-25 14:15:02 | 39.5843 | 1.2017 | 4.8067 | 8.0885 | 8.0885 | 0.31333 | 0.31333 | 0.73967 | 0.73967 | 3.0436 | 3.0436 | 14.4663 | 14.4663 | -8.1262 | -4.0631 | 3.5336 | 0 | 0 |  |  | 4.7105 |  | 0.12143 | 12.1429 | 7.0671 | 0 | 2014-04-25 08:00 | 14466.3333 | 14.4663
|  | 2014-04-25 14:45:02 | 40.0607 | 1.2857 | 5.1427 | 8.0895 | 8.0895 | 0.3305 | 0.3305 | 0.73783 | 0.73783 | 3.0436 | 3.0436 | 14.5415 | 14.5415 | -8.1751 | -4.0875 | 4.0631 | 0 | 0 |  |  | 5.5027 |  | 0.12837 | 12.8372 | 8.1262 | 0 | 2014-04-25 08:30 | 14541.5 | 14.5415
|  | 2014-04-25 15:15:03 | 40.6812 | 1.2057 | 4.8227 | 8.093 | 8.093 | 0.34017 | 0.34017 | 0.73467 | 0.73467 | 3.6352 | 3.6352 | 14.6595 | 14.6595 | -8.396 | -4.198 | 4.0875 | 0 | 0 |  |  | 5.0156 |  | 0.11855 | 11.8548 | 8.1751 | 0 | 2014-04-25 09:00 | 14659.5 | 14.6595
|  | 2014-04-25 15:45:02 | 41.3587 | 1.1792 | 4.7167 | 8.0995 | 8.0995 | 0.43733 | 0.43733 | 0.7475 | 0.7475 | 3.6352 | 3.6352 | 14.6802 | 14.6802 | -9.0423 | -4.5211 | 4.198 | 0 | 0 |  |  | 4.4808 |  | 0.11404 | 11.4043 | 8.396 | 0 | 2014-04-25 09:30 | 14680.1667 | 14.6802
|  | 2014-04-25 16:15:02 | 41.7298 | 1.2292 | 4.9167 | 8.0995 | 8.0995 | 0.48167 | 0.48167 | 0.84033 | 0.84033 | 2.3684 | 2.3684 | 14.7068 | 14.7068 | -10.3164 | -5.1582 | 4.5211 | 0 | 0 |  |  | 4.5725 |  | 0.11782 | 11.7821 | 9.0423 | 0 | 2014-04-25 10:00 | 14706.8333 | 14.7068
|  | 2014-04-25 16:45:02 | 41.425 | 1.3892 | 5.5567 | 8.1038 | 8.1038 | 0.45267 | 0.45267 | 0.942 | 0.942 | 2.3684 | 2.3684 | 14.5607 | 14.5607 | -9.4408 | -4.7204 | 5.1582 | 0 | 0 |  |  | 5.3344 |  | 0.13414 | 13.4138 | 10.3164 | 0 | 2014-04-25 10:30 | 14560.6667 | 14.5607
|  | 2014-04-25 17:15:02 | 41.0875 | 1.6793 | 6.7173 | 7.993 | 7.993 | 0.40633 | 0.40633 | 1.0223 | 1.0223 | 1.4916 | 1.4916 | 14.3203 | 14.3203 | -9.1366 | -4.5683 | 4.7204 | 0 | 0 |  |  | 6.3143 |  | 0.16349 | 16.3488 | 9.4408 | 0 | 2014-04-25 11:00 | 14320.3333 | 14.3203
|  | 2014-04-25 17:45:02 | 40.4685 | 1.733 | 6.932 | 7.8852 | 7.8852 | 0.4045 | 0.4045 | 1.041 | 1.041 | 1.4916 | 1.4916 | 14.3002 | 14.3002 | -8.4141 | -4.207 | 4.5683 | 0 | 0 |  |  | 6.3774 |  | 0.17129 | 17.1294 | 9.1366 | 0 | 2014-04-25 11:30 | 14300.1667 | 14.3002
|  | 2014-04-25 18:15:02 | 39.6353 | 1.8205 | 7.282 | 7.8908 | 7.8908 | 0.42217 | 0.42217 | 1.041 | 1.041 | 0.7104 | 0.7104 | 14.0322 | 14.0322 | -8.2568 | -4.1284 | 4.207 | 0 | 0 |  |  | 7.9374 |  | 0.18372 | 18.3725 | 8.4141 | 0 | 2014-04-25 12:00 | 14032.1667 | 14.0322
|  | 2014-04-25 18:45:02 | 38.903 | 2.0598 | 8.2393 | 7.896 | 7.896 | 0.428 | 0.428 | 1.0325 | 1.0325 | 0.7104 | 0.7104 | 13.5585 | 13.5585 | -7.0383 | -3.5191 | 4.1284 | 0 | 0 |  |  | 8.5689 |  | 0.21179 | 21.1792 | 8.2568 | 0 | 2014-04-25 12:30 | 13558.5 | 13.5585
|  | 2014-04-25 19:15:02 | 38.4963 | 2.4048 | 9.6193 | 8.0412 | 8.0412 | 0.441 | 0.441 | 1.0413 | 1.0413 | 0.1712 | 0.1712 | 13.0568 | 13.0568 | -6.1255 | -3.0627 | 3.5191 | 0 | 0 |  |  | 9.7155 |  | 0.24988 | 24.9877 | 7.0383 | 0 | 2014-04-25 13:00 | 13056.8333 | 13.0568
|  | 2014-04-25 19:45:02 | 38.2617 | 2.666 | 10.664 | 8.1023 | 8.1023 | 0.42133 | 0.42133 | 1.0572 | 1.0572 | 0.1712 | 0.1712 | 12.4673 | 12.4673 | -5.3783 | -2.6891 | 3.0627 | 0 | 0 |  |  | 9.7042 |  | 0.27871 | 27.8712 | 6.1255 | 0 | 2014-04-25 13:30 | 12467.3333 | 12.4673
|  | 2014-04-25 20:15:03 | 37.0172 | 2.8023 | 11.2093 | 8.1043 | 8.1043 | 0.3665 | 0.3665 | 1.0603 | 1.0603 | 0.052 | 0.052 | 12.1188 | 12.1188 | -4.1058 | -2.0529 | 2.6891 | 0 | 0 |  |  | 11.5456 |  | 0.30281 | 30.2814 | 5.3783 | 0 | 2014-04-25 14:00 | 12118.8333 | 12.1188
|  | 2014-04-25 20:45:02 | 35.2842 | 3.1147 | 12.4587 | 8.1077 | 8.1077 | 0.3515 | 0.3515 | 1.055 | 1.055 | 0.052 | 0.052 | 12.036 | 12.036 | -1.2233 | -0.61167 | 2.0529 | 0 | 0 |  |  | 12.2095 |  | 0.3531 | 35.3095 | 4.1058 | 0 | 2014-04-25 14:30 | 12036 | 12.036
|  | 2014-04-25 21:15:01 | 33.4962 | 3.4178 | 13.6713 | 8.1032 | 8.1032 | 0.35183 | 0.35183 | 1.0582 | 1.0582 | 0 | 0 | 11.1688 | 11.1688 | 0.85717 | 0.42858 | 0.61167 | 0.42858 | 0 |  |  | 13.808 |  | 0.40815 | 40.8146 | 1.2233 | 0 | 2014-04-25 15:00 | 11168.8333 | 11.1688
|  | 2014-04-25 21:45:01 | 31.5542 | 3.4245 | 13.698 | 8.1103 | 8.1103 | 0.34683 | 0.34683 | 1.061 | 1.061 | 0 | 0 | 10.3018 | 10.3018 | 1.9638 | 0.98192 | 0 | 1.4105 | 0 |  |  | 12.8761 |  | 0.43411 | 43.4111 | 0 | 0 | 2014-04-25 15:30 | 10301.8333 | 10.3018
|  | 2014-04-25 22:15:03 | 29.3528 | 3.4055 | 13.622 | 8.1065 | 8.1065 | 0.31467 | 0.31467 | 1.0605 | 1.0605 | 0 | 0 | 9.8537 | 9.8537 | 3.6045 | 1.8023 | 0 | 3.2127 | 0 |  |  | 12.5322 |  | 0.46408 | 46.4078 | 0 | 0 | 2014-04-25 16:00 | 9853.6667 | 9.8537
|  | 2014-04-25 22:45:02 | 28.4537 | 3.3218 | 13.2873 | 8.1057 | 8.1057 | 0.31267 | 0.31267 | 1.0622 | 1.0622 | 0 | 0 | 9.5348 | 9.5348 | 3.849 | 1.9245 | 0 | 5.1372 | 0 |  |  | 14.4832 |  | 0.46698 | 46.6981 | 0 | 0 | 2014-04-25 16:30 | 9534.8333 | 9.5348
|  | 2014-04-25 23:15:02 | 27.5207 | 3.4815 | 13.926 | 8.1055 | 8.1055 | 0.31633 | 0.31633 | 1.0618 | 1.0618 | 0 | 0 | 9.22 | 9.22 | 5.109 | 2.5545 | 0 | 7.6917 | 0 |  |  | 12.6727 |  | 0.50602 | 50.602 | 0 | 0 | 2014-04-25 17:00 | 9220 | 9.22
|  | 2014-04-25 23:45:02 | 26.902 | 3.6147 | 14.4587 | 8.016 | 8.016 | 0.31367 | 0.31367 | 1.0478 | 1.0478 | 0 | 0 | 8.5978 | 8.5978 | 5.532 | 2.766 | 0 | 10.4577 | 0 |  |  | 13.302 |  | 0.53746 | 53.7457 | 0 | 0 | 2014-04-25 17:30 | 8597.8333 | 8.5978
|  | 2014-04-26 00:15:01 | 26.903 | 3.7818 | 15.1273 | 7.8692 | 7.8692 | 0.28717 | 0.28717 | 1.0252 | 1.0252 | 0 | 0 | 8.4782 | 8.4782 | 5.884 | 2.942 | 0 | 13.3997 | 0 |  |  | 13.9171 |  | 0.56229 | 56.2292 | 0 | 0 | 2014-04-25 18:00 | 8478.1667 | 8.4782
|  | 2014-04-26 00:45:01 | 26.9797 | 3.6575 | 14.63 | 7.8393 | 7.8393 | 0.28833 | 0.28833 | 0.982 | 0.982 | 0 | 0 | 8.615 | 8.615 | 5.375 | 2.6875 | 0 | 16.0872 | 0 |  |  | 16.093 |  | 0.54226 | 54.226 | 0 | 0 | 2014-04-25 18:30 | 8615 | 8.615
|  | 2014-04-26 01:15:04 | 26.6287 | 3.5557 | 14.2227 | 7.8302 | 7.8302 | 0.288 | 0.288 | 0.99617 | 0.99617 | 0 | 0 | 8.3463 | 8.3463 | 5.0547 | 2.5273 | 0 | 18.6146 | 0 |  |  | 14.3649 |  | 0.53411 | 53.4111 | 0 | 0 | 2014-04-25 19:00 | 8346.3333 | 8.3463
|  | 2014-04-26 01:45:01 | 26.3003 | 3.448 | 13.792 | 7.9363 | 7.9363 | 0.28383 | 0.28383 | 1.0027 | 1.0027 | 0 | 0 | 7.9988 | 7.9988 | 4.7133 | 2.3567 | 0 | 20.9712 | 0 |  |  | 14.8954 |  | 0.5244 | 52.4404 | 0 | 0 | 2014-04-25 19:30 | 7998.8333 | 7.9988
|  | 2014-04-26 02:15:02 | 25.7663 | 3.6023 | 14.4093 | 8.033 | 8.033 | 0.2705 | 0.2705 | 1.014 | 1.014 | 0 | 0 | 7.5077 | 7.5077 | 5.4682 | 2.7341 | 0 | 23.7053 | 0 |  |  | 13.4007 |  | 0.55923 | 55.9231 | 0 | 0 | 2014-04-25 20:00 | 7507.6667 | 7.5077
|  | 2014-04-26 02:45:01 | 25.482 | 3.5453 | 14.1813 | 8.004 | 8.004 | 0.26867 | 0.26867 | 1.0343 | 1.0343 | 0 | 0 | 7.3122 | 7.3122 | 5.3185 | 2.6593 | 0 | 26.3646 | 0 |  |  | 15.3158 |  | 0.55652 | 55.6524 | 0 | 0 | 2014-04-25 20:30 | 7312.1667 | 7.3122
|  | 2014-04-26 03:15:02 | 25.2825 | 3.5598 | 14.2393 | 7.9938 | 7.9938 | 0.266 | 0.266 | 1.0352 | 1.0352 | 0 | 0 | 7.0707 | 7.0707 | 5.3225 | 2.6613 | 0 | 29.0258 | 0 |  |  | 13.2426 |  | 0.56321 | 56.3209 | 0 | 0 | 2014-04-25 21:00 | 7070.6667 | 7.0707
|  | 2014-04-26 03:45:03 | 25.0837 | 3.6342 | 14.5367 | 7.9847 | 7.9847 | 0.26783 | 0.26783 | 1.0352 | 1.0352 | 0 | 0 | 6.8908 | 6.8908 | 5.6315 | 2.8158 | 0 | 31.8416 | 0 |  |  | 13.083 |  | 0.57953 | 57.9527 | 0 | 0 | 2014-04-25 21:30 | 6890.8333 | 6.8908
|  | 2014-04-26 04:15:03 | 25.1288 | 3.4745 | 13.898 | 7.968 | 7.968 | 0.277 | 0.277 | 1.0357 | 1.0357 | 0 | 0 | 7.0243 | 7.0243 | 5.0742 | 2.5371 | 0 | 34.3787 | 0 |  |  | 14.037 |  | 0.55307 | 55.307 | 0 | 0 | 2014-04-25 22:00 | 7024.3333 | 7.0243
|  | 2014-04-26 04:45:02 | 25.0933 | 3.4177 | 13.6707 | 7.9555 | 7.9555 | 0.28233 | 0.28233 | 1.0395 | 1.0395 | 0 | 0 | 7.1073 | 7.1073 | 4.962 | 2.481 | 0 | 36.8597 | 0 |  |  | 14.2175 |  | 0.54479 | 54.4793 | 0 | 0 | 2014-04-25 22:30 | 7107.3333 | 7.1073
|  | 2014-04-26 05:15:02 | 25.8145 | 3.5835 | 14.334 | 7.9372 | 7.9372 | 0.29417 | 0.29417 | 1.0447 | 1.0447 | 0 | 0 | 7.4062 | 7.4062 | 5.2017 | 2.6008 | 0 | 39.4605 | 0 |  |  | 14.9074 |  | 0.55527 | 55.5269 | 0 | 0 | 2014-04-25 23:00 | 7406.1667 | 7.4062
|  | 2014-04-26 05:45:02 | 26.2095 | 3.6535 | 14.614 | 7.9218 | 7.9218 | 0.35617 | 0.35617 | 1.0335 | 1.0335 | 0 | 0 | 7.1568 | 7.1568 | 4.8728 | 2.4364 | 0 | 41.8969 | 0 |  |  | 13.2987 |  | 0.55758 | 55.7584 | 0 | 0 | 2014-04-25 23:30 | 7156.8333 | 7.1568
|  | 2014-04-26 06:15:02 | 27.5758 | 3.8287 | 15.3147 | 7.8188 | 7.8188 | 0.40817 | 0.40817 | 0.96567 | 0.96567 | 0.7676 | 0.7676 | 7.8935 | 7.8935 | 5.5926 | 2.7963 | 0 | 44.6932 | 0 |  |  | 16.693 |  | 0.55537 | 55.5366 | 0 | 0 | 2014-04-26 | 7893.5 | 7.8935
|  | 2014-04-26 06:45:02 | 29.0505 | 3.931 | 15.724 | 7.6822 | 7.6822 | 0.394 | 0.394 | 0.9995 | 0.9995 | 0.7676 | 0.7676 | 8.7798 | 8.7798 | 5.2966 | 2.6483 | 0 | 47.3415 | 0 |  |  | 14.4661 |  | 0.54126 | 54.1264 | 0 | 0 | 2014-04-26 00:30 | 8779.8333 | 8.7798
|  | 2014-04-26 07:15:02 | 30.8733 | 3.9677 | 15.8707 | 7.6577 | 7.6577 | 0.37783 | 0.37783 | 1.0312 | 1.0312 | 1.0448 | 1.0448 | 10.1563 | 10.1563 | 5.2651 | 2.6326 | 0 | 49.9741 | 0 |  |  | 15.2358 |  | 0.51406 | 51.4057 | 0 | 0 | 2014-04-26 01:00 | 10156.3333 | 10.1563
|  | 2014-04-26 07:45:03 | 32.1762 | 3.8877 | 15.5507 | 7.6278 | 7.6278 | 0.441 | 0.441 | 1.0197 | 1.0197 | 1.0448 | 1.0448 | 10.9058 | 10.9058 | 4.4136 | 2.2068 | 0 | 52.1809 | 0 |  |  | 16.3282 |  | 0.4833 | 48.3298 | 0 | 0 | 2014-04-26 01:30 | 10905.8333 | 10.9058
|  | 2014-04-26 08:15:04 | 33.5192 | 3.9105 | 15.642 | 7.6228 | 7.6228 | 0.65017 | 0.65017 | 1.0367 | 1.0367 | 1.7272 | 1.7272 | 11.441 | 11.441 | 4.6007 | 2.3003 | 0 | 54.4813 | 0 |  |  | 16.7369 |  | 0.46666 | 46.6658 | 0 | 0 | 2014-04-26 02:00 | 11441 | 11.441
|  | 2014-04-26 08:45:01 | 34.1192 | 3.9617 | 15.8467 | 7.6588 | 7.6588 | 0.65967 | 0.65967 | 1.0212 | 1.0212 | 1.7272 | 1.7272 | 11.6002 | 11.6002 | 4.3945 | 2.1973 | 0 | 56.6785 | 0 |  |  | 14.4205 |  | 0.46445 | 46.4451 | 0 | 0 | 2014-04-26 02:30 | 11600.1667 | 11.6002
|  | 2014-04-26 09:15:04 | 34.2177 | 3.9275 | 15.71 | 7.6592 | 7.6592 | 0.67833 | 0.67833 | 1.0312 | 1.0312 | 2.6772 | 2.6772 | 11.6705 | 11.6705 | 5.2087 | 2.6044 | 0 | 59.2829 | 0 |  |  | 16.9668 |  | 0.45912 | 45.912 | 0 | 0 | 2014-04-26 03:00 | 11670.5 | 11.6705
|  | 2014-04-26 09:45:02 | 34.197 | 3.9342 | 15.7367 | 7.6583 | 7.6583 | 0.66767 | 0.66767 | 1.0383 | 1.0383 | 2.6772 | 2.6772 | 11.6533 | 11.6533 | 5.2345 | 2.6173 | 0 | 61.9001 | 0 |  |  | 16.0514 |  | 0.46018 | 46.0177 | 0 | 0 | 2014-04-26 03:30 | 11653.3333 | 11.6533
|  | 2014-04-26 10:15:02 | 34.1372 | 3.8185 | 15.274 | 7.6557 | 7.6557 | 0.629 | 0.629 | 1.0388 | 1.0388 | 3.738 | 3.738 | 11.6957 | 11.6957 | 5.894 | 2.947 | 0 | 64.8471 | 0 |  |  | 14.8158 |  | 0.44743 | 44.743 | 0 | 0 | 2014-04-26 04:00 | 11695.6667 | 11.6957
|  | 2014-04-26 10:45:01 | 33.962 | 3.8273 | 15.3093 | 7.6633 | 7.6633 | 0.58633 | 0.58633 | 0.886 | 0.886 | 3.738 | 3.738 | 11.692 | 11.692 | 5.913 | 2.9565 | 0 | 67.8036 | 0 |  |  | 16.6872 |  | 0.45078 | 45.0778 | 0 | 0 | 2014-04-26 04:30 | 11692 | 11.692
|  | 2014-04-26 11:15:02 | 33.7973 | 3.9862 | 15.9447 | 7.6632 | 7.6632 | 0.54767 | 0.54767 | 0.76333 | 0.76333 | 5.3668 | 5.3668 | 11.7058 | 11.7058 | 8.1941 | 4.0971 | 0 | 71.9007 | 0 |  |  | 16.2636 |  | 0.47177 | 47.1773 | 0 | 0 | 2014-04-26 05:00 | 11705.8333 | 11.7058
|  | 2014-04-26 11:45:03 | 33.2843 | 3.8948 | 15.5793 | 7.6707 | 7.6707 | 0.49767 | 0.49767 | 0.76533 | 0.76533 | 5.3668 | 5.3668 | 11.5597 | 11.5597 | 8.1551 | 4.0776 | 0 | 75.9783 | 0 |  |  | 16.5141 |  | 0.46807 | 46.8068 | 0 | 0 | 2014-04-26 05:30 | 11559.6667 | 11.5597
|  | 2014-04-26 12:15:02 | 32.5788 | 3.6422 | 14.5687 | 7.6742 | 7.6742 | 0.41783 | 0.41783 | 0.7655 | 0.7655 | 5.7124 | 5.7124 | 11.3478 | 11.3478 | 7.9076 | 3.9538 | 0 | 79.932 | 0 |  |  | 13.8402 |  | 0.44718 | 44.7182 | 0 | 0 | 2014-04-26 06:00 | 11347.8333 | 11.3478
|  | 2014-04-26 12:45:03 | 31.9603 | 3.5375 | 14.15 | 7.5467 | 7.5467 | 0.40333 | 0.40333 | 0.74 | 0.74 | 5.7124 | 5.7124 | 11.4928 | 11.4928 | 8.0849 | 4.0425 | 0 | 83.9745 | 0 |  |  | 13.1595 |  | 0.44274 | 44.2736 | 0 | 0 | 2014-04-26 06:30 | 11492.8333 | 11.4928
|  | 2014-04-26 13:15:02 | 31.4685 | 3.4462 | 13.7847 | 7.4613 | 7.4613 | 0.318 | 0.318 | 0.7435 | 0.7435 | 5.664 | 5.664 | 11.674 | 11.674 | 8.177 | 4.0885 | 0 | 88.063 | 0 |  |  | 13.0954 |  | 0.43805 | 43.8047 | 0 | 0 | 2014-04-26 07:00 | 11674 | 11.674
|  | 2014-04-26 13:45:02 | 31.0673 | 3.3397 | 13.3587 | 7.4605 | 7.4605 | 0.32717 | 0.32717 | 0.7465 | 0.7465 | 5.664 | 5.664 | 11.4652 | 11.4652 | 7.9547 | 3.9773 | 0 | 92.0403 | 0 |  |  | 13.3587 |  | 0.42999 | 42.9991 | 0 | 0 | 2014-04-26 07:30 | 11465.1667 | 11.4652
|  | 2014-04-26 14:15:02 | 30.9987 | 3.1665 | 12.666 | 7.4647 | 7.4647 | 0.34317 | 0.34317 | 0.747 | 0.747 | 4.2516 | 4.2516 | 11.4248 | 11.4248 | 5.8986 | 2.9493 | 0 | 94.9896 | 0 |  |  | 12.4127 |  | 0.4086 | 40.8598 | 0 | 0 | 2014-04-26 08:00 | 11424.8333 | 11.4248
|  | 2014-04-26 14:45:03 | 30.9762 | 3.1263 | 12.5053 | 7.4662 | 7.4662 | 0.34483 | 0.34483 | 0.74567 | 0.74567 | 4.2516 | 4.2516 | 11.3067 | 11.3067 | 5.6441 | 2.822 | 0 | 97.8117 | 0 |  |  | 12.1302 |  | 0.40371 | 40.3708 | 0 | 0 | 2014-04-26 08:30 | 11306.6667 | 11.3067
|  | 2014-04-26 15:15:03 | 31.4372 | 2.889 | 11.556 | 7.6245 | 7.6245 | 0.3485 | 0.3485 | 0.72267 | 0.72267 | 3.746 | 3.746 | 11.3978 | 11.3978 | 3.9583 | 1.9792 | 0 | 99.7908 | 0 |  |  | 10.4004 |  | 0.36759 | 36.759 | 0 | 0 | 2014-04-26 09:00 | 11397.8333 | 11.3978
|  | 2014-04-26 15:45:02 | 32.3772 | 2.5822 | 10.3287 | 7.6798 | 7.6798 | 0.447 | 0.447 | 0.7435 | 0.7435 | 3.746 | 3.746 | 11.7262 | 11.7262 | 2.294 | 1.147 | 0 | 100 | 1.147 |  |  | 9.3991 |  | 0.31901 | 31.9011 | 0 | 0 | 2014-04-26 09:30 | 11726.1667 | 11.7262
|  | 2014-04-26 16:15:02 | 33.241 | 2.6972 | 10.7887 | 7.6845 | 7.6845 | 0.63933 | 0.63933 | 0.747 | 0.747 | 2.742 | 2.742 | 12.0642 | 12.0642 | 1.4247 | 0.71233 | 0 | 100 | 0.71233 |  |  | 10.0335 |  | 0.32456 | 32.4559 | 0 | 0 | 2014-04-26 10:00 | 12064.1667 | 12.0642
|  | 2014-04-26 16:45:02 | 33.5882 | 2.815 | 11.26 | 7.6843 | 7.6843 | 0.62 | 0.62 | 0.74783 | 0.74783 | 2.742 | 2.742 | 12.3033 | 12.3033 | 1.7693 | 0.88467 | 0 | 100 | 0.88467 |  |  | 11.1474 |  | 0.33524 | 33.5237 | 0 | 0 | 2014-04-26 10:30 | 12303.3333 | 12.3033
|  | 2014-04-26 17:15:03 | 33.8643 | 2.7857 | 11.1427 | 7.6865 | 7.6865 | 0.55317 | 0.55317 | 0.74167 | 0.74167 | 1.2772 | 1.2772 | 12.4095 | 12.4095 | -0.053633 | -0.026817 | 0 | 99.9732 | 0 |  |  | 12.2569 |  | 0.32904 | 32.9038 | 0 | 0.053633 | 2014-04-26 11:00 | 12409.5 | 12.4095
|  | 2014-04-26 17:45:02 | 33.8648 | 2.8277 | 11.3107 | 7.6933 | 7.6933 | 0.55483 | 0.55483 | 0.7215 | 0.7215 | 1.2772 | 1.2772 | 12.439 | 12.439 | 0.1317 | 0.06585 | 0 | 100 | 0.06585 |  |  | 12.3286 |  | 0.33399 | 33.3994 | 0 | 0 | 2014-04-26 11:30 | 12439 | 12.439
|  | 2014-04-26 18:15:03 | 33.4243 | 2.8137 | 11.2547 | 7.6967 | 7.6967 | 0.59367 | 0.59367 | 0.72083 | 0.72083 | 0.5984 | 0.5984 | 12.182 | 12.182 | -0.3781 | -0.18905 | 0 | 99.811 | 0 |  |  | 11.9299 |  | 0.33672 | 33.6721 | 0 | 0.3781 | 2014-04-26 12:00 | 12182 | 12.182
|  | 2014-04-26 18:45:02 | 33.1053 | 2.8593 | 11.4373 | 7.692 | 7.692 | 0.6355 | 0.6355 | 0.72017 | 0.72017 | 0.5984 | 0.5984 | 12.137 | 12.137 | 0.11507 | 0.057533 | 0 | 99.8685 | 0 |  |  | 11.5517 |  | 0.34548 | 34.5483 | 0 | 0 | 2014-04-26 12:30 | 12137 | 12.137
|  | 2014-04-26 19:15:12 | 33.4122 | 2.7545 | 11.018 | 7.689 | 7.689 | 0.7415 | 0.7415 | 0.71817 | 0.71817 | 0.0952 | 0.0952 | 12.23 | 12.23 | -0.9203 | -0.46015 | 0 | 99.4083 | 0 |  |  | 11.5689 |  | 0.32976 | 32.976 | 0 | 0.9203 | 2014-04-26 13:00 | 12230 | 12.23
|  | 2014-04-26 19:45:03 | 34.3423 | 2.7982 | 11.1927 | 7.5833 | 7.5833 | 0.72233 | 0.72233 | 0.7205 | 0.7205 | 0.0952 | 0.0952 | 12.3082 | 12.3082 | -1.7201 | -0.86007 | 0 | 98.5483 | 0 |  |  | 11.5284 |  | 0.32591 | 32.5915 | 0 | 1.7201 | 2014-04-26 13:30 | 12308.1667 | 12.3082
|  | 2014-04-26 20:15:02 | 33.778 | 2.4897 | 9.9587 | 7.4688 | 7.4688 | 0.69883 | 0.69883 | 0.72917 | 0.72917 | 0.008 | 0.008 | 12.1175 | 12.1175 | -2.797 | -1.3985 | 0 | 97.1498 | 0 |  |  | 10.8549 |  | 0.29483 | 29.4827 | 0 | 2.797 | 2014-04-26 14:00 | 12117.5 | 12.1175
|  | 2014-04-26 20:45:02 | 32.7158 | 2.4818 | 9.9273 | 7.4647 | 7.4647 | 0.675 | 0.675 | 0.7405 | 0.7405 | 0.008 | 0.008 | 11.8522 | 11.8522 | -2.0482 | -1.0241 | 0 | 96.1257 | 0 |  |  | 8.9346 |  | 0.30344 | 30.3441 | 0 | 2.0482 | 2014-04-26 14:30 | 11852.1667 | 11.8522
|  | 2014-04-26 21:15:02 | 31.4843 | 2.4095 | 9.638 | 7.4727 | 7.4727 | 0.659 | 0.659 | 0.75233 | 0.75233 | 0 | 0 | 11.49 | 11.49 | -1.4723 | -0.73617 | 0 | 95.3895 | 0 |  |  | 10.5054 |  | 0.30612 | 30.6121 | 0 | 1.4723 | 2014-04-26 15:00 | 11490 | 11.49
|  | 2014-04-26 21:45:01 | 30.0848 | 2.4517 | 9.8067 | 7.6478 | 7.6478 | 0.59267 | 0.59267 | 0.748 | 0.748 | 0 | 0 | 10.4382 | 10.4382 | -0.8515 | -0.42575 | 0 | 94.9638 | 0 |  |  | 9.6105 |  | 0.32597 | 32.5967 | 0 | 0.8515 | 2014-04-26 15:30 | 10438.1667 | 10.4382
|  | 2014-04-26 22:15:04 | 28.3363 | 2.2607 | 9.0427 | 7.6862 | 7.6862 | 0.29883 | 0.29883 | 0.76067 | 0.76067 | 0 | 0 | 10.0165 | 10.0165 | -0.5315 | -0.26575 | 0 | 94.698 | 0 |  |  | 8.9522 |  | 0.31912 | 31.9119 | 0 | 0.5315 | 2014-04-26 16:00 | 10016.5 | 10.0165
|  | 2014-04-26 22:45:02 | 26.8582 | 2.1098 | 8.4393 | 7.6923 | 7.6923 | 0.3 | 0.3 | 0.7645 | 0.7645 | 0 | 0 | 9.4732 | 9.4732 | -0.18883 | -0.094417 | 0 | 94.6036 | 0 |  |  | 8.2705 |  | 0.31422 | 31.4219 | 0 | 0.18883 | 2014-04-26 16:30 | 9473.1667 | 9.4732
|  | 2014-04-26 23:15:02 | 25.906 | 2.0772 | 8.3087 | 7.6925 | 7.6925 | 0.29933 | 0.29933 | 0.7625 | 0.7625 | 0 | 0 | 9.3092 | 9.3092 | 0.46617 | 0.23308 | 0 | 94.8367 | 0 |  |  | 8.4748 |  | 0.32072 | 32.0724 | 0 | 0 | 2014-04-26 17:00 | 9309.1667 | 9.3092
|  | 2014-04-26 23:45:02 | 25.534 | 1.8547 | 7.4187 | 7.6895 | 7.6895 | 0.29883 | 0.29883 | 0.75567 | 0.75567 | 0 | 0 | 9.2053 | 9.2053 | -0.166 | -0.083 | 0 | 94.7537 | 0 |  |  | 6.6768 |  | 0.29054 | 29.0541 | 0 | 0.166 | 2014-04-26 17:30 | 9205.3333 | 9.2053
|  | 2014-04-27 00:15:01 | 25.6877 | 1.749 | 6.996 | 7.6917 | 7.6917 | 0.29817 | 0.29817 | 0.7445 | 0.7445 | 0 | 0 | 9.3977 | 9.3977 | -0.55967 | -0.27983 | 0 | 94.4739 | 0 |  |  | 6.7861 |  | 0.27235 | 27.2349 | 0 | 0.55967 | 2014-04-26 18:00 | 9397.6667 | 9.3977
|  | 2014-04-27 00:45:01 | 25.8457 | 1.8168 | 7.2673 | 7.6918 | 7.6918 | 0.29783 | 0.29783 | 0.74417 | 0.74417 | 0 | 0 | 9.3008 | 9.3008 | -0.54367 | -0.27183 | 0 | 94.202 | 0 |  |  | 6.904 |  | 0.28118 | 28.1182 | 0 | 0.54367 | 2014-04-26 18:30 | 9300.8333 | 9.3008
|  | 2014-04-27 01:15:02 | 25.4435 | 1.7938 | 7.1753 | 7.6883 | 7.6883 | 0.29833 | 0.29833 | 0.745 | 0.745 | 0 | 0 | 9.0458 | 9.0458 | -0.49067 | -0.24533 | 0 | 93.9567 | 0 |  |  | 7.8929 |  | 0.28201 | 28.201 | 0 | 0.49067 | 2014-04-26 19:00 | 9045.8333 | 9.0458
|  | 2014-04-27 01:45:02 | 24.964 | 1.717 | 6.868 | 7.676 | 7.676 | 0.2985 | 0.2985 | 0.74583 | 0.74583 | 0 | 0 | 8.5913 | 8.5913 | -0.78433 | -0.39217 | 0 | 93.5645 | 0 |  |  | 6.3872 |  | 0.27512 | 27.5116 | 0 | 0.78433 | 2014-04-26 19:30 | 8591.3333 | 8.5913
|  | 2014-04-27 02:15:04 | 24.5973 | 1.6595 | 6.638 | 7.6513 | 7.6513 | 0.2985 | 0.2985 | 0.745 | 0.745 | 0 | 0 | 8.4425 | 8.4425 | -0.822 | -0.411 | 0 | 93.1535 | 0 |  |  | 6.9035 |  | 0.26987 | 26.9867 | 0 | 0.822 | 2014-04-26 20:00 | 8442.5 | 8.4425
|  | 2014-04-27 02:45:02 | 24.3065 | 1.6795 | 6.718 | 7.4867 | 7.4867 | 0.29783 | 0.29783 | 0.74517 | 0.74517 | 0 | 0 | 8.5038 | 8.5038 | -0.555 | -0.2775 | 0 | 92.876 | 0 |  |  | 6.3149 |  | 0.27639 | 27.6387 | 0 | 0.555 | 2014-04-26 20:30 | 8503.8333 | 8.5038
|  | 2014-04-27 03:15:02 | 24.0947 | 1.7812 | 7.1247 | 7.4722 | 7.4722 | 0.29767 | 0.29767 | 0.74483 | 0.74483 | 0 | 0 | 8.107 | 8.107 | -0.34833 | -0.17417 | 0 | 92.7019 | 0 |  |  | 6.6972 |  | 0.29569 | 29.5695 | 0 | 0.34833 | 2014-04-26 21:00 | 8107 | 8.107
|  | 2014-04-27 03:45:03 | 23.8482 | 1.864 | 7.456 | 7.4692 | 7.4692 | 0.29867 | 0.29867 | 0.746 | 0.746 | 0 | 0 | 7.7517 | 7.7517 | -0.12667 | -0.063333 | 0 | 92.6385 | 0 |  |  | 8.0525 |  | 0.31264 | 31.2645 | 0 | 0.12667 | 2014-04-26 21:30 | 7751.6667 | 7.7517
|  | 2014-04-27 04:15:02 | 23.7603 | 1.8725 | 7.49 | 7.596 | 7.596 | 0.30833 | 0.30833 | 0.76417 | 0.76417 | 0 | 0 | 7.2982 | 7.2982 | -0.30367 | -0.15183 | 0 | 92.4867 | 0 |  |  | 6.9657 |  | 0.31523 | 31.5231 | 0 | 0.30367 | 2014-04-26 22:00 | 7298.1667 | 7.2982
|  | 2014-04-27 04:45:04 | 23.4665 | 1.7693 | 7.0773 | 7.6915 | 7.6915 | 0.30783 | 0.30783 | 0.764 | 0.764 | 0 | 0 | 7.168 | 7.168 | -0.45783 | -0.22892 | 0 | 92.2578 | 0 |  |  | 7.3604 |  | 0.30159 | 30.1593 | 0 | 0.45783 | 2014-04-26 22:30 | 7168 | 7.168
|  | 2014-04-27 05:15:01 | 23.8923 | 1.694 | 6.776 | 7.6862 | 7.6862 | 0.308 | 0.308 | 0.74733 | 0.74733 | 0 | 0 | 7.6337 | 7.6337 | -0.74117 | -0.37058 | 0 | 91.8872 | 0 |  |  | 7.1826 |  | 0.28361 | 28.3606 | 0 | 0.74117 | 2014-04-26 23:00 | 7633.6667 | 7.6337
|  | 2014-04-27 05:45:02 | 24.6415 | 1.7665 | 7.066 | 7.6495 | 7.6495 | 0.31783 | 0.31783 | 0.742 | 0.742 | 0 | 0 | 8.1162 | 8.1162 | -0.75 | -0.375 | 0 | 91.5122 | 0 |  |  | 7.066 |  | 0.28675 | 28.6752 | 0 | 0.75 | 2014-04-26 23:30 | 8116.1667 | 8.1162
|  | 2014-04-27 06:15:04 | 25.7408 | 1.8943 | 7.5773 | 7.5602 | 7.5602 | 0.34467 | 0.34467 | 0.74267 | 0.74267 | 0.2516 | 0.2516 | 8.8563 | 8.8563 | -0.40807 | -0.20403 | 0 | 91.3082 | 0 |  |  | 6.9711 |  | 0.29437 | 29.437 | 0 | 0.40807 | 2014-04-27 | 8856.3333 | 8.8563
|  | 2014-04-27 06:45:02 | 26.5628 | 1.8168 | 7.2673 | 7.5552 | 7.5552 | 0.34883 | 0.34883 | 0.7445 | 0.7445 | 0.2516 | 0.2516 | 9.2165 | 9.2165 | -1.1789 | -0.58945 | 0 | 90.7187 | 0 |  |  | 7.7034 |  | 0.27359 | 27.359 | 0 | 1.1789 | 2014-04-27 00:30 | 9216.5 | 9.2165
|  | 2014-04-27 07:15:03 | 27.6803 | 1.7962 | 7.1847 | 7.5642 | 7.5642 | 0.4245 | 0.4245 | 0.74667 | 0.74667 | 0.7052 | 0.7052 | 9.545 | 9.545 | -1.5101 | -0.75507 | 0 | 89.9636 | 0 |  |  | 6.538 |  | 0.25956 | 25.9559 | 0 | 1.5101 | 2014-04-27 01:00 | 9545 | 9.545
|  | 2014-04-27 07:45:03 | 29.089 | 1.5383 | 6.1533 | 7.5595 | 7.5595 | 0.47267 | 0.47267 | 0.74467 | 0.74467 | 0.7052 | 0.7052 | 10.169 | 10.169 | -3.2846 | -1.6423 | 0 | 88.3213 | 0 |  |  | 5.7226 |  | 0.21153 | 21.1535 | 0 | 3.2846 | 2014-04-27 01:30 | 10169 | 10.169
|  | 2014-04-27 08:15:04 | 30.9148 | 1.4233 | 5.6933 | 7.553 | 7.553 | 0.51367 | 0.51367 | 0.74417 | 0.74417 | 1.1972 | 1.1972 | 10.7963 | 10.7963 | -4.4171 | -2.2086 | 0 | 86.1128 | 0 |  |  | 5.5225 |  | 0.18416 | 18.4162 | 0 | 4.4171 | 2014-04-27 02:00 | 10796.3333 | 10.7963
|  | 2014-04-27 08:45:03 | 32.0248 | 1.2113 | 4.8453 | 7.5462 | 7.5462 | 0.6475 | 0.6475 | 0.73333 | 0.73333 | 1.1972 | 1.1972 | 11.3938 | 11.3938 | -5.6615 | -2.8307 | 0 | 83.282 | 0 |  |  | 5.0876 |  | 0.1513 | 15.1299 | 0 | 5.6615 | 2014-04-27 02:30 | 11393.8333 | 11.3938
|  | 2014-04-27 09:15:03 | 32.8737 | 1.131 | 4.524 | 7.4698 | 7.4698 | 0.61567 | 0.61567 | 0.7315 | 0.7315 | 2.3872 | 2.3872 | 11.98 | 11.98 | -5.1655 | -2.5827 | 0 | 80.6993 | 0 |  |  | 4.1621 |  | 0.13762 | 13.7618 | 0 | 5.1655 | 2014-04-27 03:00 | 11980 | 11.98
|  | 2014-04-27 09:45:02 | 33.315 | 1.1008 | 4.4033 | 7.4612 | 7.4612 | 0.6445 | 0.6445 | 0.713 | 0.713 | 2.3872 | 2.3872 | 11.918 | 11.918 | -5.7878 | -2.8939 | 0 | 77.8054 | 0 |  |  | 4.1391 |  | 0.13217 | 13.2173 | 0 | 5.7878 | 2014-04-27 03:30 | 11918 | 11.918
|  | 2014-04-27 10:15:05 | 33.6835 | 1.0778 | 4.3113 | 7.4602 | 7.4602 | 0.72283 | 0.72283 | 0.709 | 0.709 | 3.798 | 3.798 | 11.8797 | 11.8797 | -4.8025 | -2.4013 | 0 | 75.4041 | 0 |  |  | 4.4407 |  | 0.128 | 12.7995 | 0 | 4.8025 | 2014-04-27 04:00 | 11879.6667 | 11.8797
|  | 2014-04-27 10:45:02 | 33.8483 | 1.0693 | 4.2773 | 7.0258 | 7.0258 | 0.769 | 0.769 | 0.709 | 0.709 | 3.798 | 3.798 | 11.9785 | 11.9785 | -5.2907 | -2.6453 | 0 | 72.7588 | 0 |  |  | 3.9351 |  | 0.12637 | 12.6368 | 0 | 5.2907 | 2014-04-27 04:30 | 11978.5 | 11.9785
|  | 2014-04-27 11:15:02 | 33.9165 | 1.0277 | 4.1107 | 6.9218 | 6.9218 | 0.772 | 0.772 | 0.70967 | 0.70967 | 5.6632 | 5.6632 | 11.9157 | 11.9157 | -3.8235 | -1.9117 | 0 | 70.8471 | 0 |  |  | 3.864 |  | 0.1212 | 12.12 | 0 | 3.8235 | 2014-04-27 05:00 | 11915.6667 | 11.9157
|  | 2014-04-27 11:45:03 | 33.748 | 0.98883 | 3.9553 | 6.9813 | 6.9813 | 0.73267 | 0.73267 | 0.71 | 0.71 | 5.6632 | 5.6632 | 11.8635 | 11.8635 | -3.842 | -1.921 | 0 | 68.9261 | 0 |  |  | 4.3113 |  | 0.1172 | 11.7202 | 0 | 3.842 | 2014-04-27 05:30 | 11863.5 | 11.8635
|  | 2014-04-27 12:15:02 | 33.3667 | 0.95467 | 3.8187 | 7.0332 | 7.0332 | 0.68783 | 0.68783 | 0.70967 | 0.70967 | 6.1648 | 6.1648 | 11.8525 | 11.8525 | -3.1 | -1.55 | 0 | 67.3761 | 0 |  |  | 4.2005 |  | 0.11445 | 11.4446 | 0 | 3.1 | 2014-04-27 06:00 | 11852.5 | 11.8525
|  | 2014-04-27 12:45:02 | 33.2443 | 0.96217 | 3.8487 | 7.0908 | 7.0908 | 0.688 | 0.688 | 0.70933 | 0.70933 | 6.1648 | 6.1648 | 11.8742 | 11.8742 | -2.8685 | -1.4343 | 0 | 65.9418 | 0 |  |  | 4.1181 |  | 0.11577 | 11.5769 | 0 | 2.8685 | 2014-04-27 06:30 | 11874.1667 | 11.8742
|  | 2014-04-27 13:15:02 | 33.1422 | 1.0485 | 4.194 | 7.1168 | 7.1168 | 0.68733 | 0.68733 | 0.70883 | 0.70883 | 6.5052 | 6.5052 | 12.018 | 12.018 | -1.912 | -0.95598 | 0 | 64.9858 | 0 |  |  | 3.9004 |  | 0.12655 | 12.6546 | 0 | 1.912 | 2014-04-27 07:00 | 12018 | 12.018
|  | 2014-04-27 13:45:02 | 32.844 | 1.176 | 4.704 | 7.1515 | 7.1515 | 0.63383 | 0.63383 | 0.71033 | 0.71033 | 6.5052 | 6.5052 | 12.339 | 12.339 | -0.80013 | -0.40007 | 0 | 64.5857 | 0 |  |  | 4.3747 |  | 0.14322 | 14.3223 | 0 | 0.80013 | 2014-04-27 07:30 | 12339 | 12.339
|  | 2014-04-27 14:15:03 | 32.9482 | 1.2243 | 4.8973 | 7.1498 | 7.1498 | 0.444 | 0.444 | 0.7065 | 0.7065 | 5.1184 | 5.1184 | 12.4767 | 12.4767 | -2.1554 | -1.0777 | 0 | 63.508 | 0 |  |  | 4.9463 |  | 0.14864 | 14.8638 | 0 | 2.1554 | 2014-04-27 08:00 | 12476.6667 | 12.4767
|  | 2014-04-27 14:45:02 | 33.111 | 1.2648 | 5.0593 | 7.1543 | 7.1543 | 0.392 | 0.392 | 0.70733 | 0.70733 | 5.1184 | 5.1184 | 12.4848 | 12.4848 | -2.1948 | -1.0974 | 0 | 62.4106 | 0 |  |  | 5.4641 |  | 0.1528 | 15.2799 | 0 | 2.1948 | 2014-04-27 08:30 | 12484.8333 | 12.4848
|  | 2014-04-27 15:15:02 | 33.8435 | 1.2265 | 4.906 | 7.151 | 7.151 | 0.4675 | 0.4675 | 0.70717 | 0.70717 | 6.9212 | 6.9212 | 12.59 | 12.59 | -1.1006 | -0.55032 | 0 | 61.8603 | 0 |  |  | 4.7098 |  | 0.14496 | 14.4961 | 0 | 1.1006 | 2014-04-27 09:00 | 12590 | 12.59
|  | 2014-04-27 15:45:02 | 34.5952 | 1.3707 | 5.4827 | 7.1485 | 7.1485 | 0.65633 | 0.65633 | 0.70917 | 0.70917 | 6.9212 | 6.9212 | 12.6965 | 12.6965 | -0.9808 | -0.4904 | 0 | 61.3699 | 0 |  |  | 5.8665 |  | 0.15848 | 15.8481 | 0 | 0.9808 | 2014-04-27 09:30 | 12696.5 | 12.6965
|  | 2014-04-27 16:15:03 | 35.0708 | 1.3747 | 5.4987 | 7.1493 | 7.1493 | 0.70567 | 0.70567 | 0.71317 | 0.71317 | 5.1912 | 5.1912 | 12.7187 | 12.7187 | -3.0941 | -1.5471 | 0 | 59.8229 | 0 |  |  | 5.3887 |  | 0.15679 | 15.6787 | 0 | 3.0941 | 2014-04-27 10:00 | 12718.6667 | 12.7187
|  | 2014-04-27 16:45:02 | 35.2587 | 1.3523 | 5.4093 | 7.167 | 7.167 | 0.707 | 0.707 | 0.72017 | 0.72017 | 5.1912 | 5.1912 | 12.729 | 12.729 | -3.335 | -1.6675 | 0 | 58.1554 | 0 |  |  | 5.7339 |  | 0.15342 | 15.3419 | 0 | 3.335 | 2014-04-27 10:30 | 12729 | 12.729
|  | 2014-04-27 17:15:02 | 35.3315 | 1.4648 | 5.8593 | 7.1725 | 7.1725 | 0.70933 | 0.70933 | 0.72033 | 0.72033 | 3.5828 | 3.5828 | 12.7263 | 12.7263 | -4.5609 | -2.2804 | 0 | 55.8749 | 0 |  |  | 5.4492 |  | 0.16584 | 16.5839 | 0 | 4.5609 | 2014-04-27 11:00 | 12726.3333 | 12.7263
|  | 2014-04-27 17:45:02 | 35.4427 | 1.45 | 5.8 | 7.1618 | 7.1618 | 0.70617 | 0.70617 | 0.7205 | 0.7205 | 3.5828 | 3.5828 | 12.7047 | 12.7047 | -4.7667 | -2.3833 | 0 | 53.4916 | 0 |  |  | 5.684 |  | 0.16364 | 16.3645 | 0 | 4.7667 | 2014-04-27 11:30 | 12704.6667 | 12.7047
|  | 2014-04-27 18:15:03 | 35.4442 | 1.3832 | 5.5327 | 7.169 | 7.169 | 0.6965 | 0.6965 | 0.71733 | 0.71733 | 1.746 | 1.746 | 12.6925 | 12.6925 | -6.8902 | -3.4451 | 0 | 50.0465 | 0 |  |  | 5.5327 |  | 0.1561 | 15.6095 | 0 | 6.8902 | 2014-04-27 12:00 | 12692.5 | 12.6925
|  | 2014-04-27 18:45:02 | 35.3752 | 1.2957 | 5.1827 | 7.1617 | 7.1617 | 0.69633 | 0.69633 | 0.71 | 0.71 | 1.746 | 1.746 | 12.772 | 12.772 | -7.1065 | -3.5532 | 0 | 46.4933 | 0 |  |  | 4.9754 |  | 0.14651 | 14.6506 | 0 | 7.1065 | 2014-04-27 12:30 | 12772 | 12.772
|  | 2014-04-27 19:15:02 | 35.7983 | 1.1585 | 4.634 | 7.1637 | 7.1637 | 0.72117 | 0.72117 | 0.7095 | 0.7095 | 0.2752 | 0.2752 | 12.822 | 12.822 | -9.4728 | -4.7364 | 0 | 41.7569 | 0 |  |  | 4.773 |  | 0.12945 | 12.9447 | 0 | 9.4728 | 2014-04-27 13:00 | 12822 | 12.822
|  | 2014-04-27 19:45:02 | 36.331 | 1.2623 | 5.0493 | 7.1663 | 7.1663 | 0.78683 | 0.78683 | 0.70833 | 0.70833 | 0.2752 | 0.2752 | 12.6498 | 12.6498 | -9.6951 | -4.8476 | 0 | 36.9093 | 0 |  |  | 5.2513 |  | 0.13898 | 13.8981 | 0 | 9.6951 | 2014-04-27 13:30 | 12649.8333 | 12.6498
|  | 2014-04-27 20:15:02 | 35.6683 | 1.2727 | 5.0907 | 7.1743 | 7.1743 | 0.75533 | 0.75533 | 0.706 | 0.706 | 0.1 | 0.1 | 12.3888 | 12.3888 | -9.4532 | -4.7266 | 0 | 32.1827 | 0 |  |  | 5.447 |  | 0.14272 | 14.2722 | 0 | 9.4532 | 2014-04-27 14:00 | 12388.8333 | 12.3888
|  | 2014-04-27 20:45:03 | 34.282 | 1.1895 | 4.758 | 7.17 | 7.17 | 0.6755 | 0.6755 | 0.70533 | 0.70533 | 0.1 | 0.1 | 12.2878 | 12.2878 | -8.5853 | -4.2927 | 0 | 27.8901 | 0 |  |  | 4.758 |  | 0.13879 | 13.879 | 0 | 8.5853 | 2014-04-27 14:30 | 12287.8333 | 12.2878
|  | 2014-04-27 21:15:02 | 32.6572 | 1.0675 | 4.27 | 7.1733 | 7.1733 | 0.56433 | 0.56433 | 0.709 | 0.709 | 0 | 0 | 12.1645 | 12.1645 | -7.776 | -3.888 | 0 | 24.0021 | 0 |  |  | 4.0138 |  | 0.13075 | 13.0752 | 0 | 7.776 | 2014-04-27 15:00 | 12164.5 | 12.1645
|  | 2014-04-27 21:45:02 | 30.5437 | 1.0315 | 4.126 | 7.1697 | 7.1697 | 0.54683 | 0.54683 | 0.70017 | 0.70017 | 0 | 0 | 11.9388 | 11.9388 | -6.0622 | -3.0311 | 0 | 20.971 | 0 |  |  | 4.4973 |  | 0.13509 | 13.5085 | 0 | 6.0622 | 2014-04-27 15:30 | 11938.8333 | 11.9388
|  | 2014-04-27 22:15:04 | 28.9317 | 0.9555 | 3.822 | 7.1663 | 7.1663 | 0.49267 | 0.49267 | 0.69983 | 0.69983 | 0 | 0 | 11.5712 | 11.5712 | -5.1797 | -2.5898 | 0 | 18.3811 | 0 |  |  | 3.822 |  | 0.1321 | 13.2104 | 0 | 5.1797 | 2014-04-27 16:00 | 11571.1667 | 11.5712
|  | 2014-04-27 22:45:02 | 27.805 | 0.86867 | 3.4747 | 7.1868 | 7.1868 | 0.49167 | 0.49167 | 0.69933 | 0.69933 | 0 | 0 | 11.2822 | 11.2822 | -4.6703 | -2.3352 | 0 | 16.046 | 0 |  |  | 3.3357 |  | 0.12497 | 12.4966 | 0 | 4.6703 | 2014-04-27 16:30 | 11282.1667 | 11.2822
|  | 2014-04-27 23:15:02 | 27.1563 | 0.81417 | 3.2567 | 7.2015 | 7.2015 | 0.49 | 0.49 | 0.69817 | 0.69817 | 0 | 0 | 10.8275 | 10.8275 | -4.6825 | -2.3412 | 0 | 13.7047 | 0 |  |  | 2.9636 |  | 0.11992 | 11.9923 | 0 | 4.6825 | 2014-04-27 17:00 | 10827.5 | 10.8275
|  | 2014-04-27 23:45:02 | 26.6817 | 0.6675 | 2.67 | 7.2063 | 7.2063 | 0.42283 | 0.42283 | 0.699 | 0.699 | 0 | 0 | 10.854 | 10.854 | -4.8295 | -2.4148 | 0 | 11.29 | 0 |  |  | 2.6433 |  | 0.10007 | 10.0069 | 0 | 4.8295 | 2014-04-27 17:30 | 10854 | 10.854
|  | 2014-04-28 00:15:10 | 26.7913 | 0.58233 | 2.3293 | 7.2132 | 7.2132 | 0.2825 | 0.2825 | 0.69917 | 0.69917 | 0 | 0 | 11.1478 | 11.1478 | -5.1193 | -2.5597 | 0 | 8.7303 | 0 |  |  | 2.5157 |  | 0.086944 | 8.6944 | 0 | 5.1193 | 2014-04-27 18:00 | 11147.8333 | 11.1478
|  | 2014-04-28 00:45:02 | 27.0987 | 0.557 | 2.228 | 7.2188 | 7.2188 | 0.27583 | 0.27583 | 0.6995 | 0.6995 | 0 | 0 | 11.2753 | 11.2753 | -5.4012 | -2.7006 | 0 | 6.0297 | 0 |  |  | 2.4285 |  | 0.082218 | 8.2218 | 0 | 5.4012 | 2014-04-27 18:30 | 11275.3333 | 11.2753
|  | 2014-04-28 01:15:02 | 26.9138 | 0.49667 | 1.9867 | 7.2215 | 7.2215 | 0.27217 | 0.27217 | 0.71067 | 0.71067 | 0 | 0 | 11.2232 | 11.2232 | -5.4997 | -2.7498 | 0 | 3.2799 | 0 |  |  | 1.9867 |  | 0.073816 | 7.3816 | 0 | 5.4997 | 2014-04-27 19:00 | 11223.1667 | 11.2232
|  | 2014-04-28 01:45:02 | 26.6203 | 0.45967 | 1.8387 | 7.225 | 7.225 | 0.2695 | 0.2695 | 0.71883 | 0.71883 | 0 | 0 | 11.1073 | 11.1073 | -5.461 | -2.7305 | 0 | 0.54938 | 0 |  |  | 1.71 |  | 0.06907 | 6.907 | 0 | 5.461 | 2014-04-27 19:30 | 11107.3333 | 11.1073
|  | 2014-04-28 02:15:02 | 26.4212 | 0.47433 | 1.8973 | 7.2258 | 7.2258 | 0.26967 | 0.26967 | 0.71817 | 0.71817 | 0 | 0 | 11.2468 | 11.2468 | -5.0633 | -2.5317 | 0 | 0 | 0 |  |  | 2.0681 |  | 0.071811 | 7.1811 | 0 | 1.0988 | 2014-04-27 20:00 | 11246.8333 | 11.2468
|  | 2014-04-28 02:45:03 | 26.2848 | 0.47533 | 1.9013 | 7.2257 | 7.2257 | 0.26967 | 0.26967 | 0.72367 | 0.72367 | 0 | 0 | 11.2362 | 11.2362 | -4.9283 | -2.4642 | 2.5317 | 0 | 0 |  |  | 1.7682 |  | 0.072336 | 7.2336 | 5.0633 | 0 | 2014-04-27 20:30 | 11236.1667 | 11.2362
|  | 2014-04-28 03:15:03 | 26.2025 | 0.45217 | 1.8087 | 7.2278 | 7.2278 | 0.271 | 0.271 | 0.85467 | 0.85467 | 0 | 0 | 10.9148 | 10.9148 | -5.1255 | -2.5627 | 2.4642 | 0 | 0 |  |  | 1.9895 |  | 0.069026 | 6.9026 | 4.9283 | 0 | 2014-04-27 21:00 | 10914.8333 | 10.9148
|  | 2014-04-28 03:45:01 | 26.3938 | 0.42033 | 1.6813 | 7.2208 | 7.2208 | 0.29983 | 0.29983 | 0.93783 | 0.93783 | 0 | 0 | 10.9622 | 10.9622 | -5.2918 | -2.6459 | 2.5627 | 0 | 0 |  |  | 1.53 |  | 0.063702 | 6.3702 | 5.1255 | 0 | 2014-04-27 21:30 | 10962.1667 | 10.9622
|  | 2014-04-28 04:15:02 | 27.0277 | 0.42433 | 1.6973 | 7.2268 | 7.2268 | 0.33883 | 0.33883 | 1.0185 | 1.0185 | 0 | 0 | 11.3355 | 11.3355 | -5.4107 | -2.7053 | 2.6459 | 0 | 0 |  |  | 1.6804 |  | 0.0628 | 6.28 | 5.2918 | 0 | 2014-04-27 22:00 | 11335.5 | 11.3355
|  | 2014-04-28 04:45:03 | 27.5762 | 0.42483 | 1.6993 | 7.2235 | 7.2235 | 0.33867 | 0.33867 | 1.0558 | 1.0558 | 0 | 0 | 11.4478 | 11.4478 | -5.811 | -2.9055 | 2.7053 | 0 | 0 |  |  | 1.5464 |  | 0.061623 | 6.1623 | 5.4107 | 0 | 2014-04-27 22:30 | 11447.8333 | 11.4478
|  | 2014-04-28 05:15:02 | 29.5365 | 0.41817 | 1.6727 | 7.2298 | 7.2298 | 0.33917 | 0.33917 | 1.0573 | 1.0573 | 0 | 0 | 12.2702 | 12.2702 | -6.9673 | -3.4837 | 2.9055 | 0 | 0 |  |  | 1.5723 |  | 0.05663 | 5.663 | 5.811 | 0 | 2014-04-27 23:00 | 12270.1667 | 12.2702
|  | 2014-04-28 05:45:02 | 32.6952 | 0.39467 | 1.5787 | 7.2322 | 7.2322 | 0.37683 | 0.37683 | 1.0592 | 1.0592 | 0 | 0 | 12.6772 | 12.6772 | -9.7712 | -4.8856 | 3.4837 | 0 | 0 |  |  | 1.4839 |  | 0.048284 | 4.8284 | 6.9673 | 0 | 2014-04-27 23:30 | 12677.1667 | 12.6772
|  | 2014-04-28 06:15:02 | 36.5017 | 0.338 | 1.352 | 7.225 | 7.225 | 0.44033 | 0.44033 | 1.0592 | 1.0592 | 0.4864 | 0.4864 | 13.349 | 13.349 | -12.5898 | -6.2949 | 4.8856 | 0 | 0 |  |  | 1.4331 |  | 0.037039 | 3.7039 | 9.7712 | 0 | 2014-04-28 | 13349 | 13.349
|  | 2014-04-28 06:45:03 | 38.5405 | 0.363 | 1.452 | 7.225 | 7.225 | 0.54283 | 0.54283 | 1.0575 | 1.0575 | 0.4864 | 0.4864 | 13.6885 | 13.6885 | -14.0883 | -7.0441 | 6.2949 | 0 | 0 |  |  | 1.3358 |  | 0.037675 | 3.7675 | 12.5898 | 0 | 2014-04-28 00:30 | 13688.5 | 13.6885
|  | 2014-04-28 07:15:01 | 39.5678 | 0.35283 | 1.4113 | 7.2225 | 7.2225 | 0.5905 | 0.5905 | 1.0457 | 1.0457 | 1.1444 | 1.1444 | 13.7888 | 13.7888 | -14.3646 | -7.1823 | 7.0441 | 0 | 0 |  |  | 1.3267 |  | 0.035669 | 3.5669 | 14.0883 | 0 | 2014-04-28 01:00 | 13788.8333 | 13.7888
|  | 2014-04-28 07:45:02 | 39.7067 | 0.32467 | 1.2987 | 7.2313 | 7.2313 | 0.57567 | 0.57567 | 1.044 | 1.044 | 1.1444 | 1.1444 | 13.7275 | 13.7275 | -14.6851 | -7.3425 | 7.1823 | 0 | 0 |  |  | 1.1688 |  | 0.032707 | 3.2707 | 14.3646 | 0 | 2014-04-28 01:30 | 13727.5 | 13.7275
|  | 2014-04-28 08:15:03 | 40.2888 | 0.2735 | 1.094 | 7.1508 | 7.1508 | 0.58867 | 0.58867 | 1.0708 | 1.0708 | 2.3276 | 2.3276 | 13.6245 | 13.6245 | -14.4324 | -7.2162 | 7.3425 | 0 | 0 |  |  | 1.2034 |  | 0.027154 | 2.7154 | 14.6851 | 0 | 2014-04-28 02:00 | 13624.5 | 13.6245
|  | 2014-04-28 08:45:02 | 40.2568 | 0.222 | 0.888 | 7.0438 | 7.0438 | 0.587 | 0.587 | 1.0685 | 1.0685 | 2.3276 | 2.3276 | 13.9188 | 13.9188 | -14.4231 | -7.2115 | 7.2162 | 0 | 0 |  |  | 0.96792 |  | 0.022058 | 2.2058 | 14.4324 | 0 | 2014-04-28 02:30 | 13918.8333 | 13.9188
|  | 2014-04-28 09:15:03 | 40.2135 | 0.25783 | 1.0313 | 7.032 | 7.032 | 0.4645 | 0.4645 | 1.0773 | 1.0773 | 2.9836 | 2.9836 | 14.0695 | 14.0695 | -13.5552 | -6.7776 | 7.2115 | 0 | 0 |  |  | 1.1035 |  | 0.025646 | 2.5646 | 14.4231 | 0 | 2014-04-28 03:00 | 14069.5 | 14.0695
|  | 2014-04-28 09:45:06 | 40.2513 | 0.30517 | 1.2207 | 7.024 | 7.024 | 0.43667 | 0.43667 | 1.0888 | 1.0888 | 2.9836 | 2.9836 | 14.0458 | 14.0458 | -13.4517 | -6.7259 | 6.7776 | 0 | 0 |  |  | 1.2451 |  | 0.030326 | 3.0326 | 13.5552 | 0 | 2014-04-28 03:30 | 14045.8333 | 14.0458
|  | 2014-04-28 10:15:02 | 40.1118 | 0.29283 | 1.1713 | 7.0118 | 7.0118 | 0.438 | 0.438 | 1.0948 | 1.0948 | 4.1628 | 4.1628 | 14.0712 | 14.0712 | -12.1619 | -6.0809 | 6.7259 | 0 | 0 |  |  | 1.265 |  | 0.029202 | 2.9202 | 13.4517 | 0 | 2014-04-28 04:00 | 14071.1667 | 14.0712
|  | 2014-04-28 10:45:02 | 40.1522 | 0.29917 | 1.1967 | 7.013 | 7.013 | 0.4415 | 0.4415 | 1.1022 | 1.1022 | 4.1628 | 4.1628 | 14.087 | 14.087 | -12.149 | -6.0745 | 6.0809 | 0 | 0 |  |  | 1.2445 |  | 0.029803 | 2.9803 | 12.1619 | 0 | 2014-04-28 04:30 | 14087 | 14.087
|  | 2014-04-28 11:15:03 | 40.025 | 0.29283 | 1.1713 | 7.0138 | 7.0138 | 0.4555 | 0.4555 | 1.1097 | 1.1097 | 6.4872 | 6.4872 | 14.0815 | 14.0815 | -9.706 | -4.853 | 6.0745 | 0 | 0 |  |  | 1.2065 |  | 0.029265 | 2.9265 | 12.149 | 0 | 2014-04-28 05:00 | 14081.5 | 14.0815
|  | 2014-04-28 11:45:04 | 39.6288 | 0.257 | 1.028 | 7.0127 | 7.0127 | 0.45267 | 0.45267 | 1.1065 | 1.1065 | 6.4872 | 6.4872 | 14.1867 | 14.1867 | -9.3551 | -4.6776 | 4.853 | 0 | 0 |  |  | 1.0486 |  | 0.025941 | 2.5941 | 9.706 | 0 | 2014-04-28 05:30 | 14186.6667 | 14.1867
|  | 2014-04-28 12:15:02 | 39.4208 | 0.21167 | 0.84667 | 7.0197 | 7.0197 | 0.5065 | 0.5065 | 1.1082 | 1.1082 | 5.6816 | 5.6816 | 14.245 | 14.245 | -10.0132 | -5.0066 | 4.6776 | 0 | 0 |  |  | 0.762 |  | 0.021478 | 2.1478 | 9.3551 | 0 | 2014-04-28 06:00 | 14245 | 14.245
|  | 2014-04-28 12:45:01 | 39.1483 | 0.19283 | 0.77133 | 7.0175 | 7.0175 | 0.43083 | 0.43083 | 1.1062 | 1.1062 | 5.6816 | 5.6816 | 14.3042 | 14.3042 | -9.8367 | -4.9184 | 5.0066 | 0 | 0 |  |  | 0.75591 |  | 0.019703 | 1.9703 | 10.0132 | 0 | 2014-04-28 06:30 | 14304.1667 | 14.3042
|  | 2014-04-28 13:15:04 | 38.9298 | 0.18033 | 0.72133 | 7.0177 | 7.0177 | 0.42983 | 0.42983 | 1.1058 | 1.1058 | 5.6044 | 5.6044 | 14.188 | 14.188 | -9.8628 | -4.9314 | 4.9184 | 0 | 0 |  |  | 0.6492 |  | 0.018529 | 1.8529 | 9.8367 | 0 | 2014-04-28 07:00 | 14188 | 14.188
|  | 2014-04-28 13:45:01 | 38.5442 | 0.1735 | 0.694 | 7.0253 | 7.0253 | 0.43 | 0.43 | 1.1133 | 1.1133 | 5.6044 | 5.6044 | 14.1467 | 14.1467 | -9.5304 | -4.7652 | 4.9314 | 0 | 0 |  |  | 0.68012 |  | 0.018005 | 1.8005 | 9.8628 | 0 | 2014-04-28 07:30 | 14146.6667 | 14.1467
|  | 2014-04-28 14:15:02 | 38.3952 | 0.16133 | 0.64533 | 7.0252 | 7.0252 | 0.43033 | 0.43033 | 1.1122 | 1.1122 | 4.3404 | 4.3404 | 14.0408 | 14.0408 | -10.8009 | -5.4005 | 4.7652 | 0 | 0 |  |  | 0.63888 |  | 0.016808 | 1.6808 | 9.5304 | 0 | 2014-04-28 08:00 | 14040.8333 | 14.0408
|  | 2014-04-28 14:45:02 | 39.0455 | 0.15833 | 0.63333 | 7.0238 | 7.0238 | 0.45133 | 0.45133 | 1.1123 | 1.1123 | 4.3404 | 4.3404 | 13.328 | 13.328 | -12.1563 | -6.0781 | 5.4005 | 0 | 0 |  |  | 0.589 |  | 0.01622 | 1.622 | 10.8009 | 0 | 2014-04-28 08:30 | 13328 | 13.328
|  | 2014-04-28 15:15:02 | 39.5333 | 0.16833 | 0.67333 | 7.0275 | 7.0275 | 0.59983 | 0.59983 | 1.11 | 1.11 | 2.5828 | 2.5828 | 13.1262 | 13.1262 | -14.4137 | -7.2068 | 6.0781 | 0 | 0 |  |  | 0.67333 |  | 0.017032 | 1.7032 | 12.1563 | 0 | 2014-04-28 09:00 | 13126.1667 | 13.1262
|  | 2014-04-28 15:45:02 | 40.2352 | 0.17133 | 0.68533 | 7.026 | 7.026 | 0.61417 | 0.61417 | 1.118 | 1.118 | 2.5828 | 2.5828 | 13.1657 | 13.1657 | -15.0432 | -7.5216 | 7.2068 | 0 | 0 |  |  | 0.71275 |  | 0.017033 | 1.7033 | 14.4137 | 0 | 2014-04-28 09:30 | 13165.6667 | 13.1657
|  | 2014-04-28 16:15:03 | 40.3672 | 0.17983 | 0.71933 | 7.0295 | 7.0295 | 0.6005 | 0.6005 | 1.1228 | 1.1228 | 2.6192 | 2.6192 | 13.2113 | 13.2113 | -15.0645 | -7.5322 | 7.5216 | 0 | 0 |  |  | 0.77688 |  | 0.01782 | 1.782 | 15.0432 | 0 | 2014-04-28 10:00 | 13211.3333 | 13.2113
|  | 2014-04-28 16:45:03 | 40.3208 | 0.18783 | 0.75133 | 7.0248 | 7.0248 | 0.49817 | 0.49817 | 1.1238 | 1.1238 | 2.6192 | 2.6192 | 13.3443 | 13.3443 | -14.9591 | -7.4796 | 7.5322 | 0 | 0 |  |  | 0.81895 |  | 0.018634 | 1.8634 | 15.0645 | 0 | 2014-04-28 10:30 | 13344.3333 | 13.3443
|  | 2014-04-28 17:15:05 | 40.0728 | 0.2 | 0.8 | 7.0243 | 7.0243 | 0.49617 | 0.49617 | 1.1298 | 1.1298 | 1.5864 | 1.5864 | 13.4053 | 13.4053 | -15.6308 | -7.8154 | 7.4796 | 0 | 0 |  |  | 0.776 |  | 0.019964 | 1.9964 | 14.9591 | 0 | 2014-04-28 11:00 | 13405.3333 | 13.4053
|  | 2014-04-28 17:45:03 | 39.6478 | 0.19283 | 0.77133 | 7.0228 | 7.0228 | 0.49567 | 0.49567 | 1.1355 | 1.1355 | 1.5864 | 1.5864 | 13.3653 | 13.3653 | -15.2708 | -7.6354 | 7.8154 | 0 | 0 |  |  | 0.6942 |  | 0.019455 | 1.9455 | 15.6308 | 0 | 2014-04-28 11:30 | 13365.3333 | 13.3653
|  | 2014-04-28 18:15:03 | 39.2012 | 0.197 | 0.788 | 7.0232 | 7.0232 | 0.49317 | 0.49317 | 1.131 | 1.131 | 0.8168 | 0.8168 | 13.3392 | 13.3392 | -15.6099 | -7.8049 | 7.6354 | 0 | 0 |  |  | 0.7486 |  | 0.020101 | 2.0101 | 15.2708 | 0 | 2014-04-28 12:00 | 13339.1667 | 13.3392
|  | 2014-04-28 18:45:02 | 39.0023 | 0.1955 | 0.782 | 7.02 | 7.02 | 0.4825 | 0.4825 | 1.1307 | 1.1307 | 0.8168 | 0.8168 | 13.2973 | 13.2973 | -15.473 | -7.7365 | 7.8049 | 0 | 0 |  |  | 0.73508 |  | 0.02005 | 2.005 | 15.6099 | 0 | 2014-04-28 12:30 | 13297.3333 | 13.2973
|  | 2014-04-28 19:15:03 | 39.118 | 0.20133 | 0.80533 | 7.0197 | 7.0197 | 0.49717 | 0.49717 | 1.1282 | 1.1282 | 0.2128 | 0.2128 | 13.1592 | 13.1592 | -16.2957 | -8.1478 | 7.7365 | 0 | 0 |  |  | 0.7248 |  | 0.020587 | 2.0587 | 15.473 | 0 | 2014-04-28 13:00 | 13159.1667 | 13.1592
|  | 2014-04-28 19:45:02 | 39.921 | 0.20917 | 0.83667 | 7.026 | 7.026 | 0.528 | 0.528 | 1.1237 | 1.1237 | 0.2128 | 0.2128 | 12.9068 | 12.9068 | -17.287 | -8.6435 | 8.1478 | 0 | 0 |  |  | 0.8283 |  | 0.020958 | 2.0958 | 16.2957 | 0 | 2014-04-28 13:30 | 12906.8333 | 12.9068
|  | 2014-04-28 20:15:02 | 39.005 | 0.19917 | 0.79667 | 7.0578 | 7.0578 | 0.45167 | 0.45167 | 1.1243 | 1.1243 | 0.104 | 0.104 | 12.7953 | 12.7953 | -16.6752 | -8.3376 | 8.6435 | 0 | 0 |  |  | 0.8126 |  | 0.020425 | 2.0425 | 17.287 | 0 | 2014-04-28 14:00 | 12795.3333 | 12.7953
|  | 2014-04-28 20:45:02 | 37.1092 | 0.16467 | 0.65867 | 7.0633 | 7.0633 | 0.39333 | 0.39333 | 1.1262 | 1.1262 | 0.104 | 0.104 | 12.7915 | 12.7915 | -14.9722 | -7.4861 | 8.3376 | 0 | 0 |  |  | 0.5928 |  | 0.017749 | 1.7749 | 16.6752 | 0 | 2014-04-28 14:30 | 12791.5 | 12.7915
|  | 2014-04-28 21:15:01 | 34.973 | 0.1265 | 0.506 | 7.0622 | 7.0622 | 0.36267 | 0.36267 | 1.1285 | 1.1285 | 0 | 0 | 12.7303 | 12.7303 | -13.1833 | -6.5917 | 7.4861 | 0 | 0 |  |  | 0.4807 |  | 0.014468 | 1.4468 | 14.9722 | 0 | 2014-04-28 15:00 | 12730.3333 | 12.7303
|  | 2014-04-28 21:45:03 | 32.6848 | 0.12283 | 0.49133 | 7.0603 | 7.0603 | 0.3455 | 0.3455 | 1.1277 | 1.1277 | 0 | 0 | 12.3803 | 12.3803 | -11.2797 | -5.6398 | 6.5917 | 0 | 0 |  |  | 0.49625 |  | 0.015032 | 1.5032 | 13.1833 | 0 | 2014-04-28 15:30 | 12380.3333 | 12.3803
|  | 2014-04-28 22:15:03 | 30.965 | 0.10817 | 0.43267 | 7.0617 | 7.0617 | 0.289 | 0.289 | 1.1268 | 1.1268 | 0 | 0 | 11.8993 | 11.8993 | -10.1555 | -5.0777 | 5.6398 | 0 | 0 |  |  | 0.47593 |  | 0.013973 | 1.3973 | 11.2797 | 0 | 2014-04-28 16:00 | 11899.3333 | 11.8993
|  | 2014-04-28 22:45:02 | 29.5227 | 0.116 | 0.464 | 7.0487 | 7.0487 | 0.28867 | 0.28867 | 1.1262 | 1.1262 | 0 | 0 | 11.1903 | 11.1903 | -9.4048 | -4.7024 | 5.0777 | 0 | 0 |  |  | 0.5104 |  | 0.015717 | 1.5717 | 10.1555 | 0 | 2014-04-28 16:30 | 11190.3333 | 11.1903
|  | 2014-04-28 23:15:02 | 28.1585 | 0.123 | 0.492 | 6.9202 | 6.9202 | 0.28467 | 0.28467 | 1.1298 | 1.1298 | 0 | 0 | 10.8208 | 10.8208 | -8.511 | -4.2555 | 4.7024 | 0 | 0 |  |  | 0.48216 |  | 0.017473 | 1.7473 | 9.4048 | 0 | 2014-04-28 17:00 | 10820.8333 | 10.8208
|  | 2014-04-28 23:45:03 | 27.683 | 0.1045 | 0.418 | 6.8327 | 6.8327 | 0.26467 | 0.26467 | 1.1267 | 1.1267 | 0 | 0 | 10.6338 | 10.6338 | -8.4072 | -4.2036 | 4.2555 | 0 | 0 |  |  | 0.38038 |  | 0.0151 | 1.51 | 8.511 | 0 | 2014-04-28 17:30 | 10633.8333 | 10.6338
|  | 2014-04-29 00:15:02 | 27.9167 | 0.0985 | 0.394 | 6.8297 | 6.8297 | 0.24083 | 0.24083 | 1.1262 | 1.1262 | 0 | 0 | 10.7423 | 10.7423 | -8.5837 | -4.2918 | 4.2036 | 0 | 0 |  |  | 0.39794 |  | 0.014113 | 1.4113 | 8.4072 | 0 | 2014-04-28 18:00 | 10742.3333 | 10.7423
|  | 2014-04-29 00:45:02 | 28.224 | 0.0875 | 0.35 | 6.8313 | 6.8313 | 0.238 | 0.238 | 1.1245 | 1.1245 | 0 | 0 | 10.8825 | 10.8825 | -8.7977 | -4.3988 | 4.2918 | 0 | 0 |  |  | 0.329 |  | 0.012401 | 1.2401 | 8.5837 | 0 | 2014-04-28 18:30 | 10882.5 | 10.8825
|  | 2014-04-29 01:15:01 | 28.0037 | 0.0945 | 0.378 | 6.8377 | 6.8377 | 0.23933 | 0.23933 | 1.1233 | 1.1233 | 0 | 0 | 10.7243 | 10.7243 | -8.701 | -4.3505 | 4.3988 | 0 | 0 |  |  | 0.37044 |  | 0.013498 | 1.3498 | 8.7977 | 0 | 2014-04-28 19:00 | 10724.3333 | 10.7243
|  | 2014-04-29 01:45:02 | 27.6252 | 0.067833 | 0.27133 | 6.8398 | 6.8398 | 0.23983 | 0.23983 | 1.1265 | 1.1265 | 0 | 0 | 10.6668 | 10.6668 | -8.4808 | -4.2404 | 4.3505 | 0 | 0 |  |  | 0.26591 |  | 0.009822 | 0.9822 | 8.701 | 0 | 2014-04-28 19:30 | 10666.8333 | 10.6668
|  | 2014-04-29 02:15:02 | 27.3695 | 0.065 | 0.26 | 6.8413 | 6.8413 | 0.23967 | 0.23967 | 1.1275 | 1.1275 | 0 | 0 | 10.4915 | 10.4915 | -8.4095 | -4.2048 | 4.2404 | 0 | 0 |  |  | 0.2496 |  | 0.0094996 | 0.94996 | 8.4808 | 0 | 2014-04-28 20:00 | 10491.5 | 10.4915
|  | 2014-04-29 02:45:01 | 27.1738 | 0.0745 | 0.298 | 6.8575 | 6.8575 | 0.24033 | 0.24033 | 1.1288 | 1.1288 | 0 | 0 | 10.2733 | 10.2733 | -8.3758 | -4.1879 | 4.2048 | 0 | 0 |  |  | 0.31588 |  | 0.010966 | 1.0966 | 8.4095 | 0 | 2014-04-28 20:30 | 10273.3333 | 10.2733
|  | 2014-04-29 03:15:03 | 27.217 | 0.097167 | 0.38867 | 6.9798 | 6.9798 | 0.23983 | 0.23983 | 1.1242 | 1.1242 | 0 | 0 | 10.102 | 10.102 | -8.3825 | -4.1913 | 4.1879 | 0 | 0 |  |  | 0.39255 |  | 0.01428 | 1.428 | 8.3758 | 0 | 2014-04-28 21:00 | 10102 | 10.102
|  | 2014-04-29 03:45:03 | 27.3447 | 0.092833 | 0.37133 | 7.0693 | 7.0693 | 0.25333 | 0.25333 | 1.1287 | 1.1287 | 0 | 0 | 10.1543 | 10.1543 | -8.3677 | -4.1838 | 4.1913 | 0 | 0 |  |  | 0.36762 |  | 0.01358 | 1.358 | 8.3825 | 0 | 2014-04-28 21:30 | 10154.3333 | 10.1543
|  | 2014-04-29 04:15:02 | 27.6663 | 0.10017 | 0.40067 | 7.0745 | 7.0745 | 0.295 | 0.295 | 1.1268 | 1.1268 | 0 | 0 | 10.252 | 10.252 | -8.5173 | -4.2587 | 4.1838 | 0 | 0 |  |  | 0.43673 |  | 0.014482 | 1.4482 | 8.3677 | 0 | 2014-04-28 22:00 | 10252 | 10.252
|  | 2014-04-29 04:45:02 | 27.936 | 0.11433 | 0.45733 | 7.0923 | 7.0923 | 0.297 | 0.297 | 1.1288 | 1.1288 | 0 | 0 | 9.898 | 9.898 | -9.0625 | -4.5312 | 4.2587 | 0 | 0 |  |  | 0.46648 |  | 0.016371 | 1.6371 | 8.5173 | 0 | 2014-04-28 22:30 | 9898 | 9.898
|  | 2014-04-29 05:15:01 | 29.7462 | 0.10167 | 0.40667 | 7.0975 | 7.0975 | 0.298 | 0.298 | 1.1303 | 1.1303 | 0 | 0 | 10.4787 | 10.4787 | -10.335 | -5.1675 | 4.5312 | 0 | 0 |  |  | 0.39447 |  | 0.013671 | 1.3671 | 9.0625 | 0 | 2014-04-28 23:00 | 10478.6667 | 10.4787
|  | 2014-04-29 05:45:01 | 32.738 | 0.095667 | 0.38267 | 7.0975 | 7.0975 | 0.33567 | 0.33567 | 1.13 | 1.13 | 0 | 0 | 11.6853 | 11.6853 | -12.1068 | -6.0534 | 5.1675 | 0 | 0 |  |  | 0.35588 |  | 0.011689 | 1.1689 | 10.335 | 0 | 2014-04-28 23:30 | 11685.3333 | 11.6853
|  | 2014-04-29 06:15:03 | 36.4877 | 0.10083 | 0.40333 | 7.0987 | 7.0987 | 0.40733 | 0.40733 | 1.1302 | 1.1302 | 0.4152 | 0.4152 | 12.3055 | 12.3055 | -14.7275 | -7.3637 | 6.0534 | 0 | 0 |  |  | 0.3751 |  | 0.011054 | 1.1054 | 12.1068 | 0 | 2014-04-29 | 12305.5 | 12.3055
|  | 2014-04-29 06:45:02 | 38.4745 | 0.10817 | 0.43267 | 7.098 | 7.098 | 0.58867 | 0.58867 | 1.1302 | 1.1302 | 0.4152 | 0.4152 | 12.6618 | 12.6618 | -16.148 | -8.074 | 7.3637 | 0 | 0 |  |  | 0.44565 |  | 0.011246 | 1.1246 | 14.7275 | 0 | 2014-04-29 00:30 | 12661.8333 | 12.6618
|  | 2014-04-29 07:15:03 | 39.6037 | 0.10017 | 0.40067 | 7.0903 | 7.0903 | 0.64467 | 0.64467 | 1.1253 | 1.1253 | 0.9936 | 0.9936 | 12.7165 | 12.7165 | -16.6326 | -8.3163 | 8.074 | 0 | 0 |  |  | 0.41669 |  | 0.010117 | 1.0117 | 16.148 | 0 | 2014-04-29 01:00 | 12716.5 | 12.7165
|  | 2014-04-29 07:45:03 | 39.56 | 0.0705 | 0.282 | 7.0882 | 7.0882 | 0.50633 | 0.50633 | 1.1298 | 1.1298 | 0.9936 | 0.9936 | 12.7967 | 12.7967 | -16.7634 | -8.3817 | 8.3163 | 0 | 0 |  |  | 0.3102 |  | 0.0071284 | 0.71284 | 16.6326 | 0 | 2014-04-29 01:30 | 12796.6667 | 12.7967
|  | 2014-04-29 08:15:03 | 40.1495 | 0.10017 | 0.40067 | 7.0917 | 7.0917 | 0.4445 | 0.4445 | 1.1358 | 1.1358 | 1.4612 | 1.4612 | 12.998 | 12.998 | -16.6176 | -8.3088 | 8.3817 | 0 | 0 |  |  | 0.37663 |  | 0.0099794 | 0.99794 | 16.7634 | 0 | 2014-04-29 02:00 | 12998 | 12.998
|  | 2014-04-29 08:45:02 | 40.1785 | 0.12817 | 0.51267 | 7.1043 | 7.1043 | 0.44367 | 0.44367 | 1.1332 | 1.1332 | 1.4612 | 1.4612 | 13.1943 | 13.1943 | -16.3291 | -8.1646 | 8.3088 | 0 | 0 |  |  | 0.55368 |  | 0.01276 | 1.276 | 16.6176 | 0 | 2014-04-29 02:30 | 13194.3333 | 13.1943
|  | 2014-04-29 09:15:03 | 40.0137 | 0.1115 | 0.446 | 7.107 | 7.107 | 0.44317 | 0.44317 | 1.1315 | 1.1315 | 1.7244 | 1.7244 | 13.2552 | 13.2552 | -15.9064 | -7.9532 | 8.1646 | 0 | 0 |  |  | 0.42816 |  | 0.011146 | 1.1146 | 16.3291 | 0 | 2014-04-29 03:00 | 13255.1667 | 13.2552
|  | 2014-04-29 09:45:02 | 39.9482 | 0.1035 | 0.414 | 7.0955 | 7.0955 | 0.44567 | 0.44567 | 1.129 | 1.129 | 1.7244 | 1.7244 | 13.2613 | 13.2613 | -15.8783 | -7.9391 | 7.9532 | 0 | 0 |  |  | 0.45126 |  | 0.010363 | 1.0363 | 15.9064 | 0 | 2014-04-29 03:30 | 13261.3333 | 13.2613
|  | 2014-04-29 10:15:01 | 39.8343 | 0.12733 | 0.50933 | 7.0972 | 7.0972 | 0.45283 | 0.45283 | 1.1238 | 1.1238 | 3.3936 | 3.3936 | 13.165 | 13.165 | -14.0926 | -7.0463 | 7.9391 | 0 | 0 |  |  | 0.50424 |  | 0.012786 | 1.2786 | 15.8783 | 0 | 2014-04-29 04:00 | 13165 | 13.165
|  | 2014-04-29 10:45:02 | 39.7263 | 0.158 | 0.632 | 7.0163 | 7.0163 | 0.44317 | 0.44317 | 1.0975 | 1.0975 | 3.3936 | 3.3936 | 13.1745 | 13.1745 | -13.9692 | -6.9846 | 7.0463 | 0 | 0 |  |  | 0.5688 |  | 0.015909 | 1.5909 | 14.0926 | 0 | 2014-04-29 04:30 | 13174.5 | 13.1745
|  | 2014-04-29 11:15:02 | 39.5987 | 0.19283 | 0.77133 | 6.8912 | 6.8912 | 0.4515 | 0.4515 | 1.0947 | 1.0947 | 3.8388 | 3.8388 | 13.1703 | 13.1703 | -13.3809 | -6.6904 | 6.9846 | 0 | 0 |  |  | 0.6942 |  | 0.019479 | 1.9479 | 13.9692 | 0 | 2014-04-29 05:00 | 13170.3333 | 13.1703
|  | 2014-04-29 11:45:02 | 39.0605 | 0.22033 | 0.88133 | 6.8615 | 6.8615 | 0.44517 | 0.44517 | 1.1208 | 1.1208 | 3.8388 | 3.8388 | 13.2217 | 13.2217 | -12.6912 | -6.3456 | 6.6904 | 0 | 0 |  |  | 0.81964 |  | 0.022563 | 2.2563 | 13.3809 | 0 | 2014-04-29 05:30 | 13221.6667 | 13.2217
|  | 2014-04-29 12:15:02 | 38.6633 | 0.24567 | 0.98267 | 6.8538 | 6.8538 | 0.39683 | 0.39683 | 1.136 | 1.136 | 3.566 | 3.566 | 13.1327 | 13.1327 | -12.5953 | -6.2977 | 6.3456 | 0 | 0 |  |  | 0.98267 |  | 0.025416 | 2.5416 | 12.6912 | 0 | 2014-04-29 06:00 | 13132.6667 | 13.1327
|  | 2014-04-29 12:45:01 | 38.5055 | 0.26117 | 1.0447 | 6.8535 | 6.8535 | 0.37867 | 0.37867 | 1.1345 | 1.1345 | 3.566 | 3.566 | 13.1302 | 13.1302 | -12.398 | -6.199 | 6.2977 | 0 | 0 |  |  | 1.0656 |  | 0.02713 | 2.713 | 12.5953 | 0 | 2014-04-29 06:30 | 13130.1667 | 13.1302
|  | 2014-04-29 13:15:03 | 38.3413 | 0.24867 | 0.99467 | 6.8558 | 6.8558 | 0.37983 | 0.37983 | 1.1343 | 1.1343 | 3.522 | 3.522 | 13.1588 | 13.1588 | -12.2958 | -6.1479 | 6.199 | 0 | 0 |  |  | 0.91509 |  | 0.025942 | 2.5942 | 12.398 | 0 | 2014-04-29 07:00 | 13158.8333 | 13.1588
|  | 2014-04-29 13:45:02 | 38.1187 | 0.273 | 1.092 | 6.86 | 6.86 | 0.38267 | 0.38267 | 1.1365 | 1.1365 | 3.522 | 3.522 | 13.1248 | 13.1248 | -12.0007 | -6.0003 | 6.1479 | 0 | 0 |  |  | 1.0483 |  | 0.028647 | 2.8647 | 12.2958 | 0 | 2014-04-29 07:30 | 13124.8333 | 13.1248
|  | 2014-04-29 14:15:02 | 38.1105 | 0.235 | 0.94 | 6.9458 | 6.9458 | 0.40083 | 0.40083 | 1.137 | 1.137 | 3.3412 | 3.3412 | 12.9292 | 12.9292 | -12.4165 | -6.2082 | 6.0003 | 0 | 0 |  |  | 0.893 |  | 0.024665 | 2.4665 | 12.0007 | 0 | 2014-04-29 08:00 | 12929.1667 | 12.9292
|  | 2014-04-29 14:45:01 | 38.6083 | 0.23317 | 0.93267 | 7.0773 | 7.0773 | 0.42233 | 0.42233 | 1.1338 | 1.1338 | 3.3412 | 3.3412 | 12.9472 | 12.9472 | -12.7538 | -6.3769 | 6.2082 | 0 | 0 |  |  | 0.98863 |  | 0.024157 | 2.4157 | 12.4165 | 0 | 2014-04-29 08:30 | 12947.1667 | 12.9472
|  | 2014-04-29 15:15:03 | 39.4185 | 0.234 | 0.936 | 7.1038 | 7.1038 | 0.42417 | 0.42417 | 1.1363 | 1.1363 | 1.9248 | 1.9248 | 13.0318 | 13.0318 | -14.8615 | -7.4308 | 6.3769 | 0 | 0 |  |  | 0.90792 |  | 0.023745 | 2.3745 | 12.7538 | 0 | 2014-04-29 09:00 | 13031.8333 | 13.0318
|  | 2014-04-29 15:45:03 | 40.1462 | 0.22817 | 0.91267 | 7.0992 | 7.0992 | 0.44217 | 0.44217 | 1.135 | 1.135 | 1.9248 | 1.9248 | 13.2263 | 13.2263 | -15.406 | -7.703 | 7.4308 | 0 | 0 |  |  | 0.8214 |  | 0.022734 | 2.2734 | 14.8615 | 0 | 2014-04-29 09:30 | 13226.3333 | 13.2263
|  | 2014-04-29 16:15:03 | 40.4275 | 0.23917 | 0.95667 | 7.1108 | 7.1108 | 0.4925 | 0.4925 | 1.1313 | 1.1313 | 1.7228 | 1.7228 | 13.2062 | 13.2062 | -15.8072 | -7.9036 | 7.703 | 0 | 0 |  |  | 0.89927 |  | 0.023664 | 2.3664 | 15.406 | 0 | 2014-04-29 10:00 | 13206.1667 | 13.2062
|  | 2014-04-29 16:45:02 | 40.133 | 0.2635 | 1.054 | 7.1207 | 7.1207 | 0.4865 | 0.4865 | 1.1245 | 1.1245 | 1.7228 | 1.7228 | 13.1227 | 13.1227 | -15.5019 | -7.7509 | 7.9036 | 0 | 0 |  |  | 1.0013 |  | 0.026263 | 2.6263 | 15.8072 | 0 | 2014-04-29 10:30 | 13122.6667 | 13.1227
|  | 2014-04-29 17:15:03 | 39.9017 | 0.269 | 1.076 | 7.1162 | 7.1162 | 0.49067 | 0.49067 | 1.1297 | 1.1297 | 1.2764 | 1.2764 | 13.1578 | 13.1578 | -15.6549 | -7.8275 | 7.7509 | 0 | 0 |  |  | 1.119 |  | 0.026966 | 2.6966 | 15.5019 | 0 | 2014-04-29 11:00 | 13157.8333 | 13.1578
|  | 2014-04-29 17:45:03 | 39.6367 | 0.26267 | 1.0507 | 7.1183 | 7.1183 | 0.48817 | 0.48817 | 1.1317 | 1.1317 | 1.2764 | 1.2764 | 13.1502 | 13.1502 | -15.4213 | -7.7106 | 7.8275 | 0 | 0 |  |  | 1.1452 |  | 0.026507 | 2.6507 | 15.6549 | 0 | 2014-04-29 11:30 | 13150.1667 | 13.1502
|  | 2014-04-29 18:15:04 | 39.374 | 0.25233 | 1.0093 | 7.1158 | 7.1158 | 0.488 | 0.488 | 1.1313 | 1.1313 | 0.674 | 0.674 | 12.8555 | 12.8555 | -16.1 | -8.05 | 7.7106 | 0 | 0 |  |  | 1.0901 |  | 0.025635 | 2.5635 | 15.4213 | 0 | 2014-04-29 12:00 | 12855.5 | 12.8555
|  | 2014-04-29 18:45:03 | 38.9922 | 0.2385 | 0.954 | 7.1138 | 7.1138 | 0.47267 | 0.47267 | 1.1302 | 1.1302 | 0.674 | 0.674 | 12.8048 | 12.8048 | -15.8427 | -7.9213 | 8.05 | 0 | 0 |  |  | 0.93492 |  | 0.024466 | 2.4466 | 16.1 | 0 | 2014-04-29 12:30 | 12804.8333 | 12.8048
|  | 2014-04-29 19:15:02 | 38.9813 | 0.22667 | 0.90667 | 7.114 | 7.114 | 0.48067 | 0.48067 | 1.1287 | 1.1287 | 0.2024 | 0.2024 | 12.6822 | 12.6822 | -16.4668 | -8.2334 | 7.9213 | 0 | 0 |  |  | 0.952 |  | 0.023259 | 2.3259 | 15.8427 | 0 | 2014-04-29 13:00 | 12682.1667 | 12.6822
|  | 2014-04-29 19:45:02 | 39.6525 | 0.2325 | 0.93 | 7.11 | 7.11 | 0.52717 | 0.52717 | 1.1303 | 1.1303 | 0.2024 | 0.2024 | 12.7243 | 12.7243 | -17.0283 | -8.5141 | 8.2334 | 0 | 0 |  |  | 1.023 |  | 0.023454 | 2.3454 | 16.4668 | 0 | 2014-04-29 13:30 | 12724.3333 | 12.7243
|  | 2014-04-29 20:15:03 | 38.8135 | 0.24717 | 0.98867 | 7.1095 | 7.1095 | 0.4255 | 0.4255 | 1.1328 | 1.1328 | 0.092 | 0.092 | 12.7302 | 12.7302 | -16.3348 | -8.1674 | 8.5141 | 0 | 0 |  |  | 0.8898 |  | 0.025472 | 2.5472 | 17.0283 | 0 | 2014-04-29 14:00 | 12730.1667 | 12.7302
|  | 2014-04-29 20:45:03 | 37.1662 | 0.24517 | 0.98067 | 7.1077 | 7.1077 | 0.33583 | 0.33583 | 1.1333 | 1.1333 | 0.092 | 0.092 | 12.0897 | 12.0897 | -15.427 | -7.7135 | 8.1674 | 0 | 0 |  |  | 1.0689 |  | 0.026386 | 2.6386 | 16.3348 | 0 | 2014-04-29 14:30 | 12089.6667 | 12.0897
|  | 2014-04-29 21:15:01 | 35.0217 | 0.237 | 0.948 | 7.1052 | 7.1052 | 0.31483 | 0.31483 | 1.1355 | 1.1355 | 0 | 0 | 11.4717 | 11.4717 | -14.0465 | -7.0233 | 7.7135 | 0 | 0 |  |  | 1.0144 |  | 0.027069 | 2.7069 | 15.427 | 0 | 2014-04-29 15:00 | 11471.6667 | 11.4717
|  | 2014-04-29 21:45:03 | 32.5327 | 0.239 | 0.956 | 7.1093 | 7.1093 | 0.287 | 0.287 | 1.1355 | 1.1355 | 0 | 0 | 10.9378 | 10.9378 | -12.107 | -6.0535 | 7.0233 | 0 | 0 |  |  | 0.8604 |  | 0.029386 | 2.9386 | 14.0465 | 0 | 2014-04-29 15:30 | 10937.8333 | 10.9378
|  | 2014-04-29 22:15:03 | 30.9138 | 0.242 | 0.968 | 7.0273 | 7.0273 | 0.22867 | 0.22867 | 1.1178 | 1.1178 | 0 | 0 | 10.2115 | 10.2115 | -11.3605 | -5.6802 | 6.0535 | 0 | 0 |  |  | 0.97768 |  | 0.031313 | 3.1313 | 12.107 | 0 | 2014-04-29 16:00 | 10211.5 | 10.2115
|  | 2014-04-29 22:45:04 | 29.4203 | 0.23733 | 0.94933 | 6.8955 | 6.8955 | 0.22367 | 0.22367 | 1.0607 | 1.0607 | 0 | 0 | 9.5228 | 9.5228 | -10.7683 | -5.3842 | 5.6802 | 0 | 0 |  |  | 0.95883 |  | 0.032268 | 3.2268 | 11.3605 | 0 | 2014-04-29 16:30 | 9522.8333 | 9.5228
|  | 2014-04-29 23:15:02 | 27.9887 | 0.229 | 0.916 | 6.8648 | 6.8648 | 0.219 | 0.219 | 1.0657 | 1.0657 | 0 | 0 | 9.339 | 9.339 | -9.5842 | -4.7921 | 5.3842 | 0 | 0 |  |  | 0.93432 |  | 0.032728 | 3.2728 | 10.7683 | 0 | 2014-04-29 17:00 | 9339 | 9.339
|  | 2014-04-29 23:45:02 | 27.5508 | 0.2305 | 0.922 | 6.864 | 6.864 | 0.20783 | 0.20783 | 1.0712 | 1.0712 | 0 | 0 | 9.4612 | 9.4612 | -9.0247 | -4.5123 | 4.7921 | 0 | 0 |  |  | 0.99576 |  | 0.033465 | 3.3465 | 9.5842 | 0 | 2014-04-29 17:30 | 9461.1667 | 9.4612
|  | 2014-04-30 00:15:01 | 27.7083 | 0.227 | 0.908 | 6.87 | 6.87 | 0.18283 | 0.18283 | 1.0525 | 1.0525 | 0 | 0 | 9.5407 | 9.5407 | -9.1543 | -4.5772 | 4.5123 | 0 | 0 |  |  | 0.82628 |  | 0.03277 | 3.277 | 9.0247 | 0 | 2014-04-29 18:00 | 9540.6667 | 9.5407
|  | 2014-04-30 00:45:02 | 27.9387 | 0.22683 | 0.90733 | 6.8608 | 6.8608 | 0.18233 | 0.18233 | 1.0765 | 1.0765 | 0 | 0 | 9.5277 | 9.5277 | -9.384 | -4.692 | 4.5772 | 0 | 0 |  |  | 0.91641 |  | 0.032476 | 3.2476 | 9.1543 | 0 | 2014-04-29 18:30 | 9527.6667 | 9.5277
|  | 2014-04-30 01:15:01 | 27.6945 | 0.235 | 0.94 | 6.8718 | 6.8718 | 0.1825 | 0.1825 | 1.079 | 1.079 | 0 | 0 | 9.548 | 9.548 | -9.0732 | -4.5366 | 4.692 | 0 | 0 |  |  | 0.846 |  | 0.033942 | 3.3942 | 9.384 | 0 | 2014-04-29 19:00 | 9548 | 9.548
|  | 2014-04-30 01:45:07 | 27.3103 | 0.235 | 0.94 | 6.8753 | 6.8753 | 0.18267 | 0.18267 | 1.0805 | 1.0805 | 0 | 0 | 9.5557 | 9.5557 | -8.6762 | -4.3381 | 4.5366 | 0 | 0 |  |  | 0.9964 |  | 0.034419 | 3.4419 | 9.0732 | 0 | 2014-04-29 19:30 | 9555.6667 | 9.5557
|  | 2014-04-30 02:15:03 | 26.9307 | 0.241 | 0.964 | 6.9572 | 6.9572 | 0.182 | 0.182 | 1.0907 | 1.0907 | 0 | 0 | 9.1778 | 9.1778 | -8.559 | -4.2795 | 4.3381 | 0 | 0 |  |  | 1.0122 |  | 0.035796 | 3.5796 | 8.6762 | 0 | 2014-04-29 20:00 | 9177.8333 | 9.1778
|  | 2014-04-30 02:45:03 | 26.6983 | 0.23583 | 0.94333 | 7.0828 | 7.0828 | 0.1825 | 0.1825 | 1.1243 | 1.1243 | 0 | 0 | 9.08 | 9.08 | -8.2853 | -4.1427 | 4.2795 | 0 | 0 |  |  | 0.8773 |  | 0.035333 | 3.5333 | 8.559 | 0 | 2014-04-29 20:30 | 9080 | 9.08
|  | 2014-04-30 03:15:41 | 26.6117 | 0.2535 | 1.014 | 7.1055 | 7.1055 | 0.18367 | 0.18367 | 1.1272 | 1.1272 | 0 | 0 | 9.0522 | 9.0522 | -8.1292 | -4.0646 | 4.1427 | 0 | 0 |  |  | 1.0951 |  | 0.038104 | 3.8104 | 8.2853 | 0 | 2014-04-29 21:00 | 9052.1667 | 9.0522
|  | 2014-04-30 03:45:03 | 26.7442 | 0.27983 | 1.1193 | 7.106 | 7.106 | 0.18583 | 0.18583 | 1.1283 | 1.1283 | 0 | 0 | 9.0223 | 9.0223 | -8.1823 | -4.0912 | 4.0646 | 0 | 0 |  |  | 1.0634 |  | 0.041853 | 4.1853 | 8.1292 | 0 | 2014-04-29 21:30 | 9022.3333 | 9.0223
|  | 2014-04-30 04:15:01 | 27.1713 | 0.28967 | 1.1587 | 7.1 | 7.1 | 0.19867 | 0.19867 | 1.1312 | 1.1312 | 0 | 0 | 9.0192 | 9.0192 | -8.5637 | -4.2818 | 4.0912 | 0 | 0 |  |  | 1.0544 |  | 0.042643 | 4.2643 | 8.1823 | 0 | 2014-04-29 22:00 | 9019.1667 | 9.0192
|  | 2014-04-30 04:45:03 | 27.8455 | 0.27383 | 1.0953 | 7.0882 | 7.0882 | 0.198 | 0.198 | 1.1265 | 1.1265 | 0 | 0 | 9.0208 | 9.0208 | -9.3167 | -4.6583 | 4.2818 | 0 | 0 |  |  | 1.0187 |  | 0.039336 | 3.9336 | 8.5637 | 0 | 2014-04-29 22:30 | 9020.8333 | 9.0208
|  | 2014-04-30 05:15:04 | 30.1807 | 0.26117 | 1.0447 | 7.0828 | 7.0828 | 0.19967 | 0.19967 | 1.1288 | 1.1288 | 0 | 0 | 9.658 | 9.658 | -11.0667 | -5.5333 | 4.6583 | 0 | 0 |  |  | 0.97154 |  | 0.034614 | 3.4614 | 9.3167 | 0 | 2014-04-29 23:00 | 9658 | 9.658
|  | 2014-04-30 05:45:02 | 32.8163 | 0.2735 | 1.094 | 7.0863 | 7.0863 | 0.22 | 0.22 | 1.1298 | 1.1298 | 0 | 0 | 10.2525 | 10.2525 | -13.0337 | -6.5168 | 5.5333 | 0 | 0 |  |  | 1.2034 |  | 0.033337 | 3.3337 | 11.0667 | 0 | 2014-04-29 23:30 | 10252.5 | 10.2525
|  | 2014-04-30 06:15:02 | 36.5107 | 0.309 | 1.236 | 7.0833 | 7.0833 | 0.27367 | 0.27367 | 1.1273 | 1.1273 | 0.5556 | 0.5556 | 10.7222 | 10.7222 | -15.5126 | -7.7563 | 6.5168 | 0 | 0 |  |  | 1.2113 |  | 0.033853 | 3.3853 | 13.0337 | 0 | 2014-04-30 | 10722.1667 | 10.7222
|  | 2014-04-30 06:45:03 | 38.5122 | 0.351 | 1.404 | 7.0845 | 7.0845 | 0.38483 | 0.38483 | 1.1292 | 1.1292 | 0.5556 | 0.5556 | 10.7655 | 10.7655 | -17.1886 | -8.5943 | 7.7563 | 0 | 0 |  |  | 1.4461 |  | 0.036456 | 3.6456 | 15.5126 | 0 | 2014-04-30 00:30 | 10765.5 | 10.7655
|  | 2014-04-30 07:15:03 | 39.3545 | 0.38767 | 1.5507 | 7.0877 | 7.0877 | 0.40033 | 0.40033 | 1.1293 | 1.1293 | 1.2092 | 1.2092 | 10.9323 | 10.9323 | -17.045 | -8.5225 | 8.5943 | 0 | 0 |  |  | 1.4731 |  | 0.039403 | 3.9403 | 17.1886 | 0 | 2014-04-30 01:00 | 10932.3333 | 10.9323
|  | 2014-04-30 07:45:03 | 39.3527 | 0.3855 | 1.542 | 7.087 | 7.087 | 0.407 | 0.407 | 1.1293 | 1.1293 | 1.2092 | 1.2092 | 11.0383 | 11.0383 | -16.9398 | -8.4699 | 8.5225 | 0 | 0 |  |  | 1.542 |  | 0.039184 | 3.9184 | 17.045 | 0 | 2014-04-30 01:30 | 11038.3333 | 11.0383
|  | 2014-04-30 08:15:02 | 39.7725 | 0.38 | 1.52 | 7.0917 | 7.0917 | 0.40967 | 0.40967 | 1.1345 | 1.1345 | 1.7284 | 1.7284 | 11.0498 | 11.0498 | -16.8384 | -8.4192 | 8.4699 | 0 | 0 |  |  | 1.5808 |  | 0.038217 | 3.8217 | 16.9398 | 0 | 2014-04-30 02:00 | 11049.8333 | 11.0498
|  | 2014-04-30 08:45:03 | 39.7427 | 0.38983 | 1.5593 | 7.1005 | 7.1005 | 0.41083 | 0.41083 | 1.132 | 1.132 | 1.7284 | 1.7284 | 11.0172 | 11.0172 | -16.7944 | -8.3972 | 8.4192 | 0 | 0 |  |  | 1.5437 |  | 0.039236 | 3.9236 | 16.8384 | 0 | 2014-04-30 02:30 | 11017.1667 | 11.0172
|  | 2014-04-30 09:15:03 | 39.5208 | 0.425 | 1.7 | 7.1038 | 7.1038 | 0.397 | 0.397 | 1.1315 | 1.1315 | 2.2812 | 2.2812 | 10.9152 | 10.9152 | -15.9921 | -7.9961 | 8.3972 | 0 | 0 |  |  | 1.53 |  | 0.043015 | 4.3015 | 16.7944 | 0 | 2014-04-30 03:00 | 10915.1667 | 10.9152
|  | 2014-04-30 09:45:02 | 39.3177 | 0.47767 | 1.9107 | 7.1063 | 7.1063 | 0.401 | 0.401 | 1.131 | 1.131 | 2.2812 | 2.2812 | 10.8652 | 10.8652 | -15.6223 | -7.8112 | 7.9961 | 0 | 0 |  |  | 1.8151 |  | 0.048596 | 4.8596 | 15.9921 | 0 | 2014-04-30 03:30 | 10865.1667 | 10.8652
|  | 2014-04-30 10:15:03 | 39.0733 | 0.50467 | 2.0187 | 7.1032 | 7.1032 | 0.41267 | 0.41267 | 1.1342 | 1.1342 | 3.824 | 3.824 | 10.8777 | 10.8777 | -13.703 | -6.8515 | 7.8112 | 0 | 0 |  |  | 2.0187 |  | 0.051664 | 5.1664 | 15.6223 | 0 | 2014-04-30 04:00 | 10877.6667 | 10.8777
|  | 2014-04-30 10:45:03 | 39.0018 | 0.56 | 2.24 | 7.1002 | 7.1002 | 0.41683 | 0.41683 | 1.135 | 1.135 | 3.824 | 3.824 | 10.8737 | 10.8737 | -13.4122 | -6.7061 | 6.8515 | 0 | 0 |  |  | 2.464 |  | 0.057433 | 5.7433 | 13.703 | 0 | 2014-04-30 04:30 | 10873.6667 | 10.8737
|  | 2014-04-30 11:15:02 | 38.8668 | 0.58517 | 2.3407 | 7.0952 | 7.0952 | 0.41783 | 0.41783 | 1.1363 | 1.1363 | 4.5088 | 4.5088 | 10.8482 | 10.8482 | -12.5199 | -6.2599 | 6.7061 | 0 | 0 |  |  | 2.5279 |  | 0.060223 | 6.0223 | 13.4122 | 0 | 2014-04-30 05:00 | 10848.1667 | 10.8482
|  | 2014-04-30 11:45:01 | 38.545 | 0.61833 | 2.4733 | 7.0882 | 7.0882 | 0.42167 | 0.42167 | 1.1363 | 1.1363 | 4.5088 | 4.5088 | 10.8462 | 10.8462 | -12.0705 | -6.0353 | 6.2599 | 0 | 0 |  |  | 2.5228 |  | 0.064167 | 6.4167 | 12.5199 | 0 | 2014-04-30 05:30 | 10846.1667 | 10.8462
|  | 2014-04-30 12:15:02 | 38.2807 | 0.64933 | 2.5973 | 6.9553 | 6.9553 | 0.37717 | 0.37717 | 1.1365 | 1.1365 | 4.9632 | 4.9632 | 10.8678 | 10.8678 | -11.3833 | -5.6917 | 6.0353 | 0 | 0 |  |  | 2.4155 |  | 0.06785 | 6.785 | 12.0705 | 0 | 2014-04-30 06:00 | 10867.8333 | 10.8678
|  | 2014-04-30 12:45:02 | 38.1355 | 0.66433 | 2.6573 | 6.87 | 6.87 | 0.3855 | 0.3855 | 1.131 | 1.131 | 4.9632 | 4.9632 | 10.8683 | 10.8683 | -11.2601 | -5.6301 | 5.6917 | 0 | 0 |  |  | 2.8168 |  | 0.069681 | 6.9681 | 11.3833 | 0 | 2014-04-30 06:30 | 10868.3333 | 10.8683
|  | 2014-04-30 13:15:02 | 37.926 | 0.70783 | 2.8313 | 6.8625 | 6.8625 | 0.35867 | 0.35867 | 1.1348 | 1.1348 | 4.0384 | 4.0384 | 10.8538 | 10.8538 | -11.8464 | -5.9232 | 5.6301 | 0 | 0 |  |  | 2.7464 |  | 0.074654 | 7.4654 | 11.2601 | 0 | 2014-04-30 07:00 | 10853.8333 | 10.8538
|  | 2014-04-30 13:45:01 | 37.6587 | 0.75117 | 3.0047 | 6.8623 | 6.8623 | 0.34767 | 0.34767 | 1.1205 | 1.1205 | 4.0384 | 4.0384 | 10.8927 | 10.8927 | -11.3924 | -5.6962 | 5.9232 | 0 | 0 |  |  | 3.1249 |  | 0.079787 | 7.9787 | 11.8464 | 0 | 2014-04-30 07:30 | 10892.6667 | 10.8927
|  | 2014-04-30 14:15:02 | 37.7182 | 0.808 | 3.232 | 6.8592 | 6.8592 | 0.37667 | 0.37667 | 1.0928 | 1.0928 | 3.3752 | 3.3752 | 10.922 | 10.922 | -11.8603 | -5.9302 | 5.6962 | 0 | 0 |  |  | 3.1027 |  | 0.085688 | 8.5688 | 11.3924 | 0 | 2014-04-30 08:00 | 10922 | 10.922
|  | 2014-04-30 14:45:03 | 38.3663 | 0.886 | 3.544 | 6.866 | 6.866 | 0.388 | 0.388 | 1.0938 | 1.0938 | 3.3752 | 3.3752 | 10.9143 | 10.9143 | -12.185 | -6.0925 | 5.9302 | 0 | 0 |  |  | 3.6858 |  | 0.092373 | 9.2373 | 11.8603 | 0 | 2014-04-30 08:30 | 10914.3333 | 10.9143
|  | 2014-04-30 15:15:03 | 39.097 | 0.97233 | 3.8893 | 6.8698 | 6.8698 | 0.39617 | 0.39617 | 1.0888 | 1.0888 | 2.1928 | 2.1928 | 10.9412 | 10.9412 | -13.7189 | -6.8594 | 6.0925 | 0 | 0 |  |  | 3.6949 |  | 0.099479 | 9.9479 | 12.185 | 0 | 2014-04-30 09:00 | 10941.1667 | 10.9412
|  | 2014-04-30 15:45:05 | 39.7353 | 1.13 | 4.52 | 6.8615 | 6.8615 | 0.41 | 0.41 | 1.1253 | 1.1253 | 2.1928 | 2.1928 | 10.9827 | 10.9827 | -13.643 | -6.8215 | 6.8594 | 0 | 0 |  |  | 4.9268 |  | 0.11375 | 11.3753 | 13.7189 | 0 | 2014-04-30 09:30 | 10982.6667 | 10.9827
|  | 2014-04-30 16:15:02 | 39.8945 | 1.2115 | 4.846 | 6.8677 | 6.8677 | 0.446 | 0.446 | 1.1323 | 1.1323 | 2.1768 | 2.1768 | 11.0113 | 11.0113 | -13.4144 | -6.7072 | 6.8215 | 0 | 0 |  |  | 4.3614 |  | 0.12147 | 12.147 | 13.643 | 0 | 2014-04-30 10:00 | 11011.3333 | 11.0113
|  | 2014-04-30 16:45:03 | 39.679 | 1.213 | 4.852 | 6.9482 | 6.9482 | 0.46433 | 0.46433 | 1.1357 | 1.1357 | 2.1768 | 2.1768 | 11.0147 | 11.0147 | -13.0874 | -6.5437 | 6.7072 | 0 | 0 |  |  | 5.2887 |  | 0.12228 | 12.2281 | 13.4144 | 0 | 2014-04-30 10:30 | 11014.6667 | 11.0147
|  | 2014-04-30 17:15:01 | 39.4612 | 1.2653 | 5.0613 | 7.0798 | 7.0798 | 0.46483 | 0.46483 | 1.1315 | 1.1315 | 1.5076 | 1.5076 | 10.8925 | 10.8925 | -13.3236 | -6.6618 | 6.5437 | 0 | 0 |  |  | 5.1119 |  | 0.12826 | 12.8261 | 13.0874 | 0 | 2014-04-30 11:00 | 10892.5 | 10.8925
|  | 2014-04-30 17:45:02 | 39.1695 | 1.3098 | 5.2393 | 7.095 | 7.095 | 0.47267 | 0.47267 | 1.1292 | 1.1292 | 1.5076 | 1.5076 | 10.9848 | 10.9848 | -12.7409 | -6.3704 | 6.6618 | 0 | 0 |  |  | 5.4489 |  | 0.13376 | 13.3761 | 13.3236 | 0 | 2014-04-30 11:30 | 10984.8333 | 10.9848
|  | 2014-04-30 18:15:04 | 38.7803 | 1.3752 | 5.5007 | 7.097 | 7.097 | 0.46533 | 0.46533 | 1.1358 | 1.1358 | 0.7864 | 0.7864 | 10.8068 | 10.8068 | -12.9883 | -6.4941 | 6.3704 | 0 | 0 |  |  | 5.1156 |  | 0.14184 | 14.1842 | 12.7409 | 0 | 2014-04-30 12:00 | 10806.8333 | 10.8068
|  | 2014-04-30 18:45:02 | 38.3707 | 1.4385 | 5.754 | 7.0988 | 7.0988 | 0.467 | 0.467 | 1.1365 | 1.1365 | 0.7864 | 0.7864 | 10.7308 | 10.7308 | -12.3971 | -6.1986 | 6.4941 | 0 | 0 |  |  | 5.1786 |  | 0.14996 | 14.9958 | 12.9883 | 0 | 2014-04-30 12:30 | 10730.8333 | 10.7308
|  | 2014-04-30 19:15:01 | 38.545 | 1.4632 | 5.8527 | 7.1123 | 7.1123 | 0.46717 | 0.46717 | 1.1362 | 1.1362 | 0.1916 | 0.1916 | 10.9042 | 10.9042 | -12.8809 | -6.4404 | 6.1986 | 0 | 0 |  |  | 6.4379 |  | 0.15184 | 15.184 | 12.3971 | 0 | 2014-04-30 13:00 | 10904.1667 | 10.9042
|  | 2014-04-30 19:45:02 | 39.1177 | 1.4803 | 5.9213 | 7.0933 | 7.0933 | 0.4345 | 0.4345 | 1.1348 | 1.1348 | 0.1916 | 0.1916 | 10.8558 | 10.8558 | -13.4862 | -6.7431 | 6.4404 | 0 | 0 |  |  | 5.6845 |  | 0.15137 | 15.1372 | 12.8809 | 0 | 2014-04-30 13:30 | 10855.8333 | 10.8558
|  | 2014-04-30 20:15:02 | 38.2865 | 1.4273 | 5.7093 | 7.0942 | 7.0942 | 0.32933 | 0.32933 | 1.1345 | 1.1345 | 0.036 | 0.036 | 10.7787 | 10.7787 | -13.2045 | -6.6023 | 6.7431 | 0 | 0 |  |  | 5.1955 |  | 0.14912 | 14.9121 | 13.4862 | 0 | 2014-04-30 14:00 | 10778.6667 | 10.7787
|  | 2014-04-30 20:45:02 | 36.586 | 1.3795 | 5.518 | 7.0943 | 7.0943 | 0.32483 | 0.32483 | 1.1295 | 1.1295 | 0.036 | 0.036 | 10.6595 | 10.6595 | -11.8238 | -5.9119 | 6.6023 | 0 | 0 |  |  | 5.2421 |  | 0.15082 | 15.0823 | 13.2045 | 0 | 2014-04-30 14:30 | 10659.5 | 10.6595
|  | 2014-04-30 21:15:03 | 34.4435 | 1.4473 | 5.7893 | 7.0877 | 7.0877 | 0.31383 | 0.31383 | 1.132 | 1.132 | 0 | 0 | 10.4175 | 10.4175 | -9.7032 | -4.8516 | 5.9119 | 0 | 0 |  |  | 6.2525 |  | 0.16808 | 16.8082 | 11.8238 | 0 | 2014-04-30 15:00 | 10417.5 | 10.4175
|  | 2014-04-30 21:45:03 | 32.1252 | 1.4958 | 5.9833 | 7.0937 | 7.0937 | 0.29933 | 0.29933 | 1.1242 | 1.1242 | 0 | 0 | 9.9995 | 9.9995 | -7.6252 | -3.8126 | 4.8516 | 0 | 0 |  |  | 5.8038 |  | 0.18625 | 18.6251 | 9.7032 | 0 | 2014-04-30 15:30 | 9999.5 | 9.9995
|  | 2014-04-30 22:15:03 | 30.605 | 1.5055 | 6.022 | 7.0882 | 7.0882 | 0.2445 | 0.2445 | 1.0893 | 1.0893 | 0 | 0 | 9.9208 | 9.9208 | -6.2402 | -3.1201 | 3.8126 | 0 | 0 |  |  | 5.5402 |  | 0.19677 | 19.6765 | 7.6252 | 0 | 2014-04-30 16:00 | 9920.8333 | 9.9208
|  | 2014-04-30 22:45:02 | 28.9263 | 1.5265 | 6.106 | 7.0877 | 7.0877 | 0.24317 | 0.24317 | 1.0845 | 1.0845 | 0 | 0 | 9.2762 | 9.2762 | -5.1288 | -2.5644 | 3.1201 | 0 | 0 |  |  | 5.9228 |  | 0.21109 | 21.1088 | 6.2402 | 0 | 2014-04-30 16:30 | 9276.1667 | 9.2762
|  | 2014-04-30 23:15:03 | 27.5413 | 1.5513 | 6.2053 | 7.0648 | 7.0648 | 0.2355 | 0.2355 | 1.087 | 1.087 | 0 | 0 | 8.859 | 8.859 | -4.0897 | -2.0448 | 2.5644 | 0 | 0 |  |  | 6.7638 |  | 0.22531 | 22.531 | 5.1288 | 0 | 2014-04-30 17:00 | 8859 | 8.859
|  | 2014-04-30 23:45:03 | 27.0805 | 1.6303 | 6.5213 | 6.9422 | 6.9422 | 0.22567 | 0.22567 | 1.0875 | 1.0875 | 0 | 0 | 8.7077 | 8.7077 | -3.5962 | -1.7981 | 2.0448 | 0 | 0 |  |  | 5.8692 |  | 0.24081 | 24.0813 | 4.0897 | 0 | 2014-04-30 17:30 | 8707.6667 | 8.7077
|  | 2014-05-01 00:15:03 | 27.3222 | 1.6538 | 6.6153 | 6.851 | 6.851 | 0.1875 | 0.1875 | 1.0882 | 1.0882 | 0 | 0 | 8.784 | 8.784 | -3.7962 | -1.8981 | 1.7981 | 0 | 0 |  |  | 6.1523 |  | 0.24212 | 24.2123 | 3.5962 | 0 | 2014-04-30 18:00 | 8784 | 8.784
|  | 2014-05-01 00:45:02 | 27.5183 | 1.707 | 6.828 | 6.8498 | 6.8498 | 0.1875 | 0.1875 | 1.0842 | 1.0842 | 0 | 0 | 8.8768 | 8.8768 | -3.692 | -1.846 | 1.8981 | 0 | 0 |  |  | 7.1011 |  | 0.24813 | 24.8125 | 3.7962 | 0 | 2014-04-30 18:30 | 8876.8333 | 8.8768
|  | 2014-05-01 01:15:01 | 27.1683 | 1.7555 | 7.022 | 6.8467 | 6.8467 | 0.18933 | 0.18933 | 1.0932 | 1.0932 | 0 | 0 | 8.8295 | 8.8295 | -3.1877 | -1.5938 | 1.846 | 0 | 0 |  |  | 7.5135 |  | 0.25846 | 25.8463 | 3.692 | 0 | 2014-04-30 19:00 | 8829.5 | 8.8295
|  | 2014-05-01 01:45:02 | 26.7807 | 1.7442 | 6.9767 | 6.8528 | 6.8528 | 0.18917 | 0.18917 | 1.092 | 1.092 | 0 | 0 | 8.6665 | 8.6665 | -3.0035 | -1.5017 | 1.5938 | 0 | 0 |  |  | 6.3488 |  | 0.26051 | 26.0511 | 3.1877 | 0 | 2014-04-30 19:30 | 8666.5 | 8.6665
|  | 2014-05-01 02:15:03 | 26.5223 | 1.8305 | 7.322 | 6.849 | 6.849 | 0.18833 | 0.18833 | 1.0925 | 1.0925 | 0 | 0 | 8.6163 | 8.6163 | -2.4542 | -1.2271 | 1.5017 | 0 | 0 |  |  | 6.7362 |  | 0.27607 | 27.6069 | 3.0035 | 0 | 2014-04-30 20:00 | 8616.3333 | 8.6163
|  | 2014-05-01 02:45:03 | 26.4878 | 1.8625 | 7.45 | 6.8538 | 6.8538 | 0.188 | 0.188 | 1.0927 | 1.0927 | 0 | 0 | 8.6535 | 8.6535 | -2.2498 | -1.1249 | 1.2271 | 0 | 0 |  |  | 7.0775 |  | 0.28126 | 28.1261 | 2.4542 | 0 | 2014-04-30 20:30 | 8653.5 | 8.6535
|  | 2014-05-01 03:15:02 | 26.3468 | 1.9698 | 7.8793 | 6.8595 | 6.8595 | 0.18867 | 0.18867 | 1.0872 | 1.0872 | 0 | 0 | 8.5217 | 8.5217 | -1.8105 | -0.90525 | 1.1249 | 0 | 0 |  |  | 7.8793 |  | 0.29906 | 29.9062 | 2.2498 | 0 | 2014-04-30 21:00 | 8521.6667 | 8.5217
|  | 2014-05-01 03:45:03 | 26.6437 | 2.088 | 8.352 | 6.8607 | 6.8607 | 0.19533 | 0.19533 | 1.0932 | 1.0932 | 0 | 0 | 8.4922 | 8.4922 | -1.6503 | -0.82517 | 0.90525 | 0 | 0 |  |  | 7.6838 |  | 0.31347 | 31.347 | 1.8105 | 0 | 2014-04-30 21:30 | 8492.1667 | 8.4922
|  | 2014-05-01 04:15:03 | 26.9975 | 2.155 | 8.62 | 6.924 | 6.924 | 0.2175 | 0.2175 | 1.093 | 1.093 | 0 | 0 | 8.6492 | 8.6492 | -1.4938 | -0.74692 | 0.82517 | 0 | 0 |  |  | 8.4476 |  | 0.31929 | 31.9289 | 1.6503 | 0 | 2014-04-30 22:00 | 8649.1667 | 8.6492
|  | 2014-05-01 04:45:02 | 27.585 | 2.0255 | 8.102 | 7.0642 | 7.0642 | 0.21867 | 0.21867 | 1.0915 | 1.0915 | 0 | 0 | 8.6538 | 8.6538 | -2.4548 | -1.2274 | 0.74692 | 0 | 0 |  |  | 7.3728 |  | 0.29371 | 29.371 | 1.4938 | 0 | 2014-04-30 22:30 | 8653.8333 | 8.6538
|  | 2014-05-01 05:15:02 | 30.2605 | 1.9312 | 7.7247 | 7.0912 | 7.0912 | 0.22267 | 0.22267 | 1.1302 | 1.1302 | 0 | 0 | 9.305 | 9.305 | -4.7868 | -2.3934 | 1.2274 | 0 | 0 |  |  | 7.3384 |  | 0.25527 | 25.5272 | 2.4548 | 0 | 2014-04-30 23:00 | 9305 | 9.305
|  | 2014-05-01 05:45:02 | 32.8147 | 2.0285 | 8.114 | 7.0998 | 7.0998 | 0.27967 | 0.27967 | 1.1263 | 1.1263 | 0 | 0 | 9.8732 | 9.8732 | -6.3217 | -3.1608 | 2.3934 | 0 | 0 |  |  | 8.0329 |  | 0.24727 | 24.7267 | 4.7868 | 0 | 2014-04-30 23:30 | 9873.1667 | 9.8732
|  | 2014-05-01 06:15:03 | 36.2148 | 2.332 | 9.328 | 7.0982 | 7.0982 | 0.37083 | 0.37083 | 1.1303 | 1.1303 | 0.436 | 0.436 | 10.6515 | 10.6515 | -7.2 | -3.6 | 3.1608 | 0 | 0 |  |  | 8.7683 |  | 0.25757 | 25.7574 | 6.3217 | 0 | 2014-05-01 | 10651.5 | 10.6515
|  | 2014-05-01 06:45:02 | 38.5145 | 2.404 | 9.616 | 7.0938 | 7.0938 | 0.37467 | 0.37467 | 1.135 | 1.135 | 0.436 | 0.436 | 11.4613 | 11.4613 | -8.3977 | -4.1988 | 3.6 | 0 | 0 |  |  | 8.9429 |  | 0.24967 | 24.9672 | 7.2 | 0 | 2014-05-01 00:30 | 11461.3333 | 11.4613
|  | 2014-05-01 07:15:02 | 39.5907 | 2.363 | 9.452 | 7.0967 | 7.0967 | 0.38367 | 0.38367 | 1.1153 | 1.1153 | 1.2812 | 1.2812 | 11.8262 | 11.8262 | -8.4356 | -4.2178 | 4.1988 | 0 | 0 |  |  | 10.3972 |  | 0.23874 | 23.8743 | 8.3977 | 0 | 2014-05-01 01:00 | 11826.1667 | 11.8262
|  | 2014-05-01 07:45:03 | 39.7692 | 2.2945 | 9.178 | 7.0963 | 7.0963 | 0.40667 | 0.40667 | 1.113 | 1.113 | 1.2812 | 1.2812 | 11.8758 | 11.8758 | -8.8181 | -4.4091 | 4.2178 | 0 | 0 |  |  | 9.178 |  | 0.23078 | 23.0782 | 8.4356 | 0 | 2014-05-01 01:30 | 11875.8333 | 11.8758
|  | 2014-05-01 08:15:02 | 40.4902 | 2.2482 | 8.9927 | 7.0907 | 7.0907 | 0.44017 | 0.44017 | 1.1133 | 1.1133 | 2.198 | 2.198 | 11.9207 | 11.9207 | -8.7347 | -4.3673 | 4.4091 | 0 | 0 |  |  | 9.6222 |  | 0.2221 | 22.2095 | 8.8181 | 0 | 2014-05-01 02:00 | 11920.6667 | 11.9207
|  | 2014-05-01 08:45:02 | 40.5702 | 2.2613 | 9.0453 | 7.085 | 7.085 | 0.44717 | 0.44717 | 1.0947 | 1.0947 | 2.198 | 2.198 | 11.8872 | 11.8872 | -8.8128 | -4.4064 | 4.3673 | 0 | 0 |  |  | 9.769 |  | 0.22296 | 22.2955 | 8.7347 | 0 | 2014-05-01 02:30 | 11887.1667 | 11.8872
|  | 2014-05-01 09:15:02 | 39.9433 | 2.3208 | 9.2833 | 7.0923 | 7.0923 | 0.59 | 0.59 | 1.0772 | 1.0772 | 2.3428 | 2.3428 | 11.8917 | 11.8917 | -7.666 | -3.833 | 4.4064 | 0 | 0 |  |  | 8.6335 |  | 0.23241 | 23.2413 | 8.8128 | 0 | 2014-05-01 03:00 | 11891.6667 | 11.8917
|  | 2014-05-01 09:45:02 | 40.352 | 2.2997 | 9.1987 | 7.0923 | 7.0923 | 0.59933 | 0.59933 | 1.0788 | 1.0788 | 2.3428 | 2.3428 | 12.0247 | 12.0247 | -8.0154 | -4.0077 | 3.833 | 0 | 0 |  |  | 9.1067 |  | 0.22796 | 22.7961 | 7.666 | 0 | 2014-05-01 03:30 | 12024.6667 | 12.0247
|  | 2014-05-01 10:15:02 | 40.5993 | 2.3692 | 9.4767 | 7.0902 | 7.0902 | 0.60483 | 0.60483 | 1.1045 | 1.1045 | 4.7936 | 4.7936 | 12.089 | 12.089 | -5.4406 | -2.7203 | 4.0077 | 0 | 0 |  |  | 9.8557 |  | 0.23342 | 23.3419 | 8.0154 | 0 | 2014-05-01 04:00 | 12089 | 12.089
|  | 2014-05-01 10:45:02 | 40.7843 | 2.2637 | 9.0547 | 7.0903 | 7.0903 | 0.60767 | 0.60767 | 1.1217 | 1.1217 | 4.7936 | 4.7936 | 12.1588 | 12.1588 | -5.9576 | -2.9788 | 2.7203 | 0 | 0 |  |  | 9.3263 |  | 0.22201 | 22.2013 | 5.4406 | 0 | 2014-05-01 04:30 | 12158.8333 | 12.1588
|  | 2014-05-01 11:15:03 | 40.9107 | 2.1313 | 8.5253 | 7.088 | 7.088 | 0.5605 | 0.5605 | 1.1217 | 1.1217 | 5.758 | 5.758 | 11.7557 | 11.7557 | -6.1015 | -3.0507 | 2.9788 | 0 | 0 |  |  | 8.2696 |  | 0.20839 | 20.8389 | 5.9576 | 0 | 2014-05-01 05:00 | 11755.6667 | 11.7557
|  | 2014-05-01 11:45:02 | 40.5082 | 2.0412 | 8.1647 | 7.0538 | 7.0538 | 0.538 | 0.538 | 1.125 | 1.125 | 5.758 | 5.758 | 11.5377 | 11.5377 | -6.331 | -3.1655 | 3.0507 | 0 | 0 |  |  | 8.8995 |  | 0.20156 | 20.1556 | 6.1015 | 0 | 2014-05-01 05:30 | 11537.6667 | 11.5377
|  | 2014-05-01 12:15:01 | 40.1965 | 2.0322 | 8.1287 | 6.91 | 6.91 | 0.457 | 0.457 | 1.1288 | 1.1288 | 6.3396 | 6.3396 | 11.6045 | 11.6045 | -5.6279 | -2.8139 | 3.1655 | 0 | 0 |  |  | 8.6164 |  | 0.20222 | 20.2223 | 6.331 | 0 | 2014-05-01 06:00 | 11604.5 | 11.6045
|  | 2014-05-01 12:45:03 | 40.0142 | 2.0093 | 8.0373 | 6.8595 | 6.8595 | 0.398 | 0.398 | 1.1285 | 1.1285 | 6.3396 | 6.3396 | 11.6853 | 11.6853 | -5.5659 | -2.7829 | 2.8139 | 0 | 0 |  |  | 8.1177 |  | 0.20086 | 20.0862 | 5.6279 | 0 | 2014-05-01 06:30 | 11685.3333 | 11.6853
|  | 2014-05-01 13:15:03 | 39.7707 | 1.9993 | 7.9973 | 6.8545 | 6.8545 | 0.3875 | 0.3875 | 1.1232 | 1.1232 | 5.8636 | 5.8636 | 11.6178 | 11.6178 | -5.9267 | -2.9634 | 2.7829 | 0 | 0 |  |  | 7.5975 |  | 0.20109 | 20.1086 | 5.5659 | 0 | 2014-05-01 07:00 | 11617.8333 | 11.6178
|  | 2014-05-01 13:45:02 | 39.49 | 1.9857 | 7.9427 | 6.851 | 6.851 | 0.37817 | 0.37817 | 1.106 | 1.106 | 5.8636 | 5.8636 | 11.5668 | 11.5668 | -5.7817 | -2.8909 | 2.9634 | 0 | 0 |  |  | 8.4987 |  | 0.20113 | 20.1131 | 5.9267 | 0 | 2014-05-01 07:30 | 11566.8333 | 11.5668
|  | 2014-05-01 14:15:02 | 39.3395 | 2.0928 | 8.3713 | 6.8608 | 6.8608 | 0.371 | 0.371 | 1.0975 | 1.0975 | 6.0832 | 6.0832 | 11.7425 | 11.7425 | -4.8131 | -2.4066 | 2.8909 | 0 | 0 |  |  | 8.7062 |  | 0.2128 | 21.2797 | 5.7817 | 0 | 2014-05-01 08:00 | 11742.5 | 11.7425
|  | 2014-05-01 14:45:02 | 39.9007 | 2.1793 | 8.7173 | 6.8608 | 6.8608 | 0.371 | 0.371 | 1.1008 | 1.1008 | 6.0832 | 6.0832 | 11.829 | 11.829 | -4.9385 | -2.4692 | 2.4066 | 0 | 0 |  |  | 9.5019 |  | 0.21848 | 21.8476 | 4.8131 | 0 | 2014-05-01 08:30 | 11829 | 11.829
|  | 2014-05-01 15:15:03 | 40.5707 | 2.3015 | 9.206 | 6.8572 | 6.8572 | 0.38017 | 0.38017 | 1.0973 | 1.0973 | 4.256 | 4.256 | 11.9963 | 11.9963 | -6.7777 | -3.3888 | 2.4692 | 0 | 0 |  |  | 9.0219 |  | 0.22691 | 22.6913 | 4.9385 | 0 | 2014-05-01 09:00 | 11996.3333 | 11.9963
|  | 2014-05-01 15:45:01 | 41.1487 | 2.3978 | 9.5913 | 6.8587 | 6.8587 | 0.3955 | 0.3955 | 1.0977 | 1.0977 | 4.256 | 4.256 | 12.1918 | 12.1918 | -6.7577 | -3.3788 | 3.3888 | 0 | 0 |  |  | 9.6872 |  | 0.23309 | 23.309 | 6.7777 | 0 | 2014-05-01 09:30 | 12191.8333 | 12.1918
|  | 2014-05-01 16:15:03 | 41.2965 | 2.479 | 9.916 | 6.863 | 6.863 | 0.483 | 0.483 | 1.0907 | 1.0907 | 4.142 | 4.142 | 12.0863 | 12.0863 | -6.7155 | -3.3577 | 3.3788 | 0 | 0 |  |  | 9.1227 |  | 0.24012 | 24.0117 | 6.7577 | 0 | 2014-05-01 10:00 | 12086.3333 | 12.0863
|  | 2014-05-01 16:45:03 | 40.916 | 2.6102 | 10.4407 | 6.8615 | 6.8615 | 0.4925 | 0.4925 | 1.0817 | 1.0817 | 4.142 | 4.142 | 11.905 | 11.905 | -5.9927 | -2.9963 | 3.3577 | 0 | 0 |  |  | 10.1274 |  | 0.25517 | 25.5173 | 6.7155 | 0 | 2014-05-01 10:30 | 11905 | 11.905
|  | 2014-05-01 17:15:01 | 40.7233 | 2.6708 | 10.6833 | 6.8623 | 6.8623 | 0.46767 | 0.46767 | 1.0842 | 1.0842 | 2.7236 | 2.7236 | 11.9462 | 11.9462 | -6.9561 | -3.478 | 2.9963 | 0 | 0 |  |  | 11.1107 |  | 0.26234 | 26.2339 | 5.9927 | 0 | 2014-05-01 11:00 | 11946.1667 | 11.9462
|  | 2014-05-01 17:45:03 | 40.5478 | 2.5135 | 10.054 | 6.8903 | 6.8903 | 0.4635 | 0.4635 | 1.0872 | 1.0872 | 2.7236 | 2.7236 | 12.1558 | 12.1558 | -7.1734 | -3.5867 | 3.478 | 0 | 0 |  |  | 9.3502 |  | 0.24795 | 24.7954 | 6.9561 | 0 | 2014-05-01 11:30 | 12155.8333 | 12.1558
|  | 2014-05-01 18:15:02 | 40.1435 | 2.3243 | 9.2973 | 7.0287 | 7.0287 | 0.4665 | 0.4665 | 1.0872 | 1.0872 | 1.4376 | 1.4376 | 12.0565 | 12.0565 | -8.7697 | -4.3849 | 3.5867 | 0 | 0 |  |  | 10.2271 |  | 0.2316 | 23.1602 | 7.1734 | 0 | 2014-05-01 12:00 | 12056.5 | 12.0565
|  | 2014-05-01 18:45:01 | 39.73 | 2.2283 | 8.9133 | 7.0967 | 7.0967 | 0.46167 | 0.46167 | 1.087 | 1.087 | 1.4376 | 1.4376 | 11.9912 | 11.9912 | -8.7426 | -4.3713 | 4.3849 | 0 | 0 |  |  | 9.4481 |  | 0.22435 | 22.4348 | 8.7697 | 0 | 2014-05-01 12:30 | 11991.1667 | 11.9912
|  | 2014-05-01 19:15:03 | 39.3455 | 2.1023 | 8.4093 | 7.098 | 7.098 | 0.4455 | 0.4455 | 1.0718 | 1.0718 | 0.2076 | 0.2076 | 11.9458 | 11.9458 | -10.1674 | -5.0837 | 4.3713 | 0 | 0 |  |  | 8.3252 |  | 0.21373 | 21.373 | 8.7426 | 0 | 2014-05-01 13:00 | 11945.8333 | 11.9458
|  | 2014-05-01 19:45:03 | 39.5625 | 1.9905 | 7.962 | 7.0965 | 7.0965 | 0.43617 | 0.43617 | 1.0833 | 1.0833 | 0.2076 | 0.2076 | 11.821 | 11.821 | -10.9559 | -5.4779 | 5.0837 | 0 | 0 |  |  | 8.4397 |  | 0.20125 | 20.1251 | 10.1674 | 0 | 2014-05-01 13:30 | 11821 | 11.821
|  | 2014-05-01 20:15:03 | 38.8733 | 1.8727 | 7.4907 | 7.0968 | 7.0968 | 0.3845 | 0.3845 | 1.0503 | 1.0503 | 0.072 | 0.072 | 11.8223 | 11.8223 | -10.9567 | -5.4783 | 5.4779 | 0 | 0 |  |  | 7.8652 |  | 0.19269 | 19.2694 | 10.9559 | 0 | 2014-05-01 14:00 | 11822.3333 | 11.8223
|  | 2014-05-01 20:45:02 | 37.1035 | 1.8057 | 7.2227 | 7.0977 | 7.0977 | 0.3295 | 0.3295 | 0.9885 | 0.9885 | 0.072 | 0.072 | 11.4087 | 11.4087 | -9.9845 | -4.9922 | 5.4783 | 0 | 0 |  |  | 6.7893 |  | 0.19466 | 19.4663 | 10.9567 | 0 | 2014-05-01 14:30 | 11408.6667 | 11.4087
|  | 2014-05-01 21:15:03 | 34.9928 | 1.7555 | 7.022 | 7.0957 | 7.0957 | 0.32767 | 0.32767 | 1.0123 | 1.0123 | 0 | 0 | 10.8193 | 10.8193 | -8.7158 | -4.3579 | 4.9922 | 0 | 0 |  |  | 6.7411 |  | 0.20067 | 20.067 | 9.9845 | 0 | 2014-05-01 15:00 | 10819.3333 | 10.8193
|  | 2014-05-01 21:45:04 | 32.5672 | 1.7427 | 6.9707 | 7.099 | 7.099 | 0.32067 | 0.32067 | 0.99717 | 0.99717 | 0 | 0 | 10.5092 | 10.5092 | -6.6705 | -3.3353 | 4.3579 | 0 | 0 |  |  | 6.9707 |  | 0.21404 | 21.404 | 8.7158 | 0 | 2014-05-01 15:30 | 10509.1667 | 10.5092
|  | 2014-05-01 22:15:01 | 30.7453 | 1.7668 | 7.0673 | 7.0335 | 7.0335 | 0.28833 | 0.28833 | 0.99133 | 0.99133 | 0 | 0 | 10.4893 | 10.4893 | -4.8755 | -2.4377 | 3.3353 | 0 | 0 |  |  | 7.7034 |  | 0.22987 | 22.9867 | 6.6705 | 0 | 2014-05-01 16:00 | 10489.3333 | 10.4893
|  | 2014-05-01 22:45:02 | 29.0558 | 1.777 | 7.108 | 6.8958 | 6.8958 | 0.28817 | 0.28817 | 1.0055 | 1.0055 | 0 | 0 | 9.7548 | 9.7548 | -4.0035 | -2.0018 | 2.4377 | 0 | 0 |  |  | 7.6056 |  | 0.24463 | 24.4632 | 4.8755 | 0 | 2014-05-01 16:30 | 9754.8333 | 9.7548
|  | 2014-05-01 23:15:02 | 27.7445 | 1.8365 | 7.346 | 6.8593 | 6.8593 | 0.28783 | 0.28783 | 0.99183 | 0.99183 | 0 | 0 | 9.0552 | 9.0552 | -3.2043 | -1.6022 | 2.0018 | 0 | 0 |  |  | 7.0522 |  | 0.26477 | 26.4773 | 4.0035 | 0 | 2014-05-01 17:00 | 9055.1667 | 9.0552
|  | 2014-05-01 23:45:01 | 27.0317 | 1.8483 | 7.3933 | 6.8563 | 6.8563 | 0.2705 | 0.2705 | 0.99767 | 0.99767 | 0 | 0 | 8.7297 | 8.7297 | -2.7842 | -1.3921 | 1.6022 | 0 | 0 |  |  | 7.9109 |  | 0.27351 | 27.3506 | 3.2043 | 0 | 2014-05-01 17:30 | 8729.6667 | 8.7297
|  | 2014-05-02 00:15:01 | 27.0042 | 1.893 | 7.572 | 6.854 | 6.854 | 0.19933 | 0.19933 | 1.0008 | 1.0008 | 0 | 0 | 8.5853 | 8.5853 | -2.7927 | -1.3963 | 1.3921 | 0 | 0 |  |  | 6.8905 |  | 0.2804 | 28.0401 | 2.7842 | 0 | 2014-05-01 18:00 | 8585.3333 | 8.5853
|  | 2014-05-02 00:45:03 | 27.4793 | 2.1227 | 8.4907 | 6.8557 | 6.8557 | 0.18867 | 0.18867 | 0.997 | 0.997 | 0 | 0 | 8.7492 | 8.7492 | -2.1982 | -1.0991 | 1.3963 | 0 | 0 |  |  | 8.7454 |  | 0.30898 | 30.8984 | 2.7927 | 0 | 2014-05-01 18:30 | 8749.1667 | 8.7492
|  | 2014-05-02 01:15:01 | 27.0578 | 2.1995 | 8.798 | 6.8578 | 6.8578 | 0.18833 | 0.18833 | 1.0027 | 1.0027 | 0 | 0 | 8.619 | 8.619 | -1.592 | -0.796 | 1.0991 | 0 | 0 |  |  | 8.71 |  | 0.32516 | 32.5155 | 2.1982 | 0 | 2014-05-01 19:00 | 8619 | 8.619
|  | 2014-05-02 01:45:02 | 26.965 | 2.1273 | 8.5093 | 6.897 | 6.897 | 0.1875 | 0.1875 | 0.99983 | 0.99983 | 0 | 0 | 8.5363 | 8.5363 | -1.835 | -0.9175 | 0.796 | 0 | 0 |  |  | 7.9137 |  | 0.31557 | 31.557 | 1.592 | 0 | 2014-05-01 19:30 | 8536.3333 | 8.5363
|  | 2014-05-02 02:15:02 | 26.8332 | 2.1017 | 8.4067 | 7.0445 | 7.0445 | 0.177 | 0.177 | 0.9875 | 0.9875 | 0 | 0 | 8.2835 | 8.2835 | -1.934 | -0.967 | 0.9175 | 0 | 0 |  |  | 9.1633 |  | 0.31329 | 31.3294 | 1.835 | 0 | 2014-05-01 20:00 | 8283.5 | 8.2835
|  | 2014-05-02 02:45:02 | 26.7213 | 2.0565 | 8.226 | 7.0933 | 7.0933 | 0.17683 | 0.17683 | 0.99133 | 0.99133 | 0 | 0 | 8.0523 | 8.0523 | -2.1815 | -1.0908 | 0.967 | 0 | 0 |  |  | 7.4857 |  | 0.30784 | 30.7844 | 1.934 | 0 | 2014-05-01 20:30 | 8052.3333 | 8.0523
|  | 2014-05-02 03:15:02 | 26.6495 | 2.0172 | 8.0687 | 7.1015 | 7.1015 | 0.17633 | 0.17633 | 1.0047 | 1.0047 | 0 | 0 | 8.05 | 8.05 | -2.2483 | -1.1242 | 1.0908 | 0 | 0 |  |  | 8.1494 |  | 0.30277 | 30.277 | 2.1815 | 0 | 2014-05-01 21:00 | 8050 | 8.05
|  | 2014-05-02 03:45:03 | 26.6948 | 2.0902 | 8.3607 | 7.1113 | 7.1113 | 0.1765 | 0.1765 | 1.0013 | 1.0013 | 0 | 0 | 8.1258 | 8.1258 | -1.9192 | -0.95958 | 1.1242 | 0 | 0 |  |  | 7.9426 |  | 0.31319 | 31.3194 | 2.2483 | 0 | 2014-05-01 21:30 | 8125.8333 | 8.1258
|  | 2014-05-02 04:15:02 | 26.8752 | 2.0762 | 8.3047 | 7.1127 | 7.1127 | 0.17683 | 0.17683 | 0.99983 | 0.99983 | 0 | 0 | 8.3203 | 8.3203 | -1.9608 | -0.98042 | 0.95958 | 0 | 0 |  |  | 8.6369 |  | 0.30901 | 30.9009 | 1.9192 | 0 | 2014-05-01 22:00 | 8320.3333 | 8.3203
|  | 2014-05-02 04:45:02 | 27.7365 | 2.058 | 8.232 | 7.1145 | 7.1145 | 0.1765 | 0.1765 | 1.0055 | 1.0055 | 0 | 0 | 8.2882 | 8.2882 | -2.9198 | -1.4599 | 0.98042 | 0 | 0 |  |  | 8.3143 |  | 0.29679 | 29.6793 | 1.9608 | 0 | 2014-05-01 22:30 | 8288.1667 | 8.2882
|  | 2014-05-02 05:15:02 | 29.9865 | 2.055 | 8.22 | 7.1132 | 7.1132 | 0.1775 | 0.1775 | 1.0065 | 1.0065 | 0 | 0 | 8.914 | 8.914 | -4.5553 | -2.2777 | 1.4599 | 0 | 0 |  |  | 8.5488 |  | 0.27412 | 27.4123 | 2.9198 | 0 | 2014-05-01 23:00 | 8914 | 8.914
|  | 2014-05-02 05:45:02 | 32.5575 | 2.0205 | 8.082 | 7.1115 | 7.1115 | 0.24433 | 0.24433 | 0.99567 | 0.99567 | 0 | 0 | 9.8885 | 9.8885 | -6.2355 | -3.1177 | 2.2777 | 0 | 0 |  |  | 7.3546 |  | 0.24824 | 24.8238 | 4.5553 | 0 | 2014-05-01 23:30 | 9888.5 | 9.8885
|  | 2014-05-02 06:15:04 | 36.1267 | 2.0822 | 8.3287 | 7.1123 | 7.1123 | 0.36817 | 0.36817 | 1.0583 | 1.0583 | 0.3588 | 0.3588 | 10.9507 | 10.9507 | -7.9497 | -3.9748 | 3.1177 | 0 | 0 |  |  | 8.3287 |  | 0.23054 | 23.0541 | 6.2355 | 0 | 2014-05-02 | 10950.6667 | 10.9507
|  | 2014-05-02 06:45:03 | 38.2325 | 2.1452 | 8.5807 | 7.1095 | 7.1095 | 0.37483 | 0.37483 | 1.095 | 1.095 | 0.3588 | 0.3588 | 11.2712 | 11.2712 | -9.4425 | -4.7213 | 3.9748 | 0 | 0 |  |  | 7.7226 |  | 0.22443 | 22.4434 | 7.9497 | 0 | 2014-05-02 00:30 | 11271.1667 | 11.2712
|  | 2014-05-02 07:15:03 | 39.2607 | 2.2183 | 8.8733 | 7.1032 | 7.1032 | 0.45117 | 0.45117 | 1.0948 | 1.0948 | 0.8904 | 0.8904 | 11.3348 | 11.3348 | -9.5129 | -4.7565 | 4.7213 | 0 | 0 |  |  | 9.7607 |  | 0.22601 | 22.6011 | 9.4425 | 0 | 2014-05-02 01:00 | 11334.8333 | 11.3348
|  | 2014-05-02 07:45:03 | 39.1945 | 2.0827 | 8.3307 | 7.0997 | 7.0997 | 0.51433 | 0.51433 | 1.0972 | 1.0972 | 0.8904 | 0.8904 | 11.3367 | 11.3367 | -9.9256 | -4.9628 | 4.7565 | 0 | 0 |  |  | 8.9971 |  | 0.21255 | 21.2547 | 9.5129 | 0 | 2014-05-02 01:30 | 11336.6667 | 11.3367
|  | 2014-05-02 08:15:02 | 39.7138 | 2.074 | 8.296 | 7.101 | 7.101 | 0.63533 | 0.63533 | 1.0982 | 1.0982 | 2.1624 | 2.1624 | 11.367 | 11.367 | -9.0539 | -4.527 | 4.9628 | 0 | 0 |  |  | 8.1301 |  | 0.20889 | 20.8894 | 9.9256 | 0 | 2014-05-02 02:00 | 11367 | 11.367
|  | 2014-05-02 08:45:02 | 39.7547 | 2.1562 | 8.6247 | 7.0808 | 7.0808 | 0.632 | 0.632 | 1.093 | 1.093 | 2.1624 | 2.1624 | 11.2625 | 11.2625 | -8.8993 | -4.4496 | 4.527 | 0 | 0 |  |  | 9.0559 |  | 0.21695 | 21.6947 | 9.0539 | 0 | 2014-05-02 02:30 | 11262.5 | 11.2625
|  | 2014-05-02 09:15:03 | 39.5585 | 2.1042 | 8.4167 | 6.9532 | 6.9532 | 0.633 | 0.633 | 1.0963 | 1.0963 | 2.7604 | 2.7604 | 11.2082 | 11.2082 | -8.4908 | -4.2454 | 4.4496 | 0 | 0 |  |  | 8.5008 |  | 0.21277 | 21.2765 | 8.8993 | 0 | 2014-05-02 03:00 | 11208.1667 | 11.2082
|  | 2014-05-02 09:45:01 | 39.5725 | 2.084 | 8.336 | 6.8647 | 6.8647 | 0.45083 | 0.45083 | 1.0953 | 1.0953 | 2.7604 | 2.7604 | 11.1223 | 11.1223 | -8.9429 | -4.4715 | 4.2454 | 0 | 0 |  |  | 9.0029 |  | 0.21065 | 21.0651 | 8.4908 | 0 | 2014-05-02 03:30 | 11122.3333 | 11.1223
|  | 2014-05-02 10:15:03 | 39.5228 | 2.0618 | 8.2473 | 6.866 | 6.866 | 0.42417 | 0.42417 | 1.0972 | 1.0972 | 4.744 | 4.744 | 11.1458 | 11.1458 | -6.9983 | -3.4992 | 4.4715 | 0 | 0 |  |  | 7.5051 |  | 0.20867 | 20.8673 | 8.9429 | 0 | 2014-05-02 04:00 | 11145.8333 | 11.1458
|  | 2014-05-02 10:45:02 | 39.4947 | 1.9078 | 7.6313 | 6.8605 | 6.8605 | 0.41967 | 0.41967 | 1.0978 | 1.0978 | 4.744 | 4.744 | 11.2072 | 11.2072 | -7.5342 | -3.7671 | 3.4992 | 0 | 0 |  |  | 7.6313 |  | 0.19322 | 19.3224 | 6.9983 | 0 | 2014-05-02 04:30 | 11207.1667 | 11.2072
|  | 2014-05-02 11:15:03 | 39.3978 | 1.7878 | 7.1513 | 6.8648 | 6.8648 | 0.40333 | 0.40333 | 1.0965 | 1.0965 | 5.3256 | 5.3256 | 11.2082 | 11.2082 | -7.3481 | -3.674 | 3.7671 | 0 | 0 |  |  | 7.8665 |  | 0.18152 | 18.1516 | 7.5342 | 0 | 2014-05-02 05:00 | 11208.1667 | 11.2082
|  | 2014-05-02 11:45:03 | 38.9613 | 1.6997 | 6.7987 | 6.8773 | 6.8773 | 0.40367 | 0.40367 | 1.0958 | 1.0958 | 5.3256 | 5.3256 | 11.1607 | 11.1607 | -7.2996 | -3.6498 | 3.674 | 0 | 0 |  |  | 7.1386 |  | 0.1745 | 17.4498 | 7.3481 | 0 | 2014-05-02 05:30 | 11160.6667 | 11.1607
|  | 2014-05-02 12:15:02 | 38.5412 | 1.667 | 6.668 | 6.9627 | 6.9627 | 0.36233 | 0.36233 | 1.0973 | 1.0973 | 5.8596 | 5.8596 | 11.1445 | 11.1445 | -6.4467 | -3.2234 | 3.6498 | 0 | 0 |  |  | 6.6013 |  | 0.17301 | 17.301 | 7.2996 | 0 | 2014-05-02 06:00 | 11144.5 | 11.1445
|  | 2014-05-02 12:45:02 | 38.2168 | 1.6412 | 6.5647 | 7.0652 | 7.0652 | 0.36633 | 0.36633 | 1.0968 | 1.0968 | 5.8596 | 5.8596 | 11.0308 | 11.0308 | -6.2334 | -3.1167 | 3.2234 | 0 | 0 |  |  | 6.1708 |  | 0.17177 | 17.1774 | 6.4467 | 0 | 2014-05-02 06:30 | 11030.8333 | 11.0308
|  | 2014-05-02 13:15:03 | 38.0937 | 1.501 | 6.004 | 7.1012 | 7.1012 | 0.361 | 0.361 | 1.0965 | 1.0965 | 5.7724 | 5.7724 | 11.07 | 11.07 | -6.6886 | -3.3443 | 3.1167 | 0 | 0 |  |  | 6.1241 |  | 0.15761 | 15.7612 | 6.2334 | 0 | 2014-05-02 07:00 | 11070 | 11.07
|  | 2014-05-02 13:45:04 | 37.7172 | 1.4625 | 5.85 | 7.115 | 7.115 | 0.376 | 0.376 | 1.0937 | 1.0937 | 5.7724 | 5.7724 | 11.0938 | 11.0938 | -6.4163 | -3.2081 | 3.3443 | 0 | 0 |  |  | 5.9085 |  | 0.1551 | 15.5102 | 6.6886 | 0 | 2014-05-02 07:30 | 11093.8333 | 11.0938
|  | 2014-05-02 14:15:02 | 37.4118 | 1.4198 | 5.6793 | 7.107 | 7.107 | 0.4185 | 0.4185 | 1.0907 | 1.0907 | 5.8232 | 5.8232 | 11.0335 | 11.0335 | -6.2596 | -3.1298 | 3.2081 | 0 | 0 |  |  | 5.4522 |  | 0.15181 | 15.1806 | 6.4163 | 0 | 2014-05-02 08:00 | 11033.5 | 11.0335
|  | 2014-05-02 14:45:02 | 37.792 | 1.4338 | 5.7353 | 7.1087 | 7.1087 | 0.42483 | 0.42483 | 1.0853 | 1.0853 | 5.8232 | 5.8232 | 11.1407 | 11.1407 | -6.474 | -3.237 | 3.1298 | 0 | 0 |  |  | 6.2515 |  | 0.15176 | 15.1761 | 6.2596 | 0 | 2014-05-02 08:30 | 11140.6667 | 11.1407
|  | 2014-05-02 15:15:02 | 38.3085 | 1.511 | 6.044 | 7.1103 | 7.1103 | 0.40867 | 0.40867 | 1.0505 | 1.0505 | 4.0496 | 4.0496 | 11.3068 | 11.3068 | -8.3386 | -4.1693 | 3.237 | 0 | 0 |  |  | 6.1044 |  | 0.15777 | 15.7772 | 6.474 | 0 | 2014-05-02 09:00 | 11306.8333 | 11.3068
|  | 2014-05-02 15:45:05 | 38.6958 | 1.4773 | 5.9093 | 7.1143 | 7.1143 | 0.40767 | 0.40767 | 1.0495 | 1.0495 | 4.0496 | 4.0496 | 11.4312 | 11.4312 | -8.7342 | -4.3671 | 4.1693 | 0 | 0 |  |  | 6.4412 |  | 0.15271 | 15.2712 | 8.3386 | 0 | 2014-05-02 09:30 | 11431.1667 | 11.4312
|  | 2014-05-02 16:15:03 | 38.9625 | 1.4072 | 5.6287 | 7.1078 | 7.1078 | 0.404 | 0.404 | 1.0525 | 1.0525 | 3.3292 | 3.3292 | 11.5368 | 11.5368 | -9.9035 | -4.9517 | 4.3671 | 0 | 0 |  |  | 6.1915 |  | 0.14446 | 14.4464 | 8.7342 | 0 | 2014-05-02 10:00 | 11536.8333 | 11.5368
|  | 2014-05-02 16:45:03 | 38.7313 | 1.3752 | 5.5007 | 7.1082 | 7.1082 | 0.41017 | 0.41017 | 1.0718 | 1.0718 | 3.3292 | 3.3292 | 11.4017 | 11.4017 | -9.9096 | -4.9548 | 4.9517 | 0 | 0 |  |  | 5.6657 |  | 0.14202 | 14.2021 | 9.9035 | 0 | 2014-05-02 10:30 | 11401.6667 | 11.4017
|  | 2014-05-02 17:15:02 | 38.499 | 1.3682 | 5.4727 | 7.1038 | 7.1038 | 0.60767 | 0.60767 | 1.0718 | 1.0718 | 1.9508 | 1.9508 | 10.9763 | 10.9763 | -11.3159 | -5.6579 | 4.9548 | 0 | 0 |  |  | 5.9105 |  | 0.14215 | 14.2151 | 9.9096 | 0 | 2014-05-02 11:00 | 10976.3333 | 10.9763
|  | 2014-05-02 17:45:01 | 38.1232 | 1.395 | 5.58 | 7.0987 | 7.0987 | 0.63117 | 0.63117 | 1.0722 | 1.0722 | 1.9508 | 1.9508 | 10.9383 | 10.9383 | -10.852 | -5.426 | 5.6579 | 0 | 0 |  |  | 6.0822 |  | 0.14637 | 14.6368 | 11.3159 | 0 | 2014-05-02 11:30 | 10938.3333 | 10.9383
|  | 2014-05-02 18:15:04 | 37.5125 | 1.4207 | 5.6827 | 7.1007 | 7.1007 | 0.65533 | 0.65533 | 1.0718 | 1.0718 | 1.018 | 1.018 | 10.6835 | 10.6835 | -11.3005 | -5.6502 | 5.426 | 0 | 0 |  |  | 5.9668 |  | 0.15149 | 15.1487 | 10.852 | 0 | 2014-05-02 12:00 | 10683.5 | 10.6835
|  | 2014-05-02 18:45:02 | 36.92 | 1.4857 | 5.9427 | 7.0958 | 7.0958 | 0.485 | 0.485 | 1.0715 | 1.0715 | 1.018 | 1.018 | 10.624 | 10.624 | -10.683 | -5.3415 | 5.6502 | 0 | 0 |  |  | 6.0021 |  | 0.16096 | 16.0961 | 11.3005 | 0 | 2014-05-02 12:30 | 10624 | 10.624
|  | 2014-05-02 19:15:05 | 36.469 | 1.5757 | 6.3027 | 7.0937 | 7.0937 | 0.45867 | 0.45867 | 1.072 | 1.072 | 0.2192 | 0.2192 | 10.5028 | 10.5028 | -10.82 | -5.41 | 5.3415 | 0 | 0 |  |  | 5.6724 |  | 0.17282 | 17.2823 | 10.683 | 0 | 2014-05-02 13:00 | 10502.8333 | 10.5028
|  | 2014-05-02 19:45:02 | 37.0545 | 1.6105 | 6.442 | 7.0913 | 7.0913 | 0.45617 | 0.45617 | 1.072 | 1.072 | 0.2192 | 0.2192 | 10.6547 | 10.6547 | -11.1191 | -5.5596 | 5.41 | 0 | 0 |  |  | 6.0555 |  | 0.17385 | 17.3852 | 10.82 | 0 | 2014-05-02 13:30 | 10654.6667 | 10.6547
|  | 2014-05-02 20:15:02 | 36.9635 | 1.5982 | 6.3927 | 7.0953 | 7.0953 | 0.40717 | 0.40717 | 1.0487 | 1.0487 | 0.08 | 0.08 | 10.5597 | 10.5597 | -11.38 | -5.69 | 5.5596 | 0 | 0 |  |  | 6.137 |  | 0.17295 | 17.2945 | 11.1191 | 0 | 2014-05-02 14:00 | 10559.6667 | 10.5597
|  | 2014-05-02 20:45:02 | 35.5073 | 1.594 | 6.376 | 7.1113 | 7.1113 | 0.32 | 0.32 | 1.0605 | 1.0605 | 0.08 | 0.08 | 10.23 | 10.23 | -10.3295 | -5.1648 | 5.69 | 0 | 0 |  |  | 5.8659 |  | 0.17957 | 17.9569 | 11.38 | 0 | 2014-05-02 14:30 | 10230 | 10.23
|  | 2014-05-02 21:15:02 | 33.9133 | 1.6177 | 6.4707 | 7.1062 | 7.1062 | 0.3075 | 0.3075 | 1.07 | 1.07 | 0 | 0 | 9.7782 | 9.7782 | -9.1808 | -4.5904 | 5.1648 | 0 | 0 |  |  | 6.9883 |  | 0.1908 | 19.08 | 10.3295 | 0 | 2014-05-02 15:00 | 9778.1667 | 9.7782
|  | 2014-05-02 21:45:01 | 31.9977 | 1.5332 | 6.1327 | 7.1762 | 7.1762 | 0.29617 | 0.29617 | 1.0722 | 1.0722 | 0 | 0 | 9.5417 | 9.5417 | -7.7788 | -3.8894 | 4.5904 | 0 | 0 |  |  | 6.6233 |  | 0.19166 | 19.166 | 9.1808 | 0 | 2014-05-02 15:30 | 9541.6667 | 9.5417
|  | 2014-05-02 22:15:05 | 30.0123 | 1.419 | 5.676 | 7.2092 | 7.2092 | 0.24517 | 0.24517 | 1.0705 | 1.0705 | 0 | 0 | 9.428 | 9.428 | -6.3835 | -3.1917 | 3.8894 | 0 | 0 |  |  | 6.2436 |  | 0.18912 | 18.9122 | 7.7788 | 0 | 2014-05-02 16:00 | 9428 | 9.428
|  | 2014-05-02 22:45:02 | 28.6072 | 1.4597 | 5.8387 | 7.2567 | 7.2567 | 0.243 | 0.243 | 1.0703 | 1.0703 | 0 | 0 | 9.4228 | 9.4228 | -4.7757 | -2.3878 | 3.1917 | 0 | 0 |  |  | 5.6051 |  | 0.2041 | 20.4098 | 6.3835 | 0 | 2014-05-02 16:30 | 9422.8333 | 9.4228
|  | 2014-05-02 23:15:02 | 27.8947 | 1.5107 | 6.0427 | 7.2892 | 7.2892 | 0.2405 | 0.2405 | 1.0715 | 1.0715 | 0 | 0 | 9.176 | 9.176 | -4.0748 | -2.0374 | 2.3878 | 0 | 0 |  |  | 5.6801 |  | 0.21662 | 21.6624 | 4.7757 | 0 | 2014-05-02 17:00 | 9176 | 9.176
|  | 2014-05-02 23:45:02 | 27.0128 | 1.4337 | 5.7347 | 7.2977 | 7.2977 | 0.22717 | 0.22717 | 1.0733 | 1.0733 | 0 | 0 | 8.6727 | 8.6727 | -4.0073 | -2.0037 | 2.0374 | 0 | 0 |  |  | 6.0787 |  | 0.21229 | 21.2294 | 4.0748 | 0 | 2014-05-02 17:30 | 8672.6667 | 8.6727
|  | 2014-05-03 00:15:02 | 27.3227 | 1.3583 | 5.4333 | 7.302 | 7.302 | 0.17083 | 0.17083 | 1.073 | 1.073 | 0 | 0 | 8.9785 | 8.9785 | -4.365 | -2.1825 | 2.0037 | 0 | 0 |  |  | 5.868 |  | 0.19886 | 19.8858 | 4.0073 | 0 | 2014-05-02 18:00 | 8978.5 | 8.9785
|  | 2014-05-03 00:45:03 | 27.3718 | 1.2733 | 5.0933 | 7.2983 | 7.2983 | 0.17083 | 0.17083 | 1.0733 | 1.0733 | 0 | 0 | 9.2587 | 9.2587 | -4.4773 | -2.2387 | 2.1825 | 0 | 0 |  |  | 4.6859 |  | 0.18608 | 18.6079 | 4.365 | 0 | 2014-05-02 18:30 | 9258.6667 | 9.2587
|  | 2014-05-03 01:15:03 | 27.2453 | 1.1455 | 4.582 | 7.3013 | 7.3013 | 0.1705 | 0.1705 | 1.0727 | 1.0727 | 0 | 0 | 9.2882 | 9.2882 | -4.8307 | -2.4153 | 2.2387 | 0 | 0 |  |  | 4.2613 |  | 0.16818 | 16.8176 | 4.4773 | 0 | 2014-05-02 19:00 | 9288.1667 | 9.2882
|  | 2014-05-03 01:45:02 | 26.9098 | 1.1503 | 4.6013 | 7.3037 | 7.3037 | 0.17017 | 0.17017 | 1.0732 | 1.0732 | 0 | 0 | 8.8985 | 8.8985 | -4.863 | -2.4315 | 2.4153 | 0 | 0 |  |  | 4.6473 |  | 0.17099 | 17.0991 | 4.8307 | 0 | 2014-05-02 19:30 | 8898.5 | 8.8985
|  | 2014-05-03 02:15:02 | 26.6907 | 1.066 | 4.264 | 7.303 | 7.303 | 0.17 | 0.17 | 1.0735 | 1.0735 | 0 | 0 | 8.8328 | 8.8328 | -5.0473 | -2.5237 | 2.4315 | 0 | 0 |  |  | 3.9229 |  | 0.15976 | 15.9756 | 4.863 | 0 | 2014-05-02 20:00 | 8832.8333 | 8.8328
|  | 2014-05-03 02:45:02 | 26.5287 | 1.0265 | 4.106 | 7.3048 | 7.3048 | 0.1675 | 0.1675 | 1.0732 | 1.0732 | 0 | 0 | 8.8295 | 8.8295 | -5.0477 | -2.5238 | 2.5237 | 0 | 0 |  |  | 4.3113 |  | 0.15478 | 15.4776 | 5.0473 | 0 | 2014-05-02 20:30 | 8829.5 | 8.8295
|  | 2014-05-03 03:15:02 | 26.5402 | 0.998 | 3.992 | 7.2998 | 7.2998 | 0.16717 | 0.16717 | 1.0732 | 1.0732 | 0 | 0 | 8.8997 | 8.8997 | -5.1083 | -2.5542 | 2.5238 | 0 | 0 |  |  | 3.8323 |  | 0.15041 | 15.0414 | 5.0477 | 0 | 2014-05-02 21:00 | 8899.6667 | 8.8997
|  | 2014-05-03 03:45:01 | 26.3343 | 1.018 | 4.072 | 7.3045 | 7.3045 | 0.16767 | 0.16767 | 1.0735 | 1.0735 | 0 | 0 | 8.8102 | 8.8102 | -4.9065 | -2.4533 | 2.5542 | 0 | 0 |  |  | 4.4792 |  | 0.15463 | 15.4627 | 5.1083 | 0 | 2014-05-02 21:30 | 8810.1667 | 8.8102
|  | 2014-05-03 04:15:03 | 25.9025 | 0.94367 | 3.7747 | 7.3008 | 7.3008 | 0.16783 | 0.16783 | 1.0732 | 1.0732 | 0 | 0 | 8.4495 | 8.4495 | -5.1365 | -2.5682 | 2.4533 | 0 | 0 |  |  | 3.9634 |  | 0.14573 | 14.5726 | 4.9065 | 0 | 2014-05-02 22:00 | 8449.5 | 8.4495
|  | 2014-05-03 04:45:01 | 25.9808 | 0.83417 | 3.3367 | 7.298 | 7.298 | 0.168 | 0.168 | 1.0727 | 1.0727 | 0 | 0 | 8.5752 | 8.5752 | -5.5303 | -2.7652 | 2.5682 | 0 | 0 |  |  | 3.1031 |  | 0.12843 | 12.8428 | 5.1365 | 0 | 2014-05-02 22:30 | 8575.1667 | 8.5752
|  | 2014-05-03 05:15:01 | 26.674 | 0.77633 | 3.1053 | 7.3038 | 7.3038 | 0.17267 | 0.17267 | 1.0703 | 1.0703 | 0 | 0 | 9.1878 | 9.1878 | -5.834 | -2.917 | 2.7652 | 0 | 0 |  |  | 3.0743 |  | 0.11642 | 11.6418 | 5.5303 | 0 | 2014-05-02 23:00 | 9187.8333 | 9.1878
|  | 2014-05-03 05:45:02 | 27.0438 | 0.755 | 3.02 | 7.3038 | 7.3038 | 0.21483 | 0.21483 | 1.0718 | 1.0718 | 0 | 0 | 9.5153 | 9.5153 | -5.918 | -2.959 | 2.917 | 0 | 0 |  |  | 3.02 |  | 0.11167 | 11.1671 | 5.834 | 0 | 2014-05-02 23:30 | 9515.3333 | 9.5153
|  | 2014-05-03 06:15:02 | 28.6828 | 0.76917 | 3.0767 | 7.305 | 7.305 | 0.2855 | 0.2855 | 1.0722 | 1.0722 | 0.7316 | 0.7316 | 10.0563 | 10.0563 | -6.1556 | -3.0778 | 2.959 | 0 | 0 |  |  | 2.8921 |  | 0.10727 | 10.7265 | 5.918 | 0 | 2014-05-03 | 10056.3333 | 10.0563
|  | 2014-05-03 06:45:02 | 30.3405 | 0.71517 | 2.8607 | 7.302 | 7.302 | 0.28533 | 0.28533 | 1.0723 | 1.0723 | 0.7316 | 0.7316 | 10.6718 | 10.6718 | -7.4167 | -3.7084 | 3.0778 | 0 | 0 |  |  | 2.6604 |  | 0.094285 | 9.4285 | 6.1556 | 0 | 2014-05-03 00:30 | 10671.8333 | 10.6718
|  | 2014-05-03 07:15:04 | 32.1767 | 0.64567 | 2.5827 | 7.3023 | 7.3023 | 0.26933 | 0.26933 | 1.0895 | 1.0895 | 1.5784 | 1.5784 | 10.97 | 10.97 | -8.3844 | -4.1922 | 3.7084 | 0 | 0 |  |  | 2.686 |  | 0.080265 | 8.0265 | 7.4167 | 0 | 2014-05-03 01:00 | 10970 | 10.97
|  | 2014-05-03 07:45:02 | 33.3223 | 0.57317 | 2.2927 | 7.3038 | 7.3038 | 0.2875 | 0.2875 | 1.0967 | 1.0967 | 1.5784 | 1.5784 | 11.0002 | 11.0002 | -9.7631 | -4.8815 | 4.1922 | 0 | 0 |  |  | 2.5219 |  | 0.068803 | 6.8803 | 8.3844 | 0 | 2014-05-03 01:30 | 11000.1667 | 11.0002
|  | 2014-05-03 08:15:02 | 34.2262 | 0.54867 | 2.1947 | 7.3072 | 7.3072 | 0.39683 | 0.39683 | 1.091 | 1.091 | 2.7504 | 2.7504 | 11.0418 | 11.0418 | -9.4443 | -4.7221 | 4.8815 | 0 | 0 |  |  | 1.9971 |  | 0.064122 | 6.4122 | 9.7631 | 0 | 2014-05-03 02:00 | 11041.8333 | 11.0418
|  | 2014-05-03 08:45:01 | 34.348 | 0.5185 | 2.074 | 7.2992 | 7.2992 | 0.40433 | 0.40433 | 1.0975 | 1.0975 | 2.7504 | 2.7504 | 11.1198 | 11.1198 | -9.6028 | -4.8014 | 4.7221 | 0 | 0 |  |  | 2.1777 |  | 0.060382 | 6.0382 | 9.4443 | 0 | 2014-05-03 02:30 | 11119.8333 | 11.1198
|  | 2014-05-03 09:15:03 | 34.3838 | 0.48267 | 1.9307 | 7.3005 | 7.3005 | 0.41517 | 0.41517 | 1.0973 | 1.0973 | 3.8728 | 3.8728 | 11.0598 | 11.0598 | -8.7075 | -4.3538 | 4.8014 | 0 | 0 |  |  | 2.0851 |  | 0.05615 | 5.615 | 9.6028 | 0 | 2014-05-03 03:00 | 11059.8333 | 11.0598
|  | 2014-05-03 09:45:03 | 33.945 | 0.46367 | 1.8547 | 7.3013 | 7.3013 | 0.41 | 0.41 | 1.0987 | 1.0987 | 3.8728 | 3.8728 | 10.936 | 10.936 | -8.4715 | -4.2358 | 4.3538 | 0 | 0 |  |  | 1.9659 |  | 0.054637 | 5.4637 | 8.7075 | 0 | 2014-05-03 03:30 | 10936 | 10.936
|  | 2014-05-03 10:15:02 | 33.8815 | 0.48067 | 1.9227 | 7.3033 | 7.3033 | 0.39317 | 0.39317 | 1.1023 | 1.1023 | 5.3048 | 5.3048 | 10.8347 | 10.8347 | -7.0205 | -3.5103 | 4.2358 | 0 | 0 |  |  | 2.0957 |  | 0.056747 | 5.6747 | 8.4715 | 0 | 2014-05-03 04:00 | 10834.6667 | 10.8347
|  | 2014-05-03 10:45:02 | 33.5625 | 0.49033 | 1.9613 | 7.3047 | 7.3047 | 0.39717 | 0.39717 | 1.0102 | 1.0102 | 5.3048 | 5.3048 | 10.665 | 10.665 | -6.9194 | -3.4597 | 3.5103 | 0 | 0 |  |  | 1.9025 |  | 0.058438 | 5.8438 | 7.0205 | 0 | 2014-05-03 04:30 | 10665 | 10.665
|  | 2014-05-03 11:15:01 | 33.17 | 0.50483 | 2.0193 | 7.3065 | 7.3065 | 0.3985 | 0.3985 | 1.0218 | 1.0218 | 6.184 | 6.184 | 10.7328 | 10.7328 | -5.507 | -2.7535 | 3.4597 | 0 | 0 |  |  | 2.2011 |  | 0.060878 | 6.0878 | 6.9194 | 0 | 2014-05-03 05:00 | 10732.8333 | 10.7328
|  | 2014-05-03 11:45:01 | 32.647 | 0.54617 | 2.1847 | 7.307 | 7.307 | 0.37133 | 0.37133 | 1.0163 | 1.0163 | 6.184 | 6.184 | 10.7388 | 10.7388 | -4.8448 | -2.4224 | 2.7535 | 0 | 0 |  |  | 1.9662 |  | 0.066918 | 6.6918 | 5.507 | 0 | 2014-05-03 05:30 | 10738.8333 | 10.7388
|  | 2014-05-03 12:15:02 | 32.0562 | 0.57683 | 2.3073 | 7.2868 | 7.2868 | 0.31917 | 0.31917 | 1.1073 | 1.1073 | 6.682 | 6.682 | 10.7232 | 10.7232 | -3.6303 | -1.8152 | 2.4224 | 0 | 0 |  |  | 2.1458 |  | 0.071978 | 7.1978 | 4.8448 | 0 | 2014-05-03 06:00 | 10723.1667 | 10.7232
|  | 2014-05-03 12:45:02 | 31.3357 | 0.59617 | 2.3847 | 7.285 | 7.285 | 0.31933 | 0.31933 | 1.1082 | 1.1082 | 6.682 | 6.682 | 10.5708 | 10.5708 | -2.9857 | -1.4928 | 1.8152 | 0 | 0 |  |  | 2.5993 |  | 0.076101 | 7.6101 | 3.6303 | 0 | 2014-05-03 06:30 | 10570.8333 | 10.5708
|  | 2014-05-03 13:15:03 | 30.9418 | 0.54133 | 2.1653 | 7.282 | 7.282 | 0.3175 | 0.3175 | 1.1073 | 1.1073 | 6.7316 | 6.7316 | 10.6225 | 10.6225 | -2.7156 | -1.3578 | 1.4928 | 0 | 0 |  |  | 1.9921 |  | 0.069981 | 6.9981 | 2.9857 | 0 | 2014-05-03 07:00 | 10622.5 | 10.6225
|  | 2014-05-03 13:45:02 | 30.5663 | 0.53067 | 2.1227 | 7.2812 | 7.2812 | 0.312 | 0.312 | 1.107 | 1.107 | 6.7316 | 6.7316 | 10.6055 | 10.6055 | -2.4064 | -1.2032 | 1.3578 | 0 | 0 |  |  | 1.9104 |  | 0.069445 | 6.9445 | 2.7156 | 0 | 2014-05-03 07:30 | 10605.5 | 10.6055
|  | 2014-05-03 14:15:03 | 30.4128 | 0.53333 | 2.1333 | 7.2875 | 7.2875 | 0.31233 | 0.31233 | 1.1067 | 1.1067 | 6.6056 | 6.6056 | 10.5547 | 10.5547 | -2.4127 | -1.2064 | 1.2032 | 0 | 0 |  |  | 2.112 |  | 0.070146 | 7.0146 | 2.4064 | 0 | 2014-05-03 08:00 | 10554.6667 | 10.5547
|  | 2014-05-03 14:45:02 | 30.6277 | 0.534 | 2.136 | 7.304 | 7.304 | 0.31267 | 0.31267 | 1.107 | 1.107 | 6.6056 | 6.6056 | 10.6217 | 10.6217 | -2.5407 | -1.2704 | 1.2064 | 0 | 0 |  |  | 2.0078 |  | 0.069741 | 6.9741 | 2.4127 | 0 | 2014-05-03 08:30 | 10621.6667 | 10.6217
|  | 2014-05-03 15:15:02 | 31.1408 | 0.545 | 2.18 | 7.3125 | 7.3125 | 0.316 | 0.316 | 1.107 | 1.107 | 5.0924 | 5.0924 | 10.679 | 10.679 | -4.4539 | -2.227 | 1.2704 | 0 | 0 |  |  | 2.2672 |  | 0.070005 | 7.0005 | 2.5407 | 0 | 2014-05-03 09:00 | 10679 | 10.679
|  | 2014-05-03 15:45:04 | 31.8913 | 0.53617 | 2.1447 | 7.3138 | 7.3138 | 0.345 | 0.345 | 1.1072 | 1.1072 | 5.0924 | 5.0924 | 10.7722 | 10.7722 | -5.1161 | -2.5581 | 2.227 | 0 | 0 |  |  | 1.9731 |  | 0.067249 | 6.7249 | 4.4539 | 0 | 2014-05-03 09:30 | 10772.1667 | 10.7722
|  | 2014-05-03 16:15:03 | 32.8835 | 0.546 | 2.184 | 7.3125 | 7.3125 | 0.408 | 0.408 | 1.1088 | 1.1088 | 4.0148 | 4.0148 | 10.8797 | 10.8797 | -6.9757 | -3.4879 | 2.5581 | 0 | 0 |  |  | 2.0966 |  | 0.066416 | 6.6416 | 5.1161 | 0 | 2014-05-03 10:00 | 10879.6667 | 10.8797
|  | 2014-05-03 16:45:03 | 33.4762 | 0.5255 | 2.102 | 7.3112 | 7.3112 | 0.39567 | 0.39567 | 1.1085 | 1.1085 | 4.0148 | 4.0148 | 10.9077 | 10.9077 | -7.6364 | -3.8182 | 3.4879 | 0 | 0 |  |  | 2.2912 |  | 0.062791 | 6.2791 | 6.9757 | 0 | 2014-05-03 10:30 | 10907.6667 | 10.9077
|  | 2014-05-03 17:15:03 | 33.727 | 0.50483 | 2.0193 | 7.317 | 7.317 | 0.41567 | 0.41567 | 1.1092 | 1.1092 | 2.5332 | 2.5332 | 11.0133 | 11.0133 | -9.3193 | -4.6596 | 3.8182 | 0 | 0 |  |  | 2.1001 |  | 0.059873 | 5.9873 | 7.6364 | 0 | 2014-05-03 11:00 | 11013.3333 | 11.0133
|  | 2014-05-03 17:45:03 | 33.9145 | 0.5285 | 2.114 | 7.3163 | 7.3163 | 0.4165 | 0.4165 | 1.1077 | 1.1077 | 2.5332 | 2.5332 | 11.103 | 11.103 | -9.3238 | -4.6619 | 4.6596 | 0 | 0 |  |  | 2.0717 |  | 0.062333 | 6.2333 | 9.3193 | 0 | 2014-05-03 11:30 | 11103 | 11.103
|  | 2014-05-03 18:15:04 | 33.714 | 0.57167 | 2.2867 | 7.3135 | 7.3135 | 0.41817 | 0.41817 | 1.1055 | 1.1055 | 0.9912 | 0.9912 | 11.0795 | 11.0795 | -10.5195 | -5.2597 | 4.6619 | 0 | 0 |  |  | 2.5153 |  | 0.067825 | 6.7825 | 9.3238 | 0 | 2014-05-03 12:00 | 11079.5 | 11.0795
|  | 2014-05-03 18:45:03 | 33.6237 | 0.61167 | 2.4467 | 7.311 | 7.311 | 0.42 | 0.42 | 1.1082 | 1.1082 | 0.9912 | 0.9912 | 11.04 | 11.04 | -10.3066 | -5.1533 | 5.2597 | 0 | 0 |  |  | 2.4711 |  | 0.072766 | 7.2766 | 10.5195 | 0 | 2014-05-03 12:30 | 11040 | 11.04
|  | 2014-05-03 19:15:01 | 33.7255 | 0.64467 | 2.5787 | 7.315 | 7.315 | 0.43067 | 0.43067 | 1.0132 | 1.0132 | 0.1564 | 0.1564 | 11.0158 | 11.0158 | -11.2158 | -5.6079 | 5.1533 | 0 | 0 |  |  | 2.785 |  | 0.07646 | 7.646 | 10.3066 | 0 | 2014-05-03 13:00 | 11015.8333 | 11.0158
|  | 2014-05-03 19:45:02 | 34.5002 | 0.64067 | 2.5627 | 7.311 | 7.311 | 0.46817 | 0.46817 | 0.825 | 0.825 | 0.1564 | 0.1564 | 11.1728 | 11.1728 | -12.0041 | -6.0021 | 5.6079 | 0 | 0 |  |  | 2.6139 |  | 0.07428 | 7.428 | 11.2158 | 0 | 2014-05-03 13:30 | 11172.8333 | 11.1728
|  | 2014-05-03 20:15:02 | 34.2983 | 0.66767 | 2.6707 | 7.3068 | 7.3068 | 0.5155 | 0.5155 | 0.74433 | 0.74433 | 0 | 0 | 11.169 | 11.169 | -11.892 | -5.946 | 6.0021 | 0 | 0 |  |  | 2.8309 |  | 0.077866 | 7.7866 | 12.0041 | 0 | 2014-05-03 14:00 | 11169 | 11.169
|  | 2014-05-03 20:45:03 | 33.431 | 0.61167 | 2.4467 | 7.3075 | 7.3075 | 0.33983 | 0.33983 | 0.742 | 0.742 | 0 | 0 | 11.1317 | 11.1317 | -11.4633 | -5.7317 | 5.946 | 0 | 0 |  |  | 2.6913 |  | 0.073186 | 7.3186 | 11.892 | 0 | 2014-05-03 14:30 | 11131.6667 | 11.1317
|  | 2014-05-03 21:15:04 | 32.0057 | 0.6155 | 2.462 | 7.305 | 7.305 | 0.29667 | 0.29667 | 0.74417 | 0.74417 | 0 | 0 | 10.8715 | 10.8715 | -10.3263 | -5.1632 | 5.7317 | 0 | 0 |  |  | 2.3143 |  | 0.076924 | 7.6924 | 11.4633 | 0 | 2014-05-03 15:00 | 10871.5 | 10.8715
|  | 2014-05-03 21:45:02 | 30.2758 | 0.6395 | 2.558 | 7.3162 | 7.3162 | 0.26283 | 0.26283 | 0.74317 | 0.74317 | 0 | 0 | 10.7017 | 10.7017 | -8.694 | -4.347 | 5.1632 | 0 | 0 |  |  | 2.4301 |  | 0.08449 | 8.449 | 10.3263 | 0 | 2014-05-03 15:30 | 10701.6667 | 10.7017
|  | 2014-05-03 22:15:02 | 28.5193 | 0.6665 | 2.666 | 7.3172 | 7.3172 | 0.209 | 0.209 | 0.74467 | 0.74467 | 0 | 0 | 10.4295 | 10.4295 | -7.153 | -3.5765 | 4.347 | 0 | 0 |  |  | 2.3994 |  | 0.09348 | 9.348 | 8.694 | 0 | 2014-05-03 16:00 | 10429.5 | 10.4295
|  | 2014-05-03 22:45:01 | 27.5762 | 0.68717 | 2.7487 | 7.321 | 7.321 | 0.20883 | 0.20883 | 0.74433 | 0.74433 | 0 | 0 | 9.8717 | 9.8717 | -6.6817 | -3.3408 | 3.5765 | 0 | 0 |  |  | 2.996 |  | 0.099675 | 9.9675 | 7.153 | 0 | 2014-05-03 16:30 | 9871.6667 | 9.8717
|  | 2014-05-03 23:15:02 | 26.8973 | 0.75217 | 3.0087 | 7.3263 | 7.3263 | 0.20883 | 0.20883 | 0.7405 | 0.7405 | 0 | 0 | 9.6998 | 9.6998 | -5.9132 | -2.9566 | 3.3408 | 0 | 0 |  |  | 2.9786 |  | 0.11186 | 11.1857 | 6.6817 | 0 | 2014-05-03 17:00 | 9699.8333 | 9.6998
|  | 2014-05-03 23:45:02 | 26.3605 | 0.8035 | 3.214 | 7.324 | 7.324 | 0.191 | 0.191 | 0.72667 | 0.72667 | 0 | 0 | 9.493 | 9.493 | -5.4118 | -2.7059 | 2.9566 | 0 | 0 |  |  | 3.214 |  | 0.12192 | 12.1925 | 5.9132 | 0 | 2014-05-03 17:30 | 9493 | 9.493
|  | 2014-05-04 00:15:02 | 26.4293 | 0.86133 | 3.4453 | 7.3125 | 7.3125 | 0.15217 | 0.15217 | 0.74317 | 0.74317 | 0 | 0 | 9.4428 | 9.4428 | -5.3333 | -2.6667 | 2.7059 | 0 | 0 |  |  | 3.1697 |  | 0.13036 | 13.036 | 5.4118 | 0 | 2014-05-03 18:00 | 9442.8333 | 9.4428
|  | 2014-05-04 00:45:02 | 26.3968 | 0.8915 | 3.566 | 7.3198 | 7.3198 | 0.15167 | 0.15167 | 0.74483 | 0.74483 | 0 | 0 | 9.5182 | 9.5182 | -5.0963 | -2.5482 | 2.6667 | 0 | 0 |  |  | 3.673 |  | 0.13509 | 13.5092 | 5.3333 | 0 | 2014-05-03 18:30 | 9518.1667 | 9.5182
|  | 2014-05-04 01:15:02 | 25.9337 | 0.89683 | 3.5873 | 7.3163 | 7.3163 | 0.15133 | 0.15133 | 0.7455 | 0.7455 | 0 | 0 | 9.3953 | 9.3953 | -4.7378 | -2.3689 | 2.5482 | 0 | 0 |  |  | 3.9102 |  | 0.13833 | 13.8327 | 5.0963 | 0 | 2014-05-03 19:00 | 9395.3333 | 9.3953
|  | 2014-05-04 01:45:02 | 25.4688 | 0.93933 | 3.7573 | 7.3128 | 7.3128 | 0.15133 | 0.15133 | 0.74783 | 0.74783 | 0 | 0 | 9.2148 | 9.2148 | -4.2847 | -2.1423 | 2.3689 | 0 | 0 |  |  | 3.9452 |  | 0.14753 | 14.7527 | 4.7378 | 0 | 2014-05-03 19:30 | 9214.8333 | 9.2148
|  | 2014-05-04 02:15:02 | 25.091 | 0.93667 | 3.7467 | 7.3118 | 7.3118 | 0.151 | 0.151 | 0.74717 | 0.74717 | 0 | 0 | 9.1348 | 9.1348 | -3.9995 | -1.9997 | 2.1423 | 0 | 0 |  |  | 4.0464 |  | 0.14932 | 14.9323 | 4.2847 | 0 | 2014-05-03 20:00 | 9134.8333 | 9.1348
|  | 2014-05-04 02:45:02 | 24.8292 | 0.88783 | 3.5513 | 7.3167 | 7.3167 | 0.15117 | 0.15117 | 0.74883 | 0.74883 | 0 | 0 | 9.0542 | 9.0542 | -4.007 | -2.0035 | 1.9997 | 0 | 0 |  |  | 3.6579 |  | 0.14303 | 14.3031 | 3.9995 | 0 | 2014-05-03 20:30 | 9054.1667 | 9.0542
|  | 2014-05-04 03:15:02 | 24.7362 | 0.81017 | 3.2407 | 7.32 | 7.32 | 0.1525 | 0.1525 | 0.7485 | 0.7485 | 0 | 0 | 9.0657 | 9.0657 | -4.2088 | -2.1044 | 2.0035 | 0 | 0 |  |  | 3.3703 |  | 0.13101 | 13.1009 | 4.007 | 0 | 2014-05-03 21:00 | 9065.6667 | 9.0657
|  | 2014-05-04 03:45:03 | 24.7378 | 0.7965 | 3.186 | 7.3212 | 7.3212 | 0.15417 | 0.15417 | 0.74867 | 0.74867 | 0 | 0 | 9.096 | 9.096 | -4.2318 | -2.1159 | 2.1044 | 0 | 0 |  |  | 3.2497 |  | 0.12879 | 12.8791 | 4.2088 | 0 | 2014-05-03 21:30 | 9096 | 9.096
|  | 2014-05-04 04:15:03 | 24.3905 | 0.7675 | 3.07 | 7.319 | 7.319 | 0.1525 | 0.1525 | 0.74717 | 0.74717 | 0 | 0 | 8.7043 | 8.7043 | -4.3975 | -2.1987 | 2.1159 | 0 | 0 |  |  | 3.3156 |  | 0.12587 | 12.5869 | 4.2318 | 0 | 2014-05-03 22:00 | 8704.3333 | 8.7043
|  | 2014-05-04 04:45:03 | 24.0143 | 0.72883 | 2.9153 | 7.3235 | 7.3235 | 0.15217 | 0.15217 | 0.747 | 0.747 | 0 | 0 | 8.503 | 8.503 | -4.3733 | -2.1867 | 2.1987 | 0 | 0 |  |  | 3.0028 |  | 0.1214 | 12.14 | 4.3975 | 0 | 2014-05-03 22:30 | 8503 | 8.503
|  | 2014-05-04 05:15:03 | 24.1282 | 0.68117 | 2.7247 | 7.3172 | 7.3172 | 0.15267 | 0.15267 | 0.74717 | 0.74717 | 0 | 0 | 8.4403 | 8.4403 | -4.7462 | -2.3731 | 2.1867 | 0 | 0 |  |  | 2.6974 |  | 0.11292 | 11.2925 | 4.3733 | 0 | 2014-05-03 23:00 | 8440.3333 | 8.4403
|  | 2014-05-04 05:45:01 | 24.229 | 0.6605 | 2.642 | 7.3198 | 7.3198 | 0.18967 | 0.18967 | 0.67383 | 0.67383 | 0 | 0 | 8.3477 | 8.3477 | -5.056 | -2.528 | 2.3731 | 0 | 0 |  |  | 2.7741 |  | 0.10904 | 10.9043 | 4.7462 | 0 | 2014-05-03 23:30 | 8347.6667 | 8.3477
|  | 2014-05-04 06:15:02 | 25.169 | 0.6505 | 2.602 | 7.3183 | 7.3183 | 0.30433 | 0.30433 | 0.6855 | 0.6855 | 0.5056 | 0.5056 | 9.0557 | 9.0557 | -4.6976 | -2.3488 | 2.528 | 0 | 0 |  |  | 2.7581 |  | 0.10338 | 10.3381 | 5.056 | 0 | 2014-05-04 | 9055.6667 | 9.0557
|  | 2014-05-04 06:45:02 | 26.2272 | 0.63567 | 2.5427 | 7.322 | 7.322 | 0.3045 | 0.3045 | 0.74617 | 0.74617 | 0.5056 | 0.5056 | 9.6352 | 9.6352 | -5.1711 | -2.5855 | 2.3488 | 0 | 0 |  |  | 2.3901 |  | 0.096948 | 9.6948 | 4.6976 | 0 | 2014-05-04 00:30 | 9635.1667 | 9.6352
|  | 2014-05-04 07:15:03 | 27.6248 | 0.61883 | 2.4753 | 7.3193 | 7.3193 | 0.30733 | 0.30733 | 0.749 | 0.749 | 1.256 | 1.256 | 10.191 | 10.191 | -5.3268 | -2.6634 | 2.5855 | 0 | 0 |  |  | 2.6734 |  | 0.089605 | 8.9605 | 5.1711 | 0 | 2014-05-04 01:00 | 10191 | 10.191
|  | 2014-05-04 07:45:02 | 28.7378 | 0.61183 | 2.4473 | 7.325 | 7.325 | 0.33117 | 0.33117 | 0.7485 | 0.7485 | 1.256 | 1.256 | 10.5073 | 10.5073 | -6.1225 | -3.0612 | 2.6634 | 0 | 0 |  |  | 2.5452 |  | 0.085161 | 8.5161 | 5.3268 | 0 | 2014-05-04 01:30 | 10507.3333 | 10.5073
|  | 2014-05-04 08:15:03 | 29.7978 | 0.62217 | 2.4887 | 7.318 | 7.318 | 0.40283 | 0.40283 | 0.74667 | 0.74667 | 2.0084 | 2.0084 | 10.9318 | 10.9318 | -5.9014 | -2.9507 | 3.0612 | 0 | 0 |  |  | 2.6131 |  | 0.083518 | 8.3518 | 6.1225 | 0 | 2014-05-04 02:00 | 10931.8333 | 10.9318
|  | 2014-05-04 08:45:03 | 30.593 | 0.62117 | 2.4847 | 7.3255 | 7.3255 | 0.40583 | 0.40583 | 0.74633 | 0.74633 | 2.0084 | 2.0084 | 10.891 | 10.891 | -6.7313 | -3.3656 | 2.9507 | 0 | 0 |  |  | 2.3853 |  | 0.081217 | 8.1217 | 5.9014 | 0 | 2014-05-04 02:30 | 10891 | 10.891
|  | 2014-05-04 09:15:03 | 31.1393 | 0.64183 | 2.5673 | 7.3252 | 7.3252 | 0.41517 | 0.41517 | 0.7475 | 0.7475 | 2.7788 | 2.7788 | 10.8342 | 10.8342 | -6.4712 | -3.2356 | 3.3656 | 0 | 0 |  |  | 2.6187 |  | 0.082447 | 8.2447 | 6.7313 | 0 | 2014-05-04 03:00 | 10834.1667 | 10.8342
|  | 2014-05-04 09:45:01 | 31.2135 | 0.72317 | 2.8927 | 7.3285 | 7.3285 | 0.413 | 0.413 | 0.74767 | 0.74767 | 2.7788 | 2.7788 | 10.717 | 10.717 | -6.3359 | -3.1679 | 3.2356 | 0 | 0 |  |  | 2.8059 |  | 0.092674 | 9.2674 | 6.4712 | 0 | 2014-05-04 03:30 | 10717 | 10.717
|  | 2014-05-04 10:15:01 | 31.5733 | 0.72717 | 2.9087 | 7.3238 | 7.3238 | 0.40617 | 0.40617 | 0.7445 | 0.7445 | 4.6208 | 4.6208 | 10.787 | 10.787 | -4.7824 | -2.3912 | 3.1679 | 0 | 0 |  |  | 2.9378 |  | 0.092124 | 9.2124 | 6.3359 | 0 | 2014-05-04 04:00 | 10787 | 10.787
|  | 2014-05-04 10:45:04 | 31.673 | 0.77 | 3.08 | 7.3225 | 7.3225 | 0.418 | 0.418 | 0.74867 | 0.74867 | 4.6208 | 4.6208 | 10.8683 | 10.8683 | -4.6147 | -2.3073 | 2.3912 | 0 | 0 |  |  | 3.1108 |  | 0.097244 | 9.7244 | 4.7824 | 0 | 2014-05-04 04:30 | 10868.3333 | 10.8683
|  | 2014-05-04 11:15:02 | 31.7745 | 0.89483 | 3.5793 | 7.324 | 7.324 | 0.41367 | 0.41367 | 0.74617 | 0.74617 | 4.9728 | 4.9728 | 10.9642 | 10.9642 | -3.7744 | -1.8872 | 2.3073 | 0 | 0 |  |  | 3.7941 |  | 0.11265 | 11.2648 | 4.6147 | 0 | 2014-05-04 05:00 | 10964.1667 | 10.9642
|  | 2014-05-04 11:45:02 | 31.5063 | 1.1152 | 4.4607 | 7.3272 | 7.3272 | 0.37417 | 0.37417 | 0.74567 | 0.74567 | 4.9728 | 4.9728 | 11.0077 | 11.0077 | -2.6182 | -1.3091 | 1.8872 | 0 | 0 |  |  | 4.1038 |  | 0.14158 | 14.158 | 3.7744 | 0 | 2014-05-04 05:30 | 11007.6667 | 11.0077
|  | 2014-05-04 12:15:03 | 30.8525 | 1.1677 | 4.6707 | 7.3292 | 7.3292 | 0.32183 | 0.32183 | 0.74667 | 0.74667 | 5.1548 | 5.1548 | 10.8693 | 10.8693 | -1.76 | -0.88002 | 1.3091 | 0 | 0 |  |  | 4.7641 |  | 0.15139 | 15.1387 | 2.6182 | 0 | 2014-05-04 06:00 | 10869.3333 | 10.8693
|  | 2014-05-04 12:45:03 | 30.2982 | 1.283 | 5.132 | 7.3288 | 7.3288 | 0.321 | 0.321 | 0.7445 | 0.7445 | 5.1548 | 5.1548 | 10.443 | 10.443 | -1.174 | -0.58702 | 0.88002 | 0 | 0 |  |  | 5.6452 |  | 0.16938 | 16.9383 | 1.76 | 0 | 2014-05-04 06:30 | 10443 | 10.443
|  | 2014-05-04 13:15:02 | 29.9868 | 1.2953 | 5.1813 | 7.3203 | 7.3203 | 0.32017 | 0.32017 | 0.7495 | 0.7495 | 5.4308 | 5.4308 | 10.3303 | 10.3303 | -0.65437 | -0.32718 | 0.58702 | 0 | 0 |  |  | 5.3886 |  | 0.17279 | 17.2787 | 1.174 | 0 | 2014-05-04 07:00 | 10330.3333 | 10.3303
|  | 2014-05-04 13:45:03 | 29.7775 | 1.2782 | 5.1127 | 7.3183 | 7.3183 | 0.31017 | 0.31017 | 0.74917 | 0.74917 | 5.4308 | 5.4308 | 10.1503 | 10.1503 | -0.70603 | -0.35302 | 0.32718 | 0 | 0 |  |  | 4.9082 |  | 0.1717 | 17.1696 | 0.65437 | 0 | 2014-05-04 07:30 | 10150.3333 | 10.1503
|  | 2014-05-04 14:15:02 | 29.7577 | 1.3158 | 5.2633 | 7.3282 | 7.3282 | 0.309 | 0.309 | 0.74867 | 0.74867 | 5.2316 | 5.2316 | 9.8838 | 9.8838 | -0.99307 | -0.49653 | 0.35302 | 0 | 0 |  |  | 5.1054 |  | 0.17687 | 17.6873 | 0.70603 | 0 | 2014-05-04 08:00 | 9883.8333 | 9.8838
|  | 2014-05-04 14:45:02 | 29.8472 | 1.2442 | 4.9767 | 7.3278 | 7.3278 | 0.31 | 0.31 | 0.74883 | 0.74883 | 5.2316 | 5.2316 | 9.819 | 9.819 | -1.4332 | -0.71662 | 0.49653 | 0 | 0 |  |  | 5.2753 |  | 0.16674 | 16.6738 | 0.99307 | 0 | 2014-05-04 08:30 | 9819 | 9.819
|  | 2014-05-04 15:15:02 | 30.4002 | 1.294 | 5.176 | 7.3247 | 7.3247 | 0.30967 | 0.30967 | 0.7485 | 0.7485 | 3.4288 | 3.4288 | 9.9023 | 9.9023 | -3.5102 | -1.7551 | 0.71662 | 0 | 0 |  |  | 4.7102 |  | 0.17026 | 17.0262 | 1.4332 | 0 | 2014-05-04 09:00 | 9902.3333 | 9.9023
|  | 2014-05-04 15:45:01 | 31.0913 | 1.2947 | 5.1787 | 7.3222 | 7.3222 | 0.32167 | 0.32167 | 0.748 | 0.748 | 3.4288 | 3.4288 | 10.0538 | 10.0538 | -4.0382 | -2.0191 | 1.7551 | 0 | 0 |  |  | 5.6965 |  | 0.16656 | 16.6563 | 3.5102 | 0 | 2014-05-04 09:30 | 10053.8333 | 10.0538
|  | 2014-05-04 16:15:03 | 31.633 | 1.1815 | 4.726 | 7.329 | 7.329 | 0.37317 | 0.37317 | 0.74817 | 0.74817 | 2.7736 | 2.7736 | 10.2028 | 10.2028 | -5.4802 | -2.7401 | 2.0191 | 0 | 0 |  |  | 4.3952 |  | 0.1494 | 14.9401 | 4.0382 | 0 | 2014-05-04 10:00 | 10202.8333 | 10.2028
|  | 2014-05-04 16:45:03 | 32.0267 | 1.056 | 4.224 | 7.3237 | 7.3237 | 0.37283 | 0.37283 | 0.74767 | 0.74767 | 2.7736 | 2.7736 | 10.4008 | 10.4008 | -6.1841 | -3.092 | 2.7401 | 0 | 0 |  |  | 4.4774 |  | 0.13189 | 13.189 | 5.4802 | 0 | 2014-05-04 10:30 | 10400.8333 | 10.4008
|  | 2014-05-04 17:15:04 | 32.1282 | 0.9975 | 3.99 | 7.3302 | 7.3302 | 0.37667 | 0.37667 | 0.74683 | 0.74683 | 1.9436 | 1.9436 | 10.3663 | 10.3663 | -7.3746 | -3.6873 | 3.092 | 0 | 0 |  |  | 4.1097 |  | 0.12419 | 12.419 | 6.1841 | 0 | 2014-05-04 11:00 | 10366.3333 | 10.3663
|  | 2014-05-04 17:45:03 | 32.1582 | 0.948 | 3.792 | 7.337 | 7.337 | 0.39217 | 0.39217 | 0.747 | 0.747 | 1.9436 | 1.9436 | 10.519 | 10.519 | -7.4274 | -3.7137 | 3.6873 | 0 | 0 |  |  | 4.1712 |  | 0.11792 | 11.7917 | 7.3746 | 0 | 2014-05-04 11:30 | 10519 | 10.519
|  | 2014-05-04 18:15:02 | 32.1595 | 0.96417 | 3.8567 | 7.3315 | 7.3315 | 0.40167 | 0.40167 | 0.746 | 0.746 | 0.9496 | 0.9496 | 10.4835 | 10.4835 | -8.3906 | -4.1953 | 3.7137 | 0 | 0 |  |  | 4.1266 |  | 0.11992 | 11.9923 | 7.4274 | 0 | 2014-05-04 12:00 | 10483.5 | 10.4835
|  | 2014-05-04 18:45:03 | 32.1512 | 0.971 | 3.884 | 7.3332 | 7.3332 | 0.401 | 0.401 | 0.74617 | 0.74617 | 0.9496 | 0.9496 | 10.4068 | 10.4068 | -8.4304 | -4.2152 | 4.1953 | 0 | 0 |  |  | 4.1559 |  | 0.1208 | 12.0804 | 8.3906 | 0 | 2014-05-04 12:30 | 10406.8333 | 10.4068
|  | 2014-05-04 19:15:03 | 32.2495 | 1.0005 | 4.002 | 7.3348 | 7.3348 | 0.45183 | 0.45183 | 0.74667 | 0.74667 | 0.146 | 0.146 | 10.28 | 10.28 | -9.2882 | -4.6441 | 4.2152 | 0 | 0 |  |  | 3.7619 |  | 0.12409 | 12.4095 | 8.4304 | 0 | 2014-05-04 13:00 | 10280 | 10.28
|  | 2014-05-04 19:45:03 | 32.9508 | 1.0488 | 4.1953 | 7.3363 | 7.3363 | 0.5935 | 0.5935 | 0.746 | 0.746 | 0.146 | 0.146 | 10.2437 | 10.2437 | -9.69 | -4.845 | 4.6441 | 0 | 0 |  |  | 4.6149 |  | 0.12732 | 12.7321 | 9.2882 | 0 | 2014-05-04 13:30 | 10243.6667 | 10.2437
|  | 2014-05-04 20:15:02 | 33.1328 | 1.1005 | 4.402 | 7.3362 | 7.3362 | 0.5415 | 0.5415 | 0.74683 | 0.74683 | 0.008 | 0.008 | 10.2657 | 10.2657 | -9.8327 | -4.9163 | 4.845 | 0 | 0 |  |  | 4.7101 |  | 0.13286 | 13.2859 | 9.69 | 0 | 2014-05-04 14:00 | 10265.6667 | 10.2657
|  | 2014-05-04 20:45:01 | 32.3305 | 1.1802 | 4.7207 | 7.3355 | 7.3355 | 0.476 | 0.476 | 0.7475 | 0.7475 | 0.008 | 0.008 | 10.2078 | 10.2078 | -8.835 | -4.4175 | 4.9163 | 0 | 0 |  |  | 5.0511 |  | 0.14601 | 14.6013 | 9.8327 | 0 | 2014-05-04 14:30 | 10207.8333 | 10.2078
|  | 2014-05-04 21:15:03 | 31.0988 | 1.2425 | 4.97 | 7.328 | 7.328 | 0.31333 | 0.31333 | 0.73633 | 0.73633 | 0 | 0 | 10.0588 | 10.0588 | -7.6923 | -3.8462 | 4.4175 | 0 | 0 |  |  | 5.467 |  | 0.15981 | 15.9813 | 8.835 | 0 | 2014-05-04 15:00 | 10058.8333 | 10.0588
|  | 2014-05-04 21:45:02 | 29.311 | 1.2835 | 5.134 | 7.3233 | 7.3233 | 0.26317 | 0.26317 | 0.65183 | 0.65183 | 0 | 0 | 9.7415 | 9.7415 | -6.1972 | -3.0986 | 3.8462 | 0 | 0 |  |  | 4.98 |  | 0.17516 | 17.5156 | 7.6923 | 0 | 2014-05-04 15:30 | 9741.5 | 9.7415
|  | 2014-05-04 22:15:02 | 27.456 | 1.2818 | 5.1273 | 7.3218 | 7.3218 | 0.185 | 0.185 | 0.64533 | 0.64533 | 0 | 0 | 9.2778 | 9.2778 | -4.8987 | -2.4493 | 3.0986 | 0 | 0 |  |  | 5.3837 |  | 0.18675 | 18.6747 | 6.1972 | 0 | 2014-05-04 16:00 | 9277.8333 | 9.2778
|  | 2014-05-04 22:45:02 | 26.0147 | 1.341 | 5.364 | 7.3248 | 7.3248 | 0.18467 | 0.18467 | 0.65617 | 0.65617 | 0 | 0 | 8.72 | 8.72 | -3.765 | -1.8825 | 2.4493 | 0 | 0 |  |  | 5.4176 |  | 0.20619 | 20.6191 | 4.8987 | 0 | 2014-05-04 16:30 | 8720 | 8.72
|  | 2014-05-04 23:15:02 | 25.501 | 1.322 | 5.288 | 7.332 | 7.332 | 0.18467 | 0.18467 | 0.6985 | 0.6985 | 0 | 0 | 8.8372 | 8.8372 | -3.1607 | -1.5803 | 1.8825 | 0 | 0 |  |  | 4.9178 |  | 0.20736 | 20.7364 | 3.765 | 0 | 2014-05-04 17:00 | 8837.1667 | 8.8372
|  | 2014-05-04 23:45:03 | 25.3318 | 1.3535 | 5.414 | 7.337 | 7.337 | 0.17267 | 0.17267 | 0.743 | 0.743 | 0 | 0 | 8.8633 | 8.8633 | -2.8018 | -1.4009 | 1.5803 | 0 | 0 |  |  | 5.8471 |  | 0.21372 | 21.3723 | 3.1607 | 0 | 2014-05-04 17:30 | 8863.3333 | 8.8633
|  | 2014-05-05 00:15:02 | 25.4503 | 1.4023 | 5.6093 | 7.3372 | 7.3372 | 0.134 | 0.134 | 0.74717 | 0.74717 | 0 | 0 | 8.838 | 8.838 | -2.7847 | -1.3923 | 1.4009 | 0 | 0 |  |  | 5.0484 |  | 0.2204 | 22.0403 | 2.8018 | 0 | 2014-05-04 18:00 | 8838 | 8.838
|  | 2014-05-05 00:45:03 | 25.6013 | 1.4548 | 5.8193 | 7.3358 | 7.3358 | 0.1335 | 0.1335 | 0.74317 | 0.74317 | 0 | 0 | 8.8917 | 8.8917 | -2.6778 | -1.3389 | 1.3923 | 0 | 0 |  |  | 5.5866 |  | 0.22731 | 22.7306 | 2.7847 | 0 | 2014-05-04 18:30 | 8891.6667 | 8.8917
|  | 2014-05-05 01:15:02 | 25.3342 | 1.4787 | 5.9147 | 7.3372 | 7.3372 | 0.13333 | 0.13333 | 0.73617 | 0.73617 | 0 | 0 | 8.371 | 8.371 | -2.8418 | -1.4209 | 1.3389 | 0 | 0 |  |  | 5.8555 |  | 0.23347 | 23.3466 | 2.6778 | 0 | 2014-05-04 19:00 | 8371 | 8.371
|  | 2014-05-05 01:45:02 | 24.969 | 1.4085 | 5.634 | 7.3327 | 7.3327 | 0.1335 | 0.1335 | 0.70433 | 0.70433 | 0 | 0 | 8.0407 | 8.0407 | -3.1238 | -1.5619 | 1.4209 | 0 | 0 |  |  | 5.7467 |  | 0.22564 | 22.564 | 2.8418 | 0 | 2014-05-04 19:30 | 8040.6667 | 8.0407
|  | 2014-05-05 02:15:02 | 24.6933 | 1.3665 | 5.466 | 7.3355 | 7.3355 | 0.1335 | 0.1335 | 0.65967 | 0.65967 | 0 | 0 | 7.9297 | 7.9297 | -3.169 | -1.5845 | 1.5619 | 0 | 0 |  |  | 5.1927 |  | 0.22136 | 22.1355 | 3.1238 | 0 | 2014-05-04 20:00 | 7929.6667 | 7.9297
|  | 2014-05-05 02:45:05 | 24.4683 | 1.5062 | 6.0247 | 7.3365 | 7.3365 | 0.13333 | 0.13333 | 0.65117 | 0.65117 | 0 | 0 | 7.6323 | 7.6323 | -2.6903 | -1.3452 | 1.5845 | 0 | 0 |  |  | 6.4464 |  | 0.24622 | 24.6223 | 3.169 | 0 | 2014-05-04 20:30 | 7632.3333 | 7.6323
|  | 2014-05-05 03:15:03 | 24.2173 | 1.579 | 6.316 | 7.3377 | 7.3377 | 0.134 | 0.134 | 0.78933 | 0.78933 | 0 | 0 | 7.1532 | 7.1532 | -2.4872 | -1.2436 | 1.3452 | 0 | 0 |  |  | 6.316 |  | 0.2608 | 26.0805 | 2.6903 | 0 | 2014-05-04 21:00 | 7153.1667 | 7.1532
|  | 2014-05-05 03:45:02 | 24.1748 | 1.4857 | 5.9427 | 7.3308 | 7.3308 | 0.1375 | 0.1375 | 0.9395 | 0.9395 | 0 | 0 | 7.2388 | 7.2388 | -2.5855 | -1.2928 | 1.2436 | 0 | 0 |  |  | 5.8238 |  | 0.24582 | 24.582 | 2.4872 | 0 | 2014-05-04 21:30 | 7238.8333 | 7.2388
|  | 2014-05-05 04:15:03 | 23.8422 | 1.375 | 5.5 | 7.3327 | 7.3327 | 0.1505 | 0.1505 | 1.0488 | 1.0488 | 0 | 0 | 7.4032 | 7.4032 | -2.407 | -1.2035 | 1.2928 | 0 | 0 |  |  | 5.39 |  | 0.23068 | 23.0684 | 2.5855 | 0 | 2014-05-04 22:00 | 7403.1667 | 7.4032
|  | 2014-05-05 04:45:02 | 23.858 | 1.3217 | 5.2867 | 7.3373 | 7.3373 | 0.1505 | 0.1505 | 1.067 | 1.067 | 0 | 0 | 7.7395 | 7.7395 | -2.277 | -1.1385 | 1.2035 | 0 | 0 |  |  | 5.0752 |  | 0.22159 | 22.1589 | 2.407 | 0 | 2014-05-04 22:30 | 7739.5 | 7.7395
|  | 2014-05-05 05:15:05 | 24.6927 | 1.3663 | 5.4653 | 7.3323 | 7.3323 | 0.15083 | 0.15083 | 0.91167 | 0.91167 | 0 | 0 | 8.7987 | 8.7987 | -2.0338 | -1.0169 | 1.1385 | 0 | 0 |  |  | 6.0119 |  | 0.22133 | 22.1334 | 2.277 | 0 | 2014-05-04 23:00 | 8798.6667 | 8.7987
|  | 2014-05-05 05:45:03 | 24.9753 | 1.4383 | 5.7533 | 7.3332 | 7.3332 | 0.17067 | 0.17067 | 0.64467 | 0.64467 | 0 | 0 | 9.0375 | 9.0375 | -2.036 | -1.018 | 1.0169 | 0 | 0 |  |  | 5.3506 |  | 0.23036 | 23.0361 | 2.0338 | 0 | 2014-05-04 23:30 | 9037.5 | 9.0375
|  | 2014-05-05 06:15:03 | 27.017 | 1.5258 | 6.1033 | 7.3325 | 7.3325 | 0.2105 | 0.2105 | 0.6785 | 0.6785 | 0.4968 | 0.4968 | 9.8045 | 9.8045 | -2.3909 | -1.1954 | 1.018 | 0 | 0 |  |  | 6.4085 |  | 0.22591 | 22.5907 | 2.036 | 0 | 2014-05-05 | 9804.5 | 9.8045
|  | 2014-05-05 06:45:02 | 27.7557 | 1.5742 | 6.2967 | 7.3298 | 7.3298 | 0.21083 | 0.21083 | 0.72883 | 0.72883 | 0.4968 | 0.4968 | 10.1072 | 10.1072 | -2.5855 | -1.2928 | 1.1954 | 0 | 0 |  |  | 6.4226 |  | 0.22686 | 22.6861 | 2.3909 | 0 | 2014-05-05 00:30 | 10107.1667 | 10.1072
|  | 2014-05-05 07:15:02 | 28.5092 | 1.624 | 6.496 | 7.3328 | 7.3328 | 0.21617 | 0.21617 | 0.7465 | 0.7465 | 1.264 | 1.264 | 10.118 | 10.118 | -2.3357 | -1.1678 | 1.2928 | 0 | 0 |  |  | 6.6909 |  | 0.22786 | 22.7857 | 2.5855 | 0 | 2014-05-05 01:00 | 10118 | 10.118
|  | 2014-05-05 07:45:02 | 29.4455 | 1.6668 | 6.6673 | 7.3295 | 7.3295 | 0.26583 | 0.26583 | 0.7485 | 0.7485 | 1.264 | 1.264 | 10.0417 | 10.0417 | -3.1287 | -1.5643 | 1.1678 | 0 | 0 |  |  | 7.2674 |  | 0.22643 | 22.643 | 2.3357 | 0 | 2014-05-05 01:30 | 10041.6667 | 10.0417
|  | 2014-05-05 08:15:01 | 30.4282 | 1.7547 | 7.0187 | 7.3348 | 7.3348 | 0.35883 | 0.35883 | 0.74883 | 0.74883 | 2.2252 | 2.2252 | 10.0927 | 10.0927 | -2.6491 | -1.3246 | 1.5643 | 0 | 0 |  |  | 6.387 |  | 0.23066 | 23.0663 | 3.1287 | 0 | 2014-05-05 02:00 | 10092.6667 | 10.0927
|  | 2014-05-05 08:45:02 | 31.155 | 1.8585 | 7.434 | 7.3293 | 7.3293 | 0.362 | 0.362 | 0.74867 | 0.74867 | 2.2252 | 2.2252 | 10.2598 | 10.2598 | -2.796 | -1.398 | 1.3246 | 0 | 0 |  |  | 7.0623 |  | 0.23861 | 23.8613 | 2.6491 | 0 | 2014-05-05 02:30 | 10259.8333 | 10.2598
|  | 2014-05-05 09:15:02 | 31.4465 | 1.9713 | 7.8853 | 7.3318 | 7.3318 | 0.36983 | 0.36983 | 0.7485 | 0.7485 | 3.2108 | 3.2108 | 10.2957 | 10.2957 | -1.6045 | -0.80227 | 1.398 | 0 | 0 |  |  | 7.6488 |  | 0.25075 | 25.0754 | 2.796 | 0 | 2014-05-05 03:00 | 10295.6667 | 10.2957
|  | 2014-05-05 09:45:03 | 31.356 | 2.0935 | 8.374 | 7.3268 | 7.3268 | 0.37017 | 0.37017 | 0.7485 | 0.7485 | 3.2108 | 3.2108 | 9.6258 | 9.6258 | -1.6999 | -0.84993 | 0.80227 | 0 | 0 |  |  | 7.8716 |  | 0.26706 | 26.7062 | 1.6045 | 0 | 2014-05-05 03:30 | 9625.8333 | 9.6258
|  | 2014-05-05 10:15:02 | 31.2332 | 2.081 | 8.324 | 7.3318 | 7.3318 | 0.36867 | 0.36867 | 0.748 | 0.748 | 4.8568 | 4.8568 | 9.3682 | 9.3682 | -0.2357 | -0.11785 | 0.84993 | 0 | 0 |  |  | 8.657 |  | 0.26651 | 26.6512 | 1.6999 | 0 | 2014-05-05 04:00 | 9368.1667 | 9.3682
|  | 2014-05-05 10:45:02 | 31.0983 | 1.9523 | 7.8093 | 7.3292 | 7.3292 | 0.35817 | 0.35817 | 0.74767 | 0.74767 | 4.8568 | 4.8568 | 9.3947 | 9.3947 | -0.60253 | -0.30127 | 0.11785 | 0 | 0 |  |  | 8.1217 |  | 0.25112 | 25.1117 | 0.2357 | 0 | 2014-05-05 04:30 | 9394.6667 | 9.3947
|  | 2014-05-05 11:15:01 | 31.3708 | 2.1573 | 8.6293 | 7.3313 | 7.3313 | 0.35417 | 0.35417 | 0.74717 | 0.74717 | 5.4952 | 5.4952 | 9.4493 | 9.4493 | 0.6357 | 0.31785 | 0.30127 | 0.31785 | 0 |  |  | 8.9745 |  | 0.27508 | 27.5075 | 0.60253 | 0 | 2014-05-05 05:00 | 9449.3333 | 9.4493
|  | 2014-05-05 11:45:02 | 31.0647 | 2.4752 | 9.9007 | 7.3297 | 7.3297 | 0.3145 | 0.3145 | 0.74783 | 0.74783 | 5.4952 | 5.4952 | 9.4438 | 9.4438 | 2.167 | 1.0835 | 0 | 1.4014 | 0 |  |  | 9.7027 |  | 0.31871 | 31.8712 | 0 | 0 | 2014-05-05 05:30 | 9443.8333 | 9.4438
|  | 2014-05-05 12:15:02 | 30.9838 | 2.4665 | 9.866 | 7.3263 | 7.3263 | 0.25567 | 0.25567 | 0.748 | 0.748 | 5.8608 | 5.8608 | 9.3538 | 9.3538 | 2.4268 | 1.2134 | 0 | 2.6148 | 0 |  |  | 10.5566 |  | 0.31842 | 31.8424 | 0 | 0 | 2014-05-05 06:00 | 9353.8333 | 9.3538
|  | 2014-05-05 12:45:03 | 30.5423 | 2.2818 | 9.1273 | 7.335 | 7.335 | 0.25367 | 0.25367 | 0.74817 | 0.74817 | 5.8608 | 5.8608 | 9.459 | 9.459 | 2.2416 | 1.1208 | 0 | 3.7356 | 0 |  |  | 8.7622 |  | 0.29884 | 29.8842 | 0 | 0 | 2014-05-05 06:30 | 9459 | 9.459
|  | 2014-05-05 13:15:02 | 30.2055 | 2.5963 | 10.3853 | 7.3345 | 7.3345 | 0.2465 | 0.2465 | 0.74817 | 0.74817 | 5.7764 | 5.7764 | 9.4495 | 9.4495 | 3.7349 | 1.8674 | 0 | 5.603 | 0 |  |  | 10.6969 |  | 0.34382 | 34.3823 | 0 | 0 | 2014-05-05 07:00 | 9449.5 | 9.4495
|  | 2014-05-05 13:45:03 | 30.1183 | 2.6595 | 10.638 | 7.3285 | 7.3285 | 0.24633 | 0.24633 | 0.74767 | 0.74767 | 5.7764 | 5.7764 | 9.183 | 9.183 | 3.8016 | 1.9008 | 0 | 7.5038 | 0 |  |  | 11.3827 |  | 0.35321 | 35.3207 | 0 | 0 | 2014-05-05 07:30 | 9183 | 9.183
|  | 2014-05-05 14:15:02 | 30.235 | 2.8258 | 11.3033 | 7.3332 | 7.3332 | 0.245 | 0.245 | 0.7485 | 0.7485 | 5.5144 | 5.5144 | 9.1455 | 9.1455 | 4.0549 | 2.0274 | 0 | 9.5313 | 0 |  |  | 11.9815 |  | 0.37385 | 37.3849 | 0 | 0 | 2014-05-05 08:00 | 9145.5 | 9.1455
|  | 2014-05-05 14:45:03 | 30.7308 | 2.9987 | 11.9947 | 7.3273 | 7.3273 | 0.24367 | 0.24367 | 0.86583 | 0.86583 | 5.5144 | 5.5144 | 9.2968 | 9.2968 | 4.5119 | 2.256 | 0 | 11.7872 | 0 |  |  | 12.1146 |  | 0.39031 | 39.0314 | 0 | 0 | 2014-05-05 08:30 | 9296.8333 | 9.2968
|  | 2014-05-05 15:15:03 | 31.6205 | 3.1573 | 12.6293 | 7.3247 | 7.3247 | 0.242 | 0.242 | 0.96217 | 0.96217 | 3.6968 | 3.6968 | 9.4917 | 9.4917 | 2.7261 | 1.3631 | 0 | 13.1503 | 0 |  |  | 12.503 |  | 0.3994 | 39.9403 | 0 | 0 | 2014-05-05 09:00 | 9491.6667 | 9.4917
|  | 2014-05-05 15:45:03 | 32.862 | 3.2428 | 12.9713 | 7.3233 | 7.3233 | 0.29783 | 0.29783 | 1.0298 | 1.0298 | 3.6968 | 3.6968 | 9.931 | 9.931 | 2.3881 | 1.1941 | 0 | 14.3443 | 0 |  |  | 11.6742 |  | 0.39472 | 39.4721 | 0 | 0 | 2014-05-05 09:30 | 9931 | 9.931
|  | 2014-05-05 16:15:03 | 33.9227 | 3.0915 | 12.366 | 7.329 | 7.329 | 0.4205 | 0.4205 | 1.0535 | 1.0535 | 2.9696 | 2.9696 | 9.9995 | 9.9995 | 0.21543 | 0.10772 | 0 | 14.4521 | 0 |  |  | 11.624 |  | 0.36454 | 36.4535 | 0 | 0 | 2014-05-05 10:00 | 9999.5 | 9.9995
|  | 2014-05-05 16:45:03 | 34.8495 | 3.1605 | 12.642 | 7.325 | 7.325 | 0.42483 | 0.42483 | 1.096 | 1.096 | 2.9696 | 2.9696 | 10.2607 | 10.2607 | -0.1314 | -0.0657 | 0 | 14.3864 | 0 |  |  | 11.8835 |  | 0.36276 | 36.276 | 0 | 0.1314 | 2014-05-05 10:30 | 10260.6667 | 10.2607
|  | 2014-05-05 17:15:02 | 34.9082 | 3.229 | 12.916 | 7.3308 | 7.3308 | 0.4455 | 0.4455 | 1.0922 | 1.0922 | 2.2544 | 2.2544 | 10.1463 | 10.1463 | -0.72293 | -0.36147 | 0 | 14.0249 | 0 |  |  | 13.8201 |  | 0.37 | 36.9999 | 0 | 0.72293 | 2014-05-05 11:00 | 10146.3333 | 10.1463
|  | 2014-05-05 17:45:03 | 34.9885 | 3.2982 | 13.1927 | 7.3208 | 7.3208 | 0.41317 | 0.41317 | 1.095 | 1.095 | 2.2544 | 2.2544 | 10.1282 | 10.1282 | -0.58427 | -0.29213 | 0 | 13.7328 | 0 |  |  | 12.7969 |  | 0.37706 | 37.7057 | 0 | 0.58427 | 2014-05-05 11:30 | 10128.1667 | 10.1282
|  | 2014-05-05 18:15:01 | 34.763 | 3.2333 | 12.9333 | 7.3245 | 7.3245 | 0.39517 | 0.39517 | 1.0882 | 1.0882 | 1.034 | 1.034 | 10.1355 | 10.1355 | -1.8523 | -0.92617 | 0 | 12.8066 | 0 |  |  | 12.028 |  | 0.37204 | 37.2043 | 0 | 1.8523 | 2014-05-05 12:00 | 10135.5 | 10.1355
|  | 2014-05-05 18:45:01 | 34.5513 | 3.1398 | 12.5593 | 7.3225 | 7.3225 | 0.39517 | 0.39517 | 1.0827 | 1.0827 | 1.034 | 1.034 | 10.0548 | 10.0548 | -2.1028 | -1.0514 | 0 | 11.7552 | 0 |  |  | 11.9314 |  | 0.3635 | 36.3498 | 0 | 2.1028 | 2014-05-05 12:30 | 10054.8333 | 10.0548
|  | 2014-05-05 19:15:03 | 34.6148 | 3.031 | 12.124 | 7.3255 | 7.3255 | 0.517 | 0.517 | 1.0815 | 1.0815 | 0.174 | 0.174 | 10.0042 | 10.0042 | -3.3887 | -1.6943 | 0 | 10.0609 | 0 |  |  | 11.2753 |  | 0.35025 | 35.0254 | 0 | 3.3887 | 2014-05-05 13:00 | 10004.1667 | 10.0042
|  | 2014-05-05 19:45:03 | 35.0662 | 3.0173 | 12.0693 | 7.3212 | 7.3212 | 0.46583 | 0.46583 | 1.0837 | 1.0837 | 0.174 | 0.174 | 9.8475 | 9.8475 | -4.1047 | -2.0523 | 0 | 8.0085 | 0 |  |  | 12.9142 |  | 0.34419 | 34.4187 | 0 | 4.1047 | 2014-05-05 13:30 | 9847.5 | 9.8475
|  | 2014-05-05 20:15:01 | 34.3413 | 2.8525 | 11.41 | 7.3303 | 7.3303 | 0.4125 | 0.4125 | 1.0797 | 1.0797 | 0.012 | 0.012 | 9.6083 | 9.6083 | -4.4885 | -2.2442 | 0 | 5.7643 | 0 |  |  | 10.7254 |  | 0.33225 | 33.2253 | 0 | 4.4885 | 2014-05-05 14:00 | 9608.3333 | 9.6083
|  | 2014-05-05 20:45:02 | 32.8142 | 2.743 | 10.972 | 7.3252 | 7.3252 | 0.36167 | 0.36167 | 1.079 | 1.079 | 0.012 | 0.012 | 9.3722 | 9.3722 | -3.6922 | -1.8461 | 0 | 3.9182 | 0 |  |  | 10.5331 |  | 0.33437 | 33.4368 | 0 | 3.6922 | 2014-05-05 14:30 | 9372.1667 | 9.3722
|  | 2014-05-05 21:15:02 | 31.34 | 2.9038 | 11.6153 | 7.318 | 7.318 | 0.26567 | 0.26567 | 1.0867 | 1.0867 | 0 | 0 | 9.0848 | 9.0848 | -1.9695 | -0.98475 | 0 | 2.9334 | 0 |  |  | 11.8476 |  | 0.37062 | 37.0623 | 0 | 1.9695 | 2014-05-05 15:00 | 9084.8333 | 9.0848
|  | 2014-05-05 21:45:02 | 29.1757 | 3.1203 | 12.4813 | 7.327 | 7.327 | 0.18733 | 0.18733 | 1.0825 | 1.0825 | 0 | 0 | 8.3938 | 8.3938 | 0.29633 | 0.14817 | 0 | 3.0816 | 0 |  |  | 12.4813 |  | 0.4278 | 42.7799 | 0 | 0 | 2014-05-05 15:30 | 8393.8333 | 8.3938
|  | 2014-05-05 22:15:02 | 27.0892 | 3.297 | 13.188 | 7.3217 | 7.3217 | 0.1425 | 0.1425 | 1.0835 | 1.0835 | 0 | 0 | 7.305 | 7.305 | 1.9515 | 0.97575 | 0 | 4.0574 | 0 |  |  | 12.6605 |  | 0.48684 | 48.6837 | 0 | 0 | 2014-05-05 16:00 | 7305 | 7.305
|  | 2014-05-05 22:45:02 | 26.337 | 3.2278 | 12.9113 | 7.3203 | 7.3203 | 0.1425 | 0.1425 | 1.0918 | 1.0918 | 0 | 0 | 6.5777 | 6.5777 | 1.7067 | 0.85333 | 0 | 4.9107 | 0 |  |  | 12.3949 |  | 0.49024 | 49.0236 | 0 | 0 | 2014-05-05 16:30 | 6577.6667 | 6.5777
|  | 2014-05-05 23:15:03 | 25.4192 | 3.3597 | 13.4387 | 7.3198 | 7.3198 | 0.14217 | 0.14217 | 1.0185 | 1.0185 | 0 | 0 | 5.9683 | 5.9683 | 2.4683 | 1.2342 | 0 | 6.1449 | 0 |  |  | 14.1106 |  | 0.52868 | 52.8682 | 0 | 0 | 2014-05-05 17:00 | 5968.3333 | 5.9683
|  | 2014-05-05 23:45:02 | 25.0627 | 3.371 | 13.484 | 7.3183 | 7.3183 | 0.13367 | 0.13367 | 0.97167 | 0.97167 | 0 | 0 | 5.651 | 5.651 | 2.496 | 1.248 | 0 | 7.3929 | 0 |  |  | 12.2704 |  | 0.53801 | 53.8011 | 0 | 0 | 2014-05-05 17:30 | 5651 | 5.651
|  | 2014-05-06 00:15:01 | 25.1443 | 2.9292 | 11.7167 | 7.3237 | 7.3237 | 0.10683 | 0.10683 | 1.016 | 1.016 | 0 | 0 | 5.5813 | 5.5813 | 0.60017 | 0.30008 | 0 | 7.6929 | 0 |  |  | 12.7712 |  | 0.46598 | 46.5976 | 0 | 0 | 2014-05-05 18:00 | 5581.3333 | 5.5813
|  | 2014-05-06 00:45:02 | 25.3418 | 2.8447 | 11.3787 | 7.3278 | 7.3278 | 0.10367 | 0.10367 | 1.0392 | 1.0392 | 0 | 0 | 5.7272 | 5.7272 | 0.23467 | 0.11733 | 0 | 7.8103 | 0 |  |  | 11.1511 |  | 0.44901 | 44.9007 | 0 | 0 | 2014-05-05 18:30 | 5727.1667 | 5.7272
|  | 2014-05-06 01:15:04 | 25.1518 | 2.5882 | 10.3527 | 7.327 | 7.327 | 0.10383 | 0.10383 | 1.0628 | 1.0628 | 0 | 0 | 5.7297 | 5.7297 | -0.57583 | -0.28792 | 0 | 7.5224 | 0 |  |  | 11.1809 |  | 0.41161 | 41.1607 | 0 | 0.57583 | 2014-05-05 19:00 | 5729.6667 | 5.7297
|  | 2014-05-06 01:45:03 | 24.9057 | 2.258 | 9.032 | 7.3248 | 7.3248 | 0.102 | 0.102 | 1.0698 | 1.0698 | 0 | 0 | 6.0637 | 6.0637 | -1.3133 | -0.65667 | 0 | 6.8657 | 0 |  |  | 9.3933 |  | 0.36265 | 36.2648 | 0 | 1.3133 | 2014-05-05 19:30 | 6063.6667 | 6.0637
|  | 2014-05-06 02:15:02 | 24.539 | 1.9347 | 7.7387 | 7.328 | 7.328 | 0.10067 | 0.10067 | 1.0393 | 1.0393 | 0 | 0 | 6.1892 | 6.1892 | -2.1432 | -1.0716 | 0 | 5.7941 | 0 |  |  | 7.5839 |  | 0.31536 | 31.5362 | 0 | 2.1432 | 2014-05-05 20:00 | 6189.1667 | 6.1892
|  | 2014-05-06 02:45:02 | 24.4668 | 1.793 | 7.172 | 7.3277 | 7.3277 | 0.10017 | 0.10017 | 1.0018 | 1.0018 | 0 | 0 | 6.2397 | 6.2397 | -2.6255 | -1.3127 | 0 | 4.4814 | 0 |  |  | 7.172 |  | 0.29313 | 29.3132 | 0 | 2.6255 | 2014-05-05 20:30 | 6239.6667 | 6.2397
|  | 2014-05-06 03:15:02 | 24.381 | 1.8895 | 7.558 | 7.3303 | 7.3303 | 0.099833 | 0.099833 | 0.98133 | 0.98133 | 0 | 0 | 6.3388 | 6.3388 | -2.0727 | -1.0363 | 0 | 3.445 | 0 |  |  | 7.0289 |  | 0.31 | 30.9995 | 0 | 2.0727 | 2014-05-05 21:00 | 6338.8333 | 6.3388
|  | 2014-05-06 03:45:02 | 24.5133 | 1.8643 | 7.4573 | 7.3263 | 7.3263 | 0.1 | 0.1 | 1.0112 | 1.0112 | 0 | 0 | 6.5343 | 6.5343 | -2.0842 | -1.0421 | 0 | 2.4029 | 0 |  |  | 7.0845 |  | 0.30422 | 30.4215 | 0 | 2.0842 | 2014-05-05 21:30 | 6534.3333 | 6.5343
|  | 2014-05-06 04:15:02 | 24.6648 | 1.7868 | 7.1473 | 7.327 | 7.327 | 0.10033 | 0.10033 | 1.0125 | 1.0125 | 0 | 0 | 6.881 | 6.881 | -2.1967 | -1.0983 | 0 | 1.3046 | 0 |  |  | 7.0759 |  | 0.28978 | 28.9778 | 0 | 2.1967 | 2014-05-05 22:00 | 6881 | 6.881
|  | 2014-05-06 04:45:03 | 25.3178 | 1.7513 | 7.0053 | 7.3285 | 7.3285 | 0.10483 | 0.10483 | 1.0422 | 1.0422 | 0 | 0 | 7.446 | 7.446 | -2.391 | -1.1955 | 0 | 0.1091 | 0 |  |  | 7.7059 |  | 0.2767 | 27.6696 | 0 | 2.391 | 2014-05-05 22:30 | 7446 | 7.446
|  | 2014-05-06 05:15:04 | 27.6458 | 1.7357 | 6.9427 | 7.3288 | 7.3288 | 0.10583 | 0.10583 | 0.99017 | 0.99017 | 0 | 0 | 8.5878 | 8.5878 | -3.6905 | -1.8452 | 0 | 0 | 0 |  |  | 6.5261 |  | 0.25113 | 25.1129 | 0 | 0.2182 | 2014-05-05 23:00 | 8587.8333 | 8.5878
|  | 2014-05-06 05:45:03 | 31.017 | 1.7547 | 7.0187 | 7.3332 | 7.3332 | 0.14417 | 0.14417 | 1.0917 | 1.0917 | 0 | 0 | 9.9125 | 9.9125 | -5.5168 | -2.7584 | 1.8452 | 0 | 0 |  |  | 7.0187 |  | 0.22628 | 22.6285 | 3.6905 | 0 | 2014-05-05 23:30 | 9912.5 | 9.9125
|  | 2014-05-06 06:15:02 | 34.6182 | 1.6963 | 6.7853 | 7.3295 | 7.3295 | 0.25767 | 0.25767 | 1.1047 | 1.1047 | 0.6072 | 0.6072 | 10.9673 | 10.9673 | -7.5665 | -3.7832 | 2.7584 | 0 | 0 |  |  | 6.4461 |  | 0.196 | 19.6005 | 5.5168 | 0 | 2014-05-06 | 10967.3333 | 10.9673
|  | 2014-05-06 06:45:03 | 36.426 | 1.6385 | 6.554 | 7.3262 | 7.3262 | 0.25917 | 0.25917 | 1.088 | 1.088 | 0.6072 | 0.6072 | 11.4568 | 11.4568 | -9.1346 | -4.5673 | 3.7832 | 0 | 0 |  |  | 6.0952 |  | 0.17993 | 17.9926 | 7.5665 | 0 | 2014-05-06 00:30 | 11456.8333 | 11.4568
|  | 2014-05-06 07:15:02 | 37.3383 | 1.5867 | 6.3467 | 7.3247 | 7.3247 | 0.30917 | 0.30917 | 1.0852 | 1.0852 | 1.6008 | 1.6008 | 11.5417 | 11.5417 | -9.1302 | -4.5651 | 4.5673 | 0 | 0 |  |  | 6.7275 |  | 0.16998 | 16.9977 | 9.1346 | 0 | 2014-05-06 01:00 | 11541.6667 | 11.5417
|  | 2014-05-06 07:45:03 | 37.274 | 1.4783 | 5.9133 | 7.3215 | 7.3215 | 0.381 | 0.381 | 1.0867 | 1.0867 | 1.6008 | 1.6008 | 11.497 | 11.497 | -9.4737 | -4.7369 | 4.5651 | 0 | 0 |  |  | 6.1499 |  | 0.15864 | 15.8645 | 9.1302 | 0 | 2014-05-06 01:30 | 11497 | 11.497
|  | 2014-05-06 08:15:03 | 37.6895 | 1.6447 | 6.5787 | 7.328 | 7.328 | 0.40817 | 0.40817 | 1.1018 | 1.1018 | 2.7692 | 2.7692 | 11.5932 | 11.5932 | -7.9105 | -3.9552 | 4.7369 | 0 | 0 |  |  | 6.6445 |  | 0.17455 | 17.4549 | 9.4737 | 0 | 2014-05-06 02:00 | 11593.1667 | 11.5932
|  | 2014-05-06 08:45:03 | 37.5872 | 1.8753 | 7.5013 | 7.3455 | 7.3455 | 0.363 | 0.363 | 1.0973 | 1.0973 | 2.7692 | 2.7692 | 11.7105 | 11.7105 | -6.8003 | -3.4002 | 3.9552 | 0 | 0 |  |  | 7.2763 |  | 0.19957 | 19.9572 | 7.9105 | 0 | 2014-05-06 02:30 | 11710.5 | 11.7105
|  | 2014-05-06 09:15:03 | 37.5385 | 2.1103 | 8.4413 | 7.327 | 7.327 | 0.34333 | 0.34333 | 1.106 | 1.106 | 3.2976 | 3.2976 | 11.9252 | 11.9252 | -5.0981 | -2.549 | 3.4002 | 0 | 0 |  |  | 8.0193 |  | 0.22487 | 22.4871 | 6.8003 | 0 | 2014-05-06 03:00 | 11925.1667 | 11.9252
|  | 2014-05-06 09:45:02 | 37.5323 | 2.014 | 8.056 | 7.3255 | 7.3255 | 0.33117 | 0.33117 | 1.1062 | 1.1062 | 3.2976 | 3.2976 | 12.0312 | 12.0312 | -5.3847 | -2.6924 | 2.549 | 0 | 0 |  |  | 7.6532 |  | 0.21464 | 21.4642 | 5.0981 | 0 | 2014-05-06 03:30 | 12031.1667 | 12.0312
|  | 2014-05-06 10:15:02 | 37.5233 | 2.1197 | 8.4787 | 7.3263 | 7.3263 | 0.3395 | 0.3395 | 1.1015 | 1.1015 | 5.7688 | 5.7688 | 11.8728 | 11.8728 | -2.6357 | -1.3179 | 2.6924 | 0 | 0 |  |  | 7.9699 |  | 0.22596 | 22.5957 | 5.3847 | 0 | 2014-05-06 04:00 | 11872.8333 | 11.8728
|  | 2014-05-06 10:45:03 | 37.4698 | 2.3133 | 9.2533 | 7.3278 | 7.3278 | 0.3705 | 0.3705 | 1.102 | 1.102 | 5.7688 | 5.7688 | 11.9353 | 11.9353 | -1.712 | -0.85602 | 1.3179 | 0 | 0 |  |  | 9.9011 |  | 0.24695 | 24.6954 | 2.6357 | 0 | 2014-05-06 04:30 | 11935.3333 | 11.9353
|  | 2014-05-06 11:15:04 | 37.4457 | 2.444 | 9.776 | 7.3247 | 7.3247 | 0.36967 | 0.36967 | 1.1 | 1.1 | 6.2088 | 6.2088 | 11.9517 | 11.9517 | -0.71487 | -0.35743 | 0.85602 | 0 | 0 |  |  | 9.8738 |  | 0.26107 | 26.1072 | 1.712 | 0 | 2014-05-06 05:00 | 11951.6667 | 11.9517
|  | 2014-05-06 11:45:02 | 37.1227 | 2.6495 | 10.598 | 7.3223 | 7.3223 | 0.3385 | 0.3385 | 1.1 | 1.1 | 6.2088 | 6.2088 | 11.82 | 11.82 | 0.26497 | 0.13248 | 0.35743 | 0.13248 | 0 |  |  | 9.5382 |  | 0.28549 | 28.5486 | 0.71487 | 0 | 2014-05-06 05:30 | 11820 | 11.82
|  | 2014-05-06 12:15:02 | 36.701 | 2.6685 | 10.674 | 7.3238 | 7.3238 | 0.2605 | 0.2605 | 1.104 | 1.104 | 6.5484 | 6.5484 | 11.7333 | 11.7333 | 0.94307 | 0.47153 | 0 | 0.60402 | 0 |  |  | 10.4605 |  | 0.29084 | 29.0837 | 0 | 0 | 2014-05-06 06:00 | 11733.3333 | 11.7333
|  | 2014-05-06 12:45:03 | 36.4628 | 2.5657 | 10.2627 | 7.319 | 7.319 | 0.2295 | 0.2295 | 1.1048 | 1.1048 | 6.5484 | 6.5484 | 11.7108 | 11.7108 | 0.7124 | 0.3562 | 0 | 0.96022 | 0 |  |  | 10.2627 |  | 0.28146 | 28.1456 | 0 | 0 | 2014-05-06 06:30 | 11710.8333 | 11.7108
|  | 2014-05-06 13:15:07 | 36.291 | 2.6455 | 10.582 | 7.324 | 7.324 | 0.214 | 0.214 | 1.1043 | 1.1043 | 6.9844 | 6.9844 | 11.7028 | 11.7028 | 1.6206 | 0.81028 | 0 | 1.7705 | 0 |  |  | 10.8995 |  | 0.29159 | 29.1587 | 0 | 0 | 2014-05-06 07:00 | 11702.8333 | 11.7028
|  | 2014-05-06 13:45:04 | 35.9548 | 2.7073 | 10.8293 | 7.3285 | 7.3285 | 0.21533 | 0.21533 | 1.0715 | 1.0715 | 6.9844 | 6.9844 | 11.4103 | 11.4103 | 1.8846 | 0.94228 | 0 | 2.7128 | 0 |  |  | 10.1796 |  | 0.30119 | 30.1193 | 0 | 0 | 2014-05-06 07:30 | 11410.3333 | 11.4103
|  | 2014-05-06 14:15:03 | 35.9898 | 2.673 | 10.692 | 7.3272 | 7.3272 | 0.21517 | 0.21517 | 1.098 | 1.098 | 6.5728 | 6.5728 | 11.4457 | 11.4457 | 1.361 | 0.68048 | 0 | 3.3933 | 0 |  |  | 11.6543 |  | 0.29708 | 29.7084 | 0 | 0 | 2014-05-06 08:00 | 11445.6667 | 11.4457
|  | 2014-05-06 14:45:02 | 36.6528 | 2.7498 | 10.9993 | 7.3258 | 7.3258 | 0.21417 | 0.21417 | 1.088 | 1.088 | 6.5728 | 6.5728 | 11.407 | 11.407 | 0.9543 | 0.47715 | 0 | 3.8704 | 0 |  |  | 9.8994 |  | 0.3001 | 30.0095 | 0 | 0 | 2014-05-06 08:30 | 11407 | 11.407
|  | 2014-05-06 15:15:02 | 37.4438 | 2.8318 | 11.3273 | 7.3208 | 7.3208 | 0.2775 | 0.2775 | 1.0838 | 1.0838 | 5.3536 | 5.3536 | 11.507 | 11.507 | -0.57373 | -0.28687 | 0 | 3.5835 | 0 |  |  | 11.8937 |  | 0.30252 | 30.2515 | 0 | 0.57373 | 2014-05-06 09:00 | 11507 | 11.507
|  | 2014-05-06 15:45:02 | 38.2937 | 2.8232 | 11.2927 | 7.3197 | 7.3197 | 0.48 | 0.48 | 1.0857 | 1.0857 | 5.3536 | 5.3536 | 11.6882 | 11.6882 | -1.0739 | -0.53695 | 0 | 3.0466 | 0 |  |  | 11.9702 |  | 0.2949 | 29.4896 | 0 | 1.0739 | 2014-05-06 09:30 | 11688.1667 | 11.6882
|  | 2014-05-06 16:15:02 | 38.5837 | 2.935 | 11.74 | 7.3202 | 7.3202 | 0.43617 | 0.43617 | 1.0863 | 1.0863 | 4.6376 | 4.6376 | 11.9255 | 11.9255 | -1.4379 | -0.71895 | 0 | 2.3276 | 0 |  |  | 12.914 |  | 0.30427 | 30.4274 | 0 | 1.4379 | 2014-05-06 10:00 | 11925.5 | 11.9255
|  | 2014-05-06 16:45:33 | 38.3687 | 3.0093 | 12.0373 | 7.3223 | 7.3223 | 0.331 | 0.331 | 1.0887 | 1.0887 | 4.6376 | 4.6376 | 11.8663 | 11.8663 | -1.0854 | -0.5427 | 0 | 1.7849 | 0 |  |  | 13.1207 |  | 0.31373 | 31.3728 | 0 | 1.0854 | 2014-05-06 10:30 | 11866.3333 | 11.8663
|  | 2014-05-06 17:15:04 | 38.0637 | 2.9215 | 11.686 | 7.3245 | 7.3245 | 0.30683 | 0.30683 | 1.0998 | 1.0998 | 3.1804 | 3.1804 | 11.8713 | 11.8713 | -2.5948 | -1.2974 | 0 | 0.48757 | 0 |  |  | 12.2703 |  | 0.30701 | 30.7012 | 0 | 2.5948 | 2014-05-06 11:00 | 11871.3333 | 11.8713
|  | 2014-05-06 17:45:02 | 37.6215 | 2.9067 | 11.6267 | 7.3175 | 7.3175 | 0.27467 | 0.27467 | 1.0863 | 1.0863 | 3.1804 | 3.1804 | 11.7335 | 11.7335 | -2.4024 | -1.2012 | 0 | 0 | 0 |  |  | 10.8128 |  | 0.30904 | 30.9043 | 0 | 0.97513 | 2014-05-06 11:30 | 11733.5 | 11.7335
|  | 2014-05-06 18:15:03 | 37.2365 | 2.9847 | 11.9387 | 7.3068 | 7.3068 | 0.2965 | 0.2965 | 1.0857 | 1.0857 | 1.4892 | 1.4892 | 11.6395 | 11.6395 | -3.4801 | -1.7401 | 1.2012 | 0 | 0 |  |  | 11.9387 |  | 0.32062 | 32.0617 | 2.4024 | 0 | 2014-05-06 12:00 | 11639.5 | 11.6395
|  | 2014-05-06 18:45:03 | 36.9337 | 3.0952 | 12.3807 | 7.3208 | 7.3208 | 0.287 | 0.287 | 1.0882 | 1.0882 | 1.4892 | 1.4892 | 11.644 | 11.644 | -2.7238 | -1.3619 | 1.7401 | 0 | 0 |  |  | 11.6378 |  | 0.33521 | 33.5214 | 3.4801 | 0 | 2014-05-06 12:30 | 11644 | 11.644
|  | 2014-05-06 19:15:03 | 36.7623 | 3.0743 | 12.2973 | 7.3275 | 7.3275 | 0.27267 | 0.27267 | 1.0885 | 1.0885 | 0.228 | 0.228 | 11.5542 | 11.5542 | -3.9942 | -1.9971 | 1.3619 | 0 | 0 |  |  | 12.1744 |  | 0.33451 | 33.4509 | 2.7238 | 0 | 2014-05-06 13:00 | 11554.1667 | 11.5542
|  | 2014-05-06 19:45:01 | 36.8188 | 3.2128 | 12.8513 | 7.3268 | 7.3268 | 0.261 | 0.261 | 1.0665 | 1.0665 | 0.228 | 0.228 | 11.5145 | 11.5145 | -3.5707 | -1.7853 | 1.9971 | 0 | 0 |  |  | 12.7228 |  | 0.34904 | 34.9042 | 3.9942 | 0 | 2014-05-06 13:30 | 11514.5 | 11.5145
|  | 2014-05-06 20:15:02 | 36.5718 | 3.1302 | 12.5207 | 7.3217 | 7.3217 | 0.207 | 0.207 | 1.0953 | 1.0953 | 0.0372 | 0.0372 | 11.2452 | 11.2452 | -4.1448 | -2.0724 | 1.7853 | 0 | 0 |  |  | 12.6459 |  | 0.34236 | 34.2358 | 3.5707 | 0 | 2014-05-06 14:00 | 11245.1667 | 11.2452
|  | 2014-05-06 20:45:01 | 35.03 | 3.3057 | 13.2227 | 7.3297 | 7.3297 | 0.20717 | 0.20717 | 1.0858 | 1.0858 | 0.0372 | 0.0372 | 10.9963 | 10.9963 | -2.1511 | -1.0756 | 2.0724 | 0 | 0 |  |  | 12.826 |  | 0.37747 | 37.7467 | 4.1448 | 0 | 2014-05-06 14:30 | 10996.3333 | 10.9963
|  | 2014-05-06 21:15:03 | 32.9325 | 3.449 | 13.796 | 7.3253 | 7.3253 | 0.20733 | 0.20733 | 1.094 | 1.094 | 0 | 0 | 10.5137 | 10.5137 | 0.0038333 | 0.0019167 | 1.0756 | 0.0019167 | 0 |  |  | 14.6238 |  | 0.41892 | 41.8917 | 2.1511 | 0 | 2014-05-06 15:00 | 10513.6667 | 10.5137
|  | 2014-05-06 21:45:02 | 30.3733 | 3.5078 | 14.0313 | 7.3243 | 7.3243 | 0.18433 | 0.18433 | 1.1023 | 1.1023 | 0 | 0 | 9.4388 | 9.4388 | 1.7078 | 0.85392 | 0 | 0.85583 | 0 |  |  | 14.4523 |  | 0.46196 | 46.1962 | 0 | 0 | 2014-05-06 15:30 | 9438.8333 | 9.4388
|  | 2014-05-06 22:15:03 | 28.4882 | 3.4937 | 13.9747 | 7.3235 | 7.3235 | 0.11167 | 0.11167 | 1.0965 | 1.0965 | 0 | 0 | 8.4567 | 8.4567 | 2.4748 | 1.2374 | 0 | 2.0933 | 0 |  |  | 14.8131 |  | 0.49054 | 49.0543 | 0 | 0 | 2014-05-06 16:00 | 8456.6667 | 8.4567
|  | 2014-05-06 22:45:04 | 27.3635 | 3.5722 | 14.2887 | 7.323 | 7.323 | 0.1115 | 0.1115 | 1.0918 | 1.0918 | 0 | 0 | 7.4768 | 7.4768 | 2.9283 | 1.4642 | 0 | 3.5574 | 0 |  |  | 14.8602 |  | 0.52218 | 52.218 | 0 | 0 | 2014-05-06 16:30 | 7476.8333 | 7.4768
|  | 2014-05-06 23:15:01 | 26.0172 | 3.1698 | 12.6793 | 7.3215 | 7.3215 | 0.1115 | 0.1115 | 1.0478 | 1.0478 | 0 | 0 | 6.5977 | 6.5977 | 1.7407 | 0.87033 | 0 | 4.4277 | 0 |  |  | 12.1722 |  | 0.48734 | 48.7345 | 0 | 0 | 2014-05-06 17:00 | 6597.6667 | 6.5977
|  | 2014-05-06 23:45:03 | 25.5777 | 2.9013 | 11.6053 | 7.3263 | 7.3263 | 0.11133 | 0.11133 | 1.0748 | 1.0748 | 0 | 0 | 6.4 | 6.4 | 0.94017 | 0.47008 | 0 | 4.8978 | 0 |  |  | 10.793 |  | 0.45373 | 45.3729 | 0 | 0 | 2014-05-06 17:30 | 6400 | 6.4
|  | 2014-05-07 00:15:03 | 25.6147 | 2.9853 | 11.9413 | 7.3227 | 7.3227 | 0.11117 | 0.11117 | 1.078 | 1.078 | 0 | 0 | 6.5638 | 6.5638 | 1.4023 | 0.70117 | 0 | 5.599 | 0 |  |  | 13.1355 |  | 0.46619 | 46.6191 | 0 | 0 | 2014-05-06 18:00 | 6563.8333 | 6.5638
|  | 2014-05-07 00:45:02 | 25.706 | 3.0492 | 12.1967 | 7.3245 | 7.3245 | 0.1115 | 0.1115 | 1.082 | 1.082 | 0 | 0 | 6.719 | 6.719 | 1.7277 | 0.86383 | 0 | 6.4628 | 0 |  |  | 11.9527 |  | 0.47447 | 47.4468 | 0 | 0 | 2014-05-06 18:30 | 6719 | 6.719
|  | 2014-05-07 01:15:04 | 25.4767 | 3.098 | 12.392 | 7.3255 | 7.3255 | 0.11333 | 0.11333 | 1.0315 | 1.0315 | 0 | 0 | 6.56 | 6.56 | 1.9457 | 0.97283 | 0 | 7.4357 | 0 |  |  | 12.2681 |  | 0.48641 | 48.6406 | 0 | 0 | 2014-05-06 19:00 | 6560 | 6.56
|  | 2014-05-07 01:45:02 | 25.2758 | 3.1497 | 12.5987 | 7.3303 | 7.3303 | 0.12767 | 0.12767 | 1.0082 | 1.0082 | 0 | 0 | 6.3118 | 6.3118 | 2.1008 | 1.0504 | 0 | 8.4861 | 0 |  |  | 11.7168 |  | 0.49845 | 49.8447 | 0 | 0 | 2014-05-06 19:30 | 6311.8333 | 6.3118
|  | 2014-05-07 02:15:02 | 25.1842 | 3.3922 | 13.5687 | 7.3298 | 7.3298 | 0.127 | 0.127 | 0.99383 | 0.99383 | 0 | 0 | 6.0478 | 6.0478 | 2.883 | 1.4415 | 0 | 9.9276 | 0 |  |  | 13.0259 |  | 0.53878 | 53.8778 | 0 | 0 | 2014-05-06 20:00 | 6047.8333 | 6.0478
|  | 2014-05-07 02:45:03 | 24.992 | 3.4955 | 13.982 | 7.3293 | 7.3293 | 0.126 | 0.126 | 0.95583 | 0.95583 | 0 | 0 | 5.7933 | 5.7933 | 3.1945 | 1.5972 | 0 | 11.5248 | 0 |  |  | 14.1218 |  | 0.55946 | 55.9459 | 0 | 0 | 2014-05-06 20:30 | 5793.3333 | 5.7933
|  | 2014-05-07 03:15:02 | 24.785 | 3.5697 | 14.2787 | 7.3263 | 7.3263 | 0.1255 | 0.1255 | 0.98017 | 0.98017 | 0 | 0 | 5.9575 | 5.9575 | 3.8832 | 1.9416 | 0 | 13.4664 | 0 |  |  | 13.9931 |  | 0.5761 | 57.6101 | 0 | 0 | 2014-05-06 21:00 | 5957.5 | 5.9575
|  | 2014-05-07 03:45:03 | 25.0208 | 3.607 | 14.428 | 7.3198 | 7.3198 | 0.13083 | 0.13083 | 0.9925 | 0.9925 | 0 | 0 | 6.0652 | 6.0652 | 3.9155 | 1.9578 | 0 | 15.4242 | 0 |  |  | 13.2738 |  | 0.57664 | 57.6639 | 0 | 0 | 2014-05-06 21:30 | 6065.1667 | 6.0652
|  | 2014-05-07 04:15:03 | 25.2863 | 3.7952 | 15.1807 | 7.3237 | 7.3237 | 0.14367 | 0.14367 | 1.0467 | 1.0467 | 0 | 0 | 5.9093 | 5.9093 | 4.3177 | 2.1588 | 0 | 17.583 | 0 |  |  | 13.9662 |  | 0.60035 | 60.0351 | 0 | 0 | 2014-05-06 22:00 | 5909.3333 | 5.9093
|  | 2014-05-07 04:45:02 | 25.7767 | 3.7355 | 14.942 | 7.318 | 7.318 | 0.14383 | 0.14383 | 0.9385 | 0.9385 | 0 | 0 | 6.246 | 6.246 | 3.8117 | 1.9058 | 0 | 19.4888 | 0 |  |  | 14.6432 |  | 0.57967 | 57.9672 | 0 | 0 | 2014-05-06 22:30 | 6246 | 6.246
|  | 2014-05-07 05:15:01 | 27.7595 | 3.5755 | 14.302 | 7.3192 | 7.3192 | 0.14483 | 0.14483 | 1.0288 | 1.0288 | 0 | 0 | 7.8598 | 7.8598 | 2.8952 | 1.4476 | 0 | 20.9364 | 0 |  |  | 15.3031 |  | 0.51521 | 51.5211 | 0 | 0 | 2014-05-06 23:00 | 7859.8333 | 7.8598
|  | 2014-05-07 05:45:03 | 30.6743 | 3.5945 | 14.378 | 7.3193 | 7.3193 | 0.17217 | 0.17217 | 1.0842 | 1.0842 | 0 | 0 | 9.5577 | 9.5577 | 1.837 | 0.9185 | 0 | 21.8549 | 0 |  |  | 15.2407 |  | 0.46873 | 46.8731 | 0 | 0 | 2014-05-06 23:30 | 9557.6667 | 9.5577
|  | 2014-05-07 06:15:06 | 34.1912 | 3.7587 | 15.0347 | 7.3242 | 7.3242 | 0.27317 | 0.27317 | 1.0882 | 1.0882 | 0.626 | 0.626 | 10.5773 | 10.5773 | 0.73233 | 0.36617 | 0 | 22.2211 | 0 |  |  | 16.3878 |  | 0.43972 | 43.9724 | 0 | 0 | 2014-05-07 | 10577.3333 | 10.5773
|  | 2014-05-07 06:45:03 | 36.0323 | 3.7137 | 14.8547 | 7.318 | 7.318 | 0.29417 | 0.29417 | 1.0953 | 1.0953 | 0.626 | 0.626 | 10.8317 | 10.8317 | -1.0125 | -0.50625 | 0 | 21.7148 | 0 |  |  | 15.5974 |  | 0.41226 | 41.2259 | 0 | 1.0125 | 2014-05-07 00:30 | 10831.6667 | 10.8317
|  | 2014-05-07 07:15:03 | 37.008 | 3.4475 | 13.79 | 7.3173 | 7.3173 | 0.30633 | 0.30633 | 1.0937 | 1.0937 | 1.4116 | 1.4116 | 10.8742 | 10.8742 | -2.2149 | -1.1075 | 0 | 20.6074 | 0 |  |  | 14.0658 |  | 0.37262 | 37.2622 | 0 | 2.2149 | 2014-05-07 01:00 | 10874.1667 | 10.8742
|  | 2014-05-07 07:45:02 | 36.8472 | 3.3187 | 13.2747 | 7.3243 | 7.3243 | 0.3265 | 0.3265 | 1.0913 | 1.0913 | 1.4116 | 1.4116 | 10.926 | 10.926 | -2.4927 | -1.2464 | 0 | 19.361 | 0 |  |  | 13.6729 |  | 0.36026 | 36.0263 | 0 | 2.4927 | 2014-05-07 01:30 | 10926 | 10.926
|  | 2014-05-07 08:15:03 | 37.4052 | 3.4387 | 13.7547 | 7.3158 | 7.3158 | 0.41117 | 0.41117 | 1.0998 | 1.0998 | 2.46 | 2.46 | 11.277 | 11.277 | -1.0867 | -0.54333 | 0 | 18.8177 | 0 |  |  | 13.4796 |  | 0.36772 | 36.7721 | 0 | 1.0867 | 2014-05-07 02:00 | 11277 | 11.277
|  | 2014-05-07 08:45:02 | 37.3695 | 3.4563 | 13.8253 | 7.3078 | 7.3078 | 0.39867 | 0.39867 | 1.0828 | 1.0828 | 2.46 | 2.46 | 11.5083 | 11.5083 | -0.7865 | -0.39325 | 0 | 18.4244 | 0 |  |  | 12.5811 |  | 0.36996 | 36.9963 | 0 | 0.7865 | 2014-05-07 02:30 | 11508.3333 | 11.5083
|  | 2014-05-07 09:15:02 | 37.2273 | 3.3992 | 13.5967 | 7.307 | 7.307 | 0.36533 | 0.36533 | 1.072 | 1.072 | 4.1324 | 4.1324 | 11.5677 | 11.5677 | 0.81373 | 0.40687 | 0 | 18.8313 | 0 |  |  | 13.1888 |  | 0.36523 | 36.5233 | 0 | 0 | 2014-05-07 03:00 | 11567.6667 | 11.5677
|  | 2014-05-07 09:45:03 | 37.344 | 3.3855 | 13.542 | 7.3112 | 7.3112 | 0.28667 | 0.28667 | 1.0762 | 1.0762 | 4.1324 | 4.1324 | 11.7123 | 11.7123 | 0.71673 | 0.35837 | 0 | 19.1897 | 0 |  |  | 12.8649 |  | 0.36263 | 36.2629 | 0 | 0 | 2014-05-07 03:30 | 11712.3333 | 11.7123
|  | 2014-05-07 10:15:02 | 37.5118 | 3.3828 | 13.5313 | 7.3082 | 7.3082 | 0.27083 | 0.27083 | 1.0567 | 1.0567 | 5.9648 | 5.9648 | 11.8177 | 11.8177 | 2.4376 | 1.2188 | 0 | 20.4085 | 0 |  |  | 12.5841 |  | 0.36072 | 36.0722 | 0 | 0 | 2014-05-07 04:00 | 11817.6667 | 11.8177
|  | 2014-05-07 10:45:03 | 37.6513 | 3.2672 | 13.0687 | 7.3068 | 7.3068 | 0.27983 | 0.27983 | 1.1 | 1.1 | 5.9648 | 5.9648 | 11.736 | 11.736 | 1.8048 | 0.9024 | 0 | 21.3109 | 0 |  |  | 14.2448 |  | 0.3471 | 34.7097 | 0 | 0 | 2014-05-07 04:30 | 11736 | 11.736
|  | 2014-05-07 11:15:03 | 37.6928 | 3.0382 | 12.1527 | 7.3045 | 7.3045 | 0.26317 | 0.26317 | 1.1057 | 1.1057 | 5.6468 | 5.6468 | 11.55 | 11.55 | 0.32997 | 0.16498 | 0 | 21.4759 | 0 |  |  | 12.2742 |  | 0.32241 | 32.2413 | 0 | 0 | 2014-05-07 05:00 | 11550 | 11.55
|  | 2014-05-07 11:45:03 | 37.5182 | 3.0517 | 12.2067 | 7.3092 | 7.3092 | 0.2425 | 0.2425 | 1.1003 | 1.1003 | 5.6468 | 5.6468 | 11.4457 | 11.4457 | 0.43297 | 0.21648 | 0 | 21.6924 | 0 |  |  | 12.5729 |  | 0.32535 | 32.5353 | 0 | 0 | 2014-05-07 05:30 | 11445.6667 | 11.4457
|  | 2014-05-07 12:15:01 | 37.1138 | 3.1518 | 12.6073 | 7.3083 | 7.3083 | 0.1825 | 0.1825 | 1.104 | 1.104 | 6.2908 | 6.2908 | 11.4077 | 11.4077 | 1.7868 | 0.8934 | 0 | 22.5857 | 0 |  |  | 12.4813 |  | 0.33969 | 33.9694 | 0 | 0 | 2014-05-07 06:00 | 11407.6667 | 11.4077
|  | 2014-05-07 12:45:03 | 36.9257 | 3.0905 | 12.362 | 7.3038 | 7.3038 | 0.18033 | 0.18033 | 1.1075 | 1.1075 | 6.2908 | 6.2908 | 11.4313 | 11.4313 | 1.7501 | 0.87507 | 0 | 23.4608 | 0 |  |  | 12.6092 |  | 0.33478 | 33.4781 | 0 | 0 | 2014-05-07 06:30 | 11431.3333 | 11.4313
|  | 2014-05-07 13:15:04 | 36.8173 | 2.98 | 11.92 | 7.3073 | 7.3073 | 0.18067 | 0.18067 | 1.1067 | 1.1067 | 5.8776 | 5.8776 | 11.4298 | 11.4298 | 1.0048 | 0.50238 | 0 | 23.9632 | 0 |  |  | 11.5624 |  | 0.32376 | 32.3761 | 0 | 0 | 2014-05-07 07:00 | 11429.8333 | 11.4298
|  | 2014-05-07 13:45:02 | 36.5353 | 2.8077 | 11.2307 | 7.3038 | 7.3038 | 0.18067 | 0.18067 | 1.1068 | 1.1068 | 5.8776 | 5.8776 | 11.2442 | 11.2442 | 0.40843 | 0.20422 | 0 | 24.1674 | 0 |  |  | 11.1184 |  | 0.30739 | 30.7392 | 0 | 0 | 2014-05-07 07:30 | 11244.1667 | 11.2442
|  | 2014-05-07 14:15:05 | 36.5103 | 2.8823 | 11.5293 | 7.3058 | 7.3058 | 0.18383 | 0.18383 | 1.1055 | 1.1055 | 5.8184 | 5.8184 | 11.3012 | 11.3012 | 0.73373 | 0.36687 | 0 | 24.5343 | 0 |  |  | 12.4517 |  | 0.31578 | 31.5783 | 0 | 0 | 2014-05-07 08:00 | 11301.1667 | 11.3012
|  | 2014-05-07 14:45:02 | 37.3135 | 3.057 | 12.228 | 7.3057 | 7.3057 | 0.182 | 0.182 | 1.1077 | 1.1077 | 5.8184 | 5.8184 | 11.5535 | 11.5535 | 0.88173 | 0.44087 | 0 | 24.9751 | 0 |  |  | 12.5948 |  | 0.32771 | 32.771 | 0 | 0 | 2014-05-07 08:30 | 11553.5 | 11.5535
|  | 2014-05-07 15:15:02 | 38.0785 | 3.0147 | 12.0587 | 7.312 | 7.312 | 0.225 | 0.225 | 1.1065 | 1.1065 | 3.81 | 3.81 | 11.6225 | 11.6225 | -1.9438 | -0.97192 | 0 | 24.0032 | 0 |  |  | 11.3351 |  | 0.31668 | 31.6679 | 0 | 1.9438 | 2014-05-07 09:00 | 11622.5 | 11.6225
|  | 2014-05-07 15:45:02 | 38.8935 | 3.0902 | 12.3607 | 7.3075 | 7.3075 | 0.35467 | 0.35467 | 1.1053 | 1.1053 | 3.81 | 3.81 | 11.7032 | 11.7032 | -2.2522 | -1.1261 | 0 | 22.8771 | 0 |  |  | 12.7315 |  | 0.31781 | 31.7808 | 0 | 2.2522 | 2014-05-07 09:30 | 11703.1667 | 11.7032
|  | 2014-05-07 16:15:02 | 39.3083 | 3.2262 | 12.9047 | 7.3057 | 7.3057 | 0.38567 | 0.38567 | 1.1055 | 1.1055 | 3.8244 | 3.8244 | 11.6827 | 11.6827 | -2.0998 | -1.0499 | 0 | 21.8273 | 0 |  |  | 12.6466 |  | 0.32829 | 32.8293 | 0 | 2.0998 | 2014-05-07 10:00 | 11682.6667 | 11.6827
|  | 2014-05-07 16:45:02 | 39.1397 | 3.439 | 13.756 | 7.3008 | 7.3008 | 0.32717 | 0.32717 | 1.1047 | 1.1047 | 3.8244 | 3.8244 | 11.6012 | 11.6012 | -1.2254 | -0.61272 | 0 | 21.2145 | 0 |  |  | 13.8936 |  | 0.35146 | 35.1459 | 0 | 1.2254 | 2014-05-07 10:30 | 11601.1667 | 11.6012
|  | 2014-05-07 17:15:02 | 38.6553 | 3.3635 | 13.454 | 7.3002 | 7.3002 | 0.32933 | 0.32933 | 1.1065 | 1.1065 | 2.6904 | 2.6904 | 11.4993 | 11.4993 | -2.2756 | -1.1378 | 0 | 20.0767 | 0 |  |  | 13.8576 |  | 0.34805 | 34.805 | 0 | 2.2756 | 2014-05-07 11:00 | 11499.3333 | 11.4993
|  | 2014-05-07 17:45:02 | 38.3778 | 3.315 | 13.26 | 7.297 | 7.297 | 0.35367 | 0.35367 | 1.1072 | 1.1072 | 2.6904 | 2.6904 | 11.3473 | 11.3473 | -2.3223 | -1.1611 | 0 | 18.9156 | 0 |  |  | 12.597 |  | 0.34551 | 34.5512 | 0 | 2.3223 | 2014-05-07 11:30 | 11347.3333 | 11.3473
|  | 2014-05-07 18:15:03 | 37.9323 | 3.3627 | 13.4507 | 7.3022 | 7.3022 | 0.38933 | 0.38933 | 1.1058 | 1.1058 | 1.008 | 1.008 | 10.8425 | 10.8425 | -3.8338 | -1.9169 | 0 | 16.9987 | 0 |  |  | 14.3922 |  | 0.3546 | 35.4596 | 0 | 3.8338 | 2014-05-07 12:00 | 10842.5 | 10.8425
|  | 2014-05-07 18:45:03 | 37.4377 | 3.361 | 13.444 | 7.3037 | 7.3037 | 0.38933 | 0.38933 | 1.1045 | 1.1045 | 1.008 | 1.008 | 10.8788 | 10.8788 | -3.3093 | -1.6547 | 0 | 15.344 | 0 |  |  | 12.3685 |  | 0.3591 | 35.9104 | 0 | 3.3093 | 2014-05-07 12:30 | 10878.8333 | 10.8788
|  | 2014-05-07 19:15:02 | 37.1818 | 3.4295 | 13.718 | 7.3045 | 7.3045 | 0.38817 | 0.38817 | 1.1057 | 1.1057 | 0.1688 | 0.1688 | 10.8688 | 10.8688 | -3.6279 | -1.8139 | 0 | 13.5301 | 0 |  |  | 12.3462 |  | 0.36894 | 36.8944 | 0 | 3.6279 | 2014-05-07 13:00 | 10868.8333 | 10.8688
|  | 2014-05-07 19:45:03 | 37.1965 | 3.6983 | 14.7933 | 7.3023 | 7.3023 | 0.37083 | 0.37083 | 1.1073 | 1.1073 | 0.1688 | 0.1688 | 10.843 | 10.843 | -2.6109 | -1.3054 | 0 | 12.2247 | 0 |  |  | 14.9413 |  | 0.39771 | 39.7708 | 0 | 2.6109 | 2014-05-07 13:30 | 10843 | 10.843
|  | 2014-05-07 20:15:02 | 36.9542 | 3.7983 | 15.1933 | 7.3038 | 7.3038 | 0.325 | 0.325 | 1.103 | 1.103 | 0.028 | 0.028 | 10.4882 | 10.4882 | -2.5128 | -1.2564 | 0 | 10.9682 | 0 |  |  | 16.4088 |  | 0.41114 | 41.114 | 0 | 2.5128 | 2014-05-07 14:00 | 10488.1667 | 10.4882
|  | 2014-05-07 20:45:01 | 35.406 | 3.889 | 15.556 | 7.3047 | 7.3047 | 0.29017 | 0.29017 | 1.1015 | 1.1015 | 0.028 | 0.028 | 10.3033 | 10.3033 | -0.82233 | -0.41117 | 0 | 10.5571 | 0 |  |  | 14.0004 |  | 0.43936 | 43.9361 | 0 | 0.82233 | 2014-05-07 14:30 | 10303.3333 | 10.3033
|  | 2014-05-07 21:15:02 | 33.3813 | 3.8608 | 15.4433 | 7.3043 | 7.3043 | 0.2455 | 0.2455 | 1.0585 | 1.0585 | 0 | 0 | 9.7245 | 9.7245 | 0.39483 | 0.19742 | 0 | 10.7545 | 0 |  |  | 14.2079 |  | 0.46263 | 46.2634 | 0 | 0 | 2014-05-07 15:00 | 9724.5 | 9.7245
|  | 2014-05-07 21:45:02 | 30.7733 | 3.7917 | 15.1667 | 7.3048 | 7.3048 | 0.22617 | 0.22617 | 0.8695 | 0.8695 | 0 | 0 | 9.3665 | 9.3665 | 2.1603 | 1.0802 | 0 | 11.8347 | 0 |  |  | 15.3183 |  | 0.49285 | 49.2851 | 0 | 0 | 2014-05-07 15:30 | 9366.5 | 9.3665
|  | 2014-05-07 22:15:02 | 28.4577 | 3.7947 | 15.1787 | 7.3022 | 7.3022 | 0.16767 | 0.16767 | 0.67717 | 0.67717 | 0 | 0 | 8.608 | 8.608 | 3.476 | 1.738 | 0 | 13.5727 | 0 |  |  | 16.6965 |  | 0.53338 | 53.3377 | 0 | 0 | 2014-05-07 16:00 | 8608 | 8.608
|  | 2014-05-07 22:45:03 | 27.3282 | 3.8492 | 15.3967 | 7.3098 | 7.3098 | 0.1605 | 0.1605 | 0.66117 | 0.66117 | 0 | 0 | 7.8663 | 7.8663 | 4.0663 | 2.0332 | 0 | 15.6058 | 0 |  |  | 16.0125 |  | 0.5634 | 56.3399 | 0 | 0 | 2014-05-07 16:30 | 7866.3333 | 7.8663
|  | 2014-05-07 23:15:03 | 25.9748 | 3.8132 | 15.2527 | 7.3117 | 7.3117 | 0.16083 | 0.16083 | 0.6625 | 0.6625 | 0 | 0 | 6.839 | 6.839 | 4.2518 | 2.1259 | 0 | 17.7317 | 0 |  |  | 16.7779 |  | 0.58721 | 58.7209 | 0 | 0 | 2014-05-07 17:00 | 6839 | 6.839
|  | 2014-05-07 23:45:03 | 25.4267 | 3.7817 | 15.1267 | 7.3112 | 7.3112 | 0.14583 | 0.14583 | 0.66267 | 0.66267 | 0 | 0 | 6.2552 | 6.2552 | 4.0748 | 2.0374 | 0 | 19.7692 | 0 |  |  | 14.9754 |  | 0.59491 | 59.4913 | 0 | 0 | 2014-05-07 17:30 | 6255.1667 | 6.2552
|  | 2014-05-08 00:15:04 | 25.6813 | 3.7677 | 15.0707 | 7.3113 | 7.3113 | 0.117 | 0.117 | 0.67133 | 0.67133 | 0 | 0 | 6.49 | 6.49 | 3.979 | 1.9895 | 0 | 21.7587 | 0 |  |  | 15.5228 |  | 0.58683 | 58.6833 | 0 | 0 | 2014-05-07 18:00 | 6490 | 6.49
|  | 2014-05-08 00:45:02 | 25.9852 | 3.7072 | 14.8287 | 7.3058 | 7.3058 | 0.12067 | 0.12067 | 0.76033 | 0.76033 | 0 | 0 | 6.8045 | 6.8045 | 3.8348 | 1.9174 | 0 | 23.6761 | 0 |  |  | 15.5701 |  | 0.57066 | 57.0659 | 0 | 0 | 2014-05-07 18:30 | 6804.5 | 6.8045
|  | 2014-05-08 01:15:03 | 25.6237 | 3.6598 | 14.6393 | 7.3055 | 7.3055 | 0.11717 | 0.11717 | 0.76117 | 0.76117 | 0 | 0 | 6.5387 | 6.5387 | 3.7382 | 1.8691 | 0 | 25.5452 | 0 |  |  | 16.1033 |  | 0.57132 | 57.1321 | 0 | 0 | 2014-05-07 19:00 | 6538.6667 | 6.5387
|  | 2014-05-08 01:45:01 | 25.239 | 3.6765 | 14.706 | 7.313 | 7.313 | 0.11667 | 0.11667 | 0.75833 | 0.75833 | 0 | 0 | 6.2297 | 6.2297 | 3.8847 | 1.9423 | 0 | 27.4875 | 0 |  |  | 14.2648 |  | 0.58267 | 58.267 | 0 | 0 | 2014-05-07 19:30 | 6229.6667 | 6.2297
|  | 2014-05-08 02:15:02 | 24.9798 | 3.5723 | 14.2893 | 7.3127 | 7.3127 | 0.11667 | 0.11667 | 0.77083 | 0.77083 | 0 | 0 | 6.0213 | 6.0213 | 3.531 | 1.7655 | 0 | 29.253 | 0 |  |  | 13.7178 |  | 0.57203 | 57.2035 | 0 | 0 | 2014-05-07 20:00 | 6021.3333 | 6.0213
|  | 2014-05-08 02:45:04 | 24.8553 | 3.4042 | 13.6167 | 7.3085 | 7.3085 | 0.116 | 0.116 | 0.73333 | 0.73333 | 0 | 0 | 6.1215 | 6.1215 | 3.0407 | 1.5203 | 0 | 30.7733 | 0 |  |  | 12.255 |  | 0.54784 | 54.7837 | 0 | 0 | 2014-05-07 20:30 | 6121.5 | 6.1215
|  | 2014-05-08 03:15:02 | 24.8717 | 3.2228 | 12.8913 | 7.3115 | 7.3115 | 0.11583 | 0.11583 | 0.65917 | 0.65917 | 0 | 0 | 6.4135 | 6.4135 | 2.5197 | 1.2598 | 0 | 32.0332 | 0 |  |  | 13.2781 |  | 0.51831 | 51.8314 | 0 | 0 | 2014-05-07 21:00 | 6413.5 | 6.4135
|  | 2014-05-08 03:45:03 | 25.181 | 3.1292 | 12.5167 | 7.3175 | 7.3175 | 0.12817 | 0.12817 | 0.65967 | 0.65967 | 0 | 0 | 6.7497 | 6.7497 | 2.1907 | 1.0953 | 0 | 33.1285 | 0 |  |  | 12.6418 |  | 0.49707 | 49.7068 | 0 | 0 | 2014-05-07 21:30 | 6749.6667 | 6.7497
|  | 2014-05-08 04:15:01 | 25.5493 | 2.9673 | 11.8693 | 7.3152 | 7.3152 | 0.15667 | 0.15667 | 0.66133 | 0.66133 | 0 | 0 | 7.1523 | 7.1523 | 1.6055 | 0.80275 | 0 | 33.9312 | 0 |  |  | 12.3441 |  | 0.46457 | 46.4565 | 0 | 0 | 2014-05-07 22:00 | 7152.3333 | 7.1523
|  | 2014-05-08 04:45:02 | 26.6337 | 2.6127 | 10.4507 | 7.3085 | 7.3085 | 0.15733 | 0.15733 | 0.7395 | 0.7395 | 0 | 0 | 8.29 | 8.29 | 0.31233 | 0.15617 | 0 | 34.0874 | 0 |  |  | 11.3912 |  | 0.39239 | 39.2386 | 0 | 0 | 2014-05-07 22:30 | 8290 | 8.29
|  | 2014-05-08 05:15:02 | 29.0588 | 2.4125 | 9.65 | 7.314 | 7.314 | 0.15917 | 0.15917 | 0.95983 | 0.95983 | 0 | 0 | 9.4467 | 9.4467 | -1.5292 | -0.76458 | 0 | 33.3228 | 0 |  |  | 10.036 |  | 0.33208 | 33.2085 | 0 | 1.5292 | 2014-05-07 23:00 | 9446.6667 | 9.4467
|  | 2014-05-08 05:45:01 | 31.8735 | 2.2548 | 9.0193 | 7.309 | 7.309 | 0.2015 | 0.2015 | 1.062 | 1.062 | 0 | 0 | 10.6468 | 10.6468 | -3.6348 | -1.8174 | 0 | 31.5054 | 0 |  |  | 8.1174 |  | 0.28297 | 28.2973 | 0 | 3.6348 | 2014-05-07 23:30 | 10646.8333 | 10.6468
|  | 2014-05-08 06:15:01 | 35.603 | 2.1218 | 8.4873 | 7.3105 | 7.3105 | 0.33717 | 0.33717 | 1.1068 | 1.1068 | 0.5584 | 0.5584 | 11.4988 | 11.4988 | -6.3039 | -3.152 | 0 | 28.3534 | 0 |  |  | 8.742 |  | 0.23839 | 23.8388 | 0 | 6.3039 | 2014-05-08 | 11498.8333 | 11.4988
|  | 2014-05-08 06:45:01 | 37.5343 | 1.9422 | 7.7687 | 7.313 | 7.313 | 0.4025 | 0.4025 | 1.1073 | 1.1073 | 0.5584 | 0.5584 | 11.643 | 11.643 | -8.7414 | -4.3707 | 0 | 23.9827 | 0 |  |  | 7.7687 |  | 0.20697 | 20.6975 | 0 | 8.7414 | 2014-05-08 00:30 | 11643 | 11.643
|  | 2014-05-08 07:15:02 | 38.7785 | 1.9232 | 7.6927 | 7.316 | 7.316 | 0.385 | 0.385 | 1.107 | 1.107 | 1.484 | 1.484 | 11.8397 | 11.8397 | -8.9542 | -4.4771 | 0 | 19.5056 | 0 |  |  | 7.5388 |  | 0.19837 | 19.8375 | 0 | 8.9542 | 2014-05-08 01:00 | 11839.6667 | 11.8397
|  | 2014-05-08 07:45:03 | 39.0915 | 1.8498 | 7.3993 | 7.3168 | 7.3168 | 0.36267 | 0.36267 | 1.103 | 1.103 | 1.484 | 1.484 | 11.8155 | 11.8155 | -9.6102 | -4.8051 | 0 | 14.7006 | 0 |  |  | 6.6594 |  | 0.18928 | 18.9282 | 0 | 9.6102 | 2014-05-08 01:30 | 11815.5 | 11.8155
|  | 2014-05-08 08:15:03 | 39.9733 | 1.7342 | 6.9367 | 7.3108 | 7.3108 | 0.46317 | 0.46317 | 1.0688 | 1.0688 | 2.2472 | 2.2472 | 12.0868 | 12.0868 | -9.8598 | -4.9299 | 0 | 9.7707 | 0 |  |  | 7.0754 |  | 0.17353 | 17.3532 | 0 | 9.8598 | 2014-05-08 02:00 | 12086.8333 | 12.0868
|  | 2014-05-08 08:45:02 | 40.477 | 1.621 | 6.484 | 7.3147 | 7.3147 | 0.52733 | 0.52733 | 1.0737 | 1.0737 | 2.2472 | 2.2472 | 12.1638 | 12.1638 | -10.6663 | -5.3331 | 0 | 4.4375 | 0 |  |  | 6.4192 |  | 0.16019 | 16.019 | 0 | 10.6663 | 2014-05-08 02:30 | 12163.8333 | 12.1638
|  | 2014-05-08 09:15:02 | 40.5152 | 1.4947 | 5.9787 | 7.3042 | 7.3042 | 0.64617 | 0.64617 | 1.0545 | 1.0545 | 3.6496 | 3.6496 | 12.0802 | 12.0802 | -9.8019 | -4.901 | 0 | 0 | 0 |  |  | 5.7993 |  | 0.14757 | 14.7566 | 0 | 8.875 | 2014-05-08 03:00 | 12080.1667 | 12.0802
|  | 2014-05-08 09:45:03 | 40.613 | 1.5482 | 6.1927 | 7.3083 | 7.3083 | 0.63917 | 0.63917 | 1.0605 | 1.0605 | 3.6496 | 3.6496 | 12.2267 | 12.2267 | -9.5361 | -4.768 | 4.901 | 0 | 0 |  |  | 5.6353 |  | 0.15248 | 15.248 | 9.8019 | 0 | 2014-05-08 03:30 | 12226.6667 | 12.2267
|  | 2014-05-08 10:15:03 | 40.6277 | 1.5132 | 6.0527 | 7.3087 | 7.3087 | 0.587 | 0.587 | 1.0437 | 1.0437 | 4.6832 | 4.6832 | 12.391 | 12.391 | -8.5615 | -4.2807 | 4.768 | 0 | 0 |  |  | 5.6895 |  | 0.14898 | 14.8979 | 9.5361 | 0 | 2014-05-08 04:00 | 12391 | 12.391
|  | 2014-05-08 10:45:03 | 40.6988 | 1.6312 | 6.5247 | 7.3068 | 7.3068 | 0.58533 | 0.58533 | 1.0563 | 1.0563 | 4.6832 | 4.6832 | 12.4217 | 12.4217 | -8.1208 | -4.0604 | 4.2807 | 0 | 0 |  |  | 6.3942 |  | 0.16032 | 16.0316 | 8.5615 | 0 | 2014-05-08 04:30 | 12421.6667 | 12.4217
|  | 2014-05-08 11:15:02 | 40.8958 | 1.5567 | 6.2267 | 7.3025 | 7.3025 | 0.57833 | 0.57833 | 1.0928 | 1.0928 | 5.284 | 5.284 | 12.3638 | 12.3638 | -8.0477 | -4.0238 | 4.0604 | 0 | 0 |  |  | 5.9776 |  | 0.15226 | 15.2257 | 8.1208 | 0 | 2014-05-08 05:00 | 12363.8333 | 12.3638
|  | 2014-05-08 11:45:03 | 40.6657 | 1.647 | 6.588 | 7.3033 | 7.3033 | 0.54367 | 0.54367 | 1.0935 | 1.0935 | 5.284 | 5.284 | 12.243 | 12.243 | -7.6102 | -3.8051 | 4.0238 | 0 | 0 |  |  | 6.061 |  | 0.162 | 16.2004 | 8.0477 | 0 | 2014-05-08 05:30 | 12243 | 12.243
|  | 2014-05-08 12:15:03 | 40.4217 | 1.7017 | 6.8067 | 7.3085 | 7.3085 | 0.37 | 0.37 | 1.0688 | 1.0688 | 5.4044 | 5.4044 | 12.0627 | 12.0627 | -7.4006 | -3.7003 | 3.8051 | 0 | 0 |  |  | 6.6025 |  | 0.16839 | 16.8392 | 7.6102 | 0 | 2014-05-08 06:00 | 12062.6667 | 12.0627
|  | 2014-05-08 12:45:03 | 40.1663 | 1.6397 | 6.5587 | 7.2783 | 7.2783 | 0.339 | 0.339 | 1.0667 | 1.0667 | 5.4044 | 5.4044 | 11.9673 | 11.9673 | -7.5519 | -3.776 | 3.7003 | 0 | 0 |  |  | 6.5587 |  | 0.16329 | 16.3288 | 7.4006 | 0 | 2014-05-08 06:30 | 11967.3333 | 11.9673
|  | 2014-05-08 13:15:03 | 40.0642 | 1.5998 | 6.3993 | 7.0745 | 7.0745 | 0.2935 | 0.2935 | 1.0672 | 1.0672 | 5.6276 | 5.6276 | 11.9733 | 11.9733 | -7.6287 | -3.8144 | 3.776 | 0 | 0 |  |  | 6.3993 |  | 0.15973 | 15.9727 | 7.5519 | 0 | 2014-05-08 07:00 | 11973.3333 | 11.9733
|  | 2014-05-08 13:45:02 | 39.7402 | 1.5533 | 6.2133 | 7.0272 | 7.0272 | 0.25767 | 0.25767 | 1.0788 | 1.0788 | 5.6276 | 5.6276 | 11.9577 | 11.9577 | -7.5779 | -3.7889 | 3.8144 | 0 | 0 |  |  | 6.8347 |  | 0.15635 | 15.6349 | 7.6287 | 0 | 2014-05-08 07:30 | 11957.6667 | 11.9577
|  | 2014-05-08 14:15:02 | 39.8292 | 1.5362 | 6.1447 | 7.0312 | 7.0312 | 0.3345 | 0.3345 | 1.1088 | 1.1088 | 4.6572 | 4.6572 | 11.9953 | 11.9953 | -8.5575 | -4.2787 | 3.7889 | 0 | 0 |  |  | 6.0832 |  | 0.15428 | 15.4276 | 7.5779 | 0 | 2014-05-08 08:00 | 11995.3333 | 11.9953
|  | 2014-05-08 14:45:03 | 40.7657 | 1.525 | 6.1 | 7.0258 | 7.0258 | 0.494 | 0.494 | 1.1085 | 1.1085 | 4.6572 | 4.6572 | 12.1253 | 12.1253 | -9.2548 | -4.6274 | 4.2787 | 0 | 0 |  |  | 6.283 |  | 0.14964 | 14.9636 | 8.5575 | 0 | 2014-05-08 08:30 | 12125.3333 | 12.1253
|  | 2014-05-08 15:15:03 | 41.3782 | 1.5843 | 6.3373 | 7.021 | 7.021 | 0.594 | 0.594 | 1.1082 | 1.1082 | 3.8096 | 3.8096 | 12.1777 | 12.1777 | -10.3304 | -5.1652 | 4.6274 | 0 | 0 |  |  | 5.9571 |  | 0.15316 | 15.3156 | 9.2548 | 0 | 2014-05-08 09:00 | 12177.6667 | 12.1777
|  | 2014-05-08 15:45:03 | 42.2093 | 1.6067 | 6.4267 | 7.028 | 7.028 | 0.73883 | 0.73883 | 1.1065 | 1.1065 | 3.8096 | 3.8096 | 12.2528 | 12.2528 | -10.8469 | -5.4234 | 5.1652 | 0 | 0 |  |  | 6.8123 |  | 0.15226 | 15.2257 | 10.3304 | 0 | 2014-05-08 09:30 | 12252.8333 | 12.2528
|  | 2014-05-08 16:15:03 | 42.235 | 1.6903 | 6.7613 | 7.046 | 7.046 | 0.79 | 0.79 | 1.1033 | 1.1033 | 3.2116 | 3.2116 | 12.1157 | 12.1157 | -11.2071 | -5.6035 | 5.4234 | 0 | 0 |  |  | 7.4375 |  | 0.16009 | 16.0088 | 10.8469 | 0 | 2014-05-08 10:00 | 12115.6667 | 12.1157
|  | 2014-05-08 16:45:02 | 41.7113 | 1.796 | 7.184 | 7.0967 | 7.0967 | 0.6715 | 0.6715 | 1.104 | 1.104 | 3.2116 | 3.2116 | 12.1235 | 12.1235 | -10.3201 | -5.16 | 5.6035 | 0 | 0 |  |  | 7.0403 |  | 0.17223 | 17.2231 | 11.2071 | 0 | 2014-05-08 10:30 | 12123.5 | 12.1235
|  | 2014-05-08 17:15:03 | 41.2532 | 1.819 | 7.276 | 7.1377 | 7.1377 | 0.65717 | 0.65717 | 1.1037 | 1.1037 | 2.3456 | 2.3456 | 12.1017 | 12.1017 | -10.6314 | -5.3157 | 5.16 | 0 | 0 |  |  | 6.9122 |  | 0.17637 | 17.6374 | 10.3201 | 0 | 2014-05-08 11:00 | 12101.6667 | 12.1017
|  | 2014-05-08 17:45:02 | 40.4035 | 1.8533 | 7.4133 | 7.1338 | 7.1338 | 0.57567 | 0.57567 | 1.1082 | 1.1082 | 2.3456 | 2.3456 | 11.9768 | 11.9768 | -9.8501 | -4.925 | 5.3157 | 0 | 0 |  |  | 7.4133 |  | 0.18348 | 18.3482 | 10.6314 | 0 | 2014-05-08 11:30 | 11976.8333 | 11.9768
|  | 2014-05-08 18:15:03 | 39.71 | 1.8282 | 7.3127 | 7.1297 | 7.1297 | 0.5655 | 0.5655 | 1.1083 | 1.1083 | 1.12 | 1.12 | 11.7995 | 11.7995 | -10.6743 | -5.3372 | 4.925 | 0 | 0 |  |  | 7.4589 |  | 0.18415 | 18.4152 | 9.8501 | 0 | 2014-05-08 12:00 | 11799.5 | 11.7995
|  | 2014-05-08 18:45:04 | 38.9638 | 2.0095 | 8.038 | 7.1173 | 7.1173 | 0.53483 | 0.53483 | 1.1082 | 1.1082 | 1.12 | 1.12 | 11.6143 | 11.6143 | -9.4312 | -4.7156 | 5.3372 | 0 | 0 |  |  | 8.6007 |  | 0.20629 | 20.6294 | 10.6743 | 0 | 2014-05-08 12:30 | 11614.3333 | 11.6143
|  | 2014-05-08 19:15:02 | 38.3403 | 2.0412 | 8.1647 | 7.1083 | 7.1083 | 0.40583 | 0.40583 | 1.1055 | 1.1055 | 0.156 | 0.156 | 11.5647 | 11.5647 | -9.8353 | -4.9177 | 4.7156 | 0 | 0 |  |  | 7.3482 |  | 0.21295 | 21.2952 | 9.4312 | 0 | 2014-05-08 13:00 | 11564.6667 | 11.5647
|  | 2014-05-08 19:45:03 | 38.2238 | 2.1087 | 8.4347 | 7.098 | 7.098 | 0.35983 | 0.35983 | 1.1063 | 1.1063 | 0.156 | 0.156 | 11.5957 | 11.5957 | -9.4733 | -4.7367 | 4.9177 | 0 | 0 |  |  | 7.7599 |  | 0.22067 | 22.0665 | 9.8353 | 0 | 2014-05-08 13:30 | 11595.6667 | 11.5957
|  | 2014-05-08 20:15:03 | 38.0922 | 2.2697 | 9.0787 | 7.0527 | 7.0527 | 0.2485 | 0.2485 | 1.107 | 1.107 | 0.024 | 0.024 | 11.7222 | 11.7222 | -8.8592 | -4.4296 | 4.7367 | 0 | 0 |  |  | 9.1695 |  | 0.23833 | 23.8334 | 9.4733 | 0 | 2014-05-08 14:00 | 11722.1667 | 11.7222
|  | 2014-05-08 20:45:03 | 36.3845 | 2.6097 | 10.4387 | 7.0455 | 7.0455 | 0.23533 | 0.23533 | 1.1075 | 1.1075 | 0.024 | 0.024 | 11.6838 | 11.6838 | -5.8497 | -2.9248 | 4.4296 | 0 | 0 |  |  | 10.2299 |  | 0.2869 | 28.6899 | 8.8592 | 0 | 2014-05-08 14:30 | 11683.8333 | 11.6838
|  | 2014-05-08 21:15:04 | 34.3195 | 2.9217 | 11.6867 | 7.0325 | 7.0325 | 0.23683 | 0.23683 | 1.107 | 1.107 | 0 | 0 | 11.299 | 11.299 | -2.9575 | -1.4787 | 2.9248 | 0 | 0 |  |  | 11.6867 |  | 0.34053 | 34.0526 | 5.8497 | 0 | 2014-05-08 15:00 | 11299 | 11.299
|  | 2014-05-08 21:45:04 | 31.9523 | 3.2023 | 12.8093 | 7.0265 | 7.0265 | 0.21683 | 0.21683 | 1.1062 | 1.1062 | 0 | 0 | 10.7605 | 10.7605 | -0.033 | -0.0165 | 1.4787 | 0 | 0 |  |  | 13.4498 |  | 0.40089 | 40.0889 | 2.9575 | 0 | 2014-05-08 15:30 | 10760.5 | 10.7605
|  | 2014-05-08 22:15:07 | 30.2397 | 3.2463 | 12.9853 | 7.0203 | 7.0203 | 0.1485 | 0.1485 | 1.1072 | 1.1072 | 0 | 0 | 10.354 | 10.354 | 1.3757 | 0.68783 | 0.0165 | 0.68783 | 0 |  |  | 13.8943 |  | 0.42941 | 42.9414 | 0.033 | 0 | 2014-05-08 16:00 | 10354 | 10.354
|  | 2014-05-08 22:45:04 | 28.401 | 3.4522 | 13.8087 | 7.013 | 7.013 | 0.149 | 0.149 | 1.0847 | 1.0847 | 0 | 0 | 9.0897 | 9.0897 | 2.744 | 1.372 | 0 | 2.0598 | 0 |  |  | 13.5325 |  | 0.4862 | 48.6204 | 0 | 0 | 2014-05-08 16:30 | 9089.6667 | 9.0897
|  | 2014-05-08 23:15:02 | 26.86 | 3.5395 | 14.158 | 7.0038 | 7.0038 | 0.14967 | 0.14967 | 1.1038 | 1.1038 | 0 | 0 | 7.9948 | 7.9948 | 3.5502 | 1.7751 | 0 | 3.8349 | 0 |  |  | 14.4412 |  | 0.5271 | 52.7103 | 0 | 0 | 2014-05-08 17:00 | 7994.8333 | 7.9948
|  | 2014-05-08 23:45:03 | 26.0463 | 3.4328 | 13.7313 | 6.9903 | 6.9903 | 0.14567 | 0.14567 | 1.108 | 1.108 | 0 | 0 | 7.3275 | 7.3275 | 3.2565 | 1.6283 | 0 | 5.4632 | 0 |  |  | 14.1433 |  | 0.52719 | 52.7189 | 0 | 0 | 2014-05-08 17:30 | 7327.5 | 7.3275
|  | 2014-05-09 00:15:01 | 26.2692 | 3.3585 | 13.434 | 6.9797 | 6.9797 | 0.13167 | 0.13167 | 1.1078 | 1.1078 | 0 | 0 | 7.5668 | 7.5668 | 2.9508 | 1.4754 | 0 | 6.9386 | 0 |  |  | 12.0906 |  | 0.5114 | 51.1398 | 0 | 0 | 2014-05-08 18:00 | 7566.8333 | 7.5668
|  | 2014-05-09 00:45:01 | 26.5025 | 3.4955 | 13.982 | 6.9747 | 6.9747 | 0.13017 | 0.13017 | 1.1082 | 1.1082 | 0 | 0 | 7.5805 | 7.5805 | 3.273 | 1.6365 | 0 | 8.5751 | 0 |  |  | 13.982 |  | 0.52757 | 52.7573 | 0 | 0 | 2014-05-08 18:30 | 7580.5 | 7.5805
|  | 2014-05-09 01:15:02 | 26.1207 | 3.4357 | 13.7427 | 6.9742 | 6.9742 | 0.13 | 0.13 | 1.1067 | 1.1067 | 0 | 0 | 7.3398 | 7.3398 | 3.1727 | 1.5863 | 0 | 10.1614 | 0 |  |  | 13.6052 |  | 0.52612 | 52.6122 | 0 | 0 | 2014-05-08 19:00 | 7339.8333 | 7.3398
|  | 2014-05-09 01:45:03 | 25.78 | 3.5162 | 14.0647 | 6.9683 | 6.9683 | 0.128 | 0.128 | 1.0973 | 1.0973 | 0 | 0 | 6.9425 | 6.9425 | 3.4208 | 1.7104 | 0 | 11.8718 | 0 |  |  | 12.7988 |  | 0.54557 | 54.5565 | 0 | 0 | 2014-05-08 19:30 | 6942.5 | 6.9425
|  | 2014-05-09 02:15:02 | 25.5395 | 3.6882 | 14.7527 | 6.966 | 6.966 | 0.127 | 0.127 | 1.1078 | 1.1078 | 0 | 0 | 6.5187 | 6.5187 | 3.9327 | 1.9663 | 0 | 13.8382 | 0 |  |  | 14.9002 |  | 0.57764 | 57.7641 | 0 | 0 | 2014-05-08 20:00 | 6518.6667 | 6.5187
|  | 2014-05-09 02:45:03 | 25.2062 | 3.6173 | 14.4693 | 6.962 | 6.962 | 0.1285 | 0.1285 | 1.1083 | 1.1083 | 0 | 0 | 6.1833 | 6.1833 | 3.6453 | 1.8227 | 0 | 15.6608 | 0 |  |  | 14.0353 |  | 0.57404 | 57.4039 | 0 | 0 | 2014-05-08 20:30 | 6183.3333 | 6.1833
|  | 2014-05-09 03:15:02 | 25.0548 | 3.4993 | 13.9973 | 6.9612 | 6.9612 | 0.12783 | 0.12783 | 1.1082 | 1.1082 | 0 | 0 | 6.2038 | 6.2038 | 3.3435 | 1.6717 | 0 | 17.3326 | 0 |  |  | 14.9771 |  | 0.55867 | 55.8668 | 0 | 0 | 2014-05-08 21:00 | 6203.8333 | 6.2038
|  | 2014-05-09 03:45:01 | 25.2943 | 3.6213 | 14.4853 | 6.9593 | 6.9593 | 0.12983 | 0.12983 | 1.107 | 1.107 | 0 | 0 | 6.4492 | 6.4492 | 3.8363 | 1.9182 | 0 | 19.2508 | 0 |  |  | 14.3405 |  | 0.57267 | 57.2671 | 0 | 0 | 2014-05-08 21:30 | 6449.1667 | 6.4492
|  | 2014-05-09 04:15:02 | 25.3833 | 3.5038 | 14.0153 | 6.9638 | 6.9638 | 0.14233 | 0.14233 | 1.0452 | 1.0452 | 0 | 0 | 6.6125 | 6.6125 | 3.3958 | 1.6979 | 0 | 20.9487 | 0 |  |  | 12.6138 |  | 0.55215 | 55.2147 | 0 | 0 | 2014-05-08 22:00 | 6612.5 | 6.6125
|  | 2014-05-09 04:45:02 | 26.3855 | 3.4557 | 13.8227 | 6.9633 | 6.9633 | 0.15517 | 0.15517 | 1.0823 | 1.0823 | 0 | 0 | 7.5558 | 7.5558 | 3.1938 | 1.5969 | 0 | 22.5456 | 0 |  |  | 13.8227 |  | 0.52387 | 52.3874 | 0 | 0 | 2014-05-08 22:30 | 7555.8333 | 7.5558
|  | 2014-05-09 05:15:02 | 28.3137 | 3.7068 | 14.8273 | 6.9597 | 6.9597 | 0.16583 | 0.16583 | 1.101 | 1.101 | 0 | 0 | 8.5768 | 8.5768 | 3.317 | 1.6585 | 0 | 24.2041 | 0 |  |  | 13.6411 |  | 0.52368 | 52.3681 | 0 | 0 | 2014-05-08 23:00 | 8576.8333 | 8.5768
|  | 2014-05-09 05:45:04 | 30.6182 | 3.8155 | 15.262 | 6.9612 | 6.9612 | 0.2065 | 0.2065 | 1.1043 | 1.1043 | 0 | 0 | 9.8787 | 9.8787 | 2.7945 | 1.3972 | 0 | 25.6013 | 0 |  |  | 14.041 |  | 0.49846 | 49.8462 | 0 | 0 | 2014-05-08 23:30 | 9878.6667 | 9.8787
|  | 2014-05-09 06:15:01 | 34.0108 | 3.7708 | 15.0833 | 6.9565 | 6.9565 | 0.27233 | 0.27233 | 1.1028 | 1.1028 | 0.5764 | 0.5764 | 11.0477 | 11.0477 | 1.0282 | 0.51412 | 0 | 26.1155 | 0 |  |  | 16.5917 |  | 0.44349 | 44.3486 | 0 | 0 | 2014-05-09 | 11047.6667 | 11.0477
|  | 2014-05-09 06:45:02 | 35.8062 | 3.8035 | 15.214 | 6.9578 | 6.9578 | 0.27383 | 0.27383 | 1.1035 | 1.1035 | 0.5764 | 0.5764 | 11.6595 | 11.6595 | -0.0211 | -0.01055 | 0 | 26.1049 | 0 |  |  | 16.7354 |  | 0.4249 | 42.4899 | 0 | 0.0211 | 2014-05-09 00:30 | 11659.5 | 11.6595
|  | 2014-05-09 07:15:02 | 36.9305 | 3.752 | 15.008 | 6.9518 | 6.9518 | 0.27817 | 0.27817 | 1.1053 | 1.1053 | 1.2632 | 1.2632 | 11.9925 | 11.9925 | -0.33147 | -0.16573 | 0 | 25.9392 | 0 |  |  | 14.2576 |  | 0.40638 | 40.6385 | 0 | 0.33147 | 2014-05-09 01:00 | 11992.5 | 11.9925
|  | 2014-05-09 07:45:02 | 37.1638 | 3.7883 | 15.1533 | 6.9548 | 6.9548 | 0.316 | 0.316 | 1.1032 | 1.1032 | 1.2632 | 1.2632 | 11.9807 | 11.9807 | -0.39263 | -0.19632 | 0 | 25.7429 | 0 |  |  | 14.3957 |  | 0.40774 | 40.7744 | 0 | 0.39263 | 2014-05-09 01:30 | 11980.6667 | 11.9807
|  | 2014-05-09 08:15:03 | 37.667 | 3.8555 | 15.422 | 6.9582 | 6.9582 | 0.41317 | 0.41317 | 1.1022 | 1.1022 | 2.1712 | 2.1712 | 12.1908 | 12.1908 | 0.59053 | 0.29527 | 0 | 26.0381 | 0 |  |  | 14.1882 |  | 0.40943 | 40.943 | 0 | 0 | 2014-05-09 02:00 | 12190.8333 | 12.1908
|  | 2014-05-09 08:45:02 | 37.6317 | 3.7148 | 14.8593 | 6.9507 | 6.9507 | 0.39833 | 0.39833 | 1.102 | 1.102 | 2.1712 | 2.1712 | 11.9967 | 11.9967 | -0.15347 | -0.076733 | 0 | 25.9614 | 0 |  |  | 16.3453 |  | 0.39486 | 39.4862 | 0 | 0.15347 | 2014-05-09 02:30 | 11996.6667 | 11.9967
|  | 2014-05-09 09:15:03 | 37.3872 | 3.6658 | 14.6633 | 6.949 | 6.949 | 0.41083 | 0.41083 | 1.0625 | 1.0625 | 3.1968 | 3.1968 | 11.7775 | 11.7775 | 0.6728 | 0.3364 | 0 | 26.2978 | 0 |  |  | 15.983 |  | 0.3922 | 39.2202 | 0 | 0 | 2014-05-09 03:00 | 11777.5 | 11.7775
|  | 2014-05-09 09:45:02 | 37.2538 | 3.6743 | 14.6973 | 6.8365 | 6.8365 | 0.4215 | 0.4215 | 1.065 | 1.065 | 3.1968 | 3.1968 | 11.7265 | 11.7265 | 0.6898 | 0.3449 | 0 | 26.6427 | 0 |  |  | 14.6973 |  | 0.39452 | 39.4519 | 0 | 0 | 2014-05-09 03:30 | 11726.5 | 11.7265
|  | 2014-05-09 10:15:03 | 37.187 | 3.6575 | 14.63 | 6.7568 | 6.7568 | 0.42083 | 0.42083 | 1.0643 | 1.0643 | 4.5668 | 4.5668 | 11.7475 | 11.7475 | 1.9993 | 0.99965 | 0 | 27.6423 | 0 |  |  | 16.093 |  | 0.39342 | 39.3417 | 0 | 0 | 2014-05-09 04:00 | 11747.5 | 11.7475
|  | 2014-05-09 10:45:03 | 37.1225 | 3.8338 | 15.3353 | 6.694 | 6.694 | 0.42017 | 0.42017 | 1.0612 | 1.0612 | 4.5668 | 4.5668 | 11.677 | 11.677 | 2.632 | 1.316 | 0 | 28.9583 | 0 |  |  | 15.642 |  | 0.4131 | 41.3101 | 0 | 0 | 2014-05-09 04:30 | 11677 | 11.677
|  | 2014-05-09 11:15:03 | 36.9435 | 4.1802 | 16.7207 | 6.6937 | 6.6937 | 0.41217 | 0.41217 | 1.0332 | 1.0332 | 5.184 | 5.184 | 11.6313 | 11.6313 | 4.7315 | 2.3657 | 0 | 31.3241 | 0 |  |  | 15.8846 |  | 0.4526 | 45.2601 | 0 | 0 | 2014-05-09 05:00 | 11631.3333 | 11.6313
|  | 2014-05-09 11:45:01 | 36.2643 | 4.2097 | 16.8387 | 6.6928 | 6.6928 | 0.37767 | 0.37767 | 1.0742 | 1.0742 | 5.184 | 5.184 | 11.4547 | 11.4547 | 5.3577 | 2.6788 | 0 | 34.0029 | 0 |  |  | 18.1858 |  | 0.46433 | 46.4331 | 0 | 0 | 2014-05-09 05:30 | 11454.6667 | 11.4547
|  | 2014-05-09 12:15:03 | 35.8938 | 4.2608 | 17.0433 | 6.6757 | 6.6757 | 0.30767 | 0.30767 | 1.0762 | 1.0762 | 5.8704 | 5.8704 | 11.428 | 11.428 | 6.5074 | 3.2537 | 0 | 37.2566 | 0 |  |  | 17.8955 |  | 0.47483 | 47.4826 | 0 | 0 | 2014-05-09 06:00 | 11428 | 11.428
|  | 2014-05-09 12:45:03 | 35.428 | 4.1965 | 16.786 | 6.6795 | 6.6795 | 0.2925 | 0.2925 | 1.0753 | 1.0753 | 5.8704 | 5.8704 | 11.4537 | 11.4537 | 6.7294 | 3.3647 | 0 | 40.6213 | 0 |  |  | 15.9467 |  | 0.47381 | 47.3806 | 0 | 0 | 2014-05-09 06:30 | 11453.6667 | 11.4537
|  | 2014-05-09 13:15:08 | 35.1857 | 4.3508 | 17.4033 | 6.7062 | 6.7062 | 0.2775 | 0.2775 | 1.0693 | 1.0693 | 6.6184 | 6.6184 | 11.3813 | 11.3813 | 8.2704 | 4.1352 | 0 | 44.7565 | 0 |  |  | 17.7514 |  | 0.49461 | 49.4614 | 0 | 0 | 2014-05-09 07:00 | 11381.3333 | 11.3813
|  | 2014-05-09 13:45:02 | 34.7912 | 4.3803 | 17.5213 | 6.7417 | 6.7417 | 0.288 | 0.288 | 1.0765 | 1.0765 | 6.6184 | 6.6184 | 11.2778 | 11.2778 | 8.7326 | 4.3663 | 0 | 49.1228 | 0 |  |  | 17.8718 |  | 0.50361 | 50.3614 | 0 | 0 | 2014-05-09 07:30 | 11277.8333 | 11.2778
|  | 2014-05-09 14:15:03 | 34.4092 | 4.3152 | 17.2607 | 6.7402 | 6.7402 | 0.30133 | 0.30133 | 1.0728 | 1.0728 | 6.3136 | 6.3136 | 11.2565 | 11.2565 | 8.5359 | 4.268 | 0 | 53.3908 | 0 |  |  | 17.0881 |  | 0.50163 | 50.163 | 0 | 0 | 2014-05-09 08:00 | 11256.5 | 11.2565
|  | 2014-05-09 14:45:04 | 34.8172 | 4.2528 | 17.0113 | 6.7265 | 6.7265 | 0.30483 | 0.30483 | 1.0738 | 1.0738 | 6.3136 | 6.3136 | 11.4567 | 11.4567 | 8.0696 | 4.0348 | 0 | 57.4256 | 0 |  |  | 15.4803 |  | 0.48859 | 48.859 | 0 | 0 | 2014-05-09 08:30 | 11456.6667 | 11.4567
|  | 2014-05-09 15:15:02 | 35.2767 | 4.1082 | 16.4327 | 6.7862 | 6.7862 | 0.30683 | 0.30683 | 1.0832 | 1.0832 | 4.4492 | 4.4492 | 11.7795 | 11.7795 | 5.5609 | 2.7804 | 0 | 60.206 | 0 |  |  | 17.7473 |  | 0.46582 | 46.5823 | 0 | 0 | 2014-05-09 09:00 | 11779.5 | 11.7795
|  | 2014-05-09 15:45:04 | 35.8862 | 4.0838 | 16.3353 | 6.8373 | 6.8373 | 0.38083 | 0.38083 | 1.067 | 1.067 | 4.4492 | 4.4492 | 11.8575 | 11.8575 | 5.041 | 2.5205 | 0 | 62.7265 | 0 |  |  | 14.7018 |  | 0.4552 | 45.5199 | 0 | 0 | 2014-05-09 09:30 | 11857.5 | 11.8575
|  | 2014-05-09 16:15:01 | 36.1483 | 3.9542 | 15.8167 | 6.8327 | 6.8327 | 0.54533 | 0.54533 | 1.03 | 1.03 | 4.3464 | 4.3464 | 11.8075 | 11.8075 | 4.2302 | 2.1151 | 0 | 64.8416 | 0 |  |  | 15.8167 |  | 0.43755 | 43.7549 | 0 | 0 | 2014-05-09 10:00 | 11807.5 | 11.8075
|  | 2014-05-09 16:45:01 | 35.9305 | 3.847 | 15.388 | 6.7938 | 6.7938 | 0.53383 | 0.53383 | 1.092 | 1.092 | 4.3464 | 4.3464 | 11.7552 | 11.7552 | 3.9787 | 1.9894 | 0 | 66.831 | 0 |  |  | 15.0802 |  | 0.42827 | 42.8271 | 0 | 0 | 2014-05-09 10:30 | 11755.1667 | 11.7552
|  | 2014-05-09 17:15:02 | 35.9678 | 3.6337 | 14.5347 | 6.7673 | 6.7673 | 0.555 | 0.555 | 1.0847 | 1.0847 | 3.1168 | 3.1168 | 11.7237 | 11.7237 | 1.8143 | 0.90715 | 0 | 67.7381 | 0 |  |  | 14.68 |  | 0.4041 | 40.4102 | 0 | 0 | 2014-05-09 11:00 | 11723.6667 | 11.7237
|  | 2014-05-09 17:45:02 | 35.9217 | 3.373 | 13.492 | 6.7602 | 6.7602 | 0.55333 | 0.55333 | 1.0972 | 1.0972 | 3.1168 | 3.1168 | 11.6292 | 11.6292 | 0.72697 | 0.36348 | 0 | 68.1016 | 0 |  |  | 13.492 |  | 0.3756 | 37.5595 | 0 | 0 | 2014-05-09 11:30 | 11629.1667 | 11.6292
|  | 2014-05-09 18:15:02 | 35.4632 | 2.9667 | 11.8667 | 6.7455 | 6.7455 | 0.54183 | 0.54183 | 1.1078 | 1.1078 | 1.3656 | 1.3656 | 11.3412 | 11.3412 | -2.4946 | -1.2473 | 0 | 66.8543 | 0 |  |  | 12.2227 |  | 0.33462 | 33.4619 | 0 | 2.4946 | 2014-05-09 12:00 | 11341.1667 | 11.3412
|  | 2014-05-09 18:45:02 | 35.3953 | 2.3517 | 9.4067 | 6.7325 | 6.7325 | 0.59217 | 0.59217 | 1.1073 | 1.1073 | 1.3656 | 1.3656 | 11.2847 | 11.2847 | -4.9064 | -2.4532 | 0 | 64.4011 | 0 |  |  | 10.0651 |  | 0.26576 | 26.576 | 0 | 4.9064 | 2014-05-09 12:30 | 11284.6667 | 11.2847
|  | 2014-05-09 19:15:01 | 35.1665 | 2.1958 | 8.7833 | 6.7275 | 6.7275 | 0.71117 | 0.71117 | 1.0895 | 1.0895 | 0.1876 | 0.1876 | 11.3615 | 11.3615 | -6.3059 | -3.153 | 0 | 61.2482 | 0 |  |  | 9.0468 |  | 0.24976 | 24.9764 | 0 | 6.3059 | 2014-05-09 13:00 | 11361.5 | 11.3615
|  | 2014-05-09 19:45:01 | 35.4747 | 2.1865 | 8.746 | 6.716 | 6.716 | 0.70467 | 0.70467 | 0.8545 | 0.8545 | 0.1876 | 0.1876 | 11.2637 | 11.2637 | -7.0022 | -3.5011 | 0 | 57.7471 | 0 |  |  | 7.9589 |  | 0.24654 | 24.6542 | 0 | 7.0022 | 2014-05-09 13:30 | 11263.6667 | 11.2637
|  | 2014-05-09 20:15:03 | 35.5548 | 2.2602 | 9.0407 | 6.6998 | 6.6998 | 0.642 | 0.642 | 0.74817 | 0.74817 | 0.036 | 0.036 | 10.9623 | 10.9623 | -7.4258 | -3.7129 | 0 | 54.0342 | 0 |  |  | 8.4078 |  | 0.25427 | 25.4274 | 0 | 7.4258 | 2014-05-09 14:00 | 10962.3333 | 10.9623
|  | 2014-05-09 20:45:03 | 34.5212 | 2.1983 | 8.7933 | 6.697 | 6.697 | 0.5415 | 0.5415 | 0.748 | 0.748 | 0.036 | 0.036 | 10.868 | 10.868 | -6.8373 | -3.4187 | 0 | 50.6155 | 0 |  |  | 8.3537 |  | 0.25472 | 25.4723 | 0 | 6.8373 | 2014-05-09 14:30 | 10868 | 10.868
|  | 2014-05-09 21:15:03 | 33.0135 | 2.1218 | 8.4873 | 6.6927 | 6.6927 | 0.3235 | 0.3235 | 0.74867 | 0.74867 | 0 | 0 | 10.7487 | 10.7487 | -6.0127 | -3.0063 | 0 | 47.6092 | 0 |  |  | 7.8932 |  | 0.25709 | 25.7087 | 0 | 6.0127 | 2014-05-09 15:00 | 10748.6667 | 10.7487
|  | 2014-05-09 21:45:03 | 31.1165 | 1.8912 | 7.5647 | 6.6915 | 6.6915 | 0.27533 | 0.27533 | 0.74833 | 0.74833 | 0 | 0 | 10.0742 | 10.0742 | -5.7625 | -2.8813 | 0 | 44.7279 | 0 |  |  | 7.1108 |  | 0.24311 | 24.3108 | 0 | 5.7625 | 2014-05-09 15:30 | 10074.1667 | 10.0742
|  | 2014-05-09 22:15:01 | 29.4345 | 2.0488 | 8.1953 | 6.699 | 6.699 | 0.22367 | 0.22367 | 0.749 | 0.749 | 0 | 0 | 9.6997 | 9.6997 | -3.8678 | -1.9339 | 0 | 42.794 | 0 |  |  | 8.9329 |  | 0.27843 | 27.8426 | 0 | 3.8678 | 2014-05-09 16:00 | 9699.6667 | 9.6997
|  | 2014-05-09 22:45:01 | 28.2308 | 2.2965 | 9.186 | 6.6118 | 6.6118 | 0.22333 | 0.22333 | 0.74817 | 0.74817 | 0 | 0 | 9.1683 | 9.1683 | -2.2932 | -1.1466 | 0 | 41.6474 | 0 |  |  | 9.3697 |  | 0.32539 | 32.5389 | 0 | 2.2932 | 2014-05-09 16:30 | 9168.3333 | 9.1683
|  | 2014-05-09 23:15:03 | 26.8693 | 2.1858 | 8.7433 | 6.3605 | 6.3605 | 0.2215 | 0.2215 | 0.74717 | 0.74717 | 0 | 0 | 8.823 | 8.823 | -1.9738 | -0.98692 | 0 | 40.6605 | 0 |  |  | 9.4428 |  | 0.3254 | 32.5402 | 0 | 1.9738 | 2014-05-09 17:00 | 8823 | 8.823
|  | 2014-05-09 23:45:01 | 26.1827 | 1.975 | 7.9 | 6.3028 | 6.3028 | 0.208 | 0.208 | 0.749 | 0.749 | 0 | 0 | 8.5618 | 8.5618 | -2.461 | -1.2305 | 0 | 39.43 | 0 |  |  | 8.453 |  | 0.30173 | 30.1726 | 0 | 2.461 | 2014-05-09 17:30 | 8561.8333 | 8.5618
|  | 2014-05-10 00:15:02 | 26.0748 | 1.7735 | 7.094 | 6.3027 | 6.3027 | 0.16867 | 0.16867 | 0.7485 | 0.7485 | 0 | 0 | 8.6398 | 8.6398 | -3.1212 | -1.5606 | 0 | 37.8694 | 0 |  |  | 6.8102 |  | 0.27206 | 27.2063 | 0 | 3.1212 | 2014-05-09 18:00 | 8639.8333 | 8.6398
|  | 2014-05-10 00:45:01 | 26.1523 | 1.7315 | 6.926 | 6.3133 | 6.3133 | 0.162 | 0.162 | 0.74833 | 0.74833 | 0 | 0 | 8.5865 | 8.5865 | -3.4162 | -1.7081 | 0 | 36.1613 | 0 |  |  | 7.1338 |  | 0.26483 | 26.4833 | 0 | 3.4162 | 2014-05-09 18:30 | 8586.5 | 8.5865
|  | 2014-05-10 01:15:01 | 25.7382 | 1.6405 | 6.562 | 6.3128 | 6.3128 | 0.14867 | 0.14867 | 0.74833 | 0.74833 | 0 | 0 | 8.563 | 8.563 | -3.4033 | -1.7017 | 0 | 34.4597 | 0 |  |  | 6.1683 |  | 0.25495 | 25.4952 | 0 | 3.4033 | 2014-05-09 19:00 | 8563 | 8.563
|  | 2014-05-10 01:45:02 | 25.2152 | 1.9368 | 7.7473 | 6.3098 | 6.3098 | 0.1475 | 0.1475 | 0.74833 | 0.74833 | 0 | 0 | 8.2198 | 8.2198 | -2.0423 | -1.0212 | 0 | 33.4385 | 0 |  |  | 7.6699 |  | 0.30725 | 30.7249 | 0 | 2.0423 | 2014-05-09 19:30 | 8219.8333 | 8.2198
|  | 2014-05-10 02:15:03 | 24.6945 | 2.1403 | 8.5613 | 6.3768 | 6.3768 | 0.14817 | 0.14817 | 0.748 | 0.748 | 0 | 0 | 7.722 | 7.722 | -1.1382 | -0.56908 | 0 | 32.8694 | 0 |  |  | 7.8764 |  | 0.34669 | 34.669 | 0 | 1.1382 | 2014-05-09 20:00 | 7722 | 7.722
|  | 2014-05-10 02:45:04 | 24.3842 | 2.3835 | 9.534 | 6.4323 | 6.4323 | 0.149 | 0.149 | 0.7475 | 0.7475 | 0 | 0 | 7.2418 | 7.2418 | -0.2795 | -0.13975 | 0 | 32.7297 | 0 |  |  | 9.1526 |  | 0.39099 | 39.0991 | 0 | 0.2795 | 2014-05-09 20:30 | 7241.8333 | 7.2418
|  | 2014-05-10 03:15:03 | 24.0482 | 2.5137 | 10.0547 | 6.5482 | 6.5482 | 0.149 | 0.149 | 0.748 | 0.748 | 0 | 0 | 7.0193 | 7.0193 | 0.471 | 0.2355 | 0 | 32.9652 | 0 |  |  | 9.9541 |  | 0.41811 | 41.8105 | 0 | 0 | 2014-05-09 21:00 | 7019.3333 | 7.0193
|  | 2014-05-10 03:45:02 | 24.0628 | 2.5595 | 10.238 | 6.5685 | 6.5685 | 0.15117 | 0.15117 | 0.748 | 0.748 | 0 | 0 | 6.9643 | 6.9643 | 0.60717 | 0.30358 | 0 | 33.2687 | 0 |  |  | 10.5451 |  | 0.42547 | 42.5469 | 0 | 0 | 2014-05-09 21:30 | 6964.3333 | 6.9643
|  | 2014-05-10 04:15:04 | 23.9133 | 2.6528 | 10.6113 | 6.577 | 6.577 | 0.1645 | 0.1645 | 0.7485 | 0.7485 | 0 | 0 | 6.671 | 6.671 | 0.859 | 0.4295 | 0 | 33.6982 | 0 |  |  | 10.7174 |  | 0.44374 | 44.3741 | 0 | 0 | 2014-05-09 22:00 | 6671 | 6.671
|  | 2014-05-10 04:45:03 | 24.027 | 2.9245 | 11.698 | 6.5783 | 6.5783 | 0.1645 | 0.1645 | 0.7485 | 0.7485 | 0 | 0 | 6.6872 | 6.6872 | 1.8495 | 0.92475 | 0 | 34.623 | 0 |  |  | 12.2829 |  | 0.48687 | 48.6869 | 0 | 0 | 2014-05-09 22:30 | 6687.1667 | 6.6872
|  | 2014-05-10 05:15:02 | 24.9522 | 3.1527 | 12.6107 | 6.5733 | 6.5733 | 0.166 | 0.166 | 0.74867 | 0.74867 | 0 | 0 | 7.2897 | 7.2897 | 2.4362 | 1.2181 | 0 | 35.8411 | 0 |  |  | 11.854 |  | 0.50539 | 50.5394 | 0 | 0 | 2014-05-09 23:00 | 7289.6667 | 7.2897
|  | 2014-05-10 05:45:02 | 25.7273 | 3.3267 | 13.3067 | 6.5723 | 6.5723 | 0.18283 | 0.18283 | 0.73067 | 0.73067 | 0 | 0 | 7.5915 | 7.5915 | 2.6567 | 1.3283 | 0 | 37.1694 | 0 |  |  | 13.3067 |  | 0.51722 | 51.7219 | 0 | 0 | 2014-05-09 23:30 | 7591.5 | 7.5915
|  | 2014-05-10 06:15:02 | 26.858 | 3.5963 | 14.3853 | 6.575 | 6.575 | 0.22717 | 0.22717 | 0.71933 | 0.71933 | 0.7892 | 0.7892 | 8.1767 | 8.1767 | 4.0147 | 2.0074 | 0 | 39.1768 | 0 |  |  | 14.9607 |  | 0.53561 | 53.5607 | 0 | 0 | 2014-05-10 | 8176.6667 | 8.1767
|  | 2014-05-10 06:45:04 | 28.3713 | 3.5468 | 14.1873 | 6.5673 | 6.5673 | 0.23 | 0.23 | 0.748 | 0.748 | 0.7892 | 0.7892 | 9.0092 | 9.0092 | 3.1597 | 1.5799 | 0 | 40.7566 | 0 |  |  | 14.7548 |  | 0.50006 | 50.0059 | 0 | 0 | 2014-05-10 00:30 | 9009.1667 | 9.0092
|  | 2014-05-10 07:15:02 | 30.4813 | 3.4863 | 13.9453 | 6.5713 | 6.5713 | 0.2405 | 0.2405 | 0.7485 | 0.7485 | 1.5808 | 1.5808 | 9.9855 | 9.9855 | 2.5906 | 1.2953 | 0 | 42.0519 | 0 |  |  | 12.6903 |  | 0.4575 | 45.7504 | 0 | 0 | 2014-05-10 01:00 | 9985.5 | 9.9855
|  | 2014-05-10 07:45:03 | 31.742 | 3.395 | 13.58 | 6.5702 | 6.5702 | 0.28867 | 0.28867 | 0.74817 | 0.74817 | 1.5808 | 1.5808 | 10.457 | 10.457 | 1.4828 | 0.7414 | 0 | 42.7933 | 0 |  |  | 13.0368 |  | 0.42782 | 42.7824 | 0 | 0 | 2014-05-10 01:30 | 10457 | 10.457
|  | 2014-05-10 08:15:02 | 32.8777 | 3.2465 | 12.986 | 6.571 | 6.571 | 0.37783 | 0.37783 | 0.748 | 0.748 | 3.126 | 3.126 | 10.7557 | 10.7557 | 1.6868 | 0.84342 | 0 | 43.6367 | 0 |  |  | 13.7652 |  | 0.39498 | 39.4979 | 0 | 0 | 2014-05-10 02:00 | 10755.6667 | 10.7557
|  | 2014-05-10 08:45:03 | 33.4022 | 3.1523 | 12.6093 | 6.5657 | 6.5657 | 0.3995 | 0.3995 | 0.747 | 0.747 | 3.126 | 3.126 | 11.0417 | 11.0417 | 1.087 | 0.5435 | 0 | 44.1802 | 0 |  |  | 13.7442 |  | 0.3775 | 37.75 | 0 | 0 | 2014-05-10 02:30 | 11041.6667 | 11.0417
|  | 2014-05-10 09:15:01 | 33.5948 | 2.9813 | 11.9253 | 6.57 | 6.57 | 0.42217 | 0.42217 | 0.7465 | 0.7465 | 4.2512 | 4.2512 | 11.4333 | 11.4333 | 1.7537 | 0.87685 | 0 | 45.0571 | 0 |  |  | 11.0906 |  | 0.35498 | 35.4975 | 0 | 0 | 2014-05-10 03:00 | 11433.3333 | 11.4333
|  | 2014-05-10 09:45:02 | 33.4128 | 2.9558 | 11.8233 | 6.5658 | 6.5658 | 0.4365 | 0.4365 | 0.74633 | 0.74633 | 4.2512 | 4.2512 | 11.5187 | 11.5187 | 1.929 | 0.96452 | 0 | 46.0216 | 0 |  |  | 12.5327 |  | 0.35386 | 35.3856 | 0 | 0 | 2014-05-10 03:30 | 11518.6667 | 11.5187
|  | 2014-05-10 10:15:01 | 33.3668 | 2.975 | 11.9 | 6.4613 | 6.4613 | 0.4415 | 0.4415 | 0.747 | 0.747 | 5.8068 | 5.8068 | 11.5382 | 11.5382 | 3.528 | 1.764 | 0 | 47.7856 | 0 |  |  | 10.948 |  | 0.35664 | 35.6642 | 0 | 0 | 2014-05-10 04:00 | 11538.1667 | 11.5382
|  | 2014-05-10 10:45:02 | 33.2293 | 3.0802 | 12.3207 | 6.3893 | 6.3893 | 0.43417 | 0.43417 | 0.74783 | 0.74783 | 5.8068 | 5.8068 | 11.5473 | 11.5473 | 4.0168 | 2.0084 | 0 | 49.794 | 0 |  |  | 12.0743 |  | 0.37078 | 37.0777 | 0 | 0 | 2014-05-10 04:30 | 11547.3333 | 11.5473
|  | 2014-05-10 11:15:03 | 33.1083 | 3.1677 | 12.6707 | 6.3492 | 6.3492 | 0.40567 | 0.40567 | 0.7485 | 0.7485 | 5.894 | 5.894 | 11.4903 | 11.4903 | 4.45 | 2.225 | 0 | 52.019 | 0 |  |  | 12.7974 |  | 0.3827 | 38.2703 | 0 | 0 | 2014-05-10 05:00 | 11490.3333 | 11.4903
|  | 2014-05-10 11:45:01 | 32.673 | 3.2073 | 12.8293 | 6.35 | 6.35 | 0.38583 | 0.38583 | 0.74883 | 0.74883 | 5.894 | 5.894 | 11.2685 | 11.2685 | 4.8035 | 2.4017 | 0 | 54.4207 | 0 |  |  | 11.803 |  | 0.39266 | 39.2659 | 0 | 0 | 2014-05-10 05:30 | 11268.5 | 11.2685
|  | 2014-05-10 12:15:02 | 32.1575 | 3.0307 | 12.1227 | 6.3473 | 6.3473 | 0.30767 | 0.30767 | 0.74883 | 0.74883 | 6.712 | 6.712 | 11.2225 | 11.2225 | 5.3035 | 2.6517 | 0 | 57.0725 | 0 |  |  | 11.759 |  | 0.37698 | 37.6978 | 0 | 0 | 2014-05-10 06:00 | 11222.5 | 11.2225
|  | 2014-05-10 12:45:03 | 31.4527 | 3.0068 | 12.0273 | 6.3532 | 6.3532 | 0.29217 | 0.29217 | 0.74883 | 0.74883 | 6.712 | 6.712 | 11.0925 | 11.0925 | 5.7733 | 2.8867 | 0 | 59.9592 | 0 |  |  | 12.3882 |  | 0.38239 | 38.2395 | 0 | 0 | 2014-05-10 06:30 | 11092.5 | 11.0925
|  | 2014-05-10 13:15:06 | 31.1565 | 2.9647 | 11.8587 | 6.3855 | 6.3855 | 0.27917 | 0.27917 | 0.74883 | 0.74883 | 7.2296 | 7.2296 | 10.968 | 10.968 | 6.3133 | 3.1566 | 0 | 63.1158 | 0 |  |  | 11.2657 |  | 0.38062 | 38.0616 | 0 | 0 | 2014-05-10 07:00 | 10968 | 10.968
|  | 2014-05-10 13:45:04 | 30.906 | 2.9332 | 11.7327 | 6.4677 | 6.4677 | 0.2795 | 0.2795 | 0.74783 | 0.74783 | 7.2296 | 7.2296 | 10.8867 | 10.8867 | 6.4379 | 3.219 | 0 | 66.3348 | 0 |  |  | 12.202 |  | 0.37962 | 37.9624 | 0 | 0 | 2014-05-10 07:30 | 10886.6667 | 10.8867
|  | 2014-05-10 14:15:02 | 30.836 | 2.8737 | 11.4947 | 6.584 | 6.584 | 0.281 | 0.281 | 0.74617 | 0.74617 | 7.0844 | 7.0844 | 10.7552 | 10.7552 | 6.1094 | 3.0547 | 0 | 69.3895 | 0 |  |  | 12.6441 |  | 0.37277 | 37.2768 | 0 | 0 | 2014-05-10 08:00 | 10755.1667 | 10.7552
|  | 2014-05-10 14:45:02 | 31.0827 | 2.7985 | 11.194 | 6.59 | 6.59 | 0.28267 | 0.28267 | 0.7475 | 0.7475 | 7.0844 | 7.0844 | 10.6775 | 10.6775 | 5.4934 | 2.7467 | 0 | 72.1362 | 0 |  |  | 10.5224 |  | 0.36014 | 36.0136 | 0 | 0 | 2014-05-10 08:30 | 10677.5 | 10.6775
|  | 2014-05-10 15:15:03 | 31.4125 | 2.8103 | 11.2413 | 6.6177 | 6.6177 | 0.283 | 0.283 | 0.74817 | 0.74817 | 5.7236 | 5.7236 | 10.82 | 10.82 | 4.0213 | 2.0106 | 0 | 74.1468 | 0 |  |  | 10.7917 |  | 0.35786 | 35.7862 | 0 | 0 | 2014-05-10 09:00 | 10820 | 10.82
|  | 2014-05-10 15:45:02 | 32.2177 | 2.8322 | 11.3287 | 6.6353 | 6.6353 | 0.3095 | 0.3095 | 0.747 | 0.747 | 5.7236 | 5.7236 | 11.342 | 11.342 | 3.8684 | 1.9342 | 0 | 76.081 | 0 |  |  | 12.3482 |  | 0.35163 | 35.1629 | 0 | 0 | 2014-05-10 09:30 | 11342 | 11.342
|  | 2014-05-10 16:15:03 | 32.9597 | 2.8638 | 11.4553 | 6.6347 | 6.6347 | 0.4625 | 0.4625 | 0.747 | 0.747 | 4.8464 | 4.8464 | 11.5108 | 11.5108 | 2.6971 | 1.3485 | 0 | 77.4295 | 0 |  |  | 10.3098 |  | 0.34756 | 34.7556 | 0 | 0 | 2014-05-10 10:00 | 11510.8333 | 11.5108
|  | 2014-05-10 16:45:03 | 33.4343 | 2.8683 | 11.4733 | 6.6475 | 6.6475 | 0.51133 | 0.51133 | 0.74433 | 0.74433 | 4.8464 | 4.8464 | 11.4407 | 11.4407 | 2.2292 | 1.1146 | 0 | 78.5442 | 0 |  |  | 10.8997 |  | 0.34316 | 34.316 | 0 | 0 | 2014-05-10 10:30 | 11440.6667 | 11.4407
|  | 2014-05-10 17:15:02 | 33.6008 | 2.9972 | 11.9887 | 6.6503 | 6.6503 | 0.51467 | 0.51467 | 0.73967 | 0.73967 | 3.292 | 3.292 | 11.1623 | 11.1623 | 0.74683 | 0.37342 | 0 | 78.9176 | 0 |  |  | 11.1495 |  | 0.3568 | 35.6797 | 0 | 0 | 2014-05-10 11:00 | 11162.3333 | 11.1623
|  | 2014-05-10 17:45:02 | 33.4818 | 2.9877 | 11.9507 | 6.6487 | 6.6487 | 0.538 | 0.538 | 0.73983 | 0.73983 | 3.292 | 3.292 | 11.3005 | 11.3005 | 0.98783 | 0.49392 | 0 | 79.4115 | 0 |  |  | 11.2336 |  | 0.35693 | 35.693 | 0 | 0 | 2014-05-10 11:30 | 11300.5 | 11.3005
|  | 2014-05-10 18:15:02 | 33.0853 | 3.0172 | 12.0687 | 6.6523 | 6.6523 | 0.53783 | 0.53783 | 0.74583 | 0.74583 | 1.5476 | 1.5476 | 11.1615 | 11.1615 | -0.37157 | -0.18578 | 0 | 79.2257 | 0 |  |  | 12.31 |  | 0.36477 | 36.4774 | 0 | 0.37157 | 2014-05-10 12:00 | 11161.5 | 11.1615
|  | 2014-05-10 18:45:03 | 32.4738 | 3.0403 | 12.1613 | 6.6512 | 6.6512 | 0.44583 | 0.44583 | 0.7445 | 0.7445 | 1.5476 | 1.5476 | 10.9067 | 10.9067 | -0.016733 | -0.0083667 | 0 | 79.2173 | 0 |  |  | 13.0126 |  | 0.3745 | 37.4496 | 0 | 0.016733 | 2014-05-10 12:30 | 10906.6667 | 10.9067
|  | 2014-05-10 19:15:02 | 32.3785 | 3.0882 | 12.3527 | 6.6445 | 6.6445 | 0.44533 | 0.44533 | 0.74633 | 0.74633 | 0.3176 | 0.3176 | 10.867 | 10.867 | -1.0051 | -0.50253 | 0 | 78.7148 | 0 |  |  | 11.8586 |  | 0.38151 | 38.1508 | 0 | 1.0051 | 2014-05-10 13:00 | 10867 | 10.867
|  | 2014-05-10 19:45:05 | 32.3068 | 3.099 | 12.396 | 6.644 | 6.644 | 0.42483 | 0.42483 | 0.74717 | 0.74717 | 0.3176 | 0.3176 | 10.7463 | 10.7463 | -1.0309 | -0.51545 | 0 | 78.1994 | 0 |  |  | 11.9002 |  | 0.3837 | 38.3696 | 0 | 1.0309 | 2014-05-10 13:30 | 10746.3333 | 10.7463
|  | 2014-05-10 20:15:02 | 32.471 | 3.1072 | 12.4287 | 6.6432 | 6.6432 | 0.329 | 0.329 | 0.74417 | 0.74417 | 0.0772 | 0.0772 | 10.8798 | 10.8798 | -1.369 | -0.68448 | 0 | 77.5149 | 0 |  |  | 13.0501 |  | 0.38276 | 38.2762 | 0 | 1.369 | 2014-05-10 14:00 | 10879.8333 | 10.8798
|  | 2014-05-10 20:45:02 | 31.5082 | 3.07 | 12.28 | 6.6483 | 6.6483 | 0.30533 | 0.30533 | 0.74567 | 0.74567 | 0.0772 | 0.0772 | 10.4665 | 10.4665 | -0.98513 | -0.49257 | 0 | 77.0223 | 0 |  |  | 11.052 |  | 0.38974 | 38.974 | 0 | 0.98513 | 2014-05-10 14:30 | 10466.5 | 10.4665
|  | 2014-05-10 21:15:02 | 30.3563 | 3.0638 | 12.2553 | 6.6637 | 6.6637 | 0.28767 | 0.28767 | 0.7475 | 0.7475 | 0 | 0 | 10.2817 | 10.2817 | -0.1205 | -0.06025 | 0 | 76.9621 | 0 |  |  | 12.623 |  | 0.40372 | 40.3716 | 0 | 0.1205 | 2014-05-10 15:00 | 10281.6667 | 10.2817
|  | 2014-05-10 21:45:03 | 28.7547 | 3.0277 | 12.1107 | 6.605 | 6.605 | 0.27867 | 0.27867 | 0.74683 | 0.74683 | 0 | 0 | 9.669 | 9.669 | 0.6555 | 0.32775 | 0 | 77.2898 | 0 |  |  | 11.0207 |  | 0.42117 | 42.1172 | 0 | 0 | 2014-05-10 15:30 | 9669 | 9.669
|  | 2014-05-10 22:15:03 | 27.0667 | 2.93 | 11.72 | 6.5298 | 6.5298 | 0.24067 | 0.24067 | 0.74533 | 0.74533 | 0 | 0 | 8.9645 | 8.9645 | 1.1337 | 0.56683 | 0 | 77.8566 | 0 |  |  | 11.9544 |  | 0.433 | 43.3005 | 0 | 0 | 2014-05-10 16:00 | 8964.5 | 8.9645
|  | 2014-05-10 22:45:03 | 25.8128 | 2.8407 | 11.3627 | 6.5357 | 6.5357 | 0.2395 | 0.2395 | 0.74733 | 0.74733 | 0 | 0 | 8.584 | 8.584 | 1.6563 | 0.82817 | 0 | 78.6848 | 0 |  |  | 11.3627 |  | 0.44019 | 44.0194 | 0 | 0 | 2014-05-10 16:30 | 8584 | 8.584
|  | 2014-05-10 23:15:02 | 24.9117 | 2.8613 | 11.4453 | 6.54 | 6.54 | 0.24033 | 0.24033 | 0.747 | 0.747 | 0 | 0 | 8.1048 | 8.1048 | 2.1658 | 1.0829 | 0 | 79.7677 | 0 |  |  | 12.1321 |  | 0.45944 | 45.9437 | 0 | 0 | 2014-05-10 17:00 | 8104.8333 | 8.1048
|  | 2014-05-10 23:45:02 | 24.4515 | 2.885 | 11.54 | 6.5415 | 6.5415 | 0.22467 | 0.22467 | 0.71633 | 0.71633 | 0 | 0 | 7.8083 | 7.8083 | 2.3793 | 1.1897 | 0 | 80.9574 | 0 |  |  | 10.7322 |  | 0.47195 | 47.1955 | 0 | 0 | 2014-05-10 17:30 | 7808.3333 | 7.8083
|  | 2014-05-11 00:15:02 | 24.5587 | 2.9912 | 11.9647 | 6.5468 | 6.5468 | 0.177 | 0.177 | 0.74183 | 0.74183 | 0 | 0 | 7.8107 | 7.8107 | 2.6823 | 1.3412 | 0 | 82.2986 | 0 |  |  | 12.204 |  | 0.48719 | 48.7187 | 0 | 0 | 2014-05-10 18:00 | 7810.6667 | 7.8107
|  | 2014-05-11 00:45:02 | 24.4613 | 3.0613 | 12.2453 | 6.5907 | 6.5907 | 0.16617 | 0.16617 | 0.743 | 0.743 | 0 | 0 | 7.5748 | 7.5748 | 2.8587 | 1.4293 | 0 | 83.7279 | 0 |  |  | 11.7555 |  | 0.5006 | 50.06 | 0 | 0 | 2014-05-10 18:30 | 7574.8333 | 7.5748
|  | 2014-05-11 01:15:01 | 24.153 | 3.1037 | 12.4147 | 6.6597 | 6.6597 | 0.168 | 0.168 | 0.7445 | 0.7445 | 0 | 0 | 7.193 | 7.193 | 3.0268 | 1.5134 | 0 | 85.2413 | 0 |  |  | 11.6698 |  | 0.514 | 51.4001 | 0 | 0 | 2014-05-10 19:00 | 7193 | 7.193
|  | 2014-05-11 01:45:02 | 23.7827 | 3.1542 | 12.6167 | 6.745 | 6.745 | 0.17683 | 0.17683 | 0.7445 | 0.7445 | 0 | 0 | 6.6608 | 6.6608 | 3.1612 | 1.5806 | 0 | 86.8219 | 0 |  |  | 11.6073 |  | 0.5305 | 53.0498 | 0 | 0 | 2014-05-10 19:30 | 6660.8333 | 6.6608
|  | 2014-05-11 02:15:02 | 23.3283 | 3.1887 | 12.7547 | 6.775 | 6.775 | 0.16483 | 0.16483 | 0.7415 | 0.7415 | 0 | 0 | 6.2508 | 6.2508 | 3.3585 | 1.6792 | 0 | 88.5011 | 0 |  |  | 11.6067 |  | 0.54675 | 54.6746 | 0 | 0 | 2014-05-10 20:00 | 6250.8333 | 6.2508
|  | 2014-05-11 02:45:01 | 23.0078 | 3.1505 | 12.602 | 6.7855 | 6.7855 | 0.158 | 0.158 | 0.748 | 0.748 | 0 | 0 | 6.1148 | 6.1148 | 3.4005 | 1.7003 | 0 | 90.2014 | 0 |  |  | 13.4841 |  | 0.54773 | 54.7726 | 0 | 0 | 2014-05-10 20:30 | 6114.8333 | 6.1148
|  | 2014-05-11 03:15:02 | 22.8405 | 3.1478 | 12.5913 | 6.825 | 6.825 | 0.15633 | 0.15633 | 0.748 | 0.748 | 0 | 0 | 5.8693 | 5.8693 | 3.3495 | 1.6747 | 0 | 91.8761 | 0 |  |  | 12.3395 |  | 0.55127 | 55.1272 | 0 | 0 | 2014-05-10 21:00 | 5869.3333 | 5.8693
|  | 2014-05-11 03:45:02 | 22.645 | 3.2185 | 12.874 | 6.8318 | 6.8318 | 0.16117 | 0.16117 | 0.7035 | 0.7035 | 0 | 0 | 5.702 | 5.702 | 3.6275 | 1.8138 | 0 | 93.6899 | 0 |  |  | 11.5866 |  | 0.56851 | 56.8514 | 0 | 0 | 2014-05-10 21:30 | 5702 | 5.702
|  | 2014-05-11 04:15:02 | 22.294 | 3.1635 | 12.654 | 6.838 | 6.838 | 0.17217 | 0.17217 | 0.6485 | 0.6485 | 0 | 0 | 5.4428 | 5.4428 | 3.4615 | 1.7307 | 0 | 95.4206 | 0 |  |  | 13.5398 |  | 0.5676 | 56.7597 | 0 | 0 | 2014-05-10 22:00 | 5442.8333 | 5.4428
|  | 2014-05-11 04:45:02 | 22.2613 | 3.038 | 12.152 | 6.8655 | 6.8655 | 0.17767 | 0.17767 | 0.66117 | 0.66117 | 0 | 0 | 5.4352 | 5.4352 | 3.0302 | 1.5151 | 0 | 96.9357 | 0 |  |  | 10.9368 |  | 0.54588 | 54.5879 | 0 | 0 | 2014-05-10 22:30 | 5435.1667 | 5.4352
|  | 2014-05-11 05:15:02 | 22.8802 | 3.0505 | 12.202 | 6.8742 | 6.8742 | 0.19717 | 0.19717 | 0.72333 | 0.72333 | 0 | 0 | 5.6923 | 5.6923 | 2.8088 | 1.4044 | 0 | 98.3401 | 0 |  |  | 11.3479 |  | 0.5333 | 53.33 | 0 | 0 | 2014-05-10 23:00 | 5692.3333 | 5.6923
|  | 2014-05-11 05:45:02 | 23.4747 | 3.1435 | 12.574 | 6.8905 | 6.8905 | 0.23717 | 0.23717 | 0.749 | 0.749 | 0 | 0 | 6.1382 | 6.1382 | 3.1142 | 1.5571 | 0 | 99.8972 | 0 |  |  | 13.3284 |  | 0.53564 | 53.5641 | 0 | 0 | 2014-05-10 23:30 | 6138.1667 | 6.1382
|  | 2014-05-11 06:15:03 | 23.8142 | 3.1238 | 12.4953 | 6.873 | 6.873 | 0.28017 | 0.28017 | 0.73067 | 0.73067 | 0.9228 | 0.9228 | 6.4398 | 6.4398 | 3.9276 | 1.9638 | 0 | 100 | 1.9638 |  |  | 12.2454 |  | 0.5247 | 52.4702 | 0 | 0 | 2014-05-11 | 6439.8333 | 6.4398
|  | 2014-05-11 06:45:02 | 24.6505 | 3.0733 | 12.2933 | 6.8655 | 6.8655 | 0.2825 | 0.2825 | 0.69817 | 0.69817 | 0.9228 | 0.9228 | 7.0517 | 7.0517 | 3.4635 | 1.7317 | 0 | 100 | 1.7317 |  |  | 11.064 |  | 0.49871 | 49.8705 | 0 | 0 | 2014-05-11 00:30 | 7051.6667 | 7.0517
|  | 2014-05-11 07:15:03 | 26.2458 | 3.0672 | 12.2687 | 6.8698 | 6.8698 | 0.28333 | 0.28333 | 0.72167 | 0.72167 | 1.4944 | 1.4944 | 8.0288 | 8.0288 | 3.4209 | 1.7104 | 0 | 100 | 1.7104 |  |  | 12.514 |  | 0.46745 | 46.7452 | 0 | 0 | 2014-05-11 01:00 | 8028.8333 | 8.0288
|  | 2014-05-11 07:45:02 | 27.7918 | 3.0732 | 12.2927 | 6.8652 | 6.8652 | 0.33383 | 0.33383 | 0.7465 | 0.7465 | 1.4944 | 1.4944 | 8.8453 | 8.8453 | 2.7861 | 1.393 | 0 | 100 | 1.393 |  |  | 11.678 |  | 0.44231 | 44.2312 | 0 | 0 | 2014-05-11 01:30 | 8845.3333 | 8.8453
|  | 2014-05-11 08:15:02 | 29.6702 | 3.1298 | 12.5193 | 6.8632 | 6.8632 | 0.468 | 0.468 | 0.74633 | 0.74633 | 2.8152 | 2.8152 | 10.1885 | 10.1885 | 3.9304 | 1.9652 | 0 | 100 | 1.9652 |  |  | 12.6445 |  | 0.42195 | 42.195 | 0 | 0 | 2014-05-11 02:00 | 10188.5 | 10.1885
|  | 2014-05-11 08:45:02 | 30.9007 | 3.149 | 12.596 | 6.8645 | 6.8645 | 0.46817 | 0.46817 | 0.74833 | 0.74833 | 2.8152 | 2.8152 | 10.6098 | 10.6098 | 3.2014 | 1.6007 | 0 | 100 | 1.6007 |  |  | 12.9739 |  | 0.40763 | 40.7629 | 0 | 0 | 2014-05-11 02:30 | 10609.8333 | 10.6098
|  | 2014-05-11 09:15:02 | 31.7955 | 3.2137 | 12.8547 | 6.8727 | 6.8727 | 0.469 | 0.469 | 0.74817 | 0.74817 | 3.9664 | 3.9664 | 10.9035 | 10.9035 | 4.0189 | 2.0094 | 0 | 100 | 2.0094 |  |  | 12.2119 |  | 0.40429 | 40.4292 | 0 | 0 | 2014-05-11 03:00 | 10903.5 | 10.9035
|  | 2014-05-11 09:45:03 | 32.1643 | 3.2 | 12.8 | 6.8708 | 6.8708 | 0.474 | 0.474 | 0.74817 | 0.74817 | 3.9664 | 3.9664 | 10.8862 | 10.8862 | 3.5812 | 1.7906 | 0 | 100 | 1.7906 |  |  | 13.568 |  | 0.39796 | 39.7956 | 0 | 0 | 2014-05-11 03:30 | 10886.1667 | 10.8862
|  | 2014-05-11 10:15:02 | 32.5827 | 3.0597 | 12.2387 | 6.8695 | 6.8695 | 0.49583 | 0.49583 | 0.74817 | 0.74817 | 5.7236 | 5.7236 | 10.9435 | 10.9435 | 4.4366 | 2.2183 | 0 | 100 | 2.2183 |  |  | 11.2596 |  | 0.37562 | 37.5619 | 0 | 0 | 2014-05-11 04:00 | 10943.5 | 10.9435
|  | 2014-05-11 10:45:03 | 33.0095 | 3.2022 | 12.8087 | 6.878 | 6.878 | 0.4945 | 0.4945 | 0.74867 | 0.74867 | 5.7236 | 5.7236 | 10.8822 | 10.8822 | 4.5261 | 2.263 | 0 | 100 | 2.263 |  |  | 12.5525 |  | 0.38803 | 38.803 | 0 | 0 | 2014-05-11 04:30 | 10882.1667 | 10.8822
|  | 2014-05-11 11:15:02 | 33.2192 | 3.4345 | 13.738 | 6.8757 | 6.8757 | 0.4945 | 0.4945 | 0.7485 | 0.7485 | 6.5004 | 6.5004 | 10.8332 | 10.8332 | 5.9711 | 2.9855 | 0 | 100 | 2.9855 |  |  | 13.738 |  | 0.41356 | 41.3556 | 0 | 0 | 2014-05-11 05:00 | 10833.1667 | 10.8332
|  | 2014-05-11 11:45:02 | 33.041 | 3.543 | 14.172 | 6.8713 | 6.8713 | 0.46067 | 0.46067 | 0.74833 | 0.74833 | 6.5004 | 6.5004 | 10.9355 | 10.9355 | 6.6472 | 3.3236 | 0 | 100 | 3.3236 |  |  | 13.6051 |  | 0.42892 | 42.8922 | 0 | 0 | 2014-05-11 05:30 | 10935.5 | 10.9355
|  | 2014-05-11 12:15:02 | 32.5367 | 3.564 | 14.256 | 6.8698 | 6.8698 | 0.34783 | 0.34783 | 0.7475 | 0.7475 | 6.872 | 6.872 | 10.7567 | 10.7567 | 7.3132 | 3.6566 | 0 | 100 | 3.6566 |  |  | 14.3986 |  | 0.43815 | 43.8152 | 0 | 0 | 2014-05-11 06:00 | 10756.6667 | 10.7567
|  | 2014-05-11 12:45:03 | 31.9245 | 3.4683 | 13.8733 | 6.8713 | 6.8713 | 0.349 | 0.349 | 0.74833 | 0.74833 | 6.872 | 6.872 | 10.644 | 10.644 | 7.4335 | 3.7168 | 0 | 100 | 3.7168 |  |  | 14.2895 |  | 0.43457 | 43.4567 | 0 | 0 | 2014-05-11 06:30 | 10644 | 10.644
|  | 2014-05-11 13:15:02 | 31.5777 | 3.5188 | 14.0753 | 6.8798 | 6.8798 | 0.34667 | 0.34667 | 0.74867 | 0.74867 | 5.4488 | 5.4488 | 10.5157 | 10.5157 | 6.4373 | 3.2186 | 0 | 100 | 3.2186 |  |  | 12.6678 |  | 0.44574 | 44.5737 | 0 | 0 | 2014-05-11 07:00 | 10515.6667 | 10.5157
|  | 2014-05-11 13:45:04 | 31.199 | 3.5203 | 14.0813 | 6.7798 | 6.7798 | 0.33817 | 0.33817 | 0.74883 | 0.74883 | 5.4488 | 5.4488 | 10.424 | 10.424 | 6.622 | 3.311 | 0 | 100 | 3.311 |  |  | 13.6589 |  | 0.45134 | 45.1339 | 0 | 0 | 2014-05-11 07:30 | 10424 | 10.424
|  | 2014-05-11 14:15:02 | 31.291 | 3.4172 | 13.6687 | 6.7218 | 6.7218 | 0.32383 | 0.32383 | 0.74683 | 0.74683 | 5.2416 | 5.2416 | 10.4998 | 10.4998 | 5.9116 | 2.9558 | 0 | 100 | 2.9558 |  |  | 14.6255 |  | 0.43682 | 43.6824 | 0 | 0 | 2014-05-11 08:00 | 10499.8333 | 10.4998
|  | 2014-05-11 14:45:03 | 31.6757 | 3.3625 | 13.45 | 6.7133 | 6.7133 | 0.32367 | 0.32367 | 0.74567 | 0.74567 | 5.2416 | 5.2416 | 10.6863 | 10.6863 | 5.4849 | 2.7425 | 0 | 100 | 2.7425 |  |  | 12.5085 |  | 0.42462 | 42.4616 | 0 | 0 | 2014-05-11 08:30 | 10686.3333 | 10.6863
|  | 2014-05-11 15:15:01 | 32.0107 | 3.3432 | 13.3727 | 6.726 | 6.726 | 0.33967 | 0.33967 | 0.74583 | 0.74583 | 3.6324 | 3.6324 | 10.7925 | 10.7925 | 3.5984 | 1.7992 | 0 | 100 | 1.7992 |  |  | 13.3727 |  | 0.41776 | 41.7757 | 0 | 0 | 2014-05-11 09:00 | 10792.5 | 10.7925
|  | 2014-05-11 15:45:03 | 32.5947 | 3.375 | 13.5 | 6.737 | 6.737 | 0.43083 | 0.43083 | 0.7475 | 0.7475 | 3.6324 | 3.6324 | 10.9252 | 10.9252 | 3.3782 | 1.6891 | 0 | 100 | 1.6891 |  |  | 14.85 |  | 0.41418 | 41.4178 | 0 | 0 | 2014-05-11 09:30 | 10925.1667 | 10.9252
|  | 2014-05-11 16:15:03 | 33.3503 | 3.386 | 13.544 | 6.7413 | 6.7413 | 0.51167 | 0.51167 | 0.747 | 0.747 | 2.8448 | 2.8448 | 11.2827 | 11.2827 | 2.3211 | 1.1606 | 0 | 100 | 1.1606 |  |  | 12.8668 |  | 0.40611 | 40.6113 | 0 | 0 | 2014-05-11 10:00 | 11282.6667 | 11.2827
|  | 2014-05-11 16:45:02 | 33.5542 | 3.3063 | 13.2253 | 6.8127 | 6.8127 | 0.51167 | 0.51167 | 0.74567 | 0.74567 | 2.8448 | 2.8448 | 11.5067 | 11.5067 | 2.0926 | 1.0463 | 0 | 100 | 1.0463 |  |  | 13.6221 |  | 0.39415 | 39.4149 | 0 | 0 | 2014-05-11 10:30 | 11506.6667 | 11.5067
|  | 2014-05-11 17:15:03 | 33.6463 | 3.1598 | 12.6393 | 6.926 | 6.926 | 0.51667 | 0.51667 | 0.74367 | 0.74367 | 1.9128 | 1.9128 | 11.5298 | 11.5298 | 0.62197 | 0.31098 | 0 | 100 | 0.31098 |  |  | 13.9033 |  | 0.37565 | 37.5653 | 0 | 0 | 2014-05-11 11:00 | 11529.8333 | 11.5298
|  | 2014-05-11 17:45:02 | 33.5787 | 3.1345 | 12.538 | 6.9577 | 6.9577 | 0.52867 | 0.52867 | 0.74633 | 0.74633 | 1.9128 | 1.9128 | 11.5725 | 11.5725 | 0.6773 | 0.33865 | 0 | 100 | 0.33865 |  |  | 12.538 |  | 0.37339 | 37.3392 | 0 | 0 | 2014-05-11 11:30 | 11572.5 | 11.5725
|  | 2014-05-11 18:15:02 | 33.5558 | 3.0413 | 12.1653 | 6.9587 | 6.9587 | 0.53983 | 0.53983 | 0.74867 | 0.74867 | 1.0024 | 1.0024 | 11.6128 | 11.6128 | -0.5281 | -0.26405 | 0 | 99.736 | 0 |  |  | 11.922 |  | 0.36254 | 36.254 | 0 | 0.5281 | 2014-05-11 12:00 | 11612.8333 | 11.6128
|  | 2014-05-11 18:45:03 | 33.452 | 2.854 | 11.416 | 6.9617 | 6.9617 | 0.54033 | 0.54033 | 0.7495 | 0.7495 | 1.0024 | 1.0024 | 11.576 | 11.576 | -1.2061 | -0.60305 | 0 | 99.1329 | 0 |  |  | 12.2151 |  | 0.34127 | 34.1265 | 0 | 1.2061 | 2014-05-11 12:30 | 11576 | 11.576
|  | 2014-05-11 19:15:03 | 33.5788 | 2.7912 | 11.1647 | 6.9675 | 6.9675 | 0.52967 | 0.52967 | 0.74883 | 0.74883 | 0.2212 | 0.2212 | 11.7283 | 11.7283 | -2.2186 | -1.1093 | 0 | 98.0236 | 0 |  |  | 11.6113 |  | 0.33249 | 33.2491 | 0 | 2.2186 | 2014-05-11 13:00 | 11728.3333 | 11.7283
|  | 2014-05-11 19:45:01 | 33.5907 | 2.699 | 10.796 | 6.966 | 6.966 | 0.641 | 0.641 | 0.75333 | 0.75333 | 0.2212 | 0.2212 | 11.4838 | 11.4838 | -2.7293 | -1.3646 | 0 | 96.6589 | 0 |  |  | 9.8244 |  | 0.3214 | 32.1399 | 0 | 2.7293 | 2014-05-11 13:30 | 11483.8333 | 11.4838
|  | 2014-05-11 20:15:02 | 33.8538 | 2.528 | 10.112 | 6.974 | 6.974 | 0.6585 | 0.6585 | 0.75883 | 0.75883 | 0.012 | 0.012 | 11.2815 | 11.2815 | -4.057 | -2.0285 | 0 | 94.6304 | 0 |  |  | 10.6176 |  | 0.2987 | 29.8696 | 0 | 4.057 | 2014-05-11 14:00 | 11281.5 | 11.2815
|  | 2014-05-11 20:45:02 | 32.9173 | 2.5362 | 10.1447 | 6.9707 | 6.9707 | 0.55683 | 0.55683 | 0.755 | 0.755 | 0.012 | 0.012 | 11.1773 | 11.1773 | -3.3008 | -1.6504 | 0 | 92.98 | 0 |  |  | 10.9562 |  | 0.30819 | 30.8186 | 0 | 3.3008 | 2014-05-11 14:30 | 11177.3333 | 11.1773
|  | 2014-05-11 21:15:01 | 31.6067 | 2.4943 | 9.9773 | 6.981 | 6.981 | 0.30267 | 0.30267 | 0.75133 | 0.75133 | 0 | 0 | 10.6457 | 10.6457 | -2.9487 | -1.4743 | 0 | 91.5057 | 0 |  |  | 10.8753 |  | 0.31567 | 31.5672 | 0 | 2.9487 | 2014-05-11 15:00 | 10645.6667 | 10.6457
|  | 2014-05-11 21:45:03 | 29.4527 | 2.4878 | 9.9513 | 6.9843 | 6.9843 | 0.28333 | 0.28333 | 0.7505 | 0.7505 | 0 | 0 | 9.8358 | 9.8358 | -1.6473 | -0.82367 | 0 | 90.682 | 0 |  |  | 10.1504 |  | 0.33788 | 33.7875 | 0 | 1.6473 | 2014-05-11 15:30 | 9835.8333 | 9.8358
|  | 2014-05-11 22:15:02 | 27.2072 | 2.4777 | 9.9107 | 6.9908 | 6.9908 | 0.24617 | 0.24617 | 0.76633 | 0.76633 | 0 | 0 | 8.6433 | 8.6433 | -0.64983 | -0.32492 | 0 | 90.3571 | 0 |  |  | 8.9196 |  | 0.36427 | 36.4267 | 0 | 0.64983 | 2014-05-11 16:00 | 8643.3333 | 8.6433
|  | 2014-05-11 22:45:03 | 25.961 | 2.4652 | 9.8607 | 6.9952 | 6.9952 | 0.23683 | 0.23683 | 0.7725 | 0.7725 | 0 | 0 | 8.0223 | 8.0223 | -0.0735 | -0.03675 | 0 | 90.3204 | 0 |  |  | 9.6635 |  | 0.37983 | 37.9826 | 0 | 0.0735 | 2014-05-11 16:30 | 8022.3333 | 8.0223
|  | 2014-05-11 23:15:01 | 25.4282 | 2.4127 | 9.6507 | 6.9977 | 6.9977 | 0.2325 | 0.2325 | 0.77517 | 0.77517 | 0 | 0 | 7.7892 | 7.7892 | 0.017 | 0.0085 | 0 | 90.3289 | 0 |  |  | 8.6856 |  | 0.37953 | 37.9527 | 0 | 0 | 2014-05-11 17:00 | 7789.1667 | 7.7892
|  | 2014-05-11 23:45:02 | 24.8295 | 2.3705 | 9.482 | 6.9993 | 6.9993 | 0.2355 | 0.2355 | 0.77517 | 0.77517 | 0 | 0 | 7.4977 | 7.4977 | 0.16017 | 0.080083 | 0 | 90.4089 | 0 |  |  | 8.7234 |  | 0.38188 | 38.1884 | 0 | 0 | 2014-05-11 17:30 | 7497.6667 | 7.4977
|  | 2014-05-12 00:15:02 | 24.9427 | 2.2897 | 9.1587 | 6.9938 | 6.9938 | 0.23717 | 0.23717 | 0.7755 | 0.7755 | 0 | 0 | 7.6013 | 7.6013 | -0.17617 | -0.088083 | 0 | 90.3209 | 0 |  |  | 9.2503 |  | 0.36719 | 36.7189 | 0 | 0.17617 | 2014-05-11 18:00 | 7601.3333 | 7.6013
|  | 2014-05-12 00:45:03 | 25.0605 | 2.2005 | 8.802 | 7.0067 | 7.0067 | 0.23633 | 0.23633 | 0.7755 | 0.7755 | 0 | 0 | 7.6898 | 7.6898 | -0.55017 | -0.27508 | 0 | 90.0458 | 0 |  |  | 8.0098 |  | 0.35123 | 35.123 | 0 | 0.55017 | 2014-05-11 18:30 | 7689.8333 | 7.6898
|  | 2014-05-12 01:15:02 | 25.0305 | 2.1532 | 8.6127 | 6.9002 | 6.9002 | 0.23583 | 0.23583 | 0.77617 | 0.77617 | 0 | 0 | 8.0743 | 8.0743 | -0.43133 | -0.21567 | 0 | 89.8301 | 0 |  |  | 7.9237 |  | 0.34409 | 34.4087 | 0 | 0.43133 | 2014-05-11 19:00 | 8074.3333 | 8.0743
|  | 2014-05-12 01:45:03 | 24.878 | 2.0425 | 8.17 | 6.8233 | 6.8233 | 0.23067 | 0.23067 | 0.777 | 0.777 | 0 | 0 | 8.3095 | 8.3095 | -0.5675 | -0.28375 | 0 | 89.5464 | 0 |  |  | 8.17 |  | 0.3284 | 32.8403 | 0 | 0.5675 | 2014-05-11 19:30 | 8309.5 | 8.3095
|  | 2014-05-12 02:15:08 | 24.7315 | 1.917 | 7.668 | 6.8215 | 6.8215 | 0.21417 | 0.21417 | 0.7725 | 0.7725 | 0 | 0 | 8.3217 | 8.3217 | -0.93367 | -0.46683 | 0 | 89.0795 | 0 |  |  | 7.2079 |  | 0.31005 | 31.005 | 0 | 0.93367 | 2014-05-11 20:00 | 8321.6667 | 8.3217
|  | 2014-05-12 02:45:03 | 24.5515 | 1.8592 | 7.4367 | 6.8312 | 6.8312 | 0.20167 | 0.20167 | 0.76867 | 0.76867 | 0 | 0 | 8.1778 | 8.1778 | -1.1355 | -0.56775 | 0 | 88.5118 | 0 |  |  | 7.3623 |  | 0.3029 | 30.2901 | 0 | 1.1355 | 2014-05-11 20:30 | 8177.8333 | 8.1778
|  | 2014-05-12 03:15:01 | 24.5515 | 1.8678 | 7.4713 | 6.8253 | 6.8253 | 0.18983 | 0.18983 | 0.78383 | 0.78383 | 0 | 0 | 8.1263 | 8.1263 | -1.1548 | -0.57742 | 0 | 87.9344 | 0 |  |  | 7.6955 |  | 0.30431 | 30.4313 | 0 | 1.1548 | 2014-05-11 21:00 | 8126.3333 | 8.1263
|  | 2014-05-12 03:45:03 | 24.5508 | 1.8455 | 7.382 | 6.8272 | 6.8272 | 0.19433 | 0.19433 | 0.8765 | 0.8765 | 0 | 0 | 7.9525 | 7.9525 | -1.3183 | -0.65917 | 0 | 87.2752 | 0 |  |  | 7.6773 |  | 0.30068 | 30.0682 | 0 | 1.3183 | 2014-05-11 21:30 | 7952.5 | 7.9525
|  | 2014-05-12 04:15:02 | 24.5735 | 1.7397 | 6.9587 | 6.851 | 6.851 | 0.211 | 0.211 | 0.96583 | 0.96583 | 0 | 0 | 7.5612 | 7.5612 | -2.0258 | -1.0129 | 0 | 86.2623 | 0 |  |  | 7.0283 |  | 0.28318 | 28.3178 | 0 | 2.0258 | 2014-05-11 22:00 | 7561.1667 | 7.5612
|  | 2014-05-12 04:45:03 | 25.0538 | 1.5522 | 6.2087 | 6.9105 | 6.9105 | 0.21117 | 0.21117 | 1.0197 | 1.0197 | 0 | 0 | 7.8062 | 7.8062 | -2.8977 | -1.4488 | 0 | 84.8134 | 0 |  |  | 5.8982 |  | 0.24781 | 24.7813 | 0 | 2.8977 | 2014-05-11 22:30 | 7806.1667 | 7.8062
|  | 2014-05-12 05:15:02 | 28.0245 | 1.6163 | 6.4653 | 7.0155 | 7.0155 | 0.21017 | 0.21017 | 1.0783 | 1.0783 | 0 | 0 | 9.367 | 9.367 | -3.8882 | -1.9441 | 0 | 82.8693 | 0 |  |  | 6.9179 |  | 0.2307 | 23.0703 | 0 | 3.8882 | 2014-05-11 23:00 | 9367 | 9.367
|  | 2014-05-12 05:45:02 | 31.2698 | 1.5812 | 6.3247 | 7.0343 | 7.0343 | 0.24333 | 0.24333 | 1.1243 | 1.1243 | 0 | 0 | 10.6758 | 10.6758 | -5.8673 | -2.9337 | 0 | 79.9357 | 0 |  |  | 5.8187 |  | 0.20226 | 20.2261 | 0 | 5.8673 | 2014-05-11 23:30 | 10675.8333 | 10.6758
|  | 2014-05-12 06:15:02 | 35.1692 | 1.5403 | 6.1613 | 7.0348 | 7.0348 | 0.32083 | 0.32083 | 1.1163 | 1.1163 | 0.826 | 0.826 | 11.3935 | 11.3935 | -8.3163 | -4.1582 | 0 | 75.7775 | 0 |  |  | 5.9765 |  | 0.17519 | 17.5191 | 0 | 8.3163 | 2014-05-12 | 11393.5 | 11.3935
|  | 2014-05-12 06:45:02 | 37.0055 | 1.4468 | 5.7873 | 7.0432 | 7.0432 | 0.43183 | 0.43183 | 1.1358 | 1.1358 | 0.826 | 0.826 | 11.587 | 11.587 | -10.1943 | -5.0972 | 0 | 70.6803 | 0 |  |  | 5.8452 |  | 0.15639 | 15.6391 | 0 | 10.1943 | 2014-05-12 00:30 | 11587 | 11.587
|  | 2014-05-12 07:15:02 | 37.9913 | 1.3413 | 5.3653 | 7.0457 | 7.0457 | 0.37567 | 0.37567 | 1.136 | 1.136 | 1.5936 | 1.5936 | 11.624 | 11.624 | -10.8511 | -5.4255 | 0 | 65.2548 | 0 |  |  | 4.8288 |  | 0.14123 | 14.1225 | 0 | 10.8511 | 2014-05-12 01:00 | 11624 | 11.624
|  | 2014-05-12 07:45:12 | 38.1147 | 1.1892 | 4.7567 | 7.0483 | 7.0483 | 0.31783 | 0.31783 | 1.136 | 1.136 | 1.5936 | 1.5936 | 11.6725 | 11.6725 | -11.5897 | -5.7949 | 0 | 59.4599 | 0 |  |  | 4.614 |  | 0.1248 | 12.4799 | 0 | 11.5897 | 2014-05-12 01:30 | 11672.5 | 11.6725
|  | 2014-05-12 08:15:03 | 38.8808 | 1.0265 | 4.106 | 7.0375 | 7.0375 | 0.39383 | 0.39383 | 1.1367 | 1.1367 | 2.6556 | 2.6556 | 11.7628 | 11.7628 | -11.7884 | -5.8942 | 0 | 53.5657 | 0 |  |  | 4.2702 |  | 0.1056 | 10.5605 | 0 | 11.7884 | 2014-05-12 02:00 | 11762.8333 | 11.7628
|  | 2014-05-12 08:45:03 | 39.1532 | 0.862 | 3.448 | 7.0412 | 7.0412 | 0.399 | 0.399 | 1.1373 | 1.1373 | 2.6556 | 2.6556 | 11.783 | 11.783 | -12.6891 | -6.3445 | 0 | 47.2212 | 0 |  |  | 3.7583 |  | 0.088064 | 8.8064 | 0 | 12.6891 | 2014-05-12 02:30 | 11783 | 11.783
|  | 2014-05-12 09:15:02 | 39.0202 | 0.8315 | 3.326 | 7.038 | 7.038 | 0.398 | 0.398 | 1.1365 | 1.1365 | 3.6776 | 3.6776 | 11.7438 | 11.7438 | -11.7002 | -5.8501 | 0 | 41.3711 | 0 |  |  | 3.3925 |  | 0.085238 | 8.5238 | 0 | 11.7002 | 2014-05-12 03:00 | 11743.8333 | 11.7438
|  | 2014-05-12 09:45:02 | 39.179 | 0.77033 | 3.0813 | 7.0367 | 7.0367 | 0.38967 | 0.38967 | 1.1357 | 1.1357 | 3.6776 | 3.6776 | 11.725 | 11.725 | -12.1331 | -6.0665 | 0 | 35.3046 | 0 |  |  | 3.0197 |  | 0.078648 | 7.8648 | 0 | 12.1331 | 2014-05-12 03:30 | 11725 | 11.725
|  | 2014-05-12 10:15:02 | 39.1278 | 0.57817 | 2.3127 | 7.0422 | 7.0422 | 0.35983 | 0.35983 | 1.134 | 1.134 | 5.2316 | 5.2316 | 11.7552 | 11.7552 | -11.2924 | -5.6462 | 0 | 29.6584 | 0 |  |  | 2.1277 |  | 0.059105 | 5.9105 | 0 | 11.2924 | 2014-05-12 04:00 | 11755.1667 | 11.7552
|  | 2014-05-12 10:45:06 | 39.1388 | 0.476 | 1.904 | 7.055 | 7.055 | 0.3585 | 0.3585 | 1.1362 | 1.1362 | 5.2316 | 5.2316 | 11.6835 | 11.6835 | -11.7701 | -5.885 | 0 | 23.7733 | 0 |  |  | 1.7898 |  | 0.048647 | 4.8647 | 0 | 11.7701 | 2014-05-12 04:30 | 11683.5 | 11.6835
|  | 2014-05-12 11:15:01 | 39.2038 | 0.53183 | 2.1273 | 7.0182 | 7.0182 | 0.34567 | 0.34567 | 1.1398 | 1.1398 | 5.5336 | 5.5336 | 11.6375 | 11.6375 | -11.4017 | -5.7009 | 0 | 18.0725 | 0 |  |  | 2.2975 |  | 0.054263 | 5.4263 | 0 | 11.4017 | 2014-05-12 05:00 | 11637.5 | 11.6375
|  | 2014-05-12 11:45:03 | 38.7702 | 0.66167 | 2.6467 | 6.9008 | 6.9008 | 0.32467 | 0.32467 | 1.1608 | 1.1608 | 5.5336 | 5.5336 | 11.718 | 11.718 | -10.4856 | -5.2428 | 0 | 12.8297 | 0 |  |  | 2.4614 |  | 0.068266 | 6.8266 | 0 | 10.4856 | 2014-05-12 05:30 | 11718 | 11.718
|  | 2014-05-12 12:15:01 | 38.548 | 0.635 | 2.54 | 6.7965 | 6.7965 | 0.259 | 0.259 | 1.1632 | 1.1632 | 5.2268 | 5.2268 | 11.7072 | 11.7072 | -10.8554 | -5.4277 | 0 | 7.402 | 0 |  |  | 2.7178 |  | 0.065892 | 6.5892 | 0 | 10.8554 | 2014-05-12 06:00 | 11707.1667 | 11.7072
|  | 2014-05-12 12:45:03 | 38.3095 | 0.51483 | 2.0593 | 6.7942 | 6.7942 | 0.2585 | 0.2585 | 1.1657 | 1.1657 | 5.2268 | 5.2268 | 11.7345 | 11.7345 | -11.0705 | -5.5353 | 0 | 1.8667 | 0 |  |  | 1.9976 |  | 0.053755 | 5.3755 | 0 | 11.0705 | 2014-05-12 06:30 | 11734.5 | 11.7345
|  | 2014-05-12 13:15:03 | 38.1672 | 0.41967 | 1.6787 | 6.787 | 6.787 | 0.2635 | 0.2635 | 1.1622 | 1.1622 | 5.8676 | 5.8676 | 11.7722 | 11.7722 | -10.6361 | -5.318 | 0 | 0 | 0 |  |  | 1.6451 |  | 0.043982 | 4.3982 | 0 | 3.7335 | 2014-05-12 07:00 | 11772.1667 | 11.7722
|  | 2014-05-12 13:45:02 | 37.8427 | 0.43433 | 1.7373 | 6.7835 | 6.7835 | 0.266 | 0.266 | 1.1298 | 1.1298 | 5.8676 | 5.8676 | 11.726 | 11.726 | -10.3324 | -5.1662 | 5.318 | 0 | 0 |  |  | 1.7547 |  | 0.045909 | 4.5909 | 10.6361 | 0 | 2014-05-12 07:30 | 11726 | 11.726
|  | 2014-05-12 14:15:02 | 37.564 | 0.41533 | 1.6613 | 6.7873 | 6.7873 | 0.25333 | 0.25333 | 1.1267 | 1.1267 | 5.0332 | 5.0332 | 11.6333 | 11.6333 | -11.0688 | -5.5344 | 5.1662 | 0 | 0 |  |  | 1.7776 |  | 0.044227 | 4.4227 | 10.3324 | 0 | 2014-05-12 08:00 | 11633.3333 | 11.6333
|  | 2014-05-12 14:45:01 | 38.1413 | 0.47083 | 1.8833 | 6.7878 | 6.7878 | 0.25667 | 0.25667 | 1.1283 | 1.1283 | 5.0332 | 5.0332 | 11.7397 | 11.7397 | -11.3123 | -5.6562 | 5.5344 | 0 | 0 |  |  | 1.695 |  | 0.049378 | 4.9378 | 11.0688 | 0 | 2014-05-12 08:30 | 11739.6667 | 11.7397
|  | 2014-05-12 15:15:02 | 38.788 | 0.44667 | 1.7867 | 6.7887 | 6.7887 | 0.31167 | 0.31167 | 1.127 | 1.127 | 3.4612 | 3.4612 | 11.8935 | 11.8935 | -13.4193 | -6.7097 | 5.6562 | 0 | 0 |  |  | 1.6259 |  | 0.046062 | 4.6062 | 11.3123 | 0 | 2014-05-12 09:00 | 11893.5 | 11.8935
|  | 2014-05-12 15:45:02 | 39.5795 | 0.52883 | 2.1153 | 6.7838 | 6.7838 | 0.44533 | 0.44533 | 1.126 | 1.126 | 3.4612 | 3.4612 | 12.028 | 12.028 | -13.6198 | -6.8099 | 6.7097 | 0 | 0 |  |  | 1.9038 |  | 0.053445 | 5.3445 | 13.4193 | 0 | 2014-05-12 09:30 | 12028 | 12.028
|  | 2014-05-12 16:15:02 | 39.8555 | 0.5875 | 2.35 | 6.8063 | 6.8063 | 0.46117 | 0.46117 | 1.1278 | 1.1278 | 2.8628 | 2.8628 | 11.986 | 11.986 | -14.2614 | -7.1307 | 6.8099 | 0 | 0 |  |  | 2.491 |  | 0.058963 | 5.8963 | 13.6198 | 0 | 2014-05-12 10:00 | 11986 | 11.986
|  | 2014-05-12 16:45:03 | 39.5188 | 0.57483 | 2.2993 | 6.8497 | 6.8497 | 0.471 | 0.471 | 1.128 | 1.128 | 2.8628 | 2.8628 | 11.944 | 11.944 | -13.964 | -6.982 | 7.1307 | 0 | 0 |  |  | 2.2304 |  | 0.058183 | 5.8183 | 14.2614 | 0 | 2014-05-12 10:30 | 11944 | 11.944
|  | 2014-05-12 17:15:02 | 39.3713 | 0.50317 | 2.0127 | 6.855 | 6.855 | 0.45267 | 0.45267 | 1.1275 | 1.1275 | 2.7496 | 2.7496 | 11.803 | 11.803 | -14.3709 | -7.1854 | 6.982 | 0 | 0 |  |  | 1.9925 |  | 0.05112 | 5.112 | 13.964 | 0 | 2014-05-12 11:00 | 11803 | 11.803
|  | 2014-05-12 17:45:03 | 39.0135 | 0.44317 | 1.7727 | 6.8528 | 6.8528 | 0.3665 | 0.3665 | 1.1278 | 1.1278 | 2.7496 | 2.7496 | 11.6942 | 11.6942 | -14.4499 | -7.2249 | 7.1854 | 0 | 0 |  |  | 1.7727 |  | 0.045437 | 4.5437 | 14.3709 | 0 | 2014-05-12 11:30 | 11694.1667 | 11.6942
|  | 2014-05-12 18:15:02 | 38.5408 | 0.38817 | 1.5527 | 6.8535 | 6.8535 | 0.44167 | 0.44167 | 1.1283 | 1.1283 | 1.3372 | 1.3372 | 11.5965 | 11.5965 | -15.631 | -7.8155 | 7.2249 | 0 | 0 |  |  | 1.3974 |  | 0.040286 | 4.0286 | 14.4499 | 0 | 2014-05-12 12:00 | 11596.5 | 11.5965
|  | 2014-05-12 18:45:01 | 38.0582 | 0.34467 | 1.3787 | 6.855 | 6.855 | 0.54033 | 0.54033 | 1.1277 | 1.1277 | 1.3372 | 1.3372 | 11.584 | 11.584 | -15.2353 | -7.6176 | 7.8155 | 0 | 0 |  |  | 1.3787 |  | 0.036225 | 3.6225 | 15.631 | 0 | 2014-05-12 12:30 | 11584 | 11.584
|  | 2014-05-12 19:15:02 | 37.65 | 0.311 | 1.244 | 6.856 | 6.856 | 0.379 | 0.379 | 1.128 | 1.128 | 0.24 | 0.24 | 11.5825 | 11.5825 | -16.2205 | -8.1103 | 7.6176 | 0 | 0 |  |  | 1.1694 |  | 0.033041 | 3.3041 | 15.2353 | 0 | 2014-05-12 13:00 | 11582.5 | 11.5825
|  | 2014-05-12 19:45:02 | 37.6943 | 0.38333 | 1.5333 | 6.86 | 6.86 | 0.34183 | 0.34183 | 1.1278 | 1.1278 | 0.24 | 0.24 | 11.5193 | 11.5193 | -16.072 | -8.036 | 8.1103 | 0 | 0 |  |  | 1.5027 |  | 0.040678 | 4.0678 | 16.2205 | 0 | 2014-05-12 13:30 | 11519.3333 | 11.5193
|  | 2014-05-12 20:15:02 | 37.6608 | 0.42983 | 1.7193 | 6.8598 | 6.8598 | 0.32133 | 0.32133 | 1.1317 | 1.1317 | 0.0172 | 0.0172 | 11.4985 | 11.4985 | -16.113 | -8.0565 | 8.036 | 0 | 0 |  |  | 1.8913 |  | 0.045653 | 4.5653 | 16.072 | 0 | 2014-05-12 14:00 | 11498.5 | 11.4985
|  | 2014-05-12 20:45:03 | 36.1907 | 0.4015 | 1.606 | 6.9003 | 6.9003 | 0.29167 | 0.29167 | 1.153 | 1.153 | 0.0172 | 0.0172 | 11.2892 | 11.2892 | -14.9333 | -7.4666 | 8.0565 | 0 | 0 |  |  | 1.5739 |  | 0.044376 | 4.4376 | 16.113 | 0 | 2014-05-12 14:30 | 11289.1667 | 11.2892
|  | 2014-05-12 21:15:06 | 34.275 | 0.47233 | 1.8893 | 6.9132 | 6.9132 | 0.26767 | 0.26767 | 1.1645 | 1.1645 | 0 | 0 | 11.2775 | 11.2775 | -12.7628 | -6.3814 | 7.4666 | 0 | 0 |  |  | 1.9649 |  | 0.055123 | 5.5123 | 14.9333 | 0 | 2014-05-12 15:00 | 11277.5 | 11.2775
|  | 2014-05-12 21:45:03 | 31.8032 | 0.43367 | 1.7347 | 6.9087 | 6.9087 | 0.22467 | 0.22467 | 1.1703 | 1.1703 | 0 | 0 | 11.2207 | 11.2207 | -10.5442 | -5.2721 | 6.3814 | 0 | 0 |  |  | 1.7867 |  | 0.054544 | 5.4544 | 12.7628 | 0 | 2014-05-12 15:30 | 11220.6667 | 11.2207
|  | 2014-05-12 22:15:07 | 29.5017 | 0.446 | 1.784 | 6.9182 | 6.9182 | 0.218 | 0.218 | 1.1695 | 1.1695 | 0 | 0 | 10.6873 | 10.6873 | -8.7247 | -4.3623 | 5.2721 | 0 | 0 |  |  | 1.6948 |  | 0.060471 | 6.0471 | 10.5442 | 0 | 2014-05-12 16:00 | 10687.3333 | 10.6873
|  | 2014-05-12 22:45:02 | 28.3758 | 0.52467 | 2.0987 | 7.0193 | 7.0193 | 0.1975 | 0.1975 | 1.1423 | 1.1423 | 0 | 0 | 10.3457 | 10.3457 | -7.5723 | -3.7862 | 4.3623 | 0 | 0 |  |  | 2.0567 |  | 0.07396 | 7.396 | 8.7247 | 0 | 2014-05-12 16:30 | 10345.6667 | 10.3457
|  | 2014-05-12 23:15:02 | 27.577 | 0.548 | 2.192 | 7.0652 | 7.0652 | 0.187 | 0.187 | 1.1542 | 1.1542 | 0 | 0 | 10.2293 | 10.2293 | -6.7493 | -3.3747 | 3.7862 | 0 | 0 |  |  | 2.3454 |  | 0.079487 | 7.9487 | 7.5723 | 0 | 2014-05-12 17:00 | 10229.3333 | 10.2293
|  | 2014-05-12 23:45:02 | 27.1745 | 0.53883 | 2.1553 | 7.0762 | 7.0762 | 0.18383 | 0.18383 | 1.1743 | 1.1743 | 0 | 0 | 9.7762 | 9.7762 | -6.8087 | -3.4043 | 3.3747 | 0 | 0 |  |  | 2.1769 |  | 0.079315 | 7.9315 | 6.7493 | 0 | 2014-05-12 17:30 | 9776.1667 | 9.7762
|  | 2014-05-13 00:15:02 | 27.3775 | 0.58367 | 2.3347 | 7.0907 | 7.0907 | 0.165 | 0.165 | 1.1753 | 1.1753 | 0 | 0 | 9.8773 | 9.8773 | -6.7345 | -3.3673 | 3.4043 | 0 | 0 |  |  | 2.5214 |  | 0.085277 | 8.5277 | 6.8087 | 0 | 2014-05-12 18:00 | 9877.3333 | 9.8773
|  | 2014-05-13 00:45:01 | 27.5935 | 0.55833 | 2.2333 | 7.095 | 7.095 | 0.165 | 0.165 | 1.1745 | 1.1745 | 0 | 0 | 9.9042 | 9.9042 | -7.0215 | -3.5107 | 3.3673 | 0 | 0 |  |  | 2.2557 |  | 0.080937 | 8.0937 | 6.7345 | 0 | 2014-05-12 18:30 | 9904.1667 | 9.9042
|  | 2014-05-13 01:15:02 | 27.098 | 0.522 | 2.088 | 6.6763 | 6.6763 | 0.15467 | 0.15467 | 1.1743 | 1.1743 | 0 | 0 | 9.8738 | 9.8738 | -7.1308 | -3.5654 | 3.5107 | 0 | 0 |  |  | 2.0254 |  | 0.077054 | 7.7054 | 7.0215 | 0 | 2014-05-12 19:00 | 9873.8333 | 9.8738
|  | 2014-05-13 01:45:03 | 26.9262 | 0.4855 | 1.942 | 6.6687 | 6.6687 | 0.13767 | 0.13767 | 1.174 | 1.174 | 0 | 0 | 9.8315 | 9.8315 | -7.1723 | -3.5862 | 3.5654 | 0 | 0 |  |  | 1.7672 |  | 0.072123 | 7.2123 | 7.1308 | 0 | 2014-05-12 19:30 | 9831.5 | 9.8315
|  | 2014-05-13 02:15:02 | 26.6058 | 0.42017 | 1.6807 | 6.6783 | 6.6783 | 0.12433 | 0.12433 | 1.174 | 1.174 | 0 | 0 | 9.5475 | 9.5475 | -7.401 | -3.7005 | 3.5862 | 0 | 0 |  |  | 1.6639 |  | 0.063169 | 6.3169 | 7.1723 | 0 | 2014-05-12 20:00 | 9547.5 | 9.5475
|  | 2014-05-13 02:45:01 | 26.4112 | 0.35517 | 1.4207 | 6.6685 | 6.6685 | 0.124 | 0.124 | 1.1745 | 1.1745 | 0 | 0 | 9.5002 | 9.5002 | -7.5233 | -3.7617 | 3.7005 | 0 | 0 |  |  | 1.307 |  | 0.05379 | 5.379 | 7.401 | 0 | 2014-05-12 20:30 | 9500.1667 | 9.5002
|  | 2014-05-13 03:15:01 | 26.3218 | 0.36317 | 1.4527 | 6.6712 | 6.6712 | 0.12417 | 0.12417 | 1.1743 | 1.1743 | 0 | 0 | 9.4222 | 9.4222 | -7.4773 | -3.7387 | 3.7617 | 0 | 0 |  |  | 1.4962 |  | 0.055189 | 5.5189 | 7.5233 | 0 | 2014-05-12 21:00 | 9422.1667 | 9.4222
|  | 2014-05-13 03:45:01 | 26.3095 | 0.35533 | 1.4213 | 6.6657 | 6.6657 | 0.12733 | 0.12733 | 1.1748 | 1.1748 | 0 | 0 | 9.4715 | 9.4715 | -7.4488 | -3.7244 | 3.7387 | 0 | 0 |  |  | 1.3076 |  | 0.054024 | 5.4024 | 7.4773 | 0 | 2014-05-12 21:30 | 9471.5 | 9.4715
|  | 2014-05-13 04:15:02 | 26.3057 | 0.2985 | 1.194 | 6.6702 | 6.6702 | 0.141 | 0.141 | 1.1743 | 1.1743 | 0 | 0 | 9.4873 | 9.4873 | -7.6388 | -3.8194 | 3.7244 | 0 | 0 |  |  | 1.194 |  | 0.045389 | 4.5389 | 7.4488 | 0 | 2014-05-12 22:00 | 9487.3333 | 9.4873
|  | 2014-05-13 04:45:02 | 26.6675 | 0.25883 | 1.0353 | 6.6668 | 6.6668 | 0.141 | 0.141 | 1.1167 | 1.1167 | 0 | 0 | 9.3655 | 9.3655 | -8.3422 | -4.1711 | 3.8194 | 0 | 0 |  |  | 0.98357 |  | 0.038824 | 3.8824 | 7.6388 | 0 | 2014-05-12 22:30 | 9365.5 | 9.3655
|  | 2014-05-13 05:15:02 | 28.9383 | 0.26617 | 1.0647 | 6.6672 | 6.6672 | 0.142 | 0.142 | 1.1512 | 1.1512 | 0 | 0 | 10.4003 | 10.4003 | -9.513 | -4.7565 | 4.1711 | 0 | 0 |  |  | 0.96885 |  | 0.036791 | 3.6791 | 8.3422 | 0 | 2014-05-12 23:00 | 10400.3333 | 10.4003
|  | 2014-05-13 05:45:02 | 32.0542 | 0.32483 | 1.2993 | 6.6607 | 6.6607 | 0.2015 | 0.2015 | 1.1757 | 1.1757 | 0 | 0 | 11.0375 | 11.0375 | -11.6795 | -5.8398 | 4.7565 | 0 | 0 |  |  | 1.1954 |  | 0.040536 | 4.0536 | 9.513 | 0 | 2014-05-12 23:30 | 11037.5 | 11.0375
|  | 2014-05-13 06:15:05 | 35.893 | 0.3115 | 1.246 | 6.6537 | 6.6537 | 0.432 | 0.432 | 1.1708 | 1.1708 | 0.53 | 0.53 | 11.3605 | 11.3605 | -14.5 | -7.25 | 5.8398 | 0 | 0 |  |  | 1.2211 |  | 0.034714 | 3.4714 | 11.6795 | 0 | 2014-05-13 | 11360.5 | 11.3605
|  | 2014-05-13 06:45:02 | 37.7893 | 0.27283 | 1.0913 | 6.6527 | 6.6527 | 0.4835 | 0.4835 | 1.166 | 1.166 | 0.53 | 0.53 | 11.649 | 11.649 | -16.2168 | -8.1084 | 7.25 | 0 | 0 |  |  | 1.0695 |  | 0.028879 | 2.8879 | 14.5 | 0 | 2014-05-13 00:30 | 11649 | 11.649
|  | 2014-05-13 07:15:03 | 38.7225 | 0.236 | 0.944 | 6.6558 | 6.6558 | 0.485 | 0.485 | 1.1647 | 1.1647 | 1.0688 | 1.0688 | 11.9395 | 11.9395 | -16.4647 | -8.2323 | 8.1084 | 0 | 0 |  |  | 0.91568 |  | 0.024379 | 2.4379 | 16.2168 | 0 | 2014-05-13 01:00 | 11939.5 | 11.9395
|  | 2014-05-13 07:45:01 | 38.6987 | 0.229 | 0.916 | 6.6595 | 6.6595 | 0.4895 | 0.4895 | 1.1668 | 1.1668 | 1.0688 | 1.0688 | 11.9067 | 11.9067 | -16.4914 | -8.2457 | 8.2323 | 0 | 0 |  |  | 0.83356 |  | 0.02367 | 2.367 | 16.4647 | 0 | 2014-05-13 01:30 | 11906.6667 | 11.9067
|  | 2014-05-13 08:15:02 | 39.1087 | 0.1975 | 0.79 | 6.6652 | 6.6652 | 0.44083 | 0.44083 | 1.1677 | 1.1677 | 1.6352 | 1.6352 | 11.977 | 11.977 | -16.4328 | -8.2164 | 8.2457 | 0 | 0 |  |  | 0.7979 |  | 0.0202 | 2.02 | 16.4914 | 0 | 2014-05-13 02:00 | 11977 | 11.977
|  | 2014-05-13 08:45:02 | 39.0285 | 0.18933 | 0.75733 | 6.6893 | 6.6893 | 0.43617 | 0.43617 | 1.1683 | 1.1683 | 1.6352 | 1.6352 | 11.9762 | 11.9762 | -16.366 | -8.183 | 8.2164 | 0 | 0 |  |  | 0.68917 |  | 0.019405 | 1.9405 | 16.4328 | 0 | 2014-05-13 02:30 | 11976.1667 | 11.9762
|  | 2014-05-13 09:15:04 | 38.6723 | 0.17783 | 0.71133 | 6.6917 | 6.6917 | 0.38183 | 0.38183 | 1.1698 | 1.1698 | 2.056 | 2.056 | 11.9608 | 11.9608 | -15.7008 | -7.8504 | 8.183 | 0 | 0 |  |  | 0.64731 |  | 0.018394 | 1.8394 | 16.366 | 0 | 2014-05-13 03:00 | 11960.8333 | 11.9608
|  | 2014-05-13 09:45:03 | 38.8577 | 0.18917 | 0.75667 | 6.6938 | 6.6938 | 0.35767 | 0.35767 | 1.1675 | 1.1675 | 2.056 | 2.056 | 12.044 | 12.044 | -15.782 | -7.891 | 7.8504 | 0 | 0 |  |  | 0.82477 |  | 0.019473 | 1.9473 | 15.7008 | 0 | 2014-05-13 03:30 | 12044 | 12.044
|  | 2014-05-13 10:15:02 | 38.9492 | 0.19433 | 0.77733 | 6.6853 | 6.6853 | 0.35817 | 0.35817 | 1.1623 | 1.1623 | 3.3548 | 3.3548 | 12.0655 | 12.0655 | -14.5457 | -7.2728 | 7.891 | 0 | 0 |  |  | 0.71515 |  | 0.019958 | 1.9958 | 15.782 | 0 | 2014-05-13 04:00 | 12065.5 | 12.0655
|  | 2014-05-13 10:45:03 | 39.0125 | 0.23467 | 0.93867 | 6.696 | 6.696 | 0.3425 | 0.3425 | 1.1703 | 1.1703 | 3.3548 | 3.3548 | 12.0692 | 12.0692 | -14.441 | -7.2205 | 7.2728 | 0 | 0 |  |  | 0.8448 |  | 0.024061 | 2.4061 | 14.5457 | 0 | 2014-05-13 04:30 | 12069.1667 | 12.0692
|  | 2014-05-13 11:15:01 | 38.9533 | 0.2925 | 1.17 | 6.7027 | 6.7027 | 0.33417 | 0.33417 | 1.176 | 1.176 | 3.7976 | 3.7976 | 12.0833 | 12.0833 | -13.6896 | -6.8448 | 7.2205 | 0 | 0 |  |  | 1.2051 |  | 0.030036 | 3.0036 | 14.441 | 0 | 2014-05-13 05:00 | 12083.3333 | 12.0833
|  | 2014-05-13 11:45:02 | 38.627 | 0.36933 | 1.4773 | 6.7037 | 6.7037 | 0.2995 | 0.2995 | 1.1773 | 1.1773 | 3.7976 | 3.7976 | 11.9085 | 11.9085 | -13.2631 | -6.6315 | 6.8448 | 0 | 0 |  |  | 1.4182 |  | 0.038246 | 3.8246 | 13.6896 | 0 | 2014-05-13 05:30 | 11908.5 | 11.9085
|  | 2014-05-13 12:15:01 | 38.3423 | 0.43767 | 1.7507 | 6.707 | 6.707 | 0.26383 | 0.26383 | 1.1858 | 1.1858 | 4.0128 | 4.0128 | 11.927 | 11.927 | -12.4952 | -6.2476 | 6.6315 | 0 | 0 |  |  | 1.8557 |  | 0.045659 | 4.5659 | 13.2631 | 0 | 2014-05-13 06:00 | 11927 | 11.927
|  | 2014-05-13 12:45:03 | 38.0825 | 0.46067 | 1.8427 | 6.7097 | 6.7097 | 0.25517 | 0.25517 | 1.1865 | 1.1865 | 4.0128 | 4.0128 | 11.931 | 11.931 | -12.1447 | -6.0723 | 6.2476 | 0 | 0 |  |  | 1.7874 |  | 0.048386 | 4.8386 | 12.4952 | 0 | 2014-05-13 06:30 | 11931 | 11.931
|  | 2014-05-13 13:15:01 | 37.8695 | 0.5055 | 2.022 | 6.717 | 6.717 | 0.242 | 0.242 | 1.1695 | 1.1695 | 5.0212 | 5.0212 | 11.8527 | 11.8527 | -10.8451 | -5.4226 | 6.0723 | 0 | 0 |  |  | 2.1838 |  | 0.053394 | 5.3394 | 12.1447 | 0 | 2014-05-13 07:00 | 11852.6667 | 11.8527
|  | 2014-05-13 13:45:02 | 37.6758 | 0.58467 | 2.3387 | 6.7093 | 6.7093 | 0.23917 | 0.23917 | 1.1442 | 1.1442 | 5.0212 | 5.0212 | 11.767 | 11.767 | -10.4563 | -5.2282 | 5.4226 | 0 | 0 |  |  | 2.5258 |  | 0.062073 | 6.2073 | 10.8451 | 0 | 2014-05-13 07:30 | 11767 | 11.767
|  | 2014-05-13 14:15:02 | 37.6577 | 0.68333 | 2.7333 | 6.717 | 6.717 | 0.22383 | 0.22383 | 1.1397 | 1.1397 | 4.9664 | 4.9664 | 11.7795 | 11.7795 | -10.0979 | -5.049 | 5.2282 | 0 | 0 |  |  | 2.4873 |  | 0.072584 | 7.2584 | 10.4563 | 0 | 2014-05-13 08:00 | 11779.5 | 11.7795
|  | 2014-05-13 14:45:01 | 38.2563 | 0.73933 | 2.9573 | 6.7253 | 6.7253 | 0.22317 | 0.22317 | 1.1358 | 1.1358 | 4.9664 | 4.9664 | 11.8682 | 11.8682 | -10.3801 | -5.1901 | 5.049 | 0 | 0 |  |  | 3.2235 |  | 0.077303 | 7.7303 | 10.0979 | 0 | 2014-05-13 08:30 | 11868.1667 | 11.8682
|  | 2014-05-13 15:15:02 | 38.832 | 0.90167 | 3.6067 | 6.7478 | 6.7478 | 0.261 | 0.261 | 1.1378 | 1.1378 | 3.3636 | 3.3636 | 11.9948 | 11.9948 | -11.7202 | -5.8601 | 5.1901 | 0 | 0 |  |  | 3.4624 |  | 0.092879 | 9.2879 | 10.3801 | 0 | 2014-05-13 09:00 | 11994.8333 | 11.9948
|  | 2014-05-13 15:45:02 | 39.4923 | 0.937 | 3.748 | 6.753 | 6.753 | 0.39 | 0.39 | 1.1413 | 1.1413 | 3.3636 | 3.3636 | 12.0072 | 12.0072 | -12.0892 | -6.0446 | 5.8601 | 0 | 0 |  |  | 3.4482 |  | 0.094904 | 9.4904 | 11.7202 | 0 | 2014-05-13 09:30 | 12007.1667 | 12.0072
|  | 2014-05-13 16:15:04 | 39.6798 | 1.0435 | 4.174 | 6.754 | 6.754 | 0.41217 | 0.41217 | 1.1403 | 1.1403 | 2.7804 | 2.7804 | 11.981 | 11.981 | -12.4379 | -6.219 | 6.0446 | 0 | 0 |  |  | 4.4244 |  | 0.10519 | 10.5192 | 12.0892 | 0 | 2014-05-13 10:00 | 11981 | 11.981
|  | 2014-05-13 16:45:03 | 39.4598 | 1.1395 | 4.558 | 6.7588 | 6.7588 | 0.399 | 0.399 | 1.1402 | 1.1402 | 2.7804 | 2.7804 | 11.998 | 11.998 | -11.8254 | -5.9127 | 6.219 | 0 | 0 |  |  | 4.4213 |  | 0.11551 | 11.551 | 12.4379 | 0 | 2014-05-13 10:30 | 11998 | 11.998
|  | 2014-05-13 17:15:01 | 39.0908 | 1.0965 | 4.386 | 6.7553 | 6.7553 | 0.3105 | 0.3105 | 1.1407 | 1.1407 | 1.6676 | 1.6676 | 11.9897 | 11.9897 | -12.8411 | -6.4205 | 5.9127 | 0 | 0 |  |  | 4.2983 |  | 0.1122 | 11.22 | 11.8254 | 0 | 2014-05-13 11:00 | 11989.6667 | 11.9897
|  | 2014-05-13 17:45:02 | 38.7228 | 0.92783 | 3.7113 | 6.7518 | 6.7518 | 0.30717 | 0.30717 | 1.1405 | 1.1405 | 1.6676 | 1.6676 | 11.9995 | 11.9995 | -13.1449 | -6.5724 | 6.4205 | 0 | 0 |  |  | 3.8598 |  | 0.095844 | 9.5844 | 12.8411 | 0 | 2014-05-13 11:30 | 11999.5 | 11.9995
|  | 2014-05-13 18:15:01 | 38.2227 | 0.9145 | 3.658 | 6.7515 | 6.7515 | 0.29867 | 0.29867 | 1.1398 | 1.1398 | 0.9248 | 0.9248 | 12.0373 | 12.0373 | -13.4125 | -6.7063 | 6.5724 | 0 | 0 |  |  | 3.5117 |  | 0.095702 | 9.5702 | 13.1449 | 0 | 2014-05-13 12:00 | 12037.3333 | 12.0373
|  | 2014-05-13 18:45:03 | 37.8073 | 0.921 | 3.684 | 6.7472 | 6.7472 | 0.357 | 0.357 | 1.139 | 1.139 | 0.9248 | 0.9248 | 12.0307 | 12.0307 | -12.9247 | -6.4624 | 6.7063 | 0 | 0 |  |  | 3.9419 |  | 0.097441 | 9.7441 | 13.4125 | 0 | 2014-05-13 12:30 | 12030.6667 | 12.0307
|  | 2014-05-13 19:15:02 | 37.5225 | 0.91033 | 3.6413 | 6.7543 | 6.7543 | 0.39767 | 0.39767 | 1.1392 | 1.1392 | 0.3524 | 0.3524 | 12.0277 | 12.0277 | -13.2099 | -6.605 | 6.4624 | 0 | 0 |  |  | 3.2772 |  | 0.097044 | 9.7044 | 12.9247 | 0 | 2014-05-13 13:00 | 12027.6667 | 12.0277
|  | 2014-05-13 19:45:02 | 37.34 | 0.85583 | 3.4233 | 6.7668 | 6.7668 | 0.38467 | 0.38467 | 1.1105 | 1.1105 | 0.3524 | 0.3524 | 11.9418 | 11.9418 | -13.3604 | -6.6802 | 6.605 | 0 | 0 |  |  | 3.081 |  | 0.09168 | 9.168 | 13.2099 | 0 | 2014-05-13 13:30 | 11941.8333 | 11.9418
|  | 2014-05-13 20:15:02 | 37.4668 | 0.8035 | 3.214 | 6.7695 | 6.7695 | 0.32633 | 0.32633 | 1.1183 | 1.1183 | 0.1412 | 0.1412 | 11.9568 | 11.9568 | -13.9406 | -6.9703 | 6.6802 | 0 | 0 |  |  | 3.3747 |  | 0.085783 | 8.5783 | 13.3604 | 0 | 2014-05-13 14:00 | 11956.8333 | 11.9568
|  | 2014-05-13 20:45:03 | 36.4438 | 0.7585 | 3.034 | 6.774 | 6.774 | 0.323 | 0.323 | 1.1397 | 1.1397 | 0.1412 | 0.1412 | 11.8717 | 11.8717 | -13.1603 | -6.5802 | 6.9703 | 0 | 0 |  |  | 3.0037 |  | 0.083251 | 8.3251 | 13.9406 | 0 | 2014-05-13 14:30 | 11871.6667 | 11.8717
|  | 2014-05-13 21:15:03 | 34.5982 | 0.73917 | 2.9567 | 6.7728 | 6.7728 | 0.30517 | 0.30517 | 1.1393 | 1.1393 | 0 | 0 | 11.6655 | 11.6655 | -11.7587 | -5.8793 | 6.5802 | 0 | 0 |  |  | 3.2523 |  | 0.085457 | 8.5457 | 13.1603 | 0 | 2014-05-13 15:00 | 11665.5 | 11.6655
|  | 2014-05-13 21:45:02 | 31.9545 | 0.73783 | 2.9513 | 6.7717 | 6.7717 | 0.27083 | 0.27083 | 1.1377 | 1.1377 | 0 | 0 | 11.0103 | 11.0103 | -9.8127 | -4.9063 | 5.8793 | 0 | 0 |  |  | 3.1874 |  | 0.09236 | 9.236 | 11.7587 | 0 | 2014-05-13 15:30 | 11010.3333 | 11.0103
|  | 2014-05-13 22:15:03 | 29.6242 | 0.69533 | 2.7813 | 6.7625 | 6.7625 | 0.228 | 0.228 | 1.1363 | 1.1363 | 0 | 0 | 9.9023 | 9.9023 | -8.8137 | -4.4068 | 4.9063 | 0 | 0 |  |  | 2.5032 |  | 0.093887 | 9.3887 | 9.8127 | 0 | 2014-05-13 16:00 | 9902.3333 | 9.9023
|  | 2014-05-13 22:45:03 | 27.8538 | 0.64417 | 2.5767 | 6.7613 | 6.7613 | 0.22767 | 0.22767 | 1.1438 | 1.1438 | 0 | 0 | 9.099 | 9.099 | -8.0453 | -4.0227 | 4.4068 | 0 | 0 |  |  | 2.6797 |  | 0.092507 | 9.2507 | 8.8137 | 0 | 2014-05-13 16:30 | 9099 | 9.099
|  | 2014-05-13 23:15:01 | 27.2153 | 0.59917 | 2.3967 | 6.7677 | 6.7677 | 0.233 | 0.233 | 1.1233 | 1.1233 | 0 | 0 | 8.9115 | 8.9115 | -7.7832 | -3.8916 | 4.0227 | 0 | 0 |  |  | 2.5884 |  | 0.088063 | 8.8063 | 8.0453 | 0 | 2014-05-13 17:00 | 8911.5 | 8.9115
|  | 2014-05-13 23:45:01 | 26.9117 | 0.54117 | 2.1647 | 6.7765 | 6.7765 | 0.22767 | 0.22767 | 1.1502 | 1.1502 | 0 | 0 | 8.8702 | 8.8702 | -7.7225 | -3.8613 | 3.8916 | 0 | 0 |  |  | 2.0564 |  | 0.080436 | 8.0436 | 7.7832 | 0 | 2014-05-13 17:30 | 8870.1667 | 8.8702
|  | 2014-05-14 00:15:02 | 26.9707 | 0.48467 | 1.9387 | 6.7808 | 6.7808 | 0.12867 | 0.12867 | 1.1687 | 1.1687 | 0 | 0 | 9.0215 | 9.0215 | -7.9323 | -3.9662 | 3.8613 | 0 | 0 |  |  | 1.8417 |  | 0.071881 | 7.1881 | 7.7225 | 0 | 2014-05-13 18:00 | 9021.5 | 9.0215
|  | 2014-05-14 00:45:02 | 27.0897 | 0.47017 | 1.8807 | 6.7845 | 6.7845 | 0.111 | 0.111 | 1.1777 | 1.1777 | 0 | 0 | 9.098 | 9.098 | -8.0378 | -4.0189 | 3.9662 | 0 | 0 |  |  | 2.0123 |  | 0.069424 | 6.9424 | 7.9323 | 0 | 2014-05-13 18:30 | 9098 | 9.098
|  | 2014-05-14 01:15:02 | 26.7903 | 0.444 | 1.776 | 6.7812 | 6.7812 | 0.098 | 0.098 | 1.1783 | 1.1783 | 0 | 0 | 8.7887 | 8.7887 | -8.1682 | -4.0841 | 4.0189 | 0 | 0 |  |  | 1.8826 |  | 0.066293 | 6.6293 | 8.0378 | 0 | 2014-05-13 19:00 | 8788.6667 | 8.7887
|  | 2014-05-14 01:45:03 | 26.5318 | 0.43017 | 1.7207 | 6.7905 | 6.7905 | 0.097 | 0.097 | 1.1793 | 1.1793 | 0 | 0 | 8.4412 | 8.4412 | -8.3032 | -4.1516 | 4.0841 | 0 | 0 |  |  | 1.6346 |  | 0.064853 | 6.4853 | 8.1682 | 0 | 2014-05-13 19:30 | 8441.1667 | 8.4412
|  | 2014-05-14 02:15:02 | 26.4385 | 0.41033 | 1.6413 | 6.7833 | 6.7833 | 0.097 | 0.097 | 1.1765 | 1.1765 | 0 | 0 | 8.4293 | 8.4293 | -8.311 | -4.1555 | 4.1516 | 0 | 0 |  |  | 1.7234 |  | 0.062081 | 6.2081 | 8.3032 | 0 | 2014-05-13 20:00 | 8429.3333 | 8.4293
|  | 2014-05-14 02:45:02 | 26.3993 | 0.42417 | 1.6967 | 6.7903 | 6.7903 | 0.097 | 0.097 | 1.1773 | 1.1773 | 0 | 0 | 8.3008 | 8.3008 | -8.3372 | -4.1686 | 4.1555 | 0 | 0 |  |  | 1.6288 |  | 0.064269 | 6.4269 | 8.311 | 0 | 2014-05-13 20:30 | 8300.8333 | 8.3008
|  | 2014-05-14 03:15:02 | 26.2563 | 0.441 | 1.764 | 6.7878 | 6.7878 | 0.096167 | 0.096167 | 1.1765 | 1.1765 | 0 | 0 | 8.3265 | 8.3265 | -8.1053 | -4.0527 | 4.1686 | 0 | 0 |  |  | 1.7111 |  | 0.067184 | 6.7184 | 8.3372 | 0 | 2014-05-13 21:00 | 8326.5 | 8.3265
|  | 2014-05-14 03:45:03 | 26.12 | 0.44067 | 1.7627 | 6.7105 | 6.7105 | 0.093 | 0.093 | 1.173 | 1.173 | 0 | 0 | 8.3575 | 8.3575 | -8.0233 | -4.0117 | 4.0527 | 0 | 0 |  |  | 1.8861 |  | 0.067483 | 6.7483 | 8.1053 | 0 | 2014-05-13 21:30 | 8357.5 | 8.3575
|  | 2014-05-14 04:15:02 | 26.1758 | 0.44667 | 1.7867 | 6.666 | 6.666 | 0.106 | 0.106 | 1.1517 | 1.1517 | 0 | 0 | 8.3537 | 8.3537 | -8.1118 | -4.0559 | 4.0117 | 0 | 0 |  |  | 1.9296 |  | 0.068256 | 6.8256 | 8.0233 | 0 | 2014-05-13 22:00 | 8353.6667 | 8.3537
|  | 2014-05-14 04:45:02 | 26.6185 | 0.43617 | 1.7447 | 6.6642 | 6.6642 | 0.107 | 0.107 | 1.1563 | 1.1563 | 0 | 0 | 8.404 | 8.404 | -8.5423 | -4.2712 | 4.0559 | 0 | 0 |  |  | 1.6574 |  | 0.065543 | 6.5543 | 8.1118 | 0 | 2014-05-13 22:30 | 8404 | 8.404
|  | 2014-05-14 05:15:02 | 28.882 | 0.43833 | 1.7533 | 6.6645 | 6.6645 | 0.10783 | 0.10783 | 1.1492 | 1.1492 | 0.0376 | 0.0376 | 8.8702 | 8.8702 | -10.2994 | -5.1497 | 4.2712 | 0 | 0 |  |  | 1.9111 |  | 0.060707 | 6.0707 | 8.5423 | 0 | 2014-05-13 23:00 | 8870.1667 | 8.8702
|  | 2014-05-14 05:45:02 | 31.9248 | 0.41083 | 1.6433 | 6.6655 | 6.6655 | 0.1425 | 0.1425 | 1.149 | 1.149 | 0.0376 | 0.0376 | 9.3788 | 9.3788 | -12.9081 | -6.454 | 5.1497 | 0 | 0 |  |  | 1.5119 |  | 0.051475 | 5.1475 | 10.2994 | 0 | 2014-05-13 23:30 | 9378.8333 | 9.3788
|  | 2014-05-14 06:15:03 | 35.365 | 0.37567 | 1.5027 | 6.6698 | 6.6698 | 0.21767 | 0.21767 | 1.1513 | 1.1513 | 0.574 | 0.574 | 10.114 | 10.114 | -15.1355 | -7.5678 | 6.454 | 0 | 0 |  |  | 1.5778 |  | 0.04249 | 4.249 | 12.9081 | 0 | 2014-05-14 | 10114 | 10.114
|  | 2014-05-14 06:45:03 | 36.9792 | 0.36883 | 1.4753 | 6.6607 | 6.6607 | 0.21567 | 0.21567 | 1.1787 | 1.1787 | 0.574 | 0.574 | 10.762 | 10.762 | -16.1128 | -8.0564 | 7.5678 | 0 | 0 |  |  | 1.3573 |  | 0.039896 | 3.9896 | 15.1355 | 0 | 2014-05-14 00:30 | 10762 | 10.762
|  | 2014-05-14 07:15:04 | 37.7847 | 0.33683 | 1.3473 | 6.6597 | 6.6597 | 0.22517 | 0.22517 | 1.1815 | 1.1815 | 1.1888 | 1.1888 | 10.8772 | 10.8772 | -16.305 | -8.1525 | 8.0564 | 0 | 0 |  |  | 1.4551 |  | 0.035658 | 3.5658 | 16.1128 | 0 | 2014-05-14 01:00 | 10877.1667 | 10.8772
|  | 2014-05-14 07:45:02 | 37.7232 | 0.31583 | 1.2633 | 6.6375 | 6.6375 | 0.29783 | 0.29783 | 1.1792 | 1.1792 | 1.1888 | 1.1888 | 10.827 | 10.827 | -16.3295 | -8.1648 | 8.1525 | 0 | 0 |  |  | 1.377 |  | 0.03349 | 3.349 | 16.305 | 0 | 2014-05-14 01:30 | 10827 | 10.827
|  | 2014-05-14 08:15:04 | 38.2495 | 0.321 | 1.284 | 6.534 | 6.534 | 0.475 | 0.475 | 1.1657 | 1.1657 | 1.84 | 1.84 | 10.8543 | 10.8543 | -16.0965 | -8.0483 | 8.1648 | 0 | 0 |  |  | 1.1556 |  | 0.033569 | 3.3569 | 16.3295 | 0 | 2014-05-14 02:00 | 10854.3333 | 10.8543
|  | 2014-05-14 08:45:01 | 38.1052 | 0.2765 | 1.106 | 6.4522 | 6.4522 | 0.4735 | 0.4735 | 1.1668 | 1.1668 | 1.84 | 1.84 | 10.6973 | 10.6973 | -16.3693 | -8.1847 | 8.0483 | 0 | 0 |  |  | 1.0728 |  | 0.029025 | 2.9025 | 16.0965 | 0 | 2014-05-14 02:30 | 10697.3333 | 10.6973
|  | 2014-05-14 09:15:02 | 37.7887 | 0.24983 | 0.99933 | 6.4425 | 6.4425 | 0.4725 | 0.4725 | 1.1795 | 1.1795 | 2.4468 | 2.4468 | 10.6455 | 10.6455 | -15.6025 | -7.8013 | 8.1847 | 0 | 0 |  |  | 0.92938 |  | 0.026445 | 2.6445 | 16.3693 | 0 | 2014-05-14 03:00 | 10645.5 | 10.6455
|  | 2014-05-14 09:45:01 | 37.66 | 0.24133 | 0.96533 | 6.4407 | 6.4407 | 0.47217 | 0.47217 | 1.1792 | 1.1792 | 2.4468 | 2.4468 | 10.5755 | 10.5755 | -15.5804 | -7.7902 | 7.8013 | 0 | 0 |  |  | 0.93637 |  | 0.025633 | 2.5633 | 15.6025 | 0 | 2014-05-14 03:30 | 10575.5 | 10.5755
|  | 2014-05-14 10:15:03 | 37.6358 | 0.26667 | 1.0667 | 6.4432 | 6.4432 | 0.4725 | 0.4725 | 1.1787 | 1.1787 | 4.0504 | 4.0504 | 10.4898 | 10.4898 | -13.9346 | -6.9673 | 7.7902 | 0 | 0 |  |  | 1.024 |  | 0.028342 | 2.8342 | 15.5804 | 0 | 2014-05-14 04:00 | 10489.8333 | 10.4898
|  | 2014-05-14 10:45:03 | 37.7085 | 0.29283 | 1.1713 | 6.4427 | 6.4427 | 0.47517 | 0.47517 | 1.1778 | 1.1778 | 4.0504 | 4.0504 | 10.5623 | 10.5623 | -13.8288 | -6.9144 | 6.9673 | 0 | 0 |  |  | 1.0776 |  | 0.031063 | 3.1063 | 13.9346 | 0 | 2014-05-14 04:30 | 10562.3333 | 10.5623
|  | 2014-05-14 11:15:02 | 37.6713 | 0.35467 | 1.4187 | 6.4443 | 6.4443 | 0.48133 | 0.48133 | 1.18 | 1.18 | 4.5324 | 4.5324 | 10.5202 | 10.5202 | -13.0944 | -6.5472 | 6.9144 | 0 | 0 |  |  | 1.3477 |  | 0.037659 | 3.7659 | 13.8288 | 0 | 2014-05-14 05:00 | 10520.1667 | 10.5202
|  | 2014-05-14 11:45:03 | 37.3327 | 0.44717 | 1.7887 | 6.4553 | 6.4553 | 0.41133 | 0.41133 | 1.1802 | 1.1802 | 4.5324 | 4.5324 | 10.5065 | 10.5065 | -12.4583 | -6.2291 | 6.5472 | 0 | 0 |  |  | 1.8244 |  | 0.047912 | 4.7912 | 13.0944 | 0 | 2014-05-14 05:30 | 10506.5 | 10.5065
|  | 2014-05-14 12:15:02 | 37.0973 | 0.509 | 2.036 | 6.4462 | 6.4462 | 0.19767 | 0.19767 | 1.1802 | 1.1802 | 5.3724 | 5.3724 | 10.484 | 10.484 | -11.3809 | -5.6905 | 6.2291 | 0 | 0 |  |  | 2.2396 |  | 0.054883 | 5.4883 | 12.4583 | 0 | 2014-05-14 06:00 | 10484 | 10.484
|  | 2014-05-14 12:45:09 | 36.8428 | 0.556 | 2.224 | 6.45 | 6.45 | 0.19733 | 0.19733 | 1.1805 | 1.1805 | 5.3724 | 5.3724 | 10.43 | 10.43 | -10.9886 | -5.4943 | 5.6905 | 0 | 0 |  |  | 2.4019 |  | 0.060365 | 6.0365 | 11.3809 | 0 | 2014-05-14 06:30 | 10430 | 10.43
|  | 2014-05-14 13:15:02 | 36.62 | 0.64183 | 2.5673 | 6.44 | 6.44 | 0.198 | 0.198 | 1.1587 | 1.1587 | 5.408 | 5.408 | 10.4437 | 10.4437 | -10.4043 | -5.2022 | 5.4943 | 0 | 0 |  |  | 2.3106 |  | 0.070107 | 7.0107 | 10.9886 | 0 | 2014-05-14 07:00 | 10443.6667 | 10.4437
|  | 2014-05-14 13:45:02 | 36.3952 | 0.65317 | 2.6127 | 6.4355 | 6.4355 | 0.19817 | 0.19817 | 1.1627 | 1.1627 | 5.408 | 5.408 | 10.3798 | 10.3798 | -10.1983 | -5.0992 | 5.2022 | 0 | 0 |  |  | 2.6388 |  | 0.071786 | 7.1786 | 10.4043 | 0 | 2014-05-14 07:30 | 10379.8333 | 10.3798
|  | 2014-05-14 14:15:01 | 36.3128 | 0.69033 | 2.7613 | 6.4375 | 6.4375 | 0.2005 | 0.2005 | 1.1792 | 1.1792 | 5.21 | 5.21 | 10.2808 | 10.2808 | -10.2435 | -5.1218 | 5.0992 | 0 | 0 |  |  | 2.4852 |  | 0.076043 | 7.6043 | 10.1983 | 0 | 2014-05-14 08:00 | 10280.8333 | 10.2808
|  | 2014-05-14 14:45:02 | 36.8183 | 0.755 | 3.02 | 6.4402 | 6.4402 | 0.20033 | 0.20033 | 1.173 | 1.173 | 5.21 | 5.21 | 10.4187 | 10.4187 | -10.3562 | -5.1781 | 5.1218 | 0 | 0 |  |  | 2.869 |  | 0.082024 | 8.2024 | 10.2435 | 0 | 2014-05-14 08:30 | 10418.6667 | 10.4187
|  | 2014-05-14 15:15:02 | 37.5018 | 0.81683 | 3.2673 | 6.4792 | 6.4792 | 0.27983 | 0.27983 | 1.1703 | 1.1703 | 3.3412 | 3.3412 | 10.4243 | 10.4243 | -12.5396 | -6.2698 | 5.1781 | 0 | 0 |  |  | 3.202 |  | 0.087125 | 8.7125 | 10.3562 | 0 | 2014-05-14 09:00 | 10424.3333 | 10.4243
|  | 2014-05-14 15:45:02 | 38.104 | 0.7805 | 3.122 | 6.5582 | 6.5582 | 0.4465 | 0.4465 | 1.1727 | 1.1727 | 3.3412 | 3.3412 | 10.466 | 10.466 | -12.9975 | -6.4987 | 6.2698 | 0 | 0 |  |  | 3.122 |  | 0.081934 | 8.1934 | 12.5396 | 0 | 2014-05-14 09:30 | 10466 | 10.466
|  | 2014-05-14 16:15:05 | 38.256 | 0.74383 | 2.9753 | 6.5843 | 6.5843 | 0.43033 | 0.43033 | 1.1755 | 1.1755 | 2.7176 | 2.7176 | 10.3968 | 10.3968 | -13.9761 | -6.988 | 6.4987 | 0 | 0 |  |  | 2.7968 |  | 0.077774 | 7.7774 | 12.9975 | 0 | 2014-05-14 10:00 | 10396.8333 | 10.3968
|  | 2014-05-14 16:45:25 | 38.111 | 0.7605 | 3.042 | 6.5898 | 6.5898 | 0.36367 | 0.36367 | 1.1707 | 1.1707 | 2.7176 | 2.7176 | 10.37 | 10.37 | -13.8572 | -6.9286 | 6.988 | 0 | 0 |  |  | 2.8291 |  | 0.079819 | 7.9819 | 13.9761 | 0 | 2014-05-14 10:30 | 10370 | 10.37
|  | 2014-05-14 17:15:02 | 37.8602 | 0.85467 | 3.4187 | 6.5837 | 6.5837 | 0.36267 | 0.36267 | 1.1705 | 1.1705 | 1.8224 | 1.8224 | 10.4365 | 10.4365 | -14.0658 | -7.0329 | 6.9286 | 0 | 0 |  |  | 3.6238 |  | 0.090297 | 9.0297 | 13.8572 | 0 | 2014-05-14 11:00 | 10436.5 | 10.4365
|  | 2014-05-14 17:45:05 | 37.7852 | 0.8925 | 3.57 | 6.5868 | 6.5868 | 0.35333 | 0.35333 | 1.1763 | 1.1763 | 1.8224 | 1.8224 | 10.131 | 10.131 | -14.1453 | -7.0726 | 7.0329 | 0 | 0 |  |  | 3.6057 |  | 0.094482 | 9.4482 | 14.0658 | 0 | 2014-05-14 11:30 | 10131 | 10.131
|  | 2014-05-14 18:15:03 | 37.268 | 0.84633 | 3.3853 | 6.5825 | 6.5825 | 0.33533 | 0.33533 | 1.1737 | 1.1737 | 0.9948 | 0.9948 | 9.7688 | 9.7688 | -15.0275 | -7.5138 | 7.0726 | 0 | 0 |  |  | 3.5207 |  | 0.090838 | 9.0838 | 14.1453 | 0 | 2014-05-14 12:00 | 9768.8333 | 9.7688
|  | 2014-05-14 18:46:17 | 36.8187 | 0.83283 | 3.3313 | 6.5767 | 6.5767 | 0.332 | 0.332 | 1.1742 | 1.1742 | 0.9948 | 0.9948 | 9.7953 | 9.7953 | -14.6144 | -7.3072 | 7.5138 | 0 | 0 |  |  | 2.9982 |  | 0.090479 | 9.0479 | 15.0275 | 0 | 2014-05-14 12:30 | 9795.3333 | 9.7953
|  | 2014-05-14 19:15:03 | 36.6023 | 0.80883 | 3.2353 | 6.5855 | 6.5855 | 0.32717 | 0.32717 | 1.1405 | 1.1405 | 0.3068 | 0.3068 | 9.7282 | 9.7282 | -15.2789 | -7.6394 | 7.3072 | 0 | 0 |  |  | 3.0089 |  | 0.088391 | 8.8391 | 14.6144 | 0 | 2014-05-14 13:00 | 9728.1667 | 9.7282
|  | 2014-05-14 19:47:29 | 36.5698 | 0.81433 | 3.2573 | 6.5872 | 6.5872 | 0.281 | 0.281 | 0.876 | 0.876 | 0.3068 | 0.3068 | 9.7638 | 9.7638 | -15.4977 | -7.7488 | 7.6394 | 0 | 0 |  |  | 3.5505 |  | 0.089072 | 8.9072 | 15.2789 | 0 | 2014-05-14 13:30 | 9763.8333 | 9.7638
|  | 2014-05-14 20:15:05 | 37.012 | 0.73917 | 2.9567 | 6.5853 | 6.5853 | 0.2245 | 0.2245 | 0.779 | 0.779 | 0.1212 | 0.1212 | 9.824 | 9.824 | -16.5213 | -8.2607 | 7.7488 | 0 | 0 |  |  | 2.661 |  | 0.079884 | 7.9884 | 15.4977 | 0 | 2014-05-14 14:00 | 9824 | 9.824
|  | 2014-05-14 20:45:05 | 35.8622 | 0.70417 | 2.8167 | 6.5915 | 6.5915 | 0.22433 | 0.22433 | 0.78183 | 0.78183 | 0.1212 | 0.1212 | 9.7985 | 9.7985 | -15.5281 | -7.7641 | 8.2607 | 0 | 0 |  |  | 2.8448 |  | 0.078541 | 7.8541 | 16.5213 | 0 | 2014-05-14 14:30 | 9798.5 | 9.7985
|  | 2014-05-14 21:20:01 | 33.5077 | 0.68083 | 2.7233 | 6.5703 | 6.5703 | 0.2245 | 0.2245 | 0.78167 | 0.78167 | 0 | 0 | 9.1715 | 9.1715 | -14.0363 | -7.0182 | 7.7641 | 0 | 0 |  |  | 2.914 |  | 0.081275 | 8.1275 | 15.5281 | 0 | 2014-05-14 15:00 | 9171.5 | 9.1715
|  | 2014-05-14 21:55:12 | 30.896 | 0.65633 | 2.6253 | 6.4903 | 6.4903 | 0.17733 | 0.17733 | 0.78283 | 0.78283 | 0 | 0 | 8.6897 | 8.6897 | -12.1305 | -6.0653 | 7.0182 | 0 | 0 |  |  | 2.3628 |  | 0.084973 | 8.4973 | 14.0363 | 0 | 2014-05-14 15:30 | 8689.6667 | 8.6897
|  | 2014-05-14 22:25:01 | 28.4392 | 0.67933 | 2.7173 | 6.4707 | 6.4707 | 0.1425 | 0.1425 | 0.78483 | 0.78483 | 0 | 0 | 7.9025 | 7.9025 | -10.4213 | -5.2107 | 6.0653 | 0 | 0 |  |  | 2.6358 |  | 0.095549 | 9.5549 | 12.1305 | 0 | 2014-05-14 16:00 | 7902.5 | 7.9025
|  | 2014-05-14 22:55:02 | 27.123 | 0.68683 | 2.7473 | 6.4728 | 6.4728 | 0.14217 | 0.14217 | 0.78567 | 0.78567 | 0 | 0 | 7.5058 | 7.5058 | -9.4692 | -4.7346 | 5.2107 | 0 | 0 |  |  | 2.4726 |  | 0.10129 | 10.1292 | 10.4213 | 0 | 2014-05-14 16:30 | 7505.8333 | 7.5058
|  | 2014-05-14 23:25:08 | 26.6182 | 0.69083 | 2.7633 | 6.4683 | 6.4683 | 0.142 | 0.142 | 0.78583 | 0.78583 | 0 | 0 | 7.3102 | 7.3102 | -9.1485 | -4.5743 | 4.7346 | 0 | 0 |  |  | 2.9844 |  | 0.10381 | 10.3814 | 9.4692 | 0 | 2014-05-14 17:00 | 7310.1667 | 7.3102
|  | 2014-05-14 23:55:05 | 26.2428 | 0.76333 | 3.0533 | 6.4647 | 6.4647 | 0.11117 | 0.11117 | 0.78583 | 0.78583 | 0 | 0 | 7.2928 | 7.2928 | -8.535 | -4.2675 | 4.5743 | 0 | 0 |  |  | 3.0839 |  | 0.11635 | 11.6349 | 9.1485 | 0 | 2014-05-14 17:30 | 7292.8333 | 7.2928
|  | 2014-05-15 00:25:02 | 26.2277 | 0.75883 | 3.0353 | 6.4613 | 6.4613 | 0.0885 | 0.0885 | 0.7785 | 0.7785 | 0 | 0 | 7.3337 | 7.3337 | -8.5303 | -4.2652 | 4.2675 | 0 | 0 |  |  | 2.9746 |  | 0.11573 | 11.573 | 8.535 | 0 | 2014-05-14 18:00 | 7333.6667 | 7.3337
|  | 2014-05-15 00:55:01 | 26.2383 | 0.70933 | 2.8373 | 6.4772 | 6.4772 | 0.088667 | 0.088667 | 0.7815 | 0.7815 | 0 | 0 | 7.344 | 7.344 | -8.7097 | -4.3548 | 4.2652 | 0 | 0 |  |  | 2.6955 |  | 0.10814 | 10.8137 | 8.5303 | 0 | 2014-05-14 18:30 | 7344 | 7.344
|  | 2014-05-15 01:25:02 | 25.7528 | 0.67483 | 2.6993 | 6.562 | 6.562 | 0.088 | 0.088 | 0.78133 | 0.78133 | 0 | 0 | 7.333 | 7.333 | -8.2892 | -4.1446 | 4.3548 | 0 | 0 |  |  | 2.8613 |  | 0.10482 | 10.4817 | 8.7097 | 0 | 2014-05-14 19:00 | 7333 | 7.333
|  | 2014-05-15 01:55:09 | 25.8367 | 0.73 | 2.92 | 6.5912 | 6.5912 | 0.087167 | 0.087167 | 0.7815 | 0.7815 | 0 | 0 | 7.3287 | 7.3287 | -8.1282 | -4.0641 | 4.1446 | 0 | 0 |  |  | 3.066 |  | 0.11302 | 11.3018 | 8.2892 | 0 | 2014-05-14 19:30 | 7328.6667 | 7.3287
|  | 2014-05-15 02:25:03 | 25.8003 | 0.73883 | 2.9553 | 6.5945 | 6.5945 | 0.087 | 0.087 | 0.78067 | 0.78067 | 0 | 0 | 7.337 | 7.337 | -8.0458 | -4.0229 | 4.0641 | 0 | 0 |  |  | 2.7189 |  | 0.11455 | 11.4546 | 8.1282 | 0 | 2014-05-14 20:00 | 7337 | 7.337
|  | 2014-05-15 02:55:03 | 25.7377 | 0.7925 | 3.17 | 6.609 | 6.609 | 0.082667 | 0.082667 | 0.78183 | 0.78183 | 0 | 0 | 7.2205 | 7.2205 | -7.8737 | -3.9368 | 4.0229 | 0 | 0 |  |  | 3.0115 |  | 0.12317 | 12.3166 | 8.0458 | 0 | 2014-05-14 20:30 | 7220.5 | 7.2205
|  | 2014-05-15 03:25:03 | 25.665 | 0.873 | 3.492 | 6.6872 | 6.6872 | 0.075 | 0.075 | 0.7805 | 0.7805 | 0 | 0 | 7.1278 | 7.1278 | -7.5025 | -3.7512 | 3.9368 | 0 | 0 |  |  | 3.6317 |  | 0.13606 | 13.6061 | 7.8737 | 0 | 2014-05-14 21:00 | 7127.8333 | 7.1278
|  | 2014-05-15 03:55:02 | 25.6312 | 0.8395 | 3.358 | 6.7073 | 6.7073 | 0.095667 | 0.095667 | 0.78333 | 0.78333 | 0 | 0 | 7.0513 | 7.0513 | -7.6355 | -3.8178 | 3.7512 | 0 | 0 |  |  | 3.6602 |  | 0.13101 | 13.1012 | 7.5025 | 0 | 2014-05-14 21:30 | 7051.3333 | 7.0513
|  | 2014-05-15 04:25:02 | 25.9323 | 0.75683 | 3.0273 | 6.7102 | 6.7102 | 0.108 | 0.108 | 0.78117 | 0.78117 | 0 | 0 | 7.3203 | 7.3203 | -7.9853 | -3.9927 | 3.8178 | 0 | 0 |  |  | 2.9971 |  | 0.11674 | 11.674 | 7.6355 | 0 | 2014-05-14 22:00 | 7320.3333 | 7.3203
|  | 2014-05-15 04:55:03 | 26.7563 | 0.81733 | 3.2693 | 6.6948 | 6.6948 | 0.108 | 0.108 | 0.768 | 0.768 | 0 | 0 | 7.6977 | 7.6977 | -8.2185 | -4.1092 | 3.9927 | 0 | 0 |  |  | 3.4328 |  | 0.12219 | 12.2189 | 7.9853 | 0 | 2014-05-14 22:30 | 7697.6667 | 7.6977
|  | 2014-05-15 05:25:02 | 29.4093 | 0.83683 | 3.3473 | 6.6157 | 6.6157 | 0.10917 | 0.10917 | 0.77967 | 0.77967 | 0.0752 | 0.0752 | 8.6343 | 8.6343 | -9.848 | -4.924 | 4.1092 | 0 | 0 |  |  | 3.2134 |  | 0.11382 | 11.3819 | 8.2185 | 0 | 2014-05-14 23:00 | 8634.3333 | 8.6343
|  | 2014-05-15 05:55:02 | 32.5623 | 0.93117 | 3.7247 | 6.6135 | 6.6135 | 0.16717 | 0.16717 | 0.77767 | 0.77767 | 0.0752 | 0.0752 | 9.241 | 9.241 | -11.9631 | -5.9816 | 4.924 | 0 | 0 |  |  | 3.5384 |  | 0.11439 | 11.4386 | 9.848 | 0 | 2014-05-14 23:30 | 9241 | 9.241
|  | 2014-05-15 06:25:02 | 35.6748 | 1.0345 | 4.138 | 6.6365 | 6.6365 | 0.35983 | 0.35983 | 0.78217 | 0.78217 | 0.934 | 0.934 | 9.5457 | 9.5457 | -13.2787 | -6.6393 | 5.9816 | 0 | 0 |  |  | 4.5104 |  | 0.11599 | 11.5992 | 11.9631 | 0 | 2014-05-15 | 9545.6667 | 9.5457
|  | 2014-05-15 06:55:03 | 37.2143 | 1.0263 | 4.1053 | 6.6582 | 6.6582 | 0.4355 | 0.4355 | 0.78167 | 0.78167 | 0.934 | 0.934 | 9.675 | 9.675 | -14.6247 | -7.3123 | 6.6393 | 0 | 0 |  |  | 3.859 |  | 0.11032 | 11.0316 | 13.2787 | 0 | 2014-05-15 00:30 | 9675 | 9.675
|  | 2014-05-15 07:25:02 | 37.6277 | 1.0328 | 4.1313 | 6.6505 | 6.6505 | 0.4375 | 0.4375 | 0.77683 | 0.77683 | 1.542 | 1.542 | 9.7608 | 9.7608 | -14.3287 | -7.1643 | 7.3123 | 0 | 0 |  |  | 4.5032 |  | 0.1098 | 10.9795 | 14.6247 | 0 | 2014-05-15 01:00 | 9760.8333 | 9.7608
|  | 2014-05-15 07:55:03 | 37.6885 | 1.0115 | 4.046 | 6.5575 | 6.5575 | 0.412 | 0.412 | 0.78033 | 0.78033 | 1.542 | 1.542 | 9.8083 | 9.8083 | -14.5423 | -7.2712 | 7.1643 | 0 | 0 |  |  | 3.7223 |  | 0.10735 | 10.7354 | 14.3287 | 0 | 2014-05-15 01:30 | 9808.3333 | 9.8083
|  | 2014-05-15 08:25:01 | 37.8028 | 1.0377 | 4.1507 | 6.5278 | 6.5278 | 0.407 | 0.407 | 0.7825 | 0.7825 | 2.4956 | 2.4956 | 9.8587 | 9.8587 | -13.5806 | -6.7903 | 7.2712 | 0 | 0 |  |  | 3.7356 |  | 0.1098 | 10.9798 | 14.5423 | 0 | 2014-05-15 02:00 | 9858.6667 | 9.8587
|  | 2014-05-15 08:55:03 | 37.6675 | 1.0563 | 4.2253 | 6.5457 | 6.5457 | 0.34967 | 0.34967 | 0.77733 | 0.77733 | 2.4956 | 2.4956 | 9.8238 | 9.8238 | -13.4501 | -6.725 | 6.7903 | 0 | 0 |  |  | 4.3943 |  | 0.11217 | 11.2175 | 13.5806 | 0 | 2014-05-15 02:30 | 9823.8333 | 9.8238
|  | 2014-05-15 09:25:02 | 37.4675 | 1.0972 | 4.3887 | 6.5657 | 6.5657 | 0.34717 | 0.34717 | 0.7865 | 0.7865 | 3.4768 | 3.4768 | 9.7827 | 9.7827 | -12.12 | -6.06 | 6.725 | 0 | 0 |  |  | 4.6959 |  | 0.11713 | 11.7133 | 13.4501 | 0 | 2014-05-15 03:00 | 9782.6667 | 9.7827
|  | 2014-05-15 09:55:01 | 37.5312 | 1.1058 | 4.4233 | 6.5732 | 6.5732 | 0.31933 | 0.31933 | 0.7835 | 0.7835 | 3.4768 | 3.4768 | 9.6893 | 9.6893 | -12.2657 | -6.1329 | 6.06 | 0 | 0 |  |  | 4.1579 |  | 0.11786 | 11.7858 | 12.12 | 0 | 2014-05-15 03:30 | 9689.3333 | 9.6893
|  | 2014-05-15 10:25:02 | 37.6808 | 1.1933 | 4.7733 | 6.6193 | 6.6193 | 0.2985 | 0.2985 | 0.77817 | 0.77817 | 4.8976 | 4.8976 | 9.7318 | 9.7318 | -10.5821 | -5.291 | 6.1329 | 0 | 0 |  |  | 4.8211 |  | 0.12668 | 12.6678 | 12.2657 | 0 | 2014-05-15 04:00 | 9731.8333 | 9.7318
|  | 2014-05-15 10:55:02 | 37.688 | 1.2783 | 5.1133 | 6.692 | 6.692 | 0.29617 | 0.29617 | 0.77833 | 0.77833 | 4.8976 | 4.8976 | 9.7698 | 9.7698 | -10.1407 | -5.0704 | 5.291 | 0 | 0 |  |  | 5.1645 |  | 0.13568 | 13.5675 | 10.5821 | 0 | 2014-05-15 04:30 | 9769.8333 | 9.7698
|  | 2014-05-15 11:25:01 | 37.5628 | 1.2503 | 5.0013 | 6.6922 | 6.6922 | 0.303 | 0.303 | 0.78017 | 0.78017 | 5.3164 | 5.3164 | 9.7857 | 9.7857 | -9.6841 | -4.8421 | 5.0704 | 0 | 0 |  |  | 4.5012 |  | 0.13315 | 13.3146 | 10.1407 | 0 | 2014-05-15 05:00 | 9785.6667 | 9.7857
|  | 2014-05-15 11:55:01 | 37.2572 | 1.3142 | 5.2567 | 6.6845 | 6.6845 | 0.28567 | 0.28567 | 0.77817 | 0.77817 | 5.3164 | 5.3164 | 9.821 | 9.821 | -9.1148 | -4.5574 | 4.8421 | 0 | 0 |  |  | 4.9413 |  | 0.14109 | 14.1091 | 9.6841 | 0 | 2014-05-15 05:30 | 9821 | 9.821
|  | 2014-05-15 12:25:01 | 37.0262 | 1.3893 | 5.5573 | 6.6987 | 6.6987 | 0.27267 | 0.27267 | 0.78283 | 0.78283 | 5.3752 | 5.3752 | 9.8468 | 9.8468 | -8.4926 | -4.2463 | 4.5574 | 0 | 0 |  |  | 5.0016 |  | 0.15009 | 15.0092 | 9.1148 | 0 | 2014-05-15 06:00 | 9846.8333 | 9.8468
|  | 2014-05-15 12:55:01 | 36.8435 | 1.392 | 5.568 | 6.7753 | 6.7753 | 0.272 | 0.272 | 0.78317 | 0.78317 | 5.3752 | 5.3752 | 9.73 | 9.73 | -8.3398 | -4.1699 | 4.2463 | 0 | 0 |  |  | 5.568 |  | 0.15113 | 15.1126 | 8.4926 | 0 | 2014-05-15 06:30 | 9730 | 9.73
|  | 2014-05-15 13:25:02 | 36.693 | 1.357 | 5.428 | 6.829 | 6.829 | 0.2865 | 0.2865 | 0.78183 | 0.78183 | 5.7672 | 5.7672 | 9.5778 | 9.5778 | -8.0226 | -4.0113 | 4.1699 | 0 | 0 |  |  | 5.3194 |  | 0.14793 | 14.793 | 8.3398 | 0 | 2014-05-15 07:00 | 9577.8333 | 9.5778
|  | 2014-05-15 13:55:01 | 36.3382 | 1.3083 | 5.2333 | 6.837 | 6.837 | 0.28617 | 0.28617 | 0.78233 | 0.78233 | 5.7672 | 5.7672 | 9.5188 | 9.5188 | -7.9133 | -3.9566 | 4.0113 | 0 | 0 |  |  | 5.338 |  | 0.14402 | 14.4018 | 8.0226 | 0 | 2014-05-15 07:30 | 9518.8333 | 9.5188
|  | 2014-05-15 14:25:31 | 36.5763 | 1.2622 | 5.0487 | 6.8572 | 6.8572 | 0.29483 | 0.29483 | 0.783 | 0.783 | 5.1352 | 5.1352 | 9.5698 | 9.5698 | -8.8876 | -4.4438 | 3.9566 | 0 | 0 |  |  | 5.3011 |  | 0.13803 | 13.8031 | 7.9133 | 0 | 2014-05-15 08:00 | 9569.8333 | 9.5698
|  | 2014-05-15 14:55:02 | 37.1437 | 1.2382 | 4.9527 | 6.8647 | 6.8647 | 0.402 | 0.402 | 0.77783 | 0.77783 | 5.1352 | 5.1352 | 9.524 | 9.524 | -9.4873 | -4.7437 | 4.4438 | 0 | 0 |  |  | 4.4574 |  | 0.13334 | 13.3338 | 8.8876 | 0 | 2014-05-15 08:30 | 9524 | 9.524
|  | 2014-05-15 15:25:01 | 37.8203 | 1.2712 | 5.0847 | 6.8468 | 6.8468 | 0.51717 | 0.51717 | 0.78217 | 0.78217 | 3.818 | 3.818 | 9.5375 | 9.5375 | -11.234 | -5.617 | 4.7437 | 0 | 0 |  |  | 4.6779 |  | 0.13444 | 13.4443 | 9.4873 | 0 | 2014-05-15 09:00 | 9537.5 | 9.5375
|  | 2014-05-15 15:55:02 | 38.3503 | 1.2275 | 4.91 | 6.7518 | 6.7518 | 0.54683 | 0.54683 | 0.78067 | 0.78067 | 3.818 | 3.818 | 9.585 | 9.585 | -11.958 | -5.979 | 5.617 | 0 | 0 |  |  | 4.5663 |  | 0.12803 | 12.803 | 11.234 | 0 | 2014-05-15 09:30 | 9585 | 9.585
|  | 2014-05-15 16:25:01 | 38.3935 | 1.1355 | 4.542 | 6.6563 | 6.6563 | 0.56133 | 0.56133 | 0.77967 | 0.77967 | 3.3092 | 3.3092 | 9.5348 | 9.5348 | -13.0101 | -6.5051 | 5.979 | 0 | 0 |  |  | 4.2241 |  | 0.1183 | 11.8301 | 11.958 | 0 | 2014-05-15 10:00 | 9534.8333 | 9.5348
|  | 2014-05-15 16:55:02 | 38.2345 | 1.0768 | 4.3073 | 6.6438 | 6.6438 | 0.5565 | 0.5565 | 0.78083 | 0.78083 | 3.3092 | 3.3092 | 9.625 | 9.625 | -13.0118 | -6.5059 | 6.5051 | 0 | 0 |  |  | 4.6519 |  | 0.11266 | 11.2656 | 13.0101 | 0 | 2014-05-15 10:30 | 9625 | 9.625
|  | 2014-05-15 17:25:02 | 37.9172 | 1.0005 | 4.002 | 6.6442 | 6.6442 | 0.47133 | 0.47133 | 0.7835 | 0.7835 | 2.3744 | 2.3744 | 9.5853 | 9.5853 | -14.0564 | -7.0282 | 6.5059 | 0 | 0 |  |  | 3.8019 |  | 0.10555 | 10.5546 | 13.0118 | 0 | 2014-05-15 11:00 | 9585.3333 | 9.5853
|  | 2014-05-15 17:55:01 | 37.5978 | 0.95033 | 3.8013 | 6.7308 | 6.7308 | 0.32583 | 0.32583 | 0.78517 | 0.78517 | 2.3744 | 2.3744 | 9.5733 | 9.5733 | -14.0069 | -7.0035 | 7.0282 | 0 | 0 |  |  | 4.1054 |  | 0.10111 | 10.1105 | 14.0564 | 0 | 2014-05-15 11:30 | 9573.3333 | 9.5733
|  | 2014-05-15 18:25:02 | 37.1965 | 0.87383 | 3.4953 | 6.795 | 6.795 | 0.3125 | 0.3125 | 0.78417 | 0.78417 | 1.13 | 1.13 | 9.6423 | 9.6423 | -15.0372 | -7.5186 | 7.0035 | 0 | 0 |  |  | 3.8449 |  | 0.093969 | 9.3969 | 14.0069 | 0 | 2014-05-15 12:00 | 9642.3333 | 9.6423
|  | 2014-05-15 18:55:02 | 36.6298 | 0.9065 | 3.626 | 6.804 | 6.804 | 0.31233 | 0.31233 | 0.78083 | 0.78083 | 1.13 | 1.13 | 9.4852 | 9.4852 | -14.4915 | -7.2457 | 7.5186 | 0 | 0 |  |  | 3.5897 |  | 0.09899 | 9.899 | 15.0372 | 0 | 2014-05-15 12:30 | 9485.1667 | 9.4852
|  | 2014-05-15 19:25:02 | 36.238 | 0.88483 | 3.5393 | 6.8345 | 6.8345 | 0.31217 | 0.31217 | 0.77767 | 0.77767 | 0.4284 | 0.4284 | 9.2803 | 9.2803 | -15.0656 | -7.5328 | 7.2457 | 0 | 0 |  |  | 3.327 |  | 0.097669 | 9.7669 | 14.4915 | 0 | 2014-05-15 13:00 | 9280.3333 | 9.2803
|  | 2014-05-15 19:55:02 | 36.6992 | 0.85983 | 3.4393 | 6.9052 | 6.9052 | 0.26367 | 0.26367 | 0.78167 | 0.78167 | 0.4284 | 0.4284 | 9.2843 | 9.2843 | -15.5966 | -7.7983 | 7.5328 | 0 | 0 |  |  | 3.1986 |  | 0.093717 | 9.3717 | 15.0656 | 0 | 2014-05-15 13:30 | 9284.3333 | 9.2843
|  | 2014-05-15 20:25:03 | 36.6883 | 0.80633 | 3.2253 | 6.929 | 6.929 | 0.306 | 0.306 | 0.78367 | 0.78367 | 0.1212 | 0.1212 | 9.3472 | 9.3472 | -15.976 | -7.988 | 7.7983 | 0 | 0 |  |  | 3.3543 |  | 0.087912 | 8.7912 | 15.5966 | 0 | 2014-05-15 14:00 | 9347.1667 | 9.3472
|  | 2014-05-15 20:55:01 | 35.4583 | 0.72367 | 2.8947 | 6.9585 | 6.9585 | 0.307 | 0.307 | 0.78383 | 0.78383 | 0.1212 | 0.1212 | 9.2737 | 9.2737 | -15.1195 | -7.5597 | 7.988 | 0 | 0 |  |  | 3.0105 |  | 0.081636 | 8.1636 | 15.976 | 0 | 2014-05-15 14:30 | 9273.6667 | 9.2737
|  | 2014-05-15 21:25:02 | 33.359 | 0.71467 | 2.8587 | 7.018 | 7.018 | 0.292 | 0.292 | 0.77983 | 0.77983 | 0.092 | 0.092 | 8.668 | 8.668 | -13.6505 | -6.8253 | 7.5597 | 0 | 0 |  |  | 3.1445 |  | 0.085694 | 8.5694 | 15.1195 | 0 | 2014-05-15 15:00 | 8668 | 8.668
|  | 2014-05-15 21:55:02 | 30.8757 | 0.64067 | 2.5627 | 7.0262 | 7.0262 | 0.24883 | 0.24883 | 0.78467 | 0.78467 | 0.092 | 0.092 | 8.0347 | 8.0347 | -12.1267 | -6.0633 | 6.8253 | 0 | 0 |  |  | 2.5114 |  | 0.083 | 8.3 | 13.6505 | 0 | 2014-05-15 15:30 | 8034.6667 | 8.0347
|  | 2014-05-15 22:25:02 | 29.0235 | 0.6175 | 2.47 | 7.0135 | 7.0135 | 0.227 | 0.227 | 0.78583 | 0.78583 | 0 | 0 | 8.026 | 8.026 | -10.5012 | -5.2506 | 6.0633 | 0 | 0 |  |  | 2.4206 |  | 0.085103 | 8.5103 | 12.1267 | 0 | 2014-05-15 16:00 | 8026 | 8.026
|  | 2014-05-15 22:55:01 | 27.853 | 0.63383 | 2.5353 | 7.0157 | 7.0157 | 0.16183 | 0.16183 | 0.7815 | 0.7815 | 0 | 0 | 8.0247 | 8.0247 | -9.334 | -4.667 | 5.2506 | 0 | 0 |  |  | 2.5353 |  | 0.091026 | 9.1026 | 10.5012 | 0 | 2014-05-15 16:30 | 8024.6667 | 8.0247
|  | 2014-05-15 23:25:02 | 26.9778 | 0.68917 | 2.7567 | 6.9528 | 6.9528 | 0.10567 | 0.10567 | 0.78183 | 0.78183 | 0 | 0 | 8.0153 | 8.0153 | -8.3655 | -4.1828 | 4.667 | 0 | 0 |  |  | 2.8945 |  | 0.10218 | 10.2183 | 9.334 | 0 | 2014-05-15 17:00 | 8015.3333 | 8.0153
|  | 2014-05-15 23:55:01 | 26.5917 | 0.67317 | 2.6927 | 6.8527 | 6.8527 | 0.087333 | 0.087333 | 0.782 | 0.782 | 0 | 0 | 7.9842 | 7.9842 | -8.1928 | -4.0964 | 4.1828 | 0 | 0 |  |  | 2.585 |  | 0.10126 | 10.126 | 8.3655 | 0 | 2014-05-15 17:30 | 7984.1667 | 7.9842
|  | 2014-05-16 00:25:04 | 26.4413 | 0.62217 | 2.4887 | 6.8245 | 6.8245 | 0.078 | 0.078 | 0.7845 | 0.7845 | 0 | 0 | 8.045 | 8.045 | -8.2207 | -4.1103 | 4.0964 | 0 | 0 |  |  | 2.2896 |  | 0.09412 | 9.412 | 8.1928 | 0 | 2014-05-15 18:00 | 8045 | 8.045
|  | 2014-05-16 00:55:01 | 26.298 | 0.57283 | 2.2913 | 6.8225 | 6.8225 | 0.078 | 0.078 | 0.784 | 0.784 | 0 | 0 | 7.8983 | 7.8983 | -8.4238 | -4.2119 | 4.1103 | 0 | 0 |  |  | 2.1768 |  | 0.08713 | 8.713 | 8.2207 | 0 | 2014-05-15 18:30 | 7898.3333 | 7.8983
|  | 2014-05-16 01:25:01 | 26.077 | 0.5565 | 2.226 | 6.8297 | 6.8297 | 0.078 | 0.078 | 0.78467 | 0.78467 | 0 | 0 | 7.7992 | 7.7992 | -8.3595 | -4.1797 | 4.2119 | 0 | 0 |  |  | 2.137 |  | 0.085363 | 8.5363 | 8.4238 | 0 | 2014-05-15 19:00 | 7799.1667 | 7.7992
|  | 2014-05-16 01:55:05 | 25.7897 | 0.5685 | 2.274 | 6.9328 | 6.9328 | 0.078833 | 0.078833 | 0.7845 | 0.7845 | 0 | 0 | 7.7573 | 7.7573 | -7.9622 | -3.9811 | 4.1797 | 0 | 0 |  |  | 2.0693 |  | 0.088175 | 8.8175 | 8.3595 | 0 | 2014-05-15 19:30 | 7757.3333 | 7.7573
|  | 2014-05-16 02:25:02 | 25.6603 | 0.58483 | 2.3393 | 6.9658 | 6.9658 | 0.078833 | 0.078833 | 0.78517 | 0.78517 | 0 | 0 | 7.5812 | 7.5812 | -7.91 | -3.955 | 3.9811 | 0 | 0 |  |  | 2.2692 |  | 0.091165 | 9.1165 | 7.9622 | 0 | 2014-05-15 20:00 | 7581.1667 | 7.5812
|  | 2014-05-16 02:55:01 | 25.4522 | 0.57133 | 2.2853 | 6.9665 | 6.9665 | 0.079 | 0.079 | 0.785 | 0.785 | 0 | 0 | 7.3675 | 7.3675 | -7.9688 | -3.9844 | 3.955 | 0 | 0 |  |  | 2.4453 |  | 0.089789 | 8.9789 | 7.91 | 0 | 2014-05-15 20:30 | 7367.5 | 7.3675
|  | 2014-05-16 03:25:02 | 25.4348 | 0.603 | 2.412 | 6.9643 | 6.9643 | 0.079 | 0.079 | 0.785 | 0.785 | 0 | 0 | 7.2598 | 7.2598 | -7.9347 | -3.9673 | 3.9844 | 0 | 0 |  |  | 2.6532 |  | 0.094831 | 9.4831 | 7.9688 | 0 | 2014-05-15 21:00 | 7259.8333 | 7.2598
|  | 2014-05-16 03:55:03 | 25.0888 | 0.6135 | 2.454 | 7.0128 | 7.0128 | 0.095667 | 0.095667 | 0.78217 | 0.78217 | 0 | 0 | 7.1913 | 7.1913 | -7.5528 | -3.7764 | 3.9673 | 0 | 0 |  |  | 2.6749 |  | 0.097812 | 9.7812 | 7.9347 | 0 | 2014-05-15 21:30 | 7191.3333 | 7.1913
|  | 2014-05-16 04:25:01 | 25.4795 | 0.6075 | 2.43 | 7.0443 | 7.0443 | 0.101 | 0.101 | 0.78267 | 0.78267 | 0 | 0 | 7.3733 | 7.3733 | -7.7482 | -3.8741 | 3.7764 | 0 | 0 |  |  | 2.2356 |  | 0.095371 | 9.5371 | 7.5528 | 0 | 2014-05-15 22:00 | 7373.3333 | 7.3733
|  | 2014-05-16 04:55:03 | 26.9528 | 0.61867 | 2.4747 | 7.061 | 7.061 | 0.101 | 0.101 | 0.77883 | 0.77883 | 0 | 0 | 7.9712 | 7.9712 | -8.5662 | -4.2831 | 3.8741 | 0 | 0 |  |  | 2.2272 |  | 0.091815 | 9.1815 | 7.7482 | 0 | 2014-05-15 22:30 | 7971.1667 | 7.9712
|  | 2014-05-16 05:25:01 | 28.9623 | 0.6585 | 2.634 | 7.0847 | 7.0847 | 0.10517 | 0.10517 | 0.78533 | 0.78533 | 0.1168 | 0.1168 | 8.594 | 8.594 | -9.6424 | -4.8212 | 4.2831 | 0 | 0 |  |  | 2.3706 |  | 0.090946 | 9.0946 | 8.5662 | 0 | 2014-05-15 23:00 | 8594 | 8.594
|  | 2014-05-16 05:55:02 | 31.8583 | 0.694 | 2.776 | 7.0807 | 7.0807 | 0.19483 | 0.19483 | 0.78467 | 0.78467 | 0.1168 | 0.1168 | 9.2168 | 9.2168 | -11.6885 | -5.8443 | 4.8212 | 0 | 0 |  |  | 3.0536 |  | 0.087136 | 8.7136 | 9.6424 | 0 | 2014-05-15 23:30 | 9216.8333 | 9.2168
|  | 2014-05-16 06:25:03 | 34.9042 | 0.80317 | 3.2127 | 7.0812 | 7.0812 | 0.23 | 0.23 | 0.78283 | 0.78283 | 0.8708 | 0.8708 | 9.952 | 9.952 | -12.7747 | -6.3874 | 5.8443 | 0 | 0 |  |  | 3.1484 |  | 0.092042 | 9.2042 | 11.6885 | 0 | 2014-05-16 | 9952 | 9.952
|  | 2014-05-16 06:55:01 | 36.242 | 0.84933 | 3.3973 | 7.0813 | 7.0813 | 0.24267 | 0.24267 | 0.784 | 0.784 | 0.8708 | 0.8708 | 10.3925 | 10.3925 | -13.4734 | -6.7367 | 6.3874 | 0 | 0 |  |  | 3.3294 |  | 0.09374 | 9.374 | 12.7747 | 0 | 2014-05-16 00:30 | 10392.5 | 10.3925
|  | 2014-05-16 07:25:01 | 36.8342 | 0.92733 | 3.7093 | 7.0773 | 7.0773 | 0.24917 | 0.24917 | 0.78417 | 0.78417 | 1.382 | 1.382 | 10.699 | 10.699 | -12.9332 | -6.4666 | 6.7367 | 0 | 0 |  |  | 3.7093 |  | 0.1007 | 10.0704 | 13.4734 | 0 | 2014-05-16 01:00 | 10699 | 10.699
|  | 2014-05-16 07:55:03 | 37.0355 | 1.0088 | 4.0353 | 7.0783 | 7.0783 | 0.388 | 0.388 | 0.78233 | 0.78233 | 1.382 | 1.382 | 10.7132 | 10.7132 | -12.6563 | -6.3282 | 6.4666 | 0 | 0 |  |  | 4.1967 |  | 0.10896 | 10.8959 | 12.9332 | 0 | 2014-05-16 01:30 | 10713.1667 | 10.7132
|  | 2014-05-16 08:25:02 | 37.253 | 1.1573 | 4.6293 | 7.0672 | 7.0672 | 0.52267 | 0.52267 | 0.78333 | 0.78333 | 2.6076 | 2.6076 | 10.6755 | 10.6755 | -10.9674 | -5.4837 | 6.3282 | 0 | 0 |  |  | 4.7682 |  | 0.12427 | 12.4267 | 12.6563 | 0 | 2014-05-16 02:00 | 10675.5 | 10.6755
|  | 2014-05-16 08:55:01 | 37.073 | 1.4217 | 5.6867 | 6.9835 | 6.9835 | 0.48733 | 0.48733 | 0.78267 | 0.78267 | 2.6076 | 2.6076 | 10.5027 | 10.5027 | -10.0226 | -5.0113 | 5.4837 | 0 | 0 |  |  | 5.1749 |  | 0.15339 | 15.3391 | 10.9674 | 0 | 2014-05-16 02:30 | 10502.6667 | 10.5027
|  | 2014-05-16 09:25:02 | 36.7692 | 1.686 | 6.744 | 6.888 | 6.888 | 0.4445 | 0.4445 | 0.78183 | 0.78183 | 3.4892 | 3.4892 | 10.1993 | 10.1993 | -8.2223 | -4.1112 | 5.0113 | 0 | 0 |  |  | 6.6091 |  | 0.18341 | 18.3415 | 10.0226 | 0 | 2014-05-16 03:00 | 10199.3333 | 10.1993
|  | 2014-05-16 09:55:02 | 36.5982 | 1.7665 | 7.066 | 6.8732 | 6.8732 | 0.39517 | 0.39517 | 0.783 | 0.783 | 3.4892 | 3.4892 | 10.0503 | 10.0503 | -7.9413 | -3.9706 | 4.1112 | 0 | 0 |  |  | 7.1367 |  | 0.19307 | 19.307 | 8.2223 | 0 | 2014-05-16 03:30 | 10050.3333 | 10.0503
|  | 2014-05-16 10:25:02 | 36.5005 | 1.912 | 7.648 | 6.8958 | 6.8958 | 0.34733 | 0.34733 | 0.78467 | 0.78467 | 5.2708 | 5.2708 | 10.063 | 10.063 | -5.4909 | -2.7454 | 3.9706 | 0 | 0 |  |  | 7.0362 |  | 0.20953 | 20.9531 | 7.9413 | 0 | 2014-05-16 04:00 | 10063 | 10.063
|  | 2014-05-16 10:55:02 | 36.6063 | 2.1355 | 8.542 | 6.8985 | 6.8985 | 0.32583 | 0.32583 | 0.78683 | 0.78683 | 5.2708 | 5.2708 | 10.183 | 10.183 | -4.5994 | -2.2997 | 2.7454 | 0 | 0 |  |  | 9.3962 |  | 0.23335 | 23.3348 | 5.4909 | 0 | 2014-05-16 04:30 | 10183 | 10.183
|  | 2014-05-16 11:25:03 | 36.5555 | 2.2335 | 8.934 | 6.901 | 6.901 | 0.30083 | 0.30083 | 0.78417 | 0.78417 | 4.906 | 4.906 | 10.1197 | 10.1197 | -4.6098 | -2.3049 | 2.2997 | 0 | 0 |  |  | 8.934 |  | 0.2444 | 24.4396 | 4.5994 | 0 | 2014-05-16 05:00 | 10119.6667 | 10.1197
|  | 2014-05-16 11:55:02 | 36.2607 | 2.4835 | 9.934 | 6.902 | 6.902 | 0.27567 | 0.27567 | 0.78217 | 0.78217 | 4.906 | 4.906 | 9.7145 | 9.7145 | -3.7463 | -1.8732 | 2.3049 | 0 | 0 |  |  | 10.53 |  | 0.27396 | 27.3961 | 4.6098 | 0 | 2014-05-16 05:30 | 9714.5 | 9.7145
|  | 2014-05-16 12:25:02 | 35.958 | 2.5892 | 10.3567 | 6.8963 | 6.8963 | 0.2525 | 0.2525 | 0.7805 | 0.7805 | 5.2544 | 5.2544 | 9.396 | 9.396 | -3.0216 | -1.5108 | 1.8732 | 0 | 0 |  |  | 10.8745 |  | 0.28802 | 28.8021 | 3.7463 | 0 | 2014-05-16 06:00 | 9396 | 9.396
|  | 2014-05-16 12:55:02 | 35.665 | 2.5332 | 10.1327 | 6.906 | 6.906 | 0.23833 | 0.23833 | 0.78117 | 0.78117 | 5.2544 | 5.2544 | 9.5833 | 9.5833 | -2.7691 | -1.3845 | 1.5108 | 0 | 0 |  |  | 10.538 |  | 0.28411 | 28.4107 | 3.0216 | 0 | 2014-05-16 06:30 | 9583.3333 | 9.5833
|  | 2014-05-16 13:25:02 | 35.4795 | 2.5615 | 10.246 | 6.9147 | 6.9147 | 0.23767 | 0.23767 | 0.78317 | 0.78317 | 5.7396 | 5.7396 | 9.537 | 9.537 | -2.0214 | -1.0107 | 1.3845 | 0 | 0 |  |  | 10.1435 |  | 0.28879 | 28.8786 | 2.7691 | 0 | 2014-05-16 07:00 | 9537 | 9.537
|  | 2014-05-16 13:55:01 | 35.028 | 2.6358 | 10.5433 | 6.9157 | 6.9157 | 0.22433 | 0.22433 | 0.78283 | 0.78283 | 5.7396 | 5.7396 | 9.4095 | 9.4095 | -1.4127 | -0.70637 | 1.0107 | 0 | 0 |  |  | 11.4922 |  | 0.301 | 30.0997 | 2.0214 | 0 | 2014-05-16 07:30 | 9409.5 | 9.4095
|  | 2014-05-16 14:25:02 | 34.9162 | 2.6353 | 10.5413 | 6.9112 | 6.9112 | 0.21067 | 0.21067 | 0.78267 | 0.78267 | 5.6544 | 5.6544 | 9.6693 | 9.6693 | -1.1466 | -0.5733 | 0.70637 | 0 | 0 |  |  | 11.0684 |  | 0.3019 | 30.1904 | 1.4127 | 0 | 2014-05-16 08:00 | 9669.3333 | 9.6693
|  | 2014-05-16 14:55:04 | 35.4025 | 2.6065 | 10.426 | 6.9065 | 6.9065 | 0.19967 | 0.19967 | 0.78383 | 0.78383 | 5.6544 | 5.6544 | 10.0443 | 10.0443 | -1.3878 | -0.69388 | 0.5733 | 0 | 0 |  |  | 9.9047 |  | 0.2945 | 29.4499 | 1.1466 | 0 | 2014-05-16 08:30 | 10044.3333 | 10.0443
|  | 2014-05-16 15:25:03 | 35.849 | 2.4927 | 9.9707 | 6.9103 | 6.9103 | 0.20867 | 0.20867 | 0.78333 | 0.78333 | 4.4944 | 4.4944 | 10.246 | 10.246 | -3.2356 | -1.6178 | 0.69388 | 0 | 0 |  |  | 9.4721 |  | 0.27813 | 27.813 | 1.3878 | 0 | 2014-05-16 09:00 | 10246 | 10.246
|  | 2014-05-16 15:55:02 | 36.3815 | 2.3925 | 9.57 | 6.9095 | 6.9095 | 0.2355 | 0.2355 | 0.78383 | 0.78383 | 4.4944 | 4.4944 | 10.374 | 10.374 | -4.0143 | -2.0071 | 1.6178 | 0 | 0 |  |  | 10.3356 |  | 0.26305 | 26.3046 | 3.2356 | 0 | 2014-05-16 09:30 | 10374 | 10.374
|  | 2014-05-16 16:25:01 | 36.3858 | 2.372 | 9.488 | 6.9165 | 6.9165 | 0.28733 | 0.28733 | 0.78433 | 0.78433 | 3.6576 | 3.6576 | 10.3677 | 10.3677 | -4.8844 | -2.4422 | 2.0071 | 0 | 0 |  |  | 8.9187 |  | 0.26076 | 26.0761 | 4.0143 | 0 | 2014-05-16 10:00 | 10367.6667 | 10.3677
|  | 2014-05-16 16:55:04 | 36.005 | 2.3037 | 9.2147 | 6.9268 | 6.9268 | 0.42583 | 0.42583 | 0.78283 | 0.78283 | 3.6576 | 3.6576 | 10.2155 | 10.2155 | -4.7817 | -2.3909 | 2.4422 | 0 | 0 |  |  | 9.1225 |  | 0.25593 | 25.5927 | 4.8844 | 0 | 2014-05-16 10:30 | 10215.5 | 10.2155
|  | 2014-05-16 17:25:03 | 35.6907 | 2.2763 | 9.1053 | 6.9453 | 6.9453 | 0.42233 | 0.42233 | 0.78317 | 0.78317 | 2.62 | 2.62 | 10.1027 | 10.1027 | -5.7118 | -2.8559 | 2.3909 | 0 | 0 |  |  | 9.8338 |  | 0.25512 | 25.5118 | 4.7817 | 0 | 2014-05-16 11:00 | 10102.6667 | 10.1027
|  | 2014-05-16 17:55:04 | 35.172 | 2.1322 | 8.5287 | 6.9357 | 6.9357 | 0.35967 | 0.35967 | 0.78483 | 0.78483 | 2.62 | 2.62 | 10.0563 | 10.0563 | -5.8868 | -2.9434 | 2.8559 | 0 | 0 |  |  | 8.3581 |  | 0.24248 | 24.2485 | 5.7118 | 0 | 2014-05-16 11:30 | 10056.3333 | 10.0563
|  | 2014-05-16 18:25:02 | 34.504 | 1.8848 | 7.5393 | 6.945 | 6.945 | 0.449 | 0.449 | 0.78333 | 0.78333 | 1.5144 | 1.5144 | 9.9212 | 9.9212 | -7.3518 | -3.6759 | 2.9434 | 0 | 0 |  |  | 6.8608 |  | 0.21851 | 21.8506 | 5.8868 | 0 | 2014-05-16 12:00 | 9921.1667 | 9.9212
|  | 2014-05-16 18:55:05 | 34.0967 | 1.7152 | 6.8607 | 6.951 | 6.951 | 0.473 | 0.473 | 0.7855 | 0.7855 | 1.5144 | 1.5144 | 9.806 | 9.806 | -7.7061 | -3.8531 | 3.6759 | 0 | 0 |  |  | 6.3804 |  | 0.20121 | 20.1212 | 7.3518 | 0 | 2014-05-16 12:30 | 9806 | 9.806
|  | 2014-05-16 19:25:02 | 33.6152 | 1.533 | 6.132 | 6.9752 | 6.9752 | 0.47283 | 0.47283 | 0.786 | 0.786 | 0.3668 | 0.3668 | 9.7292 | 9.7292 | -9.1532 | -4.5766 | 3.8531 | 0 | 0 |  |  | 5.5188 |  | 0.18242 | 18.2418 | 7.7061 | 0 | 2014-05-16 13:00 | 9729.1667 | 9.7292
|  | 2014-05-16 19:55:01 | 33.8883 | 1.4088 | 5.6353 | 7.047 | 7.047 | 0.42633 | 0.42633 | 0.783 | 0.783 | 0.3668 | 0.3668 | 9.8907 | 9.8907 | -9.7392 | -4.8696 | 4.5766 | 0 | 0 |  |  | 5.0718 |  | 0.16629 | 16.6291 | 9.1532 | 0 | 2014-05-16 13:30 | 9890.6667 | 9.8907
|  | 2014-05-16 20:25:03 | 34.2903 | 1.364 | 5.456 | 7.1163 | 7.1163 | 0.375 | 0.375 | 0.78617 | 0.78617 | 0.0492 | 0.0492 | 9.8793 | 9.8793 | -10.6283 | -5.3141 | 4.8696 | 0 | 0 |  |  | 5.8379 |  | 0.15911 | 15.9112 | 9.7392 | 0 | 2014-05-16 14:00 | 9879.3333 | 9.8793
|  | 2014-05-16 20:55:02 | 33.4958 | 1.2677 | 5.0707 | 7.1472 | 7.1472 | 0.334 | 0.334 | 0.787 | 0.787 | 0.0492 | 0.0492 | 9.7522 | 9.7522 | -10.3556 | -5.1778 | 5.3141 | 0 | 0 |  |  | 4.8678 |  | 0.15138 | 15.1382 | 10.6283 | 0 | 2014-05-16 14:30 | 9752.1667 | 9.7522
|  | 2014-05-16 21:25:02 | 31.767 | 1.1417 | 4.5667 | 7.1652 | 7.1652 | 0.29683 | 0.29683 | 0.7875 | 0.7875 | 0.052 | 0.052 | 9.1725 | 9.1725 | -9.7263 | -4.8632 | 5.1778 | 0 | 0 |  |  | 4.2927 |  | 0.14376 | 14.3755 | 10.3556 | 0 | 2014-05-16 15:00 | 9172.5 | 9.1725
|  | 2014-05-16 21:55:03 | 29.8728 | 1.0637 | 4.2547 | 7.2167 | 7.2167 | 0.24267 | 0.24267 | 0.78717 | 0.78717 | 0.052 | 0.052 | 8.3667 | 8.3667 | -8.953 | -4.4765 | 4.8632 | 0 | 0 |  |  | 4.3823 |  | 0.14243 | 14.2426 | 9.7263 | 0 | 2014-05-16 15:30 | 8366.6667 | 8.3667
|  | 2014-05-16 22:25:01 | 27.9873 | 0.95483 | 3.8193 | 7.2177 | 7.2177 | 0.21117 | 0.21117 | 0.78883 | 0.78883 | 0 | 0 | 8.007 | 8.007 | -7.9433 | -3.9717 | 4.4765 | 0 | 0 |  |  | 3.8193 |  | 0.13647 | 13.6466 | 8.953 | 0 | 2014-05-16 16:00 | 8007 | 8.007
|  | 2014-05-16 22:55:02 | 26.7632 | 0.87117 | 3.4847 | 7.2193 | 7.2193 | 0.21117 | 0.21117 | 0.78883 | 0.78883 | 0 | 0 | 7.574 | 7.574 | -7.4852 | -3.7426 | 3.9717 | 0 | 0 |  |  | 3.5195 |  | 0.1302 | 13.0204 | 7.9433 | 0 | 2014-05-16 16:30 | 7574 | 7.574
|  | 2014-05-16 23:25:02 | 26.2302 | 0.83383 | 3.3353 | 7.2208 | 7.2208 | 0.211 | 0.211 | 0.78783 | 0.78783 | 0 | 0 | 7.3473 | 7.3473 | -7.3278 | -3.6639 | 3.7426 | 0 | 0 |  |  | 3.5355 |  | 0.12716 | 12.7156 | 7.4852 | 0 | 2014-05-16 17:00 | 7347.3333 | 7.3473
|  | 2014-05-16 23:55:01 | 25.9477 | 0.8645 | 3.458 | 7.2167 | 7.2167 | 0.191 | 0.191 | 0.78567 | 0.78567 | 0 | 0 | 7.5092 | 7.5092 | -6.7872 | -3.3936 | 3.6639 | 0 | 0 |  |  | 3.7001 |  | 0.13327 | 13.3268 | 7.3278 | 0 | 2014-05-16 17:30 | 7509.1667 | 7.5092
|  | 2014-05-17 00:25:02 | 25.8513 | 0.837 | 3.348 | 7.2197 | 7.2197 | 0.17917 | 0.17917 | 0.78667 | 0.78667 | 0 | 0 | 7.5055 | 7.5055 | -6.8123 | -3.4062 | 3.3936 | 0 | 0 |  |  | 3.5154 |  | 0.12951 | 12.951 | 6.7872 | 0 | 2014-05-16 18:00 | 7505.5 | 7.5055
|  | 2014-05-17 00:55:02 | 25.5373 | 0.73967 | 2.9587 | 7.2048 | 7.2048 | 0.093 | 0.093 | 0.786 | 0.786 | 0 | 0 | 7.4473 | 7.4473 | -7.0475 | -3.5238 | 3.4062 | 0 | 0 |  |  | 3.2545 |  | 0.11586 | 11.5857 | 6.8123 | 0 | 2014-05-16 18:30 | 7447.3333 | 7.4473
|  | 2014-05-17 01:25:02 | 25.0367 | 0.74067 | 2.9627 | 7.1977 | 7.1977 | 0.083 | 0.083 | 0.786 | 0.786 | 0 | 0 | 7.0608 | 7.0608 | -6.9465 | -3.4732 | 3.5238 | 0 | 0 |  |  | 2.8442 |  | 0.11833 | 11.8333 | 7.0475 | 0 | 2014-05-16 19:00 | 7060.8333 | 7.0608
|  | 2014-05-17 01:55:04 | 24.5265 | 0.75933 | 3.0373 | 7.1965 | 7.1965 | 0.082833 | 0.082833 | 0.785 | 0.785 | 0 | 0 | 6.7415 | 6.7415 | -6.6833 | -3.3417 | 3.4732 | 0 | 0 |  |  | 2.764 |  | 0.12384 | 12.3839 | 6.9465 | 0 | 2014-05-16 19:30 | 6741.5 | 6.7415
|  | 2014-05-17 02:25:02 | 24.2483 | 0.70633 | 2.8253 | 7.2078 | 7.2078 | 0.082 | 0.082 | 0.78483 | 0.78483 | 0 | 0 | 6.5082 | 6.5082 | -6.8402 | -3.4201 | 3.3417 | 0 | 0 |  |  | 3.0796 |  | 0.11652 | 11.6517 | 6.6833 | 0 | 2014-05-16 20:00 | 6508.1667 | 6.5082
|  | 2014-05-17 02:55:02 | 24.0805 | 0.70067 | 2.8027 | 7.2267 | 7.2267 | 0.083 | 0.083 | 0.784 | 0.784 | 0 | 0 | 6.4707 | 6.4707 | -6.7135 | -3.3568 | 3.4201 | 0 | 0 |  |  | 2.7466 |  | 0.11639 | 11.6387 | 6.8402 | 0 | 2014-05-16 20:30 | 6470.6667 | 6.4707
|  | 2014-05-17 03:25:02 | 23.8343 | 0.67567 | 2.7027 | 7.2328 | 7.2328 | 0.083 | 0.083 | 0.78433 | 0.78433 | 0 | 0 | 6.2485 | 6.2485 | -6.783 | -3.3915 | 3.3568 | 0 | 0 |  |  | 2.5405 |  | 0.11339 | 11.3394 | 6.7135 | 0 | 2014-05-16 21:00 | 6248.5 | 6.2485
|  | 2014-05-17 03:55:03 | 23.3555 | 0.57217 | 2.2887 | 7.2442 | 7.2442 | 0.093833 | 0.093833 | 0.786 | 0.786 | 0 | 0 | 6.013 | 6.013 | -6.9298 | -3.4649 | 3.3915 | 0 | 0 |  |  | 2.3116 |  | 0.097993 | 9.7993 | 6.783 | 0 | 2014-05-16 21:30 | 6013 | 6.013
|  | 2014-05-17 04:25:02 | 23.2812 | 0.55433 | 2.2173 | 7.2488 | 7.2488 | 0.098833 | 0.098833 | 0.78617 | 0.78617 | 0 | 0 | 5.9075 | 5.9075 | -7.0225 | -3.5113 | 3.4649 | 0 | 0 |  |  | 2.1065 |  | 0.095242 | 9.5242 | 6.9298 | 0 | 2014-05-16 22:00 | 5907.5 | 5.9075
|  | 2014-05-17 04:55:02 | 23.6245 | 0.5295 | 2.118 | 7.2668 | 7.2668 | 0.106 | 0.106 | 0.78583 | 0.78583 | 0 | 0 | 6.4782 | 6.4782 | -6.8697 | -3.4348 | 3.5113 | 0 | 0 |  |  | 1.9062 |  | 0.089653 | 8.9653 | 7.0225 | 0 | 2014-05-16 22:30 | 6478.1667 | 6.4782
|  | 2014-05-17 05:25:03 | 24.2813 | 0.55383 | 2.2153 | 7.2737 | 7.2737 | 0.11783 | 0.11783 | 0.78633 | 0.78633 | 0.0792 | 0.0792 | 7.2463 | 7.2463 | -6.5626 | -3.2813 | 3.4348 | 0 | 0 |  |  | 2.0603 |  | 0.091236 | 9.1236 | 6.8697 | 0 | 2014-05-16 23:00 | 7246.3333 | 7.2463
|  | 2014-05-17 05:55:01 | 25.2557 | 0.544 | 2.176 | 7.2793 | 7.2793 | 0.15317 | 0.15317 | 0.78583 | 0.78583 | 0.0792 | 0.0792 | 8.048 | 8.048 | -6.7341 | -3.3671 | 3.2813 | 0 | 0 |  |  | 1.9802 |  | 0.086159 | 8.6159 | 6.5626 | 0 | 2014-05-16 23:30 | 8048 | 8.048
|  | 2014-05-17 06:25:03 | 27.0983 | 0.59033 | 2.3613 | 7.2728 | 7.2728 | 0.16967 | 0.16967 | 0.7865 | 0.7865 | 0.59 | 0.59 | 8.5422 | 8.5422 | -7.3758 | -3.6879 | 3.3671 | 0 | 0 |  |  | 2.2433 |  | 0.087139 | 8.7139 | 6.7341 | 0 | 2014-05-17 | 8542.1667 | 8.5422
|  | 2014-05-17 06:55:03 | 28.9043 | 0.63 | 2.52 | 7.2733 | 7.2733 | 0.181 | 0.181 | 0.77667 | 0.77667 | 0.59 | 0.59 | 9.0368 | 9.0368 | -8.5265 | -4.2632 | 3.6879 | 0 | 0 |  |  | 2.772 |  | 0.087184 | 8.7184 | 7.3758 | 0 | 2014-05-17 00:30 | 9036.8333 | 9.0368
|  | 2014-05-17 07:25:02 | 30.4423 | 0.646 | 2.584 | 7.2722 | 7.2722 | 0.19 | 0.19 | 0.78517 | 0.78517 | 1.2772 | 1.2772 | 9.5127 | 9.5127 | -8.8211 | -4.4106 | 4.2632 | 0 | 0 |  |  | 2.3256 |  | 0.084882 | 8.4882 | 8.5265 | 0 | 2014-05-17 01:00 | 9512.6667 | 9.5127
|  | 2014-05-17 07:55:02 | 31.5667 | 0.62067 | 2.4827 | 7.2698 | 7.2698 | 0.46083 | 0.46083 | 0.78317 | 0.78317 | 1.2772 | 1.2772 | 9.7128 | 9.7128 | -9.5801 | -4.7901 | 4.4106 | 0 | 0 |  |  | 2.6813 |  | 0.078648 | 7.8648 | 8.8211 | 0 | 2014-05-17 01:30 | 9712.8333 | 9.7128
|  | 2014-05-17 08:25:02 | 32.1645 | 0.65033 | 2.6013 | 7.2702 | 7.2702 | 0.59067 | 0.59067 | 0.78667 | 0.78667 | 2.178 | 2.178 | 9.817 | 9.817 | -8.9207 | -4.4603 | 4.7901 | 0 | 0 |  |  | 2.5233 |  | 0.080876 | 8.0876 | 9.5801 | 0 | 2014-05-17 02:00 | 9817 | 9.817
|  | 2014-05-17 08:55:03 | 32.2725 | 0.706 | 2.824 | 7.2745 | 7.2745 | 0.6375 | 0.6375 | 0.78817 | 0.78817 | 2.178 | 2.178 | 9.7707 | 9.7707 | -8.7997 | -4.3998 | 4.4603 | 0 | 0 |  |  | 2.8522 |  | 0.087505 | 8.7505 | 8.9207 | 0 | 2014-05-17 02:30 | 9770.6667 | 9.7707
|  | 2014-05-17 09:25:03 | 32.2763 | 0.775 | 3.1 | 7.2843 | 7.2843 | 0.64567 | 0.64567 | 0.78517 | 0.78517 | 2.9508 | 2.9508 | 9.7155 | 9.7155 | -7.7949 | -3.8974 | 4.3998 | 0 | 0 |  |  | 3.069 |  | 0.096046 | 9.6046 | 8.7997 | 0 | 2014-05-17 03:00 | 9715.5 | 9.7155
|  | 2014-05-17 09:55:03 | 32.0797 | 0.90867 | 3.6347 | 7.2842 | 7.2842 | 0.63967 | 0.63967 | 0.78517 | 0.78517 | 2.9508 | 2.9508 | 9.6938 | 9.6938 | -7.0914 | -3.5457 | 3.8974 | 0 | 0 |  |  | 3.2712 |  | 0.1133 | 11.3301 | 7.7949 | 0 | 2014-05-17 03:30 | 9693.8333 | 9.6938
|  | 2014-05-17 10:25:04 | 31.7475 | 0.98067 | 3.9227 | 7.2822 | 7.2822 | 0.626 | 0.626 | 0.78517 | 0.78517 | 4.2112 | 4.2112 | 9.5688 | 9.5688 | -5.3515 | -2.6757 | 3.5457 | 0 | 0 |  |  | 3.9227 |  | 0.12356 | 12.3558 | 7.0914 | 0 | 2014-05-17 04:00 | 9568.8333 | 9.5688
|  | 2014-05-17 10:55:01 | 31.5212 | 1.1877 | 4.7507 | 7.2848 | 7.2848 | 0.4245 | 0.4245 | 0.78417 | 0.78417 | 4.2112 | 4.2112 | 9.5448 | 9.5448 | -4.521 | -2.2605 | 2.6757 | 0 | 0 |  |  | 5.2257 |  | 0.15071 | 15.0714 | 5.3515 | 0 | 2014-05-17 04:30 | 9544.8333 | 9.5448
|  | 2014-05-17 11:25:02 | 31.0747 | 1.4475 | 5.79 | 7.2887 | 7.2887 | 0.363 | 0.363 | 0.77917 | 0.77917 | 4.442 | 4.442 | 9.4047 | 9.4047 | -3.0072 | -1.5036 | 2.2605 | 0 | 0 |  |  | 6.2532 |  | 0.18633 | 18.6325 | 4.521 | 0 | 2014-05-17 05:00 | 9404.6667 | 9.4047
|  | 2014-05-17 11:55:02 | 30.5497 | 1.7202 | 6.8807 | 7.2857 | 7.2857 | 0.3135 | 0.3135 | 0.78283 | 0.78283 | 4.442 | 4.442 | 8.9568 | 8.9568 | -1.8882 | -0.94408 | 1.5036 | 0 | 0 |  |  | 6.8807 |  | 0.22523 | 22.5229 | 3.0072 | 0 | 2014-05-17 05:30 | 8956.8333 | 8.9568
|  | 2014-05-17 12:25:01 | 30.0372 | 1.9217 | 7.6867 | 7.2923 | 7.2923 | 0.274 | 0.274 | 0.78183 | 0.78183 | 5.5236 | 5.5236 | 8.7292 | 8.7292 | 0.25043 | 0.12522 | 0.94408 | 0.12522 | 0 |  |  | 7.8404 |  | 0.25591 | 25.5905 | 1.8882 | 0 | 2014-05-17 06:00 | 8729.1667 | 8.7292
|  | 2014-05-17 12:55:02 | 29.518 | 2.0955 | 8.382 | 7.2927 | 7.2927 | 0.25717 | 0.25717 | 0.783 | 0.783 | 5.5236 | 5.5236 | 8.536 | 8.536 | 1.2564 | 0.62822 | 0 | 0.75343 | 0 |  |  | 8.2982 |  | 0.28396 | 28.3962 | 0 | 0 | 2014-05-17 06:30 | 8536 | 8.536
|  | 2014-05-17 13:25:03 | 29.1388 | 2.2323 | 8.9293 | 7.2863 | 7.2863 | 0.24417 | 0.24417 | 0.78183 | 0.78183 | 4.1988 | 4.1988 | 8.093 | 8.093 | 0.39463 | 0.19732 | 0 | 0.95075 | 0 |  |  | 9.2865 |  | 0.30644 | 30.6441 | 0 | 0 | 2014-05-17 07:00 | 8093 | 8.093
|  | 2014-05-17 13:55:02 | 28.9563 | 2.398 | 9.592 | 7.2907 | 7.2907 | 0.244 | 0.244 | 0.77967 | 0.77967 | 4.1988 | 4.1988 | 7.7697 | 7.7697 | 0.91847 | 0.45923 | 0 | 1.41 | 0 |  |  | 10.4553 |  | 0.33126 | 33.1257 | 0 | 0 | 2014-05-17 07:30 | 7769.6667 | 7.7697
|  | 2014-05-17 14:25:01 | 28.8752 | 2.574 | 10.296 | 7.2873 | 7.2873 | 0.24567 | 0.24567 | 0.7795 | 0.7795 | 4.4212 | 4.4212 | 7.6893 | 7.6893 | 1.8439 | 0.92193 | 0 | 2.3319 | 0 |  |  | 9.7812 |  | 0.35657 | 35.6569 | 0 | 0 | 2014-05-17 08:00 | 7689.3333 | 7.6893
|  | 2014-05-17 14:55:04 | 29.094 | 2.7802 | 11.1207 | 7.293 | 7.293 | 0.26067 | 0.26067 | 0.77017 | 0.77017 | 4.4212 | 4.4212 | 7.691 | 7.691 | 2.4627 | 1.2313 | 0 | 3.5633 | 0 |  |  | 11.3431 |  | 0.38223 | 38.2232 | 0 | 0 | 2014-05-17 08:30 | 7691 | 7.691
|  | 2014-05-17 15:25:02 | 29.6828 | 2.9217 | 11.6867 | 7.291 | 7.291 | 0.26683 | 0.26683 | 0.75583 | 0.75583 | 2.7608 | 2.7608 | 7.8685 | 7.8685 | 0.9468 | 0.4734 | 0 | 4.0367 | 0 |  |  | 10.518 |  | 0.39372 | 39.3718 | 0 | 0 | 2014-05-17 09:00 | 7868.5 | 7.8685
|  | 2014-05-17 15:55:02 | 30.457 | 3.0067 | 12.0267 | 7.2945 | 7.2945 | 0.28367 | 0.28367 | 0.7465 | 0.7465 | 2.7608 | 2.7608 | 7.9957 | 7.9957 | 0.6508 | 0.3254 | 0 | 4.3621 | 0 |  |  | 11.5456 |  | 0.39487 | 39.4874 | 0 | 0 | 2014-05-17 09:30 | 7995.6667 | 7.9957
|  | 2014-05-17 16:25:01 | 30.9353 | 3.237 | 12.948 | 7.2963 | 7.2963 | 0.31767 | 0.31767 | 0.7465 | 0.7465 | 2.4636 | 2.4636 | 8.3092 | 8.3092 | 1.1459 | 0.57297 | 0 | 4.935 | 0 |  |  | 12.3006 |  | 0.41855 | 41.8551 | 0 | 0 | 2014-05-17 10:00 | 8309.1667 | 8.3092
|  | 2014-05-17 16:55:02 | 31.2963 | 3.2697 | 13.0787 | 7.3003 | 7.3003 | 0.346 | 0.346 | 0.74817 | 0.74817 | 2.4636 | 2.4636 | 8.3487 | 8.3487 | 0.9891 | 0.49455 | 0 | 5.4296 | 0 |  |  | 12.5555 |  | 0.4179 | 41.7898 | 0 | 0 | 2014-05-17 10:30 | 8348.6667 | 8.3487
|  | 2014-05-17 17:25:02 | 31.0963 | 3.3802 | 13.5207 | 7.3 | 7.3 | 0.33883 | 0.33883 | 0.74817 | 0.74817 | 2.1492 | 2.1492 | 8.2543 | 8.2543 | 1.2149 | 0.60743 | 0 | 6.037 | 0 |  |  | 13.7911 |  | 0.4348 | 43.4799 | 0 | 0 | 2014-05-17 11:00 | 8254.3333 | 8.2543
|  | 2014-05-17 17:55:02 | 30.9918 | 3.3182 | 13.2727 | 7.298 | 7.298 | 0.316 | 0.316 | 0.74967 | 0.74967 | 2.1492 | 2.1492 | 8.1538 | 8.1538 | 0.94753 | 0.47377 | 0 | 6.5108 | 0 |  |  | 12.0781 |  | 0.42826 | 42.8263 | 0 | 0 | 2014-05-17 11:30 | 8153.8333 | 8.1538
|  | 2014-05-17 18:25:02 | 30.595 | 3.2482 | 12.9927 | 7.2963 | 7.2963 | 0.31217 | 0.31217 | 0.756 | 0.756 | 1.0052 | 1.0052 | 7.7893 | 7.7893 | -0.4433 | -0.22165 | 0 | 6.2891 | 0 |  |  | 13.6423 |  | 0.42467 | 42.4666 | 0 | 0.4433 | 2014-05-17 12:00 | 7789.3333 | 7.7893
|  | 2014-05-17 18:55:02 | 30.4847 | 3.2562 | 13.0247 | 7.2925 | 7.2925 | 0.32417 | 0.32417 | 0.76367 | 0.76367 | 1.0052 | 1.0052 | 7.5305 | 7.5305 | -0.54397 | -0.27198 | 0 | 6.0171 | 0 |  |  | 13.0247 |  | 0.42725 | 42.7253 | 0 | 0.54397 | 2014-05-17 12:30 | 7530.5 | 7.5305
|  | 2014-05-17 19:25:03 | 30.1117 | 3.2655 | 13.062 | 7.299 | 7.299 | 0.334 | 0.334 | 0.77383 | 0.77383 | 0.2452 | 0.2452 | 7.3363 | 7.3363 | -1.0613 | -0.53065 | 0 | 5.4865 | 0 |  |  | 13.3232 |  | 0.43379 | 43.3785 | 0 | 1.0613 | 2014-05-17 13:00 | 7336.3333 | 7.3363
|  | 2014-05-17 19:55:01 | 30.3462 | 3.12 | 12.48 | 7.2943 | 7.2943 | 0.33367 | 0.33367 | 0.78167 | 0.78167 | 0.2452 | 0.2452 | 7.5772 | 7.5772 | -1.6341 | -0.81707 | 0 | 4.6694 | 0 |  |  | 12.1056 |  | 0.41125 | 41.1255 | 0 | 1.6341 | 2014-05-17 13:30 | 7577.1667 | 7.5772
|  | 2014-05-17 20:25:02 | 30.8527 | 2.9958 | 11.9833 | 7.2928 | 7.2928 | 0.32767 | 0.32767 | 0.783 | 0.783 | 0.064 | 0.064 | 7.7388 | 7.7388 | -2.663 | -1.3315 | 0 | 3.3379 | 0 |  |  | 12.4627 |  | 0.38841 | 38.8405 | 0 | 2.663 | 2014-05-17 14:00 | 7738.8333 | 7.7388
|  | 2014-05-17 20:55:02 | 30.5788 | 2.9435 | 11.774 | 7.2913 | 7.2913 | 0.397 | 0.397 | 0.78233 | 0.78233 | 0.064 | 0.064 | 7.5557 | 7.5557 | -2.7145 | -1.3573 | 0 | 1.9807 | 0 |  |  | 11.1853 |  | 0.38504 | 38.5038 | 0 | 2.7145 | 2014-05-17 14:30 | 7555.6667 | 7.5557
|  | 2014-05-17 21:25:03 | 29.3713 | 2.9355 | 11.742 | 7.2938 | 7.2938 | 0.484 | 0.484 | 0.76667 | 0.76667 | 0.02 | 0.02 | 7.0633 | 7.0633 | -2.0015 | -1.0008 | 0 | 0.97993 | 0 |  |  | 12.4465 |  | 0.39978 | 39.9778 | 0 | 2.0015 | 2014-05-17 15:00 | 7063.3333 | 7.0633
|  | 2014-05-17 21:55:03 | 27.5593 | 2.8255 | 11.302 | 7.3002 | 7.3002 | 0.39 | 0.39 | 0.684 | 0.684 | 0.02 | 0.02 | 6.5298 | 6.5298 | -1.3333 | -0.66667 | 0 | 0.31327 | 0 |  |  | 10.7369 |  | 0.4101 | 41.0097 | 0 | 1.3333 | 2014-05-17 15:30 | 6529.8333 | 6.5298
|  | 2014-05-17 22:25:01 | 25.9532 | 2.7757 | 11.1027 | 7.2983 | 7.2983 | 0.33967 | 0.33967 | 0.50533 | 0.50533 | 0 | 0 | 5.9907 | 5.9907 | -0.7165 | -0.35825 | 0 | 0 | 0 |  |  | 10.9916 |  | 0.4278 | 42.7796 | 0 | 0.62653 | 2014-05-17 16:00 | 5990.6667 | 5.9907
|  | 2014-05-17 22:55:02 | 24.47 | 2.7293 | 10.9173 | 7.3025 | 7.3025 | 0.29267 | 0.29267 | 0.43283 | 0.43283 | 0 | 0 | 5.4118 | 5.4118 | -0.11283 | -0.056417 | 0.35825 | 0 | 0 |  |  | 11.354 |  | 0.44615 | 44.6152 | 0.7165 | 0 | 2014-05-17 16:30 | 5411.8333 | 5.4118
|  | 2014-05-17 23:25:02 | 23.5433 | 2.6665 | 10.666 | 7.2857 | 7.2857 | 0.25033 | 0.25033 | 0.43017 | 0.43017 | 0 | 0 | 5.0662 | 5.0662 | 0.155 | 0.0775 | 0.056417 | 0.0775 | 0 |  |  | 10.4527 |  | 0.45304 | 45.3037 | 0.11283 | 0 | 2014-05-17 17:00 | 5066.1667 | 5.0662
|  | 2014-05-17 23:55:01 | 23.136 | 2.635 | 10.54 | 7.296 | 7.296 | 0.20767 | 0.20767 | 0.428 | 0.428 | 0 | 0 | 5.0215 | 5.0215 | 0.35717 | 0.17858 | 0 | 0.25608 | 0 |  |  | 11.067 |  | 0.45557 | 45.5567 | 0 | 0 | 2014-05-17 17:30 | 5021.5 | 5.0215
|  | 2014-05-18 00:25:03 | 23.2353 | 2.5253 | 10.1013 | 7.2888 | 7.2888 | 0.17667 | 0.17667 | 0.44933 | 0.44933 | 0 | 0 | 5.1098 | 5.1098 | -0.10933 | -0.054667 | 0 | 0.20142 | 0 |  |  | 10.3034 |  | 0.43474 | 43.474 | 0 | 0.10933 | 2014-05-17 18:00 | 5109.8333 | 5.1098
|  | 2014-05-18 00:55:01 | 23.128 | 2.4158 | 9.6633 | 7.2862 | 7.2862 | 0.17733 | 0.17733 | 0.4455 | 0.4455 | 0 | 0 | 5.0075 | 5.0075 | -0.54817 | -0.27408 | 0 | 0 | 0 |  |  | 9.6633 |  | 0.41782 | 41.782 | 0 | 0.40283 | 2014-05-17 18:30 | 5007.5 | 5.0075
|  | 2014-05-18 01:25:02 | 23.065 | 2.4067 | 9.6267 | 7.288 | 7.288 | 0.164 | 0.164 | 0.44567 | 0.44567 | 0 | 0 | 4.7548 | 4.7548 | -0.78583 | -0.39292 | 0.27408 | 0 | 0 |  |  | 10.2043 |  | 0.41737 | 41.7371 | 0.54817 | 0 | 2014-05-17 19:00 | 4754.8333 | 4.7548
|  | 2014-05-18 01:55:06 | 22.751 | 2.3242 | 9.2967 | 7.2897 | 7.2897 | 0.155 | 0.155 | 0.45167 | 0.45167 | 0 | 0 | 4.512 | 4.512 | -1.046 | -0.523 | 0.39292 | 0 | 0 |  |  | 9.7615 |  | 0.40863 | 40.8627 | 0.78583 | 0 | 2014-05-17 19:30 | 4512 | 4.512
|  | 2014-05-18 02:25:01 | 22.2817 | 2.2358 | 8.9433 | 7.2963 | 7.2963 | 0.15483 | 0.15483 | 0.44317 | 0.44317 | 0 | 0 | 4.3628 | 4.3628 | -1.0812 | -0.54058 | 0.523 | 0 | 0 |  |  | 9.1222 |  | 0.40138 | 40.1376 | 1.046 | 0 | 2014-05-17 20:00 | 4362.8333 | 4.3628
|  | 2014-05-18 02:55:03 | 21.9912 | 2.3107 | 9.2427 | 7.294 | 7.294 | 0.1545 | 0.1545 | 0.445 | 0.445 | 0 | 0 | 4.1592 | 4.1592 | -0.69583 | -0.34792 | 0.54058 | 0 | 0 |  |  | 9.7972 |  | 0.42029 | 42.029 | 1.0812 | 0 | 2014-05-17 20:30 | 4159.1667 | 4.1592
|  | 2014-05-18 03:25:03 | 21.8155 | 2.395 | 9.58 | 7.2952 | 7.2952 | 0.154 | 0.154 | 0.44667 | 0.44667 | 0 | 0 | 3.9168 | 3.9168 | -0.42283 | -0.21142 | 0.34792 | 0 | 0 |  |  | 9.8674 |  | 0.43914 | 43.9137 | 0.69583 | 0 | 2014-05-17 21:00 | 3916.8333 | 3.9168
|  | 2014-05-18 03:55:02 | 21.5772 | 2.3753 | 9.5013 | 7.303 | 7.303 | 0.15367 | 0.15367 | 0.457 | 0.457 | 0 | 0 | 3.7588 | 3.7588 | -0.40333 | -0.20167 | 0.21142 | 0 | 0 |  |  | 9.7864 |  | 0.44034 | 44.0342 | 0.42283 | 0 | 2014-05-17 21:30 | 3758.8333 | 3.7588
|  | 2014-05-18 04:25:02 | 21.5797 | 2.3677 | 9.4707 | 7.2998 | 7.2998 | 0.155 | 0.155 | 0.46433 | 0.46433 | 0 | 0 | 3.6968 | 3.6968 | -0.493 | -0.2465 | 0.20167 | 0 | 0 |  |  | 8.9024 |  | 0.43887 | 43.887 | 0.40333 | 0 | 2014-05-17 22:00 | 3696.8333 | 3.6968
|  | 2014-05-18 04:55:02 | 21.9688 | 2.4335 | 9.734 | 7.3145 | 7.3145 | 0.16533 | 0.16533 | 0.44667 | 0.44667 | 0 | 0 | 3.8538 | 3.8538 | -0.4545 | -0.22725 | 0.2465 | 0 | 0 |  |  | 10.2207 |  | 0.44308 | 44.3082 | 0.493 | 0 | 2014-05-17 22:30 | 3853.8333 | 3.8538
|  | 2014-05-18 05:25:02 | 22.506 | 2.4905 | 9.962 | 7.3245 | 7.3245 | 0.22683 | 0.22683 | 0.51417 | 0.51417 | 0.1544 | 0.1544 | 4.2607 | 4.2607 | -0.063433 | -0.031717 | 0.22725 | 0 | 0 |  |  | 9.2647 |  | 0.44264 | 44.2638 | 0.4545 | 0 | 2014-05-17 23:00 | 4260.6667 | 4.2607
|  | 2014-05-18 05:55:02 | 23.0645 | 2.5117 | 10.0467 | 7.3283 | 7.3283 | 0.30833 | 0.30833 | 0.69933 | 0.69933 | 0.1544 | 0.1544 | 4.5653 | 4.5653 | 0.0379 | 0.01895 | 0.031717 | 0.01895 | 0 |  |  | 11.0513 |  | 0.43559 | 43.559 | 0.063433 | 0 | 2014-05-17 23:30 | 4565.3333 | 4.5653
|  | 2014-05-18 06:25:01 | 23.4618 | 2.5698 | 10.2793 | 7.326 | 7.326 | 0.3255 | 0.3255 | 0.78367 | 0.78367 | 0.972 | 0.972 | 4.7677 | 4.7677 | 0.99233 | 0.49617 | 0 | 0.51512 | 0 |  |  | 10.6905 |  | 0.43813 | 43.813 | 0 | 0 | 2014-05-18 | 4767.6667 | 4.7677
|  | 2014-05-18 06:55:01 | 24.8522 | 2.6403 | 10.5613 | 7.3238 | 7.3238 | 0.33883 | 0.33883 | 0.76867 | 0.76867 | 0.972 | 0.972 | 5.1645 | 5.1645 | 0.277 | 0.1385 | 0 | 0.65362 | 0 |  |  | 10.1389 |  | 0.42497 | 42.4966 | 0 | 0 | 2014-05-18 00:30 | 5164.5 | 5.1645
|  | 2014-05-18 07:25:02 | 26.0885 | 2.5968 | 10.3873 | 7.3263 | 7.3263 | 0.34733 | 0.34733 | 0.78317 | 0.78317 | 1.4328 | 1.4328 | 6.0082 | 6.0082 | 0.19663 | 0.098317 | 0 | 0.75193 | 0 |  |  | 11.1144 |  | 0.39816 | 39.8158 | 0 | 0 | 2014-05-18 01:00 | 6008.1667 | 6.0082
|  | 2014-05-18 07:55:02 | 26.987 | 2.6017 | 10.4067 | 7.3275 | 7.3275 | 0.36117 | 0.36117 | 0.78517 | 0.78517 | 1.4328 | 1.4328 | 6.8363 | 6.8363 | 0.16263 | 0.081317 | 0 | 0.83325 | 0 |  |  | 10.7189 |  | 0.38562 | 38.5618 | 0 | 0 | 2014-05-18 01:30 | 6836.3333 | 6.8363
|  | 2014-05-18 08:25:03 | 28.0887 | 2.5867 | 10.3467 | 7.3272 | 7.3272 | 0.37767 | 0.37767 | 0.7855 | 0.7855 | 2.4008 | 2.4008 | 7.561 | 7.561 | 0.71013 | 0.35507 | 0 | 1.1883 | 0 |  |  | 9.5189 |  | 0.36836 | 36.8357 | 0 | 0 | 2014-05-18 02:00 | 7561 | 7.561
|  | 2014-05-18 08:55:03 | 28.8217 | 2.5983 | 10.3933 | 7.3255 | 7.3255 | 0.3975 | 0.3975 | 0.78467 | 0.78467 | 2.4008 | 2.4008 | 7.8153 | 7.8153 | 0.29547 | 0.14773 | 0 | 1.336 | 0 |  |  | 10.1855 |  | 0.36061 | 36.0608 | 0 | 0 | 2014-05-18 02:30 | 7815.3333 | 7.8153
|  | 2014-05-18 09:25:02 | 29.1068 | 2.6722 | 10.6887 | 7.33 | 7.33 | 0.40567 | 0.40567 | 0.78417 | 0.78417 | 2.9732 | 2.9732 | 7.829 | 7.829 | 0.90387 | 0.45193 | 0 | 1.788 | 0 |  |  | 10.7956 |  | 0.36722 | 36.7222 | 0 | 0 | 2014-05-18 03:00 | 7829 | 7.829
|  | 2014-05-18 09:55:01 | 29.3778 | 2.4867 | 9.9467 | 7.3305 | 7.3305 | 0.37933 | 0.37933 | 0.7845 | 0.7845 | 2.9732 | 2.9732 | 8.08 | 8.08 | 0.11637 | 0.058183 | 0 | 1.8462 | 0 |  |  | 10.444 |  | 0.33858 | 33.8577 | 0 | 0 | 2014-05-18 03:30 | 8080 | 8.08
|  | 2014-05-18 10:25:03 | 29.4212 | 2.2928 | 9.1713 | 7.332 | 7.332 | 0.36017 | 0.36017 | 0.7845 | 0.7845 | 4.3024 | 4.3024 | 8.0443 | 8.0443 | 0.57357 | 0.28678 | 0 | 2.133 | 0 |  |  | 9.3548 |  | 0.31173 | 31.1726 | 0 | 0 | 2014-05-18 04:00 | 8044.3333 | 8.0443
|  | 2014-05-18 10:55:01 | 29.4895 | 2.175 | 8.7 | 7.3348 | 7.3348 | 0.42933 | 0.42933 | 0.78433 | 0.78433 | 4.3024 | 4.3024 | 7.8542 | 7.8542 | -0.084433 | -0.042217 | 0 | 2.0907 | 0 |  |  | 8.961 |  | 0.29502 | 29.502 | 0 | 0.084433 | 2014-05-18 04:30 | 7854.1667 | 7.8542
|  | 2014-05-18 11:25:01 | 29.4802 | 2.069 | 8.276 | 7.3315 | 7.3315 | 0.48683 | 0.48683 | 0.78433 | 0.78433 | 5.168 | 5.168 | 7.757 | 7.757 | 0.3235 | 0.16175 | 0 | 2.2525 | 0 |  |  | 8.9381 |  | 0.28073 | 28.0731 | 0 | 0 | 2014-05-18 05:00 | 7757 | 7.757
|  | 2014-05-18 11:55:01 | 29.1758 | 2.0257 | 8.1027 | 7.3293 | 7.3293 | 0.5885 | 0.5885 | 0.78183 | 0.78183 | 5.168 | 5.168 | 7.526 | 7.526 | 0.3205 | 0.16025 | 0 | 2.4127 | 0 |  |  | 8.9129 |  | 0.27772 | 27.7718 | 0 | 0 | 2014-05-18 05:30 | 7526 | 7.526
|  | 2014-05-18 12:25:02 | 28.7553 | 2.0117 | 8.0467 | 7.3223 | 7.3223 | 0.58567 | 0.58567 | 0.78183 | 0.78183 | 5.5368 | 5.5368 | 7.4063 | 7.4063 | 0.9243 | 0.46215 | 0 | 2.8749 | 0 |  |  | 7.8857 |  | 0.27983 | 27.9832 | 0 | 0 | 2014-05-18 06:00 | 7406.3333 | 7.4063
|  | 2014-05-18 12:55:01 | 28.4397 | 2.0103 | 8.0413 | 7.318 | 7.318 | 0.4575 | 0.4575 | 0.7835 | 0.7835 | 5.5368 | 5.5368 | 7.4657 | 7.4657 | 1.1631 | 0.58157 | 0 | 3.4565 | 0 |  |  | 8.363 |  | 0.28275 | 28.2751 | 0 | 0 | 2014-05-18 06:30 | 7465.6667 | 7.4657
|  | 2014-05-18 13:25:02 | 28.2448 | 1.9473 | 7.7893 | 7.3122 | 7.3122 | 0.43117 | 0.43117 | 0.78433 | 0.78433 | 6.0612 | 6.0612 | 7.6203 | 7.6203 | 1.7537 | 0.87685 | 0 | 4.3333 | 0 |  |  | 7.8672 |  | 0.27578 | 27.5779 | 0 | 0 | 2014-05-18 07:00 | 7620.3333 | 7.6203
|  | 2014-05-18 13:55:01 | 28.1548 | 1.9122 | 7.6487 | 7.3147 | 7.3147 | 0.43767 | 0.43767 | 0.78383 | 0.78383 | 6.0612 | 6.0612 | 7.5497 | 7.5497 | 1.6409 | 0.82043 | 0 | 5.1537 | 0 |  |  | 8.337 |  | 0.27166 | 27.1664 | 0 | 0 | 2014-05-18 07:30 | 7549.6667 | 7.5497
|  | 2014-05-18 14:25:02 | 28.305 | 1.9038 | 7.6153 | 7.3132 | 7.3132 | 0.43567 | 0.43567 | 0.78383 | 0.78383 | 5.6892 | 5.6892 | 7.6867 | 7.6867 | 1.2189 | 0.60943 | 0 | 5.7632 | 0 |  |  | 7.7676 |  | 0.26905 | 26.9046 | 0 | 0 | 2014-05-18 08:00 | 7686.6667 | 7.6867
|  | 2014-05-18 14:55:02 | 28.7258 | 1.8503 | 7.4013 | 7.3225 | 7.3225 | 0.4345 | 0.4345 | 0.78667 | 0.78667 | 5.6892 | 5.6892 | 8.013 | 8.013 | 0.92137 | 0.46068 | 0 | 6.2238 | 0 |  |  | 6.6612 |  | 0.25765 | 25.7654 | 0 | 0 | 2014-05-18 08:30 | 8013 | 8.013
|  | 2014-05-18 15:25:01 | 29.2978 | 1.746 | 6.984 | 7.3283 | 7.3283 | 0.47983 | 0.47983 | 0.78617 | 0.78617 | 4.558 | 4.558 | 8.2918 | 8.2918 | -0.86967 | -0.43483 | 0 | 5.789 | 0 |  |  | 6.4951 |  | 0.23838 | 23.8379 | 0 | 0.86967 | 2014-05-18 09:00 | 8291.8333 | 8.2918
|  | 2014-05-18 15:55:03 | 30.1337 | 1.578 | 6.312 | 7.3352 | 7.3352 | 0.55967 | 0.55967 | 0.7885 | 0.7885 | 4.558 | 4.558 | 8.658 | 8.658 | -1.9223 | -0.96117 | 0 | 4.8278 | 0 |  |  | 6.2489 |  | 0.20947 | 20.9467 | 0 | 1.9223 | 2014-05-18 09:30 | 8658 | 8.658
|  | 2014-05-18 16:25:02 | 30.6673 | 1.4383 | 5.7533 | 7.336 | 7.336 | 0.68383 | 0.68383 | 0.78867 | 0.78867 | 3.4208 | 3.4208 | 8.998 | 8.998 | -3.6867 | -1.8434 | 0 | 2.9845 | 0 |  |  | 6.2711 |  | 0.1876 | 18.7605 | 0 | 3.6867 | 2014-05-18 10:00 | 8998 | 8.998
|  | 2014-05-18 16:55:02 | 31.0585 | 1.4112 | 5.6447 | 7.3382 | 7.3382 | 0.71667 | 0.71667 | 0.78567 | 0.78567 | 3.4208 | 3.4208 | 9.3058 | 9.3058 | -3.8467 | -1.9233 | 0 | 1.0612 | 0 |  |  | 5.2495 |  | 0.18174 | 18.1743 | 0 | 3.8467 | 2014-05-18 10:30 | 9305.8333 | 9.3058
|  | 2014-05-18 17:25:02 | 31.341 | 1.3385 | 5.354 | 7.3458 | 7.3458 | 0.70967 | 0.70967 | 0.7865 | 0.7865 | 2.7652 | 2.7652 | 9.4695 | 9.4695 | -4.9103 | -2.4551 | 0 | 0 | 0 |  |  | 5.2469 |  | 0.17083 | 17.0831 | 0 | 2.1223 | 2014-05-18 11:00 | 9469.5 | 9.4695
|  | 2014-05-18 17:55:02 | 31.4738 | 1.2923 | 5.1693 | 7.3465 | 7.3465 | 0.69233 | 0.69233 | 0.78567 | 0.78567 | 2.7652 | 2.7652 | 9.4182 | 9.4182 | -5.2966 | -2.6483 | 2.4551 | 0 | 0 |  |  | 5.1693 |  | 0.16424 | 16.4242 | 4.9103 | 0 | 2014-05-18 11:30 | 9418.1667 | 9.4182
|  | 2014-05-18 18:25:02 | 31.4777 | 1.3332 | 5.3327 | 7.3513 | 7.3513 | 0.68467 | 0.68467 | 0.78533 | 0.78533 | 1.2532 | 1.2532 | 9.4737 | 9.4737 | -6.5968 | -3.2984 | 2.6483 | 0 | 0 |  |  | 4.7994 |  | 0.16941 | 16.9411 | 5.2966 | 0 | 2014-05-18 12:00 | 9473.6667 | 9.4737
|  | 2014-05-18 18:55:04 | 31.5275 | 1.2733 | 5.0933 | 7.3497 | 7.3497 | 0.684 | 0.684 | 0.78533 | 0.78533 | 1.2532 | 1.2532 | 9.6617 | 9.6617 | -6.7003 | -3.3502 | 3.2984 | 0 | 0 |  |  | 4.7877 |  | 0.16155 | 16.1552 | 6.5968 | 0 | 2014-05-18 12:30 | 9661.6667 | 9.6617
|  | 2014-05-18 19:25:02 | 31.4102 | 1.1542 | 4.6167 | 7.3493 | 7.3493 | 0.694 | 0.694 | 0.7845 | 0.7845 | 0.3984 | 0.3984 | 9.5753 | 9.5753 | -7.9919 | -3.996 | 3.3502 | 0 | 0 |  |  | 4.2473 |  | 0.14698 | 14.698 | 6.7003 | 0 | 2014-05-18 13:00 | 9575.3333 | 9.5753
|  | 2014-05-18 19:55:02 | 31.732 | 1.1025 | 4.41 | 7.3438 | 7.3438 | 0.70083 | 0.70083 | 0.786 | 0.786 | 0.3984 | 0.3984 | 9.5285 | 9.5285 | -8.5644 | -4.2822 | 3.996 | 0 | 0 |  |  | 4.41 |  | 0.13898 | 13.8976 | 7.9919 | 0 | 2014-05-18 13:30 | 9528.5 | 9.5285
|  | 2014-05-18 20:25:01 | 32.2058 | 1.0317 | 4.1267 | 7.3423 | 7.3423 | 0.71267 | 0.71267 | 0.78717 | 0.78717 | 0.0812 | 0.0812 | 9.4123 | 9.4123 | -9.7435 | -4.8717 | 4.2822 | 0 | 0 |  |  | 4.0029 |  | 0.12813 | 12.8134 | 8.5644 | 0 | 2014-05-18 14:00 | 9412.3333 | 9.4123
|  | 2014-05-18 20:55:01 | 31.6572 | 1.0012 | 4.0047 | 7.344 | 7.344 | 0.69517 | 0.69517 | 0.78733 | 0.78733 | 0.0812 | 0.0812 | 9.326 | 9.326 | -9.4188 | -4.7094 | 4.8717 | 0 | 0 |  |  | 4.4051 |  | 0.1265 | 12.6501 | 9.7435 | 0 | 2014-05-18 14:30 | 9326 | 9.326
|  | 2014-05-18 21:25:01 | 30.1198 | 0.96483 | 3.8593 | 7.3387 | 7.3387 | 0.54917 | 0.54917 | 0.7875 | 0.7875 | 0.032 | 0.032 | 8.746 | 8.746 | -8.8072 | -4.4036 | 4.7094 | 0 | 0 |  |  | 3.7436 |  | 0.12813 | 12.8133 | 9.4188 | 0 | 2014-05-18 15:00 | 8746 | 8.746
|  | 2014-05-18 21:55:02 | 27.8975 | 0.96433 | 3.8573 | 7.3413 | 7.3413 | 0.31733 | 0.31733 | 0.7885 | 0.7885 | 0.032 | 0.032 | 8.253 | 8.253 | -7.308 | -3.654 | 4.4036 | 0 | 0 |  |  | 3.5102 |  | 0.13827 | 13.8268 | 8.8072 | 0 | 2014-05-18 15:30 | 8253 | 8.253
|  | 2014-05-18 22:25:02 | 26.0913 | 0.927 | 3.708 | 7.3415 | 7.3415 | 0.22133 | 0.22133 | 0.788 | 0.788 | 0 | 0 | 7.4905 | 7.4905 | -6.542 | -3.271 | 3.654 | 0 | 0 |  |  | 3.7451 |  | 0.14212 | 14.2116 | 7.308 | 0 | 2014-05-18 16:00 | 7490.5 | 7.4905
|  | 2014-05-18 22:55:02 | 25.0732 | 0.82533 | 3.3013 | 7.3368 | 7.3368 | 0.22267 | 0.22267 | 0.788 | 0.788 | 0 | 0 | 7.1137 | 7.1137 | -6.3107 | -3.1553 | 3.271 | 0 | 0 |  |  | 3.0372 |  | 0.13167 | 13.1668 | 6.542 | 0 | 2014-05-18 16:30 | 7113.6667 | 7.1137
|  | 2014-05-18 23:25:03 | 24.5383 | 0.7255 | 2.902 | 7.3407 | 7.3407 | 0.22017 | 0.22017 | 0.7875 | 0.7875 | 0 | 0 | 6.9967 | 6.9967 | -6.2913 | -3.1457 | 3.1553 | 0 | 0 |  |  | 2.6698 |  | 0.11826 | 11.8264 | 6.3107 | 0 | 2014-05-18 17:00 | 6996.6667 | 6.9967
|  | 2014-05-18 23:55:01 | 24.408 | 0.58667 | 2.3467 | 7.3405 | 7.3405 | 0.188 | 0.188 | 0.78783 | 0.78783 | 0 | 0 | 7.0145 | 7.0145 | -6.7305 | -3.3652 | 3.1457 | 0 | 0 |  |  | 2.4171 |  | 0.096143 | 9.6143 | 6.2913 | 0 | 2014-05-18 17:30 | 7014.5 | 7.0145
|  | 2014-05-19 00:25:05 | 24.695 | 0.54933 | 2.1973 | 7.3395 | 7.3395 | 0.16183 | 0.16183 | 0.7875 | 0.7875 | 0 | 0 | 7.2357 | 7.2357 | -6.9732 | -3.4866 | 3.3652 | 0 | 0 |  |  | 2.3731 |  | 0.088979 | 8.8979 | 6.7305 | 0 | 2014-05-18 18:00 | 7235.6667 | 7.2357
|  | 2014-05-19 00:55:01 | 24.5613 | 0.56433 | 2.2573 | 7.3452 | 7.3452 | 0.14317 | 0.14317 | 0.78767 | 0.78767 | 0 | 0 | 7.1247 | 7.1247 | -6.9033 | -3.4517 | 3.4866 | 0 | 0 |  |  | 2.0542 |  | 0.091906 | 9.1906 | 6.9732 | 0 | 2014-05-18 18:30 | 7124.6667 | 7.1247
|  | 2014-05-19 01:25:02 | 24.2483 | 0.583 | 2.332 | 7.3368 | 7.3368 | 0.14383 | 0.14383 | 0.78983 | 0.78983 | 0 | 0 | 6.8087 | 6.8087 | -6.8372 | -3.4186 | 3.4517 | 0 | 0 |  |  | 2.2154 |  | 0.096172 | 9.6172 | 6.9033 | 0 | 2014-05-18 19:00 | 6808.6667 | 6.8087
|  | 2014-05-19 01:55:07 | 24.008 | 0.5945 | 2.378 | 7.3417 | 7.3417 | 0.14233 | 0.14233 | 0.78717 | 0.78717 | 0 | 0 | 6.6507 | 6.6507 | -6.7082 | -3.3541 | 3.4186 | 0 | 0 |  |  | 2.6158 |  | 0.09905 | 9.905 | 6.8372 | 0 | 2014-05-18 19:30 | 6650.6667 | 6.6507
|  | 2014-05-19 02:25:03 | 23.8462 | 0.55383 | 2.2153 | 7.3333 | 7.3333 | 0.14017 | 0.14017 | 0.78683 | 0.78683 | 0 | 0 | 6.5765 | 6.5765 | -6.794 | -3.397 | 3.3541 | 0 | 0 |  |  | 2.3704 |  | 0.092901 | 9.2901 | 6.7082 | 0 | 2014-05-18 20:00 | 6576.5 | 6.5765
|  | 2014-05-19 02:55:02 | 23.8255 | 0.50117 | 2.0047 | 7.3407 | 7.3407 | 0.1615 | 0.1615 | 0.78783 | 0.78783 | 0 | 0 | 6.6515 | 6.6515 | -6.8793 | -3.4397 | 3.397 | 0 | 0 |  |  | 2.0448 |  | 0.08414 | 8.414 | 6.794 | 0 | 2014-05-18 20:30 | 6651.5 | 6.6515
|  | 2014-05-19 03:25:02 | 23.9532 | 0.434 | 1.736 | 7.3428 | 7.3428 | 0.17283 | 0.17283 | 0.7875 | 0.7875 | 0 | 0 | 6.8357 | 6.8357 | -7.0783 | -3.5392 | 3.4397 | 0 | 0 |  |  | 1.8575 |  | 0.072475 | 7.2475 | 6.8793 | 0 | 2014-05-18 21:00 | 6835.6667 | 6.8357
|  | 2014-05-19 03:55:02 | 23.5222 | 0.4245 | 1.698 | 7.344 | 7.344 | 0.184 | 0.184 | 0.7575 | 0.7575 | 0 | 0 | 6.4142 | 6.4142 | -7.1245 | -3.5622 | 3.5392 | 0 | 0 |  |  | 1.6301 |  | 0.072187 | 7.2187 | 7.0783 | 0 | 2014-05-18 21:30 | 6414.1667 | 6.4142
|  | 2014-05-19 04:25:01 | 23.7148 | 0.42733 | 1.7093 | 7.3362 | 7.3362 | 0.18917 | 0.18917 | 0.70067 | 0.70067 | 0 | 0 | 6.3338 | 6.3338 | -7.4457 | -3.7228 | 3.5622 | 0 | 0 |  |  | 1.5897 |  | 0.072079 | 7.2079 | 7.1245 | 0 | 2014-05-18 22:00 | 6333.8333 | 6.3338
|  | 2014-05-19 04:55:02 | 24.7095 | 0.4725 | 1.89 | 7.349 | 7.349 | 0.18883 | 0.18883 | 0.71517 | 0.71517 | 0 | 0 | 7.2045 | 7.2045 | -7.362 | -3.681 | 3.7228 | 0 | 0 |  |  | 1.89 |  | 0.076489 | 7.6489 | 7.4457 | 0 | 2014-05-18 22:30 | 7204.5 | 7.2045
|  | 2014-05-19 05:25:01 | 27.1692 | 0.53383 | 2.1353 | 7.3445 | 7.3445 | 0.19967 | 0.19967 | 0.77217 | 0.77217 | 0.0792 | 0.0792 | 8.4275 | 8.4275 | -8.2108 | -4.1054 | 3.681 | 0 | 0 |  |  | 2.1567 |  | 0.078594 | 7.8594 | 7.362 | 0 | 2014-05-18 23:00 | 8427.5 | 8.4275
|  | 2014-05-19 05:55:03 | 30.5387 | 0.592 | 2.368 | 7.3473 | 7.3473 | 0.238 | 0.238 | 0.77317 | 0.77317 | 0.0792 | 0.0792 | 9.5462 | 9.5462 | -10.1868 | -5.0934 | 4.1054 | 0 | 0 |  |  | 2.1786 |  | 0.077541 | 7.7541 | 8.2108 | 0 | 2014-05-18 23:30 | 9546.1667 | 9.5462
|  | 2014-05-19 06:25:04 | 33.6373 | 0.5805 | 2.322 | 7.34 | 7.34 | 0.254 | 0.254 | 0.77133 | 0.77133 | 0.6568 | 0.6568 | 9.9278 | 9.9278 | -12.3654 | -6.1827 | 5.0934 | 0 | 0 |  |  | 2.2756 |  | 0.06903 | 6.903 | 10.1868 | 0 | 2014-05-19 | 9927.8333 | 9.9278
|  | 2014-05-19 06:55:01 | 35.479 | 0.498 | 1.992 | 7.3402 | 7.3402 | 0.3145 | 0.3145 | 0.76933 | 0.76933 | 0.6568 | 0.6568 | 10.0768 | 10.0768 | -14.3294 | -7.1647 | 6.1827 | 0 | 0 |  |  | 1.7928 |  | 0.056146 | 5.6146 | 12.3654 | 0 | 2014-05-19 00:30 | 10076.8333 | 10.0768
|  | 2014-05-19 07:25:01 | 36.3085 | 0.4205 | 1.682 | 7.3405 | 7.3405 | 0.369 | 0.369 | 0.7755 | 0.7755 | 1.2768 | 1.2768 | 10.1017 | 10.1017 | -14.763 | -7.3815 | 7.1647 | 0 | 0 |  |  | 1.7156 |  | 0.046325 | 4.6325 | 14.3294 | 0 | 2014-05-19 01:00 | 10101.6667 | 10.1017
|  | 2014-05-19 07:55:02 | 36.716 | 0.40017 | 1.6007 | 7.3385 | 7.3385 | 0.53 | 0.53 | 0.783 | 0.783 | 1.2768 | 1.2768 | 10.1798 | 10.1798 | -15.0072 | -7.5036 | 7.3815 | 0 | 0 |  |  | 1.7607 |  | 0.043596 | 4.3596 | 14.763 | 0 | 2014-05-19 01:30 | 10179.8333 | 10.1798
|  | 2014-05-19 08:25:03 | 37.284 | 0.41483 | 1.6593 | 7.3437 | 7.3437 | 0.65 | 0.65 | 0.78467 | 0.78467 | 1.774 | 1.774 | 10.196 | 10.196 | -14.8763 | -7.4382 | 7.5036 | 0 | 0 |  |  | 1.7589 |  | 0.044505 | 4.4505 | 15.0072 | 0 | 2014-05-19 02:00 | 10196 | 10.196
|  | 2014-05-19 08:55:01 | 37.1647 | 0.43333 | 1.7333 | 7.348 | 7.348 | 0.64817 | 0.64817 | 0.78667 | 0.78667 | 1.774 | 1.774 | 10.0942 | 10.0942 | -14.7803 | -7.3902 | 7.4382 | 0 | 0 |  |  | 1.612 |  | 0.046639 | 4.6639 | 14.8763 | 0 | 2014-05-19 02:30 | 10094.1667 | 10.0942
|  | 2014-05-19 09:25:03 | 37.0622 | 0.51417 | 2.0567 | 7.3435 | 7.3435 | 0.64633 | 0.64633 | 0.7855 | 0.7855 | 2.4192 | 2.4192 | 9.9852 | 9.9852 | -13.8258 | -6.9129 | 7.3902 | 0 | 0 |  |  | 2.1595 |  | 0.055492 | 5.5492 | 14.7803 | 0 | 2014-05-19 03:00 | 9985.1667 | 9.9852
|  | 2014-05-19 09:55:03 | 37.1673 | 0.66 | 2.64 | 7.3417 | 7.3417 | 0.67817 | 0.67817 | 0.75633 | 0.75633 | 2.4192 | 2.4192 | 9.9817 | 9.9817 | -13.3503 | -6.6751 | 6.9129 | 0 | 0 |  |  | 2.6136 |  | 0.07103 | 7.103 | 13.8258 | 0 | 2014-05-19 03:30 | 9981.6667 | 9.9817
|  | 2014-05-19 10:25:02 | 37.2958 | 0.76133 | 3.0453 | 7.3443 | 7.3443 | 0.723 | 0.723 | 0.733 | 0.733 | 3.98 | 3.98 | 10.3803 | 10.3803 | -11.0898 | -5.5449 | 6.6751 | 0 | 0 |  |  | 3.3194 |  | 0.081653 | 8.1653 | 13.3503 | 0 | 2014-05-19 04:00 | 10380.3333 | 10.3803
|  | 2014-05-19 10:55:02 | 37.4077 | 0.793 | 3.172 | 7.3455 | 7.3455 | 0.533 | 0.533 | 0.73183 | 0.73183 | 3.98 | 3.98 | 10.603 | 10.603 | -11.0423 | -5.5212 | 5.5449 | 0 | 0 |  |  | 3.4258 |  | 0.084795 | 8.4795 | 11.0898 | 0 | 2014-05-19 04:30 | 10603 | 10.603
|  | 2014-05-19 11:25:01 | 37.4452 | 0.98367 | 3.9347 | 7.3425 | 7.3425 | 0.49933 | 0.49933 | 0.73183 | 0.73183 | 4.5468 | 4.5468 | 10.6423 | 10.6423 | -9.7477 | -4.8738 | 5.5212 | 0 | 0 |  |  | 3.6986 |  | 0.10508 | 10.5078 | 11.0423 | 0 | 2014-05-19 05:00 | 10642.3333 | 10.6423
|  | 2014-05-19 11:55:02 | 37.1702 | 1.1192 | 4.4767 | 7.3483 | 7.3483 | 0.36017 | 0.36017 | 0.7335 | 0.7335 | 4.5468 | 4.5468 | 10.7228 | 10.7228 | -8.9819 | -4.4909 | 4.8738 | 0 | 0 |  |  | 4.7453 |  | 0.12044 | 12.0437 | 9.7477 | 0 | 2014-05-19 05:30 | 10722.8333 | 10.7228
|  | 2014-05-19 12:25:01 | 36.8327 | 1.241 | 4.964 | 7.3427 | 7.3427 | 0.26117 | 0.26117 | 0.73367 | 0.73367 | 4.9012 | 4.9012 | 10.9163 | 10.9163 | -7.7136 | -3.8568 | 4.4909 | 0 | 0 |  |  | 4.7158 |  | 0.13477 | 13.4772 | 8.9819 | 0 | 2014-05-19 06:00 | 10916.3333 | 10.9163
|  | 2014-05-19 12:55:02 | 36.7003 | 1.3148 | 5.2593 | 7.3357 | 7.3357 | 0.26017 | 0.26017 | 0.73233 | 0.73233 | 4.9012 | 4.9012 | 10.6835 | 10.6835 | -7.5281 | -3.7641 | 3.8568 | 0 | 0 |  |  | 4.9438 |  | 0.1433 | 14.3305 | 7.7136 | 0 | 2014-05-19 06:30 | 10683.5 | 10.6835
|  | 2014-05-19 13:25:02 | 36.6853 | 1.4943 | 5.9773 | 7.3383 | 7.3383 | 0.25417 | 0.25417 | 0.73233 | 0.73233 | 5.2848 | 5.2848 | 10.522 | 10.522 | -6.5764 | -3.2882 | 3.7641 | 0 | 0 |  |  | 6.336 |  | 0.16294 | 16.2935 | 7.5281 | 0 | 2014-05-19 07:00 | 10522 | 10.522
|  | 2014-05-19 13:55:02 | 36.4635 | 1.6978 | 6.7913 | 7.3327 | 7.3327 | 0.25783 | 0.25783 | 0.733 | 0.733 | 5.2848 | 5.2848 | 10.5203 | 10.5203 | -5.5435 | -2.7718 | 3.2882 | 0 | 0 |  |  | 6.4518 |  | 0.18625 | 18.625 | 6.5764 | 0 | 2014-05-19 07:30 | 10520.3333 | 10.5203
|  | 2014-05-19 14:25:03 | 36.6123 | 1.973 | 7.892 | 7.3327 | 7.3327 | 0.25767 | 0.25767 | 0.75617 | 0.75617 | 4.6484 | 4.6484 | 10.5253 | 10.5253 | -5.2001 | -2.6 | 2.7718 | 0 | 0 |  |  | 7.1028 |  | 0.21556 | 21.5556 | 5.5435 | 0 | 2014-05-19 08:00 | 10525.3333 | 10.5253
|  | 2014-05-19 14:55:01 | 37.2252 | 2.1988 | 8.7953 | 7.3317 | 7.3317 | 0.25717 | 0.25717 | 0.76367 | 0.76367 | 4.6484 | 4.6484 | 10.5333 | 10.5333 | -4.8956 | -2.4478 | 2.6 | 0 | 0 |  |  | 9.499 |  | 0.23627 | 23.6274 | 5.2001 | 0 | 2014-05-19 08:30 | 10533.3333 | 10.5333
|  | 2014-05-19 15:25:01 | 37.648 | 2.3903 | 9.5613 | 7.337 | 7.337 | 0.25683 | 0.25683 | 0.696 | 0.696 | 3.0236 | 3.0236 | 10.4238 | 10.4238 | -6.3494 | -3.1747 | 2.4478 | 0 | 0 |  |  | 8.9877 |  | 0.25397 | 25.3967 | 4.8956 | 0 | 2014-05-19 09:00 | 10423.8333 | 10.4238
|  | 2014-05-19 15:55:02 | 38.0183 | 2.5397 | 10.1587 | 7.336 | 7.336 | 0.3925 | 0.3925 | 0.70183 | 0.70183 | 3.0236 | 3.0236 | 10.3405 | 10.3405 | -6.0652 | -3.0326 | 3.1747 | 0 | 0 |  |  | 9.1428 |  | 0.2672 | 26.7204 | 6.3494 | 0 | 2014-05-19 09:30 | 10340.5 | 10.3405
|  | 2014-05-19 16:25:03 | 38.0125 | 2.6862 | 10.7447 | 7.336 | 7.336 | 0.50333 | 0.50333 | 0.76067 | 0.76067 | 2.9984 | 2.9984 | 10.5017 | 10.5017 | -5.1678 | -2.5839 | 3.0326 | 0 | 0 |  |  | 10.8521 |  | 0.28266 | 28.2661 | 6.0652 | 0 | 2014-05-19 10:00 | 10501.6667 | 10.5017
|  | 2014-05-19 16:55:02 | 37.7362 | 2.7108 | 10.8433 | 7.3427 | 7.3427 | 0.50333 | 0.50333 | 0.72183 | 0.72183 | 2.9984 | 2.9984 | 10.5313 | 10.5313 | -4.7953 | -2.3976 | 2.5839 | 0 | 0 |  |  | 10.3012 |  | 0.28735 | 28.7346 | 5.1678 | 0 | 2014-05-19 10:30 | 10531.3333 | 10.5313
|  | 2014-05-19 17:25:01 | 37.2623 | 2.612 | 10.448 | 7.3438 | 7.3438 | 0.45 | 0.45 | 0.72067 | 0.72067 | 2.3248 | 2.3248 | 10.4963 | 10.4963 | -5.4787 | -2.7393 | 2.3976 | 0 | 0 |  |  | 9.4032 |  | 0.28039 | 28.039 | 4.7953 | 0 | 2014-05-19 11:00 | 10496.3333 | 10.4963
|  | 2014-05-19 17:55:02 | 36.9197 | 2.6835 | 10.734 | 7.3482 | 7.3482 | 0.39567 | 0.39567 | 0.71617 | 0.71617 | 2.3248 | 2.3248 | 10.3577 | 10.3577 | -5.0432 | -2.5216 | 2.7393 | 0 | 0 |  |  | 11.8074 |  | 0.29074 | 29.0739 | 5.4787 | 0 | 2014-05-19 11:30 | 10357.6667 | 10.3577
|  | 2014-05-19 18:25:04 | 36.3685 | 2.5882 | 10.3527 | 7.3457 | 7.3457 | 0.39583 | 0.39583 | 0.722 | 0.722 | 1.2896 | 1.2896 | 10.5708 | 10.5708 | -5.6919 | -2.846 | 2.5216 | 0 | 0 |  |  | 11.1809 |  | 0.28466 | 28.466 | 5.0432 | 0 | 2014-05-19 12:00 | 10570.8333 | 10.5708
|  | 2014-05-19 18:55:01 | 35.9762 | 2.4925 | 9.97 | 7.3542 | 7.3542 | 0.368 | 0.368 | 0.74633 | 0.74633 | 1.2896 | 1.2896 | 10.6272 | 10.6272 | -5.6209 | -2.8104 | 2.846 | 0 | 0 |  |  | 9.6709 |  | 0.27713 | 27.7128 | 5.6919 | 0 | 2014-05-19 12:30 | 10627.1667 | 10.6272
|  | 2014-05-19 19:25:01 | 35.3728 | 2.5825 | 10.33 | 7.3552 | 7.3552 | 0.34517 | 0.34517 | 0.76433 | 0.76433 | 0.5044 | 0.5044 | 10.3242 | 10.3242 | -5.7496 | -2.8748 | 2.8104 | 0 | 0 |  |  | 11.1564 |  | 0.29203 | 29.2032 | 5.6209 | 0 | 2014-05-19 13:00 | 10324.1667 | 10.3242
|  | 2014-05-19 19:55:01 | 35.482 | 2.6483 | 10.5933 | 7.3507 | 7.3507 | 0.30383 | 0.30383 | 0.76717 | 0.76717 | 0.5044 | 0.5044 | 10.227 | 10.227 | -5.7356 | -2.8678 | 2.8748 | 0 | 0 |  |  | 10.3815 |  | 0.29856 | 29.8555 | 5.7496 | 0 | 2014-05-19 13:30 | 10227 | 10.227
|  | 2014-05-19 20:25:01 | 35.5868 | 2.751 | 11.004 | 7.3502 | 7.3502 | 0.27883 | 0.27883 | 0.77267 | 0.77267 | 0.1252 | 0.1252 | 10.3385 | 10.3385 | -5.7175 | -2.8587 | 2.8678 | 0 | 0 |  |  | 11.9944 |  | 0.30922 | 30.9215 | 5.7356 | 0 | 2014-05-19 14:00 | 10338.5 | 10.3385
|  | 2014-05-19 20:55:04 | 34.3365 | 2.5153 | 10.0613 | 7.346 | 7.346 | 0.29 | 0.29 | 0.77117 | 0.77117 | 0.1252 | 0.1252 | 10.0915 | 10.0915 | -5.6513 | -2.8256 | 2.8587 | 0 | 0 |  |  | 10.8662 |  | 0.29302 | 29.3022 | 5.7175 | 0 | 2014-05-19 14:30 | 10091.5 | 10.0915
|  | 2014-05-19 21:25:02 | 32.3262 | 2.412 | 9.648 | 7.3463 | 7.3463 | 0.28517 | 0.28517 | 0.775 | 0.775 | 0.084 | 0.084 | 9.7987 | 9.7987 | -4.389 | -2.1945 | 2.8256 | 0 | 0 |  |  | 9.7445 |  | 0.29846 | 29.8458 | 5.6513 | 0 | 2014-05-19 15:00 | 9798.6667 | 9.7987
|  | 2014-05-19 21:55:03 | 30.0643 | 2.0622 | 8.2487 | 7.3407 | 7.3407 | 0.237 | 0.237 | 0.77633 | 0.77633 | 0.084 | 0.084 | 9.6627 | 9.6627 | -3.715 | -1.8575 | 2.1945 | 0 | 0 |  |  | 7.5063 |  | 0.27437 | 27.4367 | 4.389 | 0 | 2014-05-19 15:30 | 9662.6667 | 9.6627
|  | 2014-05-19 22:25:01 | 28.3855 | 1.8745 | 7.498 | 7.3422 | 7.3422 | 0.18517 | 0.18517 | 0.77567 | 0.77567 | 0 | 0 | 9.523 | 9.523 | -3.0615 | -1.5307 | 1.8575 | 0 | 0 |  |  | 7.498 |  | 0.26415 | 26.4149 | 3.715 | 0 | 2014-05-19 16:00 | 9523 | 9.523
|  | 2014-05-19 22:55:03 | 27.3748 | 1.8793 | 7.5173 | 7.3393 | 7.3393 | 0.18583 | 0.18583 | 0.77533 | 0.77533 | 0 | 0 | 9.0657 | 9.0657 | -2.4913 | -1.2457 | 1.5307 | 0 | 0 |  |  | 8.2691 |  | 0.27461 | 27.4607 | 3.0615 | 0 | 2014-05-19 16:30 | 9065.6667 | 9.0657
|  | 2014-05-19 23:25:02 | 26.4173 | 1.8088 | 7.2353 | 7.3347 | 7.3347 | 0.18433 | 0.18433 | 0.7735 | 0.7735 | 0 | 0 | 8.7118 | 8.7118 | -2.1777 | -1.0888 | 1.2457 | 0 | 0 |  |  | 7.5247 |  | 0.27389 | 27.3886 | 2.4913 | 0 | 2014-05-19 17:00 | 8711.8333 | 8.7118
|  | 2014-05-19 23:55:03 | 25.8205 | 1.692 | 6.768 | 7.3407 | 7.3407 | 0.17017 | 0.17017 | 0.75733 | 0.75733 | 0 | 0 | 8.2628 | 8.2628 | -2.5215 | -1.2607 | 1.0888 | 0 | 0 |  |  | 6.3619 |  | 0.26212 | 26.2117 | 2.1777 | 0 | 2014-05-19 17:30 | 8262.8333 | 8.2628
|  | 2014-05-20 00:25:04 | 25.5787 | 1.6583 | 6.6333 | 7.338 | 7.338 | 0.15233 | 0.15233 | 0.77183 | 0.77183 | 0 | 0 | 7.8653 | 7.8653 | -2.8178 | -1.4089 | 1.2607 | 0 | 0 |  |  | 6.169 |  | 0.25933 | 25.9331 | 2.5215 | 0 | 2014-05-19 18:00 | 7865.3333 | 7.8653
|  | 2014-05-20 00:55:02 | 25.3575 | 2.0915 | 8.366 | 7.3437 | 7.3437 | 0.14217 | 0.14217 | 0.77183 | 0.77183 | 0 | 0 | 7.2412 | 7.2412 | -1.4927 | -0.74633 | 1.4089 | 0 | 0 |  |  | 8.868 |  | 0.32992 | 32.9922 | 2.8178 | 0 | 2014-05-19 18:30 | 7241.1667 | 7.2412
|  | 2014-05-20 01:25:01 | 24.8653 | 2.3007 | 9.2027 | 7.3398 | 7.3398 | 0.1425 | 0.1425 | 0.71283 | 0.71283 | 0 | 0 | 6.652 | 6.652 | -0.8155 | -0.40775 | 0.74633 | 0 | 0 |  |  | 9.7548 |  | 0.3701 | 37.01 | 1.4927 | 0 | 2014-05-19 19:00 | 6652 | 6.652
|  | 2014-05-20 01:55:03 | 24.6048 | 2.1773 | 8.7093 | 7.3343 | 7.3343 | 0.14117 | 0.14117 | 0.69033 | 0.69033 | 0 | 0 | 6.4958 | 6.4958 | -1.2338 | -0.61692 | 0.40775 | 0 | 0 |  |  | 8.361 |  | 0.35397 | 35.3968 | 0.8155 | 0 | 2014-05-19 19:30 | 6495.8333 | 6.4958
|  | 2014-05-20 02:25:02 | 24.58 | 2.16 | 8.64 | 7.3378 | 7.3378 | 0.141 | 0.141 | 0.699 | 0.699 | 0 | 0 | 6.4945 | 6.4945 | -1.2677 | -0.63383 | 0.61692 | 0 | 0 |  |  | 8.8992 |  | 0.35151 | 35.1505 | 1.2338 | 0 | 2014-05-19 20:00 | 6494.5 | 6.4945
|  | 2014-05-20 02:55:03 | 24.6418 | 1.9055 | 7.622 | 7.3377 | 7.3377 | 0.14117 | 0.14117 | 0.75883 | 0.75883 | 0 | 0 | 6.6623 | 6.6623 | -2.1198 | -1.0599 | 0.63383 | 0 | 0 |  |  | 7.4696 |  | 0.30931 | 30.9311 | 1.2677 | 0 | 2014-05-19 20:30 | 6662.3333 | 6.6623
|  | 2014-05-20 03:25:03 | 24.6843 | 1.6112 | 6.4447 | 7.3415 | 7.3415 | 0.14 | 0.14 | 0.77 | 0.77 | 0 | 0 | 6.6678 | 6.6678 | -3.3203 | -1.6602 | 1.0599 | 0 | 0 |  |  | 5.9291 |  | 0.26108 | 26.1083 | 2.1198 | 0 | 2014-05-19 21:00 | 6667.8333 | 6.6678
|  | 2014-05-20 03:55:02 | 24.643 | 1.7167 | 6.8667 | 7.3453 | 7.3453 | 0.14517 | 0.14517 | 0.771 | 0.771 | 0 | 0 | 7.2788 | 7.2788 | -2.236 | -1.118 | 1.6602 | 0 | 0 |  |  | 6.592 |  | 0.27865 | 27.8646 | 3.3203 | 0 | 2014-05-19 21:30 | 7278.8333 | 7.2788
|  | 2014-05-20 04:25:02 | 25.4857 | 1.8328 | 7.3313 | 7.3477 | 7.3477 | 0.16183 | 0.16183 | 0.7715 | 0.7715 | 0 | 0 | 7.9972 | 7.9972 | -1.8762 | -0.93808 | 1.118 | 0 | 0 |  |  | 7.1847 |  | 0.28766 | 28.7665 | 2.236 | 0 | 2014-05-19 22:00 | 7997.1667 | 7.9972
|  | 2014-05-20 04:55:02 | 26.4108 | 1.8562 | 7.4247 | 7.3503 | 7.3503 | 0.17883 | 0.17883 | 0.77383 | 0.77383 | 0 | 0 | 8.4627 | 8.4627 | -2.2205 | -1.1102 | 0.93808 | 0 | 0 |  |  | 7.4989 |  | 0.28112 | 28.1122 | 1.8762 | 0 | 2014-05-19 22:30 | 8462.6667 | 8.4627
|  | 2014-05-20 05:25:02 | 28.6442 | 1.9347 | 7.7387 | 7.3475 | 7.3475 | 0.1835 | 0.1835 | 0.77583 | 0.77583 | 0.1544 | 0.1544 | 9.5292 | 9.5292 | -2.9151 | -1.4575 | 1.1102 | 0 | 0 |  |  | 7.197 |  | 0.27017 | 27.0166 | 2.2205 | 0 | 2014-05-19 23:00 | 9529.1667 | 9.5292
|  | 2014-05-20 05:55:03 | 31.7727 | 1.7955 | 7.182 | 7.3445 | 7.3445 | 0.25667 | 0.25667 | 0.77567 | 0.77567 | 0.1544 | 0.1544 | 10.6868 | 10.6868 | -5.3726 | -2.6863 | 1.4575 | 0 | 0 |  |  | 6.8229 |  | 0.22604 | 22.6043 | 2.9151 | 0 | 2014-05-19 23:30 | 10686.8333 | 10.6868
|  | 2014-05-20 06:25:01 | 35.0453 | 1.6565 | 6.626 | 7.3437 | 7.3437 | 0.30083 | 0.30083 | 0.7765 | 0.7765 | 1.0204 | 1.0204 | 11.8662 | 11.8662 | -7.1118 | -3.5559 | 2.6863 | 0 | 0 |  |  | 6.891 |  | 0.18907 | 18.9069 | 5.3726 | 0 | 2014-05-20 | 11866.1667 | 11.8662
|  | 2014-05-20 06:55:01 | 36.5077 | 1.7853 | 7.1413 | 7.3457 | 7.3457 | 0.31183 | 0.31183 | 0.77083 | 0.77083 | 1.0204 | 1.0204 | 12.0153 | 12.0153 | -7.9023 | -3.9511 | 3.5559 | 0 | 0 |  |  | 6.57 |  | 0.19561 | 19.5612 | 7.1118 | 0 | 2014-05-20 00:30 | 12015.3333 | 12.0153
|  | 2014-05-20 07:25:02 | 37.1383 | 1.7453 | 6.9813 | 7.3518 | 7.3518 | 0.3225 | 0.3225 | 0.76917 | 0.76917 | 1.6864 | 1.6864 | 11.9437 | 11.9437 | -8.0834 | -4.0417 | 3.9511 | 0 | 0 |  |  | 6.2832 |  | 0.18798 | 18.7982 | 7.9023 | 0 | 2014-05-20 01:00 | 11943.6667 | 11.9437
|  | 2014-05-20 07:55:03 | 37.7217 | 1.5663 | 6.2653 | 7.3553 | 7.3553 | 0.42333 | 0.42333 | 0.76967 | 0.76967 | 1.6864 | 1.6864 | 12.0052 | 12.0052 | -9.2164 | -4.6082 | 4.0417 | 0 | 0 |  |  | 6.2027 |  | 0.16609 | 16.6094 | 8.0834 | 0 | 2014-05-20 01:30 | 12005.1667 | 12.0052
|  | 2014-05-20 08:25:02 | 38.3832 | 1.5722 | 6.2887 | 7.3555 | 7.3555 | 0.50683 | 0.50683 | 0.77 | 0.77 | 2.4868 | 2.4868 | 12.1782 | 12.1782 | -8.7972 | -4.3986 | 4.6082 | 0 | 0 |  |  | 6.1629 |  | 0.16384 | 16.3839 | 9.2164 | 0 | 2014-05-20 02:00 | 12178.1667 | 12.1782
|  | 2014-05-20 08:55:01 | 38.3928 | 1.4435 | 5.774 | 7.3437 | 7.3437 | 0.52967 | 0.52967 | 0.771 | 0.771 | 2.4868 | 2.4868 | 12.2297 | 12.2297 | -9.258 | -4.629 | 4.3986 | 0 | 0 |  |  | 5.4276 |  | 0.15039 | 15.0393 | 8.7972 | 0 | 2014-05-20 02:30 | 12229.6667 | 12.2297
|  | 2014-05-20 09:25:01 | 38.3787 | 1.3575 | 5.43 | 7.3463 | 7.3463 | 0.5395 | 0.5395 | 0.77183 | 0.77183 | 3.2312 | 3.2312 | 12.269 | 12.269 | -8.7908 | -4.3954 | 4.629 | 0 | 0 |  |  | 5.1585 |  | 0.14148 | 14.1485 | 9.258 | 0 | 2014-05-20 03:00 | 12269 | 12.269
|  | 2014-05-20 09:55:03 | 38.3755 | 1.458 | 5.832 | 7.3483 | 7.3483 | 0.51667 | 0.51667 | 0.76567 | 0.76567 | 3.2312 | 3.2312 | 12.1082 | 12.1082 | -8.5735 | -4.2867 | 4.3954 | 0 | 0 |  |  | 6.3569 |  | 0.15197 | 15.1972 | 8.7908 | 0 | 2014-05-20 03:30 | 12108.1667 | 12.1082
|  | 2014-05-20 10:25:02 | 38.4153 | 1.563 | 6.252 | 7.348 | 7.348 | 0.50867 | 0.50867 | 0.778 | 0.778 | 4.6464 | 4.6464 | 12.1598 | 12.1598 | -6.7224 | -3.3612 | 4.2867 | 0 | 0 |  |  | 6.252 |  | 0.16275 | 16.2748 | 8.5735 | 0 | 2014-05-20 04:00 | 12159.8333 | 12.1598
|  | 2014-05-20 10:55:02 | 38.4158 | 1.7332 | 6.9327 | 7.3515 | 7.3515 | 0.48033 | 0.48033 | 0.77633 | 0.77633 | 4.6464 | 4.6464 | 12.0708 | 12.0708 | -6.1578 | -3.0789 | 3.3612 | 0 | 0 |  |  | 6.4474 |  | 0.18046 | 18.0464 | 6.7224 | 0 | 2014-05-20 04:30 | 12070.8333 | 12.0708
|  | 2014-05-20 11:25:01 | 38.302 | 1.6928 | 6.7713 | 7.3453 | 7.3453 | 0.4565 | 0.4565 | 0.77333 | 0.77333 | 4.832 | 4.832 | 12.173 | 12.173 | -5.9505 | -2.9752 | 3.0789 | 0 | 0 |  |  | 6.1619 |  | 0.17679 | 17.6788 | 6.1578 | 0 | 2014-05-20 05:00 | 12173 | 12.173
|  | 2014-05-20 11:55:02 | 37.914 | 1.5733 | 6.2933 | 7.3513 | 7.3513 | 0.39183 | 0.39183 | 0.77033 | 0.77033 | 4.832 | 4.832 | 12.2292 | 12.2292 | -6.046 | -3.023 | 2.9752 | 0 | 0 |  |  | 6.6709 |  | 0.16599 | 16.599 | 5.9505 | 0 | 2014-05-20 05:30 | 12229.1667 | 12.2292
|  | 2014-05-20 12:25:02 | 37.6743 | 1.4955 | 5.982 | 7.3415 | 7.3415 | 0.324 | 0.324 | 0.76883 | 0.76883 | 5.3868 | 5.3868 | 12.0577 | 12.0577 | -5.8135 | -2.9068 | 3.023 | 0 | 0 |  |  | 5.5633 |  | 0.15878 | 15.8782 | 6.046 | 0 | 2014-05-20 06:00 | 12057.6667 | 12.0577
|  | 2014-05-20 12:55:03 | 37.5285 | 1.2708 | 5.0833 | 7.344 | 7.344 | 0.32383 | 0.32383 | 0.75433 | 0.75433 | 5.3868 | 5.3868 | 11.7705 | 11.7705 | -6.8657 | -3.4329 | 2.9068 | 0 | 0 |  |  | 5.5408 |  | 0.13545 | 13.5453 | 5.8135 | 0 | 2014-05-20 06:30 | 11770.5 | 11.7705
|  | 2014-05-20 13:25:02 | 37.4407 | 1.2187 | 4.8747 | 7.347 | 7.347 | 0.34133 | 0.34133 | 0.745 | 0.745 | 5.6272 | 5.6272 | 11.6802 | 11.6802 | -6.8253 | -3.4126 | 3.4329 | 0 | 0 |  |  | 4.5822 |  | 0.1302 | 13.0197 | 6.8657 | 0 | 2014-05-20 07:00 | 11680.1667 | 11.6802
|  | 2014-05-20 13:55:02 | 37.2913 | 1.3703 | 5.4813 | 7.3392 | 7.3392 | 0.39717 | 0.39717 | 0.74533 | 0.74533 | 5.6272 | 5.6272 | 11.489 | 11.489 | -6.2121 | -3.1061 | 3.4126 | 0 | 0 |  |  | 5.4813 |  | 0.14699 | 14.6987 | 6.8253 | 0 | 2014-05-20 07:30 | 11489 | 11.489
|  | 2014-05-20 14:25:01 | 37.4807 | 1.4443 | 5.7773 | 7.3388 | 7.3388 | 0.4405 | 0.4405 | 0.7455 | 0.7455 | 5.4536 | 5.4536 | 11.7342 | 11.7342 | -5.9907 | -2.9954 | 3.1061 | 0 | 0 |  |  | 6.0084 |  | 0.15414 | 15.4142 | 6.2121 | 0 | 2014-05-20 08:00 | 11734.1667 | 11.7342
|  | 2014-05-20 14:55:02 | 38.2258 | 1.3947 | 5.5787 | 7.3335 | 7.3335 | 0.549 | 0.549 | 0.773 | 0.773 | 5.4536 | 5.4536 | 12.0342 | 12.0342 | -6.5039 | -3.252 | 2.9954 | 0 | 0 |  |  | 5.2997 |  | 0.14594 | 14.594 | 5.9907 | 0 | 2014-05-20 08:30 | 12034.1667 | 12.0342
|  | 2014-05-20 15:25:01 | 38.8622 | 1.3197 | 5.2787 | 7.3357 | 7.3357 | 0.68717 | 0.68717 | 0.7725 | 0.7725 | 3.7612 | 3.7612 | 11.9878 | 11.9878 | -9.0391 | -4.5196 | 3.252 | 0 | 0 |  |  | 4.9092 |  | 0.13583 | 13.583 | 6.5039 | 0 | 2014-05-20 09:00 | 11987.8333 | 11.9878
|  | 2014-05-20 15:55:03 | 39.3973 | 1.177 | 4.708 | 7.3458 | 7.3458 | 0.76667 | 0.76667 | 0.7625 | 0.7625 | 3.7612 | 3.7612 | 11.9932 | 11.9932 | -10.06 | -5.03 | 4.5196 | 0 | 0 |  |  | 4.8963 |  | 0.1195 | 11.95 | 9.0391 | 0 | 2014-05-20 09:30 | 11993.1667 | 11.9932
|  | 2014-05-20 16:25:02 | 39.4045 | 0.94583 | 3.7833 | 7.3447 | 7.3447 | 0.776 | 0.776 | 0.75667 | 0.75667 | 2.7824 | 2.7824 | 11.9658 | 11.9658 | -11.9956 | -5.9978 | 5.03 | 0 | 0 |  |  | 3.7077 |  | 0.096013 | 9.6013 | 10.06 | 0 | 2014-05-20 10:00 | 11965.8333 | 11.9658
|  | 2014-05-20 16:55:03 | 39.1917 | 1.0233 | 4.0933 | 7.3452 | 7.3452 | 0.78567 | 0.78567 | 0.75317 | 0.75317 | 2.7824 | 2.7824 | 11.9982 | 11.9982 | -11.4338 | -5.7169 | 5.9978 | 0 | 0 |  |  | 4.0115 |  | 0.10444 | 10.4444 | 11.9956 | 0 | 2014-05-20 10:30 | 11998.1667 | 11.9982
|  | 2014-05-20 17:25:03 | 38.5482 | 1.256 | 5.024 | 7.3332 | 7.3332 | 0.819 | 0.819 | 0.74533 | 0.74533 | 1.7188 | 1.7188 | 11.8087 | 11.8087 | -11.0992 | -5.5496 | 5.7169 | 0 | 0 |  |  | 4.9738 |  | 0.13033 | 13.033 | 11.4338 | 0 | 2014-05-20 11:00 | 11808.6667 | 11.8087
|  | 2014-05-20 17:55:01 | 38.026 | 1.2728 | 5.0913 | 7.341 | 7.341 | 0.74517 | 0.74517 | 0.729 | 0.729 | 1.7188 | 1.7188 | 11.8128 | 11.8128 | -10.5879 | -5.2939 | 5.5496 | 0 | 0 |  |  | 5.1422 |  | 0.13389 | 13.3891 | 11.0992 | 0 | 2014-05-20 11:30 | 11812.8333 | 11.8128
|  | 2014-05-20 18:25:02 | 37.3932 | 1.2415 | 4.966 | 7.3398 | 7.3398 | 0.66833 | 0.66833 | 0.72733 | 0.72733 | 1.0384 | 1.0384 | 11.682 | 11.682 | -10.9713 | -5.4856 | 5.2939 | 0 | 0 |  |  | 4.5191 |  | 0.13281 | 13.2805 | 10.5879 | 0 | 2014-05-20 12:00 | 11682 | 11.682
|  | 2014-05-20 18:55:02 | 37.0305 | 1.0963 | 4.3853 | 7.3425 | 7.3425 | 0.56667 | 0.56667 | 0.72767 | 0.72767 | 1.0384 | 1.0384 | 11.6305 | 11.6305 | -11.3394 | -5.6697 | 5.4856 | 0 | 0 |  |  | 4.1661 |  | 0.11842 | 11.8425 | 10.9713 | 0 | 2014-05-20 12:30 | 11630.5 | 11.6305
|  | 2014-05-20 19:25:01 | 36.2237 | 0.8915 | 3.566 | 7.3447 | 7.3447 | 0.483 | 0.483 | 0.72683 | 0.72683 | 0.3268 | 0.3268 | 11.556 | 11.556 | -12.2204 | -6.1102 | 5.6697 | 0 | 0 |  |  | 3.9226 |  | 0.098444 | 9.8444 | 11.3394 | 0 | 2014-05-20 13:00 | 11556 | 11.556
|  | 2014-05-20 19:55:03 | 36.3175 | 0.66067 | 2.6427 | 7.347 | 7.347 | 0.388 | 0.388 | 0.73333 | 0.73333 | 0.3268 | 0.3268 | 11.6273 | 11.6273 | -13.2524 | -6.6262 | 6.1102 | 0 | 0 |  |  | 2.4841 |  | 0.072766 | 7.2766 | 12.2204 | 0 | 2014-05-20 13:30 | 11627.3333 | 11.6273
|  | 2014-05-20 20:25:02 | 36.0073 | 0.54417 | 2.1767 | 7.3482 | 7.3482 | 0.30133 | 0.30133 | 0.74167 | 0.74167 | 0.0212 | 0.0212 | 11.5965 | 11.5965 | -13.8218 | -6.9109 | 6.6262 | 0 | 0 |  |  | 2.3726 |  | 0.060451 | 6.0451 | 13.2524 | 0 | 2014-05-20 14:00 | 11596.5 | 11.5965
|  | 2014-05-20 20:55:04 | 34.7182 | 0.6845 | 2.738 | 7.3472 | 7.3472 | 0.28033 | 0.28033 | 0.76467 | 0.76467 | 0.0212 | 0.0212 | 11.3018 | 11.3018 | -12.265 | -6.1325 | 6.9109 | 0 | 0 |  |  | 2.7928 |  | 0.078864 | 7.8864 | 13.8218 | 0 | 2014-05-20 14:30 | 11301.8333 | 11.3018
|  | 2014-05-20 21:25:03 | 32.6815 | 0.71567 | 2.8627 | 7.3412 | 7.3412 | 0.25767 | 0.25767 | 0.76333 | 0.76333 | 0.004 | 0.004 | 11.1922 | 11.1922 | -10.2605 | -5.1303 | 6.1325 | 0 | 0 |  |  | 3.1203 |  | 0.087593 | 8.7593 | 12.265 | 0 | 2014-05-20 15:00 | 11192.1667 | 11.1922
|  | 2014-05-20 21:55:03 | 30.1783 | 0.66883 | 2.6753 | 7.336 | 7.336 | 0.21433 | 0.21433 | 0.76583 | 0.76583 | 0.004 | 0.004 | 10.45 | 10.45 | -8.7328 | -4.3664 | 5.1303 | 0 | 0 |  |  | 2.9161 |  | 0.088651 | 8.8651 | 10.2605 | 0 | 2014-05-20 15:30 | 10450 | 10.45
|  | 2014-05-20 22:25:02 | 28.1405 | 0.60917 | 2.4367 | 7.3373 | 7.3373 | 0.18133 | 0.18133 | 0.76733 | 0.76733 | 0 | 0 | 9.8225 | 9.8225 | -7.5953 | -3.7977 | 4.3664 | 0 | 0 |  |  | 2.193 |  | 0.086589 | 8.6589 | 8.7328 | 0 | 2014-05-20 16:00 | 9822.5 | 9.8225
|  | 2014-05-20 22:55:02 | 27.0955 | 0.65217 | 2.6087 | 7.3343 | 7.3343 | 0.17483 | 0.17483 | 0.77283 | 0.77283 | 0 | 0 | 9.2193 | 9.2193 | -6.9855 | -3.4927 | 3.7977 | 0 | 0 |  |  | 2.4521 |  | 0.096277 | 9.6277 | 7.5953 | 0 | 2014-05-20 16:30 | 9219.3333 | 9.2193
|  | 2014-05-20 23:25:02 | 26.3417 | 0.64133 | 2.5653 | 7.3357 | 7.3357 | 0.16467 | 0.16467 | 0.77817 | 0.77817 | 0 | 0 | 9.0497 | 9.0497 | -6.4482 | -3.2241 | 3.4927 | 0 | 0 |  |  | 2.7706 |  | 0.097387 | 9.7387 | 6.9855 | 0 | 2014-05-20 17:00 | 9049.6667 | 9.0497
|  | 2014-05-20 23:55:02 | 26.1992 | 0.58733 | 2.3493 | 7.3347 | 7.3347 | 0.13833 | 0.13833 | 0.76383 | 0.76383 | 0 | 0 | 8.8608 | 8.8608 | -6.7522 | -3.3761 | 3.2241 | 0 | 0 |  |  | 2.2319 |  | 0.089672 | 8.9672 | 6.4482 | 0 | 2014-05-20 17:30 | 8860.8333 | 8.8608
|  | 2014-05-21 00:25:01 | 25.9687 | 0.50883 | 2.0353 | 7.3308 | 7.3308 | 0.1175 | 0.1175 | 0.775 | 0.775 | 0 | 0 | 8.7175 | 8.7175 | -6.9925 | -3.4963 | 3.3761 | 0 | 0 |  |  | 1.8725 |  | 0.078377 | 7.8377 | 6.7522 | 0 | 2014-05-20 18:00 | 8717.5 | 8.7175
|  | 2014-05-21 00:55:02 | 25.8172 | 0.48333 | 1.9333 | 7.3395 | 7.3395 | 0.11717 | 0.11717 | 0.77567 | 0.77567 | 0 | 0 | 8.3455 | 8.3455 | -7.306 | -3.653 | 3.4963 | 0 | 0 |  |  | 1.8173 |  | 0.074886 | 7.4886 | 6.9925 | 0 | 2014-05-20 18:30 | 8345.5 | 8.3455
|  | 2014-05-21 01:25:05 | 25.3492 | 0.53117 | 2.1247 | 7.3387 | 7.3387 | 0.11933 | 0.11933 | 0.77817 | 0.77817 | 0 | 0 | 7.8575 | 7.8575 | -7.1308 | -3.5654 | 3.653 | 0 | 0 |  |  | 2.2521 |  | 0.083816 | 8.3816 | 7.306 | 0 | 2014-05-20 19:00 | 7857.5 | 7.8575
|  | 2014-05-21 01:55:09 | 25.079 | 0.507 | 2.028 | 7.3342 | 7.3342 | 0.11883 | 0.11883 | 0.77667 | 0.77667 | 0 | 0 | 7.653 | 7.653 | -7.1683 | -3.5842 | 3.5654 | 0 | 0 |  |  | 2.1294 |  | 0.080864 | 8.0864 | 7.1308 | 0 | 2014-05-20 19:30 | 7653 | 7.653
|  | 2014-05-21 02:25:02 | 24.9977 | 0.57333 | 2.2933 | 7.3388 | 7.3388 | 0.11783 | 0.11783 | 0.7435 | 0.7435 | 0 | 0 | 7.5133 | 7.5133 | -6.9908 | -3.4954 | 3.5842 | 0 | 0 |  |  | 2.4309 |  | 0.091742 | 9.1742 | 7.1683 | 0 | 2014-05-20 20:00 | 7513.3333 | 7.5133
|  | 2014-05-21 02:55:03 | 25.0498 | 0.668 | 2.672 | 7.3362 | 7.3362 | 0.12583 | 0.12583 | 0.77 | 0.77 | 0 | 0 | 7.4297 | 7.4297 | -6.7162 | -3.3581 | 3.4954 | 0 | 0 |  |  | 2.8858 |  | 0.10667 | 10.6667 | 6.9908 | 0 | 2014-05-20 20:30 | 7429.6667 | 7.4297
|  | 2014-05-21 03:25:05 | 24.9347 | 0.74067 | 2.9627 | 7.3372 | 7.3372 | 0.13117 | 0.13117 | 0.749 | 0.749 | 0 | 0 | 7.3038 | 7.3038 | -6.4508 | -3.2254 | 3.3581 | 0 | 0 |  |  | 3.0515 |  | 0.11882 | 11.8817 | 6.7162 | 0 | 2014-05-20 21:00 | 7303.8333 | 7.3038
|  | 2014-05-21 03:55:03 | 24.7393 | 0.767 | 3.068 | 7.3375 | 7.3375 | 0.13683 | 0.13683 | 0.7145 | 0.7145 | 0 | 0 | 7.5505 | 7.5505 | -5.932 | -2.966 | 3.2254 | 0 | 0 |  |  | 3.1294 |  | 0.12401 | 12.4013 | 6.4508 | 0 | 2014-05-20 21:30 | 7550.5 | 7.5505
|  | 2014-05-21 04:25:02 | 25.2413 | 0.75283 | 3.0113 | 7.3385 | 7.3385 | 0.14417 | 0.14417 | 0.76 | 0.76 | 0 | 0 | 8.1618 | 8.1618 | -5.8255 | -2.9127 | 2.966 | 0 | 0 |  |  | 3.1017 |  | 0.1193 | 11.9302 | 5.932 | 0 | 2014-05-20 22:00 | 8161.8333 | 8.1618
|  | 2014-05-21 04:55:03 | 26.2212 | 0.79783 | 3.1913 | 7.3418 | 7.3418 | 0.14683 | 0.14683 | 0.7575 | 0.7575 | 0 | 0 | 8.5555 | 8.5555 | -6.2282 | -3.1141 | 2.9127 | 0 | 0 |  |  | 3.2871 |  | 0.12171 | 12.1708 | 5.8255 | 0 | 2014-05-20 22:30 | 8555.5 | 8.5555
|  | 2014-05-21 05:25:03 | 28.8787 | 0.8215 | 3.286 | 7.3362 | 7.3362 | 0.155 | 0.155 | 0.77683 | 0.77683 | 0.1312 | 0.1312 | 9.5898 | 9.5898 | -7.6036 | -3.8018 | 3.1141 | 0 | 0 |  |  | 3.0231 |  | 0.11379 | 11.3786 | 6.2282 | 0 | 2014-05-20 23:00 | 9589.8333 | 9.5898
|  | 2014-05-21 05:55:02 | 31.823 | 0.81017 | 3.2407 | 7.3382 | 7.3382 | 0.20717 | 0.20717 | 0.773 | 0.773 | 0.1312 | 0.1312 | 10.5367 | 10.5367 | -9.5961 | -4.7981 | 3.8018 | 0 | 0 |  |  | 3.3055 |  | 0.10183 | 10.1834 | 7.6036 | 0 | 2014-05-20 23:30 | 10536.6667 | 10.5367
|  | 2014-05-21 06:25:02 | 34.588 | 0.83333 | 3.3333 | 7.3353 | 7.3353 | 0.237 | 0.237 | 0.77433 | 0.77433 | 0.6768 | 0.6768 | 11.4163 | 11.4163 | -10.8149 | -5.4074 | 4.7981 | 0 | 0 |  |  | 3.5667 |  | 0.096373 | 9.6373 | 9.5961 | 0 | 2014-05-21 | 11416.3333 | 11.4163
|  | 2014-05-21 06:55:02 | 36.1495 | 0.85217 | 3.4087 | 7.3338 | 7.3338 | 0.23783 | 0.23783 | 0.77233 | 0.77233 | 0.6768 | 0.6768 | 11.4993 | 11.4993 | -12.2207 | -6.1104 | 5.4074 | 0 | 0 |  |  | 3.545 |  | 0.094294 | 9.4294 | 10.8149 | 0 | 2014-05-21 00:30 | 11499.3333 | 11.4993
|  | 2014-05-21 07:25:02 | 36.5723 | 0.91133 | 3.6453 | 7.3387 | 7.3387 | 0.23917 | 0.23917 | 0.77317 | 0.77317 | 1.2196 | 1.2196 | 11.272 | 11.272 | -12.0844 | -6.0422 | 6.1104 | 0 | 0 |  |  | 3.4266 |  | 0.099675 | 9.9675 | 12.2207 | 0 | 2014-05-21 01:00 | 11272 | 11.272
|  | 2014-05-21 07:55:03 | 36.8283 | 0.89933 | 3.5973 | 7.3358 | 7.3358 | 0.3295 | 0.3295 | 0.778 | 0.778 | 1.2196 | 1.2196 | 11.384 | 11.384 | -12.1841 | -6.092 | 6.0422 | 0 | 0 |  |  | 3.9571 |  | 0.097678 | 9.7678 | 12.0844 | 0 | 2014-05-21 01:30 | 11384 | 11.384
|  | 2014-05-21 08:25:03 | 37.2735 | 0.81767 | 3.2707 | 7.3522 | 7.3522 | 0.39633 | 0.39633 | 0.782 | 0.782 | 2.1028 | 2.1028 | 11.4365 | 11.4365 | -11.933 | -5.9665 | 6.092 | 0 | 0 |  |  | 3.4996 |  | 0.087748 | 8.7748 | 12.1841 | 0 | 2014-05-21 02:00 | 11436.5 | 11.4365
|  | 2014-05-21 08:55:04 | 37.0743 | 0.80833 | 3.2333 | 7.3362 | 7.3362 | 0.396 | 0.396 | 0.78017 | 0.78017 | 2.1028 | 2.1028 | 11.3002 | 11.3002 | -11.9257 | -5.9629 | 5.9665 | 0 | 0 |  |  | 3.4597 |  | 0.087212 | 8.7212 | 11.933 | 0 | 2014-05-21 02:30 | 11300.1667 | 11.3002
|  | 2014-05-21 09:25:04 | 36.889 | 0.8575 | 3.43 | 7.3357 | 7.3357 | 0.39517 | 0.39517 | 0.76217 | 0.76217 | 2.7872 | 2.7872 | 11.1768 | 11.1768 | -11.002 | -5.501 | 5.9629 | 0 | 0 |  |  | 3.1899 |  | 0.092982 | 9.2982 | 11.9257 | 0 | 2014-05-21 03:00 | 11176.8333 | 11.1768
|  | 2014-05-21 09:55:02 | 36.9215 | 0.8865 | 3.546 | 7.3295 | 7.3295 | 0.38533 | 0.38533 | 0.762 | 0.762 | 2.7872 | 2.7872 | 11.194 | 11.194 | -10.9175 | -5.4587 | 5.501 | 0 | 0 |  |  | 3.4042 |  | 0.096042 | 9.6042 | 11.002 | 0 | 2014-05-21 03:30 | 11194 | 11.194
|  | 2014-05-21 10:25:03 | 36.9183 | 0.90783 | 3.6313 | 7.3353 | 7.3353 | 0.37783 | 0.37783 | 0.764 | 0.764 | 4.3452 | 4.3452 | 11.1608 | 11.1608 | -9.3038 | -4.6519 | 5.4587 | 0 | 0 |  |  | 3.4135 |  | 0.098361 | 9.8361 | 10.9175 | 0 | 2014-05-21 04:00 | 11160.8333 | 11.1608
|  | 2014-05-21 10:55:02 | 37.0683 | 0.90267 | 3.6107 | 7.3298 | 7.3298 | 0.37783 | 0.37783 | 0.76533 | 0.76533 | 4.3452 | 4.3452 | 11.253 | 11.253 | -9.3865 | -4.6932 | 4.6519 | 0 | 0 |  |  | 3.394 |  | 0.097406 | 9.7406 | 9.3038 | 0 | 2014-05-21 04:30 | 11253 | 11.253
|  | 2014-05-21 11:25:03 | 36.9648 | 0.90733 | 3.6293 | 7.3283 | 7.3283 | 0.3785 | 0.3785 | 0.76517 | 0.76517 | 4.9032 | 4.9032 | 11.212 | 11.212 | -8.7483 | -4.3741 | 4.6932 | 0 | 0 |  |  | 3.956 |  | 0.098183 | 9.8183 | 9.3865 | 0 | 2014-05-21 05:00 | 11212 | 11.212
|  | 2014-05-21 11:55:01 | 36.6765 | 0.91983 | 3.6793 | 7.3358 | 7.3358 | 0.30783 | 0.30783 | 0.7715 | 0.7715 | 4.9032 | 4.9032 | 11.3563 | 11.3563 | -8.3225 | -4.1612 | 4.3741 | 0 | 0 |  |  | 3.5322 |  | 0.10032 | 10.0319 | 8.7483 | 0 | 2014-05-21 05:30 | 11356.3333 | 11.3563
|  | 2014-05-21 12:25:02 | 36.5318 | 0.91317 | 3.6527 | 7.3295 | 7.3295 | 0.258 | 0.258 | 0.77467 | 0.77467 | 5.2116 | 5.2116 | 11.4428 | 11.4428 | -7.8626 | -3.9313 | 4.1612 | 0 | 0 |  |  | 3.3605 |  | 0.099986 | 9.9986 | 8.3225 | 0 | 2014-05-21 06:00 | 11442.8333 | 11.4428
|  | 2014-05-21 12:55:02 | 36.3298 | 0.853 | 3.412 | 7.3338 | 7.3338 | 0.26 | 0.26 | 0.78083 | 0.78083 | 5.2116 | 5.2116 | 11.3967 | 11.3967 | -7.9349 | -3.9674 | 3.9313 | 0 | 0 |  |  | 3.3438 |  | 0.093917 | 9.3917 | 7.8626 | 0 | 2014-05-21 06:30 | 11396.6667 | 11.3967
|  | 2014-05-21 13:25:02 | 36.3243 | 0.85733 | 3.4293 | 7.3298 | 7.3298 | 0.2705 | 0.2705 | 0.779 | 0.779 | 4.532 | 4.532 | 11.324 | 11.324 | -8.6597 | -4.3298 | 3.9674 | 0 | 0 |  |  | 3.1207 |  | 0.094409 | 9.4409 | 7.9349 | 0 | 2014-05-21 07:00 | 11324 | 11.324
|  | 2014-05-21 13:55:01 | 36.2335 | 0.84233 | 3.3693 | 7.3288 | 7.3288 | 0.2775 | 0.2775 | 0.779 | 0.779 | 4.532 | 4.532 | 11.34 | 11.34 | -8.6068 | -4.3034 | 4.3298 | 0 | 0 |  |  | 3.0661 |  | 0.092989 | 9.2989 | 8.6597 | 0 | 2014-05-21 07:30 | 11340 | 11.34
|  | 2014-05-21 14:25:03 | 36.4372 | 0.82983 | 3.3193 | 7.3233 | 7.3233 | 0.29617 | 0.29617 | 0.77633 | 0.77633 | 4.1724 | 4.1724 | 11.0857 | 11.0857 | -9.4639 | -4.732 | 4.3034 | 0 | 0 |  |  | 3.3857 |  | 0.091097 | 9.1097 | 8.6068 | 0 | 2014-05-21 08:00 | 11085.6667 | 11.0857
|  | 2014-05-21 14:55:02 | 36.7508 | 0.86417 | 3.4567 | 7.3218 | 7.3218 | 0.31917 | 0.31917 | 0.74667 | 0.74667 | 4.1724 | 4.1724 | 11.3592 | 11.3592 | -9.3749 | -4.6875 | 4.732 | 0 | 0 |  |  | 3.7678 |  | 0.094057 | 9.4057 | 9.4639 | 0 | 2014-05-21 08:30 | 11359.1667 | 11.3592
|  | 2014-05-21 15:25:03 | 37.7233 | 0.98133 | 3.9253 | 7.3152 | 7.3152 | 0.38133 | 0.38133 | 0.69 | 0.69 | 2.864 | 2.864 | 11.4822 | 11.4822 | -11.0653 | -5.5327 | 4.6875 | 0 | 0 |  |  | 4.0823 |  | 0.10406 | 10.4056 | 9.3749 | 0 | 2014-05-21 09:00 | 11482.1667 | 11.4822
|  | 2014-05-21 15:55:03 | 38.1877 | 0.93317 | 3.7327 | 7.3157 | 7.3157 | 0.60233 | 0.60233 | 0.74933 | 0.74933 | 2.864 | 2.864 | 11.685 | 11.685 | -11.2387 | -5.6193 | 5.5327 | 0 | 0 |  |  | 4.0686 |  | 0.097745 | 9.7745 | 11.0653 | 0 | 2014-05-21 09:30 | 11685 | 11.685
|  | 2014-05-21 16:25:03 | 38.1868 | 0.93017 | 3.7207 | 7.3107 | 7.3107 | 0.71233 | 0.71233 | 0.73967 | 0.73967 | 2.8228 | 2.8228 | 11.6633 | 11.6633 | -11.2174 | -5.6087 | 5.6193 | 0 | 0 |  |  | 3.6835 |  | 0.097433 | 9.7433 | 11.2387 | 0 | 2014-05-21 10:00 | 11663.3333 | 11.6633
|  | 2014-05-21 16:55:03 | 37.847 | 0.94833 | 3.7933 | 7.3127 | 7.3127 | 0.70483 | 0.70483 | 0.74783 | 0.74783 | 2.8228 | 2.8228 | 11.4683 | 11.4683 | -10.9972 | -5.4986 | 5.6087 | 0 | 0 |  |  | 3.6795 |  | 0.10023 | 10.0228 | 11.2174 | 0 | 2014-05-21 10:30 | 11468.3333 | 11.4683
|  | 2014-05-21 17:25:03 | 37.4158 | 0.816 | 3.264 | 7.313 | 7.313 | 0.69883 | 0.69883 | 0.76283 | 0.76283 | 1.7428 | 1.7428 | 11.4685 | 11.4685 | -12.1659 | -6.0829 | 5.4986 | 0 | 0 |  |  | 3.5251 |  | 0.087236 | 8.7236 | 10.9972 | 0 | 2014-05-21 11:00 | 11468.5 | 11.4685
|  | 2014-05-21 17:55:03 | 36.8945 | 0.801 | 3.204 | 7.318 | 7.318 | 0.68033 | 0.68033 | 0.76083 | 0.76083 | 1.7428 | 1.7428 | 11.3087 | 11.3087 | -11.8799 | -5.9399 | 6.0829 | 0 | 0 |  |  | 3.5244 |  | 0.086842 | 8.6842 | 12.1659 | 0 | 2014-05-21 11:30 | 11308.6667 | 11.3087
|  | 2014-05-21 18:25:02 | 36.44 | 0.77617 | 3.1047 | 7.3175 | 7.3175 | 0.66983 | 0.66983 | 0.76917 | 0.76917 | 1.3884 | 1.3884 | 11.1503 | 11.1503 | -12.0401 | -6.02 | 5.9399 | 0 | 0 |  |  | 3.1668 |  | 0.085199 | 8.5199 | 11.8799 | 0 | 2014-05-21 12:00 | 11150.3333 | 11.1503
|  | 2014-05-21 18:55:02 | 36.0415 | 0.93217 | 3.7287 | 7.3227 | 7.3227 | 0.65533 | 0.65533 | 0.767 | 0.767 | 1.3884 | 1.3884 | 11.0367 | 11.0367 | -11.1428 | -5.5714 | 6.02 | 0 | 0 |  |  | 3.766 |  | 0.10345 | 10.3455 | 12.0401 | 0 | 2014-05-21 12:30 | 11036.6667 | 11.0367
|  | 2014-05-21 19:25:03 | 35.4365 | 1.2055 | 4.822 | 7.3305 | 7.3305 | 0.41383 | 0.41383 | 0.76733 | 0.76733 | 0.428 | 0.428 | 10.8873 | 10.8873 | -10.7875 | -5.3938 | 5.5714 | 0 | 0 |  |  | 4.7738 |  | 0.13607 | 13.6074 | 11.1428 | 0 | 2014-05-21 13:00 | 10887.3333 | 10.8873
|  | 2014-05-21 19:55:03 | 35.2213 | 1.3545 | 5.418 | 7.331 | 7.331 | 0.29867 | 0.29867 | 0.77167 | 0.77167 | 0.428 | 0.428 | 10.7678 | 10.7678 | -10.2062 | -5.1031 | 5.3938 | 0 | 0 |  |  | 5.3096 |  | 0.15383 | 15.3827 | 10.7875 | 0 | 2014-05-21 13:30 | 10767.8333 | 10.7678
|  | 2014-05-21 20:25:03 | 35.2967 | 1.1475 | 4.59 | 7.3302 | 7.3302 | 0.24433 | 0.24433 | 0.78083 | 0.78083 | 0.0784 | 0.0784 | 10.8598 | 10.8598 | -11.4131 | -5.7066 | 5.1031 | 0 | 0 |  |  | 4.4064 |  | 0.13004 | 13.0041 | 10.2062 | 0 | 2014-05-21 14:00 | 10859.8333 | 10.8598
|  | 2014-05-21 20:55:03 | 34.697 | 1.2333 | 4.9333 | 7.3357 | 7.3357 | 0.23333 | 0.23333 | 0.78117 | 0.78117 | 0.0784 | 0.0784 | 10.8763 | 10.8763 | -10.4588 | -5.2294 | 5.7066 | 0 | 0 |  |  | 4.884 |  | 0.14218 | 14.2183 | 11.4131 | 0 | 2014-05-21 14:30 | 10876.3333 | 10.8763
|  | 2014-05-21 21:25:03 | 32.6947 | 1.55 | 6.2 | 7.3347 | 7.3347 | 0.2215 | 0.2215 | 0.73967 | 0.73967 | 0.08 | 0.08 | 10.6458 | 10.6458 | -7.473 | -3.7365 | 5.2294 | 0 | 0 |  |  | 5.642 |  | 0.18963 | 18.9633 | 10.4588 | 0 | 2014-05-21 15:00 | 10645.8333 | 10.6458
|  | 2014-05-21 21:55:02 | 30.3092 | 1.682 | 6.728 | 7.3297 | 7.3297 | 0.17617 | 0.17617 | 0.69017 | 0.69017 | 0.08 | 0.08 | 10.1935 | 10.1935 | -5.1117 | -2.5558 | 3.7365 | 0 | 0 |  |  | 6.7953 |  | 0.22198 | 22.1979 | 7.473 | 0 | 2014-05-21 15:30 | 10193.5 | 10.1935
|  | 2014-05-21 22:25:03 | 27.9845 | 1.756 | 7.024 | 7.3288 | 7.3288 | 0.13633 | 0.13633 | 0.48617 | 0.48617 | 0 | 0 | 9.5925 | 9.5925 | -3.4167 | -1.7083 | 2.5558 | 0 | 0 |  |  | 6.9538 |  | 0.251 | 25.0996 | 5.1117 | 0 | 2014-05-21 16:00 | 9592.5 | 9.5925
|  | 2014-05-21 22:55:02 | 26.4683 | 1.8635 | 7.454 | 7.327 | 7.327 | 0.13667 | 0.13667 | 0.33883 | 0.33883 | 0 | 0 | 9.0765 | 9.0765 | -2.1353 | -1.0677 | 1.7083 | 0 | 0 |  |  | 7.454 |  | 0.28162 | 28.162 | 3.4167 | 0 | 2014-05-21 16:30 | 9076.5 | 9.0765
|  | 2014-05-21 23:25:03 | 25.5885 | 1.765 | 7.06 | 7.3285 | 7.3285 | 0.141 | 0.141 | 0.41767 | 0.41767 | 0 | 0 | 8.6522 | 8.6522 | -1.9892 | -0.99458 | 1.0677 | 0 | 0 |  |  | 6.4952 |  | 0.27591 | 27.5905 | 2.1353 | 0 | 2014-05-21 17:00 | 8652.1667 | 8.6522
|  | 2014-05-21 23:55:01 | 25.3517 | 1.6398 | 6.5593 | 7.3223 | 7.3223 | 0.14083 | 0.14083 | 0.36233 | 0.36233 | 0 | 0 | 8.5762 | 8.5762 | -2.3907 | -1.1953 | 0.99458 | 0 | 0 |  |  | 6.6905 |  | 0.25873 | 25.8734 | 1.9892 | 0 | 2014-05-21 17:30 | 8576.1667 | 8.5762
|  | 2014-05-22 00:25:05 | 25.5718 | 2.1533 | 8.6133 | 7.3218 | 7.3218 | 0.14 | 0.14 | 0.36067 | 0.36067 | 0 | 0 | 8.4107 | 8.4107 | -0.72533 | -0.36267 | 1.1953 | 0 | 0 |  |  | 8.2688 |  | 0.33683 | 33.6829 | 2.3907 | 0 | 2014-05-21 18:00 | 8410.6667 | 8.4107
|  | 2014-05-22 00:55:01 | 25.2715 | 2.3567 | 9.4267 | 7.3258 | 7.3258 | 0.14067 | 0.14067 | 0.36017 | 0.36017 | 0 | 0 | 7.9153 | 7.9153 | -0.10283 | -0.051417 | 0.36267 | 0 | 0 |  |  | 9.9923 |  | 0.37302 | 37.3016 | 0.72533 | 0 | 2014-05-21 18:30 | 7915.3333 | 7.9153
|  | 2014-05-22 01:25:02 | 25.0195 | 2.4855 | 9.942 | 7.3175 | 7.3175 | 0.141 | 0.141 | 0.36733 | 0.36733 | 0 | 0 | 7.6392 | 7.6392 | 0.3875 | 0.19375 | 0.051417 | 0.19375 | 0 |  |  | 9.7432 |  | 0.39737 | 39.737 | 0.10283 | 0 | 2014-05-21 19:00 | 7639.1667 | 7.6392
|  | 2014-05-22 01:55:02 | 24.9527 | 2.4047 | 9.6187 | 7.3265 | 7.3265 | 0.13183 | 0.13183 | 0.36483 | 0.36483 | 0 | 0 | 7.6473 | 7.6473 | 0.1365 | 0.06825 | 0 | 0.262 | 0 |  |  | 9.1377 |  | 0.38548 | 38.5477 | 0 | 0 | 2014-05-21 19:30 | 7647.3333 | 7.6473
|  | 2014-05-22 02:25:02 | 24.7275 | 2.3872 | 9.5487 | 7.3258 | 7.3258 | 0.12467 | 0.12467 | 0.36567 | 0.36567 | 0 | 0 | 7.3813 | 7.3813 | 0.018667 | 0.0093333 | 0 | 0.27133 | 0 |  |  | 9.9306 |  | 0.38616 | 38.6156 | 0 | 0 | 2014-05-21 20:00 | 7381.3333 | 7.3813
|  | 2014-05-22 02:55:02 | 24.8453 | 2.4855 | 9.942 | 7.332 | 7.332 | 0.11983 | 0.11983 | 0.36533 | 0.36533 | 0 | 0 | 7.3938 | 7.3938 | 0.30767 | 0.15383 | 0 | 0.42517 | 0 |  |  | 10.4391 |  | 0.40016 | 40.0156 | 0 | 0 | 2014-05-21 20:30 | 7393.8333 | 7.3938
|  | 2014-05-22 03:25:03 | 24.7675 | 2.4103 | 9.6413 | 7.3297 | 7.3297 | 0.11283 | 0.11283 | 0.36283 | 0.36283 | 0 | 0 | 7.326 | 7.326 | 0.0051667 | 0.0025833 | 0 | 0.42775 | 0 |  |  | 9.0629 |  | 0.38927 | 38.9274 | 0 | 0 | 2014-05-21 21:00 | 7326 | 7.326
|  | 2014-05-22 03:55:02 | 24.7877 | 2.571 | 10.284 | 7.3278 | 7.3278 | 0.1125 | 0.1125 | 0.36433 | 0.36433 | 0 | 0 | 7.2068 | 7.2068 | 0.50783 | 0.25392 | 0 | 0.68167 | 0 |  |  | 9.5641 |  | 0.41488 | 41.4884 | 0 | 0 | 2014-05-21 21:30 | 7206.8333 | 7.2068
|  | 2014-05-22 04:25:02 | 25.1775 | 2.7525 | 11.01 | 7.3277 | 7.3277 | 0.11167 | 0.11167 | 0.35817 | 0.35817 | 0 | 0 | 7.4388 | 7.4388 | 1.0688 | 0.53442 | 0 | 1.2161 | 0 |  |  | 11.6706 |  | 0.4373 | 43.7295 | 0 | 0 | 2014-05-21 22:00 | 7438.8333 | 7.4388
|  | 2014-05-22 04:55:02 | 26.7215 | 2.7147 | 10.8587 | 7.327 | 7.327 | 0.11217 | 0.11217 | 0.4935 | 0.4935 | 0 | 0 | 8.1708 | 8.1708 | 0.24067 | 0.12033 | 0 | 1.3364 | 0 |  |  | 10.2071 |  | 0.40636 | 40.6364 | 0 | 0 | 2014-05-21 22:30 | 8170.8333 | 8.1708
|  | 2014-05-22 05:25:03 | 28.6603 | 2.7763 | 11.1053 | 7.3322 | 7.3322 | 0.124 | 0.124 | 0.67583 | 0.67583 | 0.1596 | 0.1596 | 9.171 | 9.171 | -0.0924 | -0.0462 | 0 | 1.2902 | 0 |  |  | 10.7722 |  | 0.38748 | 38.7481 | 0 | 0.0924 | 2014-05-21 23:00 | 9171 | 9.171
|  | 2014-05-22 05:55:03 | 31.2653 | 2.8883 | 11.5533 | 7.3268 | 7.3268 | 0.20867 | 0.20867 | 0.7495 | 0.7495 | 0.1596 | 0.1596 | 10.0962 | 10.0962 | -1.1712 | -0.58562 | 0 | 0.7046 | 0 |  |  | 11.3223 |  | 0.36953 | 36.9525 | 0 | 1.1712 | 2014-05-21 23:30 | 10096.1667 | 10.0962
|  | 2014-05-22 06:25:02 | 34.356 | 2.888 | 11.552 | 7.3227 | 7.3227 | 0.26633 | 0.26633 | 0.78383 | 0.78383 | 1.5148 | 1.5148 | 10.8523 | 10.8523 | -2.064 | -1.032 | 0 | 0 | 0 |  |  | 10.9744 |  | 0.33624 | 33.6244 | 0 | 1.4092 | 2014-05-22 | 10852.3333 | 10.8523
|  | 2014-05-22 06:55:02 | 36.0283 | 2.8712 | 11.4847 | 7.3215 | 7.3215 | 0.27567 | 0.27567 | 0.78267 | 0.78267 | 1.5148 | 1.5148 | 11.0853 | 11.0853 | -3.5637 | -1.7818 | 1.032 | 0 | 0 |  |  | 11.5995 |  | 0.31877 | 31.8768 | 2.064 | 0 | 2014-05-22 00:30 | 11085.3333 | 11.0853
|  | 2014-05-22 07:25:02 | 36.9597 | 2.9655 | 11.862 | 7.321 | 7.321 | 0.283 | 0.283 | 0.7825 | 0.7825 | 2.036 | 2.036 | 11.3628 | 11.3628 | -3.3123 | -1.6562 | 1.7818 | 0 | 0 |  |  | 11.7434 |  | 0.32094 | 32.0944 | 3.5637 | 0 | 2014-05-22 01:00 | 11362.8333 | 11.3628
|  | 2014-05-22 07:55:02 | 37.5043 | 2.8308 | 11.3233 | 7.3235 | 7.3235 | 0.39733 | 0.39733 | 0.742 | 0.742 | 2.036 | 2.036 | 11.3665 | 11.3665 | -4.3157 | -2.1578 | 1.6562 | 0 | 0 |  |  | 12.3424 |  | 0.30192 | 30.1921 | 3.3123 | 0 | 2014-05-22 01:30 | 11366.5 | 11.3665
|  | 2014-05-22 08:25:01 | 37.885 | 2.6523 | 10.6093 | 7.3232 | 7.3232 | 0.54017 | 0.54017 | 0.72433 | 0.72433 | 3.118 | 3.118 | 11.3985 | 11.3985 | -4.1715 | -2.0858 | 2.1578 | 0 | 0 |  |  | 11.4581 |  | 0.28004 | 28.004 | 4.3157 | 0 | 2014-05-22 02:00 | 11398.5 | 11.3985
|  | 2014-05-22 08:55:02 | 38.0692 | 2.4753 | 9.9013 | 7.3262 | 7.3262 | 0.62767 | 0.62767 | 0.761 | 0.761 | 3.118 | 3.118 | 11.3485 | 11.3485 | -4.9865 | -2.4932 | 2.0858 | 0 | 0 |  |  | 9.3073 |  | 0.26009 | 26.0088 | 4.1715 | 0 | 2014-05-22 02:30 | 11348.5 | 11.3485
|  | 2014-05-22 09:25:07 | 38.2568 | 2.5698 | 10.2793 | 7.317 | 7.317 | 0.63433 | 0.63433 | 0.77883 | 0.77883 | 4.3408 | 4.3408 | 11.1095 | 11.1095 | -3.797 | -1.8985 | 2.4932 | 0 | 0 |  |  | 11.1017 |  | 0.26869 | 26.8693 | 4.9865 | 0 | 2014-05-22 03:00 | 11109.5 | 11.1095
|  | 2014-05-22 09:55:04 | 38.4943 | 2.2955 | 9.182 | 7.3233 | 7.3233 | 0.67633 | 0.67633 | 0.77367 | 0.77367 | 4.3408 | 4.3408 | 11.1822 | 11.1822 | -5.016 | -2.508 | 1.8985 | 0 | 0 |  |  | 9.9166 |  | 0.23853 | 23.8529 | 3.797 | 0 | 2014-05-22 03:30 | 11182.1667 | 11.1822
|  | 2014-05-22 10:25:04 | 38.7567 | 2.0702 | 8.2807 | 7.3238 | 7.3238 | 0.71783 | 0.71783 | 0.758 | 0.758 | 6.142 | 6.142 | 11.497 | 11.497 | -4.0373 | -2.0187 | 2.508 | 0 | 0 |  |  | 8.8603 |  | 0.21366 | 21.3658 | 5.016 | 0 | 2014-05-22 04:00 | 11497 | 11.497
|  | 2014-05-22 10:55:03 | 38.9003 | 1.7015 | 6.806 | 7.321 | 7.321 | 0.71867 | 0.71867 | 0.75683 | 0.75683 | 6.142 | 6.142 | 11.5967 | 11.5967 | -5.5592 | -2.7796 | 2.0187 | 0 | 0 |  |  | 6.5338 |  | 0.17496 | 17.496 | 4.0373 | 0 | 2014-05-22 04:30 | 11596.6667 | 11.5967
|  | 2014-05-22 11:25:02 | 38.763 | 1.6698 | 6.6793 | 7.3292 | 7.3292 | 0.71783 | 0.71783 | 0.759 | 0.759 | 6.6132 | 6.6132 | 11.6255 | 11.6255 | -5.039 | -2.5195 | 2.7796 | 0 | 0 |  |  | 6.9465 |  | 0.17231 | 17.2312 | 5.5592 | 0 | 2014-05-22 05:00 | 11625.5 | 11.6255
|  | 2014-05-22 11:55:01 | 38.6175 | 1.6397 | 6.5587 | 7.3218 | 7.3218 | 0.65767 | 0.65767 | 0.744 | 0.744 | 6.6132 | 6.6132 | 11.6522 | 11.6522 | -5.07 | -2.535 | 2.5195 | 0 | 0 |  |  | 7.0834 |  | 0.16984 | 16.9837 | 5.039 | 0 | 2014-05-22 05:30 | 11652.1667 | 11.6522
|  | 2014-05-22 12:25:02 | 38.6157 | 1.677 | 6.708 | 7.3253 | 7.3253 | 0.59433 | 0.59433 | 0.74767 | 0.74767 | 6.8928 | 6.8928 | 11.857 | 11.857 | -4.4905 | -2.2453 | 2.535 | 0 | 0 |  |  | 7.1105 |  | 0.17371 | 17.3712 | 5.07 | 0 | 2014-05-22 06:00 | 11857 | 11.857
|  | 2014-05-22 12:55:01 | 38.3065 | 1.8278 | 7.3113 | 7.325 | 7.325 | 0.58533 | 0.58533 | 0.74633 | 0.74633 | 6.8928 | 6.8928 | 11.7222 | 11.7222 | -3.7235 | -1.8618 | 2.2453 | 0 | 0 |  |  | 7.75 |  | 0.19086 | 19.0864 | 4.4905 | 0 | 2014-05-22 06:30 | 11722.1667 | 11.7222
|  | 2014-05-22 13:25:01 | 38.118 | 2.0508 | 8.2033 | 7.3262 | 7.3262 | 0.56367 | 0.56367 | 0.748 | 0.748 | 7.2156 | 7.2156 | 11.7032 | 11.7032 | -2.3581 | -1.179 | 1.8618 | 0 | 0 |  |  | 8.6135 |  | 0.21521 | 21.5209 | 3.7235 | 0 | 2014-05-22 07:00 | 11703.1667 | 11.7032
|  | 2014-05-22 13:55:02 | 37.8665 | 2.117 | 8.468 | 7.3263 | 7.3263 | 0.611 | 0.611 | 0.74883 | 0.74883 | 7.2156 | 7.2156 | 11.5548 | 11.5548 | -1.9419 | -0.97095 | 1.179 | 0 | 0 |  |  | 8.5527 |  | 0.22363 | 22.3628 | 2.3581 | 0 | 2014-05-22 07:30 | 11554.8333 | 11.5548
|  | 2014-05-22 14:25:03 | 37.7688 | 2.2613 | 9.0453 | 7.3375 | 7.3375 | 0.6365 | 0.6365 | 0.7515 | 0.7515 | 7.0204 | 7.0204 | 11.3915 | 11.3915 | -1.5861 | -0.79305 | 0.97095 | 0 | 0 |  |  | 9.4071 |  | 0.23949 | 23.9492 | 1.9419 | 0 | 2014-05-22 08:00 | 11391.5 | 11.3915
|  | 2014-05-22 14:55:02 | 38.433 | 2.1467 | 8.5867 | 7.3163 | 7.3163 | 0.57183 | 0.57183 | 0.75267 | 0.75267 | 7.0204 | 7.0204 | 11.6057 | 11.6057 | -2.5794 | -1.2897 | 0.79305 | 0 | 0 |  |  | 7.9856 |  | 0.22342 | 22.3419 | 1.5861 | 0 | 2014-05-22 08:30 | 11605.6667 | 11.6057
|  | 2014-05-22 15:25:01 | 39.2387 | 2.0652 | 8.2607 | 7.3193 | 7.3193 | 0.48933 | 0.48933 | 0.76117 | 0.76117 | 5.4212 | 5.4212 | 11.7227 | 11.7227 | -5.2643 | -2.6321 | 1.2897 | 0 | 0 |  |  | 8.0955 |  | 0.21052 | 21.0524 | 2.5794 | 0 | 2014-05-22 09:00 | 11722.6667 | 11.7227
|  | 2014-05-22 15:55:02 | 39.628 | 2.1108 | 8.4433 | 7.3233 | 7.3233 | 0.53567 | 0.53567 | 0.7685 | 0.7685 | 5.4212 | 5.4212 | 12.017 | 12.017 | -5.119 | -2.5595 | 2.6321 | 0 | 0 |  |  | 7.8523 |  | 0.21306 | 21.3065 | 5.2643 | 0 | 2014-05-22 09:30 | 12017 | 12.017
|  | 2014-05-22 16:25:03 | 39.4908 | 2.1195 | 8.478 | 7.319 | 7.319 | 0.57233 | 0.57233 | 0.77267 | 0.77267 | 4.8428 | 4.8428 | 12.0358 | 12.0358 | -5.4702 | -2.7351 | 2.5595 | 0 | 0 |  |  | 7.6302 |  | 0.21468 | 21.4683 | 5.119 | 0 | 2014-05-22 10:00 | 12035.8333 | 12.0358
|  | 2014-05-22 16:55:01 | 39.0495 | 1.8903 | 7.5613 | 7.313 | 7.313 | 0.5345 | 0.5345 | 0.774 | 0.774 | 4.8428 | 4.8428 | 12.0518 | 12.0518 | -5.972 | -2.986 | 2.7351 | 0 | 0 |  |  | 8.2419 |  | 0.19363 | 19.3635 | 5.4702 | 0 | 2014-05-22 10:30 | 12051.8333 | 12.0518
|  | 2014-05-22 17:25:01 | 38.6785 | 1.4618 | 5.8473 | 7.3092 | 7.3092 | 0.53883 | 0.53883 | 0.78383 | 0.78383 | 3.6172 | 3.6172 | 12.0578 | 12.0578 | -8.5243 | -4.2621 | 2.986 | 0 | 0 |  |  | 5.9643 |  | 0.15118 | 15.1178 | 5.972 | 0 | 2014-05-22 11:00 | 12057.8333 | 12.0578
|  | 2014-05-22 17:55:03 | 38.177 | 1.3157 | 5.2627 | 7.3143 | 7.3143 | 0.5765 | 0.5765 | 0.78483 | 0.78483 | 3.6172 | 3.6172 | 12.111 | 12.111 | -8.5105 | -4.2552 | 4.2621 | 0 | 0 |  |  | 4.9469 |  | 0.13785 | 13.7849 | 8.5243 | 0 | 2014-05-22 11:30 | 12111 | 12.111
|  | 2014-05-22 18:25:02 | 37.6397 | 1.4227 | 5.6907 | 7.3147 | 7.3147 | 0.5105 | 0.5105 | 0.77883 | 0.77883 | 1.9236 | 1.9236 | 12.0202 | 12.0202 | -9.4012 | -4.7006 | 4.2552 | 0 | 0 |  |  | 5.6338 |  | 0.15119 | 15.1188 | 8.5105 | 0 | 2014-05-22 12:00 | 12020.1667 | 12.0202
|  | 2014-05-22 18:55:01 | 36.965 | 1.472 | 5.888 | 7.3168 | 7.3168 | 0.44517 | 0.44517 | 0.78883 | 0.78883 | 1.9236 | 1.9236 | 11.9973 | 11.9973 | -8.6052 | -4.3026 | 4.7006 | 0 | 0 |  |  | 6.1824 |  | 0.15929 | 15.9286 | 9.4012 | 0 | 2014-05-22 12:30 | 11997.3333 | 11.9973
|  | 2014-05-22 19:25:02 | 36.3203 | 1.443 | 5.772 | 7.3122 | 7.3122 | 0.391 | 0.391 | 0.7875 | 0.7875 | 0.5404 | 0.5404 | 11.939 | 11.939 | -9.5783 | -4.7891 | 4.3026 | 0 | 0 |  |  | 5.368 |  | 0.15892 | 15.8919 | 8.6052 | 0 | 2014-05-22 13:00 | 11939 | 11.939
|  | 2014-05-22 19:55:01 | 35.9872 | 1.3543 | 5.4173 | 7.3228 | 7.3228 | 0.27017 | 0.27017 | 0.78467 | 0.78467 | 0.5404 | 0.5404 | 11.737 | 11.737 | -9.9148 | -4.9574 | 4.7891 | 0 | 0 |  |  | 5.3632 |  | 0.15054 | 15.0535 | 9.5783 | 0 | 2014-05-22 13:30 | 11737 | 11.737
|  | 2014-05-22 20:25:01 | 35.7708 | 1.4038 | 5.6153 | 7.3228 | 7.3228 | 0.19633 | 0.19633 | 0.78867 | 0.78867 | 0.0944 | 0.0944 | 11.6608 | 11.6608 | -10.0924 | -5.0462 | 4.9574 | 0 | 0 |  |  | 5.7276 |  | 0.15698 | 15.6981 | 9.9148 | 0 | 2014-05-22 14:00 | 11660.8333 | 11.6608
|  | 2014-05-22 20:55:02 | 34.6733 | 1.375 | 5.5 | 7.329 | 7.329 | 0.187 | 0.187 | 0.7885 | 0.7885 | 0.0944 | 0.0944 | 11.3768 | 11.3768 | -9.3976 | -4.6988 | 5.0462 | 0 | 0 |  |  | 5.775 |  | 0.15862 | 15.8623 | 10.0924 | 0 | 2014-05-22 14:30 | 11376.8333 | 11.3768
|  | 2014-05-22 21:25:02 | 32.4023 | 1.3807 | 5.5227 | 7.3308 | 7.3308 | 0.17683 | 0.17683 | 0.74633 | 0.74633 | 0.048 | 0.048 | 10.8868 | 10.8868 | -7.6908 | -3.8454 | 4.6988 | 0 | 0 |  |  | 5.9645 |  | 0.17044 | 17.044 | 9.3976 | 0 | 2014-05-22 15:00 | 10886.8333 | 10.8868
|  | 2014-05-22 21:55:01 | 30.1777 | 1.4432 | 5.7727 | 7.332 | 7.332 | 0.15267 | 0.15267 | 0.681 | 0.681 | 0.048 | 0.048 | 10.3957 | 10.3957 | -5.7957 | -2.8978 | 3.8454 | 0 | 0 |  |  | 5.4263 |  | 0.19129 | 19.1289 | 7.6908 | 0 | 2014-05-22 15:30 | 10395.6667 | 10.3957
|  | 2014-05-22 22:25:03 | 28.4358 | 1.5197 | 6.0787 | 7.3342 | 7.3342 | 0.13683 | 0.13683 | 0.54033 | 0.54033 | 0 | 0 | 10.3328 | 10.3328 | -4.013 | -2.0065 | 2.8978 | 0 | 0 |  |  | 5.8355 |  | 0.21377 | 21.3768 | 5.7957 | 0 | 2014-05-22 16:00 | 10332.8333 | 10.3328
|  | 2014-05-22 22:55:03 | 26.8848 | 1.5428 | 6.1713 | 7.3317 | 7.3317 | 0.1365 | 0.1365 | 0.40667 | 0.40667 | 0 | 0 | 9.4722 | 9.4722 | -3.3665 | -1.6833 | 2.0065 | 0 | 0 |  |  | 5.7393 |  | 0.22955 | 22.9547 | 4.013 | 0 | 2014-05-22 16:30 | 9472.1667 | 9.4722
|  | 2014-05-22 23:25:02 | 26.2145 | 1.7543 | 7.0173 | 7.3323 | 7.3323 | 0.13667 | 0.13667 | 0.364 | 0.364 | 0 | 0 | 8.6345 | 8.6345 | -2.7297 | -1.3648 | 1.6833 | 0 | 0 |  |  | 6.4559 |  | 0.26769 | 26.7689 | 3.3665 | 0 | 2014-05-22 17:00 | 8634.5 | 8.6345
|  | 2014-05-22 23:55:02 | 25.5818 | 2.003 | 8.012 | 7.3278 | 7.3278 | 0.12867 | 0.12867 | 0.37 | 0.37 | 0 | 0 | 7.8662 | 7.8662 | -1.8772 | -0.93858 | 1.3648 | 0 | 0 |  |  | 7.2909 |  | 0.31319 | 31.3191 | 2.7297 | 0 | 2014-05-22 17:30 | 7866.1667 | 7.8662
|  | 2014-05-23 00:25:04 | 25.3103 | 2.1597 | 8.6387 | 7.33 | 7.33 | 0.1205 | 0.1205 | 0.36683 | 0.36683 | 0 | 0 | 7.6323 | 7.6323 | -1.222 | -0.611 | 0.93858 | 0 | 0 |  |  | 8.8978 |  | 0.34131 | 34.131 | 1.8772 | 0 | 2014-05-22 18:00 | 7632.3333 | 7.6323
|  | 2014-05-23 00:55:01 | 25.0453 | 2.0828 | 8.3313 | 7.331 | 7.331 | 0.1115 | 0.1115 | 0.37133 | 0.37133 | 0 | 0 | 7.5463 | 7.5463 | -1.3538 | -0.67692 | 0.611 | 0 | 0 |  |  | 7.6648 |  | 0.33265 | 33.265 | 1.222 | 0 | 2014-05-22 18:30 | 7546.3333 | 7.5463
|  | 2014-05-23 01:25:01 | 24.8345 | 2.0998 | 8.3993 | 7.3307 | 7.3307 | 0.10333 | 0.10333 | 0.36833 | 0.36833 | 0 | 0 | 7.3715 | 7.3715 | -1.2613 | -0.63067 | 0.67692 | 0 | 0 |  |  | 8.9873 |  | 0.33821 | 33.8212 | 1.3538 | 0 | 2014-05-22 19:00 | 7371.5 | 7.3715
|  | 2014-05-23 01:55:05 | 24.573 | 2.0892 | 8.3567 | 7.3267 | 7.3267 | 0.1045 | 0.1045 | 0.375 | 0.375 | 0 | 0 | 7.0322 | 7.0322 | -1.378 | -0.689 | 0.63067 | 0 | 0 |  |  | 7.8553 |  | 0.34008 | 34.0075 | 1.2613 | 0 | 2014-05-22 19:30 | 7032.1667 | 7.0322
|  | 2014-05-23 02:25:02 | 24.4813 | 1.9115 | 7.646 | 7.3232 | 7.3232 | 0.10417 | 0.10417 | 0.37517 | 0.37517 | 0 | 0 | 7.1922 | 7.1922 | -1.8407 | -0.92033 | 0.689 | 0 | 0 |  |  | 7.7989 |  | 0.31232 | 31.232 | 1.378 | 0 | 2014-05-22 20:00 | 7192.1667 | 7.1922
|  | 2014-05-23 02:55:03 | 24.3748 | 2.0245 | 8.098 | 7.3318 | 7.3318 | 0.11133 | 0.11133 | 0.369 | 0.369 | 0 | 0 | 7.0575 | 7.0575 | -1.4072 | -0.70358 | 0.92033 | 0 | 0 |  |  | 7.5311 |  | 0.33223 | 33.2228 | 1.8407 | 0 | 2014-05-22 20:30 | 7057.5 | 7.0575
|  | 2014-05-23 03:25:02 | 24.2405 | 2.0045 | 8.018 | 7.3287 | 7.3287 | 0.116 | 0.116 | 0.37167 | 0.37167 | 0 | 0 | 6.9408 | 6.9408 | -1.4653 | -0.73267 | 0.70358 | 0 | 0 |  |  | 7.2162 |  | 0.33077 | 33.0769 | 1.4072 | 0 | 2014-05-22 21:00 | 6940.8333 | 6.9408
|  | 2014-05-23 03:55:02 | 24.0918 | 1.9365 | 7.746 | 7.3355 | 7.3355 | 0.134 | 0.134 | 0.36767 | 0.36767 | 0 | 0 | 6.6885 | 6.6885 | -1.8202 | -0.91008 | 0.73267 | 0 | 0 |  |  | 7.9784 |  | 0.32152 | 32.152 | 1.4653 | 0 | 2014-05-22 21:30 | 6688.5 | 6.6885
|  | 2014-05-23 04:25:02 | 24.6228 | 2.1127 | 8.4507 | 7.3335 | 7.3335 | 0.14783 | 0.14783 | 0.367 | 0.367 | 0 | 0 | 6.934 | 6.934 | -1.3898 | -0.69492 | 0.91008 | 0 | 0 |  |  | 8.0281 |  | 0.3432 | 34.3204 | 1.8202 | 0 | 2014-05-22 22:00 | 6934 | 6.934
|  | 2014-05-23 04:55:02 | 26.0217 | 2.2953 | 9.1813 | 7.3325 | 7.3325 | 0.15933 | 0.15933 | 0.36667 | 0.36667 | 0 | 0 | 8.0715 | 8.0715 | -0.91033 | -0.45517 | 0.69492 | 0 | 0 |  |  | 8.8141 |  | 0.35283 | 35.2834 | 1.3898 | 0 | 2014-05-22 22:30 | 8071.5 | 8.0715
|  | 2014-05-23 05:25:02 | 27.907 | 2.4767 | 9.9067 | 7.3303 | 7.3303 | 0.16417 | 0.16417 | 0.38883 | 0.38883 | 0.2012 | 0.2012 | 8.5607 | 8.5607 | -1.3551 | -0.67757 | 0.45517 | 0 | 0 |  |  | 9.2132 |  | 0.35499 | 35.4989 | 0.91033 | 0 | 2014-05-22 23:00 | 8560.6667 | 8.5607
|  | 2014-05-23 05:55:01 | 30.7772 | 2.4713 | 9.8853 | 7.3345 | 7.3345 | 0.22067 | 0.22067 | 0.6235 | 0.6235 | 0.2012 | 0.2012 | 9.2052 | 9.2052 | -3.3068 | -1.6534 | 0.67757 | 0 | 0 |  |  | 10.3796 |  | 0.32119 | 32.119 | 1.3551 | 0 | 2014-05-22 23:30 | 9205.1667 | 9.2052
|  | 2014-05-23 06:25:03 | 33.7295 | 2.3658 | 9.4633 | 7.3248 | 7.3248 | 0.2925 | 0.2925 | 0.7635 | 0.7635 | 1.4532 | 1.4532 | 9.8477 | 9.8477 | -4.5845 | -2.2922 | 1.6534 | 0 | 0 |  |  | 10.0311 |  | 0.28057 | 28.0565 | 3.3068 | 0 | 2014-05-23 | 9847.6667 | 9.8477
|  | 2014-05-23 06:55:03 | 35.6398 | 2.3887 | 9.5547 | 7.3253 | 7.3253 | 0.28667 | 0.28667 | 0.79067 | 0.79067 | 1.4532 | 1.4532 | 10.4267 | 10.4267 | -5.8026 | -2.9013 | 2.2922 | 0 | 0 |  |  | 9.9369 |  | 0.26809 | 26.809 | 4.5845 | 0 | 2014-05-23 00:30 | 10426.6667 | 10.4267
|  | 2014-05-23 07:25:03 | 36.7427 | 2.6823 | 10.7293 | 7.3277 | 7.3277 | 0.28817 | 0.28817 | 0.79167 | 0.79167 | 1.8608 | 1.8608 | 10.5808 | 10.5808 | -5.1642 | -2.5821 | 2.9013 | 0 | 0 |  |  | 10.4075 |  | 0.29201 | 29.2013 | 5.8026 | 0 | 2014-05-23 01:00 | 10580.8333 | 10.5808
|  | 2014-05-23 07:55:01 | 37.3745 | 2.7673 | 11.0693 | 7.3195 | 7.3195 | 0.40167 | 0.40167 | 0.7915 | 0.7915 | 1.8608 | 1.8608 | 10.5818 | 10.5818 | -5.3499 | -2.6749 | 2.5821 | 0 | 0 |  |  | 12.1763 |  | 0.29617 | 29.6173 | 5.1642 | 0 | 2014-05-23 01:30 | 10581.8333 | 10.5818
|  | 2014-05-23 08:25:01 | 37.9283 | 2.6845 | 10.738 | 7.2877 | 7.2877 | 0.48433 | 0.48433 | 0.793 | 0.793 | 2.7928 | 2.7928 | 10.6903 | 10.6903 | -5.1422 | -2.5711 | 2.6749 | 0 | 0 |  |  | 11.1675 |  | 0.28311 | 28.3113 | 5.3499 | 0 | 2014-05-23 02:00 | 10690.3333 | 10.6903
|  | 2014-05-23 08:55:02 | 37.9627 | 2.6903 | 10.7613 | 7.2828 | 7.2828 | 0.479 | 0.479 | 0.793 | 0.793 | 2.7928 | 2.7928 | 10.7335 | 10.7335 | -5.1202 | -2.5601 | 2.5711 | 0 | 0 |  |  | 11.6222 |  | 0.28347 | 28.3471 | 5.1422 | 0 | 2014-05-23 02:30 | 10733.5 | 10.7335
|  | 2014-05-23 09:25:02 | 37.9895 | 2.5855 | 10.342 | 7.2825 | 7.2825 | 0.47917 | 0.47917 | 0.79217 | 0.79217 | 3.8212 | 3.8212 | 10.7137 | 10.7137 | -4.5588 | -2.2794 | 2.5601 | 0 | 0 |  |  | 10.8591 |  | 0.27223 | 27.2233 | 5.1202 | 0 | 2014-05-23 03:00 | 10713.6667 | 10.7137
|  | 2014-05-23 09:55:02 | 38.0417 | 2.4222 | 9.6887 | 7.2838 | 7.2838 | 0.53783 | 0.53783 | 0.79267 | 0.79267 | 3.8212 | 3.8212 | 10.6535 | 10.6535 | -5.264 | -2.632 | 2.2794 | 0 | 0 |  |  | 9.9793 |  | 0.25469 | 25.4686 | 4.5588 | 0 | 2014-05-23 03:30 | 10653.5 | 10.6535
|  | 2014-05-23 10:25:02 | 37.8317 | 2.4275 | 9.71 | 7.2868 | 7.2868 | 0.627 | 0.627 | 0.7925 | 0.7925 | 4.7664 | 4.7664 | 10.6243 | 10.6243 | -4.0246 | -2.0123 | 2.632 | 0 | 0 |  |  | 9.5158 |  | 0.25666 | 25.6663 | 5.264 | 0 | 2014-05-23 04:00 | 10624.3333 | 10.6243
|  | 2014-05-23 10:55:01 | 37.9203 | 2.4537 | 9.8147 | 7.3127 | 7.3127 | 0.60833 | 0.60833 | 0.792 | 0.792 | 4.7664 | 4.7664 | 10.6617 | 10.6617 | -3.9646 | -1.9823 | 2.0123 | 0 | 0 |  |  | 9.1276 |  | 0.25882 | 25.8823 | 4.0246 | 0 | 2014-05-23 04:30 | 10661.6667 | 10.6617
|  | 2014-05-23 11:25:01 | 36.0083 | 2.2083 | 8.8333 | 7.2237 | 7.2237 | 0.56883 | 0.56883 | 0.7815 | 0.7815 | 6.4708 | 6.4708 | 10.6972 | 10.6972 | -1.433 | -0.71652 | 1.9823 | 0 | 0 |  |  | 9.3633 |  | 0.24531 | 24.5314 | 3.9646 | 0 | 2014-05-23 05:00 | 10697.1667 | 10.6972
|  | 2014-05-23 11:55:01 | 37.2938 | 2.3335 | 9.334 | 7.3277 | 7.3277 | 0.4205 | 0.4205 | 0.79183 | 0.79183 | 6.4708 | 6.4708 | 10.738 | 10.738 | -2.211 | -1.1055 | 0.71652 | 0 | 0 |  |  | 9.614 |  | 0.25028 | 25.0283 | 1.433 | 0 | 2014-05-23 05:30 | 10738 | 10.738
|  | 2014-05-23 12:25:07 | 37.1223 | 2.4175 | 9.67 | 7.3308 | 7.3308 | 0.33033 | 0.33033 | 0.79167 | 0.79167 | 6.568 | 6.568 | 10.7295 | 10.7295 | -1.702 | -0.851 | 1.1055 | 0 | 0 |  |  | 8.703 |  | 0.26049 | 26.049 | 2.211 | 0 | 2014-05-23 06:00 | 10729.5 | 10.7295
|  | 2014-05-23 12:55:02 | 36.869 | 2.5152 | 10.0607 | 7.3348 | 7.3348 | 0.3305 | 0.3305 | 0.79183 | 0.79183 | 6.568 | 6.568 | 10.5922 | 10.5922 | -1.191 | -0.5955 | 0.851 | 0 | 0 |  |  | 10.9661 |  | 0.27288 | 27.2876 | 1.702 | 0 | 2014-05-23 06:30 | 10592.1667 | 10.5922
|  | 2014-05-23 13:25:01 | 35.7753 | 1.8978 | 7.5913 | 7.3358 | 7.3358 | 0.3155 | 0.3155 | 0.7155 | 0.7155 | 6.2564 | 6.2564 | 10.3888 | 10.3888 | -3.1719 | -1.586 | 0.5955 | 0 | 0 |  |  | 7.5154 |  | 0.21219 | 21.2195 | 1.191 | 0 | 2014-05-23 07:00 | 10388.8333 | 10.3888
|  | 2014-05-23 13:55:01 | 35.06 | 1.7545 | 7.018 | 7.3333 | 7.3333 | 0.31783 | 0.31783 | 0.703 | 0.703 | 6.2564 | 6.2564 | 10.202 | 10.202 | -3.2294 | -1.6147 | 1.586 | 0 | 0 |  |  | 7.3689 |  | 0.20017 | 20.0171 | 3.1719 | 0 | 2014-05-23 07:30 | 10202 | 10.202
|  | 2014-05-23 14:25:02 | 35.9213 | 2.2643 | 9.0573 | 7.3373 | 7.3373 | 0.32917 | 0.32917 | 0.7745 | 0.7745 | 5.7508 | 5.7508 | 10.2225 | 10.2225 | -2.4497 | -1.2249 | 1.6147 | 0 | 0 |  |  | 9.3291 |  | 0.25214 | 25.2144 | 3.2294 | 0 | 2014-05-23 08:00 | 10222.5 | 10.2225
|  | 2014-05-23 14:55:02 | 36.3618 | 2.3428 | 9.3713 | 7.3345 | 7.3345 | 0.40533 | 0.40533 | 0.7895 | 0.7895 | 5.7508 | 5.7508 | 10.1482 | 10.1482 | -2.5622 | -1.2811 | 1.2249 | 0 | 0 |  |  | 8.7153 |  | 0.25772 | 25.7724 | 2.4497 | 0 | 2014-05-23 08:30 | 10148.1667 | 10.1482
|  | 2014-05-23 15:25:02 | 36.7638 | 2.302 | 9.208 | 7.3335 | 7.3335 | 0.51767 | 0.51767 | 0.79083 | 0.79083 | 5.1172 | 5.1172 | 10.3048 | 10.3048 | -3.4918 | -1.7459 | 1.2811 | 0 | 0 |  |  | 9.5763 |  | 0.25046 | 25.0464 | 2.5622 | 0 | 2014-05-23 09:00 | 10304.8333 | 10.3048
|  | 2014-05-23 15:55:04 | 37.0762 | 2.2447 | 8.9787 | 7.3307 | 7.3307 | 0.58267 | 0.58267 | 0.78917 | 0.78917 | 5.1172 | 5.1172 | 10.3713 | 10.3713 | -3.9065 | -1.9532 | 1.7459 | 0 | 0 |  |  | 9.7867 |  | 0.24217 | 24.2168 | 3.4918 | 0 | 2014-05-23 09:30 | 10371.3333 | 10.3713
|  | 2014-05-23 16:25:02 | 37.101 | 2.2687 | 9.0747 | 7.3288 | 7.3288 | 0.61433 | 0.61433 | 0.786 | 0.786 | 4.1276 | 4.1276 | 10.3898 | 10.3898 | -4.7797 | -2.3899 | 1.9532 | 0 | 0 |  |  | 9.7099 |  | 0.24459 | 24.4594 | 3.9065 | 0 | 2014-05-23 10:00 | 10389.8333 | 10.3898
|  | 2014-05-23 16:55:02 | 37.0083 | 2.318 | 9.272 | 7.3352 | 7.3352 | 0.57317 | 0.57317 | 0.79083 | 0.79083 | 4.1276 | 4.1276 | 10.2767 | 10.2767 | -4.6329 | -2.3165 | 2.3899 | 0 | 0 |  |  | 9.6429 |  | 0.25054 | 25.0538 | 4.7797 | 0 | 2014-05-23 10:30 | 10276.6667 | 10.2767
|  | 2014-05-23 17:25:01 | 36.7427 | 2.3097 | 9.2387 | 7.3342 | 7.3342 | 0.43783 | 0.43783 | 0.7905 | 0.7905 | 3.2348 | 3.2348 | 10.206 | 10.206 | -5.5007 | -2.7504 | 2.3165 | 0 | 0 |  |  | 8.3148 |  | 0.25144 | 25.1442 | 4.6329 | 0 | 2014-05-23 11:00 | 10206 | 10.206
|  | 2014-05-23 17:55:02 | 36.1793 | 2.2923 | 9.1693 | 7.3422 | 7.3422 | 0.398 | 0.398 | 0.78733 | 0.78733 | 3.2348 | 3.2348 | 10.1895 | 10.1895 | -5.0582 | -2.5291 | 2.7504 | 0 | 0 |  |  | 9.0776 |  | 0.25344 | 25.3441 | 5.5007 | 0 | 2014-05-23 11:30 | 10189.5 | 10.1895
|  | 2014-05-23 18:25:02 | 35.5515 | 2.3437 | 9.3747 | 7.3387 | 7.3387 | 0.35933 | 0.35933 | 0.78833 | 0.78833 | 1.9472 | 1.9472 | 10.1552 | 10.1552 | -5.5881 | -2.7941 | 2.5291 | 0 | 0 |  |  | 9.1872 |  | 0.26369 | 26.3693 | 5.0582 | 0 | 2014-05-23 12:00 | 10155.1667 | 10.1552
|  | 2014-05-23 18:55:02 | 35.067 | 2.2242 | 8.8967 | 7.3452 | 7.3452 | 0.34117 | 0.34117 | 0.78883 | 0.78883 | 1.9472 | 1.9472 | 10.1295 | 10.1295 | -5.6185 | -2.8092 | 2.7941 | 0 | 0 |  |  | 8.9856 |  | 0.2537 | 25.3705 | 5.5881 | 0 | 2014-05-23 12:30 | 10129.5 | 10.1295
|  | 2014-05-23 19:25:02 | 34.3527 | 2.1945 | 8.778 | 7.3415 | 7.3415 | 0.32583 | 0.32583 | 0.78717 | 0.78717 | 0.4312 | 0.4312 | 9.8537 | 9.8537 | -6.8353 | -3.4177 | 2.8092 | 0 | 0 |  |  | 9.3925 |  | 0.25553 | 25.5526 | 5.6185 | 0 | 2014-05-23 13:00 | 9853.6667 | 9.8537
|  | 2014-05-23 19:55:02 | 34.023 | 2.098 | 8.392 | 7.3338 | 7.3338 | 0.27017 | 0.27017 | 0.78333 | 0.78333 | 0.4312 | 0.4312 | 9.6512 | 9.6512 | -7.1613 | -3.5806 | 3.4177 | 0 | 0 |  |  | 7.5528 |  | 0.24666 | 24.6657 | 6.8353 | 0 | 2014-05-23 13:30 | 9651.1667 | 9.6512
|  | 2014-05-23 20:25:03 | 34.079 | 2.0673 | 8.2693 | 7.3267 | 7.3267 | 0.23233 | 0.23233 | 0.78233 | 0.78233 | 0.128 | 0.128 | 9.6647 | 9.6647 | -7.6757 | -3.8378 | 3.5806 | 0 | 0 |  |  | 8.1039 |  | 0.24265 | 24.2652 | 7.1613 | 0 | 2014-05-23 14:00 | 9664.6667 | 9.6647
|  | 2014-05-23 20:55:03 | 33.1915 | 1.9762 | 7.9047 | 7.3357 | 7.3357 | 0.22233 | 0.22233 | 0.71933 | 0.71933 | 0.128 | 0.128 | 9.457 | 9.457 | -7.4245 | -3.7122 | 3.8378 | 0 | 0 |  |  | 7.9837 |  | 0.23815 | 23.8153 | 7.6757 | 0 | 2014-05-23 14:30 | 9457 | 9.457
|  | 2014-05-23 21:25:02 | 31.6298 | 1.9502 | 7.8007 | 7.329 | 7.329 | 0.21283 | 0.21283 | 0.72783 | 0.72783 | 0.012 | 0.012 | 8.9088 | 8.9088 | -6.6387 | -3.3193 | 3.7122 | 0 | 0 |  |  | 8.4247 |  | 0.24662 | 24.6624 | 7.4245 | 0 | 2014-05-23 15:00 | 8908.8333 | 8.9088
|  | 2014-05-23 21:55:02 | 29.688 | 1.9447 | 7.7787 | 7.3362 | 7.3362 | 0.16267 | 0.16267 | 0.62883 | 0.62883 | 0.012 | 0.012 | 8.7572 | 8.7572 | -5.0125 | -2.5063 | 3.3193 | 0 | 0 |  |  | 7.3897 |  | 0.26201 | 26.2014 | 6.6387 | 0 | 2014-05-23 15:30 | 8757.1667 | 8.7572
|  | 2014-05-23 22:25:03 | 27.7767 | 1.8238 | 7.2953 | 7.3357 | 7.3357 | 0.131 | 0.131 | 0.52367 | 0.52367 | 0 | 0 | 8.6417 | 8.6417 | -3.8493 | -1.9247 | 2.5063 | 0 | 0 |  |  | 7.7331 |  | 0.26264 | 26.2643 | 5.0125 | 0 | 2014-05-23 16:00 | 8641.6667 | 8.6417
|  | 2014-05-23 22:55:02 | 26.2952 | 1.7645 | 7.058 | 7.3383 | 7.3383 | 0.13067 | 0.13067 | 0.432 | 0.432 | 0 | 0 | 8.223 | 8.223 | -3.1132 | -1.5566 | 1.9247 | 0 | 0 |  |  | 6.8463 |  | 0.26841 | 26.8414 | 3.8493 | 0 | 2014-05-23 16:30 | 8223 | 8.223
|  | 2014-05-23 23:25:02 | 25.5482 | 1.7113 | 6.8453 | 7.3392 | 7.3392 | 0.1305 | 0.1305 | 0.49217 | 0.49217 | 0 | 0 | 7.922 | 7.922 | -2.819 | -1.4095 | 1.5566 | 0 | 0 |  |  | 7.0507 |  | 0.26794 | 26.7938 | 3.1132 | 0 | 2014-05-23 17:00 | 7922 | 7.922
|  | 2014-05-23 23:55:01 | 25.2232 | 1.7043 | 6.8173 | 7.3363 | 7.3363 | 0.10117 | 0.10117 | 0.463 | 0.463 | 0 | 0 | 7.776 | 7.776 | -2.7293 | -1.3647 | 1.4095 | 0 | 0 |  |  | 6.9537 |  | 0.27028 | 27.0281 | 2.819 | 0 | 2014-05-23 17:30 | 7776 | 7.776
|  | 2014-05-24 00:25:04 | 25.1775 | 1.7668 | 7.0673 | 7.3357 | 7.3357 | 0.079 | 0.079 | 0.45567 | 0.45567 | 0 | 0 | 7.7293 | 7.7293 | -2.5105 | -1.2553 | 1.3647 | 0 | 0 |  |  | 7.35 |  | 0.2807 | 28.07 | 2.7293 | 0 | 2014-05-23 18:00 | 7729.3333 | 7.7293
|  | 2014-05-24 00:55:01 | 25.0802 | 1.6583 | 6.6333 | 7.335 | 7.335 | 0.0795 | 0.0795 | 0.5125 | 0.5125 | 0 | 0 | 7.6325 | 7.6325 | -2.8873 | -1.4437 | 1.2553 | 0 | 0 |  |  | 6.6333 |  | 0.26449 | 26.4485 | 2.5105 | 0 | 2014-05-23 18:30 | 7632.5 | 7.6325
|  | 2014-05-24 01:25:01 | 24.7555 | 1.571 | 6.284 | 7.33 | 7.33 | 0.079333 | 0.079333 | 0.56183 | 0.56183 | 0 | 0 | 7.6023 | 7.6023 | -2.898 | -1.449 | 1.4437 | 0 | 0 |  |  | 5.8441 |  | 0.25384 | 25.3843 | 2.8873 | 0 | 2014-05-23 19:00 | 7602.3333 | 7.6023
|  | 2014-05-24 01:55:05 | 24.3897 | 1.6212 | 6.4847 | 7.3268 | 7.3268 | 0.086 | 0.086 | 0.62483 | 0.62483 | 0 | 0 | 7.855 | 7.855 | -2.0123 | -1.0062 | 1.449 | 0 | 0 |  |  | 6.4198 |  | 0.26588 | 26.5878 | 2.898 | 0 | 2014-05-23 19:30 | 7855 | 7.855
|  | 2014-05-24 02:25:01 | 24.2145 | 1.5603 | 6.2413 | 7.3265 | 7.3265 | 0.091 | 0.091 | 0.55633 | 0.55633 | 0 | 0 | 7.9283 | 7.9283 | -2.071 | -1.0355 | 1.0062 | 0 | 0 |  |  | 5.742 |  | 0.25775 | 25.7752 | 2.0123 | 0 | 2014-05-23 20:00 | 7928.3333 | 7.9283
|  | 2014-05-24 02:55:03 | 24.0572 | 1.549 | 6.196 | 7.3292 | 7.3292 | 0.091 | 0.091 | 0.47483 | 0.47483 | 0 | 0 | 7.7225 | 7.7225 | -2.2437 | -1.1218 | 1.0355 | 0 | 0 |  |  | 6.6297 |  | 0.25755 | 25.7553 | 2.071 | 0 | 2014-05-23 20:30 | 7722.5 | 7.7225
|  | 2014-05-24 03:25:01 | 23.9603 | 1.5953 | 6.3813 | 7.332 | 7.332 | 0.0905 | 0.0905 | 0.46983 | 0.46983 | 0 | 0 | 7.5768 | 7.5768 | -2.1098 | -1.0549 | 1.1218 | 0 | 0 |  |  | 5.7432 |  | 0.26633 | 26.6329 | 2.2437 | 0 | 2014-05-23 21:00 | 7576.8333 | 7.5768
|  | 2014-05-24 03:55:03 | 23.4512 | 1.386 | 5.544 | 7.3287 | 7.3287 | 0.09 | 0.09 | 0.472 | 0.472 | 0 | 0 | 7.406 | 7.406 | -2.6105 | -1.3052 | 1.0549 | 0 | 0 |  |  | 5.1005 |  | 0.23641 | 23.6406 | 2.1098 | 0 | 2014-05-23 21:30 | 7406 | 7.406
|  | 2014-05-24 04:25:02 | 23.5512 | 1.278 | 5.112 | 7.3303 | 7.3303 | 0.089333 | 0.089333 | 0.44467 | 0.44467 | 0 | 0 | 7.5557 | 7.5557 | -3.0192 | -1.5096 | 1.3052 | 0 | 0 |  |  | 4.9075 |  | 0.21706 | 21.7059 | 2.6105 | 0 | 2014-05-23 22:00 | 7555.6667 | 7.5557
|  | 2014-05-24 04:55:02 | 24.2147 | 1.281 | 5.124 | 7.3405 | 7.3405 | 0.10083 | 0.10083 | 0.42267 | 0.42267 | 0 | 0 | 8.1583 | 8.1583 | -3.0683 | -1.5342 | 1.5096 | 0 | 0 |  |  | 5.0728 |  | 0.21161 | 21.1607 | 3.0192 | 0 | 2014-05-23 22:30 | 8158.3333 | 8.1583
|  | 2014-05-24 05:25:02 | 25.075 | 1.1913 | 4.7653 | 7.3313 | 7.3313 | 0.10833 | 0.10833 | 0.59867 | 0.59867 | 0.1336 | 0.1336 | 8.3843 | 8.3843 | -3.7534 | -1.8767 | 1.5342 | 0 | 0 |  |  | 4.4794 |  | 0.19004 | 19.0043 | 3.0683 | 0 | 2014-05-23 23:00 | 8384.3333 | 8.3843
|  | 2014-05-24 05:55:02 | 25.5038 | 1.1997 | 4.7987 | 7.337 | 7.337 | 0.16967 | 0.16967 | 0.75317 | 0.75317 | 0.1336 | 0.1336 | 8.1448 | 8.1448 | -4.1669 | -2.0835 | 1.8767 | 0 | 0 |  |  | 4.6547 |  | 0.18815 | 18.8155 | 3.7534 | 0 | 2014-05-23 23:30 | 8144.8333 | 8.1448
|  | 2014-05-24 06:25:02 | 26.9347 | 1.4415 | 5.766 | 7.3348 | 7.3348 | 0.20583 | 0.20583 | 0.7695 | 0.7695 | 0.686 | 0.686 | 8.482 | 8.482 | -3.6905 | -1.8453 | 2.0835 | 0 | 0 |  |  | 6.112 |  | 0.21407 | 21.4074 | 4.1669 | 0 | 2014-05-24 | 8482 | 8.482
|  | 2014-05-24 06:55:03 | 28.895 | 1.5453 | 6.1813 | 7.3382 | 7.3382 | 0.21517 | 0.21517 | 0.78433 | 0.78433 | 0.686 | 0.686 | 9.3325 | 9.3325 | -4.3575 | -2.1787 | 1.8453 | 0 | 0 |  |  | 5.6868 |  | 0.21392 | 21.3924 | 3.6905 | 0 | 2014-05-24 00:30 | 9332.5 | 9.3325
|  | 2014-05-24 07:25:02 | 30.7305 | 1.7225 | 6.89 | 7.3325 | 7.3325 | 0.31333 | 0.31333 | 0.76667 | 0.76667 | 1.3848 | 1.3848 | 9.5942 | 9.5942 | -4.449 | -2.2245 | 2.1787 | 0 | 0 |  |  | 7.0967 |  | 0.22421 | 22.4207 | 4.3575 | 0 | 2014-05-24 01:00 | 9594.1667 | 9.5942
|  | 2014-05-24 07:55:02 | 32.3098 | 1.7267 | 6.9067 | 7.3313 | 7.3313 | 0.56833 | 0.56833 | 0.77067 | 0.77067 | 1.3848 | 1.3848 | 9.8045 | 9.8045 | -5.5435 | -2.7718 | 2.2245 | 0 | 0 |  |  | 7.1829 |  | 0.21376 | 21.3764 | 4.449 | 0 | 2014-05-24 01:30 | 9804.5 | 9.8045
|  | 2014-05-24 08:25:03 | 33.3457 | 1.8267 | 7.3067 | 7.3345 | 7.3345 | 0.71267 | 0.71267 | 0.77067 | 0.77067 | 2.188 | 2.188 | 10.2018 | 10.2018 | -4.8313 | -2.4157 | 2.7718 | 0 | 0 |  |  | 7.2336 |  | 0.21912 | 21.9119 | 5.5435 | 0 | 2014-05-24 02:00 | 10201.8333 | 10.2018
|  | 2014-05-24 08:55:03 | 33.8368 | 1.9998 | 7.9993 | 7.331 | 7.331 | 0.70417 | 0.70417 | 0.76883 | 0.76883 | 2.188 | 2.188 | 10.3653 | 10.3653 | -4.4802 | -2.2401 | 2.4157 | 0 | 0 |  |  | 7.6794 |  | 0.23641 | 23.6409 | 4.8313 | 0 | 2014-05-24 02:30 | 10365.3333 | 10.3653
|  | 2014-05-24 09:25:02 | 33.927 | 1.9848 | 7.9393 | 7.33 | 7.33 | 0.72283 | 0.72283 | 0.766 | 0.766 | 2.694 | 2.694 | 10.3382 | 10.3382 | -4.1367 | -2.0683 | 2.2401 | 0 | 0 |  |  | 8.2569 |  | 0.23401 | 23.4012 | 4.4802 | 0 | 2014-05-24 03:00 | 10338.1667 | 10.3382
|  | 2014-05-24 09:55:02 | 33.9918 | 1.8765 | 7.506 | 7.3253 | 7.3253 | 0.72 | 0.72 | 0.76633 | 0.76633 | 2.694 | 2.694 | 10.4735 | 10.4735 | -4.5067 | -2.2533 | 2.0683 | 0 | 0 |  |  | 7.2808 |  | 0.22082 | 22.0818 | 4.1367 | 0 | 2014-05-24 03:30 | 10473.5 | 10.4735
|  | 2014-05-24 10:25:01 | 33.9107 | 1.7773 | 7.1093 | 7.3247 | 7.3247 | 0.70317 | 0.70317 | 0.76933 | 0.76933 | 3.8772 | 3.8772 | 10.5002 | 10.5002 | -3.6268 | -1.8134 | 2.2533 | 0 | 0 |  |  | 6.4695 |  | 0.20965 | 20.9649 | 4.5067 | 0 | 2014-05-24 04:00 | 10500.1667 | 10.5002
|  | 2014-05-24 10:55:03 | 33.7855 | 1.782 | 7.128 | 7.3165 | 7.3165 | 0.69183 | 0.69183 | 0.771 | 0.771 | 3.8772 | 3.8772 | 10.532 | 10.532 | -3.469 | -1.7345 | 1.8134 | 0 | 0 |  |  | 7.2706 |  | 0.21098 | 21.0978 | 3.6268 | 0 | 2014-05-24 04:30 | 10532 | 10.532
|  | 2014-05-24 11:25:02 | 33.4122 | 1.7907 | 7.1627 | 7.3172 | 7.3172 | 0.6915 | 0.6915 | 0.76933 | 0.76933 | 4.3188 | 4.3188 | 10.3842 | 10.3842 | -2.7685 | -1.3843 | 1.7345 | 0 | 0 |  |  | 7.4492 |  | 0.21437 | 21.4373 | 3.469 | 0 | 2014-05-24 05:00 | 10384.1667 | 10.3842
|  | 2014-05-24 11:55:02 | 32.932 | 1.7008 | 6.8033 | 7.315 | 7.315 | 0.55767 | 0.55767 | 0.77067 | 0.77067 | 4.3188 | 4.3188 | 10.4512 | 10.4512 | -2.7154 | -1.3577 | 1.3843 | 0 | 0 |  |  | 6.7353 |  | 0.20659 | 20.6587 | 2.7685 | 0 | 2014-05-24 05:30 | 10451.1667 | 10.4512
|  | 2014-05-24 12:25:03 | 32.589 | 1.6358 | 6.5433 | 7.3198 | 7.3198 | 0.438 | 0.438 | 0.77067 | 0.77067 | 4.8532 | 4.8532 | 10.7428 | 10.7428 | -1.9211 | -0.96057 | 1.3577 | 0 | 0 |  |  | 6.6742 |  | 0.20078 | 20.0783 | 2.7154 | 0 | 2014-05-24 06:00 | 10742.8333 | 10.7428
|  | 2014-05-24 12:55:02 | 32.2032 | 1.5807 | 6.3227 | 7.317 | 7.317 | 0.3915 | 0.3915 | 0.77133 | 0.77133 | 4.8532 | 4.8532 | 10.8737 | 10.8737 | -1.6738 | -0.8369 | 0.96057 | 0 | 0 |  |  | 6.7653 |  | 0.19634 | 19.6337 | 1.9211 | 0 | 2014-05-24 06:30 | 10873.6667 | 10.8737
|  | 2014-05-24 13:25:03 | 31.887 | 1.5593 | 6.2373 | 7.3278 | 7.3278 | 0.3185 | 0.3185 | 0.77133 | 0.77133 | 4.314 | 4.314 | 10.8888 | 10.8888 | -2.0292 | -1.0146 | 0.8369 | 0 | 0 |  |  | 5.9255 |  | 0.19561 | 19.5607 | 1.6738 | 0 | 2014-05-24 07:00 | 10888.8333 | 10.8888
|  | 2014-05-24 13:55:02 | 31.7388 | 1.5088 | 6.0353 | 7.3228 | 7.3228 | 0.31917 | 0.31917 | 0.77167 | 0.77167 | 4.314 | 4.314 | 10.4885 | 10.4885 | -2.4873 | -1.2437 | 1.0146 | 0 | 0 |  |  | 6.0353 |  | 0.19016 | 19.0156 | 2.0292 | 0 | 2014-05-24 07:30 | 10488.5 | 10.4885
|  | 2014-05-24 14:25:03 | 31.6632 | 1.5518 | 6.2073 | 7.3303 | 7.3303 | 0.32 | 0.32 | 0.77167 | 0.77167 | 4.108 | 4.108 | 10.57 | 10.57 | -2.3558 | -1.1779 | 1.2437 | 0 | 0 |  |  | 6.2694 |  | 0.19604 | 19.6043 | 2.4873 | 0 | 2014-05-24 08:00 | 10570 | 10.57
|  | 2014-05-24 14:55:03 | 31.9043 | 1.5817 | 6.3267 | 7.3293 | 7.3293 | 0.31283 | 0.31283 | 0.7725 | 0.7725 | 4.108 | 4.108 | 10.6183 | 10.6183 | -2.4367 | -1.2183 | 1.1779 | 0 | 0 |  |  | 6.0736 |  | 0.1983 | 19.8301 | 2.3558 | 0 | 2014-05-24 08:30 | 10618.3333 | 10.6183
|  | 2014-05-24 15:25:03 | 32.2782 | 1.997 | 7.988 | 7.34 | 7.34 | 0.30667 | 0.30667 | 0.77233 | 0.77233 | 3.1712 | 3.1712 | 10.8448 | 10.8448 | -1.8551 | -0.92757 | 1.2183 | 0 | 0 |  |  | 8.2276 |  | 0.24747 | 24.7474 | 2.4367 | 0 | 2014-05-24 09:00 | 10844.8333 | 10.8448
|  | 2014-05-24 15:55:02 | 32.7858 | 2.2342 | 8.9367 | 7.3363 | 7.3363 | 0.3345 | 0.3345 | 0.77383 | 0.77383 | 3.1712 | 3.1712 | 10.7997 | 10.7997 | -1.4336 | -0.71682 | 0.92757 | 0 | 0 |  |  | 9.3835 |  | 0.27258 | 27.2577 | 1.8551 | 0 | 2014-05-24 09:30 | 10799.6667 | 10.7997
|  | 2014-05-24 16:25:01 | 33.3955 | 2.446 | 9.784 | 7.339 | 7.339 | 0.34767 | 0.34767 | 0.77433 | 0.77433 | 2.5868 | 2.5868 | 10.8448 | 10.8448 | -1.7189 | -0.85943 | 0.71682 | 0 | 0 |  |  | 9.9797 |  | 0.29297 | 29.2974 | 1.4336 | 0 | 2014-05-24 10:00 | 10844.8333 | 10.8448
|  | 2014-05-24 16:55:03 | 33.531 | 2.6748 | 10.6993 | 7.338 | 7.338 | 0.32533 | 0.32533 | 0.77467 | 0.77467 | 2.5868 | 2.5868 | 10.7793 | 10.7793 | -1.0275 | -0.51377 | 0.85943 | 0 | 0 |  |  | 9.6294 |  | 0.31909 | 31.9088 | 1.7189 | 0 | 2014-05-24 10:30 | 10779.3333 | 10.7793
|  | 2014-05-24 17:25:03 | 33.3285 | 3.0038 | 12.0153 | 7.3328 | 7.3328 | 0.32433 | 0.32433 | 0.77633 | 0.77633 | 2.2004 | 2.2004 | 10.7103 | 10.7103 | 0.031067 | 0.015533 | 0.51377 | 0.015533 | 0 |  |  | 12.6161 |  | 0.36051 | 36.0512 | 1.0275 | 0 | 2014-05-24 11:00 | 10710.3333 | 10.7103
|  | 2014-05-24 17:55:04 | 33.1567 | 3.195 | 12.78 | 7.3295 | 7.3295 | 0.26867 | 0.26867 | 0.76717 | 0.76717 | 2.2004 | 2.2004 | 10.6578 | 10.6578 | 0.8469 | 0.42345 | 0 | 0.43898 | 0 |  |  | 13.0356 |  | 0.38544 | 38.5443 | 0 | 0 | 2014-05-24 11:30 | 10657.8333 | 10.6578
|  | 2014-05-24 18:25:02 | 32.7338 | 2.7897 | 11.1587 | 7.3245 | 7.3245 | 0.22483 | 0.22483 | 0.77767 | 0.77767 | 0.9464 | 0.9464 | 10.6253 | 10.6253 | -1.6764 | -0.83822 | 0 | 0 | 0 |  |  | 12.2745 |  | 0.34089 | 34.0891 | 0 | 0.87797 | 2014-05-24 12:00 | 10625.3333 | 10.6253
|  | 2014-05-24 18:55:02 | 32.305 | 2.596 | 10.384 | 7.3245 | 7.3245 | 0.22617 | 0.22617 | 0.78017 | 0.78017 | 0.9464 | 0.9464 | 10.5157 | 10.5157 | -2.1281 | -1.064 | 0.83822 | 0 | 0 |  |  | 11.2147 |  | 0.32144 | 32.1436 | 1.6764 | 0 | 2014-05-24 12:30 | 10515.6667 | 10.5157
|  | 2014-05-24 19:25:02 | 31.6367 | 2.5165 | 10.066 | 7.3278 | 7.3278 | 0.17467 | 0.17467 | 0.78233 | 0.78233 | 0.3132 | 0.3132 | 10.5535 | 10.5535 | -2.4191 | -1.2096 | 1.064 | 0 | 0 |  |  | 9.6634 |  | 0.31818 | 31.8175 | 2.1281 | 0 | 2014-05-24 13:00 | 10553.5 | 10.5535
|  | 2014-05-24 19:55:02 | 31.397 | 2.3322 | 9.3287 | 7.323 | 7.323 | 0.12933 | 0.12933 | 0.78633 | 0.78633 | 0.3132 | 0.3132 | 10.3648 | 10.3648 | -3.1516 | -1.5758 | 1.2096 | 0 | 0 |  |  | 9.422 |  | 0.29712 | 29.712 | 2.4191 | 0 | 2014-05-24 13:30 | 10364.8333 | 10.3648
|  | 2014-05-24 20:25:03 | 31.4918 | 2.2943 | 9.1773 | 7.3272 | 7.3272 | 0.12083 | 0.12083 | 0.78783 | 0.78783 | 0.0372 | 0.0372 | 10.477 | 10.477 | -3.5645 | -1.7822 | 1.5758 | 0 | 0 |  |  | 9.9115 |  | 0.29142 | 29.1419 | 3.1516 | 0 | 2014-05-24 14:00 | 10477 | 10.477
|  | 2014-05-24 20:55:02 | 31.212 | 2.2678 | 9.0713 | 7.3302 | 7.3302 | 0.12 | 0.12 | 0.78833 | 0.78833 | 0.0372 | 0.0372 | 10.364 | 10.364 | -3.501 | -1.7505 | 1.7822 | 0 | 0 |  |  | 9.9785 |  | 0.29064 | 29.0636 | 3.5645 | 0 | 2014-05-24 14:30 | 10364 | 10.364
|  | 2014-05-24 21:25:02 | 30.0423 | 2.2165 | 8.866 | 7.3295 | 7.3295 | 0.12 | 0.12 | 0.789 | 0.789 | 0.016 | 0.016 | 10.0287 | 10.0287 | -2.8932 | -1.4466 | 1.7505 | 0 | 0 |  |  | 8.334 |  | 0.29512 | 29.5117 | 3.501 | 0 | 2014-05-24 15:00 | 10028.6667 | 10.0287
|  | 2014-05-24 21:55:02 | 28.456 | 2.3195 | 9.278 | 7.3337 | 7.3337 | 0.1035 | 0.1035 | 0.6685 | 0.6685 | 0.016 | 0.016 | 9.812 | 9.812 | -1.2443 | -0.62217 | 1.4466 | 0 | 0 |  |  | 9.4636 |  | 0.32605 | 32.6047 | 2.8932 | 0 | 2014-05-24 15:30 | 9812 | 9.812
|  | 2014-05-24 22:25:04 | 26.6158 | 2.2928 | 9.1713 | 7.3332 | 7.3332 | 0.09 | 0.09 | 0.39417 | 0.39417 | 0 | 0 | 9.2843 | 9.2843 | -0.34283 | -0.17142 | 0.62217 | 0 | 0 |  |  | 8.9879 |  | 0.34458 | 34.4582 | 1.2443 | 0 | 2014-05-24 16:00 | 9284.3333 | 9.2843
|  | 2014-05-24 22:55:02 | 25.6222 | 2.253 | 9.012 | 7.339 | 7.339 | 0.09 | 0.09 | 0.3415 | 0.3415 | 0 | 0 | 9.1498 | 9.1498 | 0.31017 | 0.15508 | 0.17142 | 0.15508 | 0 |  |  | 9.3725 |  | 0.35173 | 35.1727 | 0.34283 | 0 | 2014-05-24 16:30 | 9149.8333 | 9.1498
|  | 2014-05-24 23:25:02 | 25.3023 | 2.0687 | 8.2747 | 7.3372 | 7.3372 | 0.09 | 0.09 | 0.34017 | 0.34017 | 0 | 0 | 9.1293 | 9.1293 | -0.131 | -0.0655 | 0 | 0.089583 | 0 |  |  | 8.6884 |  | 0.32703 | 32.7032 | 0 | 0.131 | 2014-05-24 17:00 | 9129.3333 | 9.1293
|  | 2014-05-24 23:55:02 | 24.7152 | 1.877 | 7.508 | 7.3337 | 7.3337 | 0.081333 | 0.081333 | 0.36483 | 0.36483 | 0 | 0 | 8.6792 | 8.6792 | -0.74817 | -0.37408 | 0 | 0 | 0 |  |  | 6.9074 |  | 0.30378 | 30.3781 | 0 | 0.17917 | 2014-05-24 17:30 | 8679.1667 | 8.6792
|  | 2014-05-25 00:25:05 | 24.376 | 1.773 | 7.092 | 7.3413 | 7.3413 | 0.074 | 0.074 | 0.35667 | 0.35667 | 0 | 0 | 8.4587 | 8.4587 | -1.0533 | -0.52667 | 0.37408 | 0 | 0 |  |  | 7.5175 |  | 0.29094 | 29.0942 | 0.74817 | 0 | 2014-05-24 18:00 | 8458.6667 | 8.4587
|  | 2014-05-25 00:55:01 | 24.1978 | 1.7492 | 6.9967 | 7.342 | 7.342 | 0.073 | 0.073 | 0.34 | 0.34 | 0 | 0 | 8.3235 | 8.3235 | -1.1227 | -0.56133 | 0.52667 | 0 | 0 |  |  | 6.5069 |  | 0.28914 | 28.9144 | 1.0533 | 0 | 2014-05-24 18:30 | 8323.5 | 8.3235
|  | 2014-05-25 01:25:04 | 23.6115 | 1.7037 | 6.8147 | 7.3403 | 7.3403 | 0.073 | 0.073 | 0.34117 | 0.34117 | 0 | 0 | 8.034 | 8.034 | -1.0083 | -0.50417 | 0.56133 | 0 | 0 |  |  | 6.2013 |  | 0.28862 | 28.8616 | 1.1227 | 0 | 2014-05-24 19:00 | 8034 | 8.034
|  | 2014-05-25 01:55:06 | 23.166 | 1.6912 | 6.7647 | 7.3387 | 7.3387 | 0.073 | 0.073 | 0.35533 | 0.35533 | 0 | 0 | 7.7613 | 7.7613 | -0.873 | -0.4365 | 0.50417 | 0 | 0 |  |  | 7.1029 |  | 0.29201 | 29.2008 | 1.0083 | 0 | 2014-05-24 19:30 | 7761.3333 | 7.7613
|  | 2014-05-25 02:25:02 | 22.9073 | 1.5788 | 6.3153 | 7.3438 | 7.3438 | 0.073 | 0.073 | 0.38483 | 0.38483 | 0 | 0 | 7.5422 | 7.5422 | -1.2482 | -0.62408 | 0.4365 | 0 | 0 |  |  | 5.9996 |  | 0.27569 | 27.569 | 0.873 | 0 | 2014-05-24 20:00 | 7542.1667 | 7.5422
|  | 2014-05-25 02:55:03 | 22.8518 | 1.4988 | 5.9953 | 7.3938 | 7.3938 | 0.073 | 0.073 | 0.411 | 0.411 | 0 | 0 | 7.6053 | 7.6053 | -1.3733 | -0.68667 | 0.62408 | 0 | 0 |  |  | 6.1152 |  | 0.26236 | 26.2357 | 1.2482 | 0 | 2014-05-24 20:30 | 7605.3333 | 7.6053
|  | 2014-05-25 03:25:03 | 22.7412 | 1.3502 | 5.4007 | 7.4167 | 7.4167 | 0.073 | 0.073 | 0.3715 | 0.3715 | 0 | 0 | 7.6307 | 7.6307 | -1.8487 | -0.92433 | 0.68667 | 0 | 0 |  |  | 5.7787 |  | 0.23748 | 23.7484 | 1.3733 | 0 | 2014-05-24 21:00 | 7630.6667 | 7.6307
|  | 2014-05-25 03:55:02 | 22.263 | 1.3187 | 5.2747 | 7.4208 | 7.4208 | 0.073 | 0.073 | 0.34217 | 0.34217 | 0 | 0 | 7.423 | 7.423 | -1.7293 | -0.86467 | 0.92433 | 0 | 0 |  |  | 5.0637 |  | 0.23693 | 23.6925 | 1.8487 | 0 | 2014-05-24 21:30 | 7423 | 7.423
|  | 2014-05-25 04:25:02 | 22.1383 | 1.3633 | 5.4533 | 7.4488 | 7.4488 | 0.073 | 0.073 | 0.341 | 0.341 | 0 | 0 | 7.3638 | 7.3638 | -1.4583 | -0.72917 | 0.86467 | 0 | 0 |  |  | 5.2352 |  | 0.24633 | 24.633 | 1.7293 | 0 | 2014-05-24 22:00 | 7363.8333 | 7.3638
|  | 2014-05-25 04:55:03 | 22.3392 | 1.3815 | 5.526 | 7.4898 | 7.4898 | 0.073 | 0.073 | 0.343 | 0.343 | 0 | 0 | 7.3545 | 7.3545 | -1.5528 | -0.77642 | 0.72917 | 0 | 0 |  |  | 5.1392 |  | 0.24737 | 24.7368 | 1.4583 | 0 | 2014-05-24 22:30 | 7354.5 | 7.3545
|  | 2014-05-25 05:25:03 | 22.8565 | 1.3413 | 5.3653 | 7.5012 | 7.5012 | 0.073 | 0.073 | 0.44117 | 0.44117 | 0.1836 | 0.1836 | 7.5498 | 7.5498 | -1.7424 | -0.8712 | 0.77642 | 0 | 0 |  |  | 5.1507 |  | 0.23474 | 23.474 | 1.5528 | 0 | 2014-05-24 23:00 | 7549.8333 | 7.5498
|  | 2014-05-25 05:55:02 | 22.8607 | 1.3823 | 5.5293 | 7.5072 | 7.5072 | 0.10633 | 0.10633 | 0.54583 | 0.54583 | 0.1836 | 0.1836 | 7.6375 | 7.6375 | -1.3509 | -0.67545 | 0.8712 | 0 | 0 |  |  | 5.4187 |  | 0.24187 | 24.1871 | 1.7424 | 0 | 2014-05-24 23:30 | 7637.5 | 7.6375
|  | 2014-05-25 06:25:02 | 23.6307 | 1.4613 | 5.8453 | 7.5102 | 7.5102 | 0.12483 | 0.12483 | 0.68167 | 0.68167 | 0.5804 | 0.5804 | 8.0875 | 8.0875 | -0.80077 | -0.40038 | 0.67545 | 0 | 0 |  |  | 6.2545 |  | 0.24736 | 24.7362 | 1.3509 | 0 | 2014-05-25 | 8087.5 | 8.0875
|  | 2014-05-25 06:55:01 | 24.8763 | 1.5193 | 6.0773 | 7.506 | 7.506 | 0.125 | 0.125 | 0.699 | 0.699 | 0.5804 | 0.5804 | 8.4702 | 8.4702 | -1.4184 | -0.70922 | 0.40038 | 0 | 0 |  |  | 6.6243 |  | 0.2443 | 24.4302 | 0.80077 | 0 | 2014-05-25 00:30 | 8470.1667 | 8.4702
|  | 2014-05-25 07:25:02 | 26.2473 | 1.5695 | 6.278 | 7.5108 | 7.5108 | 0.136 | 0.136 | 0.73667 | 0.73667 | 1.2216 | 1.2216 | 8.99 | 8.99 | -1.3742 | -0.68712 | 0.70922 | 0 | 0 |  |  | 6.6547 |  | 0.23919 | 23.9186 | 1.4184 | 0 | 2014-05-25 01:00 | 8990 | 8.99
|  | 2014-05-25 07:55:04 | 27.7607 | 1.6175 | 6.47 | 7.5065 | 7.5065 | 0.2515 | 0.2515 | 0.785 | 0.785 | 1.2216 | 1.2216 | 9.7048 | 9.7048 | -1.8212 | -0.91062 | 0.68712 | 0 | 0 |  |  | 6.2112 |  | 0.23306 | 23.3064 | 1.3742 | 0 | 2014-05-25 01:30 | 9704.8333 | 9.7048
|  | 2014-05-25 08:25:02 | 29.2527 | 1.579 | 6.316 | 7.5152 | 7.5152 | 0.307 | 0.307 | 0.7845 | 0.7845 | 2.178 | 2.178 | 10.4447 | 10.4447 | -1.7073 | -0.85367 | 0.91062 | 0 | 0 |  |  | 6.5686 |  | 0.21591 | 21.5912 | 1.8212 | 0 | 2014-05-25 02:00 | 10444.6667 | 10.4447
|  | 2014-05-25 08:55:02 | 30.1447 | 1.5843 | 6.3373 | 7.5275 | 7.5275 | 0.33033 | 0.33033 | 0.78533 | 0.78533 | 2.178 | 2.178 | 10.7533 | 10.7533 | -2.2328 | -1.1164 | 0.85367 | 0 | 0 |  |  | 6.7176 |  | 0.21023 | 21.0231 | 1.7073 | 0 | 2014-05-25 02:30 | 10753.3333 | 10.7533
|  | 2014-05-25 09:25:04 | 30.8407 | 1.5625 | 6.25 | 7.534 | 7.534 | 0.4105 | 0.4105 | 0.78517 | 0.78517 | 2.6688 | 2.6688 | 10.7772 | 10.7772 | -2.415 | -1.2075 | 1.1164 | 0 | 0 |  |  | 6.6875 |  | 0.20265 | 20.2655 | 2.2328 | 0 | 2014-05-25 03:00 | 10777.1667 | 10.7772
|  | 2014-05-25 09:55:03 | 31.1507 | 1.6318 | 6.5273 | 7.5445 | 7.5445 | 0.48617 | 0.48617 | 0.7865 | 0.7865 | 2.6688 | 2.6688 | 10.8083 | 10.8083 | -2.329 | -1.1645 | 1.2075 | 0 | 0 |  |  | 6.7884 |  | 0.20954 | 20.9541 | 2.415 | 0 | 2014-05-25 03:30 | 10808.3333 | 10.8083
|  | 2014-05-25 10:25:03 | 31.434 | 1.4368 | 5.7473 | 7.5415 | 7.5415 | 0.49933 | 0.49933 | 0.78533 | 0.78533 | 4.4744 | 4.4744 | 10.941 | 10.941 | -1.4451 | -0.72255 | 1.1645 | 0 | 0 |  |  | 5.8623 |  | 0.18284 | 18.2838 | 2.329 | 0 | 2014-05-25 04:00 | 10941 | 10.941
|  | 2014-05-25 10:55:03 | 31.6997 | 1.3412 | 5.3647 | 7.5452 | 7.5452 | 0.499 | 0.499 | 0.78583 | 0.78583 | 4.4744 | 4.4744 | 10.9672 | 10.9672 | -2.0634 | -1.0317 | 0.72255 | 0 | 0 |  |  | 4.9355 |  | 0.16923 | 16.9234 | 1.4451 | 0 | 2014-05-25 04:30 | 10967.1667 | 10.9672
|  | 2014-05-25 11:25:03 | 31.7677 | 1.224 | 4.896 | 7.5423 | 7.5423 | 0.4605 | 0.4605 | 0.7865 | 0.7865 | 4.5232 | 4.5232 | 11.0997 | 11.0997 | -2.4595 | -1.2297 | 1.0317 | 0 | 0 |  |  | 5.2877 |  | 0.15412 | 15.4119 | 2.0634 | 0 | 2014-05-25 05:00 | 11099.6667 | 11.0997
|  | 2014-05-25 11:55:03 | 31.4642 | 1.1373 | 4.5493 | 7.5447 | 7.5447 | 0.338 | 0.338 | 0.78617 | 0.78617 | 4.5232 | 4.5232 | 11.069 | 11.069 | -2.6538 | -1.3269 | 1.2297 | 0 | 0 |  |  | 4.6403 |  | 0.14459 | 14.4588 | 2.4595 | 0 | 2014-05-25 05:30 | 11069 | 11.069
|  | 2014-05-25 12:25:05 | 30.8552 | 1.2285 | 4.914 | 7.5498 | 7.5498 | 0.2945 | 0.2945 | 0.78567 | 0.78567 | 5.1096 | 5.1096 | 10.8763 | 10.8763 | -1.3252 | -0.66262 | 1.3269 | 0 | 0 |  |  | 5.0614 |  | 0.15926 | 15.926 | 2.6538 | 0 | 2014-05-25 06:00 | 10876.3333 | 10.8763
|  | 2014-05-25 12:55:03 | 30.3457 | 1.3245 | 5.298 | 7.5495 | 7.5495 | 0.264 | 0.264 | 0.78583 | 0.78583 | 5.1096 | 5.1096 | 10.7365 | 10.7365 | -0.60223 | -0.30112 | 0.66262 | 0 | 0 |  |  | 5.1391 |  | 0.17459 | 17.4588 | 1.3252 | 0 | 2014-05-25 06:30 | 10736.5 | 10.7365
|  | 2014-05-25 13:25:03 | 29.966 | 1.2172 | 4.8687 | 7.5758 | 7.5758 | 0.249 | 0.249 | 0.78617 | 0.78617 | 4.5484 | 4.5484 | 10.6732 | 10.6732 | -1.2648 | -0.63238 | 0.30112 | 0 | 0 |  |  | 5.2095 |  | 0.16247 | 16.2473 | 0.60223 | 0 | 2014-05-25 07:00 | 10673.1667 | 10.6732
|  | 2014-05-25 13:55:03 | 29.7542 | 1.0883 | 4.3533 | 7.5822 | 7.5822 | 0.27133 | 0.27133 | 0.78633 | 0.78633 | 4.5484 | 4.5484 | 10.5525 | 10.5525 | -1.6601 | -0.83005 | 0.63238 | 0 | 0 |  |  | 4.4404 |  | 0.14631 | 14.631 | 1.2648 | 0 | 2014-05-25 07:30 | 10552.5 | 10.5525
|  | 2014-05-25 14:25:03 | 29.6768 | 1.0453 | 4.1813 | 7.588 | 7.588 | 0.291 | 0.291 | 0.7745 | 0.7745 | 4.8376 | 4.8376 | 10.534 | 10.534 | -1.4704 | -0.7352 | 0.83005 | 0 | 0 |  |  | 4.5995 |  | 0.1409 | 14.0896 | 1.6601 | 0 | 2014-05-25 08:00 | 10534 | 10.534
|  | 2014-05-25 14:55:02 | 29.96 | 0.99367 | 3.9747 | 7.6037 | 7.6037 | 0.28917 | 0.28917 | 0.77167 | 0.77167 | 4.8376 | 4.8376 | 10.8032 | 10.8032 | -1.6801 | -0.84003 | 0.7352 | 0 | 0 |  |  | 3.5772 |  | 0.13267 | 13.2666 | 1.4704 | 0 | 2014-05-25 08:30 | 10803.1667 | 10.8032
|  | 2014-05-25 15:25:03 | 30.4495 | 0.99233 | 3.9693 | 7.6167 | 7.6167 | 0.28433 | 0.28433 | 0.77117 | 0.77117 | 3.7464 | 3.7464 | 11.1497 | 11.1497 | -2.9119 | -1.456 | 0.84003 | 0 | 0 |  |  | 4.0884 |  | 0.13036 | 13.0358 | 1.6801 | 0 | 2014-05-25 09:00 | 11149.6667 | 11.1497
|  | 2014-05-25 15:55:02 | 31.0508 | 0.96533 | 3.8613 | 7.6138 | 7.6138 | 0.38483 | 0.38483 | 0.77083 | 0.77083 | 3.7464 | 3.7464 | 11.1077 | 11.1077 | -3.5659 | -1.783 | 1.456 | 0 | 0 |  |  | 4.093 |  | 0.12436 | 12.4355 | 2.9119 | 0 | 2014-05-25 09:30 | 11107.6667 | 11.1077
|  | 2014-05-25 16:25:03 | 31.2647 | 0.953 | 3.812 | 7.6242 | 7.6242 | 0.445 | 0.445 | 0.77467 | 0.77467 | 3.0524 | 3.0524 | 10.9235 | 10.9235 | -4.6329 | -2.3165 | 1.783 | 0 | 0 |  |  | 4.1932 |  | 0.12193 | 12.1927 | 3.5659 | 0 | 2014-05-25 10:00 | 10923.5 | 10.9235
|  | 2014-05-25 16:55:02 | 31.3182 | 0.9475 | 3.79 | 7.6212 | 7.6212 | 0.38567 | 0.38567 | 0.7755 | 0.7755 | 3.0524 | 3.0524 | 10.9188 | 10.9188 | -4.7746 | -2.3873 | 2.3165 | 0 | 0 |  |  | 4.0553 |  | 0.12102 | 12.1016 | 4.6329 | 0 | 2014-05-25 10:30 | 10918.8333 | 10.9188
|  | 2014-05-25 17:25:03 | 31.3943 | 0.95517 | 3.8207 | 7.62 | 7.62 | 0.33467 | 0.33467 | 0.7745 | 0.7745 | 1.9456 | 1.9456 | 10.9608 | 10.9608 | -5.9381 | -2.969 | 2.3873 | 0 | 0 |  |  | 4.1645 |  | 0.1217 | 12.1699 | 4.7746 | 0 | 2014-05-25 11:00 | 10960.8333 | 10.9608
|  | 2014-05-25 17:55:02 | 31.3993 | 0.963 | 3.852 | 7.6198 | 7.6198 | 0.24033 | 0.24033 | 0.776 | 0.776 | 1.9456 | 1.9456 | 11.1077 | 11.1077 | -5.8579 | -2.929 | 2.969 | 0 | 0 |  |  | 4.2372 |  | 0.12268 | 12.2678 | 5.9381 | 0 | 2014-05-25 11:30 | 11107.6667 | 11.1077
|  | 2014-05-25 18:25:01 | 31.0355 | 0.92067 | 3.6827 | 7.6162 | 7.6162 | 0.15683 | 0.15683 | 0.77217 | 0.77217 | 1.1892 | 1.1892 | 10.9577 | 10.9577 | -6.6608 | -3.3304 | 2.929 | 0 | 0 |  |  | 3.3881 |  | 0.11866 | 11.866 | 5.8579 | 0 | 2014-05-25 12:00 | 10957.6667 | 10.9577
|  | 2014-05-25 18:55:02 | 30.7365 | 0.8625 | 3.45 | 7.6128 | 7.6128 | 0.15667 | 0.15667 | 0.77233 | 0.77233 | 1.1892 | 1.1892 | 10.8898 | 10.8898 | -6.6656 | -3.3328 | 3.3304 | 0 | 0 |  |  | 3.6225 |  | 0.11224 | 11.2244 | 6.6608 | 0 | 2014-05-25 12:30 | 10889.8333 | 10.8898
|  | 2014-05-25 19:25:02 | 30.6515 | 0.821 | 3.284 | 7.609 | 7.609 | 0.156 | 0.156 | 0.76933 | 0.76933 | 0.3192 | 0.3192 | 10.9145 | 10.9145 | -7.5995 | -3.7997 | 3.3328 | 0 | 0 |  |  | 3.0213 |  | 0.10714 | 10.714 | 6.6656 | 0 | 2014-05-25 13:00 | 10914.5 | 10.9145
|  | 2014-05-25 19:55:02 | 30.6598 | 0.82367 | 3.2947 | 7.6068 | 7.6068 | 0.1325 | 0.1325 | 0.7675 | 0.7675 | 0.3192 | 0.3192 | 11.038 | 11.038 | -7.5011 | -3.7506 | 3.7997 | 0 | 0 |  |  | 3.2288 |  | 0.10746 | 10.7459 | 7.5995 | 0 | 2014-05-25 13:30 | 11038 | 11.038
|  | 2014-05-25 20:25:03 | 31.1742 | 0.79033 | 3.1613 | 7.6032 | 7.6032 | 0.11583 | 0.11583 | 0.77183 | 0.77183 | 0.032 | 0.032 | 11.228 | 11.228 | -8.262 | -4.131 | 3.7506 | 0 | 0 |  |  | 3.0349 |  | 0.10141 | 10.1409 | 7.5011 | 0 | 2014-05-25 14:00 | 11228 | 11.228
|  | 2014-05-25 20:55:02 | 30.9303 | 0.79717 | 3.1887 | 7.6117 | 7.6117 | 0.107 | 0.107 | 0.77 | 0.77 | 0.032 | 0.032 | 10.9865 | 10.9865 | -8.2345 | -4.1173 | 4.131 | 0 | 0 |  |  | 3.1887 |  | 0.10309 | 10.3092 | 8.262 | 0 | 2014-05-25 14:30 | 10986.5 | 10.9865
|  | 2014-05-25 21:25:03 | 30.0243 | 0.75667 | 3.0267 | 7.609 | 7.609 | 0.1 | 0.1 | 0.77383 | 0.77383 | 0 | 0 | 10.7133 | 10.7133 | -7.8015 | -3.9007 | 4.1173 | 0 | 0 |  |  | 3.2083 |  | 0.10081 | 10.0807 | 8.2345 | 0 | 2014-05-25 15:00 | 10713.3333 | 10.7133
|  | 2014-05-25 21:55:04 | 28.5863 | 0.75 | 3 | 7.617 | 7.617 | 0.084833 | 0.084833 | 0.62717 | 0.62717 | 0 | 0 | 10.4877 | 10.4877 | -6.7697 | -3.3848 | 3.9007 | 0 | 0 |  |  | 2.73 |  | 0.10495 | 10.4945 | 7.8015 | 0 | 2014-05-25 15:30 | 10487.6667 | 10.4877
|  | 2014-05-25 22:25:02 | 26.8767 | 0.755 | 3.02 | 7.6112 | 7.6112 | 0.072333 | 0.072333 | 0.45067 | 0.45067 | 0 | 0 | 9.8567 | 9.8567 | -5.8658 | -2.9329 | 3.3848 | 0 | 0 |  |  | 3.2616 |  | 0.11237 | 11.2365 | 6.7697 | 0 | 2014-05-25 16:00 | 9856.6667 | 9.8567
|  | 2014-05-25 22:55:01 | 25.6623 | 0.7145 | 2.858 | 7.62 | 7.62 | 0.072 | 0.072 | 0.44133 | 0.44133 | 0 | 0 | 9.5613 | 9.5613 | -5.1097 | -2.5548 | 2.9329 | 0 | 0 |  |  | 3.0295 |  | 0.11137 | 11.1369 | 5.8658 | 0 | 2014-05-25 16:30 | 9561.3333 | 9.5613
|  | 2014-05-25 23:25:02 | 24.9222 | 0.66917 | 2.6767 | 7.6148 | 7.6148 | 0.072 | 0.072 | 0.37083 | 0.37083 | 0 | 0 | 9.4947 | 9.4947 | -4.6932 | -2.3466 | 2.5548 | 0 | 0 |  |  | 2.4358 |  | 0.1074 | 10.7401 | 5.1097 | 0 | 2014-05-25 17:00 | 9494.6667 | 9.4947
|  | 2014-05-25 23:55:01 | 24.589 | 0.68683 | 2.7473 | 7.635 | 7.635 | 0.072 | 0.072 | 0.34067 | 0.34067 | 0 | 0 | 9.4347 | 9.4347 | -4.3593 | -2.1797 | 2.3466 | 0 | 0 |  |  | 2.8847 |  | 0.11173 | 11.173 | 4.6932 | 0 | 2014-05-25 17:30 | 9434.6667 | 9.4347
|  | 2014-05-26 00:25:02 | 24.5352 | 0.7555 | 3.022 | 7.6378 | 7.6378 | 0.072 | 0.072 | 0.34 | 0.34 | 0 | 0 | 9.3657 | 9.3657 | -4.0977 | -2.0488 | 2.1797 | 0 | 0 |  |  | 3.022 |  | 0.12317 | 12.317 | 4.3593 | 0 | 2014-05-25 18:00 | 9365.6667 | 9.3657
|  | 2014-05-26 00:55:02 | 24.1892 | 0.7395 | 2.958 | 7.65 | 7.65 | 0.072 | 0.072 | 0.34133 | 0.34133 | 0 | 0 | 9.1647 | 9.1647 | -4.0032 | -2.0016 | 2.0488 | 0 | 0 |  |  | 3.1651 |  | 0.12229 | 12.2286 | 4.0977 | 0 | 2014-05-25 18:30 | 9164.6667 | 9.1647
|  | 2014-05-26 01:25:02 | 23.8667 | 0.70283 | 2.8113 | 7.6497 | 7.6497 | 0.072 | 0.072 | 0.3405 | 0.3405 | 0 | 0 | 8.9457 | 8.9457 | -4.0475 | -2.0238 | 2.0016 | 0 | 0 |  |  | 2.9519 |  | 0.11779 | 11.7793 | 4.0032 | 0 | 2014-05-25 19:00 | 8945.6667 | 8.9457
|  | 2014-05-26 01:55:06 | 23.7427 | 0.71133 | 2.8453 | 7.656 | 7.656 | 0.072 | 0.072 | 0.34183 | 0.34183 | 0 | 0 | 9.0323 | 9.0323 | -3.7952 | -1.8976 | 2.0238 | 0 | 0 |  |  | 2.9022 |  | 0.11984 | 11.9841 | 4.0475 | 0 | 2014-05-25 19:30 | 9032.3333 | 9.0323
|  | 2014-05-26 02:25:03 | 23.7195 | 0.64983 | 2.5993 | 7.6605 | 7.6605 | 0.072 | 0.072 | 0.34 | 0.34 | 0 | 0 | 9.0295 | 9.0295 | -4.0182 | -2.0091 | 1.8976 | 0 | 0 |  |  | 2.6253 |  | 0.10959 | 10.9586 | 3.7952 | 0 | 2014-05-25 20:00 | 9029.5 | 9.0295
|  | 2014-05-26 02:55:03 | 23.6498 | 0.594 | 2.376 | 7.6718 | 7.6718 | 0.071667 | 0.071667 | 0.338 | 0.338 | 0 | 0 | 8.9902 | 8.9902 | -4.2022 | -2.1011 | 2.0091 | 0 | 0 |  |  | 2.3047 |  | 0.10047 | 10.0466 | 4.0182 | 0 | 2014-05-25 20:30 | 8990.1667 | 8.9902
|  | 2014-05-26 03:25:02 | 23.3698 | 0.62733 | 2.5093 | 7.6752 | 7.6752 | 0.071 | 0.071 | 0.33767 | 0.33767 | 0 | 0 | 8.6658 | 8.6658 | -4.1108 | -2.0554 | 2.1011 | 0 | 0 |  |  | 2.4842 |  | 0.10737 | 10.7375 | 4.2022 | 0 | 2014-05-25 21:00 | 8665.8333 | 8.6658
|  | 2014-05-26 03:55:02 | 22.8818 | 0.6545 | 2.618 | 7.6767 | 7.6767 | 0.064 | 0.064 | 0.34633 | 0.34633 | 0 | 0 | 8.3378 | 8.3378 | -3.839 | -1.9195 | 2.0554 | 0 | 0 |  |  | 2.618 |  | 0.11441 | 11.4414 | 4.1108 | 0 | 2014-05-25 21:30 | 8337.8333 | 8.3378
|  | 2014-05-26 04:25:02 | 22.8725 | 0.6975 | 2.79 | 7.6793 | 7.6793 | 0.053833 | 0.053833 | 0.37733 | 0.37733 | 0 | 0 | 8.3465 | 8.3465 | -3.6255 | -1.8128 | 1.9195 | 0 | 0 |  |  | 2.511 |  | 0.12198 | 12.1981 | 3.839 | 0 | 2014-05-25 22:00 | 8346.5 | 8.3465
|  | 2014-05-26 04:55:02 | 22.9158 | 0.74583 | 2.9833 | 7.6753 | 7.6753 | 0.053 | 0.053 | 0.35 | 0.35 | 0 | 0 | 9.272 | 9.272 | -2.5822 | -1.2911 | 1.8128 | 0 | 0 |  |  | 2.9833 |  | 0.13019 | 13.0187 | 3.6255 | 0 | 2014-05-25 22:30 | 9272 | 9.272
|  | 2014-05-26 05:25:03 | 23.6962 | 0.85233 | 3.4093 | 7.6815 | 7.6815 | 0.0615 | 0.0615 | 0.49183 | 0.49183 | 0.2456 | 0.2456 | 10.1997 | 10.1997 | -1.6067 | -0.80337 | 1.2911 | 0 | 0 |  |  | 3.2048 |  | 0.14388 | 14.3877 | 2.5822 | 0 | 2014-05-25 23:00 | 10199.6667 | 10.1997
|  | 2014-05-26 05:55:02 | 24.573 | 0.97183 | 3.8873 | 7.6873 | 7.6873 | 0.12483 | 0.12483 | 0.74767 | 0.74767 | 0.2456 | 0.2456 | 9.6935 | 9.6935 | -2.1867 | -1.0934 | 0.80337 | 0 | 0 |  |  | 4.1206 |  | 0.1582 | 15.8195 | 1.6067 | 0 | 2014-05-25 23:30 | 9693.5 | 9.6935
|  | 2014-05-26 06:25:01 | 25.812 | 0.97433 | 3.8973 | 7.6993 | 7.6993 | 0.16283 | 0.16283 | 0.77083 | 0.77083 | 0.9344 | 0.9344 | 10.0612 | 10.0612 | -2.2861 | -1.1431 | 1.0934 | 0 | 0 |  |  | 3.9363 |  | 0.15099 | 15.0989 | 2.1867 | 0 | 2014-05-26 | 10061.1667 | 10.0612
|  | 2014-05-26 06:55:03 | 27.1305 | 0.97 | 3.88 | 7.7052 | 7.7052 | 0.17 | 0.17 | 0.762 | 0.762 | 0.9344 | 0.9344 | 10.1492 | 10.1492 | -3.5298 | -1.7649 | 1.1431 | 0 | 0 |  |  | 3.8412 |  | 0.14301 | 14.3012 | 2.2861 | 0 | 2014-05-26 00:30 | 10149.1667 | 10.1492
|  | 2014-05-26 07:25:02 | 28.6628 | 1.044 | 4.176 | 7.7112 | 7.7112 | 0.18533 | 0.18533 | 0.7695 | 0.7695 | 1.7028 | 1.7028 | 10.3468 | 10.3468 | -3.7712 | -1.8856 | 1.7649 | 0 | 0 |  |  | 4.5518 |  | 0.14569 | 14.5694 | 3.5298 | 0 | 2014-05-26 01:00 | 10346.8333 | 10.3468
|  | 2014-05-26 07:55:02 | 30.0145 | 1.069 | 4.276 | 7.7097 | 7.7097 | 0.31033 | 0.31033 | 0.766 | 0.766 | 1.7028 | 1.7028 | 10.4658 | 10.4658 | -4.7839 | -2.3919 | 1.8856 | 0 | 0 |  |  | 4.3615 |  | 0.14246 | 14.2464 | 3.7712 | 0 | 2014-05-26 01:30 | 10465.8333 | 10.4658
|  | 2014-05-26 08:25:03 | 31.2625 | 1.1387 | 4.5547 | 7.7075 | 7.7075 | 0.3975 | 0.3975 | 0.77133 | 0.77133 | 2.2496 | 2.2496 | 10.9285 | 10.9285 | -4.6534 | -2.3267 | 2.3919 | 0 | 0 |  |  | 4.7369 |  | 0.14569 | 14.5691 | 4.7839 | 0 | 2014-05-26 02:00 | 10928.5 | 10.9285
|  | 2014-05-26 08:55:02 | 31.9423 | 1.2233 | 4.8933 | 7.7163 | 7.7163 | 0.40617 | 0.40617 | 0.77017 | 0.77017 | 2.2496 | 2.2496 | 11.21 | 11.21 | -4.6967 | -2.3484 | 2.3267 | 0 | 0 |  |  | 5.2359 |  | 0.15319 | 15.3193 | 4.6534 | 0 | 2014-05-26 02:30 | 11210 | 11.21
|  | 2014-05-26 09:25:03 | 32.2107 | 1.2537 | 5.0147 | 7.7213 | 7.7213 | 0.4715 | 0.4715 | 0.77317 | 0.77317 | 3.1492 | 3.1492 | 11.0912 | 11.0912 | -3.9896 | -1.9948 | 2.3484 | 0 | 0 |  |  | 5.2153 |  | 0.15568 | 15.5683 | 4.6967 | 0 | 2014-05-26 03:00 | 11091.1667 | 11.0912
|  | 2014-05-26 09:55:04 | 32.5165 | 1.4438 | 5.7753 | 7.7263 | 7.7263 | 0.56633 | 0.56633 | 0.77333 | 0.77333 | 3.1492 | 3.1492 | 10.9033 | 10.9033 | -3.6226 | -1.8113 | 1.9948 | 0 | 0 |  |  | 6.3529 |  | 0.17761 | 17.7612 | 3.9896 | 0 | 2014-05-26 03:30 | 10903.3333 | 10.9033
|  | 2014-05-26 10:25:01 | 32.6023 | 1.4462 | 5.7847 | 7.7255 | 7.7255 | 0.43717 | 0.43717 | 0.77117 | 0.77117 | 4.684 | 4.684 | 10.9158 | 10.9158 | -2.284 | -1.142 | 1.8113 | 0 | 0 |  |  | 5.2062 |  | 0.17743 | 17.7431 | 3.6226 | 0 | 2014-05-26 04:00 | 10915.8333 | 10.9158
|  | 2014-05-26 10:55:02 | 32.5462 | 1.4772 | 5.9087 | 7.7308 | 7.7308 | 0.36783 | 0.36783 | 0.76817 | 0.76817 | 4.684 | 4.684 | 11.019 | 11.019 | -2.0677 | -1.0338 | 1.142 | 0 | 0 |  |  | 6.3814 |  | 0.18155 | 18.1547 | 2.284 | 0 | 2014-05-26 04:30 | 11019 | 11.019
|  | 2014-05-26 11:25:04 | 32.5838 | 1.5107 | 6.0427 | 7.731 | 7.731 | 0.36267 | 0.36267 | 0.769 | 0.769 | 5.6476 | 5.6476 | 11.1392 | 11.1392 | -0.89173 | -0.44587 | 1.0338 | 0 | 0 |  |  | 6.3448 |  | 0.18545 | 18.545 | 2.0677 | 0 | 2014-05-26 05:00 | 11139.1667 | 11.1392
|  | 2014-05-26 11:55:03 | 32.4027 | 1.626 | 6.504 | 7.7317 | 7.7317 | 0.28333 | 0.28333 | 0.77033 | 0.77033 | 5.6476 | 5.6476 | 11.03 | 11.03 | -0.43573 | -0.21787 | 0.44587 | 0 | 0 |  |  | 6.7642 |  | 0.20072 | 20.0724 | 0.89173 | 0 | 2014-05-26 05:30 | 11030 | 11.03
|  | 2014-05-26 12:25:02 | 32.132 | 1.5493 | 6.1973 | 7.7273 | 7.7273 | 0.219 | 0.219 | 0.7735 | 0.7735 | 5.5932 | 5.5932 | 10.63 | 10.63 | -0.99163 | -0.49582 | 0.21787 | 0 | 0 |  |  | 5.9494 |  | 0.19287 | 19.2871 | 0.43573 | 0 | 2014-05-26 06:00 | 10630 | 10.63
|  | 2014-05-26 12:55:02 | 31.908 | 1.5135 | 6.054 | 7.728 | 7.728 | 0.21133 | 0.21133 | 0.767 | 0.767 | 5.5932 | 5.5932 | 10.6863 | 10.6863 | -0.86813 | -0.43407 | 0.49582 | 0 | 0 |  |  | 5.5091 |  | 0.18973 | 18.9733 | 0.99163 | 0 | 2014-05-26 06:30 | 10686.3333 | 10.6863
|  | 2014-05-26 13:25:02 | 31.6868 | 1.5863 | 6.3453 | 7.7225 | 7.7225 | 0.1965 | 0.1965 | 0.7685 | 0.7685 | 5.058 | 5.058 | 10.6878 | 10.6878 | -0.90817 | -0.45408 | 0.43407 | 0 | 0 |  |  | 6.4088 |  | 0.20025 | 20.0251 | 0.86813 | 0 | 2014-05-26 07:00 | 10687.8333 | 10.6878
|  | 2014-05-26 13:55:01 | 31.5553 | 1.6892 | 6.7567 | 7.7228 | 7.7228 | 0.2385 | 0.2385 | 0.77283 | 0.77283 | 5.058 | 5.058 | 10.6158 | 10.6158 | -0.39067 | -0.19533 | 0.45408 | 0 | 0 |  |  | 7.2972 |  | 0.21412 | 21.4121 | 0.90817 | 0 | 2014-05-26 07:30 | 10615.8333 | 10.6158
|  | 2014-05-26 14:25:03 | 31.8555 | 1.7362 | 6.9447 | 7.7225 | 7.7225 | 0.26083 | 0.26083 | 0.74483 | 0.74483 | 4.7548 | 4.7548 | 10.6188 | 10.6188 | -0.80903 | -0.40452 | 0.19533 | 0 | 0 |  |  | 6.2502 |  | 0.21801 | 21.8005 | 0.39067 | 0 | 2014-05-26 08:00 | 10618.8333 | 10.6188
|  | 2014-05-26 14:55:02 | 32.2342 | 1.5918 | 6.3673 | 7.724 | 7.724 | 0.28783 | 0.28783 | 0.71417 | 0.71417 | 4.7548 | 4.7548 | 10.8142 | 10.8142 | -1.5719 | -0.78593 | 0.40452 | 0 | 0 |  |  | 6.5584 |  | 0.19753 | 19.7534 | 0.80903 | 0 | 2014-05-26 08:30 | 10814.1667 | 10.8142
|  | 2014-05-26 15:25:03 | 33.1562 | 1.5245 | 6.098 | 7.7195 | 7.7195 | 0.3055 | 0.3055 | 0.71417 | 0.71417 | 2.8392 | 2.8392 | 10.8173 | 10.8173 | -4.6625 | -2.3312 | 0.78593 | 0 | 0 |  |  | 6.7078 |  | 0.18392 | 18.3918 | 1.5719 | 0 | 2014-05-26 09:00 | 10817.3333 | 10.8173
|  | 2014-05-26 15:55:03 | 34.1833 | 1.4752 | 5.9007 | 7.7232 | 7.7232 | 0.358 | 0.358 | 0.71633 | 0.71633 | 2.8392 | 2.8392 | 11.1507 | 11.1507 | -5.4953 | -2.7477 | 2.3312 | 0 | 0 |  |  | 5.9597 |  | 0.17262 | 17.2618 | 4.6625 | 0 | 2014-05-26 09:30 | 11150.6667 | 11.1507
|  | 2014-05-26 16:25:03 | 34.8668 | 1.4728 | 5.8913 | 7.7213 | 7.7213 | 0.38917 | 0.38917 | 0.71467 | 0.71467 | 2.7516 | 2.7516 | 11.4337 | 11.4337 | -5.9651 | -2.9825 | 2.7477 | 0 | 0 |  |  | 5.42 |  | 0.16897 | 16.8967 | 5.4953 | 0 | 2014-05-26 10:00 | 11433.6667 | 11.4337
|  | 2014-05-26 16:55:02 | 35.0558 | 1.5685 | 6.274 | 7.7212 | 7.7212 | 0.41133 | 0.41133 | 0.71517 | 0.71517 | 2.7516 | 2.7516 | 11.2373 | 11.2373 | -5.9452 | -2.9726 | 2.9825 | 0 | 0 |  |  | 6.8387 |  | 0.17897 | 17.8972 | 5.9651 | 0 | 2014-05-26 10:30 | 11237.3333 | 11.2373
|  | 2014-05-26 17:25:03 | 34.9568 | 1.5142 | 6.0567 | 7.7198 | 7.7198 | 0.4135 | 0.4135 | 0.71817 | 0.71817 | 2.0988 | 2.0988 | 11.1235 | 11.1235 | -6.8264 | -3.4132 | 2.9726 | 0 | 0 |  |  | 6.1778 |  | 0.17326 | 17.3261 | 5.9452 | 0 | 2014-05-26 11:00 | 11123.5 | 11.1235
|  | 2014-05-26 17:55:01 | 34.6715 | 1.2727 | 5.0907 | 7.716 | 7.716 | 0.37467 | 0.37467 | 0.71833 | 0.71833 | 2.0988 | 2.0988 | 11.1783 | 11.1783 | -7.4947 | -3.7474 | 3.4132 | 0 | 0 |  |  | 4.6834 |  | 0.14683 | 14.6826 | 6.8264 | 0 | 2014-05-26 11:30 | 11178.3333 | 11.1783
|  | 2014-05-26 18:25:02 | 34.131 | 0.9605 | 3.842 | 7.7135 | 7.7135 | 0.3235 | 0.3235 | 0.716 | 0.716 | 1.3032 | 1.3032 | 11.5352 | 11.5352 | -8.6976 | -4.3488 | 3.7474 | 0 | 0 |  |  | 3.4962 |  | 0.11257 | 11.2566 | 7.4947 | 0 | 2014-05-26 12:00 | 11535.1667 | 11.5352
|  | 2014-05-26 18:55:03 | 33.5722 | 0.8195 | 3.278 | 7.7117 | 7.7117 | 0.30667 | 0.30667 | 0.716 | 0.716 | 1.3032 | 1.3032 | 11.4497 | 11.4497 | -8.807 | -4.4035 | 4.3488 | 0 | 0 |  |  | 3.4091 |  | 0.09764 | 9.764 | 8.6976 | 0 | 2014-05-26 12:30 | 11449.6667 | 11.4497
|  | 2014-05-26 19:25:03 | 32.9152 | 0.772 | 3.088 | 7.7195 | 7.7195 | 0.24683 | 0.24683 | 0.71133 | 0.71133 | 0.3028 | 0.3028 | 11.271 | 11.271 | -9.5757 | -4.7878 | 4.4035 | 0 | 0 |  |  | 2.7792 |  | 0.093817 | 9.3817 | 8.807 | 0 | 2014-05-26 13:00 | 11271 | 11.271
|  | 2014-05-26 19:55:02 | 32.799 | 0.896 | 3.584 | 7.7173 | 7.7173 | 0.16783 | 0.16783 | 0.703 | 0.703 | 0.3028 | 0.3028 | 11.1698 | 11.1698 | -9.1542 | -4.5771 | 4.7878 | 0 | 0 |  |  | 3.2614 |  | 0.10927 | 10.9272 | 9.5757 | 0 | 2014-05-26 13:30 | 11169.8333 | 11.1698
|  | 2014-05-26 20:25:02 | 32.9422 | 0.98633 | 3.9453 | 7.7135 | 7.7135 | 0.12533 | 0.12533 | 0.70783 | 0.70783 | 0.0412 | 0.0412 | 10.9818 | 10.9818 | -9.4271 | -4.7136 | 4.5771 | 0 | 0 |  |  | 3.6692 |  | 0.11977 | 11.9765 | 9.1542 | 0 | 2014-05-26 14:00 | 10981.8333 | 10.9818
|  | 2014-05-26 20:55:02 | 32.418 | 0.97617 | 3.9047 | 7.7077 | 7.7077 | 0.12433 | 0.12433 | 0.71967 | 0.71967 | 0.0412 | 0.0412 | 10.618 | 10.618 | -9.3025 | -4.6512 | 4.7136 | 0 | 0 |  |  | 4.2561 |  | 0.12045 | 12.0447 | 9.4271 | 0 | 2014-05-26 14:30 | 10618 | 10.618
|  | 2014-05-26 21:25:01 | 30.9337 | 0.83067 | 3.3227 | 7.7037 | 7.7037 | 0.1245 | 0.1245 | 0.72333 | 0.72333 | 0.008 | 0.008 | 10.1123 | 10.1123 | -8.9392 | -4.4696 | 4.6512 | 0 | 0 |  |  | 3.4223 |  | 0.10741 | 10.7413 | 9.3025 | 0 | 2014-05-26 15:00 | 10112.3333 | 10.1123
|  | 2014-05-26 21:55:03 | 28.966 | 0.80567 | 3.2227 | 7.7092 | 7.7092 | 0.11033 | 0.11033 | 0.55483 | 0.55483 | 0.008 | 0.008 | 9.806 | 9.806 | -7.555 | -3.7775 | 4.4696 | 0 | 0 |  |  | 2.9649 |  | 0.11126 | 11.1257 | 8.9392 | 0 | 2014-05-26 15:30 | 9806 | 9.806
|  | 2014-05-26 22:25:02 | 27.5955 | 0.8735 | 3.494 | 7.709 | 7.709 | 0.096 | 0.096 | 0.30933 | 0.30933 | 0 | 0 | 9.3408 | 9.3408 | -6.6463 | -3.3232 | 3.7775 | 0 | 0 |  |  | 3.8434 |  | 0.12661 | 12.6615 | 7.555 | 0 | 2014-05-26 16:00 | 9340.8333 | 9.3408
|  | 2014-05-26 22:55:03 | 26.1517 | 0.96533 | 3.8613 | 7.7042 | 7.7042 | 0.096 | 0.096 | 0.28633 | 0.28633 | 0 | 0 | 9.0923 | 9.0923 | -5.1115 | -2.5557 | 3.3232 | 0 | 0 |  |  | 3.5138 |  | 0.14765 | 14.7652 | 6.6463 | 0 | 2014-05-26 16:30 | 9092.3333 | 9.0923
|  | 2014-05-26 23:25:01 | 25.4155 | 0.98683 | 3.9473 | 7.709 | 7.709 | 0.096333 | 0.096333 | 0.30983 | 0.30983 | 0 | 0 | 8.618 | 8.618 | -4.735 | -2.3675 | 2.5557 | 0 | 0 |  |  | 3.9868 |  | 0.15531 | 15.5312 | 5.1115 | 0 | 2014-05-26 17:00 | 8618 | 8.618
|  | 2014-05-26 23:55:03 | 24.9008 | 1.0793 | 4.3173 | 7.7063 | 7.7063 | 0.09 | 0.09 | 0.311 | 0.311 | 0 | 0 | 8.1082 | 8.1082 | -4.368 | -2.184 | 2.3675 | 0 | 0 |  |  | 4.4469 |  | 0.17338 | 17.3381 | 4.735 | 0 | 2014-05-26 17:30 | 8108.1667 | 8.1082
|  | 2014-05-27 00:25:04 | 24.6497 | 1.1018 | 4.4073 | 7.7137 | 7.7137 | 0.08 | 0.08 | 0.31167 | 0.31167 | 0 | 0 | 7.7945 | 7.7945 | -4.3425 | -2.1712 | 2.184 | 0 | 0 |  |  | 4.5836 |  | 0.1788 | 17.8799 | 4.368 | 0 | 2014-05-26 18:00 | 7794.5 | 7.7945
|  | 2014-05-27 00:55:02 | 24.486 | 1.1308 | 4.5233 | 7.7242 | 7.7242 | 0.08 | 0.08 | 0.311 | 0.311 | 0 | 0 | 7.7097 | 7.7097 | -4.1378 | -2.0689 | 2.1712 | 0 | 0 |  |  | 4.2519 |  | 0.18473 | 18.4731 | 4.3425 | 0 | 2014-05-26 18:30 | 7709.6667 | 7.7097
|  | 2014-05-27 01:25:03 | 24.3195 | 1.0675 | 4.27 | 7.7335 | 7.7335 | 0.08 | 0.08 | 0.31117 | 0.31117 | 0 | 0 | 7.7652 | 7.7652 | -4.1597 | -2.0798 | 2.0689 | 0 | 0 |  |  | 4.27 |  | 0.17558 | 17.5579 | 4.1378 | 0 | 2014-05-26 19:00 | 7765.1667 | 7.7652
|  | 2014-05-27 01:55:03 | 23.8625 | 1.0763 | 4.3053 | 7.7367 | 7.7367 | 0.08 | 0.08 | 0.303 | 0.303 | 0 | 0 | 7.7842 | 7.7842 | -3.6533 | -1.8267 | 2.0798 | 0 | 0 |  |  | 4.047 |  | 0.18042 | 18.0423 | 4.1597 | 0 | 2014-05-26 19:30 | 7784.1667 | 7.7842
|  | 2014-05-27 02:25:02 | 23.548 | 0.99383 | 3.9753 | 7.7367 | 7.7367 | 0.079833 | 0.079833 | 0.289 | 0.289 | 0 | 0 | 7.6937 | 7.6937 | -3.7735 | -1.8867 | 1.8267 | 0 | 0 |  |  | 3.6176 |  | 0.16882 | 16.8818 | 3.6533 | 0 | 2014-05-26 20:00 | 7693.6667 | 7.6937
|  | 2014-05-27 02:55:01 | 23.7043 | 0.92283 | 3.6913 | 7.7373 | 7.7373 | 0.08 | 0.08 | 0.2815 | 0.2815 | 0 | 0 | 7.7875 | 7.7875 | -4.1267 | -2.0633 | 1.8867 | 0 | 0 |  |  | 3.5068 |  | 0.15572 | 15.5724 | 3.7735 | 0 | 2014-05-26 20:30 | 7787.5 | 7.7875
|  | 2014-05-27 03:25:03 | 23.4153 | 0.98133 | 3.9253 | 7.7407 | 7.7407 | 0.08 | 0.08 | 0.28167 | 0.28167 | 0 | 0 | 7.432 | 7.432 | -3.9557 | -1.9778 | 2.0633 | 0 | 0 |  |  | 3.5328 |  | 0.16764 | 16.7639 | 4.1267 | 0 | 2014-05-26 21:00 | 7432 | 7.432
|  | 2014-05-27 03:55:03 | 23.4827 | 0.98083 | 3.9233 | 7.7362 | 7.7362 | 0.0795 | 0.0795 | 0.30183 | 0.30183 | 0 | 0 | 7.2828 | 7.2828 | -4.159 | -2.0795 | 1.9778 | 0 | 0 |  |  | 3.5702 |  | 0.16707 | 16.7074 | 3.9557 | 0 | 2014-05-26 21:30 | 7282.8333 | 7.2828
|  | 2014-05-27 04:25:03 | 23.8953 | 0.90067 | 3.6027 | 7.7305 | 7.7305 | 0.079833 | 0.079833 | 0.3 | 0.3 | 0 | 0 | 7.6527 | 7.6527 | -4.5297 | -2.2648 | 2.0795 | 0 | 0 |  |  | 3.7468 |  | 0.15077 | 15.0769 | 4.159 | 0 | 2014-05-26 22:00 | 7652.6667 | 7.6527
|  | 2014-05-27 04:55:02 | 24.9865 | 0.8395 | 3.358 | 7.7393 | 7.7393 | 0.079 | 0.079 | 0.31233 | 0.31233 | 0 | 0 | 8.4968 | 8.4968 | -5.001 | -2.5005 | 2.2648 | 0 | 0 |  |  | 3.2237 |  | 0.13439 | 13.4393 | 4.5297 | 0 | 2014-05-26 22:30 | 8496.8333 | 8.4968
|  | 2014-05-27 05:25:02 | 26.928 | 0.84717 | 3.3887 | 7.7312 | 7.7312 | 0.079 | 0.079 | 0.431 | 0.431 | 0.1552 | 0.1552 | 9.4913 | 9.4913 | -5.6516 | -2.8258 | 2.5005 | 0 | 0 |  |  | 3.0498 |  | 0.12584 | 12.5842 | 5.001 | 0 | 2014-05-26 23:00 | 9491.3333 | 9.4913
|  | 2014-05-27 05:55:02 | 29.6635 | 0.95533 | 3.8213 | 7.7345 | 7.7345 | 0.11283 | 0.11283 | 0.68117 | 0.68117 | 0.1552 | 0.1552 | 10.2193 | 10.2193 | -6.9391 | -3.4696 | 2.8258 | 0 | 0 |  |  | 3.6303 |  | 0.12882 | 12.8823 | 5.6516 | 0 | 2014-05-26 23:30 | 10219.3333 | 10.2193
|  | 2014-05-27 06:25:03 | 32.325 | 1.133 | 4.532 | 7.7288 | 7.7288 | 0.15367 | 0.15367 | 0.69933 | 0.69933 | 0.63 | 0.63 | 10.371 | 10.371 | -8.2102 | -4.1051 | 3.4696 | 0 | 0 |  |  | 4.6226 |  | 0.1402 | 14.0201 | 6.9391 | 0 | 2014-05-27 | 10371 | 10.371
|  | 2014-05-27 06:55:03 | 34.6313 | 1.1467 | 4.5867 | 7.7265 | 7.7265 | 0.17367 | 0.17367 | 0.71317 | 0.71317 | 0.63 | 0.63 | 10.5918 | 10.5918 | -10.2095 | -5.1047 | 4.1051 | 0 | 0 |  |  | 4.1739 |  | 0.13244 | 13.2443 | 8.2102 | 0 | 2014-05-27 00:30 | 10591.8333 | 10.5918
|  | 2014-05-27 07:25:01 | 36.0633 | 1.1443 | 4.5773 | 7.7293 | 7.7293 | 0.24983 | 0.24983 | 0.71633 | 0.71633 | 1.2624 | 1.2624 | 10.9868 | 10.9868 | -10.5413 | -5.2706 | 5.1047 | 0 | 0 |  |  | 4.852 |  | 0.12692 | 12.6925 | 10.2095 | 0 | 2014-05-27 01:00 | 10986.8333 | 10.9868
|  | 2014-05-27 07:55:01 | 37.1228 | 1.1258 | 4.5033 | 7.7288 | 7.7288 | 0.37483 | 0.37483 | 0.71783 | 0.71783 | 1.2624 | 1.2624 | 11.04 | 11.04 | -11.4956 | -5.7478 | 5.2706 | 0 | 0 |  |  | 4.098 |  | 0.12131 | 12.1309 | 10.5413 | 0 | 2014-05-27 01:30 | 11040 | 11.04
|  | 2014-05-27 08:25:03 | 37.9793 | 1.0415 | 4.166 | 7.7278 | 7.7278 | 0.415 | 0.415 | 0.71817 | 0.71817 | 1.8976 | 1.8976 | 11.0792 | 11.0792 | -11.9756 | -5.9878 | 5.7478 | 0 | 0 |  |  | 4.4993 |  | 0.10969 | 10.9691 | 11.4956 | 0 | 2014-05-27 02:00 | 11079.1667 | 11.0792
|  | 2014-05-27 08:55:02 | 38.0992 | 1.0148 | 4.0593 | 7.7265 | 7.7265 | 0.4145 | 0.4145 | 0.71583 | 0.71583 | 1.8976 | 1.8976 | 11.114 | 11.114 | -12.1714 | -6.0857 | 5.9878 | 0 | 0 |  |  | 4.0999 |  | 0.10655 | 10.6547 | 11.9756 | 0 | 2014-05-27 02:30 | 11114 | 11.114
|  | 2014-05-27 09:25:02 | 38.194 | 0.995 | 3.98 | 7.7253 | 7.7253 | 0.416 | 0.416 | 0.6455 | 0.6455 | 2.4836 | 2.4836 | 11.1707 | 11.1707 | -11.7729 | -5.8864 | 6.0857 | 0 | 0 |  |  | 4.179 |  | 0.1042 | 10.4205 | 12.1714 | 0 | 2014-05-27 03:00 | 11170.6667 | 11.1707
|  | 2014-05-27 09:55:01 | 38.4385 | 0.95367 | 3.8147 | 7.7247 | 7.7247 | 0.43333 | 0.43333 | 0.6405 | 0.6405 | 2.4836 | 2.4836 | 11.182 | 11.182 | -12.1597 | -6.0799 | 5.8864 | 0 | 0 |  |  | 3.5858 |  | 0.099241 | 9.9241 | 11.7729 | 0 | 2014-05-27 03:30 | 11182 | 11.182
|  | 2014-05-27 10:25:01 | 38.4283 | 0.90067 | 3.6027 | 7.735 | 7.735 | 0.433 | 0.433 | 0.6405 | 0.6405 | 3.8608 | 3.8608 | 11.141 | 11.141 | -11.0154 | -5.5077 | 6.0799 | 0 | 0 |  |  | 3.3865 |  | 0.09375 | 9.375 | 12.1597 | 0 | 2014-05-27 04:00 | 11141 | 11.141
|  | 2014-05-27 10:55:05 | 38.5888 | 0.78933 | 3.1573 | 7.7318 | 7.7318 | 0.4325 | 0.4325 | 0.64117 | 0.64117 | 3.8608 | 3.8608 | 11.1482 | 11.1482 | -11.617 | -5.8085 | 5.5077 | 0 | 0 |  |  | 3.2836 |  | 0.08182 | 8.182 | 11.0154 | 0 | 2014-05-27 04:30 | 11148.1667 | 11.1482
|  | 2014-05-27 11:25:02 | 38.659 | 0.72117 | 2.8847 | 7.7355 | 7.7355 | 0.43083 | 0.43083 | 0.64083 | 0.64083 | 4.254 | 4.254 | 11.233 | 11.233 | -11.4802 | -5.7401 | 5.8085 | 0 | 0 |  |  | 2.8558 |  | 0.074618 | 7.4618 | 11.617 | 0 | 2014-05-27 05:00 | 11233 | 11.233
|  | 2014-05-27 11:55:02 | 38.5007 | 0.66833 | 2.6733 | 7.7352 | 7.7352 | 0.29367 | 0.29367 | 0.64067 | 0.64067 | 4.254 | 4.254 | 11.5402 | 11.5402 | -11.3637 | -5.6818 | 5.7401 | 0 | 0 |  |  | 2.4595 |  | 0.069436 | 6.9436 | 11.4802 | 0 | 2014-05-27 05:30 | 11540.1667 | 11.5402
|  | 2014-05-27 12:25:03 | 38.36 | 0.65883 | 2.6353 | 7.7373 | 7.7373 | 0.184 | 0.184 | 0.64 | 0.64 | 4.5032 | 4.5032 | 11.6765 | 11.6765 | -10.9836 | -5.4918 | 5.6818 | 0 | 0 |  |  | 2.5826 |  | 0.0687 | 6.87 | 11.3637 | 0 | 2014-05-27 06:00 | 11676.5 | 11.6765
|  | 2014-05-27 12:55:02 | 38.1678 | 0.668 | 2.672 | 7.7387 | 7.7387 | 0.185 | 0.185 | 0.63817 | 0.63817 | 4.5032 | 4.5032 | 11.6385 | 11.6385 | -10.7923 | -5.3962 | 5.4918 | 0 | 0 |  |  | 2.4315 |  | 0.070007 | 7.0007 | 10.9836 | 0 | 2014-05-27 06:30 | 11638.5 | 11.6385
|  | 2014-05-27 13:25:02 | 37.8403 | 0.72967 | 2.9187 | 7.7415 | 7.7415 | 0.1855 | 0.1855 | 0.6355 | 0.6355 | 5.1768 | 5.1768 | 11.7812 | 11.7812 | -9.4012 | -4.7006 | 5.3962 | 0 | 0 |  |  | 2.977 |  | 0.077131 | 7.7131 | 10.7923 | 0 | 2014-05-27 07:00 | 11781.1667 | 11.7812
|  | 2014-05-27 13:55:03 | 37.7338 | 0.80983 | 3.2393 | 7.7353 | 7.7353 | 0.16917 | 0.16917 | 0.63317 | 0.63317 | 5.1768 | 5.1768 | 11.8105 | 11.8105 | -8.9695 | -4.4848 | 4.7006 | 0 | 0 |  |  | 3.2393 |  | 0.085847 | 8.5847 | 9.4012 | 0 | 2014-05-27 07:30 | 11810.5 | 11.8105
|  | 2014-05-27 14:25:02 | 37.8947 | 0.8875 | 3.55 | 7.7458 | 7.7458 | 0.1595 | 0.1595 | 0.63267 | 0.63267 | 4.4096 | 4.4096 | 11.8988 | 11.8988 | -9.4982 | -4.7491 | 4.4848 | 0 | 0 |  |  | 3.905 |  | 0.093681 | 9.3681 | 8.9695 | 0 | 2014-05-27 08:00 | 11898.8333 | 11.8988
|  | 2014-05-27 14:55:03 | 38.1568 | 0.93283 | 3.7313 | 7.7547 | 7.7547 | 0.18817 | 0.18817 | 0.63183 | 0.63183 | 4.4096 | 4.4096 | 12.0405 | 12.0405 | -9.4007 | -4.7004 | 4.7491 | 0 | 0 |  |  | 3.694 |  | 0.097789 | 9.7789 | 9.4982 | 0 | 2014-05-27 08:30 | 12040.5 | 12.0405
|  | 2014-05-27 15:25:01 | 38.7243 | 1.0073 | 4.0293 | 7.7612 | 7.7612 | 0.26217 | 0.26217 | 0.63317 | 0.63317 | 2.9964 | 2.9964 | 12.0253 | 12.0253 | -11.0168 | -5.5084 | 4.7004 | 0 | 0 |  |  | 4.2308 |  | 0.10405 | 10.4052 | 9.4007 | 0 | 2014-05-27 09:00 | 12025.3333 | 12.0253
|  | 2014-05-27 15:55:02 | 39.3748 | 1.145 | 4.58 | 7.7702 | 7.7702 | 0.34717 | 0.34717 | 0.63267 | 0.63267 | 2.9964 | 2.9964 | 12.0745 | 12.0745 | -10.9739 | -5.487 | 5.5084 | 0 | 0 |  |  | 4.9922 |  | 0.11632 | 11.6318 | 11.0168 | 0 | 2014-05-27 09:30 | 12074.5 | 12.0745
|  | 2014-05-27 16:25:02 | 39.471 | 1.0993 | 4.3973 | 7.7798 | 7.7798 | 0.4005 | 0.4005 | 0.63283 | 0.63283 | 2.156 | 2.156 | 11.8515 | 11.8515 | -12.253 | -6.1265 | 5.487 | 0 | 0 |  |  | 4.4853 |  | 0.11141 | 11.1407 | 10.9739 | 0 | 2014-05-27 10:00 | 11851.5 | 11.8515
|  | 2014-05-27 16:55:03 | 39.3607 | 1.2145 | 4.858 | 7.7893 | 7.7893 | 0.3945 | 0.3945 | 0.69417 | 0.69417 | 2.156 | 2.156 | 11.9797 | 11.9797 | -11.489 | -5.7445 | 6.1265 | 0 | 0 |  |  | 4.3722 |  | 0.12342 | 12.3423 | 12.253 | 0 | 2014-05-27 10:30 | 11979.6667 | 11.9797
|  | 2014-05-27 17:25:03 | 38.977 | 1.282 | 5.128 | 7.7902 | 7.7902 | 0.34833 | 0.34833 | 0.72683 | 0.72683 | 2.3972 | 2.3972 | 12.0118 | 12.0118 | -10.5746 | -5.2873 | 5.7445 | 0 | 0 |  |  | 4.9742 |  | 0.13156 | 13.1565 | 11.489 | 0 | 2014-05-27 11:00 | 12011.8333 | 12.0118
|  | 2014-05-27 17:55:02 | 38.5542 | 1.4557 | 5.8227 | 7.7988 | 7.7988 | 0.29333 | 0.29333 | 0.73033 | 0.73033 | 2.3972 | 2.3972 | 11.8248 | 11.8248 | -9.687 | -4.8435 | 5.2873 | 0 | 0 |  |  | 5.648 |  | 0.15103 | 15.1026 | 10.5746 | 0 | 2014-05-27 11:30 | 11824.8333 | 11.8248
|  | 2014-05-27 18:25:02 | 37.8035 | 1.4623 | 5.8493 | 7.8015 | 7.8015 | 0.29233 | 0.29233 | 0.72883 | 0.72883 | 0.9696 | 0.9696 | 12.1107 | 12.1107 | -10.0512 | -5.0256 | 4.8435 | 0 | 0 |  |  | 6.4343 |  | 0.15473 | 15.473 | 9.687 | 0 | 2014-05-27 12:00 | 12110.6667 | 12.1107
|  | 2014-05-27 18:55:03 | 37.026 | 1.3377 | 5.3507 | 7.807 | 7.807 | 0.21433 | 0.21433 | 0.71967 | 0.71967 | 0.9696 | 0.9696 | 12.1043 | 12.1043 | -9.8604 | -4.9302 | 5.0256 | 0 | 0 |  |  | 5.8857 |  | 0.14451 | 14.4511 | 10.0512 | 0 | 2014-05-27 12:30 | 12104.3333 | 12.1043
|  | 2014-05-27 19:25:04 | 35.7613 | 1.2272 | 4.9087 | 7.8088 | 7.8088 | 0.153 | 0.153 | 0.7155 | 0.7155 | 0.336 | 0.336 | 12.0078 | 12.0078 | -9.8315 | -4.9157 | 4.9302 | 0 | 0 |  |  | 5.0559 |  | 0.13726 | 13.7262 | 9.8604 | 0 | 2014-05-27 13:00 | 12007.8333 | 12.0078
|  | 2014-05-27 19:55:01 | 35.7875 | 1.109 | 4.436 | 7.8182 | 7.8182 | 0.12867 | 0.12867 | 0.71617 | 0.71617 | 0.336 | 0.336 | 11.7977 | 11.7977 | -10.5548 | -5.2774 | 4.9157 | 0 | 0 |  |  | 4.5691 |  | 0.12395 | 12.3954 | 9.8315 | 0 | 2014-05-27 13:30 | 11797.6667 | 11.7977
|  | 2014-05-27 20:25:02 | 35.1142 | 1.0182 | 4.0727 | 7.8228 | 7.8228 | 0.10367 | 0.10367 | 0.71817 | 0.71817 | 0.0384 | 0.0384 | 11.558 | 11.558 | -10.8004 | -5.4002 | 5.2774 | 0 | 0 |  |  | 4.1948 |  | 0.11598 | 11.5984 | 10.5548 | 0 | 2014-05-27 14:00 | 11558 | 11.558
|  | 2014-05-27 20:55:02 | 34.3272 | 0.96967 | 3.8787 | 7.8187 | 7.8187 | 0.096167 | 0.096167 | 0.71483 | 0.71483 | 0.0384 | 0.0384 | 11.4685 | 11.4685 | -10.3119 | -5.156 | 5.4002 | 0 | 0 |  |  | 3.5296 |  | 0.11299 | 11.2991 | 10.8004 | 0 | 2014-05-27 14:30 | 11468.5 | 11.4685
|  | 2014-05-27 21:25:03 | 32.5765 | 0.94267 | 3.7707 | 7.8137 | 7.8137 | 0.088167 | 0.088167 | 0.66417 | 0.66417 | 0 | 0 | 11.0352 | 11.0352 | -9.2047 | -4.6023 | 5.156 | 0 | 0 |  |  | 3.8084 |  | 0.11575 | 11.5748 | 10.3119 | 0 | 2014-05-27 15:00 | 11035.1667 | 11.0352
|  | 2014-05-27 21:55:02 | 30.3095 | 0.97183 | 3.8873 | 7.8195 | 7.8195 | 0.077333 | 0.077333 | 0.54733 | 0.54733 | 0 | 0 | 10.5272 | 10.5272 | -7.4508 | -3.7254 | 4.6023 | 0 | 0 |  |  | 4.2372 |  | 0.12825 | 12.8255 | 9.2047 | 0 | 2014-05-27 15:30 | 10527.1667 | 10.5272
|  | 2014-05-27 22:25:03 | 28.3462 | 0.9475 | 3.79 | 7.8167 | 7.8167 | 0.0775 | 0.0775 | 0.3015 | 0.3015 | 0 | 0 | 9.9893 | 9.9893 | -6.3712 | -3.1856 | 3.7254 | 0 | 0 |  |  | 3.4489 |  | 0.1337 | 13.3704 | 7.4508 | 0 | 2014-05-27 16:00 | 9989.3333 | 9.9893
|  | 2014-05-27 22:55:02 | 27.4672 | 0.905 | 3.62 | 7.8155 | 7.8155 | 0.077167 | 0.077167 | 0.27817 | 0.27817 | 0 | 0 | 9.5915 | 9.5915 | -6.0848 | -3.0424 | 3.1856 | 0 | 0 |  |  | 3.258 |  | 0.13179 | 13.1794 | 6.3712 | 0 | 2014-05-27 16:30 | 9591.5 | 9.5915
|  | 2014-05-27 23:25:03 | 26.5138 | 0.899 | 3.596 | 7.8178 | 7.8178 | 0.078833 | 0.078833 | 0.27483 | 0.27483 | 0 | 0 | 9.3938 | 9.3938 | -5.3525 | -2.6763 | 3.0424 | 0 | 0 |  |  | 3.9556 |  | 0.13563 | 13.5627 | 6.0848 | 0 | 2014-05-27 17:00 | 9393.8333 | 9.3938
|  | 2014-05-27 23:55:03 | 26.0505 | 0.93267 | 3.7307 | 7.8175 | 7.8175 | 0.079 | 0.079 | 0.2835 | 0.2835 | 0 | 0 | 9.1182 | 9.1182 | -5.0217 | -2.5108 | 2.6763 | 0 | 0 |  |  | 3.3576 |  | 0.14321 | 14.3209 | 5.3525 | 0 | 2014-05-27 17:30 | 9118.1667 | 9.1182
|  | 2014-05-28 00:25:02 | 26.0122 | 0.9985 | 3.994 | 7.8257 | 7.8257 | 0.079 | 0.079 | 0.306 | 0.306 | 0 | 0 | 8.977 | 8.977 | -4.8305 | -2.4153 | 2.5108 | 0 | 0 |  |  | 4.3135 |  | 0.15354 | 15.3544 | 5.0217 | 0 | 2014-05-27 18:00 | 8977 | 8.977
|  | 2014-05-28 00:55:02 | 25.7615 | 0.998 | 3.992 | 7.8253 | 7.8253 | 0.082167 | 0.082167 | 0.30667 | 0.30667 | 0 | 0 | 8.8447 | 8.8447 | -4.7107 | -2.3553 | 2.4153 | 0 | 0 |  |  | 4.3912 |  | 0.15496 | 15.496 | 4.8305 | 0 | 2014-05-27 18:30 | 8844.6667 | 8.8447
|  | 2014-05-28 01:25:02 | 25.7517 | 1.0945 | 4.378 | 7.8288 | 7.8288 | 0.085 | 0.085 | 0.30617 | 0.30617 | 0 | 0 | 8.7513 | 8.7513 | -4.4023 | -2.2012 | 2.3553 | 0 | 0 |  |  | 4.7282 |  | 0.17001 | 17.0008 | 4.7107 | 0 | 2014-05-27 19:00 | 8751.3333 | 8.7513
|  | 2014-05-28 01:55:02 | 25.3442 | 1.1655 | 4.662 | 7.8342 | 7.8342 | 0.089333 | 0.089333 | 0.307 | 0.307 | 0 | 0 | 8.2618 | 8.2618 | -4.1898 | -2.0949 | 2.2012 | 0 | 0 |  |  | 4.4289 |  | 0.18395 | 18.3948 | 4.4023 | 0 | 2014-05-27 19:30 | 8261.8333 | 8.2618
|  | 2014-05-28 02:25:02 | 25.0703 | 1.117 | 4.468 | 7.8308 | 7.8308 | 0.092 | 0.092 | 0.30633 | 0.30633 | 0 | 0 | 8.0103 | 8.0103 | -4.3628 | -2.1814 | 2.0949 | 0 | 0 |  |  | 4.1999 |  | 0.17822 | 17.8219 | 4.1898 | 0 | 2014-05-27 20:00 | 8010.3333 | 8.0103
|  | 2014-05-28 02:55:02 | 24.746 | 1.1755 | 4.702 | 7.8427 | 7.8427 | 0.092 | 0.092 | 0.3085 | 0.3085 | 0 | 0 | 7.8497 | 7.8497 | -3.9512 | -1.9756 | 2.1814 | 0 | 0 |  |  | 4.8431 |  | 0.19001 | 19.0011 | 4.3628 | 0 | 2014-05-27 20:30 | 7849.6667 | 7.8497
|  | 2014-05-28 03:25:02 | 24.7935 | 1.2412 | 4.9647 | 7.8365 | 7.8365 | 0.092 | 0.092 | 0.31283 | 0.31283 | 0 | 0 | 7.7 | 7.7 | -3.8875 | -1.9437 | 1.9756 | 0 | 0 |  |  | 4.915 |  | 0.20024 | 20.0241 | 3.9512 | 0 | 2014-05-27 21:00 | 7700 | 7.7
|  | 2014-05-28 03:55:03 | 24.3968 | 1.1325 | 4.53 | 7.8318 | 7.8318 | 0.091 | 0.091 | 0.313 | 0.313 | 0 | 0 | 7.2967 | 7.2967 | -4.3343 | -2.1672 | 1.9437 | 0 | 0 |  |  | 4.8924 |  | 0.18568 | 18.568 | 3.8875 | 0 | 2014-05-27 21:30 | 7296.6667 | 7.2967
|  | 2014-05-28 04:25:02 | 24.725 | 1.0983 | 4.3933 | 7.8378 | 7.8378 | 0.091 | 0.091 | 0.31233 | 0.31233 | 0 | 0 | 7.788 | 7.788 | -4.3025 | -2.1512 | 2.1672 | 0 | 0 |  |  | 3.9979 |  | 0.17769 | 17.7688 | 4.3343 | 0 | 2014-05-27 22:00 | 7788 | 7.788
|  | 2014-05-28 04:55:02 | 25.9557 | 1.0838 | 4.3353 | 7.8393 | 7.8393 | 0.090833 | 0.090833 | 0.31267 | 0.31267 | 0 | 0 | 8.3787 | 8.3787 | -4.9988 | -2.4994 | 2.1512 | 0 | 0 |  |  | 4.292 |  | 0.16703 | 16.7028 | 4.3025 | 0 | 2014-05-27 22:30 | 8378.6667 | 8.3787
|  | 2014-05-28 05:25:02 | 27.5428 | 1.0207 | 4.0827 | 7.838 | 7.838 | 0.089167 | 0.089167 | 0.4305 | 0.4305 | 0.1672 | 0.1672 | 9.222 | 9.222 | -5.7133 | -2.8566 | 2.4994 | 0 | 0 |  |  | 4.3276 |  | 0.14823 | 14.823 | 4.9988 | 0 | 2014-05-27 23:00 | 9222 | 9.222
|  | 2014-05-28 05:55:01 | 30.0327 | 1.0688 | 4.2753 | 7.8388 | 7.8388 | 0.097 | 0.097 | 0.66733 | 0.66733 | 0.1672 | 0.1672 | 10.0478 | 10.0478 | -6.9391 | -3.4696 | 2.8566 | 0 | 0 |  |  | 4.4036 |  | 0.14236 | 14.2356 | 5.7133 | 0 | 2014-05-27 23:30 | 10047.8333 | 10.0478
|  | 2014-05-28 06:25:02 | 32.8878 | 1.0198 | 4.0793 | 7.8392 | 7.8392 | 0.095 | 0.095 | 0.6665 | 0.6665 | 0.7608 | 0.7608 | 10.7518 | 10.7518 | -8.6952 | -4.3476 | 3.4696 | 0 | 0 |  |  | 3.753 |  | 0.12404 | 12.4038 | 6.9391 | 0 | 2014-05-28 | 10751.8333 | 10.7518
|  | 2014-05-28 06:55:04 | 35.2203 | 0.9575 | 3.83 | 7.8315 | 7.8315 | 0.090333 | 0.090333 | 0.66617 | 0.66617 | 0.7608 | 0.7608 | 11.6197 | 11.6197 | -10.4219 | -5.2109 | 4.3476 | 0 | 0 |  |  | 3.7534 |  | 0.10874 | 10.8744 | 8.6952 | 0 | 2014-05-28 00:30 | 11619.6667 | 11.6197
|  | 2014-05-28 07:25:02 | 36.9912 | 0.96 | 3.84 | 7.8343 | 7.8343 | 0.092333 | 0.092333 | 0.66633 | 0.66633 | 1.4208 | 1.4208 | 11.8353 | 11.8353 | -11.302 | -5.651 | 5.2109 | 0 | 0 |  |  | 3.7248 |  | 0.10381 | 10.3809 | 10.4219 | 0 | 2014-05-28 01:00 | 11835.3333 | 11.8353
|  | 2014-05-28 07:55:01 | 37.9885 | 0.92983 | 3.7193 | 7.8207 | 7.8207 | 0.17817 | 0.17817 | 0.66767 | 0.66767 | 1.4208 | 1.4208 | 11.8083 | 11.8083 | -12.3735 | -6.1868 | 5.651 | 0 | 0 |  |  | 3.7565 |  | 0.097907 | 9.7907 | 11.302 | 0 | 2014-05-28 01:30 | 11808.3333 | 11.8083
|  | 2014-05-28 08:25:02 | 38.6757 | 0.96967 | 3.8787 | 7.6977 | 7.6977 | 0.31533 | 0.31533 | 0.66767 | 0.66767 | 2.1372 | 2.1372 | 11.8603 | 11.8603 | -12.1188 | -6.0594 | 6.1868 | 0 | 0 |  |  | 4.2277 |  | 0.10029 | 10.0287 | 12.3735 | 0 | 2014-05-28 02:00 | 11860.3333 | 11.8603
|  | 2014-05-28 08:55:03 | 38.7958 | 1.0737 | 4.2947 | 7.6513 | 7.6513 | 0.435 | 0.435 | 0.6675 | 0.6675 | 2.1372 | 2.1372 | 11.8605 | 11.8605 | -11.7496 | -5.8748 | 6.0594 | 0 | 0 |  |  | 4.6812 |  | 0.1107 | 11.0699 | 12.1188 | 0 | 2014-05-28 02:30 | 11860.5 | 11.8605
|  | 2014-05-28 09:25:02 | 39.0532 | 1.0965 | 4.386 | 7.6443 | 7.6443 | 0.43717 | 0.43717 | 0.66667 | 0.66667 | 2.0888 | 2.0888 | 11.8922 | 11.8922 | -11.938 | -5.969 | 5.8748 | 0 | 0 |  |  | 4.2106 |  | 0.11231 | 11.2308 | 11.7496 | 0 | 2014-05-28 03:00 | 11892.1667 | 11.8922
|  | 2014-05-28 09:55:02 | 39.1658 | 1.133 | 4.532 | 7.6387 | 7.6387 | 0.465 | 0.465 | 0.66783 | 0.66783 | 2.0888 | 2.0888 | 11.8642 | 11.8642 | -11.9094 | -5.9547 | 5.969 | 0 | 0 |  |  | 4.7133 |  | 0.11571 | 11.5713 | 11.938 | 0 | 2014-05-28 03:30 | 11864.1667 | 11.8642
|  | 2014-05-28 10:25:02 | 39.2632 | 1.2853 | 5.1413 | 7.6295 | 7.6295 | 0.42967 | 0.42967 | 0.692 | 0.692 | 3.6488 | 3.6488 | 11.8265 | 11.8265 | -9.8954 | -4.9477 | 5.9547 | 0 | 0 |  |  | 5.6555 |  | 0.13095 | 13.0945 | 11.9094 | 0 | 2014-05-28 04:00 | 11826.5 | 11.8265
|  | 2014-05-28 10:55:02 | 39.531 | 1.412 | 5.648 | 7.6178 | 7.6178 | 0.32017 | 0.32017 | 0.73483 | 0.73483 | 3.6488 | 3.6488 | 11.838 | 11.838 | -9.7234 | -4.8617 | 4.9477 | 0 | 0 |  |  | 5.8739 |  | 0.14288 | 14.2875 | 9.8954 | 0 | 2014-05-28 04:30 | 11838 | 11.838
|  | 2014-05-28 11:25:02 | 39.5383 | 1.3542 | 5.4167 | 7.612 | 7.612 | 0.34517 | 0.34517 | 0.73483 | 0.73483 | 4.5236 | 4.5236 | 11.8947 | 11.8947 | -9.0114 | -4.5057 | 4.8617 | 0 | 0 |  |  | 5.7958 |  | 0.137 | 13.6998 | 9.7234 | 0 | 2014-05-28 05:00 | 11894.6667 | 11.8947
|  | 2014-05-28 11:55:01 | 39.1582 | 1.5223 | 6.0893 | 7.6045 | 7.6045 | 0.3285 | 0.3285 | 0.73433 | 0.73433 | 4.5236 | 4.5236 | 11.863 | 11.863 | -8.0149 | -4.0074 | 4.5057 | 0 | 0 |  |  | 6.0284 |  | 0.15551 | 15.5506 | 9.0114 | 0 | 2014-05-28 05:30 | 11863 | 11.863
|  | 2014-05-28 12:25:01 | 38.8675 | 1.6957 | 6.7827 | 7.6053 | 7.6053 | 0.23017 | 0.23017 | 0.734 | 0.734 | 5.2392 | 5.2392 | 11.7778 | 11.7778 | -6.4983 | -3.2492 | 4.0074 | 0 | 0 |  |  | 6.1722 |  | 0.17451 | 17.4507 | 8.0149 | 0 | 2014-05-28 06:00 | 11777.8333 | 11.7778
|  | 2014-05-28 12:55:02 | 38.6347 | 1.791 | 7.164 | 7.6018 | 7.6018 | 0.17967 | 0.17967 | 0.734 | 0.734 | 5.2392 | 5.2392 | 11.4727 | 11.4727 | -6.2433 | -3.1217 | 3.2492 | 0 | 0 |  |  | 6.6625 |  | 0.18543 | 18.5429 | 6.4983 | 0 | 2014-05-28 06:30 | 11472.6667 | 11.4727
|  | 2014-05-28 13:25:01 | 38.4008 | 1.7212 | 6.8847 | 7.6025 | 7.6025 | 0.18 | 0.18 | 0.73317 | 0.73317 | 4.7956 | 4.7956 | 11.1098 | 11.1098 | -7.0951 | -3.5475 | 3.1217 | 0 | 0 |  |  | 7.2977 |  | 0.17928 | 17.9284 | 6.2433 | 0 | 2014-05-28 07:00 | 11109.8333 | 11.1098
|  | 2014-05-28 13:55:02 | 38.346 | 1.6995 | 6.798 | 7.5915 | 7.5915 | 0.21267 | 0.21267 | 0.73383 | 0.73383 | 4.7956 | 4.7956 | 11.0707 | 11.0707 | -7.1437 | -3.5719 | 3.5475 | 0 | 0 |  |  | 6.3221 |  | 0.17728 | 17.7281 | 7.0951 | 0 | 2014-05-28 07:30 | 11070.6667 | 11.0707
|  | 2014-05-28 14:25:01 | 38.5002 | 1.7555 | 7.022 | 7.4742 | 7.4742 | 0.24083 | 0.24083 | 0.73283 | 0.73283 | 4.1284 | 4.1284 | 11.0918 | 11.0918 | -7.8101 | -3.905 | 3.5719 | 0 | 0 |  |  | 7.3029 |  | 0.18239 | 18.2389 | 7.1437 | 0 | 2014-05-28 08:00 | 11091.8333 | 11.0918
|  | 2014-05-28 14:55:02 | 38.8503 | 1.748 | 6.992 | 7.398 | 7.398 | 0.251 | 0.251 | 0.73317 | 0.73317 | 4.1284 | 4.1284 | 11.2083 | 11.2083 | -8.1394 | -4.0697 | 3.905 | 0 | 0 |  |  | 6.992 |  | 0.17997 | 17.9973 | 7.8101 | 0 | 2014-05-28 08:30 | 11208.3333 | 11.2083
|  | 2014-05-28 15:25:03 | 39.5277 | 1.6568 | 6.6273 | 7.3945 | 7.3945 | 0.258 | 0.258 | 0.7335 | 0.7335 | 2.648 | 2.648 | 11.4843 | 11.4843 | -10.382 | -5.191 | 4.0697 | 0 | 0 |  |  | 6.4285 |  | 0.16766 | 16.7663 | 8.1394 | 0 | 2014-05-28 09:00 | 11484.3333 | 11.4843
|  | 2014-05-28 15:55:02 | 40.0772 | 1.5452 | 6.1807 | 7.4047 | 7.4047 | 0.258 | 0.258 | 0.731 | 0.731 | 2.648 | 2.648 | 11.4568 | 11.4568 | -11.398 | -5.699 | 5.191 | 0 | 0 |  |  | 5.9952 |  | 0.15422 | 15.4219 | 10.382 | 0 | 2014-05-28 09:30 | 11456.8333 | 11.4568
|  | 2014-05-28 16:25:02 | 40.1138 | 1.4468 | 5.7873 | 7.4078 | 7.4078 | 0.26617 | 0.26617 | 0.73167 | 0.73167 | 3.0032 | 3.0032 | 11.3628 | 11.3628 | -11.5548 | -5.7774 | 5.699 | 0 | 0 |  |  | 6.0188 |  | 0.14427 | 14.4273 | 11.398 | 0 | 2014-05-28 10:00 | 11362.8333 | 11.3628
|  | 2014-05-28 16:55:02 | 39.9873 | 1.4202 | 5.6807 | 7.4212 | 7.4212 | 0.27367 | 0.27367 | 0.73117 | 0.73117 | 3.0032 | 3.0032 | 11.2313 | 11.2313 | -11.6461 | -5.8231 | 5.7774 | 0 | 0 |  |  | 6.0215 |  | 0.14206 | 14.2062 | 11.5548 | 0 | 2014-05-28 10:30 | 11231.3333 | 11.2313
|  | 2014-05-28 17:25:02 | 39.7788 | 1.4247 | 5.6987 | 7.4423 | 7.4423 | 0.273 | 0.273 | 0.728 | 0.728 | 1.9984 | 1.9984 | 11.2265 | 11.2265 | -12.4119 | -6.206 | 5.8231 | 0 | 0 |  |  | 6.0976 |  | 0.14326 | 14.3259 | 11.6461 | 0 | 2014-05-28 11:00 | 11226.5 | 11.2265
|  | 2014-05-28 17:55:01 | 39.26 | 1.3053 | 5.2213 | 7.5712 | 7.5712 | 0.2515 | 0.2515 | 0.7325 | 0.7325 | 1.9984 | 1.9984 | 11.2485 | 11.2485 | -12.2366 | -6.1183 | 6.206 | 0 | 0 |  |  | 5.5346 |  | 0.13299 | 13.2994 | 12.4119 | 0 | 2014-05-28 11:30 | 11248.5 | 11.2485
|  | 2014-05-28 18:25:02 | 38.5768 | 1.2487 | 4.9947 | 7.6618 | 7.6618 | 0.22133 | 0.22133 | 0.73067 | 0.73067 | 1.466 | 1.466 | 11.0567 | 11.0567 | -12.4457 | -6.2228 | 6.1183 | 0 | 0 |  |  | 5.2943 |  | 0.12947 | 12.9473 | 12.2366 | 0 | 2014-05-28 12:00 | 11056.6667 | 11.0567
|  | 2014-05-28 18:55:02 | 37.8168 | 1.2508 | 5.0033 | 7.6607 | 7.6607 | 0.212 | 0.212 | 0.72883 | 0.72883 | 1.466 | 1.466 | 10.894 | 10.894 | -11.852 | -5.926 | 6.2228 | 0 | 0 |  |  | 4.9533 |  | 0.1323 | 13.2304 | 12.4457 | 0 | 2014-05-28 12:30 | 10894 | 10.894
|  | 2014-05-28 19:25:03 | 36.8818 | 1.33 | 5.32 | 7.6647 | 7.6647 | 0.20217 | 0.20217 | 0.7265 | 0.7265 | 0.4672 | 0.4672 | 10.7887 | 10.7887 | -11.7126 | -5.8563 | 5.926 | 0 | 0 |  |  | 5.852 |  | 0.14424 | 14.4244 | 11.852 | 0 | 2014-05-28 13:00 | 10788.6667 | 10.7887
|  | 2014-05-28 19:55:02 | 36.3848 | 1.3742 | 5.4967 | 7.6628 | 7.6628 | 0.14133 | 0.14133 | 0.726 | 0.726 | 0.4672 | 0.4672 | 10.8205 | 10.8205 | -11.0703 | -5.5352 | 5.8563 | 0 | 0 |  |  | 5.6066 |  | 0.15107 | 15.107 | 11.7126 | 0 | 2014-05-28 13:30 | 10820.5 | 10.8205
|  | 2014-05-28 20:25:01 | 35.9842 | 1.3328 | 5.3313 | 7.6605 | 7.6605 | 0.1065 | 0.1065 | 0.727 | 0.727 | 0.0516 | 0.0516 | 10.654 | 10.654 | -11.4532 | -5.7266 | 5.5352 | 0 | 0 |  |  | 5.2247 |  | 0.14816 | 14.8158 | 11.0703 | 0 | 2014-05-28 14:00 | 10654 | 10.654
|  | 2014-05-28 20:55:03 | 34.7063 | 1.2532 | 5.0127 | 7.6707 | 7.6707 | 0.0955 | 0.0955 | 0.72217 | 0.72217 | 0.0516 | 0.0516 | 10.2982 | 10.2982 | -10.8556 | -5.4278 | 5.7266 | 0 | 0 |  |  | 5.5139 |  | 0.14443 | 14.4431 | 11.4532 | 0 | 2014-05-28 14:30 | 10298.1667 | 10.2982
|  | 2014-05-28 21:25:01 | 32.6322 | 1.211 | 4.844 | 7.6647 | 7.6647 | 0.089 | 0.089 | 0.7245 | 0.7245 | 0 | 0 | 10.1377 | 10.1377 | -9.1723 | -4.5862 | 5.4278 | 0 | 0 |  |  | 4.6502 |  | 0.14844 | 14.8442 | 10.8556 | 0 | 2014-05-28 15:00 | 10137.6667 | 10.1377
|  | 2014-05-28 21:55:02 | 30.2062 | 1.2578 | 5.0313 | 7.662 | 7.662 | 0.083167 | 0.083167 | 0.61567 | 0.61567 | 0 | 0 | 9.5787 | 9.5787 | -7.2353 | -3.6177 | 4.5862 | 0 | 0 |  |  | 4.8301 |  | 0.16657 | 16.6566 | 9.1723 | 0 | 2014-05-28 15:30 | 9578.6667 | 9.5787
|  | 2014-05-28 22:25:02 | 27.9398 | 1.3197 | 5.2787 | 7.6577 | 7.6577 | 0.078 | 0.078 | 0.42383 | 0.42383 | 0 | 0 | 8.6275 | 8.6275 | -5.8742 | -2.9371 | 3.6177 | 0 | 0 |  |  | 5.1203 |  | 0.18893 | 18.893 | 7.2353 | 0 | 2014-05-28 16:00 | 8627.5 | 8.6275
|  | 2014-05-28 22:55:01 | 26.6427 | 1.299 | 5.196 | 7.6563 | 7.6563 | 0.068667 | 0.068667 | 0.35583 | 0.35583 | 0 | 0 | 7.9743 | 7.9743 | -5.3915 | -2.6958 | 2.9371 | 0 | 0 |  |  | 5.2999 |  | 0.19503 | 19.5026 | 5.8742 | 0 | 2014-05-28 16:30 | 7974.3333 | 7.9743
|  | 2014-05-28 23:25:01 | 26.295 | 1.2812 | 5.1247 | 7.6563 | 7.6563 | 0.057 | 0.057 | 0.32983 | 0.32983 | 0 | 0 | 7.9657 | 7.9657 | -5.1615 | -2.5808 | 2.6958 | 0 | 0 |  |  | 5.6371 |  | 0.19489 | 19.4891 | 5.3915 | 0 | 2014-05-28 17:00 | 7965.6667 | 7.9657
|  | 2014-05-28 23:55:01 | 26.145 | 1.2203 | 4.8813 | 7.663 | 7.663 | 0.053 | 0.053 | 0.3065 | 0.3065 | 0 | 0 | 7.8535 | 7.8535 | -5.3877 | -2.6938 | 2.5808 | 0 | 0 |  |  | 4.6861 |  | 0.1867 | 18.6702 | 5.1615 | 0 | 2014-05-28 17:30 | 7853.5 | 7.8535
|  | 2014-05-29 00:25:02 | 26.1643 | 1.2203 | 4.8813 | 7.6712 | 7.6712 | 0.053 | 0.053 | 0.3025 | 0.3025 | 0 | 0 | 7.7418 | 7.7418 | -5.5145 | -2.7572 | 2.6938 | 0 | 0 |  |  | 5.0278 |  | 0.18656 | 18.6564 | 5.3877 | 0 | 2014-05-28 18:00 | 7741.8333 | 7.7418
|  | 2014-05-29 00:55:03 | 25.8133 | 1.1925 | 4.77 | 7.6822 | 7.6822 | 0.053 | 0.053 | 0.304 | 0.304 | 0 | 0 | 7.6912 | 7.6912 | -5.313 | -2.6565 | 2.7572 | 0 | 0 |  |  | 4.4361 |  | 0.18479 | 18.4788 | 5.5145 | 0 | 2014-05-28 18:30 | 7691.1667 | 7.6912
|  | 2014-05-29 01:25:02 | 25.7517 | 1.1353 | 4.5413 | 7.6882 | 7.6882 | 0.053 | 0.053 | 0.308 | 0.308 | 0 | 0 | 7.7003 | 7.7003 | -5.4608 | -2.7304 | 2.6565 | 0 | 0 |  |  | 4.178 |  | 0.17635 | 17.6351 | 5.313 | 0 | 2014-05-28 19:00 | 7700.3333 | 7.7003
|  | 2014-05-29 01:55:03 | 25.5035 | 1.11 | 4.44 | 7.6897 | 7.6897 | 0.053 | 0.053 | 0.30983 | 0.30983 | 0 | 0 | 7.5405 | 7.5405 | -5.4705 | -2.7353 | 2.7304 | 0 | 0 |  |  | 4.2624 |  | 0.17409 | 17.4094 | 5.4608 | 0 | 2014-05-28 19:30 | 7540.5 | 7.5405
|  | 2014-05-29 02:25:02 | 25.3452 | 1.063 | 4.252 | 7.6937 | 7.6937 | 0.053 | 0.053 | 0.30917 | 0.30917 | 0 | 0 | 7.4277 | 7.4277 | -5.6097 | -2.8048 | 2.7353 | 0 | 0 |  |  | 4.4646 |  | 0.16776 | 16.7764 | 5.4705 | 0 | 2014-05-28 20:00 | 7427.6667 | 7.4277
|  | 2014-05-29 02:55:04 | 25.308 | 1.0897 | 4.3587 | 7.688 | 7.688 | 0.053 | 0.053 | 0.31533 | 0.31533 | 0 | 0 | 7.4013 | 7.4013 | -5.4917 | -2.7458 | 2.8048 | 0 | 0 |  |  | 4.1843 |  | 0.17222 | 17.2225 | 5.6097 | 0 | 2014-05-28 20:30 | 7401.3333 | 7.4013
|  | 2014-05-29 03:25:02 | 25.1352 | 1.1032 | 4.4127 | 7.6888 | 7.6888 | 0.053 | 0.053 | 0.31233 | 0.31233 | 0 | 0 | 7.337 | 7.337 | -5.3313 | -2.6657 | 2.7458 | 0 | 0 |  |  | 4.192 |  | 0.17556 | 17.5557 | 5.4917 | 0 | 2014-05-28 21:00 | 7337 | 7.337
|  | 2014-05-29 03:55:03 | 25.0315 | 1.1008 | 4.4033 | 7.6932 | 7.6932 | 0.053 | 0.053 | 0.31067 | 0.31067 | 0 | 0 | 7.3927 | 7.3927 | -5.1787 | -2.5893 | 2.6657 | 0 | 0 |  |  | 4.1832 |  | 0.17591 | 17.5912 | 5.3313 | 0 | 2014-05-28 21:30 | 7392.6667 | 7.3927
|  | 2014-05-29 04:25:01 | 25.4545 | 1.1182 | 4.4727 | 7.6942 | 7.6942 | 0.070333 | 0.070333 | 0.3025 | 0.3025 | 0 | 0 | 7.862 | 7.862 | -5.0528 | -2.5264 | 2.5893 | 0 | 0 |  |  | 4.3832 |  | 0.17571 | 17.5712 | 5.1787 | 0 | 2014-05-28 22:00 | 7862 | 7.862
|  | 2014-05-29 04:55:02 | 26.4838 | 1.1245 | 4.498 | 7.695 | 7.695 | 0.083 | 0.083 | 0.3095 | 0.3095 | 0 | 0 | 8.1415 | 8.1415 | -5.7568 | -2.8784 | 2.5264 | 0 | 0 |  |  | 4.0932 |  | 0.16984 | 16.9839 | 5.0528 | 0 | 2014-05-28 22:30 | 8141.5 | 8.1415
|  | 2014-05-29 05:25:03 | 27.774 | 1.0702 | 4.2807 | 7.694 | 7.694 | 0.083 | 0.083 | 0.436 | 0.436 | 0.2948 | 0.2948 | 8.7332 | 8.7332 | -6.2524 | -3.1262 | 2.8784 | 0 | 0 |  |  | 4.2807 |  | 0.15412 | 15.4125 | 5.7568 | 0 | 2014-05-28 23:00 | 8733.1667 | 8.7332
|  | 2014-05-29 05:55:03 | 30.5258 | 1.1168 | 4.4673 | 7.702 | 7.702 | 0.11617 | 0.11617 | 0.69867 | 0.69867 | 0.2948 | 0.2948 | 9.6487 | 9.6487 | -7.5982 | -3.7991 | 3.1262 | 0 | 0 |  |  | 4.512 |  | 0.14635 | 14.6346 | 6.2524 | 0 | 2014-05-28 23:30 | 9648.6667 | 9.6487
|  | 2014-05-29 06:25:02 | 33.2742 | 1.1118 | 4.4473 | 7.7082 | 7.7082 | 0.141 | 0.141 | 0.7275 | 0.7275 | 1.5028 | 1.5028 | 10.1715 | 10.1715 | -8.5759 | -4.2879 | 3.7991 | 0 | 0 |  |  | 4.4918 |  | 0.13366 | 13.3657 | 7.5982 | 0 | 2014-05-29 | 10171.5 | 10.1715
|  | 2014-05-29 06:55:02 | 35.3977 | 1.1193 | 4.4773 | 7.7095 | 7.7095 | 0.14033 | 0.14033 | 0.72633 | 0.72633 | 1.5028 | 1.5028 | 11.016 | 11.016 | -9.8254 | -4.9127 | 4.2879 | 0 | 0 |  |  | 4.4773 |  | 0.12649 | 12.6487 | 8.5759 | 0 | 2014-05-29 00:30 | 11016 | 11.016
|  | 2014-05-29 07:25:02 | 37.0402 | 1.1058 | 4.4233 | 7.7077 | 7.7077 | 0.14333 | 0.14333 | 0.725 | 0.725 | 1.892 | 1.892 | 11.3617 | 11.3617 | -10.7872 | -5.3936 | 4.9127 | 0 | 0 |  |  | 4.4233 |  | 0.11942 | 11.942 | 9.8254 | 0 | 2014-05-29 01:00 | 11361.6667 | 11.3617
|  | 2014-05-29 07:55:04 | 37.8917 | 1.0967 | 4.3867 | 7.713 | 7.713 | 0.22683 | 0.22683 | 0.72583 | 0.72583 | 1.892 | 1.892 | 11.5442 | 11.5442 | -11.4032 | -5.7016 | 5.3936 | 0 | 0 |  |  | 4.0357 |  | 0.11577 | 11.5769 | 10.7872 | 0 | 2014-05-29 01:30 | 11544.1667 | 11.5442
|  | 2014-05-29 08:25:04 | 38.5798 | 1.1522 | 4.6087 | 7.714 | 7.714 | 0.29283 | 0.29283 | 0.72567 | 0.72567 | 2.9552 | 2.9552 | 11.7137 | 11.7137 | -10.5698 | -5.2849 | 5.7016 | 0 | 0 |  |  | 4.6087 |  | 0.11946 | 11.9458 | 11.4032 | 0 | 2014-05-29 02:00 | 11713.6667 | 11.7137
|  | 2014-05-29 08:55:02 | 38.779 | 1.1517 | 4.6067 | 7.7132 | 7.7132 | 0.29967 | 0.29967 | 0.72567 | 0.72567 | 2.9552 | 2.9552 | 11.6875 | 11.6875 | -10.7911 | -5.3956 | 5.2849 | 0 | 0 |  |  | 4.3303 |  | 0.11879 | 11.8793 | 10.5698 | 0 | 2014-05-29 02:30 | 11687.5 | 11.6875
|  | 2014-05-29 09:25:04 | 38.8483 | 1.1798 | 4.7193 | 7.633 | 7.633 | 0.36017 | 0.36017 | 0.72617 | 0.72617 | 3.7956 | 3.7956 | 11.6243 | 11.6243 | -9.9897 | -4.9949 | 5.3956 | 0 | 0 |  |  | 5.0025 |  | 0.12148 | 12.1481 | 10.7911 | 0 | 2014-05-29 03:00 | 11624.3333 | 11.6243
|  | 2014-05-29 09:55:02 | 38.7897 | 1.158 | 4.632 | 7.5078 | 7.5078 | 0.40283 | 0.40283 | 0.72667 | 0.72667 | 3.7956 | 3.7956 | 11.5542 | 11.5542 | -10.1706 | -5.0853 | 4.9949 | 0 | 0 |  |  | 4.632 |  | 0.11941 | 11.9413 | 9.9897 | 0 | 2014-05-29 03:30 | 11554.1667 | 11.5542
|  | 2014-05-29 10:25:02 | 38.8187 | 1.182 | 4.728 | 7.4765 | 7.4765 | 0.39383 | 0.39383 | 0.73 | 0.73 | 5.012 | 5.012 | 11.4812 | 11.4812 | -8.9972 | -4.4986 | 5.0853 | 0 | 0 |  |  | 4.728 |  | 0.1218 | 12.1797 | 10.1706 | 0 | 2014-05-29 04:00 | 11481.1667 | 11.4812
|  | 2014-05-29 10:55:02 | 39.0092 | 1.1845 | 4.738 | 7.4688 | 7.4688 | 0.34533 | 0.34533 | 0.7295 | 0.7295 | 5.012 | 5.012 | 11.4867 | 11.4867 | -9.2288 | -4.6144 | 4.4986 | 0 | 0 |  |  | 4.7854 |  | 0.12146 | 12.1459 | 8.9972 | 0 | 2014-05-29 04:30 | 11486.6667 | 11.4867
|  | 2014-05-29 11:25:05 | 38.8935 | 1.2478 | 4.9913 | 7.473 | 7.473 | 0.29283 | 0.29283 | 0.72717 | 0.72717 | 6.3252 | 6.3252 | 11.5117 | 11.5117 | -7.5723 | -3.7861 | 4.6144 | 0 | 0 |  |  | 4.8915 |  | 0.12833 | 12.8333 | 9.2288 | 0 | 2014-05-29 05:00 | 11511.6667 | 11.5117
|  | 2014-05-29 11:55:02 | 38.5865 | 1.2437 | 4.9747 | 7.473 | 7.473 | 0.2515 | 0.2515 | 0.7235 | 0.7235 | 6.3252 | 6.3252 | 11.4477 | 11.4477 | -7.391 | -3.6955 | 3.7861 | 0 | 0 |  |  | 4.9747 |  | 0.12892 | 12.8922 | 7.5723 | 0 | 2014-05-29 05:30 | 11447.6667 | 11.4477
|  | 2014-05-29 12:25:02 | 38.3395 | 1.3573 | 5.4293 | 7.476 | 7.476 | 0.23517 | 0.23517 | 0.7245 | 0.7245 | 6.5752 | 6.5752 | 11.43 | 11.43 | -6.4693 | -3.2346 | 3.6955 | 0 | 0 |  |  | 5.6465 |  | 0.14161 | 14.1612 | 7.391 | 0 | 2014-05-29 06:00 | 11430 | 11.43
|  | 2014-05-29 12:55:02 | 38.163 | 1.3523 | 5.4093 | 7.5362 | 7.5362 | 0.20317 | 0.20317 | 0.717 | 0.717 | 6.5752 | 6.5752 | 11.296 | 11.296 | -6.4261 | -3.2131 | 3.2346 | 0 | 0 |  |  | 5.6798 |  | 0.14174 | 14.1743 | 6.4693 | 0 | 2014-05-29 06:30 | 11296 | 11.296
|  | 2014-05-29 13:25:02 | 37.9585 | 1.3217 | 5.2867 | 7.6662 | 7.6662 | 0.153 | 0.153 | 0.72067 | 0.72067 | 6.2232 | 6.2232 | 11.3252 | 11.3252 | -6.5836 | -3.2918 | 3.2131 | 0 | 0 |  |  | 5.551 |  | 0.13927 | 13.9275 | 6.4261 | 0 | 2014-05-29 07:00 | 11325.1667 | 11.3252
|  | 2014-05-29 13:55:03 | 37.8865 | 1.2835 | 5.134 | 7.6768 | 7.6768 | 0.13 | 0.13 | 0.72517 | 0.72517 | 6.2232 | 6.2232 | 11.3865 | 11.3865 | -6.6108 | -3.3054 | 3.2918 | 0 | 0 |  |  | 5.0313 |  | 0.13551 | 13.551 | 6.5836 | 0 | 2014-05-29 07:30 | 11386.5 | 11.3865
|  | 2014-05-29 14:25:01 | 38.021 | 1.239 | 4.956 | 7.6757 | 7.6757 | 0.1335 | 0.1335 | 0.727 | 0.727 | 6.232 | 6.232 | 11.4137 | 11.4137 | -6.8832 | -3.4416 | 3.3054 | 0 | 0 |  |  | 5.4516 |  | 0.13035 | 13.0349 | 6.6108 | 0 | 2014-05-29 08:00 | 11413.6667 | 11.4137
|  | 2014-05-29 14:55:02 | 38.2305 | 1.155 | 4.62 | 7.671 | 7.671 | 0.13633 | 0.13633 | 0.727 | 0.727 | 6.232 | 6.232 | 11.345 | 11.345 | -7.4992 | -3.7496 | 3.4416 | 0 | 0 |  |  | 4.3428 |  | 0.12085 | 12.0846 | 6.8832 | 0 | 2014-05-29 08:30 | 11345 | 11.345
|  | 2014-05-29 15:25:02 | 38.7167 | 1.1288 | 4.5153 | 7.6813 | 7.6813 | 0.17733 | 0.17733 | 0.72767 | 0.72767 | 4.9392 | 4.9392 | 11.3393 | 11.3393 | -9.3365 | -4.6682 | 3.7496 | 0 | 0 |  |  | 4.5153 |  | 0.11663 | 11.6625 | 7.4992 | 0 | 2014-05-29 09:00 | 11339.3333 | 11.3393
|  | 2014-05-29 15:55:02 | 39.0733 | 1.2193 | 4.8773 | 7.6917 | 7.6917 | 0.26067 | 0.26067 | 0.7265 | 0.7265 | 4.9392 | 4.9392 | 11.3488 | 11.3488 | -9.2291 | -4.6146 | 4.6682 | 0 | 0 |  |  | 4.6335 |  | 0.12483 | 12.4825 | 9.3365 | 0 | 2014-05-29 09:30 | 11348.8333 | 11.3488
|  | 2014-05-29 16:25:01 | 39.0338 | 1.1372 | 4.5487 | 7.6933 | 7.6933 | 0.386 | 0.386 | 0.72433 | 0.72433 | 3.69 | 3.69 | 11.3473 | 11.3473 | -10.6442 | -5.3221 | 4.6146 | 0 | 0 |  |  | 4.0938 |  | 0.11653 | 11.6531 | 9.2291 | 0 | 2014-05-29 10:00 | 11347.3333 | 11.3473
|  | 2014-05-29 16:55:03 | 38.9212 | 1.0728 | 4.2913 | 7.6925 | 7.6925 | 0.40533 | 0.40533 | 0.72717 | 0.72717 | 3.69 | 3.69 | 11.397 | 11.397 | -10.7178 | -5.3589 | 5.3221 | 0 | 0 |  |  | 4.3342 |  | 0.11026 | 11.0257 | 10.6442 | 0 | 2014-05-29 10:30 | 11397 | 11.397
|  | 2014-05-29 17:25:02 | 38.9117 | 1.1675 | 4.67 | 7.6948 | 7.6948 | 0.40317 | 0.40317 | 0.73 | 0.73 | 2.5448 | 2.5448 | 11.5202 | 11.5202 | -11.3487 | -5.6744 | 5.3589 | 0 | 0 |  |  | 5.0903 |  | 0.12002 | 12.0015 | 10.7178 | 0 | 2014-05-29 11:00 | 11520.1667 | 11.5202
|  | 2014-05-29 17:55:02 | 38.389 | 1.1787 | 4.7147 | 7.6932 | 7.6932 | 0.29667 | 0.29667 | 0.72967 | 0.72967 | 2.5448 | 2.5448 | 11.5798 | 11.5798 | -10.8302 | -5.4151 | 5.6744 | 0 | 0 |  |  | 4.809 |  | 0.12281 | 12.2813 | 11.3487 | 0 | 2014-05-29 11:30 | 11579.8333 | 11.5798
|  | 2014-05-29 18:25:02 | 37.6492 | 1.1067 | 4.4267 | 7.673 | 7.673 | 0.2215 | 0.2215 | 0.72817 | 0.72817 | 1.452 | 1.452 | 11.6115 | 11.6115 | -11.5363 | -5.7682 | 5.4151 | 0 | 0 |  |  | 4.1168 |  | 0.11758 | 11.7577 | 10.8302 | 0 | 2014-05-29 12:00 | 11611.5 | 11.6115
|  | 2014-05-29 18:55:03 | 36.8043 | 1.1048 | 4.4193 | 7.6803 | 7.6803 | 0.20317 | 0.20317 | 0.72383 | 0.72383 | 1.452 | 1.452 | 11.5282 | 11.5282 | -10.7975 | -5.3987 | 5.7682 | 0 | 0 |  |  | 4.6403 |  | 0.12008 | 12.0076 | 11.5363 | 0 | 2014-05-29 12:30 | 11528.1667 | 11.5282
|  | 2014-05-29 19:25:01 | 36.1627 | 1.1365 | 4.546 | 7.6802 | 7.6802 | 0.19033 | 0.19033 | 0.72717 | 0.72717 | 0.388 | 0.388 | 11.35 | 11.35 | -11.281 | -5.6405 | 5.3987 | 0 | 0 |  |  | 4.3187 |  | 0.12571 | 12.571 | 10.7975 | 0 | 2014-05-29 13:00 | 11350 | 11.35
|  | 2014-05-29 19:55:02 | 35.7695 | 1.1913 | 4.7653 | 7.6865 | 7.6865 | 0.16383 | 0.16383 | 0.72183 | 0.72183 | 0.388 | 0.388 | 11.1935 | 11.1935 | -10.8505 | -5.4252 | 5.6405 | 0 | 0 |  |  | 4.813 |  | 0.13322 | 13.3223 | 11.281 | 0 | 2014-05-29 13:30 | 11193.5 | 11.1935
|  | 2014-05-29 20:25:02 | 35.4352 | 1.2397 | 4.9587 | 7.6573 | 7.6573 | 0.13833 | 0.13833 | 0.72267 | 0.72267 | 0.0492 | 0.0492 | 10.9672 | 10.9672 | -10.9418 | -5.4709 | 5.4252 | 0 | 0 |  |  | 4.8595 |  | 0.13994 | 13.9936 | 10.8505 | 0 | 2014-05-29 14:00 | 10967.1667 | 10.9672
|  | 2014-05-29 20:55:02 | 34.7705 | 1.2055 | 4.822 | 7.5232 | 7.5232 | 0.124 | 0.124 | 0.72283 | 0.72283 | 0.0492 | 0.0492 | 11.0017 | 11.0017 | -10.5276 | -5.2638 | 5.4709 | 0 | 0 |  |  | 5.0631 |  | 0.13868 | 13.8681 | 10.9418 | 0 | 2014-05-29 14:30 | 11001.6667 | 11.0017
|  | 2014-05-29 21:25:01 | 33.0397 | 1.13 | 4.52 | 7.4647 | 7.4647 | 0.124 | 0.124 | 0.71833 | 0.71833 | 0.008 | 0.008 | 10.5712 | 10.5712 | -9.6335 | -4.8168 | 5.2638 | 0 | 0 |  |  | 4.746 |  | 0.13681 | 13.6805 | 10.5276 | 0 | 2014-05-29 15:00 | 10571.1667 | 10.5712
|  | 2014-05-29 21:55:02 | 30.841 | 1.0215 | 4.086 | 7.4605 | 7.4605 | 0.10167 | 0.10167 | 0.67883 | 0.67883 | 0.008 | 0.008 | 10.155 | 10.155 | -8.351 | -4.1755 | 4.8168 | 0 | 0 |  |  | 3.6774 |  | 0.13249 | 13.2486 | 9.6335 | 0 | 2014-05-29 15:30 | 10155 | 10.155
|  | 2014-05-29 22:25:01 | 28.762 | 0.96767 | 3.8707 | 7.4577 | 7.4577 | 0.084 | 0.084 | 0.41117 | 0.41117 | 0 | 0 | 9.875 | 9.875 | -7.0635 | -3.5317 | 4.1755 | 0 | 0 |  |  | 3.9481 |  | 0.13458 | 13.4576 | 8.351 | 0 | 2014-05-29 16:00 | 9875 | 9.875
|  | 2014-05-29 22:55:03 | 27.3542 | 0.88467 | 3.5387 | 7.4515 | 7.4515 | 0.084 | 0.084 | 0.27333 | 0.27333 | 0 | 0 | 9.448 | 9.448 | -6.5587 | -3.2793 | 3.5317 | 0 | 0 |  |  | 3.3263 |  | 0.12936 | 12.9365 | 7.0635 | 0 | 2014-05-29 16:30 | 9448 | 9.448
|  | 2014-05-29 23:25:02 | 26.96 | 0.83817 | 3.3527 | 7.4502 | 7.4502 | 0.084 | 0.084 | 0.27667 | 0.27667 | 0 | 0 | 9.529 | 9.529 | -6.2675 | -3.1337 | 3.2793 | 0 | 0 |  |  | 3.4532 |  | 0.12436 | 12.4357 | 6.5587 | 0 | 2014-05-29 17:00 | 9529 | 9.529
|  | 2014-05-29 23:55:03 | 26.4145 | 0.8325 | 3.33 | 7.4602 | 7.4602 | 0.08 | 0.08 | 0.277 | 0.277 | 0 | 0 | 9.2565 | 9.2565 | -6.0108 | -3.0054 | 3.1337 | 0 | 0 |  |  | 3.1302 |  | 0.12607 | 12.6067 | 6.2675 | 0 | 2014-05-29 17:30 | 9256.5 | 9.2565
|  | 2014-05-30 00:25:04 | 26.3412 | 0.7965 | 3.186 | 7.5583 | 7.5583 | 0.078 | 0.078 | 0.27633 | 0.27633 | 0 | 0 | 8.9197 | 8.9197 | -6.3228 | -3.1614 | 3.0054 | 0 | 0 |  |  | 2.8674 |  | 0.12095 | 12.0951 | 6.0108 | 0 | 2014-05-29 18:00 | 8919.6667 | 8.9197
|  | 2014-05-30 00:55:01 | 26.2327 | 0.77267 | 3.0907 | 7.6735 | 7.6735 | 0.079 | 0.079 | 0.28 | 0.28 | 0 | 0 | 8.8053 | 8.8053 | -6.3042 | -3.1521 | 3.1614 | 0 | 0 |  |  | 2.8434 |  | 0.11782 | 11.7817 | 6.3228 | 0 | 2014-05-29 18:30 | 8805.3333 | 8.8053
|  | 2014-05-30 01:25:01 | 25.8615 | 0.77383 | 3.0953 | 7.6963 | 7.6963 | 0.079 | 0.079 | 0.285 | 0.285 | 0 | 0 | 8.3375 | 8.3375 | -6.3683 | -3.1842 | 3.1521 | 0 | 0 |  |  | 3.312 |  | 0.11969 | 11.9689 | 6.3042 | 0 | 2014-05-29 19:00 | 8337.5 | 8.3375
|  | 2014-05-30 01:55:05 | 25.556 | 0.7475 | 2.99 | 7.6915 | 7.6915 | 0.0795 | 0.0795 | 0.31017 | 0.31017 | 0 | 0 | 8.0805 | 8.0805 | -6.4043 | -3.2022 | 3.1842 | 0 | 0 |  |  | 3.289 |  | 0.117 | 11.6998 | 6.3683 | 0 | 2014-05-29 19:30 | 8080.5 | 8.0805
|  | 2014-05-30 02:25:02 | 25.4375 | 0.73783 | 2.9513 | 7.6937 | 7.6937 | 0.074167 | 0.074167 | 0.30717 | 0.30717 | 0 | 0 | 7.9728 | 7.9728 | -6.4383 | -3.2192 | 3.2022 | 0 | 0 |  |  | 3.0104 |  | 0.11602 | 11.6023 | 6.4043 | 0 | 2014-05-29 20:00 | 7972.8333 | 7.9728
|  | 2014-05-30 02:55:02 | 25.4053 | 0.75233 | 3.0093 | 7.69 | 7.69 | 0.073167 | 0.073167 | 0.3165 | 0.3165 | 0 | 0 | 7.8613 | 7.8613 | -6.455 | -3.2275 | 3.2192 | 0 | 0 |  |  | 3.0394 |  | 0.11845 | 11.8453 | 6.4383 | 0 | 2014-05-29 20:30 | 7861.3333 | 7.8613
|  | 2014-05-30 03:25:03 | 25.2522 | 0.79983 | 3.1993 | 7.6968 | 7.6968 | 0.073167 | 0.073167 | 0.30133 | 0.30133 | 0 | 0 | 7.6637 | 7.6637 | -6.3178 | -3.1589 | 3.2275 | 0 | 0 |  |  | 3.1993 |  | 0.1267 | 12.6695 | 6.455 | 0 | 2014-05-29 21:00 | 7663.6667 | 7.6637
|  | 2014-05-30 03:55:08 | 25.1122 | 0.82617 | 3.3047 | 7.6933 | 7.6933 | 0.0725 | 0.0725 | 0.29283 | 0.29283 | 0 | 0 | 7.479 | 7.479 | -6.2698 | -3.1349 | 3.1589 | 0 | 0 |  |  | 3.2055 |  | 0.1316 | 13.1596 | 6.3178 | 0 | 2014-05-29 21:30 | 7479 | 7.479
|  | 2014-05-30 04:25:05 | 25.3567 | 0.764 | 3.056 | 7.6882 | 7.6882 | 0.072667 | 0.072667 | 0.282 | 0.282 | 0 | 0 | 7.6455 | 7.6455 | -6.6123 | -3.3062 | 3.1349 | 0 | 0 |  |  | 2.7504 |  | 0.12052 | 12.0521 | 6.2698 | 0 | 2014-05-29 22:00 | 7645.5 | 7.6455
|  | 2014-05-30 04:55:02 | 26.0525 | 0.722 | 2.888 | 7.6853 | 7.6853 | 0.072667 | 0.072667 | 0.2795 | 0.2795 | 0 | 0 | 8.0265 | 8.0265 | -7.1005 | -3.5502 | 3.3062 | 0 | 0 |  |  | 3.0902 |  | 0.11085 | 11.0853 | 6.6123 | 0 | 2014-05-29 22:30 | 8026.5 | 8.0265
|  | 2014-05-30 05:25:01 | 27.7432 | 0.6655 | 2.662 | 7.6825 | 7.6825 | 0.072667 | 0.072667 | 0.4255 | 0.4255 | 0.2572 | 0.2572 | 8.8415 | 8.8415 | -7.8018 | -3.9009 | 3.5502 | 0 | 0 |  |  | 2.5289 |  | 0.095952 | 9.5952 | 7.1005 | 0 | 2014-05-29 23:00 | 8841.5 | 8.8415
|  | 2014-05-30 05:55:01 | 30.351 | 0.63567 | 2.5427 | 7.6863 | 7.6863 | 0.1085 | 0.1085 | 0.67833 | 0.67833 | 0.2572 | 0.2572 | 9.9097 | 9.9097 | -9.1683 | -4.5842 | 3.9009 | 0 | 0 |  |  | 2.6444 |  | 0.083775 | 8.3775 | 7.8018 | 0 | 2014-05-29 23:30 | 9909.6667 | 9.9097
|  | 2014-05-30 06:25:03 | 32.9188 | 0.57783 | 2.3113 | 7.6868 | 7.6868 | 0.14633 | 0.14633 | 0.72317 | 0.72317 | 1.0144 | 1.0144 | 10.5942 | 10.5942 | -10.4426 | -5.2213 | 4.5842 | 0 | 0 |  |  | 2.0802 |  | 0.070213 | 7.0213 | 9.1683 | 0 | 2014-05-30 | 10594.1667 | 10.5942
|  | 2014-05-30 06:55:02 | 34.9915 | 0.5765 | 2.306 | 7.6868 | 7.6868 | 0.15383 | 0.15383 | 0.724 | 0.724 | 1.0144 | 1.0144 | 11.1582 | 11.1582 | -11.9483 | -5.9741 | 5.2213 | 0 | 0 |  |  | 2.4905 |  | 0.065902 | 6.5902 | 10.4426 | 0 | 2014-05-30 00:30 | 11158.1667 | 11.1582
|  | 2014-05-30 07:25:13 | 36.7255 | 0.58933 | 2.3573 | 7.6878 | 7.6878 | 0.157 | 0.157 | 0.72133 | 0.72133 | 1.3708 | 1.3708 | 11.5577 | 11.5577 | -12.8735 | -6.4368 | 5.9741 | 0 | 0 |  |  | 2.5223 |  | 0.064188 | 6.4188 | 11.9483 | 0 | 2014-05-30 01:00 | 11557.6667 | 11.5577
|  | 2014-05-30 07:55:01 | 37.8027 | 0.52967 | 2.1187 | 7.681 | 7.681 | 0.253 | 0.253 | 0.72167 | 0.72167 | 1.3708 | 1.3708 | 11.6755 | 11.6755 | -13.982 | -6.991 | 6.4368 | 0 | 0 |  |  | 2.1399 |  | 0.056045 | 5.6045 | 12.8735 | 0 | 2014-05-30 01:30 | 11675.5 | 11.6755
|  | 2014-05-30 08:25:02 | 38.3157 | 0.48283 | 1.9313 | 7.6298 | 7.6298 | 0.42267 | 0.42267 | 0.7245 | 0.7245 | 2.05 | 2.05 | 11.6382 | 11.6382 | -13.9192 | -6.9596 | 6.991 | 0 | 0 |  |  | 1.7768 |  | 0.050406 | 5.0406 | 13.982 | 0 | 2014-05-30 02:00 | 11638.1667 | 11.6382
|  | 2014-05-30 08:55:01 | 38.4372 | 0.44517 | 1.7807 | 7.4972 | 7.4972 | 0.43267 | 0.43267 | 0.71683 | 0.71683 | 2.05 | 2.05 | 11.6378 | 11.6378 | -14.322 | -7.161 | 6.9596 | 0 | 0 |  |  | 1.7807 |  | 0.046327 | 4.6327 | 13.9192 | 0 | 2014-05-30 02:30 | 11637.8333 | 11.6378
|  | 2014-05-30 09:25:02 | 38.3682 | 0.44633 | 1.7853 | 7.4623 | 7.4623 | 0.421 | 0.421 | 0.70467 | 0.70467 | 2.7728 | 2.7728 | 11.5877 | 11.5877 | -13.6344 | -6.8172 | 7.161 | 0 | 0 |  |  | 1.6247 |  | 0.046532 | 4.6532 | 14.322 | 0 | 2014-05-30 03:00 | 11587.6667 | 11.5877
|  | 2014-05-30 09:55:03 | 38.3823 | 0.47 | 1.88 | 7.4638 | 7.4638 | 0.5115 | 0.5115 | 0.7045 | 0.7045 | 2.7728 | 2.7728 | 11.4127 | 11.4127 | -13.637 | -6.8185 | 6.8172 | 0 | 0 |  |  | 2.0116 |  | 0.048981 | 4.8981 | 13.6344 | 0 | 2014-05-30 03:30 | 11412.6667 | 11.4127
|  | 2014-05-30 10:25:03 | 38.4482 | 0.46317 | 1.8527 | 7.4645 | 7.4645 | 0.5285 | 0.5285 | 0.72083 | 0.72083 | 4.0944 | 4.0944 | 11.395 | 11.395 | -12.3923 | -6.1961 | 6.8185 | 0 | 0 |  |  | 1.9082 |  | 0.048186 | 4.8186 | 13.637 | 0 | 2014-05-30 04:00 | 11395 | 11.395
|  | 2014-05-30 10:55:01 | 38.5518 | 0.49133 | 1.9653 | 7.4578 | 7.4578 | 0.52783 | 0.52783 | 0.72917 | 0.72917 | 4.0944 | 4.0944 | 11.3913 | 11.3913 | -12.3859 | -6.193 | 6.1961 | 0 | 0 |  |  | 1.8081 |  | 0.050979 | 5.0979 | 12.3923 | 0 | 2014-05-30 04:30 | 11391.3333 | 11.3913
|  | 2014-05-30 11:25:02 | 38.4757 | 0.514 | 2.056 | 7.468 | 7.468 | 0.509 | 0.509 | 0.72183 | 0.72183 | 4.4804 | 4.4804 | 11.3932 | 11.3932 | -11.8473 | -5.9236 | 6.193 | 0 | 0 |  |  | 2.0354 |  | 0.053436 | 5.3436 | 12.3859 | 0 | 2014-05-30 05:00 | 11393.1667 | 11.3932
|  | 2014-05-30 11:55:03 | 38.1098 | 0.52483 | 2.0993 | 7.4768 | 7.4768 | 0.32883 | 0.32883 | 0.7095 | 0.7095 | 4.4804 | 4.4804 | 11.1998 | 11.1998 | -11.8151 | -5.9076 | 5.9236 | 0 | 0 |  |  | 2.1203 |  | 0.055086 | 5.5086 | 11.8473 | 0 | 2014-05-30 05:30 | 11199.8333 | 11.1998
|  | 2014-05-30 12:25:03 | 37.6423 | 0.55483 | 2.2193 | 7.6013 | 7.6013 | 0.21317 | 0.21317 | 0.719 | 0.719 | 4.6112 | 4.6112 | 11.0658 | 11.0658 | -11.2125 | -5.6062 | 5.9076 | 0 | 0 |  |  | 2.1306 |  | 0.058958 | 5.8958 | 11.8151 | 0 | 2014-05-30 06:00 | 11065.8333 | 11.0658
|  | 2014-05-30 12:55:01 | 37.4048 | 0.583 | 2.332 | 7.674 | 7.674 | 0.1655 | 0.1655 | 0.7095 | 0.7095 | 4.6112 | 4.6112 | 10.8142 | 10.8142 | -11.0985 | -5.5492 | 5.6062 | 0 | 0 |  |  | 2.4952 |  | 0.062345 | 6.2345 | 11.2125 | 0 | 2014-05-30 06:30 | 10814.1667 | 10.8142
|  | 2014-05-30 13:25:03 | 37.1147 | 0.61133 | 2.4453 | 7.6755 | 7.6755 | 0.166 | 0.166 | 0.7065 | 0.7065 | 4.9752 | 4.9752 | 10.59 | 10.59 | -10.5561 | -5.2781 | 5.5492 | 0 | 0 |  |  | 2.4453 |  | 0.065886 | 6.5886 | 11.0985 | 0 | 2014-05-30 07:00 | 10590 | 10.59
|  | 2014-05-30 13:55:03 | 36.697 | 0.53883 | 2.1553 | 7.6783 | 7.6783 | 0.167 | 0.167 | 0.6805 | 0.6805 | 4.9752 | 4.9752 | 10.5463 | 10.5463 | -10.4943 | -5.2472 | 5.2781 | 0 | 0 |  |  | 1.9829 |  | 0.058733 | 5.8733 | 10.5561 | 0 | 2014-05-30 07:30 | 10546.3333 | 10.5463
|  | 2014-05-30 14:25:03 | 36.5757 | 0.537 | 2.148 | 7.6777 | 7.6777 | 0.17283 | 0.17283 | 0.68 | 0.68 | 4.396 | 4.396 | 10.4883 | 10.4883 | -11.0128 | -5.5064 | 5.2472 | 0 | 0 |  |  | 1.9976 |  | 0.058728 | 5.8728 | 10.4943 | 0 | 2014-05-30 08:00 | 10488.3333 | 10.4883
|  | 2014-05-30 14:55:01 | 36.5813 | 0.50717 | 2.0287 | 7.6785 | 7.6785 | 0.18283 | 0.18283 | 0.6925 | 0.6925 | 4.396 | 4.396 | 10.4477 | 10.4477 | -11.1552 | -5.5776 | 5.5064 | 0 | 0 |  |  | 2.0895 |  | 0.055456 | 5.5456 | 11.0128 | 0 | 2014-05-30 08:30 | 10447.6667 | 10.4477
|  | 2014-05-30 15:25:02 | 36.798 | 0.49917 | 1.9967 | 7.6802 | 7.6802 | 0.19 | 0.19 | 0.7045 | 0.7045 | 3.7068 | 3.7068 | 10.44 | 10.44 | -12.0799 | -6.0399 | 5.5776 | 0 | 0 |  |  | 2.1963 |  | 0.05426 | 5.426 | 11.1552 | 0 | 2014-05-30 09:00 | 10440 | 10.44
|  | 2014-05-30 15:55:02 | 37.1722 | 0.51483 | 2.0593 | 7.678 | 7.678 | 0.22367 | 0.22367 | 0.70583 | 0.70583 | 3.7068 | 3.7068 | 10.5608 | 10.5608 | -12.2377 | -6.1189 | 6.0399 | 0 | 0 |  |  | 2.1829 |  | 0.0554 | 5.54 | 12.0799 | 0 | 2014-05-30 09:30 | 10560.8333 | 10.5608
|  | 2014-05-30 16:25:03 | 37.3528 | 0.53833 | 2.1533 | 7.6787 | 7.6787 | 0.25233 | 0.25233 | 0.6955 | 0.6955 | 3.5212 | 3.5212 | 10.6045 | 10.6045 | -12.4473 | -6.2236 | 6.1189 | 0 | 0 |  |  | 2.2395 |  | 0.057648 | 5.7648 | 12.2377 | 0 | 2014-05-30 10:00 | 10604.5 | 10.6045
|  | 2014-05-30 16:55:02 | 37.2278 | 0.54 | 2.16 | 7.68 | 7.68 | 0.26083 | 0.26083 | 0.698 | 0.698 | 3.5212 | 3.5212 | 10.6427 | 10.6427 | -12.2651 | -6.1326 | 6.2236 | 0 | 0 |  |  | 2.2896 |  | 0.058021 | 5.8021 | 12.4473 | 0 | 2014-05-30 10:30 | 10642.6667 | 10.6427
|  | 2014-05-30 17:25:03 | 36.973 | 0.5515 | 2.206 | 7.6908 | 7.6908 | 0.26333 | 0.26333 | 0.70583 | 0.70583 | 2.2204 | 2.2204 | 10.7228 | 10.7228 | -13.1638 | -6.5819 | 6.1326 | 0 | 0 |  |  | 2.3604 |  | 0.059665 | 5.9665 | 12.2651 | 0 | 2014-05-30 11:00 | 10722.8333 | 10.7228
|  | 2014-05-30 17:55:03 | 36.5092 | 0.54767 | 2.1907 | 7.6873 | 7.6873 | 0.26533 | 0.26533 | 0.70667 | 0.70667 | 2.2204 | 2.2204 | 10.3138 | 10.3138 | -13.1249 | -6.5625 | 6.5819 | 0 | 0 |  |  | 2.2345 |  | 0.060003 | 6.0003 | 13.1638 | 0 | 2014-05-30 11:30 | 10313.8333 | 10.3138
|  | 2014-05-30 18:25:02 | 35.75 | 0.51483 | 2.0593 | 7.6878 | 7.6878 | 0.25617 | 0.25617 | 0.69267 | 0.69267 | 1.05 | 1.05 | 9.8152 | 9.8152 | -14.1888 | -7.0944 | 6.5625 | 0 | 0 |  |  | 2.2447 |  | 0.057604 | 5.7604 | 13.1249 | 0 | 2014-05-30 12:00 | 9815.1667 | 9.8152
|  | 2014-05-30 18:55:01 | 35.0975 | 0.537 | 2.148 | 7.687 | 7.687 | 0.24883 | 0.24883 | 0.683 | 0.683 | 1.05 | 1.05 | 9.6675 | 9.6675 | -13.6132 | -6.8066 | 7.0944 | 0 | 0 |  |  | 2.1265 |  | 0.061201 | 6.1201 | 14.1888 | 0 | 2014-05-30 12:30 | 9667.5 | 9.6675
|  | 2014-05-30 19:25:03 | 34.398 | 0.52717 | 2.1087 | 7.681 | 7.681 | 0.24083 | 0.24083 | 0.68567 | 0.68567 | 0.3904 | 0.3904 | 9.5592 | 9.5592 | -13.7323 | -6.8661 | 6.8066 | 0 | 0 |  |  | 2.2984 |  | 0.061302 | 6.1302 | 13.6132 | 0 | 2014-05-30 13:00 | 9559.1667 | 9.5592
|  | 2014-05-30 19:55:02 | 34.0478 | 0.50283 | 2.0113 | 7.5628 | 7.5628 | 0.19917 | 0.19917 | 0.6915 | 0.6915 | 0.3904 | 0.3904 | 9.5573 | 9.5573 | -13.6353 | -6.8176 | 6.8661 | 0 | 0 |  |  | 2.1521 |  | 0.059074 | 5.9074 | 13.7323 | 0 | 2014-05-30 13:30 | 9557.3333 | 9.5573
|  | 2014-05-30 20:25:02 | 33.8465 | 0.4515 | 1.806 | 7.4607 | 7.4607 | 0.15433 | 0.15433 | 0.69517 | 0.69517 | 0.0384 | 0.0384 | 9.6088 | 9.6088 | -14.0831 | -7.0416 | 6.8176 | 0 | 0 |  |  | 1.9144 |  | 0.053359 | 5.3359 | 13.6353 | 0 | 2014-05-30 14:00 | 9608.8333 | 9.6088
|  | 2014-05-30 20:55:03 | 33.61 | 0.42067 | 1.6827 | 7.4525 | 7.4525 | 0.13733 | 0.13733 | 0.695 | 0.695 | 0.0384 | 0.0384 | 9.3622 | 9.3622 | -14.2419 | -7.121 | 7.0416 | 0 | 0 |  |  | 1.8341 |  | 0.050064 | 5.0064 | 14.0831 | 0 | 2014-05-30 14:30 | 9362.1667 | 9.3622
|  | 2014-05-30 21:25:03 | 32.2412 | 0.38433 | 1.5373 | 7.4498 | 7.4498 | 0.121 | 0.121 | 0.64617 | 0.64617 | 0 | 0 | 8.797 | 8.797 | -13.6898 | -6.8449 | 7.121 | 0 | 0 |  |  | 1.4143 |  | 0.047682 | 4.7682 | 14.2419 | 0 | 2014-05-30 15:00 | 8797 | 8.797
|  | 2014-05-30 21:55:02 | 30.3422 | 0.386 | 1.544 | 7.4527 | 7.4527 | 0.089333 | 0.089333 | 0.63 | 0.63 | 0 | 0 | 8.58 | 8.58 | -12.0462 | -6.0231 | 6.8449 | 0 | 0 |  |  | 1.6675 |  | 0.050886 | 5.0886 | 13.6898 | 0 | 2014-05-30 15:30 | 8580 | 8.58
|  | 2014-05-30 22:25:02 | 28.3832 | 0.43483 | 1.7393 | 7.4535 | 7.4535 | 0.065 | 0.065 | 0.558 | 0.558 | 0 | 0 | 8.4508 | 8.4508 | -10.1165 | -5.0582 | 6.0231 | 0 | 0 |  |  | 1.6872 |  | 0.06128 | 6.128 | 12.0462 | 0 | 2014-05-30 16:00 | 8450.8333 | 8.4508
|  | 2014-05-30 22:55:02 | 26.8232 | 0.4825 | 1.93 | 7.451 | 7.451 | 0.065 | 0.065 | 0.38867 | 0.38867 | 0 | 0 | 8.3263 | 8.3263 | -8.6622 | -4.3311 | 5.0582 | 0 | 0 |  |  | 1.8142 |  | 0.071953 | 7.1953 | 10.1165 | 0 | 2014-05-30 16:30 | 8326.3333 | 8.3263
|  | 2014-05-30 23:25:03 | 25.9762 | 0.43967 | 1.7587 | 7.4455 | 7.4455 | 0.064333 | 0.064333 | 0.41783 | 0.41783 | 0 | 0 | 8.1768 | 8.1768 | -8.113 | -4.0565 | 4.3311 | 0 | 0 |  |  | 1.7587 |  | 0.067703 | 6.7703 | 8.6622 | 0 | 2014-05-30 17:00 | 8176.8333 | 8.1768
|  | 2014-05-30 23:55:02 | 25.6668 | 0.40517 | 1.6207 | 7.4495 | 7.4495 | 0.057833 | 0.057833 | 0.38017 | 0.38017 | 0 | 0 | 7.9702 | 7.9702 | -8.1885 | -4.0943 | 4.0565 | 0 | 0 |  |  | 1.5883 |  | 0.063142 | 6.3142 | 8.113 | 0 | 2014-05-30 17:30 | 7970.1667 | 7.9702
|  | 2014-05-31 00:25:02 | 25.9153 | 0.37967 | 1.5187 | 7.453 | 7.453 | 0.048833 | 0.048833 | 0.41917 | 0.41917 | 0 | 0 | 8.059 | 8.059 | -8.4167 | -4.2083 | 4.0943 | 0 | 0 |  |  | 1.4275 |  | 0.058601 | 5.8601 | 8.1885 | 0 | 2014-05-30 18:00 | 8059 | 8.059
|  | 2014-05-31 00:55:01 | 25.804 | 0.362 | 1.448 | 7.4843 | 7.4843 | 0.0485 | 0.0485 | 0.40467 | 0.40467 | 0 | 0 | 7.945 | 7.945 | -8.4735 | -4.2367 | 4.2083 | 0 | 0 |  |  | 1.5494 |  | 0.056115 | 5.6115 | 8.4167 | 0 | 2014-05-30 18:30 | 7945 | 7.945
|  | 2014-05-31 01:25:02 | 25.2927 | 0.37567 | 1.5027 | 7.6262 | 7.6262 | 0.048667 | 0.048667 | 0.31433 | 0.31433 | 0 | 0 | 7.374 | 7.374 | -8.4268 | -4.2134 | 4.2367 | 0 | 0 |  |  | 1.5628 |  | 0.059411 | 5.9411 | 8.4735 | 0 | 2014-05-30 19:00 | 7374 | 7.374
|  | 2014-05-31 01:55:04 | 24.7822 | 0.3365 | 1.346 | 7.6902 | 7.6902 | 0.0485 | 0.0485 | 0.33983 | 0.33983 | 0 | 0 | 6.6523 | 6.6523 | -8.7053 | -4.3527 | 4.2134 | 0 | 0 |  |  | 1.3325 |  | 0.054313 | 5.4313 | 8.4268 | 0 | 2014-05-30 19:30 | 6652.3333 | 6.6523
|  | 2014-05-31 02:25:03 | 24.584 | 0.287 | 1.148 | 7.6948 | 7.6948 | 0.049667 | 0.049667 | 0.3095 | 0.3095 | 0 | 0 | 6.5448 | 6.5448 | -8.8372 | -4.4186 | 4.3527 | 0 | 0 |  |  | 1.1595 |  | 0.046697 | 4.6697 | 8.7053 | 0 | 2014-05-30 20:00 | 6544.8333 | 6.5448
|  | 2014-05-31 02:55:01 | 24.3338 | 0.26533 | 1.0613 | 7.699 | 7.699 | 0.049833 | 0.049833 | 0.30433 | 0.30433 | 0 | 0 | 6.3803 | 6.3803 | -8.839 | -4.4195 | 4.4186 | 0 | 0 |  |  | 1.1569 |  | 0.043616 | 4.3616 | 8.8372 | 0 | 2014-05-30 20:30 | 6380.3333 | 6.3803
|  | 2014-05-31 03:25:04 | 23.9037 | 0.231 | 0.924 | 7.6972 | 7.6972 | 0.049667 | 0.049667 | 0.30533 | 0.30533 | 0 | 0 | 6.1238 | 6.1238 | -8.8037 | -4.4018 | 4.4195 | 0 | 0 |  |  | 0.9702 |  | 0.038655 | 3.8655 | 8.839 | 0 | 2014-05-30 21:00 | 6123.8333 | 6.1238
|  | 2014-05-31 03:55:01 | 23.5615 | 0.20783 | 0.83133 | 7.6965 | 7.6965 | 0.05 | 0.05 | 0.30567 | 0.30567 | 0 | 0 | 6.0268 | 6.0268 | -8.6512 | -4.3256 | 4.4018 | 0 | 0 |  |  | 0.8729 |  | 0.035284 | 3.5284 | 8.8037 | 0 | 2014-05-30 21:30 | 6026.8333 | 6.0268
|  | 2014-05-31 04:25:04 | 23.6993 | 0.19817 | 0.79267 | 7.6983 | 7.6983 | 0.05 | 0.05 | 0.30267 | 0.30267 | 0 | 0 | 6.1158 | 6.1158 | -8.7398 | -4.3699 | 4.3256 | 0 | 0 |  |  | 0.87193 |  | 0.033447 | 3.3447 | 8.6512 | 0 | 2014-05-30 22:00 | 6115.8333 | 6.1158
|  | 2014-05-31 04:55:03 | 24.1747 | 0.1735 | 0.694 | 7.6968 | 7.6968 | 0.05 | 0.05 | 0.30733 | 0.30733 | 0 | 0 | 6.3122 | 6.3122 | -9.1143 | -4.5572 | 4.3699 | 0 | 0 |  |  | 0.66624 |  | 0.028708 | 2.8708 | 8.7398 | 0 | 2014-05-30 22:30 | 6312.1667 | 6.3122
|  | 2014-05-31 05:25:03 | 24.626 | 0.16183 | 0.64733 | 7.6925 | 7.6925 | 0.05 | 0.05 | 0.32933 | 0.32933 | 0.2232 | 0.2232 | 6.635 | 6.635 | -9.0486 | -4.5243 | 4.5572 | 0 | 0 |  |  | 0.59555 |  | 0.026287 | 2.6287 | 9.1143 | 0 | 2014-05-30 23:00 | 6635 | 6.635
|  | 2014-05-31 05:55:01 | 25.3493 | 0.1665 | 0.666 | 7.6917 | 7.6917 | 0.056833 | 0.056833 | 0.3935 | 0.3935 | 0.2232 | 0.2232 | 7.2117 | 7.2117 | -9.1065 | -4.5532 | 4.5243 | 0 | 0 |  |  | 0.67266 |  | 0.026273 | 2.6273 | 9.0486 | 0 | 2014-05-30 23:30 | 7211.6667 | 7.2117
|  | 2014-05-31 06:25:04 | 27.0515 | 0.16017 | 0.64067 | 7.6883 | 7.6883 | 0.061 | 0.061 | 0.66467 | 0.66467 | 0.9216 | 0.9216 | 8.1292 | 8.1292 | -8.9461 | -4.473 | 4.5532 | 0 | 0 |  |  | 0.69833 |  | 0.023683 | 2.3683 | 9.1065 | 0 | 2014-05-31 | 8129.1667 | 8.1292
|  | 2014-05-31 06:55:02 | 28.8002 | 0.13583 | 0.54333 | 7.689 | 7.689 | 0.065 | 0.065 | 0.678 | 0.678 | 0.9216 | 0.9216 | 8.6258 | 8.6258 | -10.2774 | -5.1387 | 4.473 | 0 | 0 |  |  | 0.49443 |  | 0.018866 | 1.8866 | 8.9461 | 0 | 2014-05-31 00:30 | 8625.8333 | 8.6258
|  | 2014-05-31 07:25:02 | 30.53 | 0.128 | 0.512 | 7.6878 | 7.6878 | 0.0755 | 0.0755 | 0.68467 | 0.68467 | 1.6224 | 1.6224 | 9.1558 | 9.1558 | -10.7918 | -5.3959 | 5.1387 | 0 | 0 |  |  | 0.55296 |  | 0.01677 | 1.677 | 10.2774 | 0 | 2014-05-31 01:00 | 9155.8333 | 9.1558
|  | 2014-05-31 07:55:03 | 31.8468 | 0.11717 | 0.46867 | 7.6868 | 7.6868 | 0.1785 | 0.1785 | 0.68717 | 0.68717 | 1.6224 | 1.6224 | 9.6102 | 9.6102 | -11.5931 | -5.7965 | 5.3959 | 0 | 0 |  |  | 0.50147 |  | 0.014716 | 1.4716 | 10.7918 | 0 | 2014-05-31 01:30 | 9610.1667 | 9.6102
|  | 2014-05-31 08:25:02 | 32.651 | 0.068167 | 0.27267 | 7.6892 | 7.6892 | 0.24583 | 0.24583 | 0.686 | 0.686 | 2.474 | 2.474 | 9.9455 | 9.9455 | -11.3378 | -5.6689 | 5.7965 | 0 | 0 |  |  | 0.26176 |  | 0.0083509 | 0.83509 | 11.5931 | 0 | 2014-05-31 02:00 | 9945.5 | 9.9455
|  | 2014-05-31 08:55:02 | 32.9383 | 0.0535 | 0.214 | 7.6988 | 7.6988 | 0.52633 | 0.52633 | 0.73067 | 0.73067 | 2.474 | 2.474 | 9.9088 | 9.9088 | -11.3857 | -5.6928 | 5.6689 | 0 | 0 |  |  | 0.20116 |  | 0.006497 | 0.6497 | 11.3378 | 0 | 2014-05-31 02:30 | 9908.8333 | 9.9088
|  | 2014-05-31 09:25:04 | 33.0945 | 0.053833 | 0.21533 | 7.7828 | 7.7828 | 0.56883 | 0.56883 | 0.873 | 0.873 | 3.1744 | 3.1744 | 9.9338 | 9.9338 | -10.5463 | -5.2731 | 5.6928 | 0 | 0 |  |  | 0.19595 |  | 0.0065066 | 0.65066 | 11.3857 | 0 | 2014-05-31 03:00 | 9933.8333 | 9.9338
|  | 2014-05-31 09:55:02 | 33.016 | 0.071 | 0.284 | 7.7857 | 7.7857 | 0.56883 | 0.56883 | 0.94383 | 0.94383 | 3.1744 | 3.1744 | 9.8568 | 9.8568 | -10.4024 | -5.2012 | 5.2731 | 0 | 0 |  |  | 0.25844 |  | 0.0086019 | 0.86019 | 10.5463 | 0 | 2014-05-31 03:30 | 9856.8333 | 9.8568
|  | 2014-05-31 10:25:03 | 32.8883 | 0.090833 | 0.36333 | 7.7323 | 7.7323 | 0.29183 | 0.29183 | 1.014 | 1.014 | 4.7208 | 4.7208 | 9.8078 | 9.8078 | -8.9582 | -4.4791 | 5.2012 | 0 | 0 |  |  | 0.37423 |  | 0.011047 | 1.1047 | 10.4024 | 0 | 2014-05-31 04:00 | 9807.8333 | 9.8078
|  | 2014-05-31 10:55:02 | 32.8817 | 0.1095 | 0.438 | 7.6857 | 7.6857 | 0.259 | 0.259 | 1.0275 | 1.0275 | 4.7208 | 4.7208 | 9.7863 | 9.7863 | -8.9644 | -4.4822 | 4.4791 | 0 | 0 |  |  | 0.438 |  | 0.01332 | 1.332 | 8.9582 | 0 | 2014-05-31 04:30 | 9786.3333 | 9.7863
|  | 2014-05-31 11:25:04 | 32.7033 | 0.10583 | 0.42333 | 7.7642 | 7.7642 | 0.259 | 0.259 | 1.0647 | 1.0647 | 5.3008 | 5.3008 | 9.7595 | 9.7595 | -8.1319 | -4.0659 | 4.4822 | 0 | 0 |  |  | 0.44873 |  | 0.012945 | 1.2945 | 8.9644 | 0 | 2014-05-31 05:00 | 9759.5 | 9.7595
|  | 2014-05-31 11:55:02 | 32.2943 | 0.11283 | 0.45133 | 7.7798 | 7.7798 | 0.22 | 0.22 | 1.0735 | 1.0735 | 5.3008 | 5.3008 | 9.4843 | 9.4843 | -7.9845 | -3.9923 | 4.0659 | 0 | 0 |  |  | 0.45585 |  | 0.013976 | 1.3976 | 8.1319 | 0 | 2014-05-31 05:30 | 9484.3333 | 9.4843
|  | 2014-05-31 12:25:04 | 31.8163 | 0.1385 | 0.554 | 7.786 | 7.786 | 0.1795 | 0.1795 | 1.0755 | 1.0755 | 5.6136 | 5.6136 | 9.279 | 9.279 | -7.3287 | -3.6644 | 3.9923 | 0 | 0 |  |  | 0.50968 |  | 0.017412 | 1.7412 | 7.9845 | 0 | 2014-05-31 06:00 | 9279 | 9.279
|  | 2014-05-31 12:55:02 | 31.1567 | 0.16217 | 0.64867 | 7.8603 | 7.8603 | 0.171 | 0.171 | 1.0735 | 1.0735 | 5.6136 | 5.6136 | 9.1288 | 9.1288 | -6.6607 | -3.3304 | 3.6644 | 0 | 0 |  |  | 0.62921 |  | 0.02082 | 2.082 | 7.3287 | 0 | 2014-05-31 06:30 | 9128.8333 | 9.1288
|  | 2014-05-31 13:25:02 | 30.8812 | 0.17183 | 0.68733 | 7.8633 | 7.8633 | 0.171 | 0.171 | 1.0705 | 1.0705 | 5.868 | 5.868 | 8.9752 | 8.9752 | -6.2458 | -3.1229 | 3.3304 | 0 | 0 |  |  | 0.68046 |  | 0.022257 | 2.2257 | 6.6607 | 0 | 2014-05-31 07:00 | 8975.1667 | 8.9752
|  | 2014-05-31 13:55:01 | 30.7357 | 0.18917 | 0.75667 | 7.8648 | 7.8648 | 0.171 | 0.171 | 1.0605 | 1.0605 | 5.868 | 5.868 | 8.6338 | 8.6338 | -6.3808 | -3.1904 | 3.1229 | 0 | 0 |  |  | 0.71883 |  | 0.024619 | 2.4619 | 6.2458 | 0 | 2014-05-31 07:30 | 8633.8333 | 8.6338
|  | 2014-05-31 14:25:03 | 30.5427 | 0.21033 | 0.84133 | 7.8463 | 7.8463 | 0.171 | 0.171 | 1.0542 | 1.0542 | 6.0948 | 6.0948 | 8.7063 | 8.7063 | -5.8287 | -2.9143 | 3.1904 | 0 | 0 |  |  | 0.90023 |  | 0.027546 | 2.7546 | 6.3808 | 0 | 2014-05-31 08:00 | 8706.3333 | 8.7063
|  | 2014-05-31 14:55:01 | 30.6417 | 0.21867 | 0.87467 | 7.8483 | 7.8483 | 0.171 | 0.171 | 1.0275 | 1.0275 | 6.0948 | 6.0948 | 8.98 | 8.98 | -5.6454 | -2.8227 | 2.9143 | 0 | 0 |  |  | 0.89216 |  | 0.028545 | 2.8545 | 5.8287 | 0 | 2014-05-31 08:30 | 8980 | 8.98
|  | 2014-05-31 15:25:02 | 31.143 | 0.217 | 0.868 | 7.8448 | 7.8448 | 0.18033 | 0.18033 | 1.0525 | 1.0525 | 5.4212 | 5.4212 | 9.0777 | 9.0777 | -6.6985 | -3.3492 | 2.8227 | 0 | 0 |  |  | 0.88536 |  | 0.027871 | 2.7871 | 5.6454 | 0 | 2014-05-31 09:00 | 9077.6667 | 9.0777
|  | 2014-05-31 15:55:02 | 31.9405 | 0.2225 | 0.89 | 7.844 | 7.844 | 0.20467 | 0.20467 | 1.0522 | 1.0522 | 5.4212 | 5.4212 | 9.4332 | 9.4332 | -7.0953 | -3.5477 | 3.3492 | 0 | 0 |  |  | 0.9256 |  | 0.027864 | 2.7864 | 6.6985 | 0 | 2014-05-31 09:30 | 9433.1667 | 9.4332
|  | 2014-05-31 16:25:03 | 32.5728 | 0.24283 | 0.97133 | 7.8487 | 7.8487 | 0.39517 | 0.39517 | 1.0537 | 1.0537 | 4.2168 | 4.2168 | 9.9478 | 9.9478 | -8.1394 | -4.0697 | 3.5477 | 0 | 0 |  |  | 1.0393 |  | 0.02982 | 2.982 | 7.0953 | 0 | 2014-05-31 10:00 | 9947.8333 | 9.9478
|  | 2014-05-31 16:55:03 | 32.8218 | 0.25933 | 1.0373 | 7.8483 | 7.8483 | 0.57917 | 0.57917 | 1.0512 | 1.0512 | 4.2168 | 4.2168 | 9.9865 | 9.9865 | -8.1025 | -4.0513 | 4.0697 | 0 | 0 |  |  | 1.0477 |  | 0.031605 | 3.1605 | 8.1394 | 0 | 2014-05-31 10:30 | 9986.5 | 9.9865
|  | 2014-05-31 17:25:02 | 32.6223 | 0.24567 | 0.98267 | 7.8522 | 7.8522 | 0.49033 | 0.49033 | 1.0497 | 1.0497 | 2.9984 | 2.9984 | 9.708 | 9.708 | -9.5411 | -4.7706 | 4.0513 | 0 | 0 |  |  | 1.0711 |  | 0.030123 | 3.0123 | 8.1025 | 0 | 2014-05-31 11:00 | 9708 | 9.708
|  | 2014-05-31 17:55:02 | 32.3825 | 0.25583 | 1.0233 | 7.8478 | 7.8478 | 0.484 | 0.484 | 1.0515 | 1.0515 | 2.9984 | 2.9984 | 9.2618 | 9.2618 | -9.7156 | -4.8578 | 4.7706 | 0 | 0 |  |  | 1.1257 |  | 0.031601 | 3.1601 | 9.5411 | 0 | 2014-05-31 11:30 | 9261.8333 | 9.2618
|  | 2014-05-31 18:25:03 | 31.736 | 0.2755 | 1.102 | 7.852 | 7.852 | 0.3775 | 0.3775 | 1.0552 | 1.0552 | 1.9292 | 1.9292 | 8.8318 | 8.8318 | -10.5883 | -5.2942 | 4.8578 | 0 | 0 |  |  | 1.1902 |  | 0.034724 | 3.4724 | 9.7156 | 0 | 2014-05-31 12:00 | 8831.8333 | 8.8318
|  | 2014-05-31 18:55:02 | 31.2068 | 0.24667 | 0.98667 | 7.85 | 7.85 | 0.22783 | 0.22783 | 1.0538 | 1.0538 | 1.9292 | 1.9292 | 8.365 | 8.365 | -10.7943 | -5.3972 | 5.2942 | 0 | 0 |  |  | 0.92747 |  | 0.031617 | 3.1617 | 10.5883 | 0 | 2014-05-31 12:30 | 8365 | 8.365
|  | 2014-05-31 19:25:02 | 30.8098 | 0.2405 | 0.962 | 7.8473 | 7.8473 | 0.21133 | 0.21133 | 1.0518 | 1.0518 | 0.5992 | 0.5992 | 7.8478 | 7.8478 | -12.2903 | -6.1452 | 5.3972 | 0 | 0 |  |  | 0.8658 |  | 0.031224 | 3.1224 | 10.7943 | 0 | 2014-05-31 13:00 | 7847.8333 | 7.8478
|  | 2014-05-31 19:55:02 | 30.757 | 0.255 | 1.02 | 7.845 | 7.845 | 0.205 | 0.205 | 1.052 | 1.052 | 0.5992 | 0.5992 | 7.786 | 7.786 | -12.2498 | -6.1249 | 6.1452 | 0 | 0 |  |  | 0.9996 |  | 0.033163 | 3.3163 | 12.2903 | 0 | 2014-05-31 13:30 | 7786 | 7.786
|  | 2014-05-31 20:25:01 | 30.757 | 0.255 | 1.02 | 7.845 | 7.845 | 0.205 | 0.205 | 1.052 | 1.052 | 0.1184 | 0.1184 | 7.786 | 7.786 | -12.7306 | -6.3653 | 6.1249 | 0 | 0 |  |  | 1.0506 |  | 0.033163 | 3.3163 | 12.2498 | 0 | 2014-05-31 14:00 | 7786 | 7.786
|  | 2014-05-31 20:55:01 | 30.757 | 0.255 | 1.02 | 7.845 | 7.845 | 0.205 | 0.205 | 1.052 | 1.052 | 0.1184 | 0.1184 | 7.786 | 7.786 | -12.7306 | -6.3653 | 6.3653 | 0 | 0 |  |  | 0.9894 |  | 0.033163 | 3.3163 | 12.7306 | 0 | 2014-05-31 14:30 | 7786 | 7.786
|  | 2014-05-31 21:25:01 | 30.757 | 0.255 | 1.02 | 7.845 | 7.845 | 0.205 | 0.205 | 1.052 | 1.052 | 0.08 | 0.08 | 7.786 | 7.786 | -12.769 | -6.3845 | 6.3653 | 0 | 0 |  |  | 0.9792 |  | 0.033163 | 3.3163 | 12.7306 | 0 | 2014-05-31 15:00 | 7786 | 7.786
|  | 2014-05-31 21:55:01 | 30.757 | 0.255 | 1.02 | 7.845 | 7.845 | 0.205 | 0.205 | 1.052 | 1.052 | 0.08 | 0.08 | 7.786 | 7.786 | -12.769 | -6.3845 | 6.3845 | 0 | 0 |  |  | 1.1118 |  | 0.033163 | 3.3163 | 12.769 | 0 | 2014-05-31 15:30 | 7786 | 7.786
|  | 2014-05-31 22:25:01 | 28.6327 | 0.21417 | 0.85667 | 7.8752 | 7.8752 | 0.10283 | 0.10283 | 0.89617 | 0.89617 | 0 | 0 | 7.4607 | 7.4607 | -11.4412 | -5.7206 | 6.3845 | 0 | 0 |  |  | 0.85667 |  | 0.029919 | 2.9919 | 12.769 | 0 | 2014-05-31 16:00 | 7460.6667 | 7.4607
|  | 2014-05-31 22:55:02 | 25.3943 | 0.18117 | 0.72467 | 7.881 | 7.881 | 0.057333 | 0.057333 | 0.67067 | 0.67067 | 0 | 0 | 6.9158 | 6.9158 | -9.1448 | -4.5724 | 5.7206 | 0 | 0 |  |  | 0.78264 |  | 0.028537 | 2.8537 | 11.4412 | 0 | 2014-05-31 16:30 | 6915.8333 | 6.9158
|  | 2014-05-31 23:25:01 | 24.1815 | 0.165 | 0.66 | 7.8787 | 7.8787 | 0.05 | 0.05 | 0.65783 | 0.65783 | 0 | 0 | 6.559 | 6.559 | -8.376 | -4.188 | 4.5724 | 0 | 0 |  |  | 0.627 |  | 0.027294 | 2.7294 | 9.1448 | 0 | 2014-05-31 17:00 | 6559 | 6.559
|  | 2014-05-31 23:55:01 | 23.8345 | 0.1625 | 0.65 | 7.8857 | 7.8857 | 0.05 | 0.05 | 0.65883 | 0.65883 | 0 | 0 | 6.4823 | 6.4823 | -8.1077 | -4.0538 | 4.188 | 0 | 0 |  |  | 0.702 |  | 0.027271 | 2.7271 | 8.376 | 0 | 2014-05-31 17:30 | 6482.3333 | 6.4823
|  | 2014-06-01 00:25:04 | 24.3277 | 0.1705 | 0.682 | 7.8802 | 7.8802 | 0.05 | 0.05 | 0.66233 | 0.66233 | 0 | 0 | 6.7288 | 6.7288 | -8.3243 | -4.1622 | 4.0538 | 0 | 0 |  |  | 0.67518 |  | 0.028034 | 2.8034 | 8.1077 | 0 | 2014-05-31 18:00 | 6728.8333 | 6.7288
|  | 2014-06-01 00:55:01 | 23.9745 | 0.1515 | 0.606 | 7.8742 | 7.8742 | 0.05 | 0.05 | 0.65683 | 0.65683 | 0 | 0 | 6.6695 | 6.6695 | -8.118 | -4.059 | 4.1622 | 0 | 0 |  |  | 0.64236 |  | 0.025277 | 2.5277 | 8.3243 | 0 | 2014-05-31 18:30 | 6669.5 | 6.6695
|  | 2014-06-01 01:25:02 | 23.5588 | 0.17083 | 0.68333 | 7.8845 | 7.8845 | 0.05 | 0.05 | 0.66633 | 0.66633 | 0 | 0 | 6.4938 | 6.4938 | -7.7808 | -3.8904 | 4.059 | 0 | 0 |  |  | 0.66967 |  | 0.029005 | 2.9005 | 8.118 | 0 | 2014-05-31 19:00 | 6493.8333 | 6.4938
|  | 2014-06-01 01:55:04 | 23.4418 | 0.20783 | 0.83133 | 7.8895 | 7.8895 | 0.05 | 0.05 | 0.6785 | 0.6785 | 0 | 0 | 6.47 | 6.47 | -7.5225 | -3.7613 | 3.8904 | 0 | 0 |  |  | 0.85627 |  | 0.035464 | 3.5464 | 7.7808 | 0 | 2014-05-31 19:30 | 6470 | 6.47
|  | 2014-06-01 02:25:03 | 23.3067 | 0.216 | 0.864 | 7.8895 | 7.8895 | 0.05 | 0.05 | 0.67383 | 0.67383 | 0 | 0 | 6.4545 | 6.4545 | -7.3748 | -3.6874 | 3.7613 | 0 | 0 |  |  | 0.80352 |  | 0.037071 | 3.7071 | 7.5225 | 0 | 2014-05-31 20:00 | 6454.5 | 6.4545
|  | 2014-06-01 02:55:02 | 23.283 | 0.22983 | 0.91933 | 7.8935 | 7.8935 | 0.05 | 0.05 | 0.67517 | 0.67517 | 0 | 0 | 6.4165 | 6.4165 | -7.3285 | -3.6643 | 3.6874 | 0 | 0 |  |  | 0.92853 |  | 0.039485 | 3.9485 | 7.3748 | 0 | 2014-05-31 20:30 | 6416.5 | 6.4165
|  | 2014-06-01 03:25:02 | 22.5703 | 0.2455 | 0.982 | 7.8945 | 7.8945 | 0.05 | 0.05 | 0.67233 | 0.67233 | 0 | 0 | 5.8815 | 5.8815 | -7.09 | -3.545 | 3.6643 | 0 | 0 |  |  | 1.0213 |  | 0.043508 | 4.3508 | 7.3285 | 0 | 2014-05-31 21:00 | 5881.5 | 5.8815
|  | 2014-06-01 03:55:03 | 22.21 | 0.25133 | 1.0053 | 7.8957 | 7.8957 | 0.05 | 0.05 | 0.68217 | 0.68217 | 0 | 0 | 5.6587 | 5.6587 | -6.9182 | -3.4591 | 3.545 | 0 | 0 |  |  | 1.0556 |  | 0.045265 | 4.5265 | 7.09 | 0 | 2014-05-31 21:30 | 5658.6667 | 5.6587
|  | 2014-06-01 04:25:04 | 21.955 | 0.2555 | 1.022 | 7.8962 | 7.8962 | 0.050667 | 0.050667 | 0.67933 | 0.67933 | 0 | 0 | 5.491 | 5.491 | -6.8158 | -3.4079 | 3.4591 | 0 | 0 |  |  | 0.98112 |  | 0.04655 | 4.655 | 6.9182 | 0 | 2014-05-31 22:00 | 5491 | 5.491
|  | 2014-06-01 04:55:02 | 22.4382 | 0.265 | 1.06 | 7.8955 | 7.8955 | 0.057333 | 0.057333 | 0.68417 | 0.68417 | 0 | 0 | 5.8292 | 5.8292 | -6.912 | -3.456 | 3.4079 | 0 | 0 |  |  | 0.9752 |  | 0.047241 | 4.7241 | 6.8158 | 0 | 2014-05-31 22:30 | 5829.1667 | 5.8292
|  | 2014-06-01 05:25:03 | 22.7703 | 0.26517 | 1.0607 | 7.8983 | 7.8983 | 0.063 | 0.063 | 0.76833 | 0.76833 | 0.214 | 0.214 | 5.9747 | 5.9747 | -6.7913 | -3.3957 | 3.456 | 0 | 0 |  |  | 0.99703 |  | 0.046581 | 4.6581 | 6.912 | 0 | 2014-05-31 23:00 | 5974.6667 | 5.9747
|  | 2014-06-01 05:55:03 | 23.592 | 0.24967 | 0.99867 | 7.8942 | 7.8942 | 0.073333 | 0.073333 | 1.0385 | 1.0385 | 0.214 | 0.214 | 6.2477 | 6.2477 | -7.1257 | -3.5628 | 3.3957 | 0 | 0 |  |  | 1.0985 |  | 0.042331 | 4.2331 | 6.7913 | 0 | 2014-05-31 23:30 | 6247.6667 | 6.2477
|  | 2014-06-01 06:25:03 | 23.5615 | 0.272 | 1.088 | 7.8897 | 7.8897 | 0.081 | 0.081 | 1.1003 | 1.1003 | 0.914 | 0.914 | 6.1188 | 6.1188 | -6.3697 | -3.1848 | 3.5628 | 0 | 0 |  |  | 0.9792 |  | 0.046177 | 4.6177 | 7.1257 | 0 | 2014-06-01 | 6118.8333 | 6.1188
|  | 2014-06-01 06:55:02 | 24.7427 | 0.27933 | 1.1173 | 7.8857 | 7.8857 | 0.096 | 0.096 | 1.0745 | 1.0745 | 0.914 | 0.914 | 6.487 | 6.487 | -7.1682 | -3.5841 | 3.1848 | 0 | 0 |  |  | 1.1732 |  | 0.045158 | 4.5158 | 6.3697 | 0 | 2014-06-01 00:30 | 6487 | 6.487
|  | 2014-06-01 07:25:03 | 26.0977 | 0.34033 | 1.3613 | 7.887 | 7.887 | 0.11617 | 0.11617 | 1.0938 | 1.0938 | 1.6388 | 1.6388 | 6.8263 | 6.8263 | -7.1742 | -3.5871 | 3.5841 | 0 | 0 |  |  | 1.2797 |  | 0.052163 | 5.2163 | 7.1682 | 0 | 2014-06-01 01:00 | 6826.3333 | 6.8263
|  | 2014-06-01 07:55:02 | 27.3582 | 0.4065 | 1.626 | 7.8947 | 7.8947 | 0.2205 | 0.2205 | 1.0763 | 1.0763 | 1.6388 | 1.6388 | 6.8078 | 6.8078 | -8.094 | -4.047 | 3.5871 | 0 | 0 |  |  | 1.7561 |  | 0.059434 | 5.9434 | 7.1742 | 0 | 2014-06-01 01:30 | 6807.8333 | 6.8078
|  | 2014-06-01 08:25:02 | 28.5833 | 0.47583 | 1.9033 | 7.9007 | 7.9007 | 0.29417 | 0.29417 | 0.9995 | 0.9995 | 2.534 | 2.534 | 7.158 | 7.158 | -7.7937 | -3.8968 | 4.047 | 0 | 0 |  |  | 2.0366 |  | 0.066589 | 6.6589 | 8.094 | 0 | 2014-06-01 02:00 | 7158 | 7.158
|  | 2014-06-01 08:55:03 | 29.4708 | 0.54483 | 2.1793 | 7.9032 | 7.9032 | 0.2915 | 0.2915 | 0.99983 | 0.99983 | 2.534 | 2.534 | 7.611 | 7.611 | -7.952 | -3.976 | 3.8968 | 0 | 0 |  |  | 2.0922 |  | 0.073949 | 7.3949 | 7.7937 | 0 | 2014-06-01 02:30 | 7611 | 7.611
|  | 2014-06-01 09:25:02 | 30.1637 | 0.6025 | 2.41 | 7.9037 | 7.9037 | 0.29167 | 0.29167 | 1.025 | 1.025 | 3.3104 | 3.3104 | 7.9593 | 7.9593 | -7.2636 | -3.6318 | 3.976 | 0 | 0 |  |  | 2.169 |  | 0.079897 | 7.9897 | 7.952 | 0 | 2014-06-01 03:00 | 7959.3333 | 7.9593
|  | 2014-06-01 09:55:02 | 30.511 | 0.67883 | 2.7153 | 7.9078 | 7.9078 | 0.29167 | 0.29167 | 1.0748 | 1.0748 | 3.3104 | 3.3104 | 8.0325 | 8.0325 | -7.1784 | -3.5892 | 3.6318 | 0 | 0 |  |  | 2.6339 |  | 0.088995 | 8.8995 | 7.2636 | 0 | 2014-06-01 03:30 | 8032.5 | 8.0325
|  | 2014-06-01 10:25:02 | 30.705 | 0.71883 | 2.8753 | 7.909 | 7.909 | 0.2825 | 0.2825 | 1.0927 | 1.0927 | 4.8552 | 4.8552 | 7.98 | 7.98 | -5.7103 | -2.8552 | 3.5892 | 0 | 0 |  |  | 2.9041 |  | 0.093644 | 9.3644 | 7.1784 | 0 | 2014-06-01 04:00 | 7980 | 7.98
|  | 2014-06-01 10:55:02 | 30.9515 | 0.804 | 3.216 | 7.9127 | 7.9127 | 0.282 | 0.282 | 1.0998 | 1.0998 | 4.8552 | 4.8552 | 7.8408 | 7.8408 | -5.745 | -2.8725 | 2.8552 | 0 | 0 |  |  | 3.2482 |  | 0.1039 | 10.3904 | 5.7103 | 0 | 2014-06-01 04:30 | 7840.8333 | 7.8408
|  | 2014-06-01 11:25:03 | 30.9322 | 0.8 | 3.2 | 7.9143 | 7.9143 | 0.28217 | 0.28217 | 1.0743 | 1.0743 | 5.4348 | 5.4348 | 7.8335 | 7.8335 | -5.193 | -2.5965 | 2.8725 | 0 | 0 |  |  | 2.976 |  | 0.10345 | 10.3452 | 5.745 | 0 | 2014-06-01 05:00 | 7833.5 | 7.8335
|  | 2014-06-01 11:55:01 | 30.6357 | 0.78767 | 3.1507 | 7.9165 | 7.9165 | 0.22967 | 0.22967 | 1.0957 | 1.0957 | 5.4348 | 5.4348 | 7.7122 | 7.7122 | -5.0962 | -2.5481 | 2.5965 | 0 | 0 |  |  | 3.0877 |  | 0.10284 | 10.2843 | 5.193 | 0 | 2014-06-01 05:30 | 7712.1667 | 7.7122
|  | 2014-06-01 12:25:01 | 30.2883 | 0.77317 | 3.0927 | 7.9168 | 7.9168 | 0.1905 | 0.1905 | 1.0818 | 1.0818 | 5.942 | 5.942 | 7.4775 | 7.4775 | -4.587 | -2.2935 | 2.5481 | 0 | 0 |  |  | 2.7834 |  | 0.10211 | 10.2108 | 5.0962 | 0 | 2014-06-01 06:00 | 7477.5 | 7.4775
|  | 2014-06-01 12:55:02 | 29.8793 | 0.756 | 3.024 | 7.9178 | 7.9178 | 0.18067 | 0.18067 | 1.0788 | 1.0788 | 5.942 | 5.942 | 7.2778 | 7.2778 | -4.4582 | -2.2291 | 2.2935 | 0 | 0 |  |  | 3.145 |  | 0.10121 | 10.1207 | 4.587 | 0 | 2014-06-01 06:30 | 7277.8333 | 7.2778
|  | 2014-06-01 13:25:02 | 29.651 | 0.71117 | 2.8447 | 7.9218 | 7.9218 | 0.166 | 0.166 | 1.0987 | 1.0987 | 6.6428 | 6.6428 | 6.9955 | 6.9955 | -3.9815 | -1.9908 | 2.2291 | 0 | 0 |  |  | 2.9016 |  | 0.095938 | 9.5938 | 4.4582 | 0 | 2014-06-01 07:00 | 6995.5 | 6.9955
|  | 2014-06-01 13:55:01 | 29.5823 | 0.71183 | 2.8473 | 7.9202 | 7.9202 | 0.158 | 0.158 | 1.0992 | 1.0992 | 6.6428 | 6.6428 | 7.0875 | 7.0875 | -3.8274 | -1.9137 | 1.9908 | 0 | 0 |  |  | 3.0466 |  | 0.096251 | 9.6251 | 3.9815 | 0 | 2014-06-01 07:30 | 7087.5 | 7.0875
|  | 2014-06-01 14:25:02 | 29.6197 | 0.69833 | 2.7933 | 7.9202 | 7.9202 | 0.158 | 0.158 | 1.0687 | 1.0687 | 6.6972 | 6.6972 | 7.114 | 7.114 | -3.8683 | -1.9341 | 1.9137 | 0 | 0 |  |  | 2.6257 |  | 0.094307 | 9.4307 | 3.8274 | 0 | 2014-06-01 08:00 | 7114 | 7.114
|  | 2014-06-01 14:55:03 | 29.9295 | 0.74 | 2.96 | 7.924 | 7.924 | 0.16783 | 0.16783 | 1.0943 | 1.0943 | 6.6972 | 6.6972 | 7.2435 | 7.2435 | -3.8426 | -1.9213 | 1.9341 | 0 | 0 |  |  | 3.2264 |  | 0.098899 | 9.8899 | 3.8683 | 0 | 2014-06-01 08:30 | 7243.5 | 7.2435
|  | 2014-06-01 15:25:03 | 30.5235 | 0.74867 | 2.9947 | 7.9272 | 7.9272 | 0.174 | 0.174 | 1.1005 | 1.1005 | 5.3208 | 5.3208 | 7.6388 | 7.6388 | -5.3675 | -2.6838 | 1.9213 | 0 | 0 |  |  | 2.8749 |  | 0.09811 | 9.811 | 3.8426 | 0 | 2014-06-01 09:00 | 7638.8333 | 7.6388
|  | 2014-06-01 15:55:02 | 31.2827 | 0.7645 | 3.058 | 7.9377 | 7.9377 | 0.308 | 0.308 | 1.0842 | 1.0842 | 5.3208 | 5.3208 | 7.9813 | 7.9813 | -5.5927 | -2.7964 | 2.6838 | 0 | 0 |  |  | 3.3026 |  | 0.097754 | 9.7754 | 5.3675 | 0 | 2014-06-01 09:30 | 7981.3333 | 7.9813
|  | 2014-06-01 16:25:03 | 31.7527 | 0.83783 | 3.3513 | 7.9413 | 7.9413 | 0.47133 | 0.47133 | 1.0492 | 1.0492 | 4.7936 | 4.7936 | 8.0398 | 8.0398 | -6.1061 | -3.053 | 2.7964 | 0 | 0 |  |  | 3.4854 |  | 0.10554 | 10.5545 | 5.5927 | 0 | 2014-06-01 10:00 | 8039.8333 | 8.0398
|  | 2014-06-01 16:55:02 | 31.9805 | 0.95283 | 3.8113 | 7.9473 | 7.9473 | 0.472 | 0.472 | 1.0223 | 1.0223 | 4.7936 | 4.7936 | 8.0227 | 8.0227 | -5.9112 | -2.9556 | 3.053 | 0 | 0 |  |  | 4.04 |  | 0.11918 | 11.9177 | 6.1061 | 0 | 2014-06-01 10:30 | 8022.6667 | 8.0227
|  | 2014-06-01 17:25:02 | 31.9258 | 1.0072 | 4.0287 | 7.9525 | 7.9525 | 0.46917 | 0.46917 | 1.0443 | 1.0443 | 3.5944 | 3.5944 | 8.0063 | 8.0063 | -6.8304 | -3.4152 | 2.9556 | 0 | 0 |  |  | 4.1495 |  | 0.12619 | 12.6188 | 5.9112 | 0 | 2014-06-01 11:00 | 8006.3333 | 8.0063
|  | 2014-06-01 17:55:02 | 31.9778 | 1.0223 | 4.0893 | 7.9497 | 7.9497 | 0.395 | 0.395 | 1.0973 | 1.0973 | 3.5944 | 3.5944 | 8.0187 | 8.0187 | -6.8334 | -3.4167 | 3.4152 | 0 | 0 |  |  | 3.7213 |  | 0.12788 | 12.788 | 6.8304 | 0 | 2014-06-01 11:30 | 8018.6667 | 8.0187
|  | 2014-06-01 18:25:03 | 31.8402 | 0.9395 | 3.758 | 7.9507 | 7.9507 | 0.26783 | 0.26783 | 1.0878 | 1.0878 | 2.0096 | 2.0096 | 8.0233 | 8.0233 | -8.7429 | -4.3715 | 3.4167 | 0 | 0 |  |  | 3.9083 |  | 0.11803 | 11.8027 | 6.8334 | 0 | 2014-06-01 12:00 | 8023.3333 | 8.0233
|  | 2014-06-01 18:55:02 | 31.6998 | 0.93933 | 3.7573 | 7.9443 | 7.9443 | 0.22283 | 0.22283 | 1.086 | 1.086 | 2.0096 | 2.0096 | 8.0072 | 8.0072 | -8.6726 | -4.3363 | 4.3715 | 0 | 0 |  |  | 3.9452 |  | 0.11853 | 11.8528 | 8.7429 | 0 | 2014-06-01 12:30 | 8007.1667 | 8.0072
|  | 2014-06-01 19:25:02 | 31.5927 | 0.99433 | 3.9773 | 7.9448 | 7.9448 | 0.20067 | 0.20067 | 1.0857 | 1.0857 | 0.746 | 0.746 | 7.8568 | 7.8568 | -9.7813 | -4.8907 | 4.3363 | 0 | 0 |  |  | 4.0569 |  | 0.12589 | 12.5894 | 8.6726 | 0 | 2014-06-01 13:00 | 7856.8333 | 7.8568
|  | 2014-06-01 19:55:02 | 31.461 | 0.9765 | 3.906 | 7.9468 | 7.9468 | 0.1745 | 0.1745 | 1.0895 | 1.0895 | 0.746 | 0.746 | 7.9695 | 7.9695 | -9.6287 | -4.8143 | 4.8907 | 0 | 0 |  |  | 3.7107 |  | 0.12415 | 12.4154 | 9.7813 | 0 | 2014-06-01 13:30 | 7969.5 | 7.9695
|  | 2014-06-01 20:25:03 | 31.6077 | 0.9625 | 3.85 | 7.9415 | 7.9415 | 0.15383 | 0.15383 | 1.0888 | 1.0888 | 0.1036 | 0.1036 | 8.0448 | 8.0448 | -10.4251 | -5.2125 | 4.8143 | 0 | 0 |  |  | 4.1965 |  | 0.12181 | 12.1806 | 9.6287 | 0 | 2014-06-01 14:00 | 8044.8333 | 8.0448
|  | 2014-06-01 20:55:04 | 31.402 | 0.97583 | 3.9033 | 7.9438 | 7.9438 | 0.15033 | 0.15033 | 1.0893 | 1.0893 | 0.1036 | 0.1036 | 7.9583 | 7.9583 | -10.2532 | -5.1266 | 5.2125 | 0 | 0 |  |  | 3.7472 |  | 0.1243 | 12.4302 | 10.4251 | 0 | 2014-06-01 14:30 | 7958.3333 | 7.9583
|  | 2014-06-01 21:25:02 | 30.0388 | 0.9995 | 3.998 | 7.9442 | 7.9442 | 0.1475 | 0.1475 | 1.044 | 1.044 | 0.008 | 0.008 | 7.3448 | 7.3448 | -9.5523 | -4.7762 | 5.1266 | 0 | 0 |  |  | 4.3178 |  | 0.13309 | 13.3094 | 10.2532 | 0 | 2014-06-01 15:00 | 7344.8333 | 7.3448
|  | 2014-06-01 21:55:02 | 28.0162 | 1.1005 | 4.402 | 7.9527 | 7.9527 | 0.10083 | 0.10083 | 0.95367 | 0.95367 | 0.008 | 0.008 | 6.756 | 6.756 | -7.843 | -3.9215 | 4.7762 | 0 | 0 |  |  | 4.0498 |  | 0.15712 | 15.7124 | 9.5523 | 0 | 2014-06-01 15:30 | 6756 | 6.756
|  | 2014-06-01 22:25:02 | 26.153 | 1.08 | 4.32 | 7.9555 | 7.9555 | 0.066 | 0.066 | 0.66983 | 0.66983 | 0 | 0 | 6.3798 | 6.3798 | -6.7618 | -3.3809 | 3.9215 | 0 | 0 |  |  | 4.4496 |  | 0.16518 | 16.5182 | 7.843 | 0 | 2014-06-01 16:00 | 6379.8333 | 6.3798
|  | 2014-06-01 22:55:02 | 24.6292 | 1.0773 | 4.3093 | 7.9683 | 7.9683 | 0.0595 | 0.0595 | 0.6175 | 0.6175 | 0 | 0 | 5.8222 | 5.8222 | -5.8523 | -2.9262 | 3.3809 | 0 | 0 |  |  | 4.0077 |  | 0.17497 | 17.4969 | 6.7618 | 0 | 2014-06-01 16:30 | 5822.1667 | 5.8222
|  | 2014-06-01 23:25:05 | 23.8947 | 1.0762 | 4.3047 | 7.9705 | 7.9705 | 0.051 | 0.051 | 0.63417 | 0.63417 | 0 | 0 | 5.6497 | 5.6497 | -5.2847 | -2.6423 | 2.9262 | 0 | 0 |  |  | 3.9603 |  | 0.18015 | 18.0152 | 5.8523 | 0 | 2014-06-01 17:00 | 5649.6667 | 5.6497
|  | 2014-06-01 23:55:02 | 24.2553 | 1.1087 | 4.4347 | 7.9682 | 7.9682 | 0.0505 | 0.0505 | 0.64167 | 0.64167 | 0 | 0 | 5.9307 | 5.9307 | -5.2297 | -2.6148 | 2.6423 | 0 | 0 |  |  | 4.6564 |  | 0.18283 | 18.2833 | 5.2847 | 0 | 2014-06-01 17:30 | 5930.6667 | 5.9307
|  | 2014-06-02 00:25:04 | 24.601 | 1.13 | 4.52 | 7.9682 | 7.9682 | 0.0505 | 0.0505 | 0.6585 | 0.6585 | 0 | 0 | 6.0452 | 6.0452 | -5.3587 | -2.6793 | 2.6148 | 0 | 0 |  |  | 4.068 |  | 0.18373 | 18.3732 | 5.2297 | 0 | 2014-06-01 18:00 | 6045.1667 | 6.0452
|  | 2014-06-02 00:55:02 | 24.3245 | 1.1795 | 4.718 | 7.9732 | 7.9732 | 0.050333 | 0.050333 | 0.65 | 0.65 | 0 | 0 | 5.9562 | 5.9562 | -4.9768 | -2.4884 | 2.6793 | 0 | 0 |  |  | 4.3406 |  | 0.19396 | 19.3961 | 5.3587 | 0 | 2014-06-01 18:30 | 5956.1667 | 5.9562
|  | 2014-06-02 01:25:02 | 24.2912 | 1.183 | 4.732 | 7.9768 | 7.9768 | 0.0505 | 0.0505 | 0.6795 | 0.6795 | 0 | 0 | 5.875 | 5.875 | -4.9773 | -2.4887 | 2.4884 | 0 | 0 |  |  | 4.9686 |  | 0.1948 | 19.4803 | 4.9768 | 0 | 2014-06-01 19:00 | 5875 | 5.875
|  | 2014-06-02 01:55:03 | 23.9368 | 1.1223 | 4.4893 | 7.975 | 7.975 | 0.051 | 0.051 | 0.69367 | 0.69367 | 0 | 0 | 5.5305 | 5.5305 | -5.1973 | -2.5987 | 2.4887 | 0 | 0 |  |  | 4.624 |  | 0.18755 | 18.7549 | 4.9773 | 0 | 2014-06-01 19:30 | 5530.5 | 5.5305
|  | 2014-06-02 02:25:03 | 24.1542 | 1.1417 | 4.5667 | 7.9825 | 7.9825 | 0.050833 | 0.050833 | 0.69183 | 0.69183 | 0 | 0 | 5.7695 | 5.7695 | -5.0928 | -2.5464 | 2.5987 | 0 | 0 |  |  | 4.2927 |  | 0.18906 | 18.9063 | 5.1973 | 0 | 2014-06-01 20:00 | 5769.5 | 5.7695
|  | 2014-06-02 02:55:04 | 24.1163 | 1.1303 | 4.5213 | 7.9782 | 7.9782 | 0.051 | 0.051 | 0.6975 | 0.6975 | 0 | 0 | 5.7572 | 5.7572 | -5.1112 | -2.5556 | 2.5464 | 0 | 0 |  |  | 4.1144 |  | 0.18748 | 18.748 | 5.0928 | 0 | 2014-06-01 20:30 | 5757.1667 | 5.7572
|  | 2014-06-02 03:25:03 | 23.8718 | 1.038 | 4.152 | 7.9847 | 7.9847 | 0.051 | 0.051 | 0.69133 | 0.69133 | 0 | 0 | 5.61 | 5.61 | -5.3828 | -2.6914 | 2.5556 | 0 | 0 |  |  | 4.2766 |  | 0.17393 | 17.3929 | 5.1112 | 0 | 2014-06-01 21:00 | 5610 | 5.61
|  | 2014-06-02 03:55:02 | 23.7018 | 0.968 | 3.872 | 7.9932 | 7.9932 | 0.051 | 0.051 | 0.67283 | 0.67283 | 0 | 0 | 5.6293 | 5.6293 | -5.4835 | -2.7417 | 2.6914 | 0 | 0 |  |  | 4.0269 |  | 0.16336 | 16.3363 | 5.3828 | 0 | 2014-06-01 21:30 | 5629.3333 | 5.6293
|  | 2014-06-02 04:25:02 | 24.1782 | 0.95483 | 3.8193 | 8.0052 | 8.0052 | 0.051 | 0.051 | 0.66783 | 0.66783 | 0 | 0 | 5.9943 | 5.9943 | -5.6405 | -2.8202 | 2.7417 | 0 | 0 |  |  | 3.5138 |  | 0.15797 | 15.7966 | 5.4835 | 0 | 2014-06-01 22:00 | 5994.3333 | 5.9943
|  | 2014-06-02 04:55:01 | 24.5313 | 0.93233 | 3.7293 | 8.006 | 8.006 | 0.051 | 0.051 | 0.68533 | 0.68533 | 0 | 0 | 6.2923 | 6.2923 | -5.7673 | -2.8837 | 2.8202 | 0 | 0 |  |  | 4.1023 |  | 0.15202 | 15.2023 | 5.6405 | 0 | 2014-06-01 22:30 | 6292.3333 | 6.2923
|  | 2014-06-02 05:25:02 | 27.095 | 0.87117 | 3.4847 | 8.011 | 8.011 | 0.051 | 0.051 | 0.80883 | 0.80883 | 0.202 | 0.202 | 7.3005 | 7.3005 | -7.237 | -3.6185 | 2.8837 | 0 | 0 |  |  | 3.7983 |  | 0.12861 | 12.8609 | 5.7673 | 0 | 2014-06-01 23:00 | 7300.5 | 7.3005
|  | 2014-06-02 05:55:01 | 30.2967 | 0.90517 | 3.6207 | 8.0163 | 8.0163 | 0.050167 | 0.050167 | 1.055 | 1.055 | 0.202 | 0.202 | 8.3557 | 8.3557 | -8.9968 | -4.4984 | 3.6185 | 0 | 0 |  |  | 3.331 |  | 0.11951 | 11.9507 | 7.237 | 0 | 2014-06-01 23:30 | 8355.6667 | 8.3557
|  | 2014-06-02 06:25:01 | 33.0842 | 0.962 | 3.848 | 8.0083 | 8.0083 | 0.049167 | 0.049167 | 1.0877 | 1.0877 | 0.878 | 0.878 | 9.0838 | 9.0838 | -10.1292 | -5.0646 | 4.4984 | 0 | 0 |  |  | 4.1558 |  | 0.11631 | 11.6309 | 8.9968 | 0 | 2014-06-02 | 9083.8333 | 9.0838
|  | 2014-06-02 06:55:02 | 34.9178 | 0.9295 | 3.718 | 8.0047 | 8.0047 | 0.059333 | 0.059333 | 1.0533 | 1.0533 | 0.878 | 0.878 | 8.9093 | 8.9093 | -12.2952 | -6.1476 | 5.0646 | 0 | 0 |  |  | 3.6436 |  | 0.10648 | 10.6479 | 10.1292 | 0 | 2014-06-02 00:30 | 8909.3333 | 8.9093
|  | 2014-06-02 07:25:02 | 36.0395 | 0.87917 | 3.5167 | 8.0018 | 8.0018 | 0.073333 | 0.073333 | 1.0847 | 1.0847 | 1.6308 | 1.6308 | 9.0113 | 9.0113 | -12.7209 | -6.3604 | 6.1476 | 0 | 0 |  |  | 3.8683 |  | 0.097578 | 9.7578 | 12.2952 | 0 | 2014-06-02 01:00 | 9011.3333 | 9.0113
|  | 2014-06-02 07:55:02 | 36.6118 | 0.80433 | 3.2173 | 8.0083 | 8.0083 | 0.21817 | 0.21817 | 1.0898 | 1.0898 | 1.6308 | 1.6308 | 8.9275 | 8.9275 | -13.5199 | -6.7599 | 6.3604 | 0 | 0 |  |  | 3.3782 |  | 0.087877 | 8.7877 | 12.7209 | 0 | 2014-06-02 01:30 | 8927.5 | 8.9275
|  | 2014-06-02 08:25:03 | 37.203 | 0.80233 | 3.2093 | 8.0117 | 8.0117 | 0.2925 | 0.2925 | 1.0902 | 1.0902 | 2.482 | 2.482 | 9.1588 | 9.1588 | -12.9585 | -6.4793 | 6.7599 | 0 | 0 |  |  | 3.1451 |  | 0.086265 | 8.6265 | 13.5199 | 0 | 2014-06-02 02:00 | 9158.8333 | 9.1588
|  | 2014-06-02 08:55:01 | 37.3903 | 0.7865 | 3.146 | 8.0088 | 8.0088 | 0.29233 | 0.29233 | 1.0922 | 1.0922 | 2.482 | 2.482 | 9.349 | 9.349 | -13.02 | -6.51 | 6.4793 | 0 | 0 |  |  | 2.8629 |  | 0.084139 | 8.4139 | 12.9585 | 0 | 2014-06-02 02:30 | 9349 | 9.349
|  | 2014-06-02 09:25:03 | 37.537 | 0.74333 | 2.9733 | 8.0208 | 8.0208 | 0.28517 | 0.28517 | 1.0943 | 1.0943 | 3.35 | 3.35 | 9.3343 | 9.3343 | -12.479 | -6.2395 | 6.51 | 0 | 0 |  |  | 2.7949 |  | 0.079211 | 7.9211 | 13.02 | 0 | 2014-06-02 03:00 | 9334.3333 | 9.3343
|  | 2014-06-02 09:55:02 | 37.7795 | 0.7555 | 3.022 | 8.0223 | 8.0223 | 0.2745 | 0.2745 | 1.0958 | 1.0958 | 3.35 | 3.35 | 9.4513 | 9.4513 | -12.5635 | -6.2817 | 6.2395 | 0 | 0 |  |  | 2.9313 |  | 0.07999 | 7.999 | 12.479 | 0 | 2014-06-02 03:30 | 9451.3333 | 9.4513
|  | 2014-06-02 10:25:03 | 37.8692 | 0.75833 | 3.0333 | 8.0245 | 8.0245 | 0.275 | 0.275 | 1.1015 | 1.1015 | 4.8548 | 4.8548 | 9.5073 | 9.5073 | -11.0727 | -5.5364 | 6.2817 | 0 | 0 |  |  | 2.8817 |  | 0.0801 | 8.01 | 12.5635 | 0 | 2014-06-02 04:00 | 9507.3333 | 9.5073
|  | 2014-06-02 10:55:03 | 38.086 | 0.743 | 2.972 | 8.0282 | 8.0282 | 0.27467 | 0.27467 | 1.1015 | 1.1015 | 4.8548 | 4.8548 | 9.7285 | 9.7285 | -11.1264 | -5.5632 | 5.5364 | 0 | 0 |  |  | 2.9423 |  | 0.078034 | 7.8034 | 11.0727 | 0 | 2014-06-02 04:30 | 9728.5 | 9.7285
|  | 2014-06-02 11:25:02 | 38.015 | 0.788 | 3.152 | 8.0325 | 8.0325 | 0.27567 | 0.27567 | 1.0913 | 1.0913 | 6.1368 | 6.1368 | 9.6388 | 9.6388 | -9.6879 | -4.8439 | 5.5632 | 0 | 0 |  |  | 3.3726 |  | 0.082915 | 8.2915 | 11.1264 | 0 | 2014-06-02 05:00 | 9638.8333 | 9.6388
|  | 2014-06-02 11:55:01 | 37.7193 | 0.78083 | 3.1233 | 8.0292 | 8.0292 | 0.23783 | 0.23783 | 1.0678 | 1.0678 | 6.1368 | 6.1368 | 9.6625 | 9.6625 | -9.4619 | -4.7309 | 4.8439 | 0 | 0 |  |  | 3.3732 |  | 0.082805 | 8.2805 | 9.6879 | 0 | 2014-06-02 05:30 | 9662.5 | 9.6625
|  | 2014-06-02 12:25:02 | 37.5597 | 0.85067 | 3.4027 | 8.0315 | 8.0315 | 0.19133 | 0.19133 | 1.0922 | 1.0922 | 6.504 | 6.504 | 9.8983 | 9.8983 | -8.4397 | -4.2198 | 4.7309 | 0 | 0 |  |  | 3.1305 |  | 0.090594 | 9.0594 | 9.4619 | 0 | 2014-06-02 06:00 | 9898.3333 | 9.8983
|  | 2014-06-02 12:55:02 | 37.3502 | 0.8645 | 3.458 | 8.0228 | 8.0228 | 0.191 | 0.191 | 1.0972 | 1.0972 | 6.504 | 6.504 | 9.7457 | 9.7457 | -8.3315 | -4.1657 | 4.2198 | 0 | 0 |  |  | 3.5272 |  | 0.092583 | 9.2583 | 8.4397 | 0 | 2014-06-02 06:30 | 9745.6667 | 9.7457
|  | 2014-06-02 13:25:03 | 37.311 | 0.79717 | 3.1887 | 8.0197 | 8.0197 | 0.17933 | 0.17933 | 1.1023 | 1.1023 | 6.7756 | 6.7756 | 9.6757 | 9.6757 | -8.3697 | -4.1849 | 4.1657 | 0 | 0 |  |  | 3.2206 |  | 0.085462 | 8.5462 | 8.3315 | 0 | 2014-06-02 07:00 | 9675.6667 | 9.6757
|  | 2014-06-02 13:55:02 | 37.2047 | 0.80483 | 3.2193 | 8.047 | 8.047 | 0.18 | 0.18 | 1.0985 | 1.0985 | 6.7756 | 6.7756 | 9.6625 | 9.6625 | -8.2217 | -4.1109 | 4.1849 | 0 | 0 |  |  | 3.4447 |  | 0.08653 | 8.653 | 8.3697 | 0 | 2014-06-02 07:30 | 9662.5 | 9.6625
|  | 2014-06-02 14:25:04 | 37.2957 | 0.78883 | 3.1553 | 8.1028 | 8.1028 | 0.201 | 0.201 | 1.094 | 1.094 | 6.7896 | 6.7896 | 9.8572 | 9.8572 | -8.0957 | -4.0479 | 4.1109 | 0 | 0 |  |  | 2.8398 |  | 0.084603 | 8.4603 | 8.2217 | 0 | 2014-06-02 08:00 | 9857.1667 | 9.8572
|  | 2014-06-02 14:55:01 | 37.9337 | 0.82933 | 3.3173 | 8.1067 | 8.1067 | 0.2025 | 0.2025 | 1.0923 | 1.0923 | 6.7896 | 6.7896 | 10.2227 | 10.2227 | -8.2026 | -4.1013 | 4.0479 | 0 | 0 |  |  | 3.4169 |  | 0.087451 | 8.7451 | 8.0957 | 0 | 2014-06-02 08:30 | 10222.6667 | 10.2227
|  | 2014-06-02 15:25:02 | 38.5185 | 0.883 | 3.532 | 8.1183 | 8.1183 | 0.214 | 0.214 | 1.0825 | 1.0825 | 5.128 | 5.128 | 10.2965 | 10.2965 | -10.1472 | -5.0736 | 4.1013 | 0 | 0 |  |  | 3.8146 |  | 0.091696 | 9.1696 | 8.2026 | 0 | 2014-06-02 09:00 | 10296.5 | 10.2965
|  | 2014-06-02 15:55:02 | 39.2257 | 0.89833 | 3.5933 | 8.1208 | 8.1208 | 0.25083 | 0.25083 | 1.0722 | 1.0722 | 5.128 | 5.128 | 10.1358 | 10.1358 | -10.9247 | -5.4623 | 5.0736 | 0 | 0 |  |  | 3.2699 |  | 0.091607 | 9.1607 | 10.1472 | 0 | 2014-06-02 09:30 | 10135.8333 | 10.1358
|  | 2014-06-02 16:25:02 | 39.2618 | 0.87 | 3.48 | 8.122 | 8.122 | 0.27117 | 0.27117 | 1.073 | 1.073 | 4.1488 | 4.1488 | 10.2325 | 10.2325 | -11.9344 | -5.9672 | 5.4623 | 0 | 0 |  |  | 3.3756 |  | 0.088636 | 8.8636 | 10.9247 | 0 | 2014-06-02 10:00 | 10232.5 | 10.2325
|  | 2014-06-02 16:55:05 | 38.8362 | 0.85033 | 3.4013 | 8.1238 | 8.1238 | 0.2195 | 0.2195 | 1.0727 | 1.0727 | 4.1488 | 4.1488 | 10.321 | 10.321 | -11.549 | -5.7745 | 5.9672 | 0 | 0 |  |  | 3.1292 |  | 0.087582 | 8.7582 | 11.9344 | 0 | 2014-06-02 10:30 | 10321 | 10.321
|  | 2014-06-02 17:25:01 | 38.2615 | 0.76567 | 3.0627 | 8.1198 | 8.1198 | 0.16783 | 0.16783 | 1.068 | 1.068 | 2.944 | 2.944 | 10.106 | 10.106 | -12.7932 | -6.3966 | 5.7745 | 0 | 0 |  |  | 3.2464 |  | 0.080046 | 8.0046 | 11.549 | 0 | 2014-06-02 11:00 | 10106 | 10.106
|  | 2014-06-02 17:55:02 | 37.7177 | 0.7575 | 3.03 | 8.1213 | 8.1213 | 0.1525 | 0.1525 | 1.0415 | 1.0415 | 2.944 | 2.944 | 9.8415 | 9.8415 | -12.5868 | -6.2934 | 6.3966 | 0 | 0 |  |  | 2.9997 |  | 0.080334 | 8.0334 | 12.7932 | 0 | 2014-06-02 11:30 | 9841.5 | 9.8415
|  | 2014-06-02 18:25:01 | 37.1977 | 0.72417 | 2.8967 | 8.127 | 8.127 | 0.145 | 0.145 | 1.0075 | 1.0075 | 1.7028 | 1.7028 | 9.81 | 9.81 | -13.5087 | -6.7544 | 6.2934 | 0 | 0 |  |  | 3.1863 |  | 0.077872 | 7.7872 | 12.5868 | 0 | 2014-06-02 12:00 | 9810 | 9.81
|  | 2014-06-02 18:55:01 | 36.7563 | 0.62617 | 2.5047 | 8.1238 | 8.1238 | 0.146 | 0.146 | 1.0288 | 1.0288 | 1.7028 | 1.7028 | 9.5288 | 9.5288 | -13.7214 | -6.8607 | 6.7544 | 0 | 0 |  |  | 2.7551 |  | 0.068142 | 6.8142 | 13.5087 | 0 | 2014-06-02 12:30 | 9528.8333 | 9.5288
|  | 2014-06-02 19:25:03 | 36.1312 | 0.56267 | 2.2507 | 8.1137 | 8.1137 | 0.146 | 0.146 | 1.0813 | 1.0813 | 0.6716 | 0.6716 | 9.1182 | 9.1182 | -14.7497 | -7.3749 | 6.8607 | 0 | 0 |  |  | 2.3632 |  | 0.062292 | 6.2292 | 13.7214 | 0 | 2014-06-02 13:00 | 9118.1667 | 9.1182
|  | 2014-06-02 19:55:04 | 35.6032 | 0.50817 | 2.0327 | 8.1088 | 8.1088 | 0.1465 | 0.1465 | 1.0502 | 1.0502 | 0.6716 | 0.6716 | 8.9185 | 8.9185 | -14.6749 | -7.3375 | 7.3749 | 0 | 0 |  |  | 1.9107 |  | 0.057092 | 5.7092 | 14.7497 | 0 | 2014-06-02 13:30 | 8918.5 | 8.9185
|  | 2014-06-02 20:25:03 | 35.3592 | 0.46867 | 1.8747 | 8.1025 | 8.1025 | 0.13267 | 0.13267 | 1.0633 | 1.0633 | 0.1596 | 0.1596 | 8.8752 | 8.8752 | -15.1512 | -7.5756 | 7.3375 | 0 | 0 |  |  | 1.7247 |  | 0.053018 | 5.3018 | 14.6749 | 0 | 2014-06-02 14:00 | 8875.1667 | 8.8752
|  | 2014-06-02 20:55:02 | 34.5583 | 0.46367 | 1.8547 | 8.1043 | 8.1043 | 0.12167 | 0.12167 | 1.078 | 1.078 | 0.1596 | 0.1596 | 8.683 | 8.683 | -14.5571 | -7.2785 | 7.5756 | 0 | 0 |  |  | 1.9103 |  | 0.053668 | 5.3668 | 15.1512 | 0 | 2014-06-02 14:30 | 8683 | 8.683
|  | 2014-06-02 21:25:02 | 32.838 | 0.40433 | 1.6173 | 8.1003 | 8.1003 | 0.122 | 0.122 | 1.0873 | 1.0873 | 0.04 | 0.04 | 8.4507 | 8.4507 | -13.4203 | -6.7102 | 7.2785 | 0 | 0 |  |  | 1.5526 |  | 0.049252 | 4.9252 | 14.5571 | 0 | 2014-06-02 15:00 | 8450.6667 | 8.4507
|  | 2014-06-02 21:55:03 | 30.5052 | 0.35267 | 1.4107 | 8.1025 | 8.1025 | 0.0825 | 0.0825 | 1.0665 | 1.0665 | 0.04 | 0.04 | 8.0132 | 8.0132 | -11.7898 | -5.8949 | 6.7102 | 0 | 0 |  |  | 1.2978 |  | 0.046244 | 4.6244 | 13.4203 | 0 | 2014-06-02 15:30 | 8013.1667 | 8.0132
|  | 2014-06-02 22:25:03 | 28.3257 | 0.3705 | 1.482 | 8.0968 | 8.0968 | 0.052167 | 0.052167 | 0.83567 | 0.83567 | 0 | 0 | 7.9505 | 7.9505 | -9.9085 | -4.9543 | 5.8949 | 0 | 0 |  |  | 1.5857 |  | 0.05232 | 5.232 | 11.7898 | 0 | 2014-06-02 16:00 | 7950.5 | 7.9505
|  | 2014-06-02 22:55:03 | 26.794 | 0.38517 | 1.5407 | 8.0985 | 8.0985 | 0.0505 | 0.0505 | 0.76983 | 0.76983 | 0 | 0 | 8.1522 | 8.1522 | -8.1823 | -4.0912 | 4.9543 | 0 | 0 |  |  | 1.4944 |  | 0.0575 | 5.75 | 9.9085 | 0 | 2014-06-02 16:30 | 8152.1667 | 8.1522
|  | 2014-06-02 23:25:02 | 26.2648 | 0.39817 | 1.5927 | 8.113 | 8.113 | 0.05 | 0.05 | 0.73883 | 0.73883 | 0 | 0 | 8.1208 | 8.1208 | -7.6495 | -3.8247 | 4.0912 | 0 | 0 |  |  | 1.736 |  | 0.060639 | 6.0639 | 8.1823 | 0 | 2014-06-02 17:00 | 8120.8333 | 8.1208
|  | 2014-06-02 23:55:05 | 25.9202 | 0.4375 | 1.75 | 8.1178 | 8.1178 | 0.05 | 0.05 | 0.74867 | 0.74867 | 0 | 0 | 8.0277 | 8.0277 | -7.226 | -3.613 | 3.8247 | 0 | 0 |  |  | 1.575 |  | 0.067515 | 6.7515 | 7.6495 | 0 | 2014-06-02 17:30 | 8027.6667 | 8.0277
|  | 2014-06-03 00:25:02 | 25.9272 | 0.49483 | 1.9793 | 8.1212 | 8.1212 | 0.05 | 0.05 | 0.835 | 0.835 | 0 | 0 | 8.0568 | 8.0568 | -6.8848 | -3.4424 | 3.613 | 0 | 0 |  |  | 1.9991 |  | 0.076342 | 7.6342 | 7.226 | 0 | 2014-06-02 18:00 | 8056.8333 | 8.0568
|  | 2014-06-03 00:55:02 | 25.8015 | 0.482 | 1.928 | 8.1193 | 8.1193 | 0.05 | 0.05 | 0.83133 | 0.83133 | 0 | 0 | 7.997 | 7.997 | -6.8758 | -3.4379 | 3.4424 | 0 | 0 |  |  | 1.8894 |  | 0.074724 | 7.4724 | 6.8848 | 0 | 2014-06-02 18:30 | 7997 | 7.997
|  | 2014-06-03 01:25:02 | 25.6212 | 0.436 | 1.744 | 8.1197 | 8.1197 | 0.05 | 0.05 | 0.82983 | 0.82983 | 0 | 0 | 7.9285 | 7.9285 | -6.9492 | -3.4746 | 3.4379 | 0 | 0 |  |  | 1.8486 |  | 0.068069 | 6.8069 | 6.8758 | 0 | 2014-06-02 19:00 | 7928.5 | 7.9285
|  | 2014-06-03 01:55:03 | 25.5942 | 0.4225 | 1.69 | 8.1058 | 8.1058 | 0.05 | 0.05 | 0.84433 | 0.84433 | 0 | 0 | 7.858 | 7.858 | -7.046 | -3.523 | 3.4746 | 0 | 0 |  |  | 1.7576 |  | 0.066031 | 6.6031 | 6.9492 | 0 | 2014-06-02 19:30 | 7858 | 7.858
|  | 2014-06-03 02:25:02 | 25.6508 | 0.41133 | 1.6453 | 8.1058 | 8.1058 | 0.05 | 0.05 | 0.83833 | 0.83833 | 0 | 0 | 7.857 | 7.857 | -7.1543 | -3.5772 | 3.523 | 0 | 0 |  |  | 1.5466 |  | 0.064143 | 6.4143 | 7.046 | 0 | 2014-06-02 20:00 | 7857 | 7.857
|  | 2014-06-03 02:55:02 | 25.524 | 0.41167 | 1.6467 | 8.1115 | 8.1115 | 0.05 | 0.05 | 0.83017 | 0.83017 | 0 | 0 | 7.758 | 7.758 | -7.1277 | -3.5638 | 3.5772 | 0 | 0 |  |  | 1.6631 |  | 0.064514 | 6.4514 | 7.1543 | 0 | 2014-06-02 20:30 | 7758 | 7.758
|  | 2014-06-03 03:25:04 | 25.2902 | 0.4505 | 1.802 | 8.1145 | 8.1145 | 0.05 | 0.05 | 0.7005 | 0.7005 | 0 | 0 | 7.3822 | 7.3822 | -7.241 | -3.6205 | 3.5638 | 0 | 0 |  |  | 1.82 |  | 0.071253 | 7.1253 | 7.1277 | 0 | 2014-06-02 21:00 | 7382.1667 | 7.3822
|  | 2014-06-03 03:55:03 | 24.9675 | 0.4435 | 1.774 | 8.1205 | 8.1205 | 0.05 | 0.05 | 0.833 | 0.833 | 0 | 0 | 7.5457 | 7.5457 | -6.6443 | -3.3222 | 3.6205 | 0 | 0 |  |  | 1.5966 |  | 0.071052 | 7.1052 | 7.241 | 0 | 2014-06-02 21:30 | 7545.6667 | 7.5457
|  | 2014-06-03 04:25:03 | 25.4715 | 0.49617 | 1.9847 | 8.1242 | 8.1242 | 0.049833 | 0.049833 | 0.86417 | 0.86417 | 0 | 0 | 7.7728 | 7.7728 | -6.6758 | -3.3379 | 3.3222 | 0 | 0 |  |  | 2.1037 |  | 0.077917 | 7.7917 | 6.6443 | 0 | 2014-06-02 22:00 | 7772.8333 | 7.7728
|  | 2014-06-03 04:55:03 | 26.044 | 0.50767 | 2.0307 | 8.1285 | 8.1285 | 0.049 | 0.049 | 0.78683 | 0.78683 | 0 | 0 | 7.9497 | 7.9497 | -7.0993 | -3.5497 | 3.3379 | 0 | 0 |  |  | 2.1728 |  | 0.077971 | 7.7971 | 6.6758 | 0 | 2014-06-02 22:30 | 7949.6667 | 7.9497
|  | 2014-06-03 05:25:01 | 28.3892 | 0.56 | 2.24 | 8.1282 | 8.1282 | 0.053 | 0.053 | 0.82833 | 0.82833 | 0.2408 | 0.2408 | 8.5127 | 8.5127 | -8.3862 | -4.1931 | 3.5497 | 0 | 0 |  |  | 2.0608 |  | 0.078903 | 7.8903 | 7.0993 | 0 | 2014-06-02 23:00 | 8512.6667 | 8.5127
|  | 2014-06-03 05:55:02 | 31.7443 | 0.6 | 2.4 | 8.1293 | 8.1293 | 0.084 | 0.084 | 0.91767 | 0.91767 | 0.2408 | 0.2408 | 9.0895 | 9.0895 | -10.883 | -5.4415 | 4.1931 | 0 | 0 |  |  | 2.4 |  | 0.075604 | 7.5604 | 8.3862 | 0 | 2014-06-02 23:30 | 9089.5 | 9.0895
|  | 2014-06-03 06:25:02 | 35.18 | 0.66883 | 2.6753 | 8.1258 | 8.1258 | 0.18067 | 0.18067 | 1.039 | 1.039 | 0.734 | 0.734 | 9.7225 | 9.7225 | -12.7027 | -6.3513 | 5.4415 | 0 | 0 |  |  | 2.6753 |  | 0.076047 | 7.6047 | 10.883 | 0 | 2014-06-03 | 9722.5 | 9.7225
|  | 2014-06-03 06:55:01 | 36.7518 | 0.676 | 2.704 | 8.1242 | 8.1242 | 0.26967 | 0.26967 | 1.0627 | 1.0627 | 0.734 | 0.734 | 9.9607 | 9.9607 | -13.8967 | -6.9483 | 6.3513 | 0 | 0 |  |  | 2.6499 |  | 0.073575 | 7.3575 | 12.7027 | 0 | 2014-06-03 00:30 | 9960.6667 | 9.9607
|  | 2014-06-03 07:25:03 | 37.3545 | 0.64817 | 2.5927 | 8.1293 | 8.1293 | 0.27367 | 0.27367 | 1.076 | 1.076 | 1.1864 | 1.1864 | 10.0602 | 10.0602 | -14.0363 | -7.0181 | 6.9483 | 0 | 0 |  |  | 2.5408 |  | 0.069407 | 6.9407 | 13.8967 | 0 | 2014-06-03 01:00 | 10060.1667 | 10.0602
|  | 2014-06-03 07:55:03 | 37.779 | 0.57567 | 2.3027 | 8.1245 | 8.1245 | 0.305 | 0.305 | 1.0762 | 1.0762 | 1.1864 | 1.1864 | 10.1518 | 10.1518 | -14.6324 | -7.3162 | 7.0181 | 0 | 0 |  |  | 2.0724 |  | 0.060951 | 6.0951 | 14.0363 | 0 | 2014-06-03 01:30 | 10151.8333 | 10.1518
|  | 2014-06-03 08:25:02 | 38.246 | 0.58167 | 2.3267 | 8.1262 | 8.1262 | 0.32217 | 0.32217 | 1.0583 | 1.0583 | 1.6288 | 1.6288 | 10.22 | 10.22 | -14.5639 | -7.2819 | 7.3162 | 0 | 0 |  |  | 2.3267 |  | 0.060834 | 6.0834 | 14.6324 | 0 | 2014-06-03 02:00 | 10220 | 10.22
|  | 2014-06-03 08:55:03 | 38.3197 | 0.56483 | 2.2593 | 8.119 | 8.119 | 0.324 | 0.324 | 1.0467 | 1.0467 | 1.6288 | 1.6288 | 10.118 | 10.118 | -14.8239 | -7.4119 | 7.2819 | 0 | 0 |  |  | 2.1464 |  | 0.05896 | 5.896 | 14.5639 | 0 | 2014-06-03 02:30 | 10118 | 10.118
|  | 2014-06-03 09:25:01 | 38.1978 | 0.5455 | 2.182 | 8.1208 | 8.1208 | 0.32583 | 0.32583 | 1.0448 | 1.0448 | 2.0844 | 2.0844 | 10.0787 | 10.0787 | -14.3613 | -7.1806 | 7.4119 | 0 | 0 |  |  | 2.0511 |  | 0.057124 | 5.7124 | 14.8239 | 0 | 2014-06-03 03:00 | 10078.6667 | 10.0787
|  | 2014-06-03 09:55:02 | 38.2618 | 0.52833 | 2.1133 | 8.1182 | 8.1182 | 0.2985 | 0.2985 | 1.0478 | 1.0478 | 2.0844 | 2.0844 | 10.0872 | 10.0872 | -14.5124 | -7.2562 | 7.1806 | 0 | 0 |  |  | 2.3247 |  | 0.055233 | 5.5233 | 14.3613 | 0 | 2014-06-03 03:30 | 10087.1667 | 10.0872
|  | 2014-06-03 10:25:03 | 38.5028 | 0.5685 | 2.274 | 8.1267 | 8.1267 | 0.29183 | 0.29183 | 1.0625 | 1.0625 | 3.476 | 3.476 | 10.1217 | 10.1217 | -13.1502 | -6.5751 | 7.2562 | 0 | 0 |  |  | 2.3422 |  | 0.059061 | 5.9061 | 14.5124 | 0 | 2014-06-03 04:00 | 10121.6667 | 10.1217
|  | 2014-06-03 10:55:02 | 38.6023 | 0.71267 | 2.8507 | 8.1543 | 8.1543 | 0.289 | 0.289 | 1.0917 | 1.0917 | 3.476 | 3.476 | 10.2057 | 10.2057 | -12.535 | -6.2675 | 6.5751 | 0 | 0 |  |  | 3.0502 |  | 0.073847 | 7.3847 | 13.1502 | 0 | 2014-06-03 04:30 | 10205.6667 | 10.2057
|  | 2014-06-03 11:25:01 | 38.3912 | 0.80683 | 3.2273 | 8.147 | 8.147 | 0.28267 | 0.28267 | 1.1007 | 1.1007 | 3.8212 | 3.8212 | 10.1812 | 10.1812 | -11.6311 | -5.8156 | 6.2675 | 0 | 0 |  |  | 3.1628 |  | 0.084064 | 8.4064 | 12.535 | 0 | 2014-06-03 05:00 | 10181.1667 | 10.1812
|  | 2014-06-03 11:55:04 | 37.9712 | 0.84283 | 3.3713 | 8.1562 | 8.1562 | 0.22967 | 0.22967 | 1.1058 | 1.1058 | 3.8212 | 3.8212 | 10.1303 | 10.1303 | -11.1566 | -5.5783 | 5.8156 | 0 | 0 |  |  | 3.5062 |  | 0.088787 | 8.8787 | 11.6311 | 0 | 2014-06-03 05:30 | 10130.3333 | 10.1303
|  | 2014-06-03 12:25:01 | 37.5087 | 0.903 | 3.612 | 8.1807 | 8.1807 | 0.19817 | 0.19817 | 1.1142 | 1.1142 | 3.9884 | 3.9884 | 10.0335 | 10.0335 | -10.3818 | -5.1909 | 5.5783 | 0 | 0 |  |  | 3.9371 |  | 0.096298 | 9.6298 | 11.1566 | 0 | 2014-06-03 06:00 | 10033.5 | 10.0335
|  | 2014-06-03 12:55:02 | 37.2758 | 0.86433 | 3.4573 | 8.199 | 8.199 | 0.201 | 0.201 | 1.1212 | 1.1212 | 3.9884 | 3.9884 | 9.9962 | 9.9962 | -10.3128 | -5.1564 | 5.1909 | 0 | 0 |  |  | 3.6302 |  | 0.09275 | 9.275 | 10.3818 | 0 | 2014-06-03 06:30 | 9996.1667 | 9.9962
|  | 2014-06-03 13:25:02 | 37.0643 | 0.95133 | 3.8053 | 8.1978 | 8.1978 | 0.20033 | 0.20033 | 1.1043 | 1.1043 | 3.91 | 3.91 | 9.8887 | 9.8887 | -9.9578 | -4.9789 | 5.1564 | 0 | 0 |  |  | 4.0337 |  | 0.10267 | 10.2668 | 10.3128 | 0 | 2014-06-03 07:00 | 9888.6667 | 9.8887
|  | 2014-06-03 13:55:02 | 36.8692 | 1.0118 | 4.0473 | 7.9902 | 7.9902 | 0.20917 | 0.20917 | 1.0847 | 1.0847 | 3.91 | 3.91 | 10.0073 | 10.0073 | -9.6205 | -4.8102 | 4.9789 | 0 | 0 |  |  | 3.8045 |  | 0.10978 | 10.9776 | 9.9578 | 0 | 2014-06-03 07:30 | 10007.3333 | 10.0073
|  | 2014-06-03 14:25:02 | 37.0608 | 0.7365 | 2.946 | 7.8273 | 7.8273 | 0.2185 | 0.2185 | 1.0848 | 1.0848 | 3.7416 | 3.7416 | 10.1945 | 10.1945 | -11.0481 | -5.524 | 4.8102 | 0 | 0 |  |  | 2.6809 |  | 0.079491 | 7.9491 | 9.6205 | 0 | 2014-06-03 08:00 | 10194.5 | 10.1945
|  | 2014-06-03 14:55:02 | 37.812 | 0.69167 | 2.7667 | 7.8258 | 7.8258 | 0.40633 | 0.40633 | 1.085 | 1.085 | 3.7416 | 3.7416 | 10.0005 | 10.0005 | -11.9861 | -5.993 | 5.524 | 0 | 0 |  |  | 2.7113 |  | 0.073169 | 7.3169 | 11.0481 | 0 | 2014-06-03 08:30 | 10000.5 | 10.0005
|  | 2014-06-03 15:25:02 | 38.4777 | 0.5605 | 2.242 | 7.8307 | 7.8307 | 0.48967 | 0.48967 | 1.0858 | 1.0858 | 2.2288 | 2.2288 | 10.1698 | 10.1698 | -14.4309 | -7.2154 | 5.993 | 0 | 0 |  |  | 2.3989 |  | 0.058268 | 5.8268 | 11.9861 | 0 | 2014-06-03 09:00 | 10169.8333 | 10.1698
|  | 2014-06-03 15:55:03 | 39.0107 | 0.53283 | 2.1313 | 7.8382 | 7.8382 | 0.50767 | 0.50767 | 1.0897 | 1.0897 | 2.2288 | 2.2288 | 10.3495 | 10.3495 | -14.8655 | -7.4328 | 7.2154 | 0 | 0 |  |  | 1.9395 |  | 0.054635 | 5.4635 | 14.4309 | 0 | 2014-06-03 09:30 | 10349.5 | 10.3495
|  | 2014-06-03 16:25:02 | 39.1815 | 0.50483 | 2.0193 | 7.8485 | 7.8485 | 0.423 | 0.423 | 1.0812 | 1.0812 | 2.7296 | 2.7296 | 10.4107 | 10.4107 | -14.6692 | -7.3346 | 7.4328 | 0 | 0 |  |  | 1.9386 |  | 0.051538 | 5.1538 | 14.8655 | 0 | 2014-06-03 10:00 | 10410.6667 | 10.4107
|  | 2014-06-03 16:55:03 | 38.9682 | 0.496 | 1.984 | 7.8462 | 7.8462 | 0.231 | 0.231 | 1.0797 | 1.0797 | 2.7296 | 2.7296 | 10.4268 | 10.4268 | -14.6709 | -7.3355 | 7.3346 | 0 | 0 |  |  | 1.8451 |  | 0.050913 | 5.0913 | 14.6692 | 0 | 2014-06-03 10:30 | 10426.8333 | 10.4268
|  | 2014-06-03 17:25:03 | 38.4195 | 0.59933 | 2.3973 | 7.8795 | 7.8795 | 0.2265 | 0.2265 | 1.0778 | 1.0778 | 1.356 | 1.356 | 10.2607 | 10.2607 | -15.2217 | -7.6108 | 7.3355 | 0 | 0 |  |  | 2.4932 |  | 0.062399 | 6.2399 | 14.6709 | 0 | 2014-06-03 11:00 | 10260.6667 | 10.2607
|  | 2014-06-03 17:55:02 | 37.8742 | 0.73717 | 2.9487 | 7.8867 | 7.8867 | 0.18533 | 0.18533 | 1.0803 | 1.0803 | 1.356 | 1.356 | 9.622 | 9.622 | -14.7952 | -7.3976 | 7.6108 | 0 | 0 |  |  | 2.8897 |  | 0.077854 | 7.7854 | 15.2217 | 0 | 2014-06-03 11:30 | 9622 | 9.622
|  | 2014-06-03 18:25:03 | 37.2202 | 0.72733 | 2.9093 | 7.8882 | 7.8882 | 0.16 | 0.16 | 1.0792 | 1.0792 | 0.8736 | 0.8736 | 9.358 | 9.358 | -14.9519 | -7.4759 | 7.3976 | 0 | 0 |  |  | 2.8802 |  | 0.078166 | 7.8166 | 14.7952 | 0 | 2014-06-03 12:00 | 9358 | 9.358
|  | 2014-06-03 18:55:01 | 36.7897 | 0.6675 | 2.67 | 7.8863 | 7.8863 | 0.16017 | 0.16017 | 1.0787 | 1.0787 | 0.8736 | 0.8736 | 9.3067 | 9.3067 | -14.8142 | -7.4071 | 7.4759 | 0 | 0 |  |  | 2.9103 |  | 0.072575 | 7.2575 | 14.9519 | 0 | 2014-06-03 12:30 | 9306.6667 | 9.3067
|  | 2014-06-03 19:25:03 | 36.2575 | 0.67533 | 2.7013 | 7.8995 | 7.8995 | 0.16 | 0.16 | 1.0752 | 1.0752 | 0.3656 | 0.3656 | 9.3785 | 9.3785 | -14.6774 | -7.3387 | 7.4071 | 0 | 0 |  |  | 2.7554 |  | 0.074504 | 7.4504 | 14.8142 | 0 | 2014-06-03 13:00 | 9378.5 | 9.3785
|  | 2014-06-03 19:55:02 | 35.756 | 0.77567 | 3.1027 | 7.902 | 7.902 | 0.13983 | 0.13983 | 1.076 | 1.076 | 0.3656 | 0.3656 | 9.1553 | 9.1553 | -14.0146 | -7.0073 | 7.3387 | 0 | 0 |  |  | 3.1957 |  | 0.086773 | 8.6773 | 14.6774 | 0 | 2014-06-03 13:30 | 9155.3333 | 9.1553
|  | 2014-06-03 20:25:02 | 35.3 | 0.77667 | 3.1067 | 7.906 | 7.906 | 0.1265 | 0.1265 | 1.0757 | 1.0757 | 0.0692 | 0.0692 | 9.1143 | 9.1143 | -13.9016 | -6.9508 | 7.0073 | 0 | 0 |  |  | 3.3241 |  | 0.088008 | 8.8008 | 14.0146 | 0 | 2014-06-03 14:00 | 9114.3333 | 9.1143
|  | 2014-06-03 20:55:03 | 34.459 | 0.69733 | 2.7893 | 7.9115 | 7.9115 | 0.12667 | 0.12667 | 1.0152 | 1.0152 | 0.0692 | 0.0692 | 8.9023 | 8.9023 | -13.6448 | -6.8224 | 6.9508 | 0 | 0 |  |  | 2.5104 |  | 0.080946 | 8.0946 | 13.9016 | 0 | 2014-06-03 14:30 | 8902.3333 | 8.9023
|  | 2014-06-03 21:25:02 | 32.8762 | 0.678 | 2.712 | 7.9135 | 7.9135 | 0.1265 | 0.1265 | 1.0082 | 1.0082 | 0.052 | 0.052 | 8.421 | 8.421 | -12.643 | -6.3215 | 6.8224 | 0 | 0 |  |  | 2.929 |  | 0.082491 | 8.2491 | 13.6448 | 0 | 2014-06-03 15:00 | 8421 | 8.421
|  | 2014-06-03 21:55:01 | 30.548 | 0.74067 | 2.9627 | 7.9095 | 7.9095 | 0.0845 | 0.0845 | 1.0072 | 1.0072 | 0.052 | 0.052 | 7.8043 | 7.8043 | -10.7278 | -5.3639 | 6.3215 | 0 | 0 |  |  | 2.8442 |  | 0.096984 | 9.6984 | 12.643 | 0 | 2014-06-03 15:30 | 7804.3333 | 7.8043
|  | 2014-06-03 22:25:02 | 28.301 | 0.86633 | 3.4653 | 7.9097 | 7.9097 | 0.050667 | 0.050667 | 0.76667 | 0.76667 | 0 | 0 | 7.3747 | 7.3747 | -8.734 | -4.367 | 5.3639 | 0 | 0 |  |  | 3.7772 |  | 0.12245 | 12.2446 | 10.7278 | 0 | 2014-06-03 16:00 | 7374.6667 | 7.3747
|  | 2014-06-03 22:55:03 | 27.4045 | 0.86333 | 3.4533 | 7.9033 | 7.9033 | 0.050333 | 0.050333 | 0.654 | 0.654 | 0 | 0 | 7.5738 | 7.5738 | -7.7697 | -3.8848 | 4.367 | 0 | 0 |  |  | 3.5569 |  | 0.12601 | 12.6013 | 8.734 | 0 | 2014-06-03 16:30 | 7573.8333 | 7.5738
|  | 2014-06-03 23:25:01 | 26.7345 | 0.79333 | 3.1733 | 7.9012 | 7.9012 | 0.050333 | 0.050333 | 0.65583 | 0.65583 | 0 | 0 | 7.5622 | 7.5622 | -7.3917 | -3.6958 | 3.8848 | 0 | 0 |  |  | 3.1416 |  | 0.1187 | 11.8698 | 7.7697 | 0 | 2014-06-03 17:00 | 7562.1667 | 7.5622
|  | 2014-06-03 23:55:01 | 26.2067 | 0.8205 | 3.282 | 7.9035 | 7.9035 | 0.049333 | 0.049333 | 0.65517 | 0.65517 | 0 | 0 | 7.2313 | 7.2313 | -7.0853 | -3.5427 | 3.6958 | 0 | 0 |  |  | 3.2164 |  | 0.12524 | 12.5235 | 7.3917 | 0 | 2014-06-03 17:30 | 7231.3333 | 7.2313
|  | 2014-06-04 00:25:02 | 25.989 | 0.879 | 3.516 | 7.9463 | 7.9463 | 0.049 | 0.049 | 0.6555 | 0.6555 | 0 | 0 | 6.7917 | 6.7917 | -7.0305 | -3.5152 | 3.5427 | 0 | 0 |  |  | 3.3402 |  | 0.13529 | 13.5288 | 7.0853 | 0 | 2014-06-03 18:00 | 6791.6667 | 6.7917
|  | 2014-06-04 00:55:02 | 25.8513 | 0.815 | 3.26 | 7.9878 | 7.9878 | 0.049 | 0.049 | 0.6565 | 0.6565 | 0 | 0 | 6.6503 | 6.6503 | -7.2477 | -3.6238 | 3.5152 | 0 | 0 |  |  | 3.0318 |  | 0.12611 | 12.6106 | 7.0305 | 0 | 2014-06-03 18:30 | 6650.3333 | 6.6503
|  | 2014-06-04 01:25:02 | 25.5613 | 0.69 | 2.76 | 8.0318 | 8.0318 | 0.049 | 0.049 | 0.656 | 0.656 | 0 | 0 | 6.4828 | 6.4828 | -7.5817 | -3.7908 | 3.6238 | 0 | 0 |  |  | 2.9256 |  | 0.10798 | 10.7976 | 7.2477 | 0 | 2014-06-03 19:00 | 6482.8333 | 6.4828
|  | 2014-06-04 01:55:21 | 25.5912 | 0.621 | 2.484 | 8.073 | 8.073 | 0.049 | 0.049 | 0.62667 | 0.62667 | 0 | 0 | 6.4677 | 6.4677 | -7.8908 | -3.9454 | 3.7908 | 0 | 0 |  |  | 2.5337 |  | 0.097065 | 9.7065 | 7.5817 | 0 | 2014-06-03 19:30 | 6467.6667 | 6.4677
|  | 2014-06-04 02:25:02 | 25.7465 | 0.506 | 2.024 | 8.1147 | 8.1147 | 0.049 | 0.049 | 0.63033 | 0.63033 | 0 | 0 | 6.5027 | 6.5027 | -8.4258 | -4.2129 | 3.9454 | 0 | 0 |  |  | 2.0442 |  | 0.078613 | 7.8613 | 7.8908 | 0 | 2014-06-03 20:00 | 6502.6667 | 6.5027
|  | 2014-06-04 02:55:01 | 25.6412 | 0.4365 | 1.746 | 8.1617 | 8.1617 | 0.049 | 0.049 | 0.63267 | 0.63267 | 0 | 0 | 6.4285 | 6.4285 | -8.6233 | -4.3117 | 4.2129 | 0 | 0 |  |  | 1.7984 |  | 0.068094 | 6.8094 | 8.4258 | 0 | 2014-06-03 20:30 | 6428.5 | 6.4285
|  | 2014-06-04 03:25:04 | 25.4648 | 0.3415 | 1.366 | 8.2005 | 8.2005 | 0.049 | 0.049 | 0.63533 | 0.63533 | 0 | 0 | 6.4612 | 6.4612 | -8.7528 | -4.3764 | 4.3117 | 0 | 0 |  |  | 1.4753 |  | 0.053643 | 5.3643 | 8.6233 | 0 | 2014-06-03 21:00 | 6461.1667 | 6.4612
|  | 2014-06-04 03:55:03 | 25.249 | 0.30133 | 1.2053 | 8.2183 | 8.2183 | 0.049 | 0.049 | 0.6315 | 0.6315 | 0 | 0 | 6.5438 | 6.5438 | -8.601 | -4.3005 | 4.3764 | 0 | 0 |  |  | 1.1451 |  | 0.047738 | 4.7738 | 8.7528 | 0 | 2014-06-03 21:30 | 6543.8333 | 6.5438
|  | 2014-06-04 04:25:03 | 25.8127 | 0.2425 | 0.97 | 8.2247 | 8.2247 | 0.049 | 0.049 | 0.70367 | 0.70367 | 0 | 0 | 6.9383 | 6.9383 | -8.927 | -4.4635 | 4.3005 | 0 | 0 |  |  | 1.0088 |  | 0.037578 | 3.7578 | 8.601 | 0 | 2014-06-03 22:00 | 6938.3333 | 6.9383
|  | 2014-06-04 04:55:04 | 26.5797 | 0.2365 | 0.946 | 8.2325 | 8.2325 | 0.049 | 0.049 | 0.73567 | 0.73567 | 0 | 0 | 7.6625 | 7.6625 | -8.954 | -4.477 | 4.4635 | 0 | 0 |  |  | 0.97438 |  | 0.035591 | 3.5591 | 8.927 | 0 | 2014-06-03 22:30 | 7662.5 | 7.6625
|  | 2014-06-04 05:25:02 | 28.6185 | 0.23083 | 0.92333 | 8.2307 | 8.2307 | 0.049 | 0.049 | 0.80217 | 0.80217 | 0.1952 | 0.1952 | 8.4257 | 8.4257 | -9.9925 | -4.9962 | 4.477 | 0 | 0 |  |  | 0.89563 |  | 0.032264 | 3.2264 | 8.954 | 0 | 2014-06-03 23:00 | 8425.6667 | 8.4257
|  | 2014-06-04 05:55:02 | 31.6642 | 0.20983 | 0.83933 | 8.2343 | 8.2343 | 0.069167 | 0.069167 | 0.984 | 0.984 | 0.1952 | 0.1952 | 8.7563 | 8.7563 | -12.5858 | -6.2929 | 4.9962 | 0 | 0 |  |  | 0.87291 |  | 0.026507 | 2.6507 | 9.9925 | 0 | 2014-06-03 23:30 | 8756.3333 | 8.7563
|  | 2014-06-04 06:25:03 | 34.7837 | 0.17317 | 0.69267 | 8.2332 | 8.2332 | 0.0855 | 0.0855 | 1.0362 | 1.0362 | 0.7904 | 0.7904 | 9.5522 | 9.5522 | -14.3936 | -7.1968 | 6.2929 | 0 | 0 |  |  | 0.71345 |  | 0.019914 | 1.9914 | 12.5858 | 0 | 2014-06-04 | 9552.1667 | 9.5522
|  | 2014-06-04 06:55:02 | 36.5033 | 0.16933 | 0.67733 | 8.237 | 8.237 | 0.096167 | 0.096167 | 1.009 | 1.009 | 0.7904 | 0.7904 | 9.7277 | 9.7277 | -15.9658 | -7.9829 | 7.1968 | 0 | 0 |  |  | 0.65701 |  | 0.018555 | 1.8555 | 14.3936 | 0 | 2014-06-04 00:30 | 9727.6667 | 9.7277
|  | 2014-06-04 07:25:03 | 37.5205 | 0.17333 | 0.69333 | 8.2372 | 8.2372 | 0.10983 | 0.10983 | 1.0113 | 1.0113 | 1.4772 | 1.4772 | 9.9287 | 9.9287 | -16.063 | -8.0315 | 7.9829 | 0 | 0 |  |  | 0.624 |  | 0.018479 | 1.8479 | 15.9658 | 0 | 2014-06-04 01:00 | 9928.6667 | 9.9287
|  | 2014-06-04 07:55:03 | 38.001 | 0.2075 | 0.83 | 8.2325 | 8.2325 | 0.2155 | 0.2155 | 1.0005 | 1.0005 | 1.4772 | 1.4772 | 10.2635 | 10.2635 | -15.9818 | -7.9909 | 8.0315 | 0 | 0 |  |  | 0.7802 |  | 0.021842 | 2.1842 | 16.063 | 0 | 2014-06-04 01:30 | 10263.5 | 10.2635
|  | 2014-06-04 08:25:02 | 38.5592 | 0.25883 | 1.0353 | 8.2318 | 8.2318 | 0.36283 | 0.36283 | 1.0042 | 1.0042 | 1.978 | 1.978 | 10.3113 | 10.3113 | -15.6357 | -7.8178 | 7.9909 | 0 | 0 |  |  | 1.0353 |  | 0.026851 | 2.6851 | 15.9818 | 0 | 2014-06-04 02:00 | 10311.3333 | 10.3113
|  | 2014-06-04 08:55:03 | 38.6342 | 0.27567 | 1.1027 | 8.2348 | 8.2348 | 0.39 | 0.39 | 1.0087 | 1.0087 | 1.978 | 1.978 | 10.2378 | 10.2378 | -15.6822 | -7.8411 | 7.8178 | 0 | 0 |  |  | 1.0806 |  | 0.028541 | 2.8541 | 15.6357 | 0 | 2014-06-04 02:30 | 10237.8333 | 10.2378
|  | 2014-06-04 09:25:02 | 38.8708 | 0.3135 | 1.254 | 8.231 | 8.231 | 0.401 | 0.401 | 1.0068 | 1.0068 | 3.3032 | 3.3032 | 10.1488 | 10.1488 | -14.526 | -7.263 | 7.8411 | 0 | 0 |  |  | 1.1537 |  | 0.032261 | 3.2261 | 15.6822 | 0 | 2014-06-04 03:00 | 10148.8333 | 10.1488
|  | 2014-06-04 09:55:04 | 39.0412 | 0.369 | 1.476 | 8.2337 | 8.2337 | 0.36967 | 0.36967 | 1.023 | 1.023 | 3.3032 | 3.3032 | 10.1718 | 10.1718 | -14.4638 | -7.2319 | 7.263 | 0 | 0 |  |  | 1.535 |  | 0.037806 | 3.7806 | 14.526 | 0 | 2014-06-04 03:30 | 10171.8333 | 10.1718
|  | 2014-06-04 10:25:02 | 38.992 | 0.44517 | 1.7807 | 8.2268 | 8.2268 | 0.31167 | 0.31167 | 1.0452 | 1.0452 | 4.2672 | 4.2672 | 10.216 | 10.216 | -13.1445 | -6.5722 | 7.2319 | 0 | 0 |  |  | 1.7094 |  | 0.045667 | 4.5667 | 14.4638 | 0 | 2014-06-04 04:00 | 10216 | 10.216
|  | 2014-06-04 10:55:02 | 39.1353 | 0.56983 | 2.2793 | 8.2307 | 8.2307 | 0.305 | 0.305 | 1.0413 | 1.0413 | 4.2672 | 4.2672 | 10.2168 | 10.2168 | -12.795 | -6.3975 | 6.5722 | 0 | 0 |  |  | 2.2793 |  | 0.058242 | 5.8242 | 13.1445 | 0 | 2014-06-04 04:30 | 10216.8333 | 10.2168
|  | 2014-06-04 11:25:01 | 39.0925 | 0.70533 | 2.8213 | 8.2413 | 8.2413 | 0.29583 | 0.29583 | 1.0415 | 1.0415 | 5.6644 | 5.6644 | 10.2222 | 10.2222 | -10.8059 | -5.403 | 6.3975 | 0 | 0 |  |  | 2.8778 |  | 0.072171 | 7.2171 | 12.795 | 0 | 2014-06-04 05:00 | 10222.1667 | 10.2222
|  | 2014-06-04 11:55:01 | 38.7698 | 0.74933 | 2.9973 | 8.2437 | 8.2437 | 0.27033 | 0.27033 | 1.0783 | 1.0783 | 5.6644 | 5.6644 | 10.3453 | 10.3453 | -10.1704 | -5.0852 | 5.403 | 0 | 0 |  |  | 2.7875 |  | 0.077311 | 7.7311 | 10.8059 | 0 | 2014-06-04 05:30 | 10345.3333 | 10.3453
|  | 2014-06-04 12:25:02 | 38.4777 | 0.783 | 3.132 | 8.243 | 8.243 | 0.23867 | 0.23867 | 1.0482 | 1.0482 | 4.9192 | 4.9192 | 10.3158 | 10.3158 | -10.5808 | -5.2904 | 5.0852 | 0 | 0 |  |  | 3.0694 |  | 0.081398 | 8.1398 | 10.1704 | 0 | 2014-06-04 06:00 | 10315.8333 | 10.3158
|  | 2014-06-04 12:55:01 | 38.1367 | 0.88433 | 3.5373 | 8.2532 | 8.2532 | 0.21883 | 0.21883 | 1.0417 | 1.0417 | 4.9192 | 4.9192 | 10.2022 | 10.2022 | -9.9643 | -4.9822 | 5.2904 | 0 | 0 |  |  | 3.502 |  | 0.092754 | 9.2754 | 10.5808 | 0 | 2014-06-04 06:30 | 10202.1667 | 10.2022
|  | 2014-06-04 13:25:01 | 37.9373 | 0.91633 | 3.6653 | 8.2608 | 8.2608 | 0.21583 | 0.21583 | 1.0385 | 1.0385 | 5.6328 | 5.6328 | 10.1512 | 10.1512 | -8.9729 | -4.4864 | 4.9822 | 0 | 0 |  |  | 3.5554 |  | 0.096615 | 9.6615 | 9.9643 | 0 | 2014-06-04 07:00 | 10151.1667 | 10.1512
|  | 2014-06-04 13:55:02 | 37.7417 | 0.839 | 3.356 | 8.2477 | 8.2477 | 0.22367 | 0.22367 | 1.0243 | 1.0243 | 5.6328 | 5.6328 | 9.9775 | 9.9775 | -9.2797 | -4.6399 | 4.4864 | 0 | 0 |  |  | 3.6245 |  | 0.08892 | 8.892 | 8.9729 | 0 | 2014-06-04 07:30 | 9977.5 | 9.9775
|  | 2014-06-04 14:25:02 | 38.0312 | 0.86183 | 3.4473 | 8.252 | 8.252 | 0.223 | 0.223 | 1.0253 | 1.0253 | 5.4924 | 5.4924 | 10.2452 | 10.2452 | -9.3459 | -4.673 | 4.6399 | 0 | 0 |  |  | 3.275 |  | 0.090645 | 9.0645 | 9.2797 | 0 | 2014-06-04 08:00 | 10245.1667 | 10.2452
|  | 2014-06-04 14:55:03 | 38.7627 | 0.94133 | 3.7653 | 8.2452 | 8.2452 | 0.21033 | 0.21033 | 1.0282 | 1.0282 | 5.4924 | 5.4924 | 10.5062 | 10.5062 | -9.5151 | -4.7576 | 4.673 | 0 | 0 |  |  | 3.6147 |  | 0.097138 | 9.7138 | 9.3459 | 0 | 2014-06-04 08:30 | 10506.1667 | 10.5062
|  | 2014-06-04 15:25:01 | 39.3063 | 1.0422 | 4.1687 | 8.2492 | 8.2492 | 0.23483 | 0.23483 | 1.0297 | 1.0297 | 3.9236 | 3.9236 | 10.5372 | 10.5372 | -11.1632 | -5.5816 | 4.7576 | 0 | 0 |  |  | 3.9602 |  | 0.10606 | 10.6056 | 9.5151 | 0 | 2014-06-04 09:00 | 10537.1667 | 10.5372
|  | 2014-06-04 15:55:02 | 39.7315 | 1.2213 | 4.8853 | 8.244 | 8.244 | 0.26 | 0.26 | 1.0295 | 1.0295 | 3.9236 | 3.9236 | 10.4803 | 10.4803 | -10.9087 | -5.4544 | 5.5816 | 0 | 0 |  |  | 5.1296 |  | 0.12296 | 12.2959 | 11.1632 | 0 | 2014-06-04 09:30 | 10480.3333 | 10.4803
|  | 2014-06-04 16:25:01 | 39.6822 | 1.2933 | 5.1733 | 8.2503 | 8.2503 | 0.292 | 0.292 | 1.051 | 1.051 | 3.1736 | 3.1736 | 10.411 | 10.411 | -11.3309 | -5.6654 | 5.4544 | 0 | 0 |  |  | 4.656 |  | 0.13037 | 13.0369 | 10.9087 | 0 | 2014-06-04 10:00 | 10411 | 10.411
|  | 2014-06-04 16:55:02 | 39.1333 | 1.9068 | 7.6273 | 8.2512 | 8.2512 | 0.292 | 0.292 | 1.0638 | 1.0638 | 3.1736 | 3.1736 | 10.0993 | 10.0993 | -8.6261 | -4.313 | 5.6654 | 0 | 0 |  |  | 8.1612 |  | 0.19491 | 19.4906 | 11.3309 | 0 | 2014-06-04 10:30 | 10099.3333 | 10.0993
|  | 2014-06-04 17:25:02 | 38.5567 | 2.3668 | 9.4673 | 8.2557 | 8.2557 | 0.288 | 0.288 | 1.065 | 1.065 | 2.492 | 2.492 | 9.8825 | 9.8825 | -7.1062 | -3.5531 | 4.313 | 0 | 0 |  |  | 10.0354 |  | 0.24554 | 24.5543 | 8.6261 | 0 | 2014-06-04 11:00 | 9882.5 | 9.8825
|  | 2014-06-04 17:55:02 | 37.8497 | 2.4465 | 9.786 | 8.2563 | 8.2563 | 0.23917 | 0.23917 | 1.0657 | 1.0657 | 2.492 | 2.492 | 9.6127 | 9.6127 | -6.3978 | -3.1989 | 3.5531 | 0 | 0 |  |  | 10.7646 |  | 0.25855 | 25.8549 | 7.1062 | 0 | 2014-06-04 11:30 | 9612.6667 | 9.6127
|  | 2014-06-04 18:25:03 | 37.267 | 2.5313 | 10.1253 | 8.263 | 8.263 | 0.18533 | 0.18533 | 1.0652 | 1.0652 | 1.458 | 1.458 | 9.4347 | 9.4347 | -6.7355 | -3.3677 | 3.1989 | 0 | 0 |  |  | 10.9354 |  | 0.2717 | 27.1697 | 6.3978 | 0 | 2014-06-04 12:00 | 9434.6667 | 9.4347
|  | 2014-06-04 18:55:01 | 36.8283 | 2.3915 | 9.566 | 8.2635 | 8.2635 | 0.17583 | 0.17583 | 1.1083 | 1.1083 | 1.458 | 1.458 | 9.1723 | 9.1723 | -7.0843 | -3.5422 | 3.3677 | 0 | 0 |  |  | 8.992 |  | 0.25975 | 25.9746 | 6.7355 | 0 | 2014-06-04 12:30 | 9172.3333 | 9.1723
|  | 2014-06-04 19:25:01 | 36.0007 | 2.2393 | 8.9573 | 8.2642 | 8.2642 | 0.168 | 0.168 | 1.1303 | 1.1303 | 0.5824 | 0.5824 | 8.7605 | 8.7605 | -8.1379 | -4.069 | 3.5422 | 0 | 0 |  |  | 9.6739 |  | 0.24881 | 24.881 | 7.0843 | 0 | 2014-06-04 13:00 | 8760.5 | 8.7605
|  | 2014-06-04 19:55:03 | 35.7082 | 2.1938 | 8.7753 | 8.265 | 8.265 | 0.13817 | 0.13817 | 1.1297 | 1.1297 | 0.5824 | 0.5824 | 8.5142 | 8.5142 | -8.3034 | -4.1517 | 4.069 | 0 | 0 |  |  | 9.2141 |  | 0.24575 | 24.5751 | 8.1379 | 0 | 2014-06-04 13:30 | 8514.1667 | 8.5142
|  | 2014-06-04 20:25:02 | 35.1123 | 2.3148 | 9.2593 | 8.2602 | 8.2602 | 0.12933 | 0.12933 | 1.1287 | 1.1287 | 0.1492 | 0.1492 | 8.346 | 8.346 | -7.8396 | -3.9198 | 4.1517 | 0 | 0 |  |  | 9.1667 |  | 0.26371 | 26.3706 | 8.3034 | 0 | 2014-06-04 14:00 | 8346 | 8.346
|  | 2014-06-04 20:55:02 | 34.4885 | 2.6818 | 10.7273 | 8.2622 | 8.2622 | 0.13367 | 0.13367 | 1.1002 | 1.1002 | 0.1492 | 0.1492 | 8.1193 | 8.1193 | -5.9966 | -2.9983 | 3.9198 | 0 | 0 |  |  | 11.2637 |  | 0.31104 | 31.1041 | 7.8396 | 0 | 2014-06-04 14:30 | 8119.3333 | 8.1193
|  | 2014-06-04 21:25:01 | 32.6088 | 2.6102 | 10.4407 | 8.26 | 8.26 | 0.13383 | 0.13383 | 1.0232 | 1.0232 | 0.032 | 0.032 | 7.2792 | 7.2792 | -5.44 | -2.72 | 2.9983 | 0 | 0 |  |  | 11.0671 |  | 0.32018 | 32.0179 | 5.9966 | 0 | 2014-06-04 15:00 | 7279.1667 | 7.2792
|  | 2014-06-04 21:55:03 | 30.2253 | 2.503 | 10.012 | 8.2632 | 8.2632 | 0.104 | 0.104 | 0.87417 | 0.87417 | 0.032 | 0.032 | 6.2602 | 6.2602 | -4.6798 | -2.3399 | 2.72 | 0 | 0 |  |  | 9.7116 |  | 0.33125 | 33.1245 | 5.44 | 0 | 2014-06-04 15:30 | 6260.1667 | 6.2602
|  | 2014-06-04 22:25:02 | 28.0713 | 2.4595 | 9.838 | 8.2685 | 8.2685 | 0.073667 | 0.073667 | 0.73067 | 0.73067 | 0 | 0 | 5.6583 | 5.6583 | -3.5022 | -1.7511 | 2.3399 | 0 | 0 |  |  | 10.3299 |  | 0.35046 | 35.0464 | 4.6798 | 0 | 2014-06-04 16:00 | 5658.3333 | 5.6583
|  | 2014-06-04 22:55:03 | 26.7243 | 2.2372 | 8.9487 | 8.2675 | 8.2675 | 0.07 | 0.07 | 0.6875 | 0.6875 | 0 | 0 | 5.4137 | 5.4137 | -3.337 | -1.6685 | 1.7511 | 0 | 0 |  |  | 8.5907 |  | 0.33485 | 33.4851 | 3.5022 | 0 | 2014-06-04 16:30 | 5413.6667 | 5.4137
|  | 2014-06-04 23:25:03 | 26.101 | 1.9528 | 7.8113 | 8.261 | 8.261 | 0.068833 | 0.068833 | 0.72117 | 0.72117 | 0 | 0 | 5.56 | 5.56 | -3.6787 | -1.8393 | 1.6685 | 0 | 0 |  |  | 8.28 |  | 0.29927 | 29.9273 | 3.337 | 0 | 2014-06-04 17:00 | 5560 | 5.56
|  | 2014-06-04 23:55:02 | 26.1317 | 1.9062 | 7.6247 | 8.2607 | 8.2607 | 0.0605 | 0.0605 | 0.78567 | 0.78567 | 0 | 0 | 5.7282 | 5.7282 | -3.672 | -1.836 | 1.8393 | 0 | 0 |  |  | 7.7009 |  | 0.29178 | 29.1779 | 3.6787 | 0 | 2014-06-04 17:30 | 5728.1667 | 5.7282
|  | 2014-06-05 00:25:01 | 26.0227 | 1.8012 | 7.2047 | 8.2498 | 8.2498 | 0.0515 | 0.0515 | 0.77267 | 0.77267 | 0 | 0 | 5.8463 | 5.8463 | -3.8977 | -1.9488 | 1.836 | 0 | 0 |  |  | 7.4208 |  | 0.27686 | 27.6861 | 3.672 | 0 | 2014-06-04 18:00 | 5846.3333 | 5.8463
|  | 2014-06-05 00:55:01 | 25.7435 | 1.665 | 6.66 | 8.2603 | 8.2603 | 0.051 | 0.051 | 0.786 | 0.786 | 0 | 0 | 5.8137 | 5.8137 | -4.1725 | -2.0862 | 1.9488 | 0 | 0 |  |  | 6.4602 |  | 0.25871 | 25.8706 | 3.8977 | 0 | 2014-06-04 18:30 | 5813.6667 | 5.8137
|  | 2014-06-05 01:25:02 | 25.4155 | 1.6177 | 6.4707 | 8.263 | 8.263 | 0.051 | 0.051 | 0.789 | 0.789 | 0 | 0 | 5.7913 | 5.7913 | -4.0505 | -2.0252 | 2.0862 | 0 | 0 |  |  | 5.8883 |  | 0.2546 | 25.4595 | 4.1725 | 0 | 2014-06-04 19:00 | 5791.3333 | 5.7913
|  | 2014-06-05 01:55:03 | 25.2107 | 1.6588 | 6.6353 | 8.2673 | 8.2673 | 0.050833 | 0.050833 | 0.78417 | 0.78417 | 0 | 0 | 5.6825 | 5.6825 | -3.7905 | -1.8952 | 2.0252 | 0 | 0 |  |  | 6.5026 |  | 0.2632 | 26.3195 | 4.0505 | 0 | 2014-06-04 19:30 | 5682.5 | 5.6825
|  | 2014-06-05 02:25:01 | 25.1608 | 1.595 | 6.38 | 8.2648 | 8.2648 | 0.05 | 0.05 | 0.71133 | 0.71133 | 0 | 0 | 5.7975 | 5.7975 | -3.9572 | -1.9786 | 1.8952 | 0 | 0 |  |  | 6.9542 |  | 0.25357 | 25.3569 | 3.7905 | 0 | 2014-06-04 20:00 | 5797.5 | 5.7975
|  | 2014-06-05 02:55:02 | 25.091 | 1.6867 | 6.7467 | 8.262 | 8.262 | 0.05 | 0.05 | 0.4355 | 0.4355 | 0 | 0 | 5.8995 | 5.8995 | -3.6973 | -1.8487 | 1.9786 | 0 | 0 |  |  | 6.2744 |  | 0.26889 | 26.8888 | 3.9572 | 0 | 2014-06-04 20:30 | 5899.5 | 5.8995
|  | 2014-06-05 03:25:02 | 24.7808 | 1.7847 | 7.1387 | 8.2685 | 8.2685 | 0.05 | 0.05 | 0.412 | 0.412 | 0 | 0 | 5.6385 | 5.6385 | -3.2732 | -1.6366 | 1.8487 | 0 | 0 |  |  | 7.4242 |  | 0.28807 | 28.8072 | 3.6973 | 0 | 2014-06-04 21:00 | 5638.5 | 5.6385
|  | 2014-06-05 03:55:01 | 24.5788 | 1.7847 | 7.1387 | 8.2608 | 8.2608 | 0.05 | 0.05 | 0.42183 | 0.42183 | 0 | 0 | 5.541 | 5.541 | -3.1665 | -1.5832 | 1.6366 | 0 | 0 |  |  | 7.8525 |  | 0.29044 | 29.044 | 3.2732 | 0 | 2014-06-04 21:30 | 5541 | 5.541
|  | 2014-06-05 04:25:02 | 25.0758 | 1.8453 | 7.3813 | 8.2565 | 8.2565 | 0.05 | 0.05 | 0.417 | 0.417 | 0 | 0 | 5.8285 | 5.8285 | -3.1425 | -1.5712 | 1.5832 | 0 | 0 |  |  | 7.6766 |  | 0.29436 | 29.436 | 3.1665 | 0 | 2014-06-04 22:00 | 5828.5 | 5.8285
|  | 2014-06-05 04:55:03 | 26.1495 | 2.1472 | 8.5887 | 8.2503 | 8.2503 | 0.0665 | 0.0665 | 0.41733 | 0.41733 | 0 | 0 | 6.276 | 6.276 | -2.5507 | -1.2753 | 1.5712 | 0 | 0 |  |  | 8.8463 |  | 0.32844 | 32.8445 | 3.1425 | 0 | 2014-06-04 22:30 | 6276 | 6.276
|  | 2014-06-05 05:25:02 | 27.8762 | 2.3135 | 9.254 | 8.2553 | 8.2553 | 0.0895 | 0.0895 | 0.4845 | 0.4845 | 0.2572 | 0.2572 | 6.6815 | 6.6815 | -2.8541 | -1.4271 | 1.2753 | 0 | 0 |  |  | 9.1615 |  | 0.33197 | 33.1968 | 2.5507 | 0 | 2014-06-04 23:00 | 6681.5 | 6.6815
|  | 2014-06-05 05:55:01 | 31.0585 | 2.529 | 10.116 | 8.266 | 8.266 | 0.25317 | 0.25317 | 0.73067 | 0.73067 | 0.2572 | 0.2572 | 7.6672 | 7.6672 | -3.7683 | -1.8841 | 1.4271 | 0 | 0 |  |  | 11.1276 |  | 0.32571 | 32.5708 | 2.8541 | 0 | 2014-06-04 23:30 | 7667.1667 | 7.6672
|  | 2014-06-05 06:25:03 | 34.1347 | 2.655 | 10.62 | 8.274 | 8.274 | 0.361 | 0.361 | 0.765 | 0.765 | 1.0992 | 1.0992 | 8.4463 | 8.4463 | -4.5691 | -2.2846 | 1.8841 | 0 | 0 |  |  | 11.151 |  | 0.31112 | 31.1121 | 3.7683 | 0 | 2014-06-05 | 8446.3333 | 8.4463
|  | 2014-06-05 06:55:02 | 35.643 | 2.725 | 10.9 | 8.2633 | 8.2633 | 0.36783 | 0.36783 | 0.7595 | 0.7595 | 1.0992 | 1.0992 | 9 | 9 | -5.2531 | -2.6266 | 2.2846 | 0 | 0 |  |  | 10.791 |  | 0.30581 | 30.581 | 4.5691 | 0 | 2014-06-05 00:30 | 9000 | 9
|  | 2014-06-05 07:25:02 | 36.2247 | 2.7567 | 11.0267 | 8.2625 | 8.2625 | 0.3715 | 0.3715 | 0.76083 | 0.76083 | 1.7724 | 1.7724 | 8.9462 | 8.9462 | -5.0846 | -2.5423 | 2.6266 | 0 | 0 |  |  | 12.0191 |  | 0.3044 | 30.4397 | 5.2531 | 0 | 2014-06-05 01:00 | 8946.1667 | 8.9462
|  | 2014-06-05 07:55:02 | 36.4183 | 2.6445 | 10.578 | 8.2708 | 8.2708 | 0.39567 | 0.39567 | 0.7645 | 0.7645 | 1.7724 | 1.7724 | 9.0222 | 9.0222 | -5.6148 | -2.8074 | 2.5423 | 0 | 0 |  |  | 10.4722 |  | 0.29046 | 29.0458 | 5.0846 | 0 | 2014-06-05 01:30 | 9022.1667 | 9.0222
|  | 2014-06-05 08:25:02 | 36.8152 | 2.5105 | 10.042 | 8.28 | 8.28 | 0.42583 | 0.42583 | 0.76633 | 0.76633 | 1.982 | 1.982 | 9.229 | 9.229 | -6.09 | -3.045 | 2.8074 | 0 | 0 |  |  | 9.2386 |  | 0.27277 | 27.2768 | 5.6148 | 0 | 2014-06-05 02:00 | 9229 | 9.229
|  | 2014-06-05 08:55:03 | 36.8637 | 2.476 | 9.904 | 8.2993 | 8.2993 | 0.42883 | 0.42883 | 0.76383 | 0.76383 | 1.982 | 1.982 | 9.11 | 9.11 | -6.3757 | -3.1878 | 3.045 | 0 | 0 |  |  | 9.0126 |  | 0.26867 | 26.8666 | 6.09 | 0 | 2014-06-05 02:30 | 9110 | 9.11
|  | 2014-06-05 09:25:04 | 36.7617 | 2.4228 | 9.6913 | 8.297 | 8.297 | 0.42133 | 0.42133 | 0.766 | 0.766 | 2.8064 | 2.8064 | 9.0905 | 9.0905 | -5.6891 | -2.8445 | 3.1878 | 0 | 0 |  |  | 8.7222 |  | 0.26363 | 26.3626 | 6.3757 | 0 | 2014-06-05 03:00 | 9090.5 | 9.0905
|  | 2014-06-05 09:55:04 | 36.8263 | 2.4138 | 9.6553 | 8.3118 | 8.3118 | 0.395 | 0.395 | 0.769 | 0.769 | 2.8064 | 2.8064 | 9.029 | 9.029 | -5.8598 | -2.9299 | 2.8445 | 0 | 0 |  |  | 9.1726 |  | 0.26219 | 26.2186 | 5.6891 | 0 | 2014-06-05 03:30 | 9029 | 9.029
|  | 2014-06-05 10:25:01 | 36.93 | 2.4098 | 9.6393 | 8.306 | 8.306 | 0.34183 | 0.34183 | 0.76767 | 0.76767 | 4.5496 | 4.5496 | 8.8927 | 8.8927 | -4.4329 | -2.2165 | 2.9299 | 0 | 0 |  |  | 8.8682 |  | 0.26102 | 26.1016 | 5.8598 | 0 | 2014-06-05 04:00 | 8892.6667 | 8.8927
|  | 2014-06-05 10:55:03 | 37.0073 | 2.4392 | 9.7567 | 8.3217 | 8.3217 | 0.3285 | 0.3285 | 0.76067 | 0.76067 | 4.5496 | 4.5496 | 9.135 | 9.135 | -4.1552 | -2.0776 | 2.2165 | 0 | 0 |  |  | 9.464 |  | 0.26364 | 26.3641 | 4.4329 | 0 | 2014-06-05 04:30 | 9135 | 9.135
|  | 2014-06-05 11:25:01 | 36.8453 | 2.4923 | 9.9693 | 8.3187 | 8.3187 | 0.32067 | 0.32067 | 0.69767 | 0.69767 | 5.164 | 5.164 | 8.9908 | 8.9908 | -3.3842 | -1.6921 | 2.0776 | 0 | 0 |  |  | 10.3681 |  | 0.27057 | 27.0572 | 4.1552 | 0 | 2014-06-05 05:00 | 8990.8333 | 8.9908
|  | 2014-06-05 11:55:04 | 36.4873 | 2.4425 | 9.77 | 8.3263 | 8.3263 | 0.2705 | 0.2705 | 0.68933 | 0.68933 | 5.164 | 5.164 | 8.826 | 8.826 | -3.4412 | -1.7206 | 1.6921 | 0 | 0 |  |  | 10.0631 |  | 0.26776 | 26.7764 | 3.3842 | 0 | 2014-06-05 05:30 | 8826 | 8.826
|  | 2014-06-05 12:25:03 | 36.011 | 2.3005 | 9.202 | 8.3402 | 8.3402 | 0.21983 | 0.21983 | 0.68967 | 0.68967 | 5.2444 | 5.2444 | 8.785 | 8.785 | -3.5299 | -1.765 | 1.7206 | 0 | 0 |  |  | 9.7541 |  | 0.25553 | 25.5533 | 3.4412 | 0 | 2014-06-05 06:00 | 8785 | 8.785
|  | 2014-06-05 12:55:02 | 35.7888 | 2.1588 | 8.6353 | 8.3513 | 8.3513 | 0.20017 | 0.20017 | 0.68917 | 0.68917 | 5.2444 | 5.2444 | 8.8068 | 8.8068 | -3.8616 | -1.9308 | 1.765 | 0 | 0 |  |  | 8.6353 |  | 0.24129 | 24.1286 | 3.5299 | 0 | 2014-06-05 06:30 | 8806.8333 | 8.8068
|  | 2014-06-05 13:25:02 | 35.4603 | 2.0487 | 8.1947 | 8.3572 | 8.3572 | 0.21 | 0.21 | 0.68917 | 0.68917 | 4.398 | 4.398 | 8.77 | 8.77 | -4.8413 | -2.4207 | 1.9308 | 0 | 0 |  |  | 8.1947 |  | 0.23109 | 23.1094 | 3.8616 | 0 | 2014-06-05 07:00 | 8770 | 8.77
|  | 2014-06-05 13:55:01 | 35.2052 | 2.0583 | 8.2333 | 8.357 | 8.357 | 0.24167 | 0.24167 | 0.68817 | 0.68817 | 4.398 | 4.398 | 8.7923 | 8.7923 | -4.4947 | -2.2473 | 2.4207 | 0 | 0 |  |  | 8.9743 |  | 0.23387 | 23.3867 | 4.8413 | 0 | 2014-06-05 07:30 | 8792.3333 | 8.7923
|  | 2014-06-05 14:25:01 | 35.214 | 1.9248 | 7.6993 | 8.3622 | 8.3622 | 0.25933 | 0.25933 | 0.68717 | 0.68717 | 4.5988 | 4.5988 | 8.9325 | 8.9325 | -4.6747 | -2.3374 | 2.2473 | 0 | 0 |  |  | 8.2383 |  | 0.21864 | 21.8644 | 4.4947 | 0 | 2014-06-05 08:00 | 8932.5 | 8.9325
|  | 2014-06-05 14:55:02 | 35.9707 | 1.9705 | 7.882 | 8.3557 | 8.3557 | 0.253 | 0.253 | 0.687 | 0.687 | 4.5988 | 4.5988 | 9.3593 | 9.3593 | -4.8349 | -2.4174 | 2.3374 | 0 | 0 |  |  | 7.4879 |  | 0.21912 | 21.9123 | 4.6747 | 0 | 2014-06-05 08:30 | 9359.3333 | 9.3593
|  | 2014-06-05 15:25:01 | 36.5157 | 2.0655 | 8.262 | 8.3558 | 8.3558 | 0.248 | 0.248 | 0.68817 | 0.68817 | 2.7328 | 2.7328 | 9.5495 | 9.5495 | -6.6794 | -3.3397 | 2.4174 | 0 | 0 |  |  | 8.4272 |  | 0.22626 | 22.6259 | 4.8349 | 0 | 2014-06-05 09:00 | 9549.5 | 9.5495
|  | 2014-06-05 15:55:02 | 37.0263 | 2.2678 | 9.0713 | 8.3502 | 8.3502 | 0.27983 | 0.27983 | 0.68967 | 0.68967 | 2.7328 | 2.7328 | 9.477 | 9.477 | -6.4255 | -3.2128 | 3.3397 | 0 | 0 |  |  | 9.5249 |  | 0.245 | 24.4997 | 6.6794 | 0 | 2014-06-05 09:30 | 9477 | 9.477
|  | 2014-06-05 16:25:01 | 37.1037 | 2.3962 | 9.5847 | 8.3488 | 8.3488 | 0.31133 | 0.31133 | 0.6895 | 0.6895 | 2.88 | 2.88 | 9.368 | 9.368 | -5.9213 | -2.9607 | 3.2128 | 0 | 0 |  |  | 9.8722 |  | 0.25832 | 25.8321 | 6.4255 | 0 | 2014-06-05 10:00 | 9368 | 9.368
|  | 2014-06-05 16:55:01 | 37.0027 | 2.4215 | 9.686 | 8.3615 | 8.3615 | 0.30783 | 0.30783 | 0.68967 | 0.68967 | 2.88 | 2.88 | 9.374 | 9.374 | -5.7037 | -2.8518 | 2.9607 | 0 | 0 |  |  | 9.1048 |  | 0.26176 | 26.1765 | 5.9213 | 0 | 2014-06-05 10:30 | 9374 | 9.374
|  | 2014-06-05 17:25:03 | 36.6648 | 2.3735 | 9.494 | 8.3642 | 8.3642 | 0.2995 | 0.2995 | 0.69 | 0.69 | 2.0936 | 2.0936 | 9.2783 | 9.2783 | -6.4452 | -3.2226 | 2.8518 | 0 | 0 |  |  | 9.3041 |  | 0.25894 | 25.894 | 5.7037 | 0 | 2014-06-05 11:00 | 9278.3333 | 9.2783
|  | 2014-06-05 17:55:02 | 36.3822 | 2.2213 | 8.8853 | 8.3643 | 8.3643 | 0.24067 | 0.24067 | 0.68933 | 0.68933 | 2.0936 | 2.0936 | 9.1158 | 9.1158 | -6.9931 | -3.4965 | 3.2226 | 0 | 0 |  |  | 8.1745 |  | 0.24422 | 24.4222 | 6.4452 | 0 | 2014-06-05 11:30 | 9115.8333 | 9.1158
|  | 2014-06-05 18:25:03 | 35.8853 | 2.1458 | 8.5833 | 8.3723 | 8.3723 | 0.18933 | 0.18933 | 0.6895 | 0.6895 | 1.4808 | 1.4808 | 9.1647 | 9.1647 | -7.4054 | -3.7027 | 3.4965 | 0 | 0 |  |  | 7.725 |  | 0.23919 | 23.9188 | 6.9931 | 0 | 2014-06-05 12:00 | 9164.6667 | 9.1647
|  | 2014-06-05 18:55:03 | 35.4458 | 2.019 | 8.076 | 8.371 | 8.371 | 0.19 | 0.19 | 0.69067 | 0.69067 | 1.4808 | 1.4808 | 9.042 | 9.042 | -7.5954 | -3.7977 | 3.7027 | 0 | 0 |  |  | 7.5107 |  | 0.22784 | 22.7841 | 7.4054 | 0 | 2014-06-05 12:30 | 9042 | 9.042
|  | 2014-06-05 19:25:02 | 34.8938 | 1.811 | 7.244 | 8.379 | 8.379 | 0.19017 | 0.19017 | 0.69967 | 0.69967 | 0.4812 | 0.4812 | 8.9143 | 8.9143 | -8.9855 | -4.4927 | 3.7977 | 0 | 0 |  |  | 7.0267 |  | 0.2076 | 20.7601 | 7.5954 | 0 | 2014-06-05 13:00 | 8914.3333 | 8.9143
|  | 2014-06-05 19:55:02 | 34.5413 | 1.5968 | 6.3873 | 8.3772 | 8.3772 | 0.14867 | 0.14867 | 0.6995 | 0.6995 | 0.4812 | 0.4812 | 8.9158 | 8.9158 | -9.5316 | -4.7658 | 4.4927 | 0 | 0 |  |  | 6.9622 |  | 0.18492 | 18.4919 | 8.9855 | 0 | 2014-06-05 13:30 | 8915.8333 | 8.9158
|  | 2014-06-05 20:25:02 | 34.3422 | 1.3685 | 5.474 | 8.3793 | 8.3793 | 0.107 | 0.107 | 0.69967 | 0.69967 | 0.0544 | 0.0544 | 8.9852 | 8.9852 | -10.6426 | -5.3213 | 4.7658 | 0 | 0 |  |  | 5.3645 |  | 0.1594 | 15.9396 | 9.5316 | 0 | 2014-06-05 14:00 | 8985.1667 | 8.9852
|  | 2014-06-05 20:55:01 | 34.275 | 1.1583 | 4.6333 | 8.3783 | 8.3783 | 0.10667 | 0.10667 | 0.6995 | 0.6995 | 0.0544 | 0.0544 | 8.6825 | 8.6825 | -11.7203 | -5.8601 | 5.3213 | 0 | 0 |  |  | 4.865 |  | 0.13518 | 13.5181 | 10.6426 | 0 | 2014-06-05 14:30 | 8682.5 | 8.6825
|  | 2014-06-05 21:25:03 | 32.7718 | 1.0153 | 4.0613 | 8.3758 | 8.3758 | 0.107 | 0.107 | 0.65317 | 0.65317 | 0.008 | 0.008 | 8.5848 | 8.5848 | -10.9817 | -5.4908 | 5.8601 | 0 | 0 |  |  | 3.8583 |  | 0.12393 | 12.3928 | 11.7203 | 0 | 2014-06-05 15:00 | 8584.8333 | 8.5848
|  | 2014-06-05 21:55:02 | 30.412 | 0.904 | 3.616 | 8.38 | 8.38 | 0.0795 | 0.0795 | 0.59533 | 0.59533 | 0.008 | 0.008 | 8.1485 | 8.1485 | -9.5847 | -4.7923 | 5.4908 | 0 | 0 |  |  | 3.833 |  | 0.1189 | 11.89 | 10.9817 | 0 | 2014-06-05 15:30 | 8148.5 | 8.1485
|  | 2014-06-05 22:25:02 | 28.2843 | 0.8155 | 3.262 | 8.3827 | 8.3827 | 0.058 | 0.058 | 0.399 | 0.399 | 0 | 0 | 7.8988 | 7.8988 | -8.2838 | -4.1419 | 4.7923 | 0 | 0 |  |  | 3.5882 |  | 0.11533 | 11.5329 | 9.5847 | 0 | 2014-06-05 16:00 | 7898.8333 | 7.8988
|  | 2014-06-05 22:55:02 | 26.8173 | 0.7175 | 2.87 | 8.3863 | 8.3863 | 0.0575 | 0.0575 | 0.26283 | 0.26283 | 0 | 0 | 7.329 | 7.329 | -7.9117 | -3.9558 | 4.1419 | 0 | 0 |  |  | 2.6691 |  | 0.10702 | 10.702 | 8.2838 | 0 | 2014-06-05 16:30 | 7329 | 7.329
|  | 2014-06-05 23:25:01 | 26.3557 | 0.67517 | 2.7007 | 8.3893 | 8.3893 | 0.057 | 0.057 | 0.33867 | 0.33867 | 0 | 0 | 6.9885 | 6.9885 | -7.8815 | -3.9407 | 3.9558 | 0 | 0 |  |  | 2.4846 |  | 0.10247 | 10.247 | 7.9117 | 0 | 2014-06-05 17:00 | 6988.5 | 6.9885
|  | 2014-06-05 23:55:01 | 25.9457 | 0.62517 | 2.5007 | 8.3887 | 8.3887 | 0.056833 | 0.056833 | 0.32183 | 0.32183 | 0 | 0 | 6.6638 | 6.6638 | -8.0138 | -4.0069 | 3.9407 | 0 | 0 |  |  | 2.7257 |  | 0.096381 | 9.6381 | 7.8815 | 0 | 2014-06-05 17:30 | 6663.8333 | 6.6638
|  | 2014-06-06 00:25:04 | 25.7228 | 0.55183 | 2.2073 | 8.3973 | 8.3973 | 0.057 | 0.057 | 0.25717 | 0.25717 | 0 | 0 | 6.5438 | 6.5438 | -8.2602 | -4.1301 | 4.0069 | 0 | 0 |  |  | 2.0087 |  | 0.085812 | 8.5812 | 8.0138 | 0 | 2014-06-05 18:00 | 6543.8333 | 6.5438
|  | 2014-06-06 00:55:01 | 25.4953 | 0.44367 | 1.7747 | 8.3917 | 8.3917 | 0.057167 | 0.057167 | 0.253 | 0.253 | 0 | 0 | 6.4268 | 6.4268 | -8.592 | -4.296 | 4.1301 | 0 | 0 |  |  | 1.6859 |  | 0.069608 | 6.9608 | 8.2602 | 0 | 2014-06-05 18:30 | 6426.8333 | 6.4268
|  | 2014-06-06 01:25:02 | 25.1648 | 0.36183 | 1.4473 | 8.396 | 8.396 | 0.055 | 0.055 | 0.25383 | 0.25383 | 0 | 0 | 6.2015 | 6.2015 | -8.8112 | -4.4056 | 4.296 | 0 | 0 |  |  | 1.5631 |  | 0.057514 | 5.7514 | 8.592 | 0 | 2014-06-05 19:00 | 6201.5 | 6.2015
|  | 2014-06-06 01:55:03 | 24.8768 | 0.32933 | 1.3173 | 8.4055 | 8.4055 | 0.055 | 0.055 | 0.25483 | 0.25483 | 0 | 0 | 6.0223 | 6.0223 | -8.8218 | -4.4109 | 4.4056 | 0 | 0 |  |  | 1.2646 |  | 0.052954 | 5.2954 | 8.8112 | 0 | 2014-06-05 19:30 | 6022.3333 | 6.0223
|  | 2014-06-06 02:25:02 | 24.8162 | 0.31983 | 1.2793 | 8.4115 | 8.4115 | 0.055 | 0.055 | 0.25433 | 0.25433 | 0 | 0 | 6.0182 | 6.0182 | -8.7978 | -4.3989 | 4.4109 | 0 | 0 |  |  | 1.2537 |  | 0.051552 | 5.1552 | 8.8218 | 0 | 2014-06-05 20:00 | 6018.1667 | 6.0182
|  | 2014-06-06 02:55:02 | 24.6838 | 0.2935 | 1.174 | 8.4157 | 8.4157 | 0.056 | 0.056 | 0.25417 | 0.25417 | 0 | 0 | 5.9185 | 5.9185 | -8.8655 | -4.4327 | 4.3989 | 0 | 0 |  |  | 1.2679 |  | 0.047561 | 4.7561 | 8.7978 | 0 | 2014-06-05 20:30 | 5918.5 | 5.9185
|  | 2014-06-06 03:25:05 | 24.217 | 0.2755 | 1.102 | 8.4187 | 8.4187 | 0.056 | 0.056 | 0.25367 | 0.25367 | 0 | 0 | 5.7027 | 5.7027 | -8.684 | -4.342 | 4.4327 | 0 | 0 |  |  | 1.0359 |  | 0.045505 | 4.5505 | 8.8655 | 0 | 2014-06-05 21:00 | 5702.6667 | 5.7027
|  | 2014-06-06 03:55:03 | 24.102 | 0.25383 | 1.0153 | 8.4122 | 8.4122 | 0.0625 | 0.0625 | 0.2545 | 0.2545 | 0 | 0 | 5.6773 | 5.6773 | -8.6802 | -4.3401 | 4.342 | 0 | 0 |  |  | 0.94426 |  | 0.042127 | 4.2127 | 8.684 | 0 | 2014-06-05 21:30 | 5677.3333 | 5.6773
|  | 2014-06-06 04:25:03 | 24.2943 | 0.231 | 0.924 | 8.411 | 8.411 | 0.068833 | 0.068833 | 0.25333 | 0.25333 | 0 | 0 | 5.8993 | 5.8993 | -8.7378 | -4.3689 | 4.3401 | 0 | 0 |  |  | 0.9702 |  | 0.038034 | 3.8034 | 8.6802 | 0 | 2014-06-05 22:00 | 5899.3333 | 5.8993
|  | 2014-06-06 04:55:02 | 25.362 | 0.21333 | 0.85333 | 8.4153 | 8.4153 | 0.069 | 0.069 | 0.27467 | 0.27467 | 0 | 0 | 6.3772 | 6.3772 | -9.3725 | -4.6862 | 4.3689 | 0 | 0 |  |  | 0.83627 |  | 0.033646 | 3.3646 | 8.7378 | 0 | 2014-06-05 22:30 | 6377.1667 | 6.3772
|  | 2014-06-06 05:25:01 | 27.9472 | 0.2135 | 0.854 | 8.4203 | 8.4203 | 0.076 | 0.076 | 0.479 | 0.479 | 0.162 | 0.162 | 7.435 | 7.435 | -10.5208 | -5.2604 | 4.6862 | 0 | 0 |  |  | 0.854 |  | 0.030558 | 3.0558 | 9.3725 | 0 | 2014-06-05 23:00 | 7435 | 7.435
|  | 2014-06-06 05:55:02 | 30.9262 | 0.204 | 0.816 | 8.4163 | 8.4163 | 0.1025 | 0.1025 | 0.81517 | 0.81517 | 0.162 | 0.162 | 8.3867 | 8.3867 | -12.2275 | -6.1138 | 5.2604 | 0 | 0 |  |  | 0.8568 |  | 0.026385 | 2.6385 | 10.5208 | 0 | 2014-06-05 23:30 | 8386.6667 | 8.3867
|  | 2014-06-06 06:25:02 | 34.016 | 0.1985 | 0.794 | 8.4073 | 8.4073 | 0.13567 | 0.13567 | 0.9595 | 0.9595 | 0.6624 | 0.6624 | 8.7355 | 8.7355 | -14.3216 | -7.1608 | 6.1138 | 0 | 0 |  |  | 0.82576 |  | 0.023342 | 2.3342 | 12.2275 | 0 | 2014-06-06 | 8735.5 | 8.7355
|  | 2014-06-06 06:55:03 | 35.6697 | 0.1995 | 0.798 | 8.4107 | 8.4107 | 0.16767 | 0.16767 | 1.0353 | 1.0353 | 0.6624 | 0.6624 | 8.9577 | 8.9577 | -15.6379 | -7.819 | 7.1608 | 0 | 0 |  |  | 0.798 |  | 0.022372 | 2.2372 | 14.3216 | 0 | 2014-06-06 00:30 | 8957.6667 | 8.9577
|  | 2014-06-06 07:25:01 | 36.5057 | 0.19833 | 0.79333 | 8.4145 | 8.4145 | 0.2445 | 0.2445 | 1.058 | 1.058 | 1.4144 | 1.4144 | 9.3293 | 9.3293 | -15.2516 | -7.6258 | 7.819 | 0 | 0 |  |  | 0.8568 |  | 0.021732 | 2.1732 | 15.6379 | 0 | 2014-06-06 01:00 | 9329.3333 | 9.3293
|  | 2014-06-06 07:55:05 | 36.6308 | 0.21867 | 0.87467 | 8.4167 | 8.4167 | 0.35167 | 0.35167 | 1.0577 | 1.0577 | 1.4144 | 1.4144 | 9.5805 | 9.5805 | -14.9353 | -7.4676 | 7.6258 | 0 | 0 |  |  | 0.80469 |  | 0.023878 | 2.3878 | 15.2516 | 0 | 2014-06-06 01:30 | 9580.5 | 9.5805
|  | 2014-06-06 08:25:04 | 36.9745 | 0.237 | 0.948 | 8.4187 | 8.4187 | 0.5535 | 0.5535 | 1.0598 | 1.0598 | 2.692 | 2.692 | 9.5837 | 9.5837 | -13.7188 | -6.8594 | 7.4676 | 0 | 0 |  |  | 0.97644 |  | 0.025639 | 2.5639 | 14.9353 | 0 | 2014-06-06 02:00 | 9583.6667 | 9.5837
|  | 2014-06-06 08:55:02 | 36.8525 | 0.2675 | 1.07 | 8.4237 | 8.4237 | 0.547 | 0.547 | 1.0608 | 1.0608 | 2.692 | 2.692 | 9.6135 | 9.6135 | -13.4455 | -6.7227 | 6.8594 | 0 | 0 |  |  | 1.1449 |  | 0.029035 | 2.9035 | 13.7188 | 0 | 2014-06-06 02:30 | 9613.5 | 9.6135
|  | 2014-06-06 09:25:03 | 36.803 | 0.28317 | 1.1327 | 8.4172 | 8.4172 | 0.54083 | 0.54083 | 1.0603 | 1.0603 | 3.654 | 3.654 | 9.7173 | 9.7173 | -12.2807 | -6.1403 | 6.7227 | 0 | 0 |  |  | 1.0874 |  | 0.030776 | 3.0776 | 13.4455 | 0 | 2014-06-06 03:00 | 9717.3333 | 9.7173
|  | 2014-06-06 09:55:04 | 36.6973 | 0.32517 | 1.3007 | 8.4212 | 8.4212 | 0.41133 | 0.41133 | 1.0622 | 1.0622 | 3.654 | 3.654 | 9.8542 | 9.8542 | -11.9938 | -5.9969 | 6.1403 | 0 | 0 |  |  | 1.1836 |  | 0.035443 | 3.5443 | 12.2807 | 0 | 2014-06-06 03:30 | 9854.1667 | 9.8542
|  | 2014-06-06 10:25:03 | 36.6552 | 0.38033 | 1.5213 | 8.4145 | 8.4145 | 0.3 | 0.3 | 1.062 | 1.062 | 4.8288 | 4.8288 | 9.6662 | 9.6662 | -10.8624 | -5.4312 | 5.9969 | 0 | 0 |  |  | 1.4453 |  | 0.041504 | 4.1504 | 11.9938 | 0 | 2014-06-06 04:00 | 9666.1667 | 9.6662
|  | 2014-06-06 10:55:03 | 36.5283 | 0.42033 | 1.6813 | 8.4152 | 8.4152 | 0.27917 | 0.27917 | 1.035 | 1.035 | 4.8288 | 4.8288 | 9.6457 | 9.6457 | -10.6432 | -5.3216 | 5.4312 | 0 | 0 |  |  | 1.8327 |  | 0.046028 | 4.6028 | 10.8624 | 0 | 2014-06-06 04:30 | 9645.6667 | 9.6457
|  | 2014-06-06 11:25:02 | 36.2622 | 0.42717 | 1.7087 | 8.4093 | 8.4093 | 0.25133 | 0.25133 | 1.036 | 1.036 | 5.0416 | 5.0416 | 9.6568 | 9.6568 | -10.1584 | -5.0792 | 5.3216 | 0 | 0 |  |  | 1.6061 |  | 0.04712 | 4.712 | 10.6432 | 0 | 2014-06-06 05:00 | 9656.8333 | 9.6568
|  | 2014-06-06 11:55:02 | 35.8863 | 0.47733 | 1.9093 | 8.4063 | 8.4063 | 0.24417 | 0.24417 | 1.0352 | 1.0352 | 5.0416 | 5.0416 | 9.2823 | 9.2823 | -9.9674 | -4.9837 | 5.0792 | 0 | 0 |  |  | 1.7566 |  | 0.053205 | 5.3205 | 10.1584 | 0 | 2014-06-06 05:30 | 9282.3333 | 9.2823
|  | 2014-06-06 12:25:02 | 35.5087 | 0.51067 | 2.0427 | 8.4048 | 8.4048 | 0.23333 | 0.23333 | 1.0357 | 1.0357 | 5.0608 | 5.0608 | 9.0118 | 9.0118 | -9.7195 | -4.8598 | 4.9837 | 0 | 0 |  |  | 1.9201 |  | 0.057526 | 5.7526 | 9.9674 | 0 | 2014-06-06 06:00 | 9011.8333 | 9.0118
|  | 2014-06-06 12:55:03 | 35.1617 | 0.55 | 2.2 | 8.4075 | 8.4075 | 0.234 | 0.234 | 1.0365 | 1.0365 | 5.0608 | 5.0608 | 8.616 | 8.616 | -9.6069 | -4.8034 | 4.8598 | 0 | 0 |  |  | 2.156 |  | 0.062568 | 6.2568 | 9.7195 | 0 | 2014-06-06 06:30 | 8616 | 8.616
|  | 2014-06-06 13:25:01 | 34.5378 | 0.65483 | 2.6193 | 8.411 | 8.411 | 0.24983 | 0.24983 | 1.0652 | 1.0652 | 5.5012 | 5.5012 | 8.204 | 8.204 | -8.4873 | -4.2436 | 4.8034 | 0 | 0 |  |  | 2.5146 |  | 0.07584 | 7.584 | 9.6069 | 0 | 2014-06-06 07:00 | 8204 | 8.204
|  | 2014-06-06 13:55:02 | 34.277 | 0.71967 | 2.8787 | 8.4015 | 8.4015 | 0.25417 | 0.25417 | 1.011 | 1.011 | 5.5012 | 5.5012 | 7.4028 | 7.4028 | -8.8276 | -4.4138 | 4.2436 | 0 | 0 |  |  | 2.9938 |  | 0.083982 | 8.3982 | 8.4873 | 0 | 2014-06-06 07:30 | 7402.8333 | 7.4028
|  | 2014-06-06 14:25:08 | 34.2925 | 0.84383 | 3.3753 | 8.3958 | 8.3958 | 0.25717 | 0.25717 | 1.0403 | 1.0403 | 5.7352 | 5.7352 | 7.3123 | 7.3123 | -8.1763 | -4.0881 | 4.4138 | 0 | 0 |  |  | 3.5779 |  | 0.098428 | 9.8428 | 8.8276 | 0 | 2014-06-06 08:00 | 7312.3333 | 7.3123
|  | 2014-06-06 14:55:03 | 34.524 | 0.9645 | 3.858 | 8.3985 | 8.3985 | 0.27 | 0.27 | 1.0695 | 1.0695 | 5.7352 | 5.7352 | 7.469 | 7.469 | -7.7238 | -3.8619 | 4.0881 | 0 | 0 |  |  | 3.5108 |  | 0.11175 | 11.1748 | 8.1763 | 0 | 2014-06-06 08:30 | 7469 | 7.469
|  | 2014-06-06 15:25:01 | 35.0158 | 1.1607 | 4.6427 | 8.4 | 8.4 | 0.28567 | 0.28567 | 1.0767 | 1.0767 | 3.804 | 3.804 | 7.5655 | 7.5655 | -9.2413 | -4.6207 | 3.8619 | 0 | 0 |  |  | 4.2713 |  | 0.13259 | 13.2588 | 7.7238 | 0 | 2014-06-06 09:00 | 7565.5 | 7.5655
|  | 2014-06-06 15:55:03 | 35.3692 | 1.3567 | 5.4267 | 8.402 | 8.402 | 0.31867 | 0.31867 | 1.0765 | 1.0765 | 3.804 | 3.804 | 7.591 | 7.591 | -8.7503 | -4.3752 | 4.6207 | 0 | 0 |  |  | 5.698 |  | 0.15343 | 15.3429 | 9.2413 | 0 | 2014-06-06 09:30 | 7591 | 7.591
|  | 2014-06-06 16:25:02 | 35.3743 | 1.6075 | 6.43 | 8.404 | 8.404 | 0.33967 | 0.33967 | 1.077 | 1.077 | 3.5884 | 3.5884 | 7.3855 | 7.3855 | -8.1498 | -4.0749 | 4.3752 | 0 | 0 |  |  | 6.3657 |  | 0.18177 | 18.177 | 8.7503 | 0 | 2014-06-06 10:00 | 7385.5 | 7.3855
|  | 2014-06-06 16:55:01 | 35.1307 | 1.749 | 6.996 | 8.3895 | 8.3895 | 0.3385 | 0.3385 | 1.0768 | 1.0768 | 3.5884 | 3.5884 | 7.0047 | 7.0047 | -7.7368 | -3.8684 | 4.0749 | 0 | 0 |  |  | 6.4363 |  | 0.19914 | 19.9142 | 8.1498 | 0 | 2014-06-06 10:30 | 7004.6667 | 7.0047
|  | 2014-06-06 17:25:03 | 34.7522 | 1.8308 | 7.3233 | 8.3938 | 8.3938 | 0.33517 | 0.33517 | 1.072 | 1.072 | 2.212 | 2.212 | 6.5808 | 6.5808 | -8.835 | -4.4175 | 3.8684 | 0 | 0 |  |  | 7.2501 |  | 0.21073 | 21.073 | 7.7368 | 0 | 2014-06-06 11:00 | 6580.8333 | 6.5808
|  | 2014-06-06 17:55:02 | 34.3732 | 1.9552 | 7.8207 | 8.3967 | 8.3967 | 0.28167 | 0.28167 | 1.0703 | 1.0703 | 2.212 | 2.212 | 5.9875 | 5.9875 | -8.6043 | -4.3022 | 4.4175 | 0 | 0 |  |  | 8.2117 |  | 0.22752 | 22.7522 | 8.835 | 0 | 2014-06-06 11:30 | 5987.5 | 5.9875
|  | 2014-06-06 18:25:02 | 33.7223 | 2.1293 | 8.5173 | 8.402 | 8.402 | 0.23383 | 0.23383 | 1.049 | 1.049 | 1.112 | 1.112 | 5.6855 | 5.6855 | -8.7227 | -4.3613 | 4.3022 | 0 | 0 |  |  | 9.2839 |  | 0.25257 | 25.2572 | 8.6043 | 0 | 2014-06-06 12:00 | 5685.5 | 5.6855
|  | 2014-06-06 18:55:01 | 32.9627 | 2.4205 | 9.682 | 8.4168 | 8.4168 | 0.22467 | 0.22467 | 0.94967 | 0.94967 | 1.112 | 1.112 | 5.3998 | 5.3998 | -7.1777 | -3.5888 | 4.3613 | 0 | 0 |  |  | 9.8756 |  | 0.29373 | 29.3726 | 8.7227 | 0 | 2014-06-06 12:30 | 5399.8333 | 5.3998
|  | 2014-06-06 19:25:02 | 32.2357 | 2.6193 | 10.4773 | 8.4185 | 8.4185 | 0.218 | 0.218 | 0.9715 | 0.9715 | 0.414 | 0.414 | 5.0082 | 5.0082 | -6.7282 | -3.3641 | 3.5888 | 0 | 0 |  |  | 9.6391 |  | 0.32502 | 32.5023 | 7.1777 | 0 | 2014-06-06 13:00 | 5008.1667 | 5.0082
|  | 2014-06-06 19:55:03 | 31.9418 | 2.7033 | 10.8133 | 8.4185 | 8.4185 | 0.18367 | 0.18367 | 0.98117 | 0.98117 | 0.414 | 0.414 | 4.9405 | 4.9405 | -6.1907 | -3.0953 | 3.3641 | 0 | 0 |  |  | 10.9215 |  | 0.33853 | 33.8532 | 6.7282 | 0 | 2014-06-06 13:30 | 4940.5 | 4.9405
|  | 2014-06-06 20:25:02 | 31.9485 | 2.884 | 11.536 | 8.4193 | 8.4193 | 0.16317 | 0.16317 | 1.0023 | 1.0023 | 0.0624 | 0.0624 | 5.0465 | 5.0465 | -5.7188 | -2.8594 | 3.0953 | 0 | 0 |  |  | 10.4978 |  | 0.36108 | 36.1081 | 6.1907 | 0 | 2014-06-06 14:00 | 5046.5 | 5.0465
|  | 2014-06-06 20:55:02 | 31.7292 | 2.9663 | 11.8653 | 8.4203 | 8.4203 | 0.16 | 0.16 | 0.97267 | 0.97267 | 0.0624 | 0.0624 | 4.7195 | 4.7195 | -5.5289 | -2.7645 | 2.8594 | 0 | 0 |  |  | 11.0348 |  | 0.37396 | 37.3957 | 5.7188 | 0 | 2014-06-06 14:30 | 4719.5 | 4.7195
|  | 2014-06-06 21:25:02 | 30.7503 | 3.076 | 12.304 | 8.4238 | 8.4238 | 0.159 | 0.159 | 0.97383 | 0.97383 | 0.008 | 0.008 | 4.2413 | 4.2413 | -4.6403 | -2.3202 | 2.7645 | 0 | 0 |  |  | 12.181 |  | 0.40013 | 40.0126 | 5.5289 | 0 | 2014-06-06 15:00 | 4241.3333 | 4.2413
|  | 2014-06-06 21:55:01 | 29.091 | 3.0103 | 12.0413 | 8.4213 | 8.4213 | 0.13183 | 0.13183 | 0.9485 | 0.9485 | 0.008 | 0.008 | 3.8725 | 3.8725 | -3.6675 | -1.8338 | 2.3202 | 0 | 0 |  |  | 12.6434 |  | 0.41392 | 41.392 | 4.6403 | 0 | 2014-06-06 15:30 | 3872.5 | 3.8725
|  | 2014-06-06 22:25:03 | 27.2375 | 2.8662 | 11.4647 | 8.4177 | 8.4177 | 0.109 | 0.109 | 0.801 | 0.801 | 0 | 0 | 3.6098 | 3.6098 | -2.8353 | -1.4177 | 1.8338 | 0 | 0 |  |  | 11.1207 |  | 0.42091 | 42.0915 | 3.6675 | 0 | 2014-06-06 16:00 | 3609.8333 | 3.6098
|  | 2014-06-06 22:55:04 | 25.9922 | 2.8778 | 11.5113 | 8.4213 | 8.4213 | 0.1085 | 0.1085 | 0.73417 | 0.73417 | 0 | 0 | 3.5087 | 3.5087 | -1.7082 | -0.85408 | 1.4177 | 0 | 0 |  |  | 12.3171 |  | 0.44288 | 44.2877 | 2.8353 | 0 | 2014-06-06 16:30 | 3508.6667 | 3.5087
|  | 2014-06-06 23:25:01 | 25.4025 | 2.8937 | 11.5747 | 8.4175 | 8.4175 | 0.108 | 0.108 | 0.7695 | 0.7695 | 0 | 0 | 3.1667 | 3.1667 | -1.3662 | -0.68308 | 0.85408 | 0 | 0 |  |  | 10.5329 |  | 0.45565 | 45.5651 | 1.7082 | 0 | 2014-06-06 17:00 | 3166.6667 | 3.1667
|  | 2014-06-06 23:55:01 | 24.543 | 2.9117 | 11.6467 | 8.417 | 8.417 | 0.108 | 0.108 | 0.7695 | 0.7695 | 0 | 0 | 2.8133 | 2.8133 | -0.7885 | -0.39425 | 0.68308 | 0 | 0 |  |  | 11.0643 |  | 0.47454 | 47.4541 | 1.3662 | 0 | 2014-06-06 17:30 | 2813.3333 | 2.8133
|  | 2014-06-07 00:25:02 | 24.4007 | 2.9695 | 11.878 | 8.4225 | 8.4225 | 0.10917 | 0.10917 | 0.76233 | 0.76233 | 0 | 0 | 2.7133 | 2.7133 | -0.51533 | -0.25767 | 0.39425 | 0 | 0 |  |  | 11.878 |  | 0.48679 | 48.679 | 0.7885 | 0 | 2014-06-06 18:00 | 2713.3333 | 2.7133
|  | 2014-06-07 00:55:01 | 24.1078 | 2.8538 | 11.4153 | 8.4192 | 8.4192 | 0.11583 | 0.11583 | 0.76667 | 0.76667 | 0 | 0 | 2.7372 | 2.7372 | -0.65367 | -0.32683 | 0.25767 | 0 | 0 |  |  | 10.6163 |  | 0.47351 | 47.3511 | 0.51533 | 0 | 2014-06-06 18:30 | 2737.1667 | 2.7372
|  | 2014-06-07 01:25:02 | 23.818 | 2.7765 | 11.106 | 8.4175 | 8.4175 | 0.121 | 0.121 | 0.77933 | 0.77933 | 0 | 0 | 2.8998 | 2.8998 | -0.49433 | -0.24717 | 0.32683 | 0 | 0 |  |  | 10.8839 |  | 0.46629 | 46.6286 | 0.65367 | 0 | 2014-06-06 19:00 | 2899.8333 | 2.8998
|  | 2014-06-07 01:55:02 | 23.2843 | 2.7725 | 11.09 | 8.4255 | 8.4255 | 0.121 | 0.121 | 0.76933 | 0.76933 | 0 | 0 | 2.8118 | 2.8118 | -0.066667 | -0.033333 | 0.24717 | 0 | 0 |  |  | 11.7554 |  | 0.47629 | 47.6286 | 0.49433 | 0 | 2014-06-06 19:30 | 2811.8333 | 2.8118
|  | 2014-06-07 02:25:02 | 23.2408 | 2.6843 | 10.7373 | 8.42 | 8.42 | 0.11983 | 0.11983 | 0.77517 | 0.77517 | 0 | 0 | 2.756 | 2.756 | -0.4325 | -0.21625 | 0.033333 | 0 | 0 |  |  | 11.4889 |  | 0.462 | 46.2003 | 0.066667 | 0 | 2014-06-06 20:00 | 2756 | 2.756
|  | 2014-06-07 02:55:04 | 22.9122 | 2.5712 | 10.2847 | 8.421 | 8.421 | 0.1145 | 0.1145 | 0.77517 | 0.77517 | 0 | 0 | 2.7423 | 2.7423 | -0.5745 | -0.28725 | 0.21625 | 0 | 0 |  |  | 9.2562 |  | 0.44887 | 44.8874 | 0.4325 | 0 | 2014-06-06 20:30 | 2742.3333 | 2.7423
|  | 2014-06-07 03:25:01 | 22.6537 | 2.6665 | 10.666 | 8.4218 | 8.4218 | 0.118 | 0.118 | 0.7665 | 0.7665 | 0 | 0 | 2.7723 | 2.7723 | 0.091 | 0.0455 | 0.28725 | 0.0455 | 0 |  |  | 10.5593 |  | 0.47083 | 47.0829 | 0.5745 | 0 | 2014-06-06 21:00 | 2772.3333 | 2.7723
|  | 2014-06-07 03:55:01 | 22.2412 | 2.7452 | 10.9807 | 8.4225 | 8.4225 | 0.118 | 0.118 | 0.768 | 0.768 | 0 | 0 | 2.6877 | 2.6877 | 0.73567 | 0.36783 | 0 | 0.41333 | 0 |  |  | 10.6512 |  | 0.49371 | 49.3709 | 0 | 0 | 2014-06-06 21:30 | 2687.6667 | 2.6877
|  | 2014-06-07 04:25:03 | 22.4488 | 2.8378 | 11.3513 | 8.4218 | 8.4218 | 0.11767 | 0.11767 | 0.76317 | 0.76317 | 0 | 0 | 2.676 | 2.676 | 0.88117 | 0.44058 | 0 | 0.85392 | 0 |  |  | 12.0324 |  | 0.50565 | 50.5654 | 0 | 0 | 2014-06-06 22:00 | 2676 | 2.676
|  | 2014-06-07 04:55:02 | 22.7262 | 2.7122 | 10.8487 | 8.4225 | 8.4225 | 0.117 | 0.117 | 0.76917 | 0.76917 | 0 | 0 | 2.7092 | 2.7092 | 0.14033 | 0.070167 | 0 | 0.92408 | 0 |  |  | 10.3062 |  | 0.47736 | 47.7365 | 0 | 0 | 2014-06-06 22:30 | 2709.1667 | 2.7092
|  | 2014-06-07 05:25:02 | 23.0005 | 2.5243 | 10.0973 | 8.422 | 8.422 | 0.1205 | 0.1205 | 0.77 | 0.77 | 0.2628 | 0.2628 | 2.8022 | 2.8022 | -0.5257 | -0.26285 | 0 | 0.66123 | 0 |  |  | 10.4003 |  | 0.439 | 43.9005 | 0 | 0.5257 | 2014-06-06 23:00 | 2802.1667 | 2.8022
|  | 2014-06-07 05:55:04 | 23.9343 | 2.1767 | 8.7067 | 8.4198 | 8.4198 | 0.1425 | 0.1425 | 0.79767 | 0.79767 | 0.2628 | 0.2628 | 3.072 | 3.072 | -2.5329 | -1.2664 | 0 | 0 | 0 |  |  | 8.0101 |  | 0.36377 | 36.3773 | 0 | 1.3225 | 2014-06-06 23:30 | 3072 | 3.072
|  | 2014-06-07 06:25:02 | 25.638 | 2.104 | 8.416 | 8.423 | 8.423 | 0.1535 | 0.1535 | 0.96883 | 0.96883 | 0.736 | 0.736 | 3.5367 | 3.5367 | -3.404 | -1.702 | 1.2664 | 0 | 0 |  |  | 9.1734 |  | 0.32826 | 32.8263 | 2.5329 | 0 | 2014-06-07 | 3536.6667 | 3.5367
|  | 2014-06-07 06:55:03 | 27.6208 | 2.3708 | 9.4833 | 8.4202 | 8.4202 | 0.17167 | 0.17167 | 0.94133 | 0.94133 | 0.736 | 0.736 | 3.5588 | 3.5588 | -4.3095 | -2.1547 | 1.702 | 0 | 0 |  |  | 8.7247 |  | 0.34334 | 34.334 | 3.404 | 0 | 2014-06-07 00:30 | 3558.8333 | 3.5588
|  | 2014-06-07 07:25:02 | 29.648 | 2.3578 | 9.4313 | 8.4177 | 8.4177 | 0.18967 | 0.18967 | 0.90433 | 0.90433 | 1.3628 | 1.3628 | 3.7333 | 3.7333 | -5.6089 | -2.8044 | 2.1547 | 0 | 0 |  |  | 8.7711 |  | 0.31811 | 31.811 | 4.3095 | 0 | 2014-06-07 01:00 | 3733.3333 | 3.7333
|  | 2014-06-07 07:55:02 | 31.4522 | 2.3303 | 9.3213 | 8.417 | 8.417 | 0.34917 | 0.34917 | 0.89867 | 0.89867 | 1.3628 | 1.3628 | 4.105 | 4.105 | -6.9982 | -3.4991 | 2.8044 | 0 | 0 |  |  | 10.1603 |  | 0.29637 | 29.6365 | 5.6089 | 0 | 2014-06-07 01:30 | 4105 | 4.105
|  | 2014-06-07 08:25:02 | 32.6037 | 2.22 | 8.88 | 8.4237 | 8.4237 | 0.41183 | 0.41183 | 0.94767 | 0.94767 | 2.0732 | 2.0732 | 4.3912 | 4.3912 | -7.4761 | -3.7381 | 3.4991 | 0 | 0 |  |  | 8.5248 |  | 0.27236 | 27.2362 | 6.9982 | 0 | 2014-06-07 02:00 | 4391.1667 | 4.3912
|  | 2014-06-07 08:55:01 | 33.1937 | 2.2973 | 9.1893 | 8.4263 | 8.4263 | 0.40717 | 0.40717 | 1.0132 | 1.0132 | 2.0732 | 2.0732 | 4.506 | 4.506 | -7.5785 | -3.7892 | 3.7381 | 0 | 0 |  |  | 8.4542 |  | 0.27684 | 27.684 | 7.4761 | 0 | 2014-06-07 02:30 | 4506 | 4.506
|  | 2014-06-07 09:25:02 | 33.4435 | 2.8815 | 11.526 | 8.425 | 8.425 | 0.4065 | 0.4065 | 1.0523 | 1.0523 | 2.9912 | 2.9912 | 4.5257 | 4.5257 | -4.5168 | -2.2584 | 3.7892 | 0 | 0 |  |  | 10.4887 |  | 0.34464 | 34.4641 | 7.5785 | 0 | 2014-06-07 03:00 | 4525.6667 | 4.5257
|  | 2014-06-07 09:55:03 | 33.4983 | 3.0322 | 12.1287 | 8.4243 | 8.4243 | 0.393 | 0.393 | 1.0317 | 1.0317 | 2.9912 | 2.9912 | 4.5888 | 4.5888 | -3.9406 | -1.9703 | 2.2584 | 0 | 0 |  |  | 11.5222 |  | 0.36207 | 36.2068 | 4.5168 | 0 | 2014-06-07 03:30 | 4588.8333 | 4.5888
|  | 2014-06-07 10:25:02 | 33.659 | 2.9275 | 11.71 | 8.4247 | 8.4247 | 0.4145 | 0.4145 | 0.97533 | 0.97533 | 4.7052 | 4.7052 | 4.525 | 4.525 | -2.9043 | -1.4522 | 1.9703 | 0 | 0 |  |  | 11.2416 |  | 0.3479 | 34.7901 | 3.9406 | 0 | 2014-06-07 04:00 | 4525 | 4.525
|  | 2014-06-07 10:55:02 | 33.4905 | 2.3458 | 9.3833 | 8.4195 | 8.4195 | 0.54283 | 0.54283 | 0.99383 | 0.99383 | 4.7052 | 4.7052 | 4.6067 | 4.6067 | -4.8391 | -2.4196 | 1.4522 | 0 | 0 |  |  | 8.7265 |  | 0.28018 | 28.0179 | 2.9043 | 0 | 2014-06-07 04:30 | 4606.6667 | 4.6067
|  | 2014-06-07 11:25:02 | 33.2657 | 2.1747 | 8.6987 | 8.423 | 8.423 | 0.54733 | 0.54733 | 1.0283 | 1.0283 | 5.8924 | 5.8924 | 4.7012 | 4.7012 | -3.9748 | -1.9874 | 2.4196 | 0 | 0 |  |  | 8.0898 |  | 0.26149 | 26.1491 | 4.8391 | 0 | 2014-06-07 05:00 | 4701.1667 | 4.7012
|  | 2014-06-07 11:55:03 | 32.5803 | 2.1623 | 8.6493 | 8.4238 | 8.4238 | 0.34567 | 0.34567 | 1.0832 | 1.0832 | 5.8924 | 5.8924 | 4.6693 | 4.6693 | -3.5166 | -1.7583 | 1.9874 | 0 | 0 |  |  | 9.1683 |  | 0.26548 | 26.5477 | 3.9748 | 0 | 2014-06-07 05:30 | 4669.3333 | 4.6693
|  | 2014-06-07 12:25:02 | 31.9418 | 2.3188 | 9.2753 | 8.4198 | 8.4198 | 0.29533 | 0.29533 | 1.0105 | 1.0105 | 5.7504 | 5.7504 | 4.5498 | 4.5498 | -2.6406 | -1.3203 | 1.7583 | 0 | 0 |  |  | 8.9971 |  | 0.29038 | 29.0382 | 3.5166 | 0 | 2014-06-07 06:00 | 4549.8333 | 4.5498
|  | 2014-06-07 12:55:01 | 31.3712 | 2.4038 | 9.6153 | 8.4192 | 8.4192 | 0.29517 | 0.29517 | 0.90683 | 0.90683 | 5.7504 | 5.7504 | 4.422 | 4.422 | -1.9623 | -0.98113 | 1.3203 | 0 | 0 |  |  | 9.1346 |  | 0.3065 | 30.6502 | 2.6406 | 0 | 2014-06-07 06:30 | 4422 | 4.422
|  | 2014-06-07 13:25:02 | 30.8447 | 2.3497 | 9.3987 | 8.4193 | 8.4193 | 0.29633 | 0.29633 | 0.91183 | 0.91183 | 6.0412 | 6.0412 | 4.075 | 4.075 | -1.7023 | -0.85115 | 0.98113 | 0 | 0 |  |  | 9.0227 |  | 0.30471 | 30.471 | 1.9623 | 0 | 2014-06-07 07:00 | 4075 | 4.075
|  | 2014-06-07 13:55:01 | 30.6115 | 2.0995 | 8.398 | 8.415 | 8.415 | 0.30383 | 0.30383 | 0.91617 | 0.91617 | 6.0412 | 6.0412 | 4.0113 | 4.0113 | -2.526 | -1.263 | 0.85115 | 0 | 0 |  |  | 9.0698 |  | 0.27434 | 27.4341 | 1.7023 | 0 | 2014-06-07 07:30 | 4011.3333 | 4.0113
|  | 2014-06-07 14:25:02 | 30.5218 | 1.8 | 7.2 | 8.417 | 8.417 | 0.3075 | 0.3075 | 0.91483 | 0.91483 | 6.0048 | 6.0048 | 4.1985 | 4.1985 | -3.4792 | -1.7396 | 1.263 | 0 | 0 |  |  | 7.56 |  | 0.2359 | 23.5897 | 2.526 | 0 | 2014-06-07 08:00 | 4198.5 | 4.1985
|  | 2014-06-07 14:55:03 | 30.6703 | 1.7293 | 6.9173 | 8.4137 | 8.4137 | 0.30867 | 0.30867 | 0.96683 | 0.96683 | 6.0048 | 6.0048 | 4.4105 | 4.4105 | -3.6485 | -1.8243 | 1.7396 | 0 | 0 |  |  | 6.2948 |  | 0.22554 | 22.5538 | 3.4792 | 0 | 2014-06-07 08:30 | 4410.5 | 4.4105
|  | 2014-06-07 15:25:01 | 31.1418 | 1.5927 | 6.3707 | 8.4033 | 8.4033 | 0.31 | 0.31 | 1.0618 | 1.0618 | 5.1272 | 5.1272 | 4.5757 | 4.5757 | -5.2931 | -2.6466 | 1.8243 | 0 | 0 |  |  | 5.861 |  | 0.20457 | 20.4569 | 3.6485 | 0 | 2014-06-07 09:00 | 4575.6667 | 4.5757
|  | 2014-06-07 15:55:02 | 31.9023 | 1.535 | 6.14 | 8.4127 | 8.4127 | 0.36533 | 0.36533 | 1.0552 | 1.0552 | 5.1272 | 5.1272 | 4.9183 | 4.9183 | -5.8836 | -2.9418 | 2.6466 | 0 | 0 |  |  | 6.14 |  | 0.19246 | 19.2462 | 5.2931 | 0 | 2014-06-07 09:30 | 4918.3333 | 4.9183
|  | 2014-06-07 16:25:02 | 32.4902 | 1.5067 | 6.0267 | 8.4157 | 8.4157 | 0.388 | 0.388 | 1.0535 | 1.0535 | 4.4564 | 4.4564 | 5.1057 | 5.1057 | -7.0443 | -3.5221 | 2.9418 | 0 | 0 |  |  | 6.5691 |  | 0.18549 | 18.5492 | 5.8836 | 0 | 2014-06-07 10:00 | 5105.6667 | 5.1057
|  | 2014-06-07 16:55:03 | 32.649 | 1.4458 | 5.7833 | 8.4147 | 8.4147 | 0.38867 | 0.38867 | 1.0538 | 1.0538 | 4.4564 | 4.4564 | 5.2507 | 5.2507 | -7.3014 | -3.6507 | 3.5221 | 0 | 0 |  |  | 5.2628 |  | 0.17714 | 17.7137 | 7.0443 | 0 | 2014-06-07 10:30 | 5250.6667 | 5.2507
|  | 2014-06-07 17:25:03 | 32.4973 | 1.25 | 5 | 8.4103 | 8.4103 | 0.38933 | 0.38933 | 1.0547 | 1.0547 | 3.3904 | 3.3904 | 5.2593 | 5.2593 | -8.9933 | -4.4966 | 3.6507 | 0 | 0 |  |  | 4.95 |  | 0.15386 | 15.3859 | 7.3014 | 0 | 2014-06-07 11:00 | 5259.3333 | 5.2593
|  | 2014-06-07 17:55:03 | 32.2142 | 1.0678 | 4.2713 | 8.4152 | 8.4152 | 0.35067 | 0.35067 | 1.0547 | 1.0547 | 3.3904 | 3.3904 | 5.1198 | 5.1198 | -9.6121 | -4.806 | 4.4966 | 0 | 0 |  |  | 4.6985 |  | 0.13259 | 13.2592 | 8.9933 | 0 | 2014-06-07 11:30 | 5119.8333 | 5.1198
|  | 2014-06-07 18:25:02 | 31.5745 | 1.0508 | 4.2033 | 8.4188 | 8.4188 | 0.32433 | 0.32433 | 1.0543 | 1.0543 | 2.0716 | 2.0716 | 4.9548 | 4.9548 | -10.5472 | -5.2736 | 4.806 | 0 | 0 |  |  | 3.9932 |  | 0.13312 | 13.3124 | 9.6121 | 0 | 2014-06-07 12:00 | 4954.8333 | 4.9548
|  | 2014-06-07 18:55:04 | 30.9777 | 1.013 | 4.052 | 8.4135 | 8.4135 | 0.32467 | 0.32467 | 1.0202 | 1.0202 | 2.0716 | 2.0716 | 4.5162 | 4.5162 | -10.5796 | -5.2898 | 5.2736 | 0 | 0 |  |  | 4.4572 |  | 0.1308 | 13.0804 | 10.5472 | 0 | 2014-06-07 12:30 | 4516.1667 | 4.5162
|  | 2014-06-07 19:25:04 | 30.2445 | 1.0465 | 4.186 | 8.418 | 8.418 | 0.3245 | 0.3245 | 0.99283 | 0.99283 | 0.6596 | 0.6596 | 4.523 | 4.523 | -11.1406 | -5.5703 | 5.2898 | 0 | 0 |  |  | 3.7674 |  | 0.13841 | 13.8405 | 10.5796 | 0 | 2014-06-07 13:00 | 4523 | 4.523
|  | 2014-06-07 19:55:03 | 29.8475 | 1.0895 | 4.358 | 8.4212 | 8.4212 | 0.29967 | 0.29967 | 0.99267 | 0.99267 | 0.6596 | 0.6596 | 4.541 | 4.541 | -10.5754 | -5.2877 | 5.5703 | 0 | 0 |  |  | 4.358 |  | 0.14601 | 14.6009 | 11.1406 | 0 | 2014-06-07 13:30 | 4541 | 4.541
|  | 2014-06-07 20:25:04 | 30.0547 | 1.1053 | 4.4213 | 8.4232 | 8.4232 | 0.269 | 0.269 | 0.998 | 0.998 | 0.0944 | 0.0944 | 4.6617 | 4.6617 | -11.1871 | -5.5935 | 5.2877 | 0 | 0 |  |  | 4.3771 |  | 0.14711 | 14.711 | 10.5754 | 0 | 2014-06-07 14:00 | 4661.6667 | 4.6617
|  | 2014-06-07 20:55:03 | 30.3358 | 1.1948 | 4.7793 | 8.419 | 8.419 | 0.27283 | 0.27283 | 1.0032 | 1.0032 | 0.0944 | 0.0944 | 4.8115 | 4.8115 | -10.9556 | -5.4778 | 5.5935 | 0 | 0 |  |  | 5.0183 |  | 0.15755 | 15.7547 | 11.1871 | 0 | 2014-06-07 14:30 | 4811.5 | 4.8115
|  | 2014-06-07 21:25:01 | 29.7278 | 1.3047 | 5.2187 | 8.4203 | 8.4203 | 0.27483 | 0.27483 | 0.97367 | 0.97367 | 0.02 | 0.02 | 4.3905 | 4.3905 | -10.4298 | -5.2149 | 5.4778 | 0 | 0 |  |  | 5.323 |  | 0.17555 | 17.5548 | 10.9556 | 0 | 2014-06-07 15:00 | 4390.5 | 4.3905
|  | 2014-06-07 21:55:06 | 28.2147 | 1.3903 | 5.5613 | 8.4208 | 8.4208 | 0.25517 | 0.25517 | 0.84633 | 0.84633 | 0.02 | 0.02 | 3.3902 | 3.3902 | -9.7208 | -4.8604 | 5.2149 | 0 | 0 |  |  | 5.7838 |  | 0.19711 | 19.7108 | 10.4298 | 0 | 2014-06-07 15:30 | 3390.1667 | 3.3902
|  | 2014-06-07 22:25:03 | 26.5478 | 1.4293 | 5.7173 | 8.423 | 8.423 | 0.231 | 0.231 | 0.76083 | 0.76083 | 0 | 0 | 2.7717 | 2.7717 | -8.644 | -4.322 | 4.8604 | 0 | 0 |  |  | 5.5458 |  | 0.21536 | 21.536 | 9.7208 | 0 | 2014-06-07 16:00 | 2771.6667 | 2.7717
|  | 2014-06-07 22:55:02 | 25.2837 | 1.4183 | 5.6733 | 8.4227 | 8.4227 | 0.23083 | 0.23083 | 0.7645 | 0.7645 | 0 | 0 | 2.8135 | 2.8135 | -7.3788 | -3.6894 | 4.322 | 0 | 0 |  |  | 5.6733 |  | 0.22439 | 22.4387 | 8.644 | 0 | 2014-06-07 16:30 | 2813.5 | 2.8135
|  | 2014-06-07 23:25:02 | 24.4685 | 1.3835 | 5.534 | 8.4123 | 8.4123 | 0.2305 | 0.2305 | 0.77217 | 0.77217 | 0 | 0 | 2.903 | 2.903 | -6.6165 | -3.3082 | 3.6894 | 0 | 0 |  |  | 5.534 |  | 0.22617 | 22.6168 | 7.3788 | 0 | 2014-06-07 17:00 | 2903 | 2.903
|  | 2014-06-07 23:55:02 | 23.6187 | 1.3995 | 5.598 | 8.4085 | 8.4085 | 0.18033 | 0.18033 | 0.75867 | 0.75867 | 0 | 0 | 2.7997 | 2.7997 | -5.8735 | -2.9367 | 3.3082 | 0 | 0 |  |  | 5.0382 |  | 0.23702 | 23.7016 | 6.6165 | 0 | 2014-06-07 17:30 | 2799.6667 | 2.7997
|  | 2014-06-08 00:25:03 | 23.5625 | 1.4518 | 5.8073 | 8.4033 | 8.4033 | 0.15117 | 0.15117 | 0.78683 | 0.78683 | 0 | 0 | 2.9777 | 2.9777 | -5.4362 | -2.7181 | 2.9367 | 0 | 0 |  |  | 5.3427 |  | 0.24647 | 24.6465 | 5.8735 | 0 | 2014-06-07 18:00 | 2977.6667 | 2.9777
|  | 2014-06-08 00:55:01 | 23.0705 | 1.634 | 6.536 | 8.4127 | 8.4127 | 0.147 | 0.147 | 0.75433 | 0.75433 | 0 | 0 | 2.6872 | 2.6872 | -4.5333 | -2.2667 | 2.7181 | 0 | 0 |  |  | 6.536 |  | 0.28331 | 28.3306 | 5.4362 | 0 | 2014-06-07 18:30 | 2687.1667 | 2.6872
|  | 2014-06-08 01:25:02 | 22.7362 | 1.5175 | 6.07 | 8.414 | 8.414 | 0.14667 | 0.14667 | 0.772 | 0.772 | 0 | 0 | 2.9552 | 2.9552 | -4.3783 | -2.1892 | 2.2667 | 0 | 0 |  |  | 5.8272 |  | 0.26698 | 26.6976 | 4.5333 | 0 | 2014-06-07 19:00 | 2955.1667 | 2.9552
|  | 2014-06-08 01:55:03 | 22.3187 | 1.4778 | 5.9113 | 8.4133 | 8.4133 | 0.14633 | 0.14633 | 0.78417 | 0.78417 | 0 | 0 | 3.0738 | 3.0738 | -3.9897 | -1.9948 | 2.1892 | 0 | 0 |  |  | 5.4975 |  | 0.26486 | 26.4861 | 4.3783 | 0 | 2014-06-07 19:30 | 3073.8333 | 3.0738
|  | 2014-06-08 02:25:01 | 22.3825 | 1.3157 | 5.2627 | 8.4183 | 8.4183 | 0.14683 | 0.14683 | 0.72567 | 0.72567 | 0 | 0 | 3.3598 | 3.3598 | -4.4692 | -2.2346 | 1.9948 | 0 | 0 |  |  | 5.6837 |  | 0.23512 | 23.5124 | 3.9897 | 0 | 2014-06-07 20:00 | 3359.8333 | 3.3598
|  | 2014-06-08 02:55:03 | 22.235 | 1.235 | 4.94 | 8.4188 | 8.4188 | 0.1435 | 0.1435 | 0.51517 | 0.51517 | 0 | 0 | 3.4438 | 3.4438 | -4.7737 | -2.3868 | 2.2346 | 0 | 0 |  |  | 5.2858 |  | 0.22217 | 22.2172 | 4.4692 | 0 | 2014-06-07 20:30 | 3443.8333 | 3.4438
|  | 2014-06-08 03:25:01 | 21.8483 | 1.0997 | 4.3987 | 8.421 | 8.421 | 0.14267 | 0.14267 | 0.47117 | 0.47117 | 0 | 0 | 3.3305 | 3.3305 | -5.0843 | -2.5422 | 2.3868 | 0 | 0 |  |  | 4.3987 |  | 0.20133 | 20.1327 | 4.7737 | 0 | 2014-06-07 21:00 | 3330.5 | 3.3305
|  | 2014-06-08 03:55:02 | 21.5267 | 0.99783 | 3.9913 | 8.4155 | 8.4155 | 0.1565 | 0.1565 | 0.47367 | 0.47367 | 0 | 0 | 3.431 | 3.431 | -5.0587 | -2.5293 | 2.5422 | 0 | 0 |  |  | 4.0312 |  | 0.18541 | 18.5413 | 5.0843 | 0 | 2014-06-07 21:30 | 3431 | 3.431
|  | 2014-06-08 04:25:03 | 21.5192 | 1.0355 | 4.142 | 8.4257 | 8.4257 | 0.157 | 0.157 | 0.4595 | 0.4595 | 0 | 0 | 3.322 | 3.322 | -5.013 | -2.5065 | 2.5293 | 0 | 0 |  |  | 4.5562 |  | 0.19248 | 19.248 | 5.0587 | 0 | 2014-06-07 22:00 | 3322 | 3.322
|  | 2014-06-08 04:55:03 | 21.8087 | 1.1202 | 4.4807 | 8.4247 | 8.4247 | 0.15533 | 0.15533 | 0.46017 | 0.46017 | 0 | 0 | 3.2967 | 3.2967 | -4.9912 | -2.4956 | 2.5065 | 0 | 0 |  |  | 4.6599 |  | 0.20545 | 20.5453 | 5.013 | 0 | 2014-06-07 22:30 | 3296.6667 | 3.2967
|  | 2014-06-08 05:25:02 | 22.137 | 1.1857 | 4.7427 | 8.4182 | 8.4182 | 0.15583 | 0.15583 | 0.45983 | 0.45983 | 0.5564 | 0.5564 | 3.3487 | 3.3487 | -4.4554 | -2.2277 | 2.4956 | 0 | 0 |  |  | 4.6478 |  | 0.21424 | 21.4242 | 4.9912 | 0 | 2014-06-07 23:00 | 3348.6667 | 3.3487
|  | 2014-06-08 05:55:02 | 22.0943 | 1.201 | 4.804 | 8.4203 | 8.4203 | 0.1835 | 0.1835 | 0.45083 | 0.45083 | 0.5564 | 0.5564 | 3.2785 | 3.2785 | -4.4008 | -2.2004 | 2.2277 | 0 | 0 |  |  | 4.4677 |  | 0.21743 | 21.7431 | 4.4554 | 0 | 2014-06-07 23:30 | 3278.5 | 3.2785
|  | 2014-06-08 06:25:03 | 22.7392 | 1.172 | 4.688 | 8.419 | 8.419 | 0.21017 | 0.21017 | 0.6225 | 0.6225 | 1.16 | 1.16 | 3.5497 | 3.5497 | -4.0898 | -2.0449 | 2.2004 | 0 | 0 |  |  | 4.7818 |  | 0.20616 | 20.6164 | 4.4008 | 0 | 2014-06-08 | 3549.6667 | 3.5497
|  | 2014-06-08 06:55:02 | 23.9473 | 1.1548 | 4.6193 | 8.419 | 8.419 | 0.21367 | 0.21367 | 0.65967 | 0.65967 | 1.16 | 1.16 | 3.722 | 3.722 | -5.1537 | -2.5768 | 2.0449 | 0 | 0 |  |  | 4.6655 |  | 0.1929 | 19.2896 | 4.0898 | 0 | 2014-06-08 00:30 | 3722 | 3.722
|  | 2014-06-08 07:25:03 | 25.4667 | 1.3677 | 5.4707 | 8.4175 | 8.4175 | 0.21367 | 0.21367 | 0.65433 | 0.65433 | 1.8264 | 1.8264 | 3.7565 | 3.7565 | -5.1276 | -2.5638 | 2.5768 | 0 | 0 |  |  | 5.5254 |  | 0.21482 | 21.4817 | 5.1537 | 0 | 2014-06-08 01:00 | 3756.5 | 3.7565
|  | 2014-06-08 07:55:02 | 26.7043 | 1.4522 | 5.8087 | 8.4177 | 8.4177 | 0.251 | 0.251 | 0.65417 | 0.65417 | 1.8264 | 1.8264 | 4.0152 | 4.0152 | -5.7313 | -2.8656 | 2.5638 | 0 | 0 |  |  | 5.4021 |  | 0.21752 | 21.7518 | 5.1276 | 0 | 2014-06-08 01:30 | 4015.1667 | 4.0152
|  | 2014-06-08 08:25:01 | 27.7933 | 1.67 | 6.68 | 8.412 | 8.412 | 0.266 | 0.266 | 0.654 | 0.654 | 2.6848 | 2.6848 | 4.3283 | 4.3283 | -4.7682 | -2.3841 | 2.8656 | 0 | 0 |  |  | 6.0788 |  | 0.24035 | 24.0345 | 5.7313 | 0 | 2014-06-08 02:00 | 4328.3333 | 4.3283
|  | 2014-06-08 08:55:01 | 28.5883 | 1.7462 | 6.9847 | 8.4133 | 8.4133 | 0.27283 | 0.27283 | 0.65383 | 0.65383 | 2.6848 | 2.6848 | 4.5403 | 4.5403 | -5.0385 | -2.5193 | 2.3841 | 0 | 0 |  |  | 7.0545 |  | 0.24432 | 24.4319 | 4.7682 | 0 | 2014-06-08 02:30 | 4540.3333 | 4.5403
|  | 2014-06-08 09:25:01 | 29.1218 | 1.6903 | 6.7613 | 8.4203 | 8.4203 | 0.27 | 0.27 | 0.654 | 0.654 | 3.3696 | 3.3696 | 4.5893 | 4.5893 | -5.0572 | -2.5286 | 2.5193 | 0 | 0 |  |  | 7.4375 |  | 0.23217 | 23.2174 | 5.0385 | 0 | 2014-06-08 03:00 | 4589.3333 | 4.5893
|  | 2014-06-08 09:55:02 | 29.3932 | 1.6167 | 6.4667 | 8.4215 | 8.4215 | 0.27217 | 0.27217 | 0.62867 | 0.62867 | 3.3696 | 3.3696 | 4.7183 | 4.7183 | -5.5162 | -2.7581 | 2.5286 | 0 | 0 |  |  | 6.8547 |  | 0.22001 | 22.0006 | 5.0572 | 0 | 2014-06-08 03:30 | 4718.3333 | 4.7183
|  | 2014-06-08 10:25:03 | 29.8698 | 1.746 | 6.984 | 8.423 | 8.423 | 0.27517 | 0.27517 | 0.6535 | 0.6535 | 5.5744 | 5.5744 | 4.7705 | 4.7705 | -3.1893 | -1.5946 | 2.7581 | 0 | 0 |  |  | 6.7046 |  | 0.23381 | 23.3814 | 5.5162 | 0 | 2014-06-08 04:00 | 4770.5 | 4.7705
|  | 2014-06-08 10:55:02 | 30.1097 | 1.7135 | 6.854 | 8.4188 | 8.4188 | 0.26267 | 0.26267 | 0.65267 | 0.65267 | 5.5744 | 5.5744 | 4.7905 | 4.7905 | -3.5566 | -1.7783 | 1.5946 | 0 | 0 |  |  | 6.9225 |  | 0.22763 | 22.7635 | 3.1893 | 0 | 2014-06-08 04:30 | 4790.5 | 4.7905
|  | 2014-06-08 11:25:02 | 30.1678 | 1.6065 | 6.426 | 8.4195 | 8.4195 | 0.25483 | 0.25483 | 0.65267 | 0.65267 | 5.7684 | 5.7684 | 4.9803 | 4.9803 | -3.6661 | -1.8331 | 1.7783 | 0 | 0 |  |  | 6.5545 |  | 0.21301 | 21.3008 | 3.5566 | 0 | 2014-06-08 05:00 | 4980.3333 | 4.9803
|  | 2014-06-08 11:55:03 | 29.8638 | 1.6595 | 6.638 | 8.4248 | 8.4248 | 0.243 | 0.243 | 0.66567 | 0.66567 | 5.7684 | 5.7684 | 4.957 | 4.957 | -3.1669 | -1.5835 | 1.8331 | 0 | 0 |  |  | 6.7708 |  | 0.22228 | 22.2276 | 3.6661 | 0 | 2014-06-08 05:30 | 4957 | 4.957
|  | 2014-06-08 12:25:02 | 29.483 | 1.6603 | 6.6413 | 8.4223 | 8.4223 | 0.23567 | 0.23567 | 0.67333 | 0.67333 | 5.78 | 5.78 | 4.6678 | 4.6678 | -3.0625 | -1.5313 | 1.5835 | 0 | 0 |  |  | 6.1764 |  | 0.22526 | 22.526 | 3.1669 | 0 | 2014-06-08 06:00 | 4667.8333 | 4.6678
|  | 2014-06-08 12:55:03 | 29.1042 | 1.6618 | 6.6473 | 8.4253 | 8.4253 | 0.235 | 0.235 | 0.6915 | 0.6915 | 5.78 | 5.78 | 4.3455 | 4.3455 | -2.9795 | -1.4898 | 1.5313 | 0 | 0 |  |  | 6.182 |  | 0.2284 | 22.8398 | 3.0625 | 0 | 2014-06-08 06:30 | 4345.5 | 4.3455
|  | 2014-06-08 13:25:03 | 28.8497 | 1.7428 | 6.9713 | 8.422 | 8.422 | 0.23367 | 0.23367 | 0.70317 | 0.70317 | 6.1132 | 6.1132 | 4.044 | 4.044 | -2.3623 | -1.1811 | 1.4898 | 0 | 0 |  |  | 7.041 |  | 0.24164 | 24.1643 | 2.9795 | 0 | 2014-06-08 07:00 | 4044 | 4.044
|  | 2014-06-08 13:55:02 | 28.8073 | 1.8658 | 7.4633 | 8.427 | 8.427 | 0.233 | 0.233 | 0.70133 | 0.70133 | 6.1132 | 6.1132 | 3.9393 | 3.9393 | -1.9301 | -0.96507 | 1.1811 | 0 | 0 |  |  | 7.3141 |  | 0.25908 | 25.9078 | 2.3623 | 0 | 2014-06-08 07:30 | 3939.3333 | 3.9393
|  | 2014-06-08 14:25:01 | 29.0227 | 1.7645 | 7.058 | 8.42 | 8.42 | 0.2375 | 0.2375 | 0.69433 | 0.69433 | 5.404 | 5.404 | 3.9422 | 3.9422 | -3.2667 | -1.6333 | 0.96507 | 0 | 0 |  |  | 6.9874 |  | 0.24319 | 24.3189 | 1.9301 | 0 | 2014-06-08 08:00 | 3942.1667 | 3.9422
|  | 2014-06-08 14:55:02 | 29.424 | 1.884 | 7.536 | 8.4248 | 8.4248 | 0.23733 | 0.23733 | 0.68983 | 0.68983 | 5.404 | 5.404 | 4.0652 | 4.0652 | -3.0668 | -1.5334 | 1.6333 | 0 | 0 |  |  | 7.1592 |  | 0.25612 | 25.6117 | 3.2667 | 0 | 2014-06-08 08:30 | 4065.1667 | 4.0652
|  | 2014-06-08 15:25:02 | 30.103 | 1.881 | 7.524 | 8.4162 | 8.4162 | 0.237 | 0.237 | 0.68983 | 0.68983 | 5.4932 | 5.4932 | 4.1595 | 4.1595 | -3.5833 | -1.7916 | 1.5334 | 0 | 0 |  |  | 7.825 |  | 0.24994 | 24.9942 | 3.0668 | 0 | 2014-06-08 09:00 | 4159.5 | 4.1595
|  | 2014-06-08 15:55:03 | 31.0238 | 1.81 | 7.24 | 8.409 | 8.409 | 0.44317 | 0.44317 | 0.69767 | 0.69767 | 5.4932 | 5.4932 | 4.3613 | 4.3613 | -4.3795 | -2.1897 | 1.7916 | 0 | 0 |  |  | 6.6608 |  | 0.23337 | 23.3369 | 3.5833 | 0 | 2014-06-08 09:30 | 4361.3333 | 4.3613
|  | 2014-06-08 16:25:02 | 31.3712 | 1.7757 | 7.1027 | 8.408 | 8.408 | 0.476 | 0.476 | 0.7055 | 0.7055 | 2.842 | 2.842 | 4.6233 | 4.6233 | -7.2137 | -3.6068 | 2.1897 | 0 | 0 |  |  | 7.6709 |  | 0.22641 | 22.6407 | 4.3795 | 0 | 2014-06-08 10:00 | 4623.3333 | 4.6233
|  | 2014-06-08 16:55:02 | 31.575 | 1.7195 | 6.878 | 8.4128 | 8.4128 | 0.47917 | 0.47917 | 0.70033 | 0.70033 | 2.842 | 2.842 | 4.8387 | 4.8387 | -7.424 | -3.712 | 3.6068 | 0 | 0 |  |  | 6.878 |  | 0.21783 | 21.7831 | 7.2137 | 0 | 2014-06-08 10:30 | 4838.6667 | 4.8387
|  | 2014-06-08 17:25:01 | 31.6532 | 1.8563 | 7.4253 | 8.4135 | 8.4135 | 0.42217 | 0.42217 | 0.69567 | 0.69567 | 2.3088 | 2.3088 | 5.01 | 5.01 | -7.3777 | -3.6889 | 3.712 | 0 | 0 |  |  | 7.2026 |  | 0.23458 | 23.4584 | 7.424 | 0 | 2014-06-08 11:00 | 5010 | 5.01
|  | 2014-06-08 17:55:02 | 31.4958 | 1.5985 | 6.394 | 8.4133 | 8.4133 | 0.41433 | 0.41433 | 0.69367 | 0.69367 | 2.3088 | 2.3088 | 4.9738 | 4.9738 | -8.2979 | -4.1489 | 3.6889 | 0 | 0 |  |  | 6.5858 |  | 0.20301 | 20.3011 | 7.3777 | 0 | 2014-06-08 11:30 | 4973.8333 | 4.9738
|  | 2014-06-08 18:25:02 | 31.2927 | 1.4943 | 5.9773 | 8.4157 | 8.4157 | 0.43433 | 0.43433 | 0.69383 | 0.69383 | 1.8824 | 1.8824 | 4.9017 | 4.9017 | -8.9874 | -4.4937 | 4.1489 | 0 | 0 |  |  | 6.1567 |  | 0.19101 | 19.1014 | 8.2979 | 0 | 2014-06-08 12:00 | 4901.6667 | 4.9017
|  | 2014-06-08 18:55:02 | 31.0122 | 1.3908 | 5.5633 | 8.4158 | 8.4158 | 0.427 | 0.427 | 0.6895 | 0.6895 | 1.8824 | 1.8824 | 4.903 | 4.903 | -9.1311 | -4.5655 | 4.4937 | 0 | 0 |  |  | 5.7302 |  | 0.17939 | 17.9392 | 8.9874 | 0 | 2014-06-08 12:30 | 4903 | 4.903
|  | 2014-06-08 19:25:02 | 30.6068 | 1.2503 | 5.0013 | 8.4203 | 8.4203 | 0.42033 | 0.42033 | 0.6875 | 0.6875 | 0.6156 | 0.6156 | 4.8833 | 4.8833 | -10.5784 | -5.2892 | 4.5655 | 0 | 0 |  |  | 5.2514 |  | 0.16341 | 16.3406 | 9.1311 | 0 | 2014-06-08 13:00 | 4883.3333 | 4.8833
|  | 2014-06-08 19:55:03 | 30.6603 | 1.1212 | 4.4847 | 8.419 | 8.419 | 0.39667 | 0.39667 | 0.68867 | 0.68867 | 0.6156 | 0.6156 | 5.0253 | 5.0253 | -11.0304 | -5.5152 | 5.2892 | 0 | 0 |  |  | 4.1259 |  | 0.14627 | 14.6269 | 10.5784 | 0 | 2014-06-08 13:30 | 5025.3333 | 5.0253
|  | 2014-06-08 20:25:02 | 30.6768 | 0.993 | 3.972 | 8.4213 | 8.4213 | 0.32683 | 0.32683 | 0.6915 | 0.6915 | 0.0892 | 0.0892 | 5.2098 | 5.2098 | -11.9661 | -5.9831 | 5.5152 | 0 | 0 |  |  | 4.25 |  | 0.12948 | 12.9479 | 11.0304 | 0 | 2014-06-08 14:00 | 5209.8333 | 5.2098
|  | 2014-06-08 20:55:02 | 31.0472 | 1.0642 | 4.2567 | 8.42 | 8.42 | 0.27283 | 0.27283 | 0.692 | 0.692 | 0.0892 | 0.0892 | 5.1473 | 5.1473 | -12.1691 | -6.0846 | 5.9831 | 0 | 0 |  |  | 4.3418 |  | 0.1371 | 13.7103 | 11.9661 | 0 | 2014-06-08 14:30 | 5147.3333 | 5.1473
|  | 2014-06-08 21:25:02 | 30.0388 | 1.0232 | 4.0927 | 8.4235 | 8.4235 | 0.22083 | 0.22083 | 0.68967 | 0.68967 | 0.016 | 0.016 | 4.8633 | 4.8633 | -11.7328 | -5.8664 | 6.0846 | 0 | 0 |  |  | 4.0517 |  | 0.13625 | 13.6246 | 12.1691 | 0 | 2014-06-08 15:00 | 4863.3333 | 4.8633
|  | 2014-06-08 21:55:02 | 27.9582 | 1.0562 | 4.2247 | 8.4237 | 8.4237 | 0.1765 | 0.1765 | 0.59133 | 0.59133 | 0.016 | 0.016 | 4.1947 | 4.1947 | -10.3313 | -5.1657 | 5.8664 | 0 | 0 |  |  | 4.6049 |  | 0.15111 | 15.1107 | 11.7328 | 0 | 2014-06-08 15:30 | 4194.6667 | 4.1947
|  | 2014-06-08 22:25:02 | 25.9198 | 1.0402 | 4.1607 | 8.4237 | 8.4237 | 0.12017 | 0.12017 | 0.33117 | 0.33117 | 0 | 0 | 3.2035 | 3.2035 | -9.6807 | -4.8403 | 5.1657 | 0 | 0 |  |  | 3.9942 |  | 0.16052 | 16.0521 | 10.3313 | 0 | 2014-06-08 16:00 | 3203.5 | 3.2035
|  | 2014-06-08 22:55:01 | 25.0997 | 1.0542 | 4.2167 | 8.4192 | 8.4192 | 0.12367 | 0.12367 | 0.30183 | 0.30183 | 0 | 0 | 3.1382 | 3.1382 | -8.9002 | -4.4501 | 4.8403 | 0 | 0 |  |  | 4.4275 |  | 0.168 | 16.7997 | 9.6807 | 0 | 2014-06-08 16:30 | 3138.1667 | 3.1382
|  | 2014-06-08 23:25:03 | 24.461 | 1.0057 | 4.0227 | 8.4203 | 8.4203 | 0.127 | 0.127 | 0.30417 | 0.30417 | 0 | 0 | 3.1277 | 3.1277 | -8.4592 | -4.2296 | 4.4501 | 0 | 0 |  |  | 3.8618 |  | 0.16445 | 16.4452 | 8.9002 | 0 | 2014-06-08 17:00 | 3127.6667 | 3.1277
|  | 2014-06-08 23:55:02 | 24.113 | 0.9855 | 3.942 | 8.4227 | 8.4227 | 0.11483 | 0.11483 | 0.29683 | 0.29683 | 0 | 0 | 3.163 | 3.163 | -8.1737 | -4.0868 | 4.2296 | 0 | 0 |  |  | 3.9026 |  | 0.16348 | 16.348 | 8.4592 | 0 | 2014-06-08 17:30 | 3163 | 3.163
|  | 2014-06-09 00:25:02 | 24.1103 | 0.96883 | 3.8753 | 8.4245 | 8.4245 | 0.093667 | 0.093667 | 0.33767 | 0.33767 | 0 | 0 | 3.2935 | 3.2935 | -8.0857 | -4.0428 | 4.0868 | 0 | 0 |  |  | 4.1466 |  | 0.16073 | 16.0733 | 8.1737 | 0 | 2014-06-08 18:00 | 3293.5 | 3.2935
|  | 2014-06-09 00:55:01 | 23.9027 | 1.076 | 4.304 | 8.4243 | 8.4243 | 0.089667 | 0.089667 | 0.283 | 0.283 | 0 | 0 | 3.3392 | 3.3392 | -7.4625 | -3.7312 | 4.0428 | 0 | 0 |  |  | 4.5622 |  | 0.18006 | 18.0064 | 8.0857 | 0 | 2014-06-08 18:30 | 3339.1667 | 3.3392
|  | 2014-06-09 01:25:02 | 23.6082 | 1.1425 | 4.57 | 8.421 | 8.421 | 0.083 | 0.083 | 0.28333 | 0.28333 | 0 | 0 | 3.3583 | 3.3583 | -6.8925 | -3.4462 | 3.7312 | 0 | 0 |  |  | 4.9356 |  | 0.19358 | 19.3577 | 7.4625 | 0 | 2014-06-08 19:00 | 3358.3333 | 3.3583
|  | 2014-06-09 01:55:05 | 23.3518 | 1.148 | 4.592 | 8.416 | 8.416 | 0.083 | 0.083 | 0.28367 | 0.28367 | 0 | 0 | 3.313 | 3.313 | -6.6642 | -3.3321 | 3.4462 | 0 | 0 |  |  | 4.2246 |  | 0.19664 | 19.6644 | 6.8925 | 0 | 2014-06-08 19:30 | 3313 | 3.313
|  | 2014-06-09 02:25:03 | 22.9893 | 1.102 | 4.408 | 8.4212 | 8.4212 | 0.082833 | 0.082833 | 0.28083 | 0.28083 | 0 | 0 | 3.1493 | 3.1493 | -6.6472 | -3.3236 | 3.3321 | 0 | 0 |  |  | 4.5843 |  | 0.19174 | 19.1741 | 6.6642 | 0 | 2014-06-08 20:00 | 3149.3333 | 3.1493
|  | 2014-06-09 02:55:04 | 23.2415 | 0.9965 | 3.986 | 8.4208 | 8.4208 | 0.085 | 0.085 | 0.286 | 0.286 | 0 | 0 | 3.1913 | 3.1913 | -7.2723 | -3.6362 | 3.3236 | 0 | 0 |  |  | 3.7468 |  | 0.1715 | 17.1504 | 6.6472 | 0 | 2014-06-08 20:30 | 3191.3333 | 3.1913
|  | 2014-06-09 03:25:01 | 22.9943 | 0.916 | 3.664 | 8.4143 | 8.4143 | 0.096 | 0.096 | 0.28583 | 0.28583 | 0 | 0 | 2.9843 | 2.9843 | -7.5498 | -3.7749 | 3.6362 | 0 | 0 |  |  | 3.3709 |  | 0.15934 | 15.9344 | 7.2723 | 0 | 2014-06-08 21:00 | 2984.3333 | 2.9843
|  | 2014-06-09 03:55:02 | 22.9407 | 0.94217 | 3.7687 | 8.4197 | 8.4197 | 0.095333 | 0.095333 | 0.284 | 0.284 | 0 | 0 | 2.9182 | 2.9182 | -7.4548 | -3.7274 | 3.7749 | 0 | 0 |  |  | 4.1078 |  | 0.16428 | 16.4279 | 7.5498 | 0 | 2014-06-08 21:30 | 2918.1667 | 2.9182
|  | 2014-06-09 04:25:01 | 23.2398 | 0.86333 | 3.4533 | 8.4182 | 8.4182 | 0.093167 | 0.093167 | 0.28333 | 0.28333 | 0 | 0 | 3.0808 | 3.0808 | -7.911 | -3.9555 | 3.7274 | 0 | 0 |  |  | 3.2461 |  | 0.1486 | 14.8595 | 7.4548 | 0 | 2014-06-08 22:00 | 3080.8333 | 3.0808
|  | 2014-06-09 04:55:03 | 24.2142 | 0.7705 | 3.082 | 8.4177 | 8.4177 | 0.092667 | 0.092667 | 0.3295 | 0.3295 | 0 | 0 | 3.0318 | 3.0318 | -9.2605 | -4.6303 | 3.9555 | 0 | 0 |  |  | 2.8046 |  | 0.12728 | 12.7281 | 7.911 | 0 | 2014-06-08 22:30 | 3031.8333 | 3.0318
|  | 2014-06-09 05:25:02 | 27.1307 | 0.64617 | 2.5847 | 8.4177 | 8.4177 | 0.0945 | 0.0945 | 0.571 | 0.571 | 0.418 | 0.418 | 3.717 | 3.717 | -11.3278 | -5.6639 | 4.6303 | 0 | 0 |  |  | 2.6105 |  | 0.095267 | 9.5267 | 9.2605 | 0 | 2014-06-08 23:00 | 3717 | 3.717
|  | 2014-06-09 05:55:02 | 30.47 | 0.55983 | 2.2393 | 8.4232 | 8.4232 | 0.1775 | 0.1775 | 0.749 | 0.749 | 0.418 | 0.418 | 4.6968 | 4.6968 | -13.7662 | -6.8831 | 5.6639 | 0 | 0 |  |  | 2.0826 |  | 0.073493 | 7.3493 | 11.3278 | 0 | 2014-06-08 23:30 | 4696.8333 | 4.6968
|  | 2014-06-09 06:25:03 | 33.4772 | 0.52367 | 2.0947 | 8.417 | 8.417 | 0.22967 | 0.22967 | 1.0073 | 1.0073 | 1.3208 | 1.3208 | 5.604 | 5.604 | -14.8037 | -7.4019 | 6.8831 | 0 | 0 |  |  | 1.948 |  | 0.06257 | 6.257 | 13.7662 | 0 | 2014-06-09 | 5604 | 5.604
|  | 2014-06-09 06:55:03 | 35.4123 | 0.58567 | 2.3427 | 8.4167 | 8.4167 | 0.3825 | 0.3825 | 1.0307 | 1.0307 | 1.3208 | 1.3208 | 6.311 | 6.311 | -15.608 | -7.804 | 7.4019 | 0 | 0 |  |  | 2.2958 |  | 0.066154 | 6.6154 | 14.8037 | 0 | 2014-06-09 00:30 | 6311 | 6.311
|  | 2014-06-09 07:25:02 | 36.2853 | 0.542 | 2.168 | 8.4143 | 8.4143 | 0.5825 | 0.5825 | 1.0363 | 1.0363 | 1.9816 | 1.9816 | 6.7197 | 6.7197 | -15.3829 | -7.6914 | 7.804 | 0 | 0 |  |  | 1.9946 |  | 0.059749 | 5.9749 | 15.608 | 0 | 2014-06-09 01:00 | 6719.6667 | 6.7197
|  | 2014-06-09 07:55:03 | 36.5895 | 0.53883 | 2.1553 | 8.4183 | 8.4183 | 0.58133 | 0.58133 | 1.041 | 1.041 | 1.9816 | 1.9816 | 6.9592 | 6.9592 | -15.4527 | -7.7264 | 7.6914 | 0 | 0 |  |  | 2.3709 |  | 0.058906 | 5.8906 | 15.3829 | 0 | 2014-06-09 01:30 | 6959.1667 | 6.9592
|  | 2014-06-09 08:25:01 | 37.1538 | 0.57817 | 2.3127 | 8.4165 | 8.4165 | 0.4865 | 0.4865 | 1.0482 | 1.0482 | 2.7624 | 2.7624 | 7.0453 | 7.0453 | -15.0823 | -7.5411 | 7.7264 | 0 | 0 |  |  | 2.5208 |  | 0.062246 | 6.2246 | 15.4527 | 0 | 2014-06-09 02:00 | 7045.3333 | 7.0453
|  | 2014-06-09 08:55:02 | 37.1623 | 0.6025 | 2.41 | 8.4187 | 8.4187 | 0.441 | 0.441 | 1.0803 | 1.0803 | 2.7624 | 2.7624 | 7.0482 | 7.0482 | -15.0018 | -7.5009 | 7.5411 | 0 | 0 |  |  | 2.169 |  | 0.064851 | 6.4851 | 15.0823 | 0 | 2014-06-09 02:30 | 7048.1667 | 7.0482
|  | 2014-06-09 09:25:02 | 37.414 | 0.6975 | 2.79 | 8.417 | 8.417 | 0.43267 | 0.43267 | 1.0632 | 1.0632 | 3.7352 | 3.7352 | 7.0378 | 7.0378 | -13.9381 | -6.9691 | 7.5009 | 0 | 0 |  |  | 3.0132 |  | 0.074571 | 7.4571 | 15.0018 | 0 | 2014-06-09 03:00 | 7037.8333 | 7.0378
|  | 2014-06-09 09:55:02 | 37.767 | 0.713 | 2.852 | 8.419 | 8.419 | 0.44417 | 0.44417 | 1.0793 | 1.0793 | 3.7352 | 3.7352 | 7.1005 | 7.1005 | -14.1368 | -7.0684 | 6.9691 | 0 | 0 |  |  | 2.5953 |  | 0.075516 | 7.5516 | 13.9381 | 0 | 2014-06-09 03:30 | 7100.5 | 7.1005
|  | 2014-06-09 10:25:02 | 37.8235 | 0.77217 | 3.0887 | 8.4207 | 8.4207 | 0.4595 | 0.4595 | 1.0832 | 1.0832 | 4.4988 | 4.4988 | 7.0647 | 7.0647 | -13.208 | -6.604 | 7.0684 | 0 | 0 |  |  | 3.2431 |  | 0.08166 | 8.166 | 14.1368 | 0 | 2014-06-09 04:00 | 7064.6667 | 7.0647
|  | 2014-06-09 10:55:02 | 38.0872 | 0.812 | 3.248 | 8.4162 | 8.4162 | 0.43133 | 0.43133 | 1.1005 | 1.1005 | 4.4988 | 4.4988 | 7.0087 | 7.0087 | -13.3837 | -6.6919 | 6.604 | 0 | 0 |  |  | 3.5403 |  | 0.085278 | 8.5278 | 13.208 | 0 | 2014-06-09 04:30 | 7008.6667 | 7.0087
|  | 2014-06-09 11:25:02 | 38.0362 | 0.81683 | 3.2673 | 8.4225 | 8.4225 | 0.4025 | 0.4025 | 1.1355 | 1.1355 | 4.8932 | 4.8932 | 6.829 | 6.829 | -13.0861 | -6.5431 | 6.6919 | 0 | 0 |  |  | 3.398 |  | 0.085901 | 8.5901 | 13.3837 | 0 | 2014-06-09 05:00 | 6829 | 6.829
|  | 2014-06-09 11:55:02 | 37.737 | 0.66667 | 2.6667 | 8.4217 | 8.4217 | 0.33517 | 0.33517 | 1.1548 | 1.1548 | 4.8932 | 4.8932 | 6.8428 | 6.8428 | -13.4226 | -6.7113 | 6.5431 | 0 | 0 |  |  | 2.7733 |  | 0.070665 | 7.0665 | 13.0861 | 0 | 2014-06-09 05:30 | 6842.8333 | 6.8428
|  | 2014-06-09 12:25:02 | 37.4902 | 0.61617 | 2.4647 | 8.4247 | 8.4247 | 0.26733 | 0.26733 | 1.1495 | 1.1495 | 5.8928 | 5.8928 | 6.9053 | 6.9053 | -12.3859 | -6.1929 | 6.7113 | 0 | 0 |  |  | 2.3907 |  | 0.065742 | 6.5742 | 13.4226 | 0 | 2014-06-09 06:00 | 6905.3333 | 6.9053
|  | 2014-06-09 12:55:03 | 37.3748 | 0.64767 | 2.5907 | 8.424 | 8.424 | 0.269 | 0.269 | 1.1348 | 1.1348 | 5.8928 | 5.8928 | 6.9157 | 6.9157 | -12.1479 | -6.0739 | 6.1929 | 0 | 0 |  |  | 2.6943 |  | 0.069316 | 6.9316 | 12.3859 | 0 | 2014-06-09 06:30 | 6915.6667 | 6.9157
|  | 2014-06-09 13:25:11 | 37.3712 | 0.71133 | 2.8453 | 8.4193 | 8.4193 | 0.27033 | 0.27033 | 1.1323 | 1.1323 | 5.82 | 5.82 | 6.854 | 6.854 | -12.0298 | -6.0149 | 6.0739 | 0 | 0 |  |  | 2.6177 |  | 0.076137 | 7.6137 | 12.1479 | 0 | 2014-06-09 07:00 | 6854 | 6.854
|  | 2014-06-09 13:55:01 | 37.0787 | 0.77517 | 3.1007 | 8.4197 | 8.4197 | 0.26817 | 0.26817 | 1.1322 | 1.1322 | 5.82 | 5.82 | 6.8747 | 6.8747 | -11.4633 | -5.7317 | 6.0149 | 0 | 0 |  |  | 3.4107 |  | 0.083624 | 8.3624 | 12.0298 | 0 | 2014-06-09 07:30 | 6874.6667 | 6.8747
|  | 2014-06-09 14:25:02 | 37.2602 | 0.7665 | 3.066 | 8.4125 | 8.4125 | 0.25317 | 0.25317 | 1.1322 | 1.1322 | 5.9392 | 5.9392 | 6.9018 | 6.9018 | -11.5553 | -5.7776 | 5.7317 | 0 | 0 |  |  | 3.3113 |  | 0.082286 | 8.2286 | 11.4633 | 0 | 2014-06-09 08:00 | 6901.8333 | 6.9018
|  | 2014-06-09 14:55:02 | 37.9658 | 0.83767 | 3.3507 | 8.4113 | 8.4113 | 0.25317 | 0.25317 | 1.134 | 1.134 | 5.9392 | 5.9392 | 7.0718 | 7.0718 | -11.8056 | -5.9028 | 5.7776 | 0 | 0 |  |  | 3.6522 |  | 0.088255 | 8.8255 | 11.5553 | 0 | 2014-06-09 08:30 | 7071.8333 | 7.0718
|  | 2014-06-09 15:25:01 | 38.4375 | 0.92383 | 3.6953 | 8.417 | 8.417 | 0.27267 | 0.27267 | 1.139 | 1.139 | 4.3084 | 4.3084 | 7.134 | 7.134 | -13.4711 | -6.7355 | 5.9028 | 0 | 0 |  |  | 4.0279 |  | 0.096139 | 9.6139 | 11.8056 | 0 | 2014-06-09 09:00 | 7134 | 7.134
|  | 2014-06-09 15:55:01 | 38.7368 | 1.1445 | 4.578 | 8.4142 | 8.4142 | 0.344 | 0.344 | 1.1362 | 1.1362 | 4.3084 | 4.3084 | 7.0848 | 7.0848 | -12.8713 | -6.4356 | 6.7355 | 0 | 0 |  |  | 4.5322 |  | 0.11818 | 11.8182 | 13.4711 | 0 | 2014-06-09 09:30 | 7084.8333 | 7.0848
|  | 2014-06-09 16:25:01 | 38.9217 | 1.0408 | 4.1633 | 8.413 | 8.413 | 0.387 | 0.387 | 1.1413 | 1.1413 | 2.824 | 2.824 | 6.941 | 6.941 | -15.052 | -7.526 | 6.4356 | 0 | 0 |  |  | 4.0801 |  | 0.10697 | 10.6967 | 12.8713 | 0 | 2014-06-09 10:00 | 6941 | 6.941
|  | 2014-06-09 16:55:03 | 38.7677 | 0.69383 | 2.7753 | 8.4032 | 8.4032 | 0.40333 | 0.40333 | 1.1377 | 1.1377 | 2.824 | 2.824 | 6.9712 | 6.9712 | -16.253 | -8.1265 | 7.526 | 0 | 0 |  |  | 2.7198 |  | 0.071589 | 7.1589 | 15.052 | 0 | 2014-06-09 10:30 | 6971.1667 | 6.9712
|  | 2014-06-09 17:25:02 | 38.4297 | 0.56817 | 2.2727 | 8.4058 | 8.4058 | 0.41467 | 0.41467 | 1.1347 | 1.1347 | 2.0212 | 2.0212 | 6.998 | 6.998 | -17.1826 | -8.5913 | 8.1265 | 0 | 0 |  |  | 2.1363 |  | 0.059138 | 5.9138 | 16.253 | 0 | 2014-06-09 11:00 | 6998 | 6.998
|  | 2014-06-09 17:55:01 | 37.9255 | 0.55633 | 2.2253 | 8.4098 | 8.4098 | 0.421 | 0.421 | 1.14 | 1.14 | 2.0212 | 2.0212 | 7.079 | 7.079 | -16.6291 | -8.3146 | 8.5913 | 0 | 0 |  |  | 2.3589 |  | 0.058676 | 5.8676 | 17.1826 | 0 | 2014-06-09 11:30 | 7079 | 7.079
|  | 2014-06-09 18:25:01 | 37.2232 | 0.5165 | 2.066 | 8.4137 | 8.4137 | 0.41717 | 0.41717 | 1.1407 | 1.1407 | 1.1708 | 1.1708 | 7.1283 | 7.1283 | -16.8865 | -8.4433 | 8.3146 | 0 | 0 |  |  | 1.9834 |  | 0.055503 | 5.5503 | 16.6291 | 0 | 2014-06-09 12:00 | 7128.3333 | 7.1283
|  | 2014-06-09 18:55:02 | 36.5865 | 0.52067 | 2.0827 | 8.416 | 8.416 | 0.39767 | 0.39767 | 1.1317 | 1.1317 | 1.1708 | 1.1708 | 7.0328 | 7.0328 | -16.3549 | -8.1774 | 8.4433 | 0 | 0 |  |  | 2.0827 |  | 0.056924 | 5.6924 | 16.8865 | 0 | 2014-06-09 12:30 | 7032.8333 | 7.0328
|  | 2014-06-09 19:25:02 | 35.8073 | 0.42817 | 1.7127 | 8.4168 | 8.4168 | 0.3465 | 0.3465 | 1.1318 | 1.1318 | 0.616 | 0.616 | 6.808 | 6.808 | -16.7755 | -8.3877 | 8.1774 | 0 | 0 |  |  | 1.7298 |  | 0.04783 | 4.783 | 16.3549 | 0 | 2014-06-09 13:00 | 6808 | 6.808
|  | 2014-06-09 19:55:02 | 35.2388 | 0.4425 | 1.77 | 8.4173 | 8.4173 | 0.27567 | 0.27567 | 1.13 | 1.13 | 0.616 | 0.616 | 6.5908 | 6.5908 | -16.439 | -8.2195 | 8.3877 | 0 | 0 |  |  | 1.8762 |  | 0.050229 | 5.0229 | 16.7755 | 0 | 2014-06-09 13:30 | 6590.8333 | 6.5908
|  | 2014-06-09 20:25:02 | 34.718 | 0.4835 | 1.934 | 8.4173 | 8.4173 | 0.24 | 0.24 | 1.1252 | 1.1252 | 0.0888 | 0.0888 | 6.5092 | 6.5092 | -16.4035 | -8.2018 | 8.2195 | 0 | 0 |  |  | 2.05 |  | 0.055706 | 5.5706 | 16.439 | 0 | 2014-06-09 14:00 | 6509.1667 | 6.5092
|  | 2014-06-09 20:55:02 | 34.3148 | 0.53283 | 2.1313 | 8.4163 | 8.4163 | 0.23217 | 0.23217 | 1.1233 | 1.1233 | 0.0888 | 0.0888 | 6.3272 | 6.3272 | -15.9957 | -7.9978 | 8.2018 | 0 | 0 |  |  | 2.3445 |  | 0.062111 | 6.2111 | 16.4035 | 0 | 2014-06-09 14:30 | 6327.1667 | 6.3272
|  | 2014-06-09 21:25:03 | 32.6047 | 0.60033 | 2.4013 | 8.4233 | 8.4233 | 0.21933 | 0.21933 | 1.1223 | 1.1223 | 0.008 | 0.008 | 5.5985 | 5.5985 | -14.8318 | -7.4159 | 7.9978 | 0 | 0 |  |  | 2.4734 |  | 0.07365 | 7.365 | 15.9957 | 0 | 2014-06-09 15:00 | 5598.5 | 5.5985
|  | 2014-06-09 21:55:01 | 30.2693 | 0.59533 | 2.3813 | 8.4198 | 8.4198 | 0.1645 | 0.1645 | 1.0905 | 1.0905 | 0.008 | 0.008 | 5.0357 | 5.0357 | -13.1695 | -6.5847 | 7.4159 | 0 | 0 |  |  | 2.3337 |  | 0.078671 | 7.8671 | 14.8318 | 0 | 2014-06-09 15:30 | 5035.6667 | 5.0357
|  | 2014-06-09 22:25:01 | 28.0355 | 0.47233 | 1.8893 | 8.4202 | 8.4202 | 0.098 | 0.098 | 0.984 | 0.984 | 0 | 0 | 4.6415 | 4.6415 | -12.0025 | -6.0012 | 6.5847 | 0 | 0 |  |  | 2.0783 |  | 0.067391 | 6.7391 | 13.1695 | 0 | 2014-06-09 16:00 | 4641.5 | 4.6415
|  | 2014-06-09 22:55:01 | 26.8055 | 0.47867 | 1.9147 | 8.4197 | 8.4197 | 0.1 | 0.1 | 0.82783 | 0.82783 | 0 | 0 | 4.3212 | 4.3212 | -11.2222 | -5.6111 | 6.0012 | 0 | 0 |  |  | 1.7998 |  | 0.071428 | 7.1428 | 12.0025 | 0 | 2014-06-09 16:30 | 4321.1667 | 4.3212
|  | 2014-06-09 23:25:02 | 26.6092 | 0.4725 | 1.89 | 8.416 | 8.416 | 0.10433 | 0.10433 | 0.8185 | 0.8185 | 0 | 0 | 4.1163 | 4.1163 | -11.264 | -5.632 | 5.6111 | 0 | 0 |  |  | 1.9845 |  | 0.071028 | 7.1028 | 11.2222 | 0 | 2014-06-09 17:00 | 4116.3333 | 4.1163
|  | 2014-06-09 23:55:01 | 26.3158 | 0.4 | 1.6 | 8.4203 | 8.4203 | 0.091667 | 0.091667 | 0.85433 | 0.85433 | 0 | 0 | 4.1142 | 4.1142 | -11.2353 | -5.6177 | 5.632 | 0 | 0 |  |  | 1.472 |  | 0.0608 | 6.08 | 11.264 | 0 | 2014-06-09 17:30 | 4114.1667 | 4.1142
|  | 2014-06-10 00:25:01 | 26.193 | 0.39183 | 1.5673 | 8.4252 | 8.4252 | 0.0795 | 0.0795 | 0.81033 | 0.81033 | 0 | 0 | 4.032 | 4.032 | -11.2787 | -5.6393 | 5.6177 | 0 | 0 |  |  | 1.4733 |  | 0.059838 | 5.9838 | 11.2353 | 0 | 2014-06-09 18:00 | 4032 | 4.032
|  | 2014-06-10 00:55:01 | 25.781 | 0.39617 | 1.5847 | 8.4257 | 8.4257 | 0.069333 | 0.069333 | 0.7355 | 0.7355 | 0 | 0 | 3.6588 | 3.6588 | -11.307 | -5.6535 | 5.6393 | 0 | 0 |  |  | 1.442 |  | 0.061466 | 6.1466 | 11.2787 | 0 | 2014-06-09 18:30 | 3658.8333 | 3.6588
|  | 2014-06-10 01:25:01 | 25.3815 | 0.42317 | 1.6927 | 8.4255 | 8.4255 | 0.058 | 0.058 | 0.7415 | 0.7415 | 0 | 0 | 3.5782 | 3.5782 | -10.8857 | -5.4428 | 5.6535 | 0 | 0 |  |  | 1.8112 |  | 0.066689 | 6.6689 | 11.307 | 0 | 2014-06-09 19:00 | 3578.1667 | 3.5782
|  | 2014-06-10 01:55:04 | 25.188 | 0.425 | 1.7 | 8.4278 | 8.4278 | 0.057 | 0.057 | 0.81033 | 0.81033 | 0 | 0 | 3.5175 | 3.5175 | -10.6753 | -5.3377 | 5.4428 | 0 | 0 |  |  | 1.598 |  | 0.067492 | 6.7492 | 10.8857 | 0 | 2014-06-09 19:30 | 3517.5 | 3.5175
|  | 2014-06-10 02:25:04 | 25.1108 | 0.48283 | 1.9313 | 8.4265 | 8.4265 | 0.057 | 0.057 | 0.8245 | 0.8245 | 0 | 0 | 3.5067 | 3.5067 | -10.3648 | -5.1824 | 5.3377 | 0 | 0 |  |  | 2.1245 |  | 0.076912 | 7.6912 | 10.6753 | 0 | 2014-06-09 20:00 | 3506.6667 | 3.5067
|  | 2014-06-10 02:55:02 | 25.0242 | 0.38483 | 1.5393 | 8.4203 | 8.4203 | 0.056 | 0.056 | 0.82633 | 0.82633 | 0 | 0 | 3.499 | 3.499 | -10.6832 | -5.3416 | 5.1824 | 0 | 0 |  |  | 1.4162 |  | 0.061514 | 6.1514 | 10.3648 | 0 | 2014-06-09 20:30 | 3499 | 3.499
|  | 2014-06-10 03:25:02 | 24.6785 | 0.353 | 1.412 | 8.4273 | 8.4273 | 0.054333 | 0.054333 | 0.7825 | 0.7825 | 0 | 0 | 3.4912 | 3.4912 | -10.5112 | -5.2556 | 5.3416 | 0 | 0 |  |  | 1.4261 |  | 0.057216 | 5.7216 | 10.6832 | 0 | 2014-06-09 21:00 | 3491.1667 | 3.4912
|  | 2014-06-10 03:55:01 | 24.6332 | 0.331 | 1.324 | 8.4243 | 8.4243 | 0.049167 | 0.049167 | 0.7 | 0.7 | 0 | 0 | 3.5727 | 3.5727 | -10.563 | -5.2815 | 5.2556 | 0 | 0 |  |  | 1.324 |  | 0.053749 | 5.3749 | 10.5112 | 0 | 2014-06-09 21:30 | 3572.6667 | 3.5727
|  | 2014-06-10 04:25:02 | 25.1752 | 0.3275 | 1.31 | 8.4283 | 8.4283 | 0.049 | 0.049 | 0.6995 | 0.6995 | 0 | 0 | 3.771 | 3.771 | -10.9173 | -5.4587 | 5.2815 | 0 | 0 |  |  | 1.4017 |  | 0.052035 | 5.2035 | 10.563 | 0 | 2014-06-09 22:00 | 3771 | 3.771
|  | 2014-06-10 04:55:01 | 26.3147 | 0.2865 | 1.146 | 8.4047 | 8.4047 | 0.049833 | 0.049833 | 0.69867 | 0.69867 | 0 | 0 | 4.0837 | 4.0837 | -11.9318 | -5.9659 | 5.4587 | 0 | 0 |  |  | 1.0543 |  | 0.04355 | 4.355 | 10.9173 | 0 | 2014-06-09 22:30 | 4083.6667 | 4.0837
|  | 2014-06-10 05:25:02 | 28.8712 | 0.31633 | 1.2653 | 8.3285 | 8.3285 | 0.05 | 0.05 | 0.75333 | 0.75333 | 0.2676 | 0.2676 | 4.7127 | 4.7127 | -13.4937 | -6.7469 | 5.9659 | 0 | 0 |  |  | 1.3539 |  | 0.043827 | 4.3827 | 11.9318 | 0 | 2014-06-09 23:00 | 4712.6667 | 4.7127
|  | 2014-06-10 05:55:02 | 31.0162 | 0.35483 | 1.4193 | 8.3307 | 8.3307 | 0.076333 | 0.076333 | 0.8965 | 0.8965 | 0.2676 | 0.2676 | 5.672 | 5.672 | -14.3537 | -7.1769 | 6.7469 | 0 | 0 |  |  | 1.2774 |  | 0.045761 | 4.5761 | 13.4937 | 0 | 2014-06-09 23:30 | 5672 | 5.672
|  | 2014-06-10 06:25:01 | 33.6448 | 0.406 | 1.624 | 8.3327 | 8.3327 | 0.11667 | 0.11667 | 1.1145 | 1.1145 | 0.896 | 0.896 | 6.5087 | 6.5087 | -15.0523 | -7.5262 | 7.1769 | 0 | 0 |  |  | 1.7702 |  | 0.048269 | 4.8269 | 14.3537 | 0 | 2014-06-10 | 6508.6667 | 6.5087
|  | 2014-06-10 06:55:02 | 35.3162 | 0.48267 | 1.9307 | 8.3272 | 8.3272 | 0.22767 | 0.22767 | 1.1392 | 1.1392 | 0.896 | 0.896 | 6.8927 | 6.8927 | -15.9028 | -7.9514 | 7.5262 | 0 | 0 |  |  | 1.9307 |  | 0.054668 | 5.4668 | 15.0523 | 0 | 2014-06-10 00:30 | 6892.6667 | 6.8927
|  | 2014-06-10 07:25:02 | 36.1872 | 0.53833 | 2.1533 | 8.3283 | 8.3283 | 0.3 | 0.3 | 1.1463 | 1.1463 | 1.5184 | 1.5184 | 6.9237 | 6.9237 | -15.8171 | -7.9085 | 7.9514 | 0 | 0 |  |  | 2.1103 |  | 0.059505 | 5.9505 | 15.9028 | 0 | 2014-06-10 01:00 | 6923.6667 | 6.9237
|  | 2014-06-10 07:55:02 | 36.3607 | 0.68183 | 2.7273 | 8.3235 | 8.3235 | 0.31883 | 0.31883 | 1.1487 | 1.1487 | 1.5184 | 1.5184 | 6.8915 | 6.8915 | -15.4324 | -7.7162 | 7.9085 | 0 | 0 |  |  | 2.4819 |  | 0.075008 | 7.5008 | 15.8171 | 0 | 2014-06-10 01:30 | 6891.5 | 6.8915
|  | 2014-06-10 08:25:04 | 36.741 | 0.69283 | 2.7713 | 8.3198 | 8.3198 | 0.333 | 0.333 | 1.1482 | 1.1482 | 2.5112 | 2.5112 | 6.8267 | 6.8267 | -14.8308 | -7.4154 | 7.7162 | 0 | 0 |  |  | 2.993 |  | 0.075429 | 7.5429 | 15.4324 | 0 | 2014-06-10 02:00 | 6826.6667 | 6.8267
|  | 2014-06-10 08:55:01 | 36.6712 | 0.63367 | 2.5347 | 8.3203 | 8.3203 | 0.3325 | 0.3325 | 1.126 | 1.126 | 2.5112 | 2.5112 | 6.6715 | 6.6715 | -15.175 | -7.5875 | 7.4154 | 0 | 0 |  |  | 2.3572 |  | 0.069119 | 6.9119 | 14.8308 | 0 | 2014-06-10 02:30 | 6671.5 | 6.6715
|  | 2014-06-10 09:25:02 | 36.6295 | 0.6665 | 2.666 | 8.32 | 8.32 | 0.33 | 0.33 | 1.1163 | 1.1163 | 2.9872 | 2.9872 | 6.5345 | 6.5345 | -14.6755 | -7.3377 | 7.5875 | 0 | 0 |  |  | 2.4261 |  | 0.072783 | 7.2783 | 15.175 | 0 | 2014-06-10 03:00 | 6534.5 | 6.5345
|  | 2014-06-10 09:55:03 | 36.8067 | 0.69083 | 2.7633 | 8.3205 | 8.3205 | 0.37567 | 0.37567 | 1.1167 | 1.1167 | 2.9872 | 2.9872 | 6.6422 | 6.6422 | -14.6011 | -7.3006 | 7.3377 | 0 | 0 |  |  | 2.7357 |  | 0.075077 | 7.5077 | 14.6755 | 0 | 2014-06-10 03:30 | 6642.1667 | 6.6422
|  | 2014-06-10 10:25:01 | 36.8673 | 0.68633 | 2.7453 | 8.3193 | 8.3193 | 0.4335 | 0.4335 | 1.1173 | 1.1173 | 4.9404 | 4.9404 | 6.8757 | 6.8757 | -12.4358 | -6.2179 | 7.3006 | 0 | 0 |  |  | 2.5806 |  | 0.074465 | 7.4465 | 14.6011 | 0 | 2014-06-10 04:00 | 6875.6667 | 6.8757
|  | 2014-06-10 10:55:04 | 36.8955 | 0.74217 | 2.9687 | 8.3168 | 8.3168 | 0.41483 | 0.41483 | 1.1207 | 1.1207 | 4.9404 | 4.9404 | 7.007 | 7.007 | -12.1271 | -6.0635 | 6.2179 | 0 | 0 |  |  | 2.7905 |  | 0.080461 | 8.0461 | 12.4358 | 0 | 2014-06-10 04:30 | 7007 | 7.007
|  | 2014-06-10 11:25:01 | 36.664 | 0.821 | 3.284 | 8.3113 | 8.3113 | 0.41083 | 0.41083 | 1.1553 | 1.1553 | 5.7344 | 5.7344 | 6.7392 | 6.7392 | -11.0289 | -5.5145 | 6.0635 | 0 | 0 |  |  | 3.5796 |  | 0.08957 | 8.957 | 12.1271 | 0 | 2014-06-10 05:00 | 6739.1667 | 6.7392
|  | 2014-06-10 11:55:02 | 36.2162 | 0.8495 | 3.398 | 8.3052 | 8.3052 | 0.298 | 0.298 | 1.1568 | 1.1568 | 5.7344 | 5.7344 | 6.822 | 6.822 | -10.5018 | -5.2509 | 5.5145 | 0 | 0 |  |  | 3.6359 |  | 0.093826 | 9.3826 | 11.0289 | 0 | 2014-06-10 05:30 | 6822 | 6.822
|  | 2014-06-10 12:25:20 | 35.9388 | 1.0337 | 4.1347 | 8.2995 | 8.2995 | 0.21 | 0.21 | 1.1568 | 1.1568 | 6.1056 | 6.1056 | 6.8115 | 6.8115 | -9.2207 | -4.6104 | 5.2509 | 0 | 0 |  |  | 3.8866 |  | 0.11505 | 11.5047 | 10.5018 | 0 | 2014-06-10 06:00 | 6811.5 | 6.8115
|  | 2014-06-10 12:55:02 | 35.739 | 1.176 | 4.704 | 8.2938 | 8.2938 | 0.21283 | 0.21283 | 1.1562 | 1.1562 | 6.1056 | 6.1056 | 6.9287 | 6.9287 | -8.3379 | -4.1689 | 4.6104 | 0 | 0 |  |  | 4.3747 |  | 0.13162 | 13.1621 | 9.2207 | 0 | 2014-06-10 06:30 | 6928.6667 | 6.9287
|  | 2014-06-10 13:25:01 | 35.6507 | 1.3228 | 5.2913 | 8.2807 | 8.2807 | 0.21467 | 0.21467 | 1.1558 | 1.1558 | 5.1696 | 5.1696 | 6.8597 | 6.8597 | -8.6789 | -4.3395 | 4.1689 | 0 | 0 |  |  | 5.3442 |  | 0.14842 | 14.8422 | 8.3379 | 0 | 2014-06-10 07:00 | 6859.6667 | 6.8597
|  | 2014-06-10 13:55:01 | 35.4958 | 1.8097 | 7.2387 | 8.2677 | 8.2677 | 0.20583 | 0.20583 | 1.1318 | 1.1318 | 5.1696 | 5.1696 | 6.4797 | 6.4797 | -7.0026 | -3.5013 | 4.3395 | 0 | 0 |  |  | 6.9491 |  | 0.20393 | 20.393 | 8.6789 | 0 | 2014-06-10 07:30 | 6479.6667 | 6.4797
|  | 2014-06-10 14:25:01 | 35.6567 | 2.0057 | 8.0227 | 8.2532 | 8.2532 | 0.1955 | 0.1955 | 1.0623 | 1.0623 | 4.8256 | 4.8256 | 6.5098 | 6.5098 | -6.7876 | -3.3938 | 3.5013 | 0 | 0 |  |  | 7.782 |  | 0.225 | 22.4998 | 7.0026 | 0 | 2014-06-10 08:00 | 6509.8333 | 6.5098
|  | 2014-06-10 14:55:02 | 36.372 | 2.0312 | 8.1247 | 8.2392 | 8.2392 | 0.20283 | 0.20283 | 1.1482 | 1.1482 | 4.8256 | 4.8256 | 6.5992 | 6.5992 | -7.2324 | -3.6162 | 3.3938 | 0 | 0 |  |  | 8.9371 |  | 0.22338 | 22.3377 | 6.7876 | 0 | 2014-06-10 08:30 | 6599.1667 | 6.5992
|  | 2014-06-10 15:25:02 | 37.0263 | 2.2472 | 8.9887 | 8.2243 | 8.2243 | 0.2445 | 0.2445 | 1.152 | 1.152 | 5.222 | 5.222 | 6.6572 | 6.6572 | -6.5377 | -3.2688 | 3.6162 | 0 | 0 |  |  | 8.6291 |  | 0.24276 | 24.2764 | 7.2324 | 0 | 2014-06-10 09:00 | 6657.1667 | 6.6572
|  | 2014-06-10 15:55:04 | 37.6235 | 2.4472 | 9.7887 | 8.2092 | 8.2092 | 0.34433 | 0.34433 | 1.1488 | 1.1488 | 5.222 | 5.222 | 6.7162 | 6.7162 | -6.1943 | -3.0972 | 3.2688 | 0 | 0 |  |  | 10.5718 |  | 0.26017 | 26.0174 | 6.5377 | 0 | 2014-06-10 09:30 | 6716.1667 | 6.7162
|  | 2014-06-10 16:25:02 | 37.3352 | 2.4545 | 9.818 | 8.2037 | 8.2037 | 0.40867 | 0.40867 | 1.1475 | 1.1475 | 3.6464 | 3.6464 | 6.5485 | 6.5485 | -7.5624 | -3.7812 | 3.0972 | 0 | 0 |  |  | 10.3089 |  | 0.26297 | 26.2969 | 6.1943 | 0 | 2014-06-10 10:00 | 6548.5 | 6.5485
|  | 2014-06-10 16:55:02 | 37.046 | 2.5483 | 10.1933 | 8.1987 | 8.1987 | 0.409 | 0.409 | 1.154 | 1.154 | 3.6464 | 3.6464 | 6.383 | 6.383 | -7.0616 | -3.5308 | 3.7812 | 0 | 0 |  |  | 11.1107 |  | 0.27515 | 27.5153 | 7.5624 | 0 | 2014-06-10 10:30 | 6383 | 6.383
|  | 2014-06-10 17:25:01 | 36.5262 | 2.8168 | 11.2673 | 8.1893 | 8.1893 | 0.4075 | 0.4075 | 1.1542 | 1.1542 | 2.7444 | 2.7444 | 6.3073 | 6.3073 | -6.4561 | -3.2281 | 3.5308 | 0 | 0 |  |  | 10.8166 |  | 0.30847 | 30.8473 | 7.0616 | 0 | 2014-06-10 11:00 | 6307.3333 | 6.3073
|  | 2014-06-10 17:55:01 | 36.0865 | 2.6652 | 10.6607 | 8.1667 | 8.1667 | 0.33883 | 0.33883 | 1.1235 | 1.1235 | 2.7444 | 2.7444 | 6.0795 | 6.0795 | -6.9729 | -3.4865 | 3.2281 | 0 | 0 |  |  | 9.5946 |  | 0.29542 | 29.542 | 6.4561 | 0 | 2014-06-10 11:30 | 6079.5 | 6.0795
|  | 2014-06-10 18:25:02 | 35.4725 | 2.5385 | 10.154 | 8.1692 | 8.1692 | 0.279 | 0.279 | 1.115 | 1.115 | 2.216 | 2.216 | 5.9208 | 5.9208 | -7.6185 | -3.8092 | 3.4865 | 0 | 0 |  |  | 9.4432 |  | 0.28625 | 28.625 | 6.9729 | 0 | 2014-06-10 12:00 | 5920.8333 | 5.9208
|  | 2014-06-10 18:55:02 | 35.0248 | 2.5318 | 10.1273 | 8.1595 | 8.1595 | 0.27633 | 0.27633 | 1.1157 | 1.1157 | 2.216 | 2.216 | 5.8747 | 5.8747 | -7.2553 | -3.6277 | 3.8092 | 0 | 0 |  |  | 10.6337 |  | 0.28915 | 28.9147 | 7.6185 | 0 | 2014-06-10 12:30 | 5874.6667 | 5.8747
|  | 2014-06-10 19:25:01 | 34.4248 | 2.232 | 8.928 | 8.1542 | 8.1542 | 0.26983 | 0.26983 | 1.073 | 1.073 | 0.8876 | 0.8876 | 5.7845 | 5.7845 | -9.3277 | -4.6639 | 3.6277 | 0 | 0 |  |  | 9.2851 |  | 0.25935 | 25.9348 | 7.2553 | 0 | 2014-06-10 13:00 | 5784.5 | 5.7845
|  | 2014-06-10 19:55:01 | 33.8212 | 2.0573 | 8.2293 | 8.0848 | 8.0848 | 0.249 | 0.249 | 1.0612 | 1.0612 | 0.8876 | 0.8876 | 5.8003 | 5.8003 | -9.5089 | -4.7545 | 4.6639 | 0 | 0 |  |  | 8.8877 |  | 0.24332 | 24.3319 | 9.3277 | 0 | 2014-06-10 13:30 | 5800.3333 | 5.8003
|  | 2014-06-10 20:25:02 | 33.5993 | 1.7818 | 7.1273 | 7.9642 | 7.9642 | 0.23167 | 0.23167 | 1.0632 | 1.0632 | 0.0652 | 0.0652 | 5.8878 | 5.8878 | -11.26 | -5.63 | 4.7545 | 0 | 0 |  |  | 7.6262 |  | 0.21213 | 21.2127 | 9.5089 | 0 | 2014-06-10 14:00 | 5887.8333 | 5.8878
|  | 2014-06-10 20:55:02 | 33.4402 | 1.7228 | 6.8913 | 7.8742 | 7.8742 | 0.21933 | 0.21933 | 1.061 | 1.061 | 0.0652 | 0.0652 | 5.9802 | 5.9802 | -11.349 | -5.6745 | 5.63 | 0 | 0 |  |  | 7.0981 |  | 0.20608 | 20.608 | 11.26 | 0 | 2014-06-10 14:30 | 5980.1667 | 5.9802
|  | 2014-06-10 21:25:01 | 32.0752 | 1.5942 | 6.3767 | 7.8488 | 7.8488 | 0.214 | 0.214 | 1.063 | 1.063 | 0.016 | 0.016 | 5.5283 | 5.5283 | -11.0283 | -5.5142 | 5.6745 | 0 | 0 |  |  | 6.1854 |  | 0.1988 | 19.8804 | 11.349 | 0 | 2014-06-10 15:00 | 5528.3333 | 5.5283
|  | 2014-06-10 21:55:03 | 29.8107 | 1.524 | 6.096 | 7.8453 | 7.8453 | 0.1575 | 0.1575 | 0.87467 | 0.87467 | 0.016 | 0.016 | 4.8422 | 4.8422 | -9.979 | -4.9895 | 5.5142 | 0 | 0 |  |  | 6.5837 |  | 0.20449 | 20.4491 | 11.0283 | 0 | 2014-06-10 15:30 | 4842.1667 | 4.8422
|  | 2014-06-10 22:25:03 | 27.8297 | 1.5442 | 6.1767 | 7.839 | 7.839 | 0.108 | 0.108 | 0.819 | 0.819 | 0 | 0 | 4.4622 | 4.4622 | -8.4248 | -4.2124 | 4.9895 | 0 | 0 |  |  | 6.2384 |  | 0.22195 | 22.1945 | 9.979 | 0 | 2014-06-10 16:00 | 4462.1667 | 4.4622
|  | 2014-06-10 22:55:01 | 26.8977 | 1.6187 | 6.4747 | 7.7512 | 7.7512 | 0.1015 | 0.1015 | 0.82667 | 0.82667 | 0 | 0 | 4.2732 | 4.2732 | -7.4705 | -3.7353 | 4.2124 | 0 | 0 |  |  | 6.5394 |  | 0.24071 | 24.0715 | 8.4248 | 0 | 2014-06-10 16:30 | 4273.1667 | 4.2732
|  | 2014-06-10 23:25:02 | 26.3335 | 1.6732 | 6.6927 | 7.6423 | 7.6423 | 0.093 | 0.093 | 0.82283 | 0.82283 | 0 | 0 | 4.031 | 4.031 | -7.0517 | -3.5258 | 3.7353 | 0 | 0 |  |  | 6.9604 |  | 0.25415 | 25.415 | 7.4705 | 0 | 2014-06-10 17:00 | 4031 | 4.031
|  | 2014-06-10 23:55:02 | 25.747 | 1.7115 | 6.846 | 7.6472 | 7.6472 | 0.082333 | 0.082333 | 0.8195 | 0.8195 | 0 | 0 | 3.8792 | 3.8792 | -6.4728 | -3.2364 | 3.5258 | 0 | 0 |  |  | 6.846 |  | 0.2659 | 26.5895 | 7.0517 | 0 | 2014-06-10 17:30 | 3879.1667 | 3.8792
|  | 2014-06-11 00:25:02 | 25.4127 | 1.7095 | 6.838 | 7.635 | 7.635 | 0.071333 | 0.071333 | 0.75033 | 0.75033 | 0 | 0 | 3.8497 | 3.8497 | -6.2683 | -3.1342 | 3.2364 | 0 | 0 |  |  | 6.3593 |  | 0.26908 | 26.9078 | 6.4728 | 0 | 2014-06-10 18:00 | 3849.6667 | 3.8497
|  | 2014-06-11 00:55:02 | 25.0353 | 1.8147 | 7.2587 | 7.6558 | 7.6558 | 0.071 | 0.071 | 0.7365 | 0.7365 | 0 | 0 | 3.7867 | 3.7867 | -5.5267 | -2.7633 | 3.1342 | 0 | 0 |  |  | 7.8394 |  | 0.28994 | 28.9937 | 6.2683 | 0 | 2014-06-10 18:30 | 3786.6667 | 3.7867
|  | 2014-06-11 01:25:02 | 24.681 | 1.6778 | 6.7113 | 7.6522 | 7.6522 | 0.071 | 0.071 | 0.739 | 0.739 | 0 | 0 | 3.7958 | 3.7958 | -5.7117 | -2.8558 | 2.7633 | 0 | 0 |  |  | 6.7784 |  | 0.27192 | 27.1923 | 5.5267 | 0 | 2014-06-10 19:00 | 3795.8333 | 3.7958
|  | 2014-06-11 01:55:02 | 24.489 | 1.5838 | 6.3353 | 7.6525 | 7.6525 | 0.071 | 0.071 | 0.74267 | 0.74267 | 0 | 0 | 3.8488 | 3.8488 | -5.8387 | -2.9193 | 2.8558 | 0 | 0 |  |  | 5.8285 |  | 0.2587 | 25.8701 | 5.7117 | 0 | 2014-06-10 19:30 | 3848.8333 | 3.8488
|  | 2014-06-11 02:25:01 | 24.4797 | 1.4125 | 5.65 | 7.658 | 7.658 | 0.07 | 0.07 | 0.74 | 0.74 | 0 | 0 | 3.8478 | 3.8478 | -6.5138 | -3.2569 | 2.9193 | 0 | 0 |  |  | 5.989 |  | 0.2308 | 23.0804 | 5.8387 | 0 | 2014-06-10 20:00 | 3847.8333 | 3.8478
|  | 2014-06-11 02:55:02 | 24.5208 | 1.2058 | 4.8233 | 7.7268 | 7.7268 | 0.07 | 0.07 | 0.74533 | 0.74533 | 0 | 0 | 3.8538 | 3.8538 | -7.3015 | -3.6507 | 3.2569 | 0 | 0 |  |  | 4.3892 |  | 0.1967 | 19.6703 | 6.5138 | 0 | 2014-06-10 20:30 | 3853.8333 | 3.8538
|  | 2014-06-11 03:25:01 | 24.1372 | 1.2262 | 4.9047 | 7.7925 | 7.7925 | 0.0705 | 0.0705 | 0.73817 | 0.73817 | 0 | 0 | 3.7612 | 3.7612 | -6.8702 | -3.4351 | 3.6507 | 0 | 0 |  |  | 4.6594 |  | 0.2032 | 20.32 | 7.3015 | 0 | 2014-06-10 21:00 | 3761.1667 | 3.7612
|  | 2014-06-11 03:55:02 | 24.1472 | 1.1838 | 4.7353 | 7.7835 | 7.7835 | 0.070167 | 0.070167 | 0.74167 | 0.74167 | 0 | 0 | 3.7748 | 3.7748 | -7.0417 | -3.5208 | 3.4351 | 0 | 0 |  |  | 4.9721 |  | 0.1961 | 19.6103 | 6.8702 | 0 | 2014-06-10 21:30 | 3774.8333 | 3.7748
|  | 2014-06-11 04:25:02 | 24.854 | 1.3152 | 5.2607 | 7.7897 | 7.7897 | 0.07 | 0.07 | 0.7385 | 0.7385 | 0 | 0 | 3.8865 | 3.8865 | -7.1087 | -3.5543 | 3.5208 | 0 | 0 |  |  | 5.7867 |  | 0.21166 | 21.1663 | 7.0417 | 0 | 2014-06-10 22:00 | 3886.5 | 3.8865
|  | 2014-06-11 04:55:01 | 26.101 | 1.2993 | 5.1973 | 7.8112 | 7.8112 | 0.080667 | 0.080667 | 0.72883 | 0.72883 | 0 | 0 | 4.3492 | 4.3492 | -7.9338 | -3.9669 | 3.5543 | 0 | 0 |  |  | 5.4052 |  | 0.19912 | 19.9124 | 7.1087 | 0 | 2014-06-10 22:30 | 4349.1667 | 4.3492
|  | 2014-06-11 05:25:02 | 28.227 | 1.2895 | 5.158 | 7.8867 | 7.8867 | 0.082833 | 0.082833 | 0.78933 | 0.78933 | 0.2076 | 0.2076 | 4.9688 | 4.9688 | -9.1337 | -4.5669 | 3.9669 | 0 | 0 |  |  | 5.3127 |  | 0.18273 | 18.2733 | 7.9338 | 0 | 2014-06-10 23:00 | 4968.8333 | 4.9688
|  | 2014-06-11 05:55:01 | 31.327 | 1.2377 | 4.9507 | 7.8862 | 7.8862 | 0.219 | 0.219 | 0.95567 | 0.95567 | 0.2076 | 0.2076 | 6.0862 | 6.0862 | -11.0217 | -5.5109 | 4.5669 | 0 | 0 |  |  | 4.7526 |  | 0.15803 | 15.8032 | 9.1337 | 0 | 2014-06-10 23:30 | 6086.1667 | 6.0862
|  | 2014-06-11 06:25:02 | 34.634 | 1.1947 | 4.7787 | 7.8845 | 7.8845 | 0.485 | 0.485 | 1.0852 | 1.0852 | 0.704 | 0.704 | 6.9852 | 6.9852 | -12.7115 | -6.3558 | 5.5109 | 0 | 0 |  |  | 5.2087 |  | 0.13798 | 13.7976 | 11.0217 | 0 | 2014-06-11 | 6985.1667 | 6.9852
|  | 2014-06-11 06:55:02 | 35.6918 | 1.2393 | 4.9573 | 7.8968 | 7.8968 | 0.5555 | 0.5555 | 1.1412 | 1.1412 | 0.704 | 0.704 | 6.963 | 6.963 | -13.474 | -6.737 | 6.3558 | 0 | 0 |  |  | 5.0069 |  | 0.13889 | 13.8893 | 12.7115 | 0 | 2014-06-11 00:30 | 6963 | 6.963
|  | 2014-06-11 07:25:02 | 36.2658 | 1.2827 | 5.1307 | 7.8953 | 7.8953 | 0.557 | 0.557 | 1.1513 | 1.1513 | 1.296 | 1.296 | 6.8262 | 6.8262 | -13.4093 | -6.7047 | 6.737 | 0 | 0 |  |  | 5.1307 |  | 0.14147 | 14.1474 | 13.474 | 0 | 2014-06-11 01:00 | 6826.1667 | 6.8262
|  | 2014-06-11 07:55:01 | 36.7827 | 1.3197 | 5.2787 | 7.8397 | 7.8397 | 0.56033 | 0.56033 | 1.1477 | 1.1477 | 1.296 | 1.296 | 6.6497 | 6.6497 | -14.0107 | -7.0053 | 6.7047 | 0 | 0 |  |  | 5.0675 |  | 0.14351 | 14.351 | 13.4093 | 0 | 2014-06-11 01:30 | 6649.6667 | 6.6497
|  | 2014-06-11 08:25:02 | 37.1117 | 1.3035 | 5.214 | 7.7235 | 7.7235 | 0.5515 | 0.5515 | 1.1528 | 1.1528 | 1.8664 | 1.8664 | 6.7998 | 6.7998 | -13.8036 | -6.9018 | 7.0053 | 0 | 0 |  |  | 4.849 |  | 0.14049 | 14.0495 | 14.0107 | 0 | 2014-06-11 02:00 | 6799.8333 | 6.7998
|  | 2014-06-11 08:55:04 | 37.1 | 1.2917 | 5.1667 | 7.6405 | 7.6405 | 0.56 | 0.56 | 1.1548 | 1.1548 | 1.8664 | 1.8664 | 7.0483 | 7.0483 | -13.6633 | -6.8316 | 6.9018 | 0 | 0 |  |  | 5.5283 |  | 0.13926 | 13.9263 | 13.8036 | 0 | 2014-06-11 02:30 | 7048.3333 | 7.0483
|  | 2014-06-11 09:25:01 | 37.1437 | 1.2988 | 5.1953 | 7.6348 | 7.6348 | 0.5575 | 0.5575 | 1.1585 | 1.1585 | 2.0272 | 2.0272 | 7.2725 | 7.2725 | -13.2978 | -6.6489 | 6.8316 | 0 | 0 |  |  | 5.559 |  | 0.13987 | 13.9871 | 13.6633 | 0 | 2014-06-11 03:00 | 7272.5 | 7.2725
|  | 2014-06-11 09:55:03 | 37.3308 | 1.3055 | 5.222 | 7.6318 | 7.6318 | 0.46017 | 0.46017 | 1.1328 | 1.1328 | 2.0272 | 2.0272 | 7.5427 | 7.5427 | -13.3141 | -6.6571 | 6.6489 | 0 | 0 |  |  | 5.1698 |  | 0.13988 | 13.9884 | 13.2978 | 0 | 2014-06-11 03:30 | 7542.6667 | 7.5427
|  | 2014-06-11 10:25:03 | 36.9415 | 1.2967 | 5.1867 | 7.6262 | 7.6262 | 0.45867 | 0.45867 | 1.1262 | 1.1262 | 3.3268 | 3.3268 | 7.5497 | 7.5497 | -11.6674 | -5.8337 | 6.6571 | 0 | 0 |  |  | 5.3941 |  | 0.1404 | 14.0402 | 13.3141 | 0 | 2014-06-11 04:00 | 7549.6667 | 7.5497
|  | 2014-06-11 10:55:02 | 37.0553 | 1.2668 | 5.0673 | 7.6347 | 7.6347 | 0.491 | 0.491 | 1.1225 | 1.1225 | 3.3268 | 3.3268 | 7.8978 | 7.8978 | -11.5152 | -5.7576 | 5.8337 | 0 | 0 |  |  | 4.7126 |  | 0.13675 | 13.675 | 11.6674 | 0 | 2014-06-11 04:30 | 7897.8333 | 7.8978
|  | 2014-06-11 11:25:03 | 37.0392 | 1.3363 | 5.3453 | 7.6462 | 7.6462 | 0.49033 | 0.49033 | 1.1197 | 1.1197 | 3.6656 | 3.6656 | 7.9793 | 7.9793 | -10.7927 | -5.3964 | 5.7576 | 0 | 0 |  |  | 5.0246 |  | 0.14432 | 14.4316 | 11.5152 | 0 | 2014-06-11 05:00 | 7979.3333 | 7.9793
|  | 2014-06-11 11:55:01 | 36.7422 | 1.385 | 5.54 | 7.6348 | 7.6348 | 0.33533 | 0.33533 | 1.1187 | 1.1187 | 3.6656 | 3.6656 | 8.0593 | 8.0593 | -10.3884 | -5.1942 | 5.3964 | 0 | 0 |  |  | 5.3184 |  | 0.15078 | 15.078 | 10.7927 | 0 | 2014-06-11 05:30 | 8059.3333 | 8.0593
|  | 2014-06-11 12:25:02 | 36.416 | 1.4742 | 5.8967 | 7.6432 | 7.6432 | 0.19383 | 0.19383 | 1.116 | 1.116 | 4.086 | 4.086 | 7.7692 | 7.7692 | -9.7112 | -4.8556 | 5.1942 | 0 | 0 |  |  | 5.5429 |  | 0.16193 | 16.1925 | 10.3884 | 0 | 2014-06-11 06:00 | 7769.1667 | 7.7692
|  | 2014-06-11 12:55:04 | 36.3965 | 1.5255 | 6.102 | 7.5763 | 7.5763 | 0.192 | 0.192 | 1.081 | 1.081 | 4.086 | 4.086 | 7.416 | 7.416 | -9.9432 | -4.9716 | 4.8556 | 0 | 0 |  |  | 5.7969 |  | 0.16765 | 16.7653 | 9.7112 | 0 | 2014-06-11 06:30 | 7416 | 7.416
|  | 2014-06-11 13:25:03 | 36.3147 | 1.516 | 6.064 | 7.4618 | 7.4618 | 0.1905 | 0.1905 | 1.0272 | 1.0272 | 4.1544 | 4.1544 | 7.487 | 7.487 | -9.9298 | -4.9649 | 4.9716 | 0 | 0 |  |  | 6.1853 |  | 0.16698 | 16.6985 | 9.9432 | 0 | 2014-06-11 07:00 | 7487 | 7.487
|  | 2014-06-11 13:55:02 | 36.162 | 1.6042 | 6.4167 | 7.4487 | 7.4487 | 0.18917 | 0.18917 | 1.0517 | 1.0517 | 4.1544 | 4.1544 | 7.4962 | 7.4962 | -9.4053 | -4.7026 | 4.9649 | 0 | 0 |  |  | 5.8392 |  | 0.17744 | 17.7442 | 9.9298 | 0 | 2014-06-11 07:30 | 7496.1667 | 7.4962
|  | 2014-06-11 14:25:02 | 36.4047 | 1.4755 | 5.902 | 7.4477 | 7.4477 | 0.18617 | 0.18617 | 1.0538 | 1.0538 | 3.958 | 3.958 | 7.7302 | 7.7302 | -10.1268 | -5.0634 | 4.7026 | 0 | 0 |  |  | 6.1971 |  | 0.16212 | 16.2122 | 9.4053 | 0 | 2014-06-11 08:00 | 7730.1667 | 7.7302
|  | 2014-06-11 14:55:01 | 36.9635 | 1.3728 | 5.4913 | 7.4847 | 7.4847 | 0.17867 | 0.17867 | 1.111 | 1.111 | 3.958 | 3.958 | 7.9725 | 7.9725 | -10.7673 | -5.3837 | 5.0634 | 0 | 0 |  |  | 5.3266 |  | 0.14856 | 14.8561 | 10.1268 | 0 | 2014-06-11 08:30 | 7972.5 | 7.9725
|  | 2014-06-11 15:25:02 | 37.5463 | 1.298 | 5.192 | 7.5582 | 7.5582 | 0.18367 | 0.18367 | 1.1092 | 1.1092 | 3.6008 | 3.6008 | 8.0523 | 8.0523 | -11.8502 | -5.9251 | 5.3837 | 0 | 0 |  |  | 5.2958 |  | 0.13828 | 13.8282 | 10.7673 | 0 | 2014-06-11 09:00 | 8052.3333 | 8.0523
|  | 2014-06-11 15:55:02 | 37.9078 | 1.1342 | 4.5367 | 7.5648 | 7.5648 | 0.258 | 0.258 | 1.1177 | 1.1177 | 3.6008 | 3.6008 | 8.0863 | 8.0863 | -12.7435 | -6.3718 | 5.9251 | 0 | 0 |  |  | 4.5367 |  | 0.11968 | 11.9676 | 11.8502 | 0 | 2014-06-11 09:30 | 8086.3333 | 8.0863
|  | 2014-06-11 16:25:02 | 37.9117 | 1.0733 | 4.2933 | 7.5652 | 7.5652 | 0.2955 | 0.2955 | 1.0997 | 1.0997 | 2.5876 | 2.5876 | 8.2035 | 8.2035 | -13.8669 | -6.9335 | 6.3718 | 0 | 0 |  |  | 4.2933 |  | 0.11325 | 11.3246 | 12.7435 | 0 | 2014-06-11 10:00 | 8203.5 | 8.2035
|  | 2014-06-11 16:55:02 | 37.5868 | 1.1935 | 4.774 | 7.6043 | 7.6043 | 0.31017 | 0.31017 | 1.0985 | 1.0985 | 2.5876 | 2.5876 | 8.2648 | 8.2648 | -12.9474 | -6.4737 | 6.9335 | 0 | 0 |  |  | 4.7263 |  | 0.12701 | 12.7013 | 13.8669 | 0 | 2014-06-11 10:30 | 8264.8333 | 8.2648
|  | 2014-06-11 17:25:02 | 37.0267 | 1.2 | 4.8 | 7.6675 | 7.6675 | 0.31933 | 0.31933 | 1.0492 | 1.0492 | 1.914 | 1.914 | 8.025 | 8.025 | -13.2517 | -6.6258 | 6.4737 | 0 | 0 |  |  | 5.184 |  | 0.12964 | 12.9636 | 12.9474 | 0 | 2014-06-11 11:00 | 8025 | 8.025
|  | 2014-06-11 17:55:03 | 36.643 | 1.1957 | 4.7827 | 7.668 | 7.668 | 0.303 | 0.303 | 1.026 | 1.026 | 1.914 | 1.914 | 7.467 | 7.467 | -13.4823 | -6.7412 | 6.6258 | 0 | 0 |  |  | 4.8305 |  | 0.13052 | 13.0521 | 13.2517 | 0 | 2014-06-11 11:30 | 7467 | 7.467
|  | 2014-06-11 18:25:02 | 36.0652 | 1.1212 | 4.4847 | 7.6587 | 7.6587 | 0.29317 | 0.29317 | 1.0643 | 1.0643 | 0.9244 | 0.9244 | 7.171 | 7.171 | -14.4689 | -7.2345 | 6.7412 | 0 | 0 |  |  | 4.3501 |  | 0.12435 | 12.4349 | 13.4823 | 0 | 2014-06-11 12:00 | 7171 | 7.171
|  | 2014-06-11 18:55:01 | 35.4038 | 0.96967 | 3.8787 | 7.6482 | 7.6482 | 0.28783 | 0.28783 | 1.0742 | 1.0742 | 0.9244 | 0.9244 | 6.9922 | 6.9922 | -14.5984 | -7.2992 | 7.2345 | 0 | 0 |  |  | 4.2277 |  | 0.10955 | 10.9555 | 14.4689 | 0 | 2014-06-11 12:30 | 6992.1667 | 6.9922
|  | 2014-06-11 19:25:03 | 34.8112 | 0.84783 | 3.3913 | 7.6493 | 7.6493 | 0.28767 | 0.28767 | 1.0603 | 1.0603 | 0.3412 | 0.3412 | 6.848 | 6.848 | -15.2333 | -7.6166 | 7.2992 | 0 | 0 |  |  | 3.12 |  | 0.097421 | 9.7421 | 14.5984 | 0 | 2014-06-11 13:00 | 6848 | 6.848
|  | 2014-06-11 19:55:02 | 34.2323 | 0.776 | 3.104 | 7.6457 | 7.6457 | 0.23817 | 0.23817 | 1.0435 | 1.0435 | 0.3412 | 0.3412 | 6.9192 | 6.9192 | -14.9406 | -7.4703 | 7.6166 | 0 | 0 |  |  | 2.7936 |  | 0.090675 | 9.0675 | 15.2333 | 0 | 2014-06-11 13:30 | 6919.1667 | 6.9192
|  | 2014-06-11 20:25:03 | 33.7985 | 0.63267 | 2.5307 | 7.5367 | 7.5367 | 0.18117 | 0.18117 | 1.0738 | 1.0738 | 0.0424 | 0.0424 | 7.1272 | 7.1272 | -15.3066 | -7.6533 | 7.4703 | 0 | 0 |  |  | 2.556 |  | 0.074875 | 7.4875 | 14.9406 | 0 | 2014-06-11 14:00 | 7127.1667 | 7.1272
|  | 2014-06-11 20:55:02 | 33.8985 | 0.58233 | 2.3293 | 7.3205 | 7.3205 | 0.18183 | 0.18183 | 1.072 | 1.072 | 0.0424 | 0.0424 | 7.4143 | 7.4143 | -15.5381 | -7.7691 | 7.6533 | 0 | 0 |  |  | 2.2827 |  | 0.068715 | 6.8715 | 15.3066 | 0 | 2014-06-11 14:30 | 7414.3333 | 7.4143
|  | 2014-06-11 21:25:03 | 32.7532 | 0.578 | 2.312 | 7.2077 | 7.2077 | 0.18167 | 0.18167 | 0.99367 | 0.99367 | 0 | 0 | 6.9463 | 6.9463 | -15.1118 | -7.5559 | 7.7691 | 0 | 0 |  |  | 2.497 |  | 0.070589 | 7.0589 | 15.5381 | 0 | 2014-06-11 15:00 | 6946.3333 | 6.9463
|  | 2014-06-11 21:55:03 | 30.5 | 0.52517 | 2.1007 | 7.2005 | 7.2005 | 0.151 | 0.151 | 0.81733 | 0.81733 | 0 | 0 | 6.0885 | 6.0885 | -14.142 | -7.071 | 7.5559 | 0 | 0 |  |  | 1.9536 |  | 0.068874 | 6.8874 | 15.1118 | 0 | 2014-06-11 15:30 | 6088.5 | 6.0885
|  | 2014-06-11 22:25:01 | 28.5447 | 0.5145 | 2.058 | 7.2065 | 7.2065 | 0.113 | 0.113 | 0.8055 | 0.8055 | 0 | 0 | 5.5227 | 5.5227 | -12.839 | -6.4195 | 7.071 | 0 | 0 |  |  | 1.9551 |  | 0.072098 | 7.2098 | 14.142 | 0 | 2014-06-11 16:00 | 5522.6667 | 5.5227
|  | 2014-06-11 22:55:03 | 27.7953 | 0.50433 | 2.0173 | 7.207 | 7.207 | 0.10483 | 0.10483 | 0.756 | 0.756 | 0 | 0 | 5.081 | 5.081 | -12.6292 | -6.3146 | 6.4195 | 0 | 0 |  |  | 2.0577 |  | 0.072578 | 7.2578 | 12.839 | 0 | 2014-06-11 16:30 | 5081 | 5.081
|  | 2014-06-11 23:25:01 | 27.0412 | 0.48517 | 1.9407 | 7.2142 | 7.2142 | 0.1045 | 0.1045 | 0.733 | 0.733 | 0 | 0 | 4.6497 | 4.6497 | -12.3992 | -6.1996 | 6.3146 | 0 | 0 |  |  | 2.0571 |  | 0.071767 | 7.1767 | 12.6292 | 0 | 2014-06-11 17:00 | 4649.6667 | 4.6497
|  | 2014-06-11 23:55:02 | 26.2475 | 0.43267 | 1.7307 | 7.2827 | 7.2827 | 0.077333 | 0.077333 | 0.73067 | 0.73067 | 0 | 0 | 4.3688 | 4.3688 | -12.0573 | -6.0287 | 6.1996 | 0 | 0 |  |  | 1.6268 |  | 0.065936 | 6.5936 | 12.3992 | 0 | 2014-06-11 17:30 | 4368.8333 | 4.3688
|  | 2014-06-12 00:25:02 | 25.9145 | 0.431 | 1.724 | 7.411 | 7.411 | 0.046333 | 0.046333 | 0.71483 | 0.71483 | 0 | 0 | 4.078 | 4.078 | -11.9403 | -5.9702 | 6.0287 | 0 | 0 |  |  | 1.6206 |  | 0.066526 | 6.6526 | 12.0573 | 0 | 2014-06-11 18:00 | 4078 | 4.078
|  | 2014-06-12 00:55:01 | 25.5443 | 0.40983 | 1.6393 | 7.4332 | 7.4332 | 0.036 | 0.036 | 0.70633 | 0.70633 | 0 | 0 | 4.074 | 4.074 | -11.6555 | -5.8277 | 5.9702 | 0 | 0 |  |  | 1.8033 |  | 0.064176 | 6.4176 | 11.9403 | 0 | 2014-06-11 18:30 | 4074 | 4.074
|  | 2014-06-12 01:25:02 | 25.09 | 0.39317 | 1.5727 | 7.43 | 7.43 | 0.035667 | 0.035667 | 0.70383 | 0.70383 | 0 | 0 | 4.1058 | 4.1058 | -11.242 | -5.621 | 5.8277 | 0 | 0 |  |  | 1.6356 |  | 0.062681 | 6.2681 | 11.6555 | 0 | 2014-06-11 19:00 | 4105.8333 | 4.1058
|  | 2014-06-12 01:55:03 | 24.8935 | 0.4145 | 1.658 | 7.4353 | 7.4353 | 0.0435 | 0.0435 | 0.705 | 0.705 | 0 | 0 | 4.1287 | 4.1287 | -10.923 | -5.4615 | 5.621 | 0 | 0 |  |  | 1.5254 |  | 0.066604 | 6.6604 | 11.242 | 0 | 2014-06-11 19:30 | 4128.6667 | 4.1287
|  | 2014-06-12 02:25:02 | 24.822 | 0.451 | 1.804 | 7.4292 | 7.4292 | 0.047 | 0.047 | 0.70417 | 0.70417 | 0 | 0 | 4.0775 | 4.0775 | -10.7602 | -5.3801 | 5.4615 | 0 | 0 |  |  | 1.7318 |  | 0.072677 | 7.2677 | 10.923 | 0 | 2014-06-11 20:00 | 4077.5 | 4.0775
|  | 2014-06-12 02:55:02 | 24.7213 | 0.4865 | 1.946 | 7.4337 | 7.4337 | 0.047 | 0.047 | 0.70467 | 0.70467 | 0 | 0 | 4.0422 | 4.0422 | -10.5478 | -5.2739 | 5.3801 | 0 | 0 |  |  | 1.8487 |  | 0.078717 | 7.8717 | 10.7602 | 0 | 2014-06-11 20:30 | 4042.1667 | 4.0422
|  | 2014-06-12 03:25:03 | 24.3128 | 0.46667 | 1.8667 | 7.516 | 7.516 | 0.048 | 0.048 | 0.7045 | 0.7045 | 0 | 0 | 4.0417 | 4.0417 | -10.136 | -5.068 | 5.2739 | 0 | 0 |  |  | 1.8293 |  | 0.076777 | 7.6777 | 10.5478 | 0 | 2014-06-11 21:00 | 4041.6667 | 4.0417
|  | 2014-06-12 03:55:02 | 24.4987 | 0.44667 | 1.7867 | 7.5508 | 7.5508 | 0.048 | 0.048 | 0.704 | 0.704 | 0 | 0 | 4.0652 | 4.0652 | -10.344 | -5.172 | 5.068 | 0 | 0 |  |  | 1.6259 |  | 0.072929 | 7.2929 | 10.136 | 0 | 2014-06-11 21:30 | 4065.1667 | 4.0652
|  | 2014-06-12 04:25:02 | 25.035 | 0.44117 | 1.7647 | 7.5627 | 7.5627 | 0.048 | 0.048 | 0.70517 | 0.70517 | 0 | 0 | 4.1167 | 4.1167 | -10.8378 | -5.4189 | 5.172 | 0 | 0 |  |  | 1.7294 |  | 0.070488 | 7.0488 | 10.344 | 0 | 2014-06-11 22:00 | 4116.6667 | 4.1167
|  | 2014-06-12 04:55:02 | 25.863 | 0.41483 | 1.6593 | 7.5847 | 7.5847 | 0.047667 | 0.047667 | 0.70267 | 0.70267 | 0 | 0 | 4.3662 | 4.3662 | -11.5025 | -5.7512 | 5.4189 | 0 | 0 |  |  | 1.8253 |  | 0.064159 | 6.4159 | 10.8378 | 0 | 2014-06-11 22:30 | 4366.1667 | 4.3662
|  | 2014-06-12 05:25:02 | 27.7657 | 0.40283 | 1.6113 | 7.6643 | 7.6643 | 0.049833 | 0.049833 | 0.698 | 0.698 | 0.5956 | 0.5956 | 5.0725 | 5.0725 | -12.0741 | -6.037 | 5.7512 | 0 | 0 |  |  | 1.6597 |  | 0.058033 | 5.8033 | 11.5025 | 0 | 2014-06-11 23:00 | 5072.5 | 5.0725
|  | 2014-06-12 05:55:01 | 30.8912 | 0.382 | 1.528 | 7.6683 | 7.6683 | 0.1715 | 0.1715 | 0.84683 | 0.84683 | 0.5956 | 0.5956 | 6.219 | 6.219 | -13.8619 | -6.931 | 6.037 | 0 | 0 |  |  | 1.5586 |  | 0.049464 | 4.9464 | 12.0741 | 0 | 2014-06-11 23:30 | 6219 | 6.219
|  | 2014-06-12 06:25:01 | 33.8628 | 0.378 | 1.512 | 7.6663 | 7.6663 | 0.25533 | 0.25533 | 1.0562 | 1.0562 | 1.5232 | 1.5232 | 7.5292 | 7.5292 | -14.3206 | -7.1603 | 6.931 | 0 | 0 |  |  | 1.4818 |  | 0.044651 | 4.4651 | 13.8619 | 0 | 2014-06-12 | 7529.1667 | 7.5292
|  | 2014-06-12 06:55:02 | 35.4558 | 0.40583 | 1.6233 | 7.6658 | 7.6658 | 0.25967 | 0.25967 | 1.048 | 1.048 | 1.5232 | 1.5232 | 7.7563 | 7.7563 | -15.5795 | -7.7897 | 7.1603 | 0 | 0 |  |  | 1.672 |  | 0.045785 | 4.5785 | 14.3206 | 0 | 2014-06-12 00:30 | 7756.3333 | 7.7563
|  | 2014-06-12 07:25:02 | 36.3628 | 0.42333 | 1.6933 | 7.6522 | 7.6522 | 0.2625 | 0.2625 | 1.0563 | 1.0563 | 1.734 | 1.734 | 7.8627 | 7.8627 | -16.1018 | -8.0509 | 7.7897 | 0 | 0 |  |  | 1.7103 |  | 0.046568 | 4.6568 | 15.5795 | 0 | 2014-06-12 01:00 | 7862.6667 | 7.8627
|  | 2014-06-12 07:55:01 | 36.7493 | 0.4645 | 1.858 | 7.5565 | 7.5565 | 0.3345 | 0.3345 | 1.0412 | 1.0412 | 1.734 | 1.734 | 7.832 | 7.832 | -16.3932 | -8.1966 | 8.0509 | 0 | 0 |  |  | 1.7837 |  | 0.050559 | 5.0559 | 16.1018 | 0 | 2014-06-12 01:30 | 7832 | 7.832
|  | 2014-06-12 08:25:03 | 37.117 | 0.487 | 1.948 | 7.4488 | 7.4488 | 0.376 | 0.376 | 1.0525 | 1.0525 | 3.32 | 3.32 | 7.9368 | 7.9368 | -15.0348 | -7.5174 | 8.1966 | 0 | 0 |  |  | 1.8116 |  | 0.052483 | 5.2483 | 16.3932 | 0 | 2014-06-12 02:00 | 7936.8333 | 7.9368
|  | 2014-06-12 08:55:01 | 37.1407 | 0.52667 | 2.1067 | 7.3363 | 7.3363 | 0.37867 | 0.37867 | 1.112 | 1.112 | 3.32 | 3.32 | 8.0273 | 8.0273 | -14.8597 | -7.4298 | 7.5174 | 0 | 0 |  |  | 2.1909 |  | 0.056721 | 5.6721 | 15.0348 | 0 | 2014-06-12 02:30 | 8027.3333 | 8.0273
|  | 2014-06-12 09:25:02 | 37.1627 | 0.58 | 2.32 | 7.2108 | 7.2108 | 0.3795 | 0.3795 | 1.1157 | 1.1157 | 4.376 | 4.376 | 8.1223 | 8.1223 | -13.6383 | -6.8192 | 7.4298 | 0 | 0 |  |  | 2.204 |  | 0.062428 | 6.2428 | 14.8597 | 0 | 2014-06-12 03:00 | 8122.3333 | 8.1223
|  | 2014-06-12 09:55:02 | 37.1888 | 0.61933 | 2.4773 | 7.174 | 7.174 | 0.35267 | 0.35267 | 1.0855 | 1.0855 | 4.376 | 4.376 | 8.2385 | 8.2385 | -13.4848 | -6.7424 | 6.8192 | 0 | 0 |  |  | 2.2791 |  | 0.066615 | 6.6615 | 13.6383 | 0 | 2014-06-12 03:30 | 8238.5 | 8.2385
|  | 2014-06-12 10:25:02 | 37.263 | 0.65133 | 2.6053 | 7.0468 | 7.0468 | 0.34117 | 0.34117 | 1.0895 | 1.0895 | 4.7944 | 4.7944 | 8.1923 | 8.1923 | -13.1934 | -6.5967 | 6.7424 | 0 | 0 |  |  | 2.7877 |  | 0.069917 | 6.9917 | 13.4848 | 0 | 2014-06-12 04:00 | 8192.3333 | 8.1923
|  | 2014-06-12 10:55:01 | 37.3783 | 0.67983 | 2.7193 | 7.1165 | 7.1165 | 0.32717 | 0.32717 | 1.0873 | 1.0873 | 4.7944 | 4.7944 | 8.2245 | 8.2245 | -13.1091 | -6.5545 | 6.5967 | 0 | 0 |  |  | 2.9913 |  | 0.072752 | 7.2752 | 13.1934 | 0 | 2014-06-12 04:30 | 8224.5 | 8.2245
|  | 2014-06-12 11:25:02 | 37.3545 | 0.70033 | 2.8013 | 7.1317 | 7.1317 | 0.3205 | 0.3205 | 1.0842 | 1.0842 | 5.2132 | 5.2132 | 8.2092 | 8.2092 | -12.5945 | -6.2972 | 6.5545 | 0 | 0 |  |  | 2.5492 |  | 0.074993 | 7.4993 | 13.1091 | 0 | 2014-06-12 05:00 | 8209.1667 | 8.2092
|  | 2014-06-12 11:55:01 | 37.0505 | 0.696 | 2.784 | 7.129 | 7.129 | 0.25567 | 0.25567 | 1.0892 | 1.0892 | 5.2132 | 5.2132 | 8.217 | 8.217 | -12.3625 | -6.1812 | 6.2972 | 0 | 0 |  |  | 2.5334 |  | 0.075141 | 7.5141 | 12.5945 | 0 | 2014-06-12 05:30 | 8217 | 8.217
|  | 2014-06-12 12:25:02 | 36.8107 | 0.75917 | 3.0367 | 7.1357 | 7.1357 | 0.19667 | 0.19667 | 1.089 | 1.089 | 5.8632 | 5.8632 | 8.1782 | 8.1782 | -11.3113 | -5.6557 | 6.1812 | 0 | 0 |  |  | 3.2189 |  | 0.082494 | 8.2494 | 12.3625 | 0 | 2014-06-12 06:00 | 8178.1667 | 8.1782
|  | 2014-06-12 12:55:02 | 36.685 | 0.79433 | 3.1773 | 7.1408 | 7.1408 | 0.19617 | 0.19617 | 1.0885 | 1.0885 | 5.8632 | 5.8632 | 8.1018 | 8.1018 | -11.1171 | -5.5586 | 5.6557 | 0 | 0 |  |  | 2.9867 |  | 0.086611 | 8.6611 | 11.3113 | 0 | 2014-06-12 06:30 | 8101.8333 | 8.1018
|  | 2014-06-12 13:25:03 | 36.4503 | 0.6875 | 2.75 | 7.2383 | 7.2383 | 0.1965 | 0.1965 | 1.1062 | 1.1062 | 5.5416 | 5.5416 | 7.8617 | 7.8617 | -11.7561 | -5.878 | 5.5586 | 0 | 0 |  |  | 2.97 |  | 0.075445 | 7.5445 | 11.1171 | 0 | 2014-06-12 07:00 | 7861.6667 | 7.8617
|  | 2014-06-12 13:55:03 | 36.2955 | 0.65133 | 2.6053 | 7.2727 | 7.2727 | 0.18617 | 0.18617 | 1.081 | 1.081 | 5.5416 | 5.5416 | 7.6417 | 7.6417 | -11.9671 | -5.9835 | 5.878 | 0 | 0 |  |  | 2.6574 |  | 0.071781 | 7.1781 | 11.7561 | 0 | 2014-06-12 07:30 | 7641.6667 | 7.6417
|  | 2014-06-12 14:25:02 | 36.5328 | 0.60617 | 2.4247 | 7.2812 | 7.2812 | 0.17617 | 0.17617 | 1.0942 | 1.0942 | 5.7248 | 5.7248 | 7.776 | 7.776 | -12.0559 | -6.0279 | 5.9835 | 0 | 0 |  |  | 2.5944 |  | 0.06637 | 6.637 | 11.9671 | 0 | 2014-06-12 08:00 | 7776 | 7.776
|  | 2014-06-12 14:55:03 | 37.1043 | 0.59167 | 2.3667 | 7.2098 | 7.2098 | 0.17667 | 0.17667 | 1.1207 | 1.1207 | 5.7248 | 5.7248 | 8.178 | 8.178 | -12.3277 | -6.1638 | 6.0279 | 0 | 0 |  |  | 2.2247 |  | 0.063784 | 6.3784 | 12.0559 | 0 | 2014-06-12 08:30 | 8178 | 8.178
|  | 2014-06-12 15:25:01 | 37.6283 | 0.575 | 2.3 | 7.0892 | 7.0892 | 0.18983 | 0.18983 | 1.1207 | 1.1207 | 5.1072 | 5.1072 | 8.2088 | 8.2088 | -13.6126 | -6.8063 | 6.1638 | 0 | 0 |  |  | 2.116 |  | 0.061124 | 6.1124 | 12.3277 | 0 | 2014-06-12 09:00 | 8208.8333 | 8.2088
|  | 2014-06-12 15:55:04 | 37.909 | 0.5105 | 2.042 | 7.0387 | 7.0387 | 0.29433 | 0.29433 | 1.1067 | 1.1067 | 5.1072 | 5.1072 | 8.2387 | 8.2387 | -14.0815 | -7.0407 | 6.8063 | 0 | 0 |  |  | 2.0828 |  | 0.053866 | 5.3866 | 13.6126 | 0 | 2014-06-12 09:30 | 8238.6667 | 8.2387
|  | 2014-06-12 16:25:02 | 37.8247 | 0.4645 | 1.858 | 7.0438 | 7.0438 | 0.33733 | 0.33733 | 1.0365 | 1.0365 | 3.518 | 3.518 | 8.2992 | 8.2992 | -15.7318 | -7.8659 | 7.0407 | 0 | 0 |  |  | 1.7465 |  | 0.049121 | 4.9121 | 14.0815 | 0 | 2014-06-12 10:00 | 8299.1667 | 8.2992
|  | 2014-06-12 16:55:02 | 37.5417 | 0.44317 | 1.7727 | 7.1572 | 7.1572 | 0.329 | 0.329 | 1.0367 | 1.0367 | 3.518 | 3.518 | 8.2642 | 8.2642 | -15.464 | -7.732 | 7.8659 | 0 | 0 |  |  | 1.6663 |  | 0.047219 | 4.7219 | 15.7318 | 0 | 2014-06-12 10:30 | 8264.1667 | 8.2642
|  | 2014-06-12 17:25:02 | 37.328 | 0.46017 | 1.8407 | 7.33 | 7.33 | 0.329 | 0.329 | 1.0772 | 1.0772 | 2.6972 | 2.6972 | 8.0608 | 8.0608 | -15.9931 | -7.9966 | 7.732 | 0 | 0 |  |  | 1.7486 |  | 0.049311 | 4.9311 | 15.464 | 0 | 2014-06-12 11:00 | 8060.8333 | 8.0608
|  | 2014-06-12 17:55:02 | 37.0352 | 0.37833 | 1.5133 | 7.383 | 7.383 | 0.30333 | 0.30333 | 1.1147 | 1.1147 | 2.6972 | 2.6972 | 7.9397 | 7.9397 | -16.084 | -8.042 | 7.9966 | 0 | 0 |  |  | 1.5285 |  | 0.040862 | 4.0862 | 15.9931 | 0 | 2014-06-12 11:30 | 7939.6667 | 7.9397
|  | 2014-06-12 18:25:01 | 36.5478 | 0.34917 | 1.3967 | 7.2252 | 7.2252 | 0.27583 | 0.27583 | 1.1147 | 1.1147 | 1.9932 | 1.9932 | 7.8953 | 7.8953 | -16.647 | -8.3235 | 8.042 | 0 | 0 |  |  | 1.257 |  | 0.038215 | 3.8215 | 16.084 | 0 | 2014-06-12 12:00 | 7895.3333 | 7.8953
|  | 2014-06-12 18:55:01 | 35.9738 | 0.34783 | 1.3913 | 7.1865 | 7.1865 | 0.2575 | 0.2575 | 1.059 | 1.059 | 1.9932 | 1.9932 | 7.7797 | 7.7797 | -16.3066 | -8.1533 | 8.3235 | 0 | 0 |  |  | 1.3218 |  | 0.038676 | 3.8676 | 16.647 | 0 | 2014-06-12 12:30 | 7779.6667 | 7.7797
|  | 2014-06-12 19:25:02 | 35.3298 | 0.34267 | 1.3707 | 7.18 | 7.18 | 0.24933 | 0.24933 | 1.0535 | 1.0535 | 1.0484 | 1.0484 | 7.7202 | 7.7202 | -16.7078 | -8.3539 | 8.1533 | 0 | 0 |  |  | 1.3707 |  | 0.038796 | 3.8796 | 16.3066 | 0 | 2014-06-12 13:00 | 7720.1667 | 7.7202
|  | 2014-06-12 19:55:01 | 34.7 | 0.35317 | 1.4127 | 7.2187 | 7.2187 | 0.21067 | 0.21067 | 1.0542 | 1.0542 | 1.0484 | 1.0484 | 7.4423 | 7.4423 | -16.3131 | -8.1565 | 8.3539 | 0 | 0 |  |  | 1.4833 |  | 0.040711 | 4.0711 | 16.7078 | 0 | 2014-06-12 13:30 | 7442.3333 | 7.4423
|  | 2014-06-12 20:25:01 | 34.3287 | 0.354 | 1.416 | 7.4475 | 7.4475 | 0.1775 | 0.1775 | 1.0875 | 1.0875 | 0.1264 | 0.1264 | 7.3273 | 7.3273 | -16.7464 | -8.3732 | 8.1565 | 0 | 0 |  |  | 1.4018 |  | 0.041248 | 4.1248 | 16.3131 | 0 | 2014-06-12 14:00 | 7327.3333 | 7.3273
|  | 2014-06-12 20:55:03 | 34.6803 | 0.29167 | 1.1667 | 7.5022 | 7.5022 | 0.177 | 0.177 | 1.1175 | 1.1175 | 0.1264 | 0.1264 | 7.5607 | 7.5607 | -17.0299 | -8.515 | 8.3732 | 0 | 0 |  |  | 1.1433 |  | 0.033641 | 3.3641 | 16.7464 | 0 | 2014-06-12 14:30 | 7560.6667 | 7.5607
|  | 2014-06-12 21:25:11 | 33.23 | 0.24833 | 0.99333 | 7.4937 | 7.4937 | 0.176 | 0.176 | 1.038 | 1.038 | 0.016 | 0.016 | 6.8598 | 6.8598 | -16.6532 | -8.3266 | 8.515 | 0 | 0 |  |  | 0.97347 |  | 0.029893 | 2.9893 | 17.0299 | 0 | 2014-06-12 15:00 | 6859.8333 | 6.8598
|  | 2014-06-12 21:55:02 | 31.2843 | 0.19833 | 0.79333 | 7.4818 | 7.4818 | 0.14167 | 0.14167 | 0.90917 | 0.90917 | 0.016 | 0.016 | 5.9398 | 5.9398 | -16.0025 | -8.0013 | 8.3266 | 0 | 0 |  |  | 0.77747 |  | 0.025359 | 2.5359 | 16.6532 | 0 | 2014-06-12 15:30 | 5939.8333 | 5.9398
|  | 2014-06-12 22:25:01 | 29.1955 | 0.186 | 0.744 | 7.4687 | 7.4687 | 0.115 | 0.115 | 0.73183 | 0.73183 | 0 | 0 | 5.5872 | 5.5872 | -14.5488 | -7.2744 | 8.0013 | 0 | 0 |  |  | 0.80352 |  | 0.025483 | 2.5483 | 16.0025 | 0 | 2014-06-12 16:00 | 5587.1667 | 5.5872
|  | 2014-06-12 22:55:03 | 28.223 | 0.19983 | 0.79933 | 7.3167 | 7.3167 | 0.115 | 0.115 | 0.77567 | 0.77567 | 0 | 0 | 5.4628 | 5.4628 | -13.7535 | -6.8768 | 7.2744 | 0 | 0 |  |  | 0.87927 |  | 0.028322 | 2.8322 | 14.5488 | 0 | 2014-06-12 16:30 | 5462.8333 | 5.4628
|  | 2014-06-12 23:25:01 | 27.4457 | 0.22283 | 0.89133 | 7.1523 | 7.1523 | 0.11183 | 0.11183 | 0.78367 | 0.78367 | 0 | 0 | 5.1652 | 5.1652 | -13.3413 | -6.6707 | 6.8768 | 0 | 0 |  |  | 0.82003 |  | 0.032476 | 3.2476 | 13.7535 | 0 | 2014-06-12 17:00 | 5165.1667 | 5.1652
|  | 2014-06-12 23:55:01 | 26.6483 | 0.2155 | 0.862 | 7.0472 | 7.0472 | 0.081333 | 0.081333 | 0.7985 | 0.7985 | 0 | 0 | 4.5855 | 4.5855 | -13.2738 | -6.6369 | 6.6707 | 0 | 0 |  |  | 0.7758 |  | 0.032347 | 3.2347 | 13.3413 | 0 | 2014-06-12 17:30 | 4585.5 | 4.5855
|  | 2014-06-13 00:25:03 | 26.206 | 0.19217 | 0.76867 | 7.0168 | 7.0168 | 0.059 | 0.059 | 0.80683 | 0.80683 | 0 | 0 | 4.2788 | 4.2788 | -13.2758 | -6.6379 | 6.6369 | 0 | 0 |  |  | 0.83785 |  | 0.029332 | 2.9332 | 13.2738 | 0 | 2014-06-12 18:00 | 4278.8333 | 4.2788
|  | 2014-06-13 00:55:01 | 25.8975 | 0.21983 | 0.87933 | 6.8505 | 6.8505 | 0.059 | 0.059 | 0.72717 | 0.72717 | 0 | 0 | 4.1045 | 4.1045 | -13.277 | -6.6385 | 6.6379 | 0 | 0 |  |  | 0.94089 |  | 0.033954 | 3.3954 | 13.2758 | 0 | 2014-06-12 18:30 | 4104.5 | 4.1045
|  | 2014-06-13 01:25:01 | 25.6405 | 0.2175 | 0.87 | 6.8268 | 6.8268 | 0.059 | 0.059 | 0.70983 | 0.70983 | 0 | 0 | 4.1672 | 4.1672 | -13.0077 | -6.5038 | 6.6385 | 0 | 0 |  |  | 0.9222 |  | 0.033931 | 3.3931 | 13.277 | 0 | 2014-06-12 19:00 | 4167.1667 | 4.1672
|  | 2014-06-13 01:55:03 | 25.5042 | 0.194 | 0.776 | 6.9522 | 6.9522 | 0.062667 | 0.062667 | 0.71033 | 0.71033 | 0 | 0 | 4.1678 | 4.1678 | -12.8352 | -6.4176 | 6.5038 | 0 | 0 |  |  | 0.70616 |  | 0.030426 | 3.0426 | 13.0077 | 0 | 2014-06-12 19:30 | 4167.8333 | 4.1678
|  | 2014-06-13 02:25:02 | 25.422 | 0.17267 | 0.69067 | 7.1305 | 7.1305 | 0.064333 | 0.064333 | 0.70867 | 0.70867 | 0 | 0 | 4.0995 | 4.0995 | -12.7283 | -6.3642 | 6.4176 | 0 | 0 |  |  | 0.69757 |  | 0.027168 | 2.7168 | 12.8352 | 0 | 2014-06-12 20:00 | 4099.5 | 4.0995
|  | 2014-06-13 02:55:02 | 25.2582 | 0.1835 | 0.734 | 7.301 | 7.301 | 0.063833 | 0.063833 | 0.70783 | 0.70783 | 0 | 0 | 4.0207 | 4.0207 | -12.4308 | -6.2154 | 6.3642 | 0 | 0 |  |  | 0.79272 |  | 0.02906 | 2.906 | 12.7283 | 0 | 2014-06-12 20:30 | 4020.6667 | 4.0207
|  | 2014-06-13 03:25:01 | 24.6233 | 0.17867 | 0.71467 | 7.4643 | 7.4643 | 0.063 | 0.063 | 0.70767 | 0.70767 | 0 | 0 | 3.8678 | 3.8678 | -11.8058 | -5.9029 | 6.2154 | 0 | 0 |  |  | 0.76469 |  | 0.029024 | 2.9024 | 12.4308 | 0 | 2014-06-12 21:00 | 3867.8333 | 3.8678
|  | 2014-06-13 03:55:01 | 24.7337 | 0.1795 | 0.718 | 7.4985 | 7.4985 | 0.063 | 0.063 | 0.71083 | 0.71083 | 0 | 0 | 3.8682 | 3.8682 | -11.8752 | -5.9376 | 5.9029 | 0 | 0 |  |  | 0.74672 |  | 0.029029 | 2.9029 | 11.8058 | 0 | 2014-06-12 21:30 | 3868.1667 | 3.8682
|  | 2014-06-13 04:25:01 | 25.2227 | 0.17533 | 0.70133 | 7.5003 | 7.5003 | 0.063 | 0.063 | 0.7095 | 0.7095 | 0 | 0 | 4.0552 | 4.0552 | -12.1933 | -6.0967 | 5.9376 | 0 | 0 |  |  | 0.77147 |  | 0.027806 | 2.7806 | 11.8752 | 0 | 2014-06-12 22:00 | 4055.1667 | 4.0552
|  | 2014-06-13 04:55:02 | 26.0495 | 0.17867 | 0.71467 | 7.494 | 7.494 | 0.080333 | 0.080333 | 0.71083 | 0.71083 | 0 | 0 | 4.567 | 4.567 | -12.4827 | -6.2413 | 6.0967 | 0 | 0 |  |  | 0.74325 |  | 0.027435 | 2.7435 | 12.1933 | 0 | 2014-06-12 22:30 | 4567 | 4.567
|  | 2014-06-13 05:25:01 | 27.9725 | 0.16567 | 0.66267 | 7.4968 | 7.4968 | 0.096167 | 0.096167 | 0.74333 | 0.74333 | 0.5752 | 0.5752 | 5.3062 | 5.3062 | -13.0921 | -6.5461 | 6.2413 | 0 | 0 |  |  | 0.60303 |  | 0.02369 | 2.369 | 12.4827 | 0 | 2014-06-12 23:00 | 5306.1667 | 5.3062
|  | 2014-06-13 05:55:02 | 30.8757 | 0.1805 | 0.722 | 7.5037 | 7.5037 | 0.20417 | 0.20417 | 0.96683 | 0.96683 | 0.5752 | 0.5752 | 6.0493 | 6.0493 | -14.8545 | -7.4272 | 6.5461 | 0 | 0 |  |  | 0.73644 |  | 0.023384 | 2.3384 | 13.0921 | 0 | 2014-06-12 23:30 | 6049.3333 | 6.0493
|  | 2014-06-13 06:25:03 | 33.8065 | 0.20383 | 0.81533 | 7.5078 | 7.5078 | 0.49917 | 0.49917 | 1.1153 | 1.1153 | 1.5656 | 1.5656 | 6.1803 | 6.1803 | -16.1229 | -8.0615 | 7.4272 | 0 | 0 |  |  | 0.76641 |  | 0.024118 | 2.4118 | 14.8545 | 0 | 2014-06-13 | 6180.3333 | 6.1803
|  | 2014-06-13 06:55:01 | 35.692 | 0.20267 | 0.81067 | 7.5012 | 7.5012 | 0.69967 | 0.69967 | 1.0828 | 1.0828 | 1.5656 | 1.5656 | 6.5065 | 6.5065 | -17.5256 | -8.7628 | 8.0615 | 0 | 0 |  |  | 0.73771 |  | 0.022713 | 2.2713 | 16.1229 | 0 | 2014-06-13 00:30 | 6506.5 | 6.5065
|  | 2014-06-13 07:25:02 | 36.5403 | 0.1915 | 0.766 | 7.4962 | 7.4962 | 0.71483 | 0.71483 | 1.0525 | 1.0525 | 2.5096 | 2.5096 | 6.8797 | 6.8797 | -17.1216 | -8.5608 | 8.7628 | 0 | 0 |  |  | 0.73536 |  | 0.020963 | 2.0963 | 17.5256 | 0 | 2014-06-13 01:00 | 6879.6667 | 6.8797
|  | 2014-06-13 07:55:01 | 37.0793 | 0.18117 | 0.72467 | 7.3923 | 7.3923 | 0.75583 | 0.75583 | 1.0548 | 1.0548 | 2.5096 | 2.5096 | 7.0257 | 7.0257 | -17.6164 | -8.8082 | 8.5608 | 0 | 0 |  |  | 0.72467 |  | 0.019544 | 1.9544 | 17.1216 | 0 | 2014-06-13 01:30 | 7025.6667 | 7.0257
|  | 2014-06-13 08:25:01 | 37.4375 | 0.1645 | 0.658 | 7.2808 | 7.2808 | 0.77 | 0.77 | 1.0607 | 1.0607 | 2.8908 | 2.8908 | 7.2638 | 7.2638 | -17.5134 | -8.7567 | 8.8082 | 0 | 0 |  |  | 0.61194 |  | 0.017576 | 1.7576 | 17.6164 | 0 | 2014-06-13 02:00 | 7263.8333 | 7.2638
|  | 2014-06-13 08:55:02 | 37.3787 | 0.14583 | 0.58333 | 7.1242 | 7.1242 | 0.77933 | 0.77933 | 1.0788 | 1.0788 | 2.8908 | 2.8908 | 7.519 | 7.519 | -17.4032 | -8.7016 | 8.7567 | 0 | 0 |  |  | 0.595 |  | 0.015606 | 1.5606 | 17.5134 | 0 | 2014-06-13 02:30 | 7519 | 7.519
|  | 2014-06-13 09:25:02 | 37.3628 | 0.12017 | 0.48067 | 6.9975 | 6.9975 | 0.7865 | 0.7865 | 1.0973 | 1.0973 | 4.174 | 4.174 | 7.5528 | 7.5528 | -16.274 | -8.137 | 8.7016 | 0 | 0 |  |  | 0.5047 |  | 0.012865 | 1.2865 | 17.4032 | 0 | 2014-06-13 03:00 | 7552.8333 | 7.5528
|  | 2014-06-13 09:55:02 | 37.4693 | 0.11833 | 0.47333 | 6.8552 | 6.8552 | 0.78433 | 0.78433 | 1.0973 | 1.0973 | 4.174 | 4.174 | 7.5047 | 7.5047 | -16.5805 | -8.2902 | 8.137 | 0 | 0 |  |  | 0.5112 |  | 0.012633 | 1.2633 | 16.274 | 0 | 2014-06-13 03:30 | 7504.6667 | 7.5047
|  | 2014-06-13 10:25:01 | 37.2187 | 0.11383 | 0.45533 | 6.8655 | 6.8655 | 0.76867 | 0.76867 | 1.0978 | 1.0978 | 4.6688 | 4.6688 | 7.5148 | 7.5148 | -15.8477 | -7.9238 | 8.2902 | 0 | 0 |  |  | 0.41435 |  | 0.012234 | 1.2234 | 16.5805 | 0 | 2014-06-13 04:00 | 7514.8333 | 7.5148
|  | 2014-06-13 10:55:05 | 37.4288 | 0.1225 | 0.49 | 6.9255 | 6.9255 | 0.71 | 0.71 | 1.0968 | 1.0968 | 4.6688 | 4.6688 | 7.5933 | 7.5933 | -15.9444 | -7.9722 | 7.9238 | 0 | 0 |  |  | 0.4557 |  | 0.013092 | 1.3092 | 15.8477 | 0 | 2014-06-13 04:30 | 7593.3333 | 7.5933
|  | 2014-06-13 11:25:02 | 37.37 | 0.12833 | 0.51333 | 6.9478 | 6.9478 | 0.6935 | 0.6935 | 1.0863 | 1.0863 | 4.0716 | 4.0716 | 7.5292 | 7.5292 | -16.5282 | -8.2641 | 7.9722 | 0 | 0 |  |  | 0.54927 |  | 0.013737 | 1.3737 | 15.9444 | 0 | 2014-06-13 05:00 | 7529.1667 | 7.5292
|  | 2014-06-13 11:55:02 | 37.0295 | 0.14633 | 0.58533 | 7.113 | 7.113 | 0.64717 | 0.64717 | 1.0583 | 1.0583 | 4.0716 | 4.0716 | 7.4423 | 7.4423 | -16.1117 | -8.0559 | 8.2641 | 0 | 0 |  |  | 0.59119 |  | 0.015807 | 1.5807 | 16.5282 | 0 | 2014-06-13 05:30 | 7442.3333 | 7.4423
|  | 2014-06-13 12:25:02 | 36.8232 | 0.168 | 0.672 | 7.1618 | 7.1618 | 0.47483 | 0.47483 | 1.0538 | 1.0538 | 4.8736 | 4.8736 | 7.4312 | 7.4312 | -15.1559 | -7.578 | 8.0559 | 0 | 0 |  |  | 0.62496 |  | 0.018249 | 1.8249 | 16.1117 | 0 | 2014-06-13 06:00 | 7431.1667 | 7.4312
|  | 2014-06-13 12:55:02 | 36.5195 | 0.18233 | 0.72933 | 7.1913 | 7.1913 | 0.33483 | 0.33483 | 1.0773 | 1.0773 | 4.8736 | 4.8736 | 7.393 | 7.393 | -14.9201 | -7.46 | 7.578 | 0 | 0 |  |  | 0.73663 |  | 0.019971 | 1.9971 | 15.1559 | 0 | 2014-06-13 06:30 | 7393 | 7.393
|  | 2014-06-13 13:25:02 | 36.4448 | 0.21233 | 0.84933 | 7.3495 | 7.3495 | 0.295 | 0.295 | 1.0778 | 1.0778 | 4.3668 | 4.3668 | 7.2608 | 7.2608 | -15.2455 | -7.6228 | 7.46 | 0 | 0 |  |  | 0.80687 |  | 0.023305 | 2.3305 | 14.9201 | 0 | 2014-06-13 07:00 | 7260.8333 | 7.2608
|  | 2014-06-13 13:55:06 | 36.3045 | 0.21967 | 0.87867 | 7.5275 | 7.5275 | 0.43367 | 0.43367 | 1.0577 | 1.0577 | 4.3668 | 4.3668 | 7.2315 | 7.2315 | -14.8087 | -7.4044 | 7.6228 | 0 | 0 |  |  | 0.90503 |  | 0.024203 | 2.4203 | 15.2455 | 0 | 2014-06-13 07:30 | 7231.5 | 7.2315
|  | 2014-06-13 14:25:01 | 36.1627 | 0.21567 | 0.86267 | 7.5637 | 7.5637 | 0.46717 | 0.46717 | 1.0242 | 1.0242 | 4.6244 | 4.6244 | 7.0987 | 7.0987 | -14.5219 | -7.261 | 7.4044 | 0 | 0 |  |  | 0.89717 |  | 0.023855 | 2.3855 | 14.8087 | 0 | 2014-06-13 08:00 | 7098.6667 | 7.0987
|  | 2014-06-13 14:55:05 | 36.595 | 0.20733 | 0.82933 | 7.5692 | 7.5692 | 0.48433 | 0.48433 | 1.0763 | 1.0763 | 4.6244 | 4.6244 | 7.2608 | 7.2608 | -14.7506 | -7.3753 | 7.261 | 0 | 0 |  |  | 0.83763 |  | 0.022662 | 2.2662 | 14.5219 | 0 | 2014-06-13 08:30 | 7260.8333 | 7.2608
|  | 2014-06-13 15:25:01 | 36.9192 | 0.18083 | 0.72333 | 7.5733 | 7.5733 | 0.568 | 0.568 | 1.0862 | 1.0862 | 4.5068 | 4.5068 | 7.2782 | 7.2782 | -15.1834 | -7.5917 | 7.3753 | 0 | 0 |  |  | 0.68717 |  | 0.019592 | 1.9592 | 14.7506 | 0 | 2014-06-13 09:00 | 7278.1667 | 7.2782
|  | 2014-06-13 15:55:04 | 37.22 | 0.18983 | 0.75933 | 7.581 | 7.581 | 0.62017 | 0.62017 | 1.0868 | 1.0868 | 4.5068 | 4.5068 | 7.2782 | 7.2782 | -15.3877 | -7.6939 | 7.5917 | 0 | 0 |  |  | 0.69859 |  | 0.020401 | 2.0401 | 15.1834 | 0 | 2014-06-13 09:30 | 7278.1667 | 7.2782
|  | 2014-06-13 16:25:02 | 37.0518 | 0.1915 | 0.766 | 7.4607 | 7.4607 | 0.66683 | 0.66683 | 1.0813 | 1.0813 | 3.1244 | 3.1244 | 7.306 | 7.306 | -16.6466 | -8.3233 | 7.6939 | 0 | 0 |  |  | 0.8043 |  | 0.020674 | 2.0674 | 15.3877 | 0 | 2014-06-13 10:00 | 7306 | 7.306
|  | 2014-06-13 16:55:03 | 36.8772 | 0.1705 | 0.682 | 7.3633 | 7.3633 | 0.60483 | 0.60483 | 1.0767 | 1.0767 | 3.1244 | 3.1244 | 7.3462 | 7.3462 | -16.6798 | -8.3399 | 8.3233 | 0 | 0 |  |  | 0.73656 |  | 0.018494 | 1.8494 | 16.6466 | 0 | 2014-06-13 10:30 | 7346.1667 | 7.3462
|  | 2014-06-13 17:25:02 | 36.2718 | 0.17283 | 0.69133 | 7.363 | 7.363 | 0.43967 | 0.43967 | 1.0767 | 1.0767 | 2.47 | 2.47 | 7.238 | 7.238 | -16.9932 | -8.4966 | 8.3399 | 0 | 0 |  |  | 0.63603 |  | 0.01906 | 1.906 | 16.6798 | 0 | 2014-06-13 11:00 | 7238 | 7.238
|  | 2014-06-13 17:55:01 | 35.8413 | 0.19467 | 0.77867 | 7.4007 | 7.4007 | 0.31267 | 0.31267 | 1.076 | 1.076 | 2.47 | 2.47 | 6.8955 | 6.8955 | -16.9078 | -8.4539 | 8.4966 | 0 | 0 |  |  | 0.84096 |  | 0.021725 | 2.1725 | 16.9932 | 0 | 2014-06-13 11:30 | 6895.5 | 6.8955
|  | 2014-06-13 18:25:02 | 35.1287 | 0.20033 | 0.80133 | 7.5732 | 7.5732 | 0.284 | 0.284 | 1.0763 | 1.0763 | 2.1556 | 2.1556 | 6.8778 | 6.8778 | -16.3604 | -8.1802 | 8.4539 | 0 | 0 |  |  | 0.7212 |  | 0.022811 | 2.2811 | 16.9078 | 0 | 2014-06-13 12:00 | 6877.8333 | 6.8778
|  | 2014-06-13 18:55:01 | 34.6268 | 0.19917 | 0.79667 | 7.5855 | 7.5855 | 0.25533 | 0.25533 | 1.076 | 1.076 | 2.1556 | 2.1556 | 6.4278 | 6.4278 | -16.3299 | -8.1649 | 8.1802 | 0 | 0 |  |  | 0.717 |  | 0.023007 | 2.3007 | 16.3604 | 0 | 2014-06-13 12:30 | 6427.8333 | 6.4278
|  | 2014-06-13 19:25:03 | 33.5482 | 0.20033 | 0.80133 | 7.5933 | 7.5933 | 0.2345 | 0.2345 | 0.98233 | 0.98233 | 0.9492 | 0.9492 | 5.9352 | 5.9352 | -17.0523 | -8.5262 | 8.1649 | 0 | 0 |  |  | 0.87345 |  | 0.023886 | 2.3886 | 16.3299 | 0 | 2014-06-13 13:00 | 5935.1667 | 5.9352
|  | 2014-06-13 19:55:03 | 33.1585 | 0.17983 | 0.71933 | 7.5875 | 7.5875 | 0.20717 | 0.20717 | 0.735 | 0.735 | 0.9492 | 0.9492 | 5.9298 | 5.9298 | -17.0305 | -8.5152 | 8.5262 | 0 | 0 |  |  | 0.7553 |  | 0.021694 | 2.1694 | 17.0523 | 0 | 2014-06-13 13:30 | 5929.8333 | 5.9298
|  | 2014-06-13 20:25:02 | 32.7163 | 0.18367 | 0.73467 | 7.587 | 7.587 | 0.1885 | 0.1885 | 0.70533 | 0.70533 | 0.1704 | 0.1704 | 5.8118 | 5.8118 | -17.5186 | -8.7593 | 8.5152 | 0 | 0 |  |  | 0.79344 |  | 0.022456 | 2.2456 | 17.0305 | 0 | 2014-06-13 14:00 | 5811.8333 | 5.8118
|  | 2014-06-13 20:55:02 | 32.9145 | 0.17333 | 0.69333 | 7.5885 | 7.5885 | 0.1885 | 0.1885 | 0.67283 | 0.67283 | 0.1704 | 0.1704 | 5.7338 | 5.7338 | -17.8671 | -8.9335 | 8.7593 | 0 | 0 |  |  | 0.71413 |  | 0.021065 | 2.1065 | 17.5186 | 0 | 2014-06-13 14:30 | 5733.8333 | 5.7338
|  | 2014-06-13 21:25:01 | 32.0372 | 0.1815 | 0.726 | 7.5168 | 7.5168 | 0.17983 | 0.17983 | 0.71267 | 0.71267 | 0.024 | 0.024 | 5.5715 | 5.5715 | -17.3063 | -8.6532 | 8.9335 | 0 | 0 |  |  | 0.6534 |  | 0.022661 | 2.2661 | 17.8671 | 0 | 2014-06-13 15:00 | 5571.5 | 5.5715
|  | 2014-06-13 21:55:02 | 30.3553 | 0.171 | 0.684 | 7.3753 | 7.3753 | 0.14183 | 0.14183 | 0.67667 | 0.67667 | 0.024 | 0.024 | 5.3408 | 5.3408 | -16.1127 | -8.0563 | 8.6532 | 0 | 0 |  |  | 0.63612 |  | 0.022533 | 2.2533 | 17.3063 | 0 | 2014-06-13 15:30 | 5340.8333 | 5.3408
|  | 2014-06-13 22:25:02 | 28.2963 | 0.16167 | 0.64667 | 7.2513 | 7.2513 | 0.12833 | 0.12833 | 0.45717 | 0.45717 | 0 | 0 | 5.0192 | 5.0192 | -14.7937 | -7.3968 | 8.0563 | 0 | 0 |  |  | 0.61433 |  | 0.022853 | 2.2853 | 16.1127 | 0 | 2014-06-13 16:00 | 5019.1667 | 5.0192
|  | 2014-06-13 22:55:01 | 27.1213 | 0.17 | 0.68 | 7.1297 | 7.1297 | 0.12767 | 0.12767 | 0.44717 | 0.44717 | 0 | 0 | 5.1105 | 5.1105 | -13.6263 | -6.8132 | 7.3968 | 0 | 0 |  |  | 0.7004 |  | 0.025073 | 2.5073 | 14.7937 | 0 | 2014-06-13 16:30 | 5110.5 | 5.1105
|  | 2014-06-13 23:25:01 | 26.1793 | 0.163 | 0.652 | 7.1387 | 7.1387 | 0.12233 | 0.12233 | 0.43883 | 0.43883 | 0 | 0 | 4.9412 | 4.9412 | -12.8863 | -6.4432 | 6.8132 | 0 | 0 |  |  | 0.7172 |  | 0.024905 | 2.4905 | 13.6263 | 0 | 2014-06-13 17:00 | 4941.1667 | 4.9412
|  | 2014-06-13 23:55:01 | 25.8092 | 0.1815 | 0.726 | 7.1438 | 7.1438 | 0.0865 | 0.0865 | 0.49767 | 0.49767 | 0 | 0 | 5.1517 | 5.1517 | -12.2035 | -6.1018 | 6.4432 | 0 | 0 |  |  | 0.69696 |  | 0.02813 | 2.813 | 12.8863 | 0 | 2014-06-13 17:30 | 5151.6667 | 5.1517
|  | 2014-06-14 00:25:01 | 26.002 | 0.181 | 0.724 | 7.3055 | 7.3055 | 0.074 | 0.074 | 0.50867 | 0.50867 | 0 | 0 | 5.1078 | 5.1078 | -12.282 | -6.141 | 6.1018 | 0 | 0 |  |  | 0.69504 |  | 0.027844 | 2.7844 | 12.2035 | 0 | 2014-06-13 18:00 | 5107.8333 | 5.1078
|  | 2014-06-14 00:55:01 | 25.5505 | 0.18867 | 0.75467 | 7.3587 | 7.3587 | 0.064167 | 0.064167 | 0.44683 | 0.44683 | 0 | 0 | 4.5853 | 4.5853 | -12.3408 | -6.1704 | 6.141 | 0 | 0 |  |  | 0.75467 |  | 0.029536 | 2.9536 | 12.282 | 0 | 2014-06-13 18:30 | 4585.3333 | 4.5853
|  | 2014-06-14 01:25:02 | 25.3102 | 0.201 | 0.804 | 7.3847 | 7.3847 | 0.060667 | 0.060667 | 0.43667 | 0.43667 | 0 | 0 | 4.2472 | 4.2472 | -12.377 | -6.1885 | 6.1704 | 0 | 0 |  |  | 0.82008 |  | 0.031766 | 3.1766 | 12.3408 | 0 | 2014-06-13 19:00 | 4247.1667 | 4.2472
|  | 2014-06-14 01:55:05 | 24.855 | 0.24083 | 0.96333 | 7.5233 | 7.5233 | 0.066667 | 0.066667 | 0.36017 | 0.36017 | 0 | 0 | 3.9687 | 3.9687 | -11.9728 | -5.9864 | 6.1885 | 0 | 0 |  |  | 0.87663 |  | 0.038758 | 3.8758 | 12.377 | 0 | 2014-06-13 19:30 | 3968.6667 | 3.9687
|  | 2014-06-14 02:25:03 | 24.6863 | 0.21867 | 0.87467 | 7.6043 | 7.6043 | 0.067167 | 0.067167 | 0.33867 | 0.33867 | 0 | 0 | 3.9055 | 3.9055 | -11.896 | -5.948 | 5.9864 | 0 | 0 |  |  | 0.88341 |  | 0.035431 | 3.5431 | 11.9728 | 0 | 2014-06-13 20:00 | 3905.5 | 3.9055
|  | 2014-06-14 02:55:02 | 24.6198 | 0.21283 | 0.85133 | 7.611 | 7.611 | 0.067167 | 0.067167 | 0.33833 | 0.33833 | 0 | 0 | 3.899 | 3.899 | -11.853 | -5.9265 | 5.948 | 0 | 0 |  |  | 0.86836 |  | 0.034579 | 3.4579 | 11.896 | 0 | 2014-06-13 20:30 | 3899 | 3.899
|  | 2014-06-14 03:25:02 | 24.1847 | 0.195 | 0.78 | 7.6093 | 7.6093 | 0.067 | 0.067 | 0.33867 | 0.33867 | 0 | 0 | 3.8415 | 3.8415 | -11.5482 | -5.7741 | 5.9265 | 0 | 0 |  |  | 0.8034 |  | 0.032252 | 3.2252 | 11.853 | 0 | 2014-06-13 21:00 | 3841.5 | 3.8415
|  | 2014-06-14 03:55:02 | 23.745 | 0.1885 | 0.754 | 7.6172 | 7.6172 | 0.067 | 0.067 | 0.33933 | 0.33933 | 0 | 0 | 3.8192 | 3.8192 | -11.1483 | -5.5742 | 5.7741 | 0 | 0 |  |  | 0.6786 |  | 0.031754 | 3.1754 | 11.5482 | 0 | 2014-06-13 21:30 | 3819.1667 | 3.8192
|  | 2014-06-14 04:25:02 | 23.9223 | 0.2045 | 0.818 | 7.621 | 7.621 | 0.067 | 0.067 | 0.33933 | 0.33933 | 0 | 0 | 4.0268 | 4.0268 | -11.0502 | -5.5251 | 5.5742 | 0 | 0 |  |  | 0.89162 |  | 0.034194 | 3.4194 | 11.1483 | 0 | 2014-06-13 22:00 | 4026.8333 | 4.0268
|  | 2014-06-14 04:55:03 | 24.5493 | 0.21783 | 0.87133 | 7.613 | 7.613 | 0.062 | 0.062 | 0.33783 | 0.33783 | 0 | 0 | 4.2738 | 4.2738 | -11.3913 | -5.6957 | 5.5251 | 0 | 0 |  |  | 0.94104 |  | 0.035493 | 3.5493 | 11.0502 | 0 | 2014-06-13 22:30 | 4273.8333 | 4.2738
|  | 2014-06-14 05:25:02 | 25.3973 | 0.22033 | 0.88133 | 7.4787 | 7.4787 | 0.054667 | 0.054667 | 0.3705 | 0.3705 | 0.2288 | 0.2288 | 4.5337 | 4.5337 | -11.8497 | -5.9249 | 5.6957 | 0 | 0 |  |  | 0.7932 |  | 0.034702 | 3.4702 | 11.3913 | 0 | 2014-06-13 23:00 | 4533.6667 | 4.5337
|  | 2014-06-14 05:55:03 | 25.6335 | 0.2165 | 0.866 | 7.4048 | 7.4048 | 0.13183 | 0.13183 | 0.63333 | 0.63333 | 0.2288 | 0.2288 | 4.8333 | 4.8333 | -11.5354 | -5.7677 | 5.9249 | 0 | 0 |  |  | 0.88332 |  | 0.033784 | 3.3784 | 11.8497 | 0 | 2014-06-13 23:30 | 4833.3333 | 4.8333
|  | 2014-06-14 06:25:02 | 27.0195 | 0.24517 | 0.98067 | 7.4042 | 7.4042 | 0.16817 | 0.16817 | 0.742 | 0.742 | 0.7648 | 0.7648 | 5.1643 | 5.1643 | -11.7954 | -5.8977 | 5.7677 | 0 | 0 |  |  | 0.8826 |  | 0.036295 | 3.6295 | 11.5354 | 0 | 2014-06-14 | 5164.3333 | 5.1643
|  | 2014-06-14 06:55:02 | 28.7352 | 0.26717 | 1.0687 | 7.4045 | 7.4045 | 0.21617 | 0.21617 | 0.69717 | 0.69717 | 0.7648 | 0.7648 | 5.5997 | 5.5997 | -12.9842 | -6.4921 | 5.8977 | 0 | 0 |  |  | 1.0045 |  | 0.03719 | 3.719 | 11.7954 | 0 | 2014-06-14 00:30 | 5599.6667 | 5.5997
|  | 2014-06-14 07:25:02 | 30.488 | 0.32417 | 1.2967 | 7.5075 | 7.5075 | 0.22967 | 0.22967 | 0.68983 | 0.68983 | 1.5672 | 1.5672 | 5.954 | 5.954 | -13.2431 | -6.6216 | 6.4921 | 0 | 0 |  |  | 1.3485 |  | 0.04253 | 4.253 | 12.9842 | 0 | 2014-06-14 01:00 | 5954 | 5.954
|  | 2014-06-14 07:55:03 | 31.8657 | 0.35517 | 1.4207 | 7.6208 | 7.6208 | 0.37633 | 0.37633 | 0.68117 | 0.68117 | 1.5672 | 1.5672 | 6.0372 | 6.0372 | -14.1623 | -7.0812 | 6.6216 | 0 | 0 |  |  | 1.2786 |  | 0.044583 | 4.4583 | 13.2431 | 0 | 2014-06-14 01:30 | 6037.1667 | 6.0372
|  | 2014-06-14 08:25:02 | 32.7947 | 0.37817 | 1.5127 | 7.6198 | 7.6198 | 0.56367 | 0.56367 | 0.66667 | 0.66667 | 1.9392 | 1.9392 | 6.135 | 6.135 | -14.3576 | -7.1788 | 7.0812 | 0 | 0 |  |  | 1.3614 |  | 0.046125 | 4.6125 | 14.1623 | 0 | 2014-06-14 02:00 | 6135 | 6.135
|  | 2014-06-14 08:55:01 | 33.0503 | 0.37983 | 1.5193 | 7.621 | 7.621 | 0.6485 | 0.6485 | 0.66633 | 0.66633 | 1.9392 | 1.9392 | 6.1112 | 6.1112 | -14.5448 | -7.2724 | 7.1788 | 0 | 0 |  |  | 1.3674 |  | 0.04597 | 4.597 | 14.3576 | 0 | 2014-06-14 02:30 | 6111.1667 | 6.1112
|  | 2014-06-14 09:25:02 | 33.2608 | 0.35833 | 1.4333 | 7.6163 | 7.6163 | 0.66633 | 0.66633 | 0.6985 | 0.6985 | 3.0248 | 3.0248 | 6.2097 | 6.2097 | -13.6119 | -6.8059 | 7.2724 | 0 | 0 |  |  | 1.3903 |  | 0.043094 | 4.3094 | 14.5448 | 0 | 2014-06-14 03:00 | 6209.6667 | 6.2097
|  | 2014-06-14 09:55:02 | 33.1775 | 0.44383 | 1.7753 | 7.6207 | 7.6207 | 0.52483 | 0.52483 | 0.73967 | 0.73967 | 3.0248 | 3.0248 | 6.2013 | 6.2013 | -13.2909 | -6.6454 | 6.8059 | 0 | 0 |  |  | 1.6688 |  | 0.05351 | 5.351 | 13.6119 | 0 | 2014-06-14 03:30 | 6201.3333 | 6.2013
|  | 2014-06-14 10:25:02 | 32.9953 | 0.40567 | 1.6227 | 7.6133 | 7.6133 | 0.32133 | 0.32133 | 0.73833 | 0.73833 | 3.6548 | 3.6548 | 6.2405 | 6.2405 | -12.8044 | -6.4022 | 6.6454 | 0 | 0 |  |  | 1.4604 |  | 0.049179 | 4.9179 | 13.2909 | 0 | 2014-06-14 04:00 | 6240.5 | 6.2405
|  | 2014-06-14 10:55:02 | 32.7585 | 0.43083 | 1.7233 | 7.4658 | 7.4658 | 0.31317 | 0.31317 | 0.69333 | 0.69333 | 3.6548 | 3.6548 | 6.3083 | 6.3083 | -12.5997 | -6.2998 | 6.4022 | 0 | 0 |  |  | 1.551 |  | 0.052607 | 5.2607 | 12.8044 | 0 | 2014-06-14 04:30 | 6308.3333 | 6.3083
|  | 2014-06-14 11:25:04 | 32.5398 | 0.51483 | 2.0593 | 7.1873 | 7.1873 | 0.30767 | 0.30767 | 0.69517 | 0.69517 | 5.6148 | 5.6148 | 6.366 | 6.366 | -10.3095 | -5.1548 | 6.2998 | 0 | 0 |  |  | 2.0387 |  | 0.063287 | 6.3287 | 12.5997 | 0 | 2014-06-14 05:00 | 6366 | 6.366
|  | 2014-06-14 11:55:02 | 32.1067 | 0.63333 | 2.5333 | 7.1558 | 7.1558 | 0.27617 | 0.27617 | 0.68367 | 0.68367 | 5.6148 | 5.6148 | 6.3425 | 6.3425 | -9.5004 | -4.7502 | 5.1548 | 0 | 0 |  |  | 2.584 |  | 0.078904 | 7.8904 | 10.3095 | 0 | 2014-06-14 05:30 | 6342.5 | 6.3425
|  | 2014-06-14 12:25:02 | 31.5628 | 0.7805 | 3.122 | 7.155 | 7.155 | 0.214 | 0.214 | 0.67317 | 0.67317 | 5.7912 | 5.7912 | 5.9088 | 5.9088 | -8.6986 | -4.3493 | 4.7502 | 0 | 0 |  |  | 3.3093 |  | 0.098914 | 9.8914 | 9.5004 | 0 | 2014-06-14 06:00 | 5908.8333 | 5.9088
|  | 2014-06-14 12:55:02 | 30.996 | 0.8955 | 3.582 | 7.2478 | 7.2478 | 0.20483 | 0.20483 | 0.69 | 0.69 | 5.7912 | 5.7912 | 5.5012 | 5.5012 | -7.979 | -3.9895 | 4.3493 | 0 | 0 |  |  | 3.9044 |  | 0.11556 | 11.5563 | 8.6986 | 0 | 2014-06-14 06:30 | 5501.1667 | 5.5012
|  | 2014-06-14 13:25:02 | 30.6595 | 0.92683 | 3.7073 | 7.377 | 7.377 | 0.196 | 0.196 | 0.67733 | 0.67733 | 6.1588 | 6.1588 | 5.2357 | 5.2357 | -7.3074 | -3.6537 | 3.9895 | 0 | 0 |  |  | 3.4478 |  | 0.12092 | 12.092 | 7.979 | 0 | 2014-06-14 07:00 | 5235.6667 | 5.2357
|  | 2014-06-14 13:55:02 | 30.3628 | 0.89633 | 3.5853 | 7.3882 | 7.3882 | 0.19717 | 0.19717 | 0.68683 | 0.68683 | 6.1588 | 6.1588 | 5.1893 | 5.1893 | -7.1572 | -3.5786 | 3.6537 | 0 | 0 |  |  | 3.4778 |  | 0.11808 | 11.8083 | 7.3074 | 0 | 2014-06-14 07:30 | 5189.3333 | 5.1893
|  | 2014-06-14 14:25:01 | 30.3027 | 0.94767 | 3.7907 | 7.3905 | 7.3905 | 0.199 | 0.199 | 0.68467 | 0.68467 | 4.9624 | 4.9624 | 5.1697 | 5.1697 | -8.1058 | -4.0529 | 3.5786 | 0 | 0 |  |  | 3.9423 |  | 0.12509 | 12.5094 | 7.1572 | 0 | 2014-06-14 08:00 | 5169.6667 | 5.1697
|  | 2014-06-14 14:55:08 | 30.4583 | 1.0188 | 4.0753 | 7.4882 | 7.4882 | 0.199 | 0.199 | 0.68783 | 0.68783 | 4.9624 | 4.9624 | 5.1647 | 5.1647 | -7.8809 | -3.9405 | 4.0529 | 0 | 0 |  |  | 3.7493 |  | 0.1338 | 13.38 | 8.1058 | 0 | 2014-06-14 08:30 | 5164.6667 | 5.1647
|  | 2014-06-14 15:25:02 | 30.869 | 1.1118 | 4.4473 | 7.6208 | 7.6208 | 0.199 | 0.199 | 0.68817 | 0.68817 | 5.2936 | 5.2936 | 5.1247 | 5.1247 | -7.4954 | -3.7477 | 3.9405 | 0 | 0 |  |  | 4.4473 |  | 0.14407 | 14.4071 | 7.8809 | 0 | 2014-06-14 09:00 | 5124.6667 | 5.1247
|  | 2014-06-14 15:55:03 | 31.5487 | 1.1312 | 4.5247 | 7.6428 | 7.6428 | 0.252 | 0.252 | 0.693 | 0.693 | 5.2936 | 5.2936 | 5.4262 | 5.4262 | -7.7164 | -3.8582 | 3.7477 | 0 | 0 |  |  | 4.4794 |  | 0.14342 | 14.3419 | 7.4954 | 0 | 2014-06-14 09:30 | 5426.1667 | 5.4262
|  | 2014-06-14 16:25:03 | 32.0317 | 1.0423 | 4.1693 | 7.645 | 7.645 | 0.29283 | 0.29283 | 0.71883 | 0.71883 | 3.7692 | 3.7692 | 5.6607 | 5.6607 | -9.7758 | -4.8879 | 3.8582 | 0 | 0 |  |  | 4.5863 |  | 0.13016 | 13.0163 | 7.7164 | 0 | 2014-06-14 10:00 | 5660.6667 | 5.6607
|  | 2014-06-14 16:55:02 | 32.2473 | 1.0972 | 4.3887 | 7.5153 | 7.5153 | 0.29067 | 0.29067 | 0.70333 | 0.70333 | 3.7692 | 3.7692 | 5.804 | 5.804 | -9.7761 | -4.8881 | 4.8879 | 0 | 0 |  |  | 4.257 |  | 0.13609 | 13.6094 | 9.7758 | 0 | 2014-06-14 10:30 | 5804 | 5.804
|  | 2014-06-14 17:25:02 | 32.0365 | 1.1797 | 4.7187 | 7.4063 | 7.4063 | 0.2905 | 0.2905 | 0.68867 | 0.68867 | 3.0072 | 3.0072 | 5.737 | 5.737 | -10.1881 | -5.0941 | 4.8881 | 0 | 0 |  |  | 4.3412 |  | 0.14729 | 14.729 | 9.7761 | 0 | 2014-06-14 11:00 | 5737 | 5.737
|  | 2014-06-14 17:55:02 | 31.7733 | 1.2702 | 5.0807 | 7.402 | 7.402 | 0.2845 | 0.2845 | 0.69633 | 0.69633 | 3.0072 | 3.0072 | 5.7003 | 5.7003 | -9.6023 | -4.8012 | 5.0941 | 0 | 0 |  |  | 4.9791 |  | 0.1599 | 15.9903 | 10.1881 | 0 | 2014-06-14 11:30 | 5700.3333 | 5.7003
|  | 2014-06-14 18:25:56 | 31.3682 | 1.4253 | 5.7013 | 7.4518 | 7.4518 | 0.26833 | 0.26833 | 0.687 | 0.687 | 1.8848 | 1.8848 | 5.434 | 5.434 | -9.9409 | -4.9704 | 4.8012 | 0 | 0 |  |  | 5.3022 |  | 0.18176 | 18.1755 | 9.6023 | 0 | 2014-06-14 12:00 | 5434 | 5.434
|  | 2014-06-14 18:55:02 | 30.7847 | 1.5302 | 6.1207 | 7.6215 | 7.6215 | 0.25917 | 0.25917 | 0.68817 | 0.68817 | 1.8848 | 1.8848 | 5.2692 | 5.2692 | -8.9412 | -4.4706 | 4.9704 | 0 | 0 |  |  | 5.6922 |  | 0.19882 | 19.8822 | 9.9409 | 0 | 2014-06-14 12:30 | 5269.1667 | 5.2692
|  | 2014-06-14 19:25:03 | 30.2257 | 1.4297 | 5.7187 | 7.6345 | 7.6345 | 0.2485 | 0.2485 | 0.69333 | 0.69333 | 0.7228 | 0.7228 | 5.1427 | 5.1427 | -10.0652 | -5.0326 | 4.4706 | 0 | 0 |  |  | 6.0046 |  | 0.1892 | 18.9199 | 8.9412 | 0 | 2014-06-14 13:00 | 5142.6667 | 5.1427
|  | 2014-06-14 19:55:02 | 29.6988 | 1.312 | 5.248 | 7.6378 | 7.6378 | 0.19117 | 0.19117 | 0.69067 | 0.69067 | 0.7228 | 0.7228 | 5.1012 | 5.1012 | -10.1072 | -5.0536 | 5.0326 | 0 | 0 |  |  | 5.353 |  | 0.17671 | 17.6707 | 10.0652 | 0 | 2014-06-14 13:30 | 5101.1667 | 5.1012
|  | 2014-06-14 20:25:04 | 29.3865 | 1.2755 | 5.102 | 7.6398 | 7.6398 | 0.152 | 0.152 | 0.68083 | 0.68083 | 0.0768 | 0.0768 | 5.1952 | 5.1952 | -10.5399 | -5.2699 | 5.0536 | 0 | 0 |  |  | 5.4081 |  | 0.17362 | 17.3617 | 10.1072 | 0 | 2014-06-14 14:00 | 5195.1667 | 5.1952
|  | 2014-06-14 20:55:02 | 29.9437 | 1.2503 | 5.0013 | 7.632 | 7.632 | 0.1425 | 0.1425 | 0.69333 | 0.69333 | 0.0768 | 0.0768 | 5.3438 | 5.3438 | -11.0539 | -5.5269 | 5.2699 | 0 | 0 |  |  | 5.2514 |  | 0.16702 | 16.7025 | 10.5399 | 0 | 2014-06-14 14:30 | 5343.8333 | 5.3438
|  | 2014-06-14 21:25:02 | 29.7688 | 1.3023 | 5.2093 | 7.635 | 7.635 | 0.13417 | 0.13417 | 0.692 | 0.692 | 0.004 | 0.004 | 5.2882 | 5.2882 | -10.8062 | -5.4031 | 5.5269 | 0 | 0 |  |  | 5.7303 |  | 0.17499 | 17.4993 | 11.0539 | 0 | 2014-06-14 15:00 | 5288.1667 | 5.2882
|  | 2014-06-14 21:55:02 | 28.4692 | 1.2613 | 5.0453 | 7.6402 | 7.6402 | 0.11 | 0.11 | 0.608 | 0.608 | 0.004 | 0.004 | 4.792 | 4.792 | -10.2697 | -5.1348 | 5.4031 | 0 | 0 |  |  | 5.3481 |  | 0.17722 | 17.7221 | 10.8062 | 0 | 2014-06-14 15:30 | 4792 | 4.792
|  | 2014-06-14 22:25:03 | 26.9048 | 1.179 | 4.716 | 7.6368 | 7.6368 | 0.092333 | 0.092333 | 0.45367 | 0.45367 | 0 | 0 | 4.2575 | 4.2575 | -9.7485 | -4.8742 | 5.1348 | 0 | 0 |  |  | 5.0933 |  | 0.17528 | 17.5284 | 10.2697 | 0 | 2014-06-14 16:00 | 4257.5 | 4.2575
|  | 2014-06-14 22:55:02 | 26.0313 | 1.1863 | 4.7453 | 7.6333 | 7.6333 | 0.093 | 0.093 | 0.39517 | 0.39517 | 0 | 0 | 4.049 | 4.049 | -9.1155 | -4.5578 | 4.8742 | 0 | 0 |  |  | 4.7928 |  | 0.18229 | 18.2293 | 9.7485 | 0 | 2014-06-14 16:30 | 4049 | 4.049
|  | 2014-06-14 23:25:02 | 25.3317 | 1.1147 | 4.4587 | 7.6138 | 7.6138 | 0.093333 | 0.093333 | 0.34983 | 0.34983 | 0 | 0 | 3.8658 | 3.8658 | -8.9502 | -4.4751 | 4.5578 | 0 | 0 |  |  | 4.7708 |  | 0.17601 | 17.6012 | 9.1155 | 0 | 2014-06-14 17:00 | 3865.8333 | 3.8658
|  | 2014-06-14 23:55:01 | 25.0432 | 0.91367 | 3.6547 | 7.471 | 7.471 | 0.080667 | 0.080667 | 0.457 | 0.457 | 0 | 0 | 4.1848 | 4.1848 | -9.195 | -4.5975 | 4.4751 | 0 | 0 |  |  | 3.545 |  | 0.14593 | 14.5935 | 8.9502 | 0 | 2014-06-14 17:30 | 4184.8333 | 4.1848
|  | 2014-06-15 00:25:02 | 24.9645 | 0.892 | 3.568 | 7.1997 | 7.1997 | 0.065833 | 0.065833 | 0.61233 | 0.61233 | 0 | 0 | 4.3785 | 4.3785 | -9.1402 | -4.5701 | 4.5975 | 0 | 0 |  |  | 3.8534 |  | 0.14292 | 14.2923 | 9.195 | 0 | 2014-06-14 18:00 | 4378.5 | 4.3785
|  | 2014-06-15 00:55:02 | 24.2502 | 0.86783 | 3.4713 | 7.15 | 7.15 | 0.066 | 0.066 | 0.568 | 0.568 | 0 | 0 | 4.1195 | 4.1195 | -8.8753 | -4.4377 | 4.5701 | 0 | 0 |  |  | 3.7838 |  | 0.14315 | 14.3147 | 9.1402 | 0 | 2014-06-14 18:30 | 4119.5 | 4.1195
|  | 2014-06-15 01:25:01 | 23.6493 | 0.8585 | 3.434 | 7.1563 | 7.1563 | 0.065 | 0.065 | 0.35833 | 0.35833 | 0 | 0 | 3.9893 | 3.9893 | -8.6463 | -4.3232 | 4.4377 | 0 | 0 |  |  | 3.7087 |  | 0.1452 | 14.5205 | 8.8753 | 0 | 2014-06-14 19:00 | 3989.3333 | 3.9893
|  | 2014-06-15 01:55:05 | 23.1533 | 0.86633 | 3.4653 | 7.2377 | 7.2377 | 0.064 | 0.064 | 0.34017 | 0.34017 | 0 | 0 | 4.014 | 4.014 | -8.0322 | -4.0161 | 4.3232 | 0 | 0 |  |  | 3.6733 |  | 0.14967 | 14.9669 | 8.6463 | 0 | 2014-06-14 19:30 | 4014 | 4.014
|  | 2014-06-15 02:25:03 | 22.8942 | 0.76183 | 3.0473 | 7.3862 | 7.3862 | 0.059667 | 0.059667 | 0.33933 | 0.33933 | 0 | 0 | 3.7783 | 3.7783 | -8.2833 | -4.1417 | 4.0161 | 0 | 0 |  |  | 3.1083 |  | 0.13311 | 13.3105 | 8.0322 | 0 | 2014-06-14 20:00 | 3778.3333 | 3.7783
|  | 2014-06-15 02:55:01 | 22.6087 | 0.70783 | 2.8313 | 7.3942 | 7.3942 | 0.049 | 0.049 | 0.34 | 0.34 | 0 | 0 | 3.5993 | 3.5993 | -8.3948 | -4.1974 | 4.1417 | 0 | 0 |  |  | 3.1145 |  | 0.12523 | 12.5232 | 8.2833 | 0 | 2014-06-14 20:30 | 3599.3333 | 3.5993
|  | 2014-06-15 03:25:03 | 22.0538 | 0.6845 | 2.738 | 7.465 | 7.465 | 0.049 | 0.049 | 0.33967 | 0.33967 | 0 | 0 | 3.485 | 3.485 | -7.9772 | -3.9886 | 4.1974 | 0 | 0 |  |  | 2.9297 |  | 0.12415 | 12.4151 | 8.3948 | 0 | 2014-06-14 21:00 | 3485 | 3.485
|  | 2014-06-15 03:55:02 | 21.8735 | 0.69567 | 2.7827 | 7.5997 | 7.5997 | 0.048667 | 0.048667 | 0.341 | 0.341 | 0 | 0 | 3.4183 | 3.4183 | -7.6832 | -3.8416 | 3.9886 | 0 | 0 |  |  | 2.9496 |  | 0.12722 | 12.7216 | 7.9772 | 0 | 2014-06-14 21:30 | 3418.3333 | 3.4183
|  | 2014-06-15 04:25:03 | 21.6872 | 0.6235 | 2.494 | 7.6418 | 7.6418 | 0.048 | 0.048 | 0.3425 | 0.3425 | 0 | 0 | 3.3243 | 3.3243 | -7.8365 | -3.9183 | 3.8416 | 0 | 0 |  |  | 2.5439 |  | 0.115 | 11.4999 | 7.6832 | 0 | 2014-06-14 22:00 | 3324.3333 | 3.3243
|  | 2014-06-15 04:55:03 | 22.0738 | 0.6105 | 2.442 | 7.6555 | 7.6555 | 0.064 | 0.064 | 0.34267 | 0.34267 | 0 | 0 | 3.3093 | 3.3093 | -8.2603 | -4.1302 | 3.9183 | 0 | 0 |  |  | 2.2466 |  | 0.11063 | 11.0629 | 7.8365 | 0 | 2014-06-14 22:30 | 3309.3333 | 3.3093
|  | 2014-06-15 05:25:02 | 22.7325 | 0.64483 | 2.5793 | 7.686 | 7.686 | 0.095667 | 0.095667 | 0.37533 | 0.37533 | 0.2236 | 0.2236 | 3.4223 | 3.4223 | -8.3502 | -4.1751 | 4.1302 | 0 | 0 |  |  | 2.5535 |  | 0.11346 | 11.3465 | 8.2603 | 0 | 2014-06-14 23:00 | 3422.3333 | 3.4223
|  | 2014-06-15 05:55:01 | 23.5822 | 0.73867 | 2.9547 | 7.6892 | 7.6892 | 0.19283 | 0.19283 | 0.576 | 0.576 | 0.2236 | 0.2236 | 3.8405 | 3.8405 | -8.1054 | -4.0527 | 4.1751 | 0 | 0 |  |  | 2.9842 |  | 0.12529 | 12.5292 | 8.3502 | 0 | 2014-06-14 23:30 | 3840.5 | 3.8405
|  | 2014-06-15 06:25:01 | 24.5293 | 0.8665 | 3.466 | 7.7095 | 7.7095 | 0.2295 | 0.2295 | 0.61233 | 0.61233 | 0.7292 | 0.7292 | 3.9015 | 3.9015 | -7.8813 | -3.9406 | 4.0527 | 0 | 0 |  |  | 3.5007 |  | 0.1413 | 14.13 | 8.1054 | 0 | 2014-06-15 | 3901.5 | 3.9015
|  | 2014-06-15 06:55:02 | 25.249 | 0.8025 | 3.21 | 7.707 | 7.707 | 0.23 | 0.23 | 0.64433 | 0.64433 | 0.7292 | 0.7292 | 4.2668 | 4.2668 | -8.4616 | -4.2308 | 3.9406 | 0 | 0 |  |  | 3.2421 |  | 0.12713 | 12.7134 | 7.8813 | 0 | 2014-06-15 00:30 | 4266.8333 | 4.2668
|  | 2014-06-15 07:25:02 | 26.0305 | 0.76367 | 3.0547 | 7.7082 | 7.7082 | 0.23 | 0.23 | 0.64533 | 0.64533 | 1.3592 | 1.3592 | 4.4683 | 4.4683 | -8.5648 | -4.2824 | 4.2308 | 0 | 0 |  |  | 2.8408 |  | 0.11735 | 11.735 | 8.4616 | 0 | 2014-06-15 01:00 | 4468.3333 | 4.4683
|  | 2014-06-15 07:55:03 | 27.3855 | 0.731 | 2.924 | 7.7008 | 7.7008 | 0.31133 | 0.31133 | 0.6355 | 0.6355 | 1.3592 | 1.3592 | 4.6292 | 4.6292 | -9.8255 | -4.9127 | 4.2824 | 0 | 0 |  |  | 2.8363 |  | 0.10677 | 10.6772 | 8.5648 | 0 | 2014-06-15 01:30 | 4629.1667 | 4.6292
|  | 2014-06-15 08:25:02 | 28.7875 | 0.77517 | 3.1007 | 7.6983 | 7.6983 | 0.38783 | 0.38783 | 0.682 | 0.682 | 2.2264 | 2.2264 | 4.7373 | 4.7373 | -9.9549 | -4.9775 | 4.9127 | 0 | 0 |  |  | 3.2867 |  | 0.10771 | 10.7709 | 9.8255 | 0 | 2014-06-15 02:00 | 4737.3333 | 4.7373
|  | 2014-06-15 08:55:01 | 29.8573 | 0.76333 | 3.0533 | 7.7013 | 7.7013 | 0.3915 | 0.3915 | 0.68333 | 0.68333 | 2.2264 | 2.2264 | 5.1652 | 5.1652 | -10.6363 | -5.3181 | 4.9775 | 0 | 0 |  |  | 3.1755 |  | 0.10226 | 10.2264 | 9.9549 | 0 | 2014-06-15 02:30 | 5165.1667 | 5.1652
|  | 2014-06-15 09:25:03 | 30.749 | 0.7855 | 3.142 | 7.7078 | 7.7078 | 0.39183 | 0.39183 | 0.678 | 0.678 | 3.2976 | 3.2976 | 5.6512 | 5.6512 | -9.8806 | -4.9403 | 5.3181 | 0 | 0 |  |  | 3.3619 |  | 0.10218 | 10.2182 | 10.6363 | 0 | 2014-06-15 03:00 | 5651.1667 | 5.6512
|  | 2014-06-15 09:55:02 | 31.2445 | 0.71017 | 2.8407 | 7.7125 | 7.7125 | 0.36683 | 0.36683 | 0.68583 | 0.68583 | 3.2976 | 3.2976 | 5.8307 | 5.8307 | -10.5104 | -5.2552 | 4.9403 | 0 | 0 |  |  | 3.0679 |  | 0.090917 | 9.0917 | 9.8806 | 0 | 2014-06-15 03:30 | 5830.6667 | 5.8307
|  | 2014-06-15 10:25:02 | 31.7587 | 0.61283 | 2.4513 | 7.7237 | 7.7237 | 0.50033 | 0.50033 | 0.67733 | 0.67733 | 4.8312 | 4.8312 | 6.1247 | 6.1247 | -9.4501 | -4.7251 | 5.2552 | 0 | 0 |  |  | 2.6474 |  | 0.077186 | 7.7186 | 10.5104 | 0 | 2014-06-15 04:00 | 6124.6667 | 6.1247
|  | 2014-06-15 10:55:02 | 31.9025 | 0.59767 | 2.3907 | 7.7047 | 7.7047 | 0.5235 | 0.5235 | 0.71017 | 0.71017 | 4.8312 | 4.8312 | 6.336 | 6.336 | -9.4063 | -4.7031 | 4.7251 | 0 | 0 |  |  | 2.4863 |  | 0.074937 | 7.4937 | 9.4501 | 0 | 2014-06-15 04:30 | 6336 | 6.336
|  | 2014-06-15 11:25:02 | 31.7328 | 0.65733 | 2.6293 | 7.6908 | 7.6908 | 0.36417 | 0.36417 | 0.70033 | 0.70033 | 4.9264 | 4.9264 | 6.501 | 6.501 | -8.9208 | -4.4604 | 4.7031 | 0 | 0 |  |  | 2.7345 |  | 0.082858 | 8.2858 | 9.4063 | 0 | 2014-06-15 05:00 | 6501 | 6.501
|  | 2014-06-15 11:55:02 | 31.4927 | 0.75417 | 3.0167 | 7.6832 | 7.6832 | 0.235 | 0.235 | 0.70267 | 0.70267 | 4.9264 | 4.9264 | 5.9863 | 5.9863 | -8.9424 | -4.4712 | 4.4604 | 0 | 0 |  |  | 3.1977 |  | 0.095789 | 9.5789 | 8.9208 | 0 | 2014-06-15 05:30 | 5986.3333 | 5.9863
|  | 2014-06-15 12:25:03 | 31.1557 | 0.79533 | 3.1813 | 7.7752 | 7.7752 | 0.16233 | 0.16233 | 0.70317 | 0.70317 | 6.1088 | 6.1088 | 5.9005 | 5.9005 | -7.3244 | -3.6622 | 4.4712 | 0 | 0 |  |  | 3.1813 |  | 0.10211 | 10.2111 | 8.9424 | 0 | 2014-06-15 06:00 | 5900.5 | 5.9005
|  | 2014-06-15 12:55:03 | 30.8617 | 0.73067 | 2.9227 | 7.7862 | 7.7862 | 0.1625 | 0.1625 | 0.69033 | 0.69033 | 6.1088 | 6.1088 | 5.7837 | 5.7837 | -7.4075 | -3.7038 | 3.6622 | 0 | 0 |  |  | 3.1273 |  | 0.094702 | 9.4702 | 7.3244 | 0 | 2014-06-15 06:30 | 5783.6667 | 5.7837
|  | 2014-06-15 13:25:03 | 30.577 | 0.7045 | 2.818 | 7.8033 | 7.8033 | 0.16267 | 0.16267 | 0.61933 | 0.61933 | 6.9096 | 6.9096 | 5.7447 | 5.7447 | -6.5194 | -3.2597 | 3.7038 | 0 | 0 |  |  | 3.0153 |  | 0.092161 | 9.2161 | 7.4075 | 0 | 2014-06-15 07:00 | 5744.6667 | 5.7447
|  | 2014-06-15 13:55:01 | 30.4395 | 0.727 | 2.908 | 7.8487 | 7.8487 | 0.17067 | 0.17067 | 0.6165 | 0.6165 | 6.9096 | 6.9096 | 5.699 | 5.699 | -6.2871 | -3.1435 | 3.2597 | 0 | 0 |  |  | 2.8498 |  | 0.095534 | 9.5534 | 6.5194 | 0 | 2014-06-15 07:30 | 5699 | 5.699
|  | 2014-06-15 14:25:02 | 30.5435 | 0.85417 | 3.4167 | 7.846 | 7.846 | 0.176 | 0.176 | 0.618 | 0.618 | 6.41 | 6.41 | 5.7257 | 5.7257 | -6.3512 | -3.1756 | 3.1435 | 0 | 0 |  |  | 3.5192 |  | 0.11186 | 11.1862 | 6.2871 | 0 | 2014-06-15 08:00 | 5725.6667 | 5.7257
|  | 2014-06-15 14:55:02 | 30.7575 | 0.8625 | 3.45 | 7.853 | 7.853 | 0.18217 | 0.18217 | 0.617 | 0.617 | 6.41 | 6.41 | 5.7423 | 5.7423 | -6.503 | -3.2515 | 3.1756 | 0 | 0 |  |  | 3.174 |  | 0.11217 | 11.2168 | 6.3512 | 0 | 2014-06-15 08:30 | 5742.3333 | 5.7423
|  | 2014-06-15 15:25:02 | 31.2243 | 1.0103 | 4.0413 | 7.8753 | 7.8753 | 0.18233 | 0.18233 | 0.62433 | 0.62433 | 5.5724 | 5.5724 | 5.6752 | 5.6752 | -7.2534 | -3.6267 | 3.2515 | 0 | 0 |  |  | 4.1626 |  | 0.12943 | 12.9429 | 6.503 | 0 | 2014-06-15 09:00 | 5675.1667 | 5.6752
|  | 2014-06-15 15:55:02 | 31.653 | 1.0625 | 4.25 | 7.875 | 7.875 | 0.24483 | 0.24483 | 0.66767 | 0.66767 | 5.5724 | 5.5724 | 5.7622 | 5.7622 | -7.2809 | -3.6405 | 3.6267 | 0 | 0 |  |  | 4.4625 |  | 0.13427 | 13.4268 | 7.2534 | 0 | 2014-06-15 09:30 | 5762.1667 | 5.7622
|  | 2014-06-15 16:25:02 | 31.8577 | 1.0863 | 4.3453 | 7.8733 | 7.8733 | 0.29417 | 0.29417 | 0.69817 | 0.69817 | 3.948 | 3.948 | 5.7485 | 5.7485 | -8.9502 | -4.4751 | 3.6405 | 0 | 0 |  |  | 3.9977 |  | 0.1364 | 13.6398 | 7.2809 | 0 | 2014-06-15 10:00 | 5748.5 | 5.7485
|  | 2014-06-15 16:55:02 | 31.9905 | 1.0937 | 4.3747 | 7.8692 | 7.8692 | 0.2945 | 0.2945 | 0.73067 | 0.73067 | 3.948 | 3.948 | 5.8192 | 5.8192 | -8.9543 | -4.4772 | 4.4751 | 0 | 0 |  |  | 4.2434 |  | 0.13675 | 13.6749 | 8.9502 | 0 | 2014-06-15 10:30 | 5819.1667 | 5.8192
|  | 2014-06-15 17:25:02 | 31.8742 | 1.0145 | 4.058 | 7.8695 | 7.8695 | 0.29467 | 0.29467 | 0.73033 | 0.73033 | 2.7272 | 2.7272 | 5.9827 | 5.9827 | -10.2118 | -5.1059 | 4.4772 | 0 | 0 |  |  | 4.2203 |  | 0.12731 | 12.7313 | 8.9543 | 0 | 2014-06-15 11:00 | 5982.6667 | 5.9827
|  | 2014-06-15 17:55:02 | 31.8668 | 1.0153 | 4.0613 | 7.8703 | 7.8703 | 0.28117 | 0.28117 | 0.71383 | 0.71383 | 2.7272 | 2.7272 | 5.949 | 5.949 | -10.264 | -5.132 | 5.1059 | 0 | 0 |  |  | 4.0613 |  | 0.12745 | 12.7447 | 10.2118 | 0 | 2014-06-15 11:30 | 5949 | 5.949
|  | 2014-06-15 18:25:03 | 31.7115 | 1.0508 | 4.2033 | 7.8735 | 7.8735 | 0.263 | 0.263 | 0.68667 | 0.68667 | 2.0656 | 2.0656 | 5.7602 | 5.7602 | -10.8592 | -5.4296 | 5.132 | 0 | 0 |  |  | 4.2454 |  | 0.13255 | 13.2549 | 10.264 | 0 | 2014-06-15 12:00 | 5760.1667 | 5.7602
|  | 2014-06-15 18:55:03 | 31.5873 | 1.0802 | 4.3207 | 7.8767 | 7.8767 | 0.263 | 0.263 | 0.702 | 0.702 | 2.0656 | 2.0656 | 5.8233 | 5.8233 | -10.5361 | -5.268 | 5.4296 | 0 | 0 |  |  | 3.8886 |  | 0.13678 | 13.6785 | 10.8592 | 0 | 2014-06-15 12:30 | 5823.3333 | 5.8233
|  | 2014-06-15 19:25:01 | 31.1773 | 1.0783 | 4.3133 | 7.8712 | 7.8712 | 0.25783 | 0.25783 | 0.72367 | 0.72367 | 0.5412 | 0.5412 | 5.5363 | 5.5363 | -11.9338 | -5.9669 | 5.268 | 0 | 0 |  |  | 4.5721 |  | 0.13835 | 13.8348 | 10.5361 | 0 | 2014-06-15 13:00 | 5536.3333 | 5.5363
|  | 2014-06-15 19:55:01 | 30.9077 | 1.0558 | 4.2233 | 7.8725 | 7.8725 | 0.18783 | 0.18783 | 0.722 | 0.722 | 0.5412 | 0.5412 | 5.263 | 5.263 | -12.0978 | -6.0489 | 5.9669 | 0 | 0 |  |  | 4.1811 |  | 0.13664 | 13.6644 | 11.9338 | 0 | 2014-06-15 13:30 | 5263 | 5.263
|  | 2014-06-15 20:25:03 | 30.571 | 1.0373 | 4.1493 | 7.8762 | 7.8762 | 0.143 | 0.143 | 0.7215 | 0.7215 | 0.1104 | 0.1104 | 5.1725 | 5.1725 | -12.3981 | -6.199 | 6.0489 | 0 | 0 |  |  | 3.8589 |  | 0.13573 | 13.5728 | 12.0978 | 0 | 2014-06-15 14:00 | 5172.5 | 5.1725
|  | 2014-06-15 20:55:03 | 30.5052 | 1.1717 | 4.6867 | 7.885 | 7.885 | 0.14067 | 0.14067 | 0.71867 | 0.71867 | 0.1104 | 0.1104 | 5.16 | 5.16 | -11.8038 | -5.9019 | 6.199 | 0 | 0 |  |  | 5.1085 |  | 0.15364 | 15.3635 | 12.3981 | 0 | 2014-06-15 14:30 | 5160 | 5.16
|  | 2014-06-15 21:25:03 | 29.5363 | 1.2953 | 5.1813 | 7.8845 | 7.8845 | 0.1375 | 0.1375 | 0.71167 | 0.71167 | 0.024 | 0.024 | 5.0805 | 5.0805 | -10.5168 | -5.2584 | 5.9019 | 0 | 0 |  |  | 5.0777 |  | 0.17542 | 17.5422 | 11.8038 | 0 | 2014-06-15 15:00 | 5080.5 | 5.0805
|  | 2014-06-15 21:55:01 | 27.8263 | 1.2595 | 5.038 | 7.8927 | 7.8927 | 0.109 | 0.109 | 0.5865 | 0.5865 | 0.024 | 0.024 | 5.1275 | 5.1275 | -9.0487 | -4.5243 | 5.2584 | 0 | 0 |  |  | 4.7357 |  | 0.18105 | 18.1052 | 10.5168 | 0 | 2014-06-15 15:30 | 5127.5 | 5.1275
|  | 2014-06-15 22:25:01 | 26.0155 | 1.1333 | 4.5333 | 7.8922 | 7.8922 | 0.095167 | 0.095167 | 0.37083 | 0.37083 | 0 | 0 | 4.8855 | 4.8855 | -8.2385 | -4.1192 | 4.5243 | 0 | 0 |  |  | 4.7147 |  | 0.17426 | 17.4255 | 9.0487 | 0 | 2014-06-15 16:00 | 4885.5 | 4.8855
|  | 2014-06-15 22:55:02 | 24.7483 | 0.96667 | 3.8667 | 7.8947 | 7.8947 | 0.095 | 0.095 | 0.3365 | 0.3365 | 0 | 0 | 4.6602 | 4.6602 | -7.8953 | -3.9477 | 4.1192 | 0 | 0 |  |  | 3.5573 |  | 0.15624 | 15.6239 | 8.2385 | 0 | 2014-06-15 16:30 | 4660.1667 | 4.6602
|  | 2014-06-15 23:25:03 | 24.2118 | 0.87317 | 3.4927 | 7.888 | 7.888 | 0.0815 | 0.0815 | 0.351 | 0.351 | 0 | 0 | 4.1932 | 4.1932 | -8.2055 | -4.1027 | 3.9477 | 0 | 0 |  |  | 3.2133 |  | 0.14425 | 14.4255 | 7.8953 | 0 | 2014-06-15 17:00 | 4193.1667 | 4.1932
|  | 2014-06-15 23:55:02 | 23.6535 | 0.97683 | 3.9073 | 7.8882 | 7.8882 | 0.0585 | 0.0585 | 0.43017 | 0.43017 | 0 | 0 | 3.9455 | 3.9455 | -7.4238 | -3.7119 | 4.1027 | 0 | 0 |  |  | 3.6729 |  | 0.16519 | 16.519 | 8.2055 | 0 | 2014-06-15 17:30 | 3945.5 | 3.9455
|  | 2014-06-16 00:25:01 | 23.5847 | 0.91817 | 3.6727 | 7.8858 | 7.8858 | 0.047667 | 0.047667 | 0.36683 | 0.36683 | 0 | 0 | 4.0532 | 4.0532 | -7.5585 | -3.7792 | 3.7119 | 0 | 0 |  |  | 3.4523 |  | 0.15572 | 15.5723 | 7.4238 | 0 | 2014-06-15 18:00 | 4053.1667 | 4.0532
|  | 2014-06-16 00:55:01 | 23.2812 | 0.9135 | 3.654 | 7.8843 | 7.8843 | 0.047667 | 0.047667 | 0.33083 | 0.33083 | 0 | 0 | 3.9362 | 3.9362 | -7.4282 | -3.7141 | 3.7792 | 0 | 0 |  |  | 3.8367 |  | 0.15695 | 15.6951 | 7.5585 | 0 | 2014-06-15 18:30 | 3936.1667 | 3.9362
|  | 2014-06-16 01:25:03 | 23.2573 | 1.0377 | 4.1507 | 7.8855 | 7.8855 | 0.047667 | 0.047667 | 0.33 | 0.33 | 0 | 0 | 3.9713 | 3.9713 | -6.8722 | -3.4361 | 3.7141 | 0 | 0 |  |  | 4.1507 |  | 0.17847 | 17.8467 | 7.4282 | 0 | 2014-06-15 19:00 | 3971.3333 | 3.9713
|  | 2014-06-16 01:55:11 | 22.9095 | 1.0998 | 4.3993 | 7.8805 | 7.8805 | 0.047333 | 0.047333 | 0.32833 | 0.32833 | 0 | 0 | 3.7647 | 3.7647 | -6.4893 | -3.2447 | 3.4361 | 0 | 0 |  |  | 4.1354 |  | 0.19203 | 19.2031 | 6.8722 | 0 | 2014-06-15 19:30 | 3764.6667 | 3.7647
|  | 2014-06-16 02:25:04 | 22.7957 | 1.038 | 4.152 | 7.8862 | 7.8862 | 0.048 | 0.048 | 0.3315 | 0.3315 | 0 | 0 | 3.717 | 3.717 | -6.661 | -3.3305 | 3.2447 | 0 | 0 |  |  | 4.069 |  | 0.18214 | 18.214 | 6.4893 | 0 | 2014-06-15 20:00 | 3717 | 3.717
|  | 2014-06-16 02:55:03 | 22.7398 | 1.0407 | 4.1627 | 7.9033 | 7.9033 | 0.048 | 0.048 | 0.33233 | 0.33233 | 0 | 0 | 3.6957 | 3.6957 | -6.5978 | -3.2989 | 3.3305 | 0 | 0 |  |  | 3.8297 |  | 0.18306 | 18.3056 | 6.661 | 0 | 2014-06-15 20:30 | 3695.6667 | 3.6957
|  | 2014-06-16 03:25:02 | 22.6008 | 1.0093 | 4.0373 | 7.9102 | 7.9102 | 0.048 | 0.048 | 0.33067 | 0.33067 | 0 | 0 | 3.7418 | 3.7418 | -6.5328 | -3.2664 | 3.2989 | 0 | 0 |  |  | 4.2392 |  | 0.17864 | 17.8636 | 6.5978 | 0 | 2014-06-15 21:00 | 3741.8333 | 3.7418
|  | 2014-06-16 03:55:10 | 22.594 | 0.9835 | 3.934 | 7.911 | 7.911 | 0.048 | 0.048 | 0.33217 | 0.33217 | 0 | 0 | 3.9623 | 3.9623 | -6.4065 | -3.2032 | 3.2664 | 0 | 0 |  |  | 4.0127 |  | 0.17412 | 17.4117 | 6.5328 | 0 | 2014-06-15 21:30 | 3962.3333 | 3.9623
|  | 2014-06-16 04:25:02 | 23.2262 | 0.9405 | 3.762 | 7.9193 | 7.9193 | 0.057833 | 0.057833 | 0.33033 | 0.33033 | 0 | 0 | 4.2597 | 4.2597 | -6.897 | -3.4485 | 3.2032 | 0 | 0 |  |  | 3.7244 |  | 0.16197 | 16.1972 | 6.4065 | 0 | 2014-06-15 22:00 | 4259.6667 | 4.2597
|  | 2014-06-16 04:55:01 | 24.369 | 0.87167 | 3.4867 | 7.9275 | 7.9275 | 0.064167 | 0.064167 | 0.3805 | 0.3805 | 0 | 0 | 4.7045 | 4.7045 | -7.8057 | -3.9028 | 3.4485 | 0 | 0 |  |  | 3.661 |  | 0.14308 | 14.3078 | 6.897 | 0 | 2014-06-15 22:30 | 4704.5 | 4.7045
|  | 2014-06-16 05:25:03 | 26.6483 | 0.73217 | 2.9287 | 7.933 | 7.933 | 0.067 | 0.067 | 0.5755 | 0.5755 | 0.2288 | 0.2288 | 5.658 | 5.658 | -9.2574 | -4.6287 | 3.9028 | 0 | 0 |  |  | 3.0458 |  | 0.1099 | 10.9901 | 7.8057 | 0 | 2014-06-15 23:00 | 5658 | 5.658
|  | 2014-06-16 05:55:01 | 29.992 | 0.87033 | 3.4813 | 7.9407 | 7.9407 | 0.1555 | 0.1555 | 0.82567 | 0.82567 | 0.2288 | 0.2288 | 7.0063 | 7.0063 | -10.3537 | -5.1769 | 4.6287 | 0 | 0 |  |  | 3.5161 |  | 0.11608 | 11.6075 | 9.2574 | 0 | 2014-06-15 23:30 | 7006.3333 | 7.0063
|  | 2014-06-16 06:25:01 | 33.098 | 0.87217 | 3.4887 | 7.9477 | 7.9477 | 0.1965 | 0.1965 | 1.0028 | 1.0028 | 0.8128 | 0.8128 | 7.5123 | 7.5123 | -12.1372 | -6.0686 | 5.1769 | 0 | 0 |  |  | 3.8375 |  | 0.1054 | 10.5404 | 10.3537 | 0 | 2014-06-16 | 7512.3333 | 7.5123
|  | 2014-06-16 06:55:03 | 35.141 | 0.84217 | 3.3687 | 7.944 | 7.944 | 0.20633 | 0.20633 | 1.0845 | 1.0845 | 0.8128 | 0.8128 | 7.9535 | 7.9535 | -13.7712 | -6.8856 | 6.0686 | 0 | 0 |  |  | 3.0318 |  | 0.095861 | 9.5861 | 12.1372 | 0 | 2014-06-16 00:30 | 7953.5 | 7.9535
|  | 2014-06-16 07:25:02 | 36.0893 | 0.9455 | 3.782 | 7.9463 | 7.9463 | 0.217 | 0.217 | 1.0502 | 1.0502 | 1.3148 | 1.3148 | 8.0817 | 8.0817 | -13.6974 | -6.8487 | 6.8856 | 0 | 0 |  |  | 3.9333 |  | 0.1048 | 10.4796 | 13.7712 | 0 | 2014-06-16 01:00 | 8081.6667 | 8.0817
|  | 2014-06-16 07:55:02 | 36.5783 | 1.1857 | 4.7427 | 7.9408 | 7.9408 | 0.32133 | 0.32133 | 1.0562 | 1.0562 | 1.3148 | 1.3148 | 8.2412 | 8.2412 | -12.9614 | -6.4807 | 6.8487 | 0 | 0 |  |  | 5.2169 |  | 0.12966 | 12.9658 | 13.6974 | 0 | 2014-06-16 01:30 | 8241.1667 | 8.2412
|  | 2014-06-16 08:25:02 | 37.0273 | 1.2745 | 5.098 | 7.9403 | 7.9403 | 0.37333 | 0.37333 | 1.0835 | 1.0835 | 1.9676 | 1.9676 | 8.2237 | 8.2237 | -12.3409 | -6.1704 | 6.4807 | 0 | 0 |  |  | 5.047 |  | 0.13768 | 13.7682 | 12.9614 | 0 | 2014-06-16 02:00 | 8223.6667 | 8.2237
|  | 2014-06-16 08:55:02 | 37.149 | 1.0642 | 4.2567 | 7.9387 | 7.9387 | 0.35717 | 0.35717 | 1.0822 | 1.0822 | 1.9676 | 1.9676 | 8.3863 | 8.3863 | -13.1604 | -6.5802 | 6.1704 | 0 | 0 |  |  | 4.2992 |  | 0.11458 | 11.4584 | 12.3409 | 0 | 2014-06-16 02:30 | 8386.3333 | 8.3863
|  | 2014-06-16 09:25:03 | 37.1847 | 0.99133 | 3.9653 | 7.9442 | 7.9442 | 0.35983 | 0.35983 | 1.102 | 1.102 | 3.1272 | 3.1272 | 8.4605 | 8.4605 | -12.2256 | -6.1128 | 6.5802 | 0 | 0 |  |  | 4.1239 |  | 0.10664 | 10.6639 | 13.1604 | 0 | 2014-06-16 03:00 | 8460.5 | 8.4605
|  | 2014-06-16 09:55:02 | 37.3778 | 1.1437 | 4.5747 | 7.9478 | 7.9478 | 0.33867 | 0.33867 | 1.1122 | 1.1122 | 3.1272 | 3.1272 | 8.5173 | 8.5173 | -11.76 | -5.88 | 6.1128 | 0 | 0 |  |  | 4.2087 |  | 0.12239 | 12.239 | 12.2256 | 0 | 2014-06-16 03:30 | 8517.3333 | 8.5173
|  | 2014-06-16 10:25:03 | 37.3645 | 0.93617 | 3.7447 | 7.9543 | 7.9543 | 0.31983 | 0.31983 | 1.11 | 1.11 | 4.3488 | 4.3488 | 8.6398 | 8.6398 | -11.247 | -5.6235 | 5.88 | 0 | 0 |  |  | 4.1191 |  | 0.10022 | 10.022 | 11.76 | 0 | 2014-06-16 04:00 | 8639.8333 | 8.6398
|  | 2014-06-16 10:55:02 | 37.5235 | 0.88317 | 3.5327 | 7.9585 | 7.9585 | 0.31633 | 0.31633 | 1.1108 | 1.1108 | 4.3488 | 4.3488 | 8.6872 | 8.6872 | -11.5692 | -5.7846 | 5.6235 | 0 | 0 |  |  | 3.568 |  | 0.094145 | 9.4145 | 11.247 | 0 | 2014-06-16 04:30 | 8687.1667 | 8.6872
|  | 2014-06-16 11:25:02 | 37.4142 | 1.1183 | 4.4733 | 7.96 | 7.96 | 0.31617 | 0.31617 | 1.1112 | 1.1112 | 5.8204 | 5.8204 | 8.574 | 8.574 | -9.1591 | -4.5796 | 5.7846 | 0 | 0 |  |  | 4.3839 |  | 0.11956 | 11.9563 | 11.5692 | 0 | 2014-06-16 05:00 | 8574 | 8.574
|  | 2014-06-16 11:55:02 | 37.2345 | 1.048 | 4.192 | 7.9585 | 7.9585 | 0.23583 | 0.23583 | 1.1068 | 1.1068 | 5.8204 | 5.8204 | 8.659 | 8.659 | -9.2619 | -4.631 | 4.5796 | 0 | 0 |  |  | 4.3178 |  | 0.11258 | 11.2584 | 9.1591 | 0 | 2014-06-16 05:30 | 8659 | 8.659
|  | 2014-06-16 12:25:03 | 36.9857 | 1.0888 | 4.3553 | 7.96 | 7.96 | 0.16667 | 0.16667 | 1.1035 | 1.1035 | 6.6112 | 6.6112 | 8.639 | 8.639 | -8.15 | -4.075 | 4.631 | 0 | 0 |  |  | 4.6167 |  | 0.11776 | 11.7757 | 9.2619 | 0 | 2014-06-16 06:00 | 8639 | 8.639
|  | 2014-06-16 12:55:03 | 36.7712 | 1.2373 | 4.9493 | 7.9582 | 7.9582 | 0.15667 | 0.15667 | 1.1192 | 1.1192 | 6.6112 | 6.6112 | 8.6038 | 8.6038 | -7.3728 | -3.6864 | 4.075 | 0 | 0 |  |  | 4.7514 |  | 0.1346 | 13.4598 | 8.15 | 0 | 2014-06-16 06:30 | 8603.8333 | 8.6038
|  | 2014-06-16 13:25:01 | 36.7633 | 1.3555 | 5.422 | 7.9543 | 7.9543 | 0.143 | 0.143 | 1.1213 | 1.1213 | 7.2352 | 7.2352 | 8.5775 | 8.5775 | -6.31 | -3.155 | 3.6864 | 0 | 0 |  |  | 5.7473 |  | 0.14748 | 14.7484 | 7.3728 | 0 | 2014-06-16 07:00 | 8577.5 | 8.5775
|  | 2014-06-16 13:55:02 | 36.5528 | 1.5188 | 6.0753 | 7.9532 | 7.9532 | 0.154 | 0.154 | 1.1192 | 1.1192 | 7.2352 | 7.2352 | 8.4557 | 8.4557 | -5.5603 | -2.7801 | 3.155 | 0 | 0 |  |  | 6.5614 |  | 0.16621 | 16.6207 | 6.31 | 0 | 2014-06-16 07:30 | 8455.6667 | 8.4557
|  | 2014-06-16 14:25:01 | 36.483 | 1.8928 | 7.5713 | 7.9568 | 7.9568 | 0.15483 | 0.15483 | 1.1173 | 1.1173 | 6.7216 | 6.7216 | 8.2365 | 8.2365 | -4.7246 | -2.3623 | 2.7801 | 0 | 0 |  |  | 6.8899 |  | 0.20753 | 20.753 | 5.5603 | 0 | 2014-06-16 08:00 | 8236.5 | 8.2365
|  | 2014-06-16 14:55:02 | 37.222 | 2.0343 | 8.1373 | 7.9527 | 7.9527 | 0.155 | 0.155 | 1.0825 | 1.0825 | 6.7216 | 6.7216 | 8.3485 | 8.3485 | -4.8244 | -2.4122 | 2.3623 | 0 | 0 |  |  | 7.6491 |  | 0.21862 | 21.8616 | 4.7246 | 0 | 2014-06-16 08:30 | 8348.5 | 8.3485
|  | 2014-06-16 15:25:01 | 37.7272 | 2.0007 | 8.0027 | 7.9572 | 7.9572 | 0.155 | 0.155 | 1.048 | 1.048 | 5.98 | 5.98 | 8.6982 | 8.6982 | -5.8862 | -2.9431 | 2.4122 | 0 | 0 |  |  | 7.4425 |  | 0.21212 | 21.2119 | 4.8244 | 0 | 2014-06-16 09:00 | 8698.1667 | 8.6982
|  | 2014-06-16 15:55:02 | 38.2455 | 1.8682 | 7.4727 | 7.9515 | 7.9515 | 0.228 | 0.228 | 1.0285 | 1.0285 | 5.98 | 5.98 | 8.768 | 8.768 | -6.8168 | -3.4084 | 2.9431 | 0 | 0 |  |  | 6.8749 |  | 0.19539 | 19.5387 | 5.8862 | 0 | 2014-06-16 09:30 | 8768 | 8.768
|  | 2014-06-16 16:25:01 | 38.1155 | 1.9232 | 7.6927 | 7.9572 | 7.9572 | 0.27067 | 0.27067 | 1.0832 | 1.0832 | 4.1648 | 4.1648 | 8.4995 | 8.4995 | -8.4475 | -4.2238 | 3.4084 | 0 | 0 |  |  | 7.7696 |  | 0.20183 | 20.1825 | 6.8168 | 0 | 2014-06-16 10:00 | 8499.5 | 8.4995
|  | 2014-06-16 16:55:01 | 37.6985 | 1.973 | 7.892 | 7.957 | 7.957 | 0.29283 | 0.29283 | 1.0937 | 1.0937 | 4.1648 | 4.1648 | 8.4222 | 8.4222 | -7.876 | -3.938 | 4.2238 | 0 | 0 |  |  | 7.7342 |  | 0.20935 | 20.9345 | 8.4475 | 0 | 2014-06-16 10:30 | 8422.1667 | 8.4222
|  | 2014-06-16 17:25:01 | 36.9875 | 1.9707 | 7.8827 | 7.9653 | 7.9653 | 0.4565 | 0.4565 | 1.1172 | 1.1172 | 2.9068 | 2.9068 | 8.3647 | 8.3647 | -8.2944 | -4.1472 | 3.938 | 0 | 0 |  |  | 8.1191 |  | 0.21312 | 21.3117 | 7.876 | 0 | 2014-06-16 11:00 | 8364.6667 | 8.3647
|  | 2014-06-16 17:55:02 | 36.5615 | 1.9115 | 7.646 | 7.9597 | 7.9597 | 0.467 | 0.467 | 1.1228 | 1.1228 | 2.9068 | 2.9068 | 8.4162 | 8.4162 | -8.043 | -4.0215 | 4.1472 | 0 | 0 |  |  | 8.1048 |  | 0.20913 | 20.9127 | 8.2944 | 0 | 2014-06-16 11:30 | 8416.1667 | 8.4162
|  | 2014-06-16 18:25:02 | 36.142 | 1.8383 | 7.3533 | 7.9578 | 7.9578 | 0.48733 | 0.48733 | 1.123 | 1.123 | 2.5148 | 2.5148 | 8.2907 | 8.2907 | -8.415 | -4.2075 | 4.0215 | 0 | 0 |  |  | 6.7651 |  | 0.20346 | 20.3457 | 8.043 | 0 | 2014-06-16 12:00 | 8290.6667 | 8.2907
|  | 2014-06-16 18:55:01 | 35.5407 | 1.6962 | 6.7847 | 7.9572 | 7.9572 | 0.49567 | 0.49567 | 1.1228 | 1.1228 | 2.5148 | 2.5148 | 8.3197 | 8.3197 | -8.3459 | -4.1729 | 4.2075 | 0 | 0 |  |  | 6.3097 |  | 0.1909 | 19.0899 | 8.415 | 0 | 2014-06-16 12:30 | 8319.6667 | 8.3197
|  | 2014-06-16 19:25:03 | 34.7865 | 1.73 | 6.92 | 7.9545 | 7.9545 | 0.49683 | 0.49683 | 1.119 | 1.119 | 1.0004 | 1.0004 | 8.1638 | 8.1638 | -9.1319 | -4.566 | 4.1729 | 0 | 0 |  |  | 7.3352 |  | 0.19893 | 19.8928 | 8.3459 | 0 | 2014-06-16 13:00 | 8163.8333 | 8.1638
|  | 2014-06-16 19:55:03 | 34.3048 | 1.6495 | 6.598 | 7.9545 | 7.9545 | 0.4775 | 0.4775 | 1.1202 | 1.1202 | 1.0004 | 1.0004 | 8.232 | 8.232 | -8.9223 | -4.4611 | 4.566 | 0 | 0 |  |  | 6.0042 |  | 0.19233 | 19.2334 | 9.1319 | 0 | 2014-06-16 13:30 | 8232 | 8.232
|  | 2014-06-16 20:27:24 | 33.7908 | 1.6388 | 6.5553 | 7.956 | 7.956 | 0.4585 | 0.4585 | 1.1207 | 1.1207 | 0.0744 | 0.0744 | 8.3063 | 8.3063 | -9.3196 | -4.6598 | 4.4611 | 0 | 0 |  |  | 5.8998 |  | 0.194 | 19.3997 | 8.9223 | 0 | 2014-06-16 14:00 | 8306.3333 | 8.3063
|  | 2014-06-16 20:55:04 | 33.4957 | 1.646 | 6.584 | 7.958 | 7.958 | 0.4095 | 0.4095 | 1.1202 | 1.1202 | 0.0744 | 0.0744 | 8.1673 | 8.1673 | -9.1823 | -4.5911 | 4.6598 | 0 | 0 |  |  | 6.5182 |  | 0.19656 | 19.6563 | 9.3196 | 0 | 2014-06-16 14:30 | 8167.3333 | 8.1673
|  | 2014-06-16 21:25:04 | 32.316 | 1.6435 | 6.574 | 7.953 | 7.953 | 0.402 | 0.402 | 1.1173 | 1.1173 | 0.008 | 0.008 | 7.9628 | 7.9628 | -8.2988 | -4.1494 | 4.5911 | 0 | 0 |  |  | 6.311 |  | 0.20343 | 20.3429 | 9.1823 | 0 | 2014-06-16 15:00 | 7962.8333 | 7.9628
|  | 2014-06-16 21:55:01 | 30.1008 | 1.6423 | 6.5693 | 7.9618 | 7.9618 | 0.30067 | 0.30067 | 1.028 | 1.028 | 0.008 | 0.008 | 7.4488 | 7.4488 | -6.7842 | -3.3921 | 4.1494 | 0 | 0 |  |  | 6.5036 |  | 0.21824 | 21.8244 | 8.2988 | 0 | 2014-06-16 15:30 | 7448.8333 | 7.4488
|  | 2014-06-16 22:25:02 | 27.963 | 1.642 | 6.568 | 7.958 | 7.958 | 0.22133 | 0.22133 | 0.9935 | 0.9935 | 0 | 0 | 6.8608 | 6.8608 | -5.3613 | -2.6807 | 3.3921 | 0 | 0 |  |  | 6.5023 |  | 0.23488 | 23.4882 | 6.7842 | 0 | 2014-06-16 16:00 | 6860.8333 | 6.8608
|  | 2014-06-16 22:55:01 | 26.8117 | 1.6532 | 6.6127 | 7.9598 | 7.9598 | 0.11533 | 0.11533 | 1.0317 | 1.0317 | 0 | 0 | 6.7172 | 6.7172 | -4.375 | -2.1875 | 2.6807 | 0 | 0 |  |  | 6.8772 |  | 0.24663 | 24.6634 | 5.3613 | 0 | 2014-06-16 16:30 | 6717.1667 | 6.7172
|  | 2014-06-16 23:25:01 | 25.9962 | 1.7102 | 6.8407 | 7.963 | 7.963 | 0.1105 | 0.1105 | 1.0117 | 1.0117 | 0 | 0 | 6.7052 | 6.7052 | -3.3652 | -1.6826 | 2.1875 | 0 | 0 |  |  | 6.225 |  | 0.26314 | 26.3141 | 4.375 | 0 | 2014-06-16 17:00 | 6705.1667 | 6.7052
|  | 2014-06-16 23:55:02 | 25.7775 | 1.72 | 6.88 | 7.9578 | 7.9578 | 0.096167 | 0.096167 | 1.0177 | 1.0177 | 0 | 0 | 6.7122 | 6.7122 | -3.1137 | -1.5568 | 1.6826 | 0 | 0 |  |  | 7.1552 |  | 0.2669 | 26.6899 | 3.3652 | 0 | 2014-06-16 17:30 | 6712.1667 | 6.7122
|  | 2014-06-17 00:25:04 | 25.5797 | 1.557 | 6.228 | 7.949 | 7.949 | 0.085 | 0.085 | 1.0392 | 1.0392 | 0 | 0 | 6.4463 | 6.4463 | -3.8322 | -1.9161 | 1.5568 | 0 | 0 |  |  | 5.6675 |  | 0.24347 | 24.3475 | 3.1137 | 0 | 2014-06-16 18:00 | 6446.3333 | 6.4463
|  | 2014-06-17 00:55:01 | 25.1923 | 1.5923 | 6.3693 | 7.9468 | 7.9468 | 0.078667 | 0.078667 | 1.0322 | 1.0322 | 0 | 0 | 6.3848 | 6.3848 | -3.3805 | -1.6903 | 1.9161 | 0 | 0 |  |  | 6.3693 |  | 0.25283 | 25.2828 | 3.8322 | 0 | 2014-06-16 18:30 | 6384.8333 | 6.3848
|  | 2014-06-17 01:25:03 | 24.9312 | 1.6708 | 6.6833 | 7.95 | 7.95 | 0.066 | 0.066 | 0.98267 | 0.98267 | 0 | 0 | 6.3083 | 6.3083 | -2.9408 | -1.4704 | 1.6903 | 0 | 0 |  |  | 6.3492 |  | 0.26807 | 26.8071 | 3.3805 | 0 | 2014-06-16 19:00 | 6308.3333 | 6.3083
|  | 2014-06-17 01:55:36 | 24.6857 | 1.7258 | 6.9033 | 7.9537 | 7.9537 | 0.066 | 0.066 | 0.95567 | 0.95567 | 0 | 0 | 6.1078 | 6.1078 | -2.6992 | -1.3496 | 1.4704 | 0 | 0 |  |  | 7.0414 |  | 0.27965 | 27.9649 | 2.9408 | 0 | 2014-06-16 19:30 | 6107.8333 | 6.1078
|  | 2014-06-17 02:25:01 | 24.496 | 1.6737 | 6.6947 | 7.9543 | 7.9543 | 0.066 | 0.066 | 0.95767 | 0.95767 | 0 | 0 | 5.9418 | 5.9418 | -2.8815 | -1.4408 | 1.3496 | 0 | 0 |  |  | 6.1591 |  | 0.2733 | 27.3296 | 2.6992 | 0 | 2014-06-16 20:00 | 5941.8333 | 5.9418
|  | 2014-06-17 02:55:01 | 24.3967 | 1.5677 | 6.2707 | 7.9488 | 7.9488 | 0.066 | 0.066 | 0.98383 | 0.98383 | 0 | 0 | 5.7453 | 5.7453 | -3.382 | -1.691 | 1.4408 | 0 | 0 |  |  | 6.208 |  | 0.25703 | 25.703 | 2.8815 | 0 | 2014-06-16 20:30 | 5745.3333 | 5.7453
|  | 2014-06-17 03:25:01 | 23.9692 | 1.4573 | 5.8293 | 7.9505 | 7.9505 | 0.066 | 0.066 | 1.0082 | 1.0082 | 0 | 0 | 5.5673 | 5.5673 | -3.5478 | -1.7739 | 1.691 | 0 | 0 |  |  | 5.8876 |  | 0.2432 | 24.3201 | 3.382 | 0 | 2014-06-16 21:00 | 5567.3333 | 5.5673
|  | 2014-06-17 03:55:02 | 23.8737 | 1.3722 | 5.4887 | 7.9538 | 7.9538 | 0.066 | 0.066 | 1.0308 | 1.0308 | 0 | 0 | 5.5997 | 5.5997 | -3.7347 | -1.8673 | 1.7739 | 0 | 0 |  |  | 5.4338 |  | 0.2299 | 22.9905 | 3.5478 | 0 | 2014-06-16 21:30 | 5599.6667 | 5.5997
|  | 2014-06-17 04:25:03 | 24.3693 | 1.3202 | 5.2807 | 7.9553 | 7.9553 | 0.065 | 0.065 | 1.0243 | 1.0243 | 0 | 0 | 5.757 | 5.757 | -4.287 | -2.1435 | 1.8673 | 0 | 0 |  |  | 4.8582 |  | 0.21669 | 21.6693 | 3.7347 | 0 | 2014-06-16 22:00 | 5757 | 5.757
|  | 2014-06-17 04:55:01 | 25.0517 | 1.3952 | 5.5807 | 7.9628 | 7.9628 | 0.065 | 0.065 | 0.99017 | 0.99017 | 0 | 0 | 6.0387 | 6.0387 | -4.4143 | -2.2072 | 2.1435 | 0 | 0 |  |  | 5.0784 |  | 0.22277 | 22.2766 | 4.287 | 0 | 2014-06-16 22:30 | 6038.6667 | 6.0387
|  | 2014-06-17 05:25:02 | 27.3602 | 1.4345 | 5.738 | 7.9638 | 7.9638 | 0.065 | 0.065 | 1.0488 | 1.0488 | 0.2288 | 0.2288 | 6.855 | 6.855 | -5.4607 | -2.7304 | 2.2072 | 0 | 0 |  |  | 6.1397 |  | 0.20972 | 20.9721 | 4.4143 | 0 | 2014-06-16 23:00 | 6855 | 6.855
|  | 2014-06-17 05:55:01 | 30.4467 | 1.3463 | 5.3853 | 7.9632 | 7.9632 | 0.081667 | 0.081667 | 1.0317 | 1.0317 | 0.2288 | 0.2288 | 7.7317 | 7.7317 | -8.0244 | -4.0122 | 2.7304 | 0 | 0 |  |  | 5.7623 |  | 0.17688 | 17.6878 | 5.4607 | 0 | 2014-06-16 23:30 | 7731.6667 | 7.7317
|  | 2014-06-17 06:25:03 | 34.1763 | 1.3135 | 5.254 | 7.9668 | 7.9668 | 0.1 | 0.1 | 1.0662 | 1.0662 | 0.7252 | 0.7252 | 8.5977 | 8.5977 | -10.4665 | -5.2332 | 4.0122 | 0 | 0 |  |  | 5.7269 |  | 0.15373 | 15.3732 | 8.0244 | 0 | 2014-06-17 | 8597.6667 | 8.5977
|  | 2014-06-17 07:45:03 | 36.4343 | 1.2223 | 4.8893 | 7.9662 | 7.9662 | 0.1445 | 0.1445 | 1.0345 | 1.0345 | 0.7252 | 0.7252 | 8.7522 | 8.7522 | -12.9225 | -6.4612 | 5.2332 | 0 | 0 |  |  | 5.036 |  | 0.1342 | 13.4196 | 10.4665 | 0 | 2014-06-17 00:30 | 8752.1667 | 8.7522
|  | 2014-06-17 08:15:01 | 36.6492 | 1.171 | 4.684 | 7.9613 | 7.9613 | 0.31017 | 0.31017 | 1.0578 | 1.0578 | 1.3508 | 1.3508 | 8.8067 | 8.8067 | -12.4784 | -6.2392 | 6.4612 | 0 | 0 |  |  | 4.4966 |  | 0.12781 | 12.7806 | 12.9225 | 0 | 2014-06-17 01:00 | 8806.6667 | 8.8067
|  | 2014-06-17 08:47:34 | 36.7927 | 1.171 | 4.684 | 7.9622 | 7.9622 | 0.3215 | 0.3215 | 1.0692 | 1.0692 | 1.3508 | 1.3508 | 8.8938 | 8.8938 | -12.5112 | -6.2556 | 6.2392 | 0 | 0 |  |  | 4.2156 |  | 0.12731 | 12.7308 | 12.4784 | 0 | 2014-06-17 01:30 | 8893.8333 | 8.8938
|  | 2014-06-17 09:15:10 | 36.5957 | 1.197 | 4.788 | 7.9625 | 7.9625 | 0.336 | 0.336 | 1.0725 | 1.0725 | 1.8784 | 1.8784 | 8.8328 | 8.8328 | -11.7254 | -5.8627 | 6.2556 | 0 | 0 |  |  | 4.9795 |  | 0.13084 | 13.0835 | 12.5112 | 0 | 2014-06-17 02:00 | 8832.8333 | 8.8328
|  | 2014-06-17 09:50:02 | 36.6667 | 1.2005 | 4.802 | 7.9572 | 7.9572 | 0.3385 | 0.3385 | 1.0725 | 1.0725 | 1.8784 | 1.8784 | 8.7997 | 8.7997 | -11.8184 | -5.9092 | 5.8627 | 0 | 0 |  |  | 4.6579 |  | 0.13096 | 13.0964 | 11.7254 | 0 | 2014-06-17 02:30 | 8799.6667 | 8.7997
|  | 2014-06-17 10:15:01 | 36.7345 | 1.3253 | 5.3013 | 7.959 | 7.959 | 0.336 | 0.336 | 1.0725 | 1.0725 | 3.9532 | 3.9532 | 8.813 | 8.813 | -9.2995 | -4.6497 | 5.9092 | 0 | 0 |  |  | 4.7712 |  | 0.14431 | 14.4315 | 11.8184 | 0 | 2014-06-17 03:00 | 8813 | 8.813
|  | 2014-06-17 10:46:04 | 36.7295 | 1.3043 | 5.2173 | 7.9592 | 7.9592 | 0.33117 | 0.33117 | 1.0703 | 1.0703 | 3.9532 | 3.9532 | 8.8792 | 8.8792 | -9.3191 | -4.6596 | 4.6497 | 0 | 0 |  |  | 5.426 |  | 0.14205 | 14.2047 | 9.2995 | 0 | 2014-06-17 03:30 | 8879.1667 | 8.8792
|  | 2014-06-17 11:20:52 | 36.6607 | 1.3113 | 5.2453 | 7.9585 | 7.9585 | 0.32067 | 0.32067 | 1.1063 | 1.1063 | 4.4776 | 4.4776 | 8.7345 | 8.7345 | -8.8177 | -4.4089 | 4.6596 | 0 | 0 |  |  | 5.6125 |  | 0.14308 | 14.3078 | 9.3191 | 0 | 2014-06-17 04:00 | 8734.5 | 8.7345
|  | 2014-06-17 11:45:02 | 36.3732 | 1.2833 | 5.1333 | 7.96 | 7.96 | 0.27083 | 0.27083 | 1.101 | 1.101 | 4.4776 | 4.4776 | 8.6905 | 8.6905 | -8.7399 | -4.37 | 4.4089 | 0 | 0 |  |  | 5.082 |  | 0.14113 | 14.113 | 8.8177 | 0 | 2014-06-17 04:30 | 8690.5 | 8.6905
|  | 2014-06-17 12:15:03 | 35.9883 | 1.2178 | 4.8713 | 7.9578 | 7.9578 | 0.134 | 0.134 | 1.0923 | 1.0923 | 5.2564 | 5.2564 | 8.6997 | 8.6997 | -7.9768 | -3.9884 | 4.37 | 0 | 0 |  |  | 4.3842 |  | 0.13536 | 13.5359 | 8.7399 | 0 | 2014-06-17 05:00 | 8699.6667 | 8.6997
|  | 2014-06-17 12:45:02 | 35.9138 | 1.4275 | 5.71 | 7.9562 | 7.9562 | 0.136 | 0.136 | 1.091 | 1.091 | 5.2564 | 5.2564 | 8.465 | 8.465 | -7.2993 | -3.6496 | 3.9884 | 0 | 0 |  |  | 5.5958 |  | 0.15899 | 15.8992 | 7.9768 | 0 | 2014-06-17 05:30 | 8465 | 8.465
|  | 2014-06-17 13:16:54 | 35.8608 | 1.5157 | 6.0627 | 7.9505 | 7.9505 | 0.1395 | 0.1395 | 1.0902 | 1.0902 | 5.8292 | 5.8292 | 8.2758 | 8.2758 | -6.513 | -3.2565 | 3.6496 | 0 | 0 |  |  | 5.517 |  | 0.16906 | 16.9061 | 7.2993 | 0 | 2014-06-17 06:00 | 8275.8333 | 8.2758
|  | 2014-06-17 13:45:04 | 35.7645 | 1.565 | 6.26 | 7.9533 | 7.9533 | 0.16567 | 0.16567 | 1.0893 | 1.0893 | 5.8292 | 5.8292 | 8.282 | 8.282 | -6.185 | -3.0925 | 3.2565 | 0 | 0 |  |  | 5.7592 |  | 0.17503 | 17.5034 | 6.513 | 0 | 2014-06-17 06:30 | 8282 | 8.282
|  | 2014-06-17 14:15:22 | 35.7505 | 1.5792 | 6.3167 | 7.9537 | 7.9537 | 0.22733 | 0.22733 | 1.0893 | 1.0893 | 5.8452 | 5.8452 | 8.4518 | 8.4518 | -5.8665 | -2.9332 | 3.0925 | 0 | 0 |  |  | 6.9483 |  | 0.17669 | 17.6688 | 6.185 | 0 | 2014-06-17 07:00 | 8451.8333 | 8.4518
|  | 2014-06-17 14:45:03 | 36.3545 | 1.4817 | 5.9267 | 7.9438 | 7.9438 | 0.227 | 0.227 | 1.0888 | 1.0888 | 5.8452 | 5.8452 | 8.904 | 8.904 | -6.419 | -3.2095 | 2.9332 | 0 | 0 |  |  | 6.223 |  | 0.16302 | 16.3024 | 5.8665 | 0 | 2014-06-17 07:30 | 8904 | 8.904
|  | 2014-06-17 15:15:02 | 37.0387 | 1.3652 | 5.4607 | 7.877 | 7.877 | 0.22633 | 0.22633 | 1.0872 | 1.0872 | 5.7528 | 5.7528 | 9.3883 | 9.3883 | -7.2464 | -3.6232 | 3.2095 | 0 | 0 |  |  | 5.1876 |  | 0.14743 | 14.7432 | 6.419 | 0 | 2014-06-17 08:00 | 9388.3333 | 9.3883
|  | 2014-06-17 15:45:03 | 37.5665 | 1.474 | 5.896 | 7.8215 | 7.8215 | 0.26367 | 0.26367 | 1.0862 | 1.0862 | 5.7528 | 5.7528 | 9.5337 | 9.5337 | -7.2127 | -3.6063 | 3.6232 | 0 | 0 |  |  | 5.7191 |  | 0.15695 | 15.6948 | 7.2464 | 0 | 2014-06-17 08:30 | 9533.6667 | 9.5337
|  | 2014-06-17 16:15:03 | 37.5793 | 1.546 | 6.184 | 7.8202 | 7.8202 | 0.33683 | 0.33683 | 1.0868 | 1.0868 | 5.2116 | 5.2116 | 9.5802 | 9.5802 | -7.3597 | -3.6799 | 3.6063 | 0 | 0 |  |  | 6.6787 |  | 0.16456 | 16.4559 | 7.2127 | 0 | 2014-06-17 09:00 | 9580.1667 | 9.5802
|  | 2014-06-17 16:45:02 | 37.3313 | 1.5677 | 6.2707 | 7.816 | 7.816 | 0.22817 | 0.22817 | 1.0835 | 1.0835 | 5.2116 | 5.2116 | 9.4155 | 9.4155 | -7.3059 | -3.653 | 3.6799 | 0 | 0 |  |  | 6.3961 |  | 0.16797 | 16.7973 | 7.3597 | 0 | 2014-06-17 09:30 | 9415.5 | 9.4155
|  | 2014-06-17 17:15:03 | 37.007 | 1.6068 | 6.4273 | 7.8167 | 7.8167 | 0.18233 | 0.18233 | 1.0865 | 1.0865 | 3.2328 | 3.2328 | 9.2143 | 9.2143 | -9.047 | -4.5235 | 3.653 | 0 | 0 |  |  | 5.8489 |  | 0.17368 | 17.3679 | 7.3059 | 0 | 2014-06-17 10:00 | 9214.3333 | 9.2143
|  | 2014-06-17 17:45:03 | 36.5173 | 1.6537 | 6.6147 | 7.8135 | 7.8135 | 0.17367 | 0.17367 | 1.0823 | 1.0823 | 3.2328 | 3.2328 | 9.3162 | 9.3162 | -8.2842 | -4.1421 | 4.5235 | 0 | 0 |  |  | 7.21 |  | 0.18114 | 18.1138 | 9.047 | 0 | 2014-06-17 10:30 | 9316.1667 | 9.3162
|  | 2014-06-17 18:15:03 | 35.9785 | 1.6667 | 6.6667 | 7.8152 | 7.8152 | 0.148 | 0.148 | 1.0863 | 1.0863 | 3.238 | 3.238 | 9.3727 | 9.3727 | -7.6517 | -3.8258 | 4.1421 | 0 | 0 |  |  | 6.2667 |  | 0.1853 | 18.5296 | 8.2842 | 0 | 2014-06-17 11:00 | 9372.6667 | 9.3727
|  | 2014-06-17 18:45:03 | 35.6073 | 1.7003 | 6.8013 | 7.8165 | 7.8165 | 0.148 | 0.148 | 1.0895 | 1.0895 | 3.238 | 3.238 | 9.349 | 9.349 | -7.165 | -3.5825 | 3.8258 | 0 | 0 |  |  | 7.1414 |  | 0.19101 | 19.1009 | 7.6517 | 0 | 2014-06-17 11:30 | 9349 | 9.349
|  | 2014-06-17 19:15:01 | 34.9682 | 1.673 | 6.692 | 7.8158 | 7.8158 | 0.148 | 0.148 | 1.0943 | 1.0943 | 2.0288 | 2.0288 | 9.3235 | 9.3235 | -7.8657 | -3.9329 | 3.5825 | 0 | 0 |  |  | 6.8928 |  | 0.19137 | 19.1374 | 7.165 | 0 | 2014-06-17 12:00 | 9323.5 | 9.3235
|  | 2014-06-17 19:45:03 | 34.4338 | 1.6032 | 6.4127 | 7.817 | 7.817 | 0.13883 | 0.13883 | 1.0992 | 1.0992 | 2.0288 | 2.0288 | 9.3413 | 9.3413 | -7.596 | -3.798 | 3.9329 | 0 | 0 |  |  | 6.4127 |  | 0.18623 | 18.6232 | 7.8657 | 0 | 2014-06-17 12:30 | 9341.3333 | 9.3413
|  | 2014-06-17 20:15:01 | 34.055 | 1.5165 | 6.066 | 7.817 | 7.817 | 0.118 | 0.118 | 1.0802 | 1.0802 | 0.8768 | 0.8768 | 9.1803 | 9.1803 | -8.9167 | -4.4583 | 3.798 | 0 | 0 |  |  | 5.7627 |  | 0.17812 | 17.8124 | 7.596 | 0 | 2014-06-17 13:00 | 9180.3333 | 9.1803
|  | 2014-06-17 20:45:02 | 33.8492 | 1.3538 | 5.4153 | 7.8163 | 7.8163 | 0.11367 | 0.11367 | 1.0788 | 1.0788 | 0.8768 | 0.8768 | 8.9437 | 8.9437 | -9.6045 | -4.8023 | 4.4583 | 0 | 0 |  |  | 4.9821 |  | 0.15998 | 15.9984 | 8.9167 | 0 | 2014-06-17 13:30 | 8943.6667 | 8.9437
|  | 2014-06-17 21:15:01 | 33.3862 | 1.341 | 5.364 | 7.8177 | 7.8177 | 0.082 | 0.082 | 1.0755 | 1.0755 | 0.1128 | 0.1128 | 8.6352 | 8.6352 | -10.299 | -5.1495 | 4.8023 | 0 | 0 |  |  | 4.8812 |  | 0.16067 | 16.0665 | 9.6045 | 0 | 2014-06-17 14:00 | 8635.1667 | 8.6352
|  | 2014-06-17 21:45:02 | 31.2653 | 1.2532 | 5.0127 | 7.8235 | 7.8235 | 0.076667 | 0.076667 | 1.0758 | 1.0758 | 0.1128 | 0.1128 | 7.962 | 7.962 | -9.2019 | -4.6009 | 5.1495 | 0 | 0 |  |  | 5.0127 |  | 0.16033 | 16.0327 | 10.299 | 0 | 2014-06-17 14:30 | 7962 | 7.962
|  | 2014-06-17 22:15:02 | 28.9858 | 1.0463 | 4.1853 | 7.8202 | 7.8202 | 0.064 | 0.064 | 1.0668 | 1.0668 | 0.012 | 0.012 | 7.2538 | 7.2538 | -8.5837 | -4.2918 | 4.6009 | 0 | 0 |  |  | 4.6039 |  | 0.14439 | 14.4392 | 9.2019 | 0 | 2014-06-17 15:00 | 7253.8333 | 7.2538
|  | 2014-06-17 22:45:02 | 27.2672 | 0.90083 | 3.6033 | 7.8248 | 7.8248 | 0.064 | 0.064 | 1.015 | 1.015 | 0.012 | 0.012 | 7.303 | 7.303 | -7.445 | -3.7225 | 4.2918 | 0 | 0 |  |  | 3.8195 |  | 0.13215 | 13.2149 | 8.5837 | 0 | 2014-06-17 15:30 | 7303 | 7.303
|  | 2014-06-17 23:15:02 | 26.5567 | 0.83333 | 3.3333 | 7.8263 | 7.8263 | 0.064 | 0.064 | 1.0767 | 1.0767 | 0 | 0 | 7.0632 | 7.0632 | -7.1932 | -3.5966 | 3.7225 | 0 | 0 |  |  | 3.1 |  | 0.12552 | 12.5518 | 7.445 | 0 | 2014-06-17 16:00 | 7063.1667 | 7.0632
|  | 2014-06-17 23:45:02 | 25.961 | 0.79817 | 3.1927 | 7.8235 | 7.8235 | 0.063833 | 0.063833 | 1.0877 | 1.0877 | 0 | 0 | 6.8053 | 6.8053 | -6.988 | -3.494 | 3.5966 | 0 | 0 |  |  | 3.2565 |  | 0.12298 | 12.2979 | 7.1932 | 0 | 2014-06-17 16:30 | 6805.3333 | 6.8053
|  | 2014-06-18 00:15:01 | 25.8663 | 0.78733 | 3.1493 | 7.8288 | 7.8288 | 0.063 | 0.063 | 1.0898 | 1.0898 | 0 | 0 | 6.625 | 6.625 | -7.1103 | -3.5552 | 3.494 | 0 | 0 |  |  | 3.1178 |  | 0.12175 | 12.1754 | 6.988 | 0 | 2014-06-17 17:00 | 6625 | 6.625
|  | 2014-06-18 00:45:01 | 25.5345 | 0.81567 | 3.2627 | 7.8307 | 7.8307 | 0.063 | 0.063 | 1.0912 | 1.0912 | 0 | 0 | 6.4945 | 6.4945 | -6.7925 | -3.3962 | 3.5552 | 0 | 0 |  |  | 3.1322 |  | 0.12777 | 12.7775 | 7.1103 | 0 | 2014-06-17 17:30 | 6494.5 | 6.4945
|  | 2014-06-18 01:15:01 | 25.1575 | 0.7565 | 3.026 | 7.829 | 7.829 | 0.063 | 0.063 | 1.091 | 1.091 | 0 | 0 | 6.416 | 6.416 | -6.7325 | -3.3662 | 3.3962 | 0 | 0 |  |  | 2.7234 |  | 0.12028 | 12.0282 | 6.7925 | 0 | 2014-06-17 18:00 | 6416 | 6.416
|  | 2014-06-18 01:45:02 | 24.8785 | 0.742 | 2.968 | 7.8247 | 7.8247 | 0.063 | 0.063 | 1.091 | 1.091 | 0 | 0 | 6.1442 | 6.1442 | -6.7877 | -3.3938 | 3.3662 | 0 | 0 |  |  | 3.057 |  | 0.1193 | 11.93 | 6.7325 | 0 | 2014-06-17 18:30 | 6144.1667 | 6.1442
|  | 2014-06-18 02:15:02 | 24.7755 | 0.70683 | 2.8273 | 7.8223 | 7.8223 | 0.063 | 0.063 | 1.0912 | 1.0912 | 0 | 0 | 6.0947 | 6.0947 | -6.877 | -3.4385 | 3.3938 | 0 | 0 |  |  | 2.9404 |  | 0.11412 | 11.4118 | 6.7877 | 0 | 2014-06-17 19:00 | 6094.6667 | 6.0947
|  | 2014-06-18 02:45:02 | 24.7495 | 0.69633 | 2.7853 | 7.8178 | 7.8178 | 0.063 | 0.063 | 1.091 | 1.091 | 0 | 0 | 6.0768 | 6.0768 | -6.9155 | -3.4578 | 3.4385 | 0 | 0 |  |  | 2.9525 |  | 0.11254 | 11.2541 | 6.877 | 0 | 2014-06-17 19:30 | 6076.8333 | 6.0768
|  | 2014-06-18 03:15:03 | 24.4927 | 0.60783 | 2.4313 | 7.8177 | 7.8177 | 0.063 | 0.063 | 1.069 | 1.069 | 0 | 0 | 5.9475 | 5.9475 | -7.1642 | -3.5821 | 3.4578 | 0 | 0 |  |  | 2.3098 |  | 0.099268 | 9.9268 | 6.9155 | 0 | 2014-06-17 20:00 | 5947.5 | 5.9475
|  | 2014-06-18 03:45:03 | 24.203 | 0.50667 | 2.0267 | 7.8108 | 7.8108 | 0.063 | 0.063 | 1.011 | 1.011 | 0 | 0 | 5.919 | 5.919 | -7.3725 | -3.6863 | 3.5821 | 0 | 0 |  |  | 2.1685 |  | 0.083736 | 8.3736 | 7.1642 | 0 | 2014-06-17 20:30 | 5919 | 5.919
|  | 2014-06-18 04:15:02 | 24.6265 | 0.493 | 1.972 | 7.815 | 7.815 | 0.063 | 0.063 | 1.0275 | 1.0275 | 0 | 0 | 6.1657 | 6.1657 | -7.5833 | -3.7917 | 3.6863 | 0 | 0 |  |  | 1.972 |  | 0.080076 | 8.0076 | 7.3725 | 0 | 2014-06-17 21:00 | 6165.6667 | 6.1657
|  | 2014-06-18 04:45:02 | 25.0155 | 0.54567 | 2.1827 | 7.8175 | 7.8175 | 0.063 | 0.063 | 0.97783 | 0.97783 | 0 | 0 | 6.414 | 6.414 | -7.5605 | -3.7803 | 3.7917 | 0 | 0 |  |  | 2.0954 |  | 0.087253 | 8.7253 | 7.5833 | 0 | 2014-06-17 21:30 | 6414 | 6.414
|  | 2014-06-18 05:15:02 | 27.103 | 0.52217 | 2.0887 | 7.8142 | 7.8142 | 0.063 | 0.063 | 1.0148 | 1.0148 | 0.258 | 0.258 | 7.6817 | 7.6817 | -8.1827 | -4.0913 | 3.7803 | 0 | 0 |  |  | 2.0469 |  | 0.077064 | 7.7064 | 7.5605 | 0 | 2014-06-17 22:00 | 7681.6667 | 7.6817
|  | 2014-06-18 05:45:02 | 29.8943 | 0.45483 | 1.8193 | 7.8145 | 7.8145 | 0.072667 | 0.072667 | 1.09 | 1.09 | 0.258 | 0.258 | 8.8748 | 8.8748 | -9.965 | -4.9825 | 4.0913 | 0 | 0 |  |  | 1.8921 |  | 0.060859 | 6.0859 | 8.1827 | 0 | 2014-06-17 22:30 | 8874.8333 | 8.8748
|  | 2014-06-18 06:15:01 | 33.4373 | 0.452 | 1.808 | 7.8182 | 7.8182 | 0.097333 | 0.097333 | 1.0908 | 1.0908 | 0.8064 | 0.8064 | 9.4372 | 9.4372 | -12.3794 | -6.1897 | 4.9825 | 0 | 0 |  |  | 1.9526 |  | 0.054071 | 5.4071 | 9.965 | 0 | 2014-06-17 23:00 | 9437.1667 | 9.4372
|  | 2014-06-18 06:45:03 | 35.3398 | 0.41517 | 1.6607 | 7.8177 | 7.8177 | 0.097833 | 0.097833 | 1.0853 | 1.0853 | 0.8064 | 0.8064 | 9.813 | 9.813 | -14.0589 | -7.0295 | 6.1897 | 0 | 0 |  |  | 1.8267 |  | 0.046991 | 4.6991 | 12.3794 | 0 | 2014-06-17 23:30 | 9813 | 9.813
|  | 2014-06-18 07:15:01 | 36.8352 | 0.44767 | 1.7907 | 7.8195 | 7.8195 | 0.098 | 0.098 | 1.0582 | 1.0582 | 1.9412 | 1.9412 | 10.09 | 10.09 | -14.0376 | -7.0188 | 7.0295 | 0 | 0 |  |  | 1.6116 |  | 0.048613 | 4.8613 | 14.0589 | 0 | 2014-06-18 | 10090 | 10.09
|  | 2014-06-18 07:45:02 | 37.3005 | 0.47083 | 1.8833 | 7.8148 | 7.8148 | 0.1445 | 0.1445 | 1.0582 | 1.0582 | 1.9412 | 1.9412 | 10.0165 | 10.0165 | -14.442 | -7.221 | 7.0188 | 0 | 0 |  |  | 1.9398 |  | 0.050491 | 5.0491 | 14.0376 | 0 | 2014-06-18 00:30 | 10016.5 | 10.0165
|  | 2014-06-18 08:15:05 | 37.983 | 0.42067 | 1.6827 | 7.8078 | 7.8078 | 0.31633 | 0.31633 | 1.0565 | 1.0565 | 3.2536 | 3.2536 | 10.0248 | 10.0248 | -13.8412 | -6.9206 | 7.221 | 0 | 0 |  |  | 1.6154 |  | 0.044301 | 4.4301 | 14.442 | 0 | 2014-06-18 01:00 | 10024.8333 | 10.0248
|  | 2014-06-18 08:45:03 | 38.0855 | 0.41983 | 1.6793 | 7.7945 | 7.7945 | 0.45867 | 0.45867 | 1.0545 | 1.0545 | 3.2536 | 3.2536 | 10.0323 | 10.0323 | -13.8126 | -6.9063 | 6.9206 | 0 | 0 |  |  | 1.5786 |  | 0.044094 | 4.4094 | 13.8412 | 0 | 2014-06-18 01:30 | 10032.3333 | 10.0323
|  | 2014-06-18 09:15:02 | 37.9577 | 0.526 | 2.104 | 7.646 | 7.646 | 0.46433 | 0.46433 | 1.0535 | 1.0535 | 4.4684 | 4.4684 | 10.0417 | 10.0417 | -12.1798 | -6.0899 | 6.9063 | 0 | 0 |  |  | 1.9988 |  | 0.05543 | 5.543 | 13.8126 | 0 | 2014-06-18 02:00 | 10041.6667 | 10.0417
|  | 2014-06-18 09:45:04 | 38.0015 | 0.58583 | 2.3433 | 7.614 | 7.614 | 0.467 | 0.467 | 1.0697 | 1.0697 | 4.4684 | 4.4684 | 10.103 | 10.103 | -11.9361 | -5.9681 | 6.0899 | 0 | 0 |  |  | 2.3433 |  | 0.061664 | 6.1664 | 12.1798 | 0 | 2014-06-18 02:30 | 10103 | 10.103
|  | 2014-06-18 10:15:01 | 38.0472 | 0.612 | 2.448 | 7.5933 | 7.5933 | 0.47817 | 0.47817 | 1.0738 | 1.0738 | 5.1776 | 5.1776 | 9.8702 | 9.8702 | -11.4061 | -5.703 | 5.9681 | 0 | 0 |  |  | 2.4725 |  | 0.064341 | 6.4341 | 11.9361 | 0 | 2014-06-18 03:00 | 9870.1667 | 9.8702
|  | 2014-06-18 10:45:03 | 37.9182 | 0.70283 | 2.8113 | 7.5413 | 7.5413 | 0.46967 | 0.46967 | 1.0717 | 1.0717 | 5.1776 | 5.1776 | 9.6643 | 9.6643 | -11.1822 | -5.5911 | 5.703 | 0 | 0 |  |  | 2.8113 |  | 0.074142 | 7.4142 | 11.4061 | 0 | 2014-06-18 03:30 | 9664.3333 | 9.6643
|  | 2014-06-18 11:15:02 | 37.8178 | 0.71017 | 2.8407 | 7.5362 | 7.5362 | 0.40483 | 0.40483 | 1.0253 | 1.0253 | 5.8688 | 5.8688 | 9.6495 | 9.6495 | -10.4925 | -5.2463 | 5.5911 | 0 | 0 |  |  | 2.7839 |  | 0.075114 | 7.5114 | 11.1822 | 0 | 2014-06-18 04:00 | 9649.5 | 9.6495
|  | 2014-06-18 11:45:02 | 37.437 | 0.824 | 3.296 | 7.3707 | 7.3707 | 0.34567 | 0.34567 | 1.0228 | 1.0228 | 5.8688 | 5.8688 | 9.6558 | 9.6558 | -9.8772 | -4.9386 | 5.2463 | 0 | 0 |  |  | 3.0653 |  | 0.088041 | 8.8041 | 10.4925 | 0 | 2014-06-18 04:30 | 9655.8333 | 9.6558
|  | 2014-06-18 12:15:02 | 37.3485 | 0.83767 | 3.3507 | 7.5508 | 7.5508 | 0.23983 | 0.23983 | 0.99783 | 0.99783 | 6.8452 | 6.8452 | 9.7443 | 9.7443 | -8.6198 | -4.3099 | 4.9386 | 0 | 0 |  |  | 3.3507 |  | 0.089714 | 8.9714 | 9.8772 | 0 | 2014-06-18 05:00 | 9744.3333 | 9.7443
|  | 2014-06-18 12:45:02 | 37.121 | 0.92883 | 3.7153 | 7.5418 | 7.5418 | 0.1715 | 0.1715 | 0.99833 | 0.99833 | 6.8452 | 6.8452 | 9.5838 | 9.5838 | -8.265 | -4.1325 | 4.3099 | 0 | 0 |  |  | 3.9383 |  | 0.10009 | 10.0087 | 8.6198 | 0 | 2014-06-18 05:30 | 9583.8333 | 9.5838
|  | 2014-06-18 13:15:02 | 36.9753 | 0.93917 | 3.7567 | 7.5405 | 7.5405 | 0.15 | 0.15 | 0.99717 | 0.99717 | 6.3252 | 6.3252 | 9.5912 | 9.5912 | -8.6146 | -4.3073 | 4.1325 | 0 | 0 |  |  | 3.4937 |  | 0.1016 | 10.1599 | 8.265 | 0 | 2014-06-18 06:00 | 9591.1667 | 9.5912
|  | 2014-06-18 13:45:02 | 36.7465 | 1.0388 | 4.1553 | 7.5423 | 7.5423 | 0.15 | 0.15 | 0.98467 | 0.98467 | 6.3252 | 6.3252 | 9.6415 | 9.6415 | -7.9475 | -3.9737 | 4.3073 | 0 | 0 |  |  | 3.8229 |  | 0.11308 | 11.3081 | 8.6146 | 0 | 2014-06-18 06:30 | 9641.5 | 9.6415
|  | 2014-06-18 14:15:02 | 36.702 | 1.0897 | 4.3587 | 7.5343 | 7.5343 | 0.137 | 0.137 | 0.86017 | 0.86017 | 5.9672 | 5.9672 | 9.9008 | 9.9008 | -7.9438 | -3.9719 | 3.9737 | 0 | 0 |  |  | 4.2279 |  | 0.11876 | 11.8758 | 7.9475 | 0 | 2014-06-18 07:00 | 9900.8333 | 9.9008
|  | 2014-06-18 14:45:02 | 37.1455 | 1.1828 | 4.7313 | 7.6065 | 7.6065 | 0.13817 | 0.13817 | 0.882 | 0.882 | 5.9672 | 5.9672 | 9.8992 | 9.8992 | -7.9211 | -3.9606 | 3.9719 | 0 | 0 |  |  | 4.7313 |  | 0.12737 | 12.7373 | 7.9438 | 0 | 2014-06-18 07:30 | 9899.1667 | 9.8992
|  | 2014-06-18 15:15:01 | 37.6467 | 1.2788 | 5.1153 | 7.647 | 7.647 | 0.151 | 0.151 | 0.925 | 0.925 | 4.6092 | 4.6092 | 10.0027 | 10.0027 | -9.1965 | -4.5982 | 3.9606 | 0 | 0 |  |  | 5.5757 |  | 0.13588 | 13.5877 | 7.9211 | 0 | 2014-06-18 08:00 | 10002.6667 | 10.0027
|  | 2014-06-18 15:45:03 | 38.1918 | 1.354 | 5.416 | 7.7258 | 7.7258 | 0.15817 | 0.15817 | 0.955 | 0.955 | 4.6092 | 4.6092 | 10.0765 | 10.0765 | -9.2511 | -4.6256 | 4.5982 | 0 | 0 |  |  | 5.9576 |  | 0.14181 | 14.181 | 9.1965 | 0 | 2014-06-18 08:30 | 10076.5 | 10.0765
|  | 2014-06-18 16:15:04 | 38.2132 | 1.4192 | 5.6767 | 7.7458 | 7.7458 | 0.18 | 0.18 | 0.9715 | 0.9715 | 4.8004 | 4.8004 | 10.0113 | 10.0113 | -8.8274 | -4.4137 | 4.6256 | 0 | 0 |  |  | 5.109 |  | 0.14855 | 14.8553 | 9.2511 | 0 | 2014-06-18 09:00 | 10011.3333 | 10.0113
|  | 2014-06-18 16:45:04 | 37.8908 | 1.4475 | 5.79 | 7.7515 | 7.7515 | 0.18 | 0.18 | 0.993 | 0.993 | 4.8004 | 4.8004 | 9.8697 | 9.8697 | -8.5063 | -4.2531 | 4.4137 | 0 | 0 |  |  | 6.0216 |  | 0.15281 | 15.2807 | 8.8274 | 0 | 2014-06-18 09:30 | 9869.6667 | 9.8697
|  | 2014-06-18 17:15:02 | 37.3475 | 1.5007 | 6.0027 | 7.7477 | 7.7477 | 0.18 | 0.18 | 1.057 | 1.057 | 3.646 | 3.646 | 9.7233 | 9.7233 | -8.9908 | -4.4954 | 4.2531 | 0 | 0 |  |  | 5.7626 |  | 0.16072 | 16.0725 | 8.5063 | 0 | 2014-06-18 10:00 | 9723.3333 | 9.7233
|  | 2014-06-18 17:45:01 | 36.8218 | 1.5088 | 6.0353 | 7.6557 | 7.6557 | 0.19483 | 0.19483 | 1.069 | 1.069 | 3.646 | 3.646 | 9.6067 | 9.6067 | -8.6143 | -4.3072 | 4.4954 | 0 | 0 |  |  | 5.4922 |  | 0.16391 | 16.3906 | 8.9908 | 0 | 2014-06-18 10:30 | 9606.6667 | 9.6067
|  | 2014-06-18 18:15:03 | 36.3928 | 1.5183 | 6.0733 | 7.6517 | 7.6517 | 0.25933 | 0.25933 | 1.0763 | 1.0763 | 2.3244 | 2.3244 | 9.9118 | 9.9118 | -9.0959 | -4.548 | 4.3072 | 0 | 0 |  |  | 6.377 |  | 0.16688 | 16.6883 | 8.6143 | 0 | 2014-06-18 11:00 | 9911.8333 | 9.9118
|  | 2014-06-18 18:45:02 | 35.7685 | 1.5575 | 6.23 | 7.6543 | 7.6543 | 0.256 | 0.256 | 1.0907 | 1.0907 | 2.3244 | 2.3244 | 9.5635 | 9.5635 | -8.6496 | -4.3248 | 4.548 | 0 | 0 |  |  | 6.3546 |  | 0.17418 | 17.4176 | 9.0959 | 0 | 2014-06-18 11:30 | 9563.5 | 9.5635
|  | 2014-06-18 19:15:03 | 35.0255 | 1.5978 | 6.3913 | 7.6577 | 7.6577 | 0.24017 | 0.24017 | 1.09 | 1.09 | 0.9392 | 0.9392 | 9.2155 | 9.2155 | -9.4916 | -4.7458 | 4.3248 | 0 | 0 |  |  | 6.1357 |  | 0.18248 | 18.2477 | 8.6496 | 0 | 2014-06-18 12:00 | 9215.5 | 9.2155
|  | 2014-06-18 19:45:02 | 34.3447 | 1.6297 | 6.5187 | 7.657 | 7.657 | 0.19167 | 0.19167 | 1.0897 | 1.0897 | 0.9392 | 0.9392 | 8.9363 | 8.9363 | -9.0121 | -4.5061 | 4.7458 | 0 | 0 |  |  | 5.9972 |  | 0.1898 | 18.9801 | 9.4916 | 0 | 2014-06-18 12:30 | 8936.3333 | 8.9363
|  | 2014-06-18 20:15:02 | 33.8755 | 1.6165 | 6.466 | 7.6532 | 7.6532 | 0.16583 | 0.16583 | 1.0905 | 1.0905 | 0.078 | 0.078 | 8.967 | 8.967 | -9.455 | -4.7275 | 4.5061 | 0 | 0 |  |  | 6.7893 |  | 0.19088 | 19.0875 | 9.0121 | 0 | 2014-06-18 13:00 | 8967 | 8.967
|  | 2014-06-18 20:45:02 | 33.7022 | 1.458 | 5.832 | 7.6545 | 7.6545 | 0.14283 | 0.14283 | 1.0922 | 1.0922 | 0.078 | 0.078 | 9.2578 | 9.2578 | -9.6448 | -4.8224 | 4.7275 | 0 | 0 |  |  | 5.657 |  | 0.17305 | 17.3045 | 9.455 | 0 | 2014-06-18 13:30 | 9257.8333 | 9.2578
|  | 2014-06-18 21:15:02 | 33.3947 | 1.5452 | 6.1807 | 7.6487 | 7.6487 | 0.116 | 0.116 | 1.093 | 1.093 | 0.004 | 0.004 | 9.0632 | 9.0632 | -9.2892 | -4.6446 | 4.8224 | 0 | 0 |  |  | 6.0571 |  | 0.18508 | 18.5079 | 9.6448 | 0 | 2014-06-18 14:00 | 9063.1667 | 9.0632
|  | 2014-06-18 21:45:01 | 31.492 | 1.561 | 6.244 | 7.6428 | 7.6428 | 0.112 | 0.112 | 1.0932 | 1.0932 | 0.004 | 0.004 | 8.1148 | 8.1148 | -8.2812 | -4.1406 | 4.6446 | 0 | 0 |  |  | 5.7445 |  | 0.19827 | 19.8273 | 9.2892 | 0 | 2014-06-18 14:30 | 8114.8333 | 8.1148
|  | 2014-06-18 22:15:02 | 29.3977 | 1.5265 | 6.106 | 7.6388 | 7.6388 | 0.098 | 0.098 | 1.0605 | 1.0605 | 0 | 0 | 7.0587 | 7.0587 | -7.4357 | -3.7178 | 4.1406 | 0 | 0 |  |  | 6.5945 |  | 0.2077 | 20.7704 | 8.2812 | 0 | 2014-06-18 15:00 | 7058.6667 | 7.0587
|  | 2014-06-18 22:45:02 | 27.6135 | 1.4858 | 5.9433 | 7.6433 | 7.6433 | 0.094833 | 0.094833 | 1.012 | 1.012 | 0 | 0 | 6.4022 | 6.4022 | -6.5178 | -3.2589 | 3.7178 | 0 | 0 |  |  | 6.1811 |  | 0.21523 | 21.5233 | 7.4357 | 0 | 2014-06-18 15:30 | 6402.1667 | 6.4022
|  | 2014-06-18 23:15:02 | 26.411 | 1.5147 | 6.0587 | 7.6495 | 7.6495 | 0.082 | 0.082 | 1.0415 | 1.0415 | 0 | 0 | 6.0232 | 6.0232 | -5.5562 | -2.7781 | 3.2589 | 0 | 0 |  |  | 6.0587 |  | 0.2294 | 22.9399 | 6.5178 | 0 | 2014-06-18 16:00 | 6023.1667 | 6.0232
|  | 2014-06-18 23:45:03 | 25.6257 | 1.4842 | 5.9367 | 7.6403 | 7.6403 | 0.076667 | 0.076667 | 1.0722 | 1.0722 | 0 | 0 | 5.4543 | 5.4543 | -5.4455 | -2.7228 | 2.7781 | 0 | 0 |  |  | 6.2929 |  | 0.23167 | 23.1669 | 5.5562 | 0 | 2014-06-18 16:30 | 5454.3333 | 5.4543
|  | 2014-06-19 00:15:01 | 25.0303 | 1.4432 | 5.7727 | 7.5342 | 7.5342 | 0.064 | 0.064 | 1.0707 | 1.0707 | 0 | 0 | 5.2952 | 5.2952 | -5.2937 | -2.6468 | 2.7228 | 0 | 0 |  |  | 5.5418 |  | 0.23063 | 23.0627 | 5.4455 | 0 | 2014-06-18 17:00 | 5295.1667 | 5.2952
|  | 2014-06-19 00:45:02 | 24.794 | 1.397 | 5.588 | 7.4512 | 7.4512 | 0.064 | 0.064 | 1.0492 | 1.0492 | 0 | 0 | 5.1603 | 5.1603 | -5.4813 | -2.7407 | 2.6468 | 0 | 0 |  |  | 5.141 |  | 0.22538 | 22.5377 | 5.2937 | 0 | 2014-06-18 17:30 | 5160.3333 | 5.1603
|  | 2014-06-19 01:15:02 | 24.424 | 1.409 | 5.636 | 7.4355 | 7.4355 | 0.064 | 0.064 | 1.0907 | 1.0907 | 0 | 0 | 5.2217 | 5.2217 | -4.9762 | -2.4881 | 2.7407 | 0 | 0 |  |  | 5.2978 |  | 0.23076 | 23.0757 | 5.4813 | 0 | 2014-06-18 18:00 | 5221.6667 | 5.2217
|  | 2014-06-19 01:45:02 | 24.1227 | 1.4293 | 5.7173 | 7.4362 | 7.4362 | 0.064 | 0.064 | 1.0912 | 1.0912 | 0 | 0 | 5.4155 | 5.4155 | -4.3985 | -2.1992 | 2.4881 | 0 | 0 |  |  | 6.2319 |  | 0.23701 | 23.7011 | 4.9762 | 0 | 2014-06-18 18:30 | 5415.5 | 5.4155
|  | 2014-06-19 02:15:02 | 24.3577 | 1.385 | 5.54 | 7.449 | 7.449 | 0.064 | 0.064 | 1.09 | 1.09 | 0 | 0 | 5.8757 | 5.8757 | -4.339 | -2.1695 | 2.1992 | 0 | 0 |  |  | 5.4846 |  | 0.22744 | 22.7444 | 4.3985 | 0 | 2014-06-18 19:00 | 5875.6667 | 5.8757
|  | 2014-06-19 02:45:03 | 24.3337 | 1.2807 | 5.1227 | 7.448 | 7.448 | 0.064 | 0.064 | 1.0903 | 1.0903 | 0 | 0 | 5.9713 | 5.9713 | -4.6373 | -2.3187 | 2.1695 | 0 | 0 |  |  | 5.4813 |  | 0.21052 | 21.0518 | 4.339 | 0 | 2014-06-18 19:30 | 5971.3333 | 5.9713
|  | 2014-06-19 03:15:02 | 23.7972 | 1.1467 | 4.5867 | 7.4723 | 7.4723 | 0.064 | 0.064 | 1.0823 | 1.0823 | 0 | 0 | 5.5395 | 5.5395 | -5.0523 | -2.5262 | 2.3187 | 0 | 0 |  |  | 4.3573 |  | 0.19274 | 19.274 | 4.6373 | 0 | 2014-06-18 20:00 | 5539.5 | 5.5395
|  | 2014-06-19 03:45:03 | 23.4593 | 1.1282 | 4.5127 | 7.5183 | 7.5183 | 0.064 | 0.064 | 1.0893 | 1.0893 | 0 | 0 | 5.3773 | 5.3773 | -4.8977 | -2.4488 | 2.5262 | 0 | 0 |  |  | 4.9639 |  | 0.19236 | 19.2361 | 5.0523 | 0 | 2014-06-18 20:30 | 5377.3333 | 5.3773
|  | 2014-06-19 04:15:03 | 23.9518 | 1.1043 | 4.4173 | 7.6107 | 7.6107 | 0.064 | 0.064 | 1.0938 | 1.0938 | 0 | 0 | 5.2768 | 5.2768 | -5.4892 | -2.7446 | 2.4488 | 0 | 0 |  |  | 4.1081 |  | 0.18443 | 18.4426 | 4.8977 | 0 | 2014-06-18 21:00 | 5276.8333 | 5.2768
|  | 2014-06-19 04:45:01 | 25.008 | 1.0375 | 4.15 | 7.649 | 7.649 | 0.064 | 0.064 | 1.0908 | 1.0908 | 0 | 0 | 5.5757 | 5.5757 | -6.4785 | -3.2393 | 2.7446 | 0 | 0 |  |  | 4.3575 |  | 0.16595 | 16.5947 | 5.4892 | 0 | 2014-06-18 21:30 | 5575.6667 | 5.5757
|  | 2014-06-19 05:15:01 | 27.3705 | 0.98767 | 3.9507 | 7.6637 | 7.6637 | 0.064 | 0.064 | 1.0885 | 1.0885 | 0.3832 | 0.3832 | 6.4642 | 6.4642 | -7.7563 | -3.8781 | 3.2393 | 0 | 0 |  |  | 4.1482 |  | 0.14434 | 14.434 | 6.4785 | 0 | 2014-06-18 22:00 | 6464.1667 | 6.4642
|  | 2014-06-19 05:45:02 | 29.8517 | 0.908 | 3.632 | 7.6645 | 7.6645 | 0.079167 | 0.079167 | 1.0843 | 1.0843 | 0.3832 | 0.3832 | 7.8393 | 7.8393 | -9.1691 | -4.5846 | 3.8781 | 0 | 0 |  |  | 3.6683 |  | 0.12167 | 12.1668 | 7.7563 | 0 | 2014-06-18 22:30 | 7839.3333 | 7.8393
|  | 2014-06-19 06:15:03 | 32.8938 | 0.87817 | 3.5127 | 7.6652 | 7.6652 | 0.12017 | 0.12017 | 1.0703 | 1.0703 | 1.3652 | 1.3652 | 8.8915 | 8.8915 | -10.2688 | -5.1344 | 4.5846 | 0 | 0 |  |  | 3.337 |  | 0.10679 | 10.6788 | 9.1691 | 0 | 2014-06-18 23:00 | 8891.5 | 8.8915
|  | 2014-06-19 06:45:03 | 34.977 | 0.84367 | 3.3747 | 7.6598 | 7.6598 | 0.1715 | 0.1715 | 1.0733 | 1.0733 | 1.3652 | 1.3652 | 9.4828 | 9.4828 | -11.8496 | -5.9248 | 5.1344 | 0 | 0 |  |  | 3.4084 |  | 0.096482 | 9.6482 | 10.2688 | 0 | 2014-06-18 23:30 | 9482.8333 | 9.4828
|  | 2014-06-19 07:15:02 | 36.3762 | 0.83417 | 3.3367 | 7.6585 | 7.6585 | 0.17533 | 0.17533 | 1.0485 | 1.0485 | 2.028 | 2.028 | 9.8395 | 9.8395 | -12.2897 | -6.1448 | 5.9248 | 0 | 0 |  |  | 3.3033 |  | 0.091727 | 9.1727 | 11.8496 | 0 | 2014-06-19 | 9839.5 | 9.8395
|  | 2014-06-19 07:45:03 | 36.7203 | 0.76317 | 3.0527 | 7.6608 | 7.6608 | 0.15217 | 0.15217 | 1.0378 | 1.0378 | 2.028 | 2.028 | 9.9193 | 9.9193 | -12.8695 | -6.4348 | 6.1448 | 0 | 0 |  |  | 3.3579 |  | 0.083133 | 8.3133 | 12.2897 | 0 | 2014-06-19 00:30 | 9919.3333 | 9.9193
|  | 2014-06-19 08:15:02 | 37.394 | 0.7355 | 2.942 | 7.6617 | 7.6617 | 0.30033 | 0.30033 | 1.0382 | 1.0382 | 2.4932 | 2.4932 | 10.3465 | 10.3465 | -12.6121 | -6.3061 | 6.4348 | 0 | 0 |  |  | 2.6478 |  | 0.078676 | 7.8676 | 12.8695 | 0 | 2014-06-19 01:00 | 10346.5 | 10.3465
|  | 2014-06-19 08:45:03 | 37.4378 | 0.70867 | 2.8347 | 7.6643 | 7.6643 | 0.29683 | 0.29683 | 1.0332 | 1.0332 | 2.4932 | 2.4932 | 10.4237 | 10.4237 | -12.692 | -6.346 | 6.3061 | 0 | 0 |  |  | 2.6079 |  | 0.075717 | 7.5717 | 12.6121 | 0 | 2014-06-19 01:30 | 10423.6667 | 10.4237
|  | 2014-06-19 09:15:03 | 36.764 | 0.72367 | 2.8947 | 7.0615 | 7.0615 | 0.29183 | 0.29183 | 1.0318 | 1.0318 | 3.808 | 3.808 | 10.4623 | 10.4623 | -11.2138 | -5.6069 | 6.346 | 0 | 0 |  |  | 2.8078 |  | 0.078736 | 7.8736 | 12.692 | 0 | 2014-06-19 02:00 | 10462.3333 | 10.4623
|  | 2014-06-19 09:45:03 | 37.208 | 0.78217 | 3.1287 | 7.3587 | 7.3587 | 0.29867 | 0.29867 | 1.032 | 1.032 | 3.808 | 3.808 | 10.4783 | 10.4783 | -11.1037 | -5.5518 | 5.6069 | 0 | 0 |  |  | 2.9409 |  | 0.084086 | 8.4086 | 11.2138 | 0 | 2014-06-19 02:30 | 10478.3333 | 10.4783
|  | 2014-06-19 10:15:03 | 37.6047 | 0.82383 | 3.2953 | 7.6567 | 7.6567 | 0.29433 | 0.29433 | 1.0563 | 1.0563 | 3.6132 | 3.6132 | 10.3922 | 10.3922 | -11.2966 | -5.6483 | 5.5518 | 0 | 0 |  |  | 2.9658 |  | 0.087631 | 8.7631 | 11.1037 | 0 | 2014-06-19 03:00 | 10392.1667 | 10.3922
|  | 2014-06-19 10:45:05 | 37.725 | 0.81583 | 3.2633 | 7.6565 | 7.6565 | 0.294 | 0.294 | 1.0663 | 1.0663 | 3.6132 | 3.6132 | 10.34 | 10.34 | -11.4916 | -5.7458 | 5.6483 | 0 | 0 |  |  | 3.3939 |  | 0.086503 | 8.6503 | 11.2966 | 0 | 2014-06-19 03:30 | 10340 | 10.34
|  | 2014-06-19 11:15:03 | 37.7068 | 0.78733 | 3.1493 | 7.6558 | 7.6558 | 0.294 | 0.294 | 1.0665 | 1.0665 | 4.1272 | 4.1272 | 10.3638 | 10.3638 | -11.0501 | -5.5251 | 5.7458 | 0 | 0 |  |  | 3.2123 |  | 0.083522 | 8.3522 | 11.4916 | 0 | 2014-06-19 04:00 | 10363.8333 | 10.3638
|  | 2014-06-19 11:45:01 | 37.3912 | 0.77567 | 3.1027 | 7.6528 | 7.6528 | 0.25767 | 0.25767 | 1.066 | 1.066 | 4.1272 | 4.1272 | 10.3857 | 10.3857 | -10.7991 | -5.3996 | 5.5251 | 0 | 0 |  |  | 3.4129 |  | 0.082979 | 8.2979 | 11.0501 | 0 | 2014-06-19 04:30 | 10385.6667 | 10.3857
|  | 2014-06-19 12:15:02 | 37.0712 | 0.78067 | 3.1227 | 7.5425 | 7.5425 | 0.149 | 0.149 | 1.0593 | 1.0593 | 4.4524 | 4.4524 | 10.4472 | 10.4472 | -10.2981 | -5.149 | 5.3996 | 0 | 0 |  |  | 3.1227 |  | 0.084234 | 8.4234 | 10.7991 | 0 | 2014-06-19 05:00 | 10447.1667 | 10.4472
|  | 2014-06-19 12:45:01 | 36.8655 | 0.814 | 3.256 | 7.4787 | 7.4787 | 0.149 | 0.149 | 1.0623 | 1.0623 | 4.4524 | 4.4524 | 10.3835 | 10.3835 | -10.0836 | -5.0418 | 5.149 | 0 | 0 |  |  | 3.1583 |  | 0.088321 | 8.8321 | 10.2981 | 0 | 2014-06-19 05:30 | 10383.5 | 10.3835
|  | 2014-06-19 13:15:01 | 36.7395 | 0.85567 | 3.4227 | 7.4577 | 7.4577 | 0.14883 | 0.14883 | 1.0668 | 1.0668 | 4.654 | 4.654 | 10.1593 | 10.1593 | -9.8302 | -4.9151 | 5.0418 | 0 | 0 |  |  | 3.32 |  | 0.09316 | 9.316 | 10.0836 | 0 | 2014-06-19 06:00 | 10159.3333 | 10.1593
|  | 2014-06-19 13:45:03 | 36.4833 | 0.93883 | 3.7553 | 7.4453 | 7.4453 | 0.149 | 0.149 | 1.0558 | 1.0558 | 4.654 | 4.654 | 9.9923 | 9.9923 | -9.4315 | -4.7157 | 4.9151 | 0 | 0 |  |  | 3.7553 |  | 0.10293 | 10.2933 | 9.8302 | 0 | 2014-06-19 06:30 | 9992.3333 | 9.9923
|  | 2014-06-19 14:15:01 | 36.3172 | 0.9715 | 3.886 | 7.4478 | 7.4478 | 0.15883 | 0.15883 | 1.0375 | 1.0375 | 4.248 | 4.248 | 9.742 | 9.742 | -9.797 | -4.8985 | 4.7157 | 0 | 0 |  |  | 4.2357 |  | 0.107 | 10.7002 | 9.4315 | 0 | 2014-06-19 07:00 | 9742 | 9.742
|  | 2014-06-19 14:45:02 | 36.8095 | 1.037 | 4.148 | 7.4393 | 7.4393 | 0.1505 | 0.1505 | 1.0173 | 1.0173 | 4.248 | 4.248 | 9.8797 | 9.8797 | -9.9267 | -4.9633 | 4.8985 | 0 | 0 |  |  | 3.8576 |  | 0.11269 | 11.2688 | 9.797 | 0 | 2014-06-19 07:30 | 9879.6667 | 9.8797
|  | 2014-06-19 15:15:01 | 37.3997 | 1.074 | 4.296 | 7.432 | 7.432 | 0.1675 | 0.1675 | 0.99683 | 0.99683 | 4.0688 | 4.0688 | 9.9827 | 9.9827 | -10.4559 | -5.2279 | 4.9633 | 0 | 0 |  |  | 3.9953 |  | 0.11487 | 11.4867 | 9.9267 | 0 | 2014-06-19 08:00 | 9982.6667 | 9.9827
|  | 2014-06-19 15:45:03 | 37.8638 | 1.1108 | 4.4433 | 7.4288 | 7.4288 | 0.2015 | 0.2015 | 1.0185 | 1.0185 | 4.0688 | 4.0688 | 10.0593 | 10.0593 | -10.6435 | -5.3218 | 5.2279 | 0 | 0 |  |  | 4.7099 |  | 0.11735 | 11.735 | 10.4559 | 0 | 2014-06-19 08:30 | 10059.3333 | 10.0593
|  | 2014-06-19 16:15:03 | 37.894 | 1.2283 | 4.9133 | 7.4333 | 7.4333 | 0.2255 | 0.2255 | 1.0568 | 1.0568 | 2.514 | 2.514 | 9.917 | 9.917 | -11.834 | -5.917 | 5.3218 | 0 | 0 |  |  | 4.9133 |  | 0.12966 | 12.966 | 10.6435 | 0 | 2014-06-19 09:00 | 9917 | 9.917
|  | 2014-06-19 16:45:03 | 37.4963 | 1.2623 | 5.0493 | 7.4267 | 7.4267 | 0.23167 | 0.23167 | 1.0568 | 1.0568 | 2.514 | 2.514 | 9.741 | 9.741 | -11.4768 | -5.7384 | 5.917 | 0 | 0 |  |  | 4.6959 |  | 0.13466 | 13.4662 | 11.834 | 0 | 2014-06-19 09:30 | 9741 | 9.741
|  | 2014-06-19 17:15:03 | 37.0962 | 1.363 | 5.452 | 7.4123 | 7.4123 | 0.24417 | 0.24417 | 1.0622 | 1.0622 | 2.228 | 2.228 | 9.2893 | 9.2893 | -11.4082 | -5.7041 | 5.7384 | 0 | 0 |  |  | 5.452 |  | 0.14697 | 14.6969 | 11.4768 | 0 | 2014-06-19 10:00 | 9289.3333 | 9.2893
|  | 2014-06-19 17:45:02 | 36.7348 | 1.4545 | 5.818 | 7.4698 | 7.4698 | 0.24483 | 0.24483 | 1.0617 | 1.0617 | 2.228 | 2.228 | 8.8493 | 8.8493 | -11.0632 | -5.5316 | 5.7041 | 0 | 0 |  |  | 5.5853 |  | 0.15838 | 15.8378 | 11.4082 | 0 | 2014-06-19 10:30 | 8849.3333 | 8.8493
|  | 2014-06-19 18:15:02 | 36.2637 | 1.5335 | 6.134 | 7.5618 | 7.5618 | 0.24417 | 0.24417 | 1.0622 | 1.0622 | 1.0392 | 1.0392 | 8.3797 | 8.3797 | -11.8426 | -5.9213 | 5.5316 | 0 | 0 |  |  | 5.7046 |  | 0.16915 | 16.915 | 11.0632 | 0 | 2014-06-19 11:00 | 8379.6667 | 8.3797
|  | 2014-06-19 18:45:02 | 35.512 | 1.4622 | 5.8487 | 7.5958 | 7.5958 | 0.2305 | 0.2305 | 1.059 | 1.059 | 1.0392 | 1.0392 | 7.9787 | 7.9787 | -11.7601 | -5.8801 | 5.9213 | 0 | 0 |  |  | 6.3166 |  | 0.1647 | 16.4696 | 11.8426 | 0 | 2014-06-19 11:30 | 7978.6667 | 7.9787
|  | 2014-06-19 19:15:02 | 33.9542 | 1.4362 | 5.7447 | 7.5995 | 7.5995 | 0.193 | 0.193 | 1.0373 | 1.0373 | 0.5188 | 0.5188 | 7.7382 | 7.7382 | -11.1227 | -5.5614 | 5.8801 | 0 | 0 |  |  | 5.917 |  | 0.16919 | 16.9189 | 11.7601 | 0 | 2014-06-19 12:00 | 7738.1667 | 7.7382
|  | 2014-06-19 19:45:04 | 33.5142 | 1.3842 | 5.5367 | 7.5835 | 7.5835 | 0.16167 | 0.16167 | 0.7885 | 0.7885 | 0.5188 | 0.5188 | 7.681 | 7.681 | -11.244 | -5.622 | 5.5614 | 0 | 0 |  |  | 5.9796 |  | 0.1652 | 16.5204 | 11.1227 | 0 | 2014-06-19 12:30 | 7681 | 7.681
|  | 2014-06-19 20:15:01 | 32.6263 | 1.345 | 5.38 | 7.577 | 7.577 | 0.129 | 0.129 | 0.70667 | 0.70667 | 0.1252 | 0.1252 | 7.1688 | 7.1688 | -11.5396 | -5.7698 | 5.622 | 0 | 0 |  |  | 5.2724 |  | 0.1649 | 16.4897 | 11.244 | 0 | 2014-06-19 13:00 | 7168.8333 | 7.1688
|  | 2014-06-19 20:45:02 | 32.2378 | 1.3165 | 5.266 | 7.5772 | 7.5772 | 0.12533 | 0.12533 | 0.70533 | 0.70533 | 0.1252 | 0.1252 | 6.9498 | 6.9498 | -11.489 | -5.7445 | 5.7698 | 0 | 0 |  |  | 5.0554 |  | 0.16335 | 16.3348 | 11.5396 | 0 | 2014-06-19 13:30 | 6949.8333 | 6.9498
|  | 2014-06-19 21:15:02 | 32.7328 | 1.2713 | 5.0853 | 7.5732 | 7.5732 | 0.10667 | 0.10667 | 0.7065 | 0.7065 | 0.008 | 0.008 | 6.9713 | 6.9713 | -12.2818 | -6.1409 | 5.7445 | 0 | 0 |  |  | 5.2887 |  | 0.15536 | 15.5359 | 11.489 | 0 | 2014-06-19 14:00 | 6971.3333 | 6.9713
|  | 2014-06-19 21:45:02 | 31.0353 | 1.1842 | 4.7367 | 7.5743 | 7.5743 | 0.0965 | 0.0965 | 0.70467 | 0.70467 | 0.008 | 0.008 | 6.7378 | 6.7378 | -11.1773 | -5.5887 | 6.1409 | 0 | 0 |  |  | 4.8788 |  | 0.15262 | 15.2622 | 12.2818 | 0 | 2014-06-19 14:30 | 6737.8333 | 6.7378
|  | 2014-06-19 22:15:01 | 29.1317 | 1.0878 | 4.3513 | 7.556 | 7.556 | 0.083 | 0.083 | 0.70633 | 0.70633 | 0 | 0 | 6.0037 | 6.0037 | -10.4313 | -5.2157 | 5.5887 | 0 | 0 |  |  | 4.6124 |  | 0.14937 | 14.9368 | 11.1773 | 0 | 2014-06-19 15:00 | 6003.6667 | 6.0037
|  | 2014-06-19 22:45:02 | 27.4603 | 1.0017 | 4.0067 | 7.5453 | 7.5453 | 0.083 | 0.083 | 0.70633 | 0.70633 | 0 | 0 | 5.4732 | 5.4732 | -9.6458 | -4.8229 | 5.2157 | 0 | 0 |  |  | 4.0067 |  | 0.14591 | 14.5907 | 10.4313 | 0 | 2014-06-19 15:30 | 5473.1667 | 5.4732
|  | 2014-06-19 23:15:02 | 26.5728 | 0.9815 | 3.926 | 7.4948 | 7.4948 | 0.083 | 0.083 | 0.70633 | 0.70633 | 0 | 0 | 5.0652 | 5.0652 | -9.2975 | -4.6487 | 4.8229 | 0 | 0 |  |  | 4.2793 |  | 0.14774 | 14.7745 | 9.6458 | 0 | 2014-06-19 16:00 | 5065.1667 | 5.0652
|  | 2014-06-19 23:45:03 | 25.6563 | 1.1225 | 4.49 | 7.3483 | 7.3483 | 0.077833 | 0.077833 | 0.706 | 0.706 | 0 | 0 | 4.3507 | 4.3507 | -8.6835 | -4.3418 | 4.6487 | 0 | 0 |  |  | 4.7145 |  | 0.17501 | 17.5006 | 9.2975 | 0 | 2014-06-19 16:30 | 4350.6667 | 4.3507
|  | 2014-06-20 00:15:02 | 25.2067 | 1.0198 | 4.0793 | 7.279 | 7.279 | 0.065333 | 0.065333 | 0.70533 | 0.70533 | 0 | 0 | 4.3593 | 4.3593 | -8.7183 | -4.3592 | 4.3418 | 0 | 0 |  |  | 3.957 |  | 0.16184 | 16.1835 | 8.6835 | 0 | 2014-06-19 17:00 | 4359.3333 | 4.3593
|  | 2014-06-20 00:45:01 | 25.2587 | 0.922 | 3.688 | 7.2675 | 7.2675 | 0.065 | 0.065 | 0.706 | 0.706 | 0 | 0 | 4.3807 | 4.3807 | -9.1515 | -4.5758 | 4.3592 | 0 | 0 |  |  | 3.6511 |  | 0.14601 | 14.6009 | 8.7183 | 0 | 2014-06-19 17:30 | 4380.6667 | 4.3807
|  | 2014-06-20 01:15:01 | 25.1068 | 0.90667 | 3.6267 | 7.2607 | 7.2607 | 0.065 | 0.065 | 0.7055 | 0.7055 | 0 | 0 | 4.2525 | 4.2525 | -9.1965 | -4.5983 | 4.5758 | 0 | 0 |  |  | 3.8443 |  | 0.14445 | 14.4449 | 9.1515 | 0 | 2014-06-19 18:00 | 4252.5 | 4.2525
|  | 2014-06-20 01:45:01 | 24.6145 | 0.96517 | 3.8607 | 7.2495 | 7.2495 | 0.065 | 0.065 | 0.70117 | 0.70117 | 0 | 0 | 4.0648 | 4.0648 | -8.6733 | -4.3367 | 4.5983 | 0 | 0 |  |  | 4.2467 |  | 0.15685 | 15.6845 | 9.1965 | 0 | 2014-06-19 18:30 | 4064.8333 | 4.0648
|  | 2014-06-20 02:15:01 | 24.232 | 1.0305 | 4.122 | 7.3123 | 7.3123 | 0.065 | 0.065 | 0.7045 | 0.7045 | 0 | 0 | 4.0377 | 4.0377 | -7.9905 | -3.9953 | 4.3367 | 0 | 0 |  |  | 4.5342 |  | 0.17011 | 17.0106 | 8.6733 | 0 | 2014-06-19 19:00 | 4037.6667 | 4.0377
|  | 2014-06-20 02:45:02 | 24.3197 | 1.0777 | 4.3107 | 7.3965 | 7.3965 | 0.064667 | 0.064667 | 0.68067 | 0.68067 | 0 | 0 | 4.0468 | 4.0468 | -7.8203 | -3.9102 | 3.9953 | 0 | 0 |  |  | 4.5693 |  | 0.17725 | 17.725 | 7.9905 | 0 | 2014-06-19 19:30 | 4046.8333 | 4.0468
|  | 2014-06-20 03:15:02 | 24.1558 | 1.0288 | 4.1153 | 7.4042 | 7.4042 | 0.064167 | 0.064167 | 0.68083 | 0.68083 | 0 | 0 | 4.0177 | 4.0177 | -7.8737 | -3.9368 | 3.9102 | 0 | 0 |  |  | 4.4857 |  | 0.17037 | 17.0366 | 7.8203 | 0 | 2014-06-19 20:00 | 4017.6667 | 4.0177
|  | 2014-06-20 03:45:02 | 23.7642 | 0.99783 | 3.9913 | 7.3628 | 7.3628 | 0.0645 | 0.0645 | 0.65017 | 0.65017 | 0 | 0 | 3.9968 | 3.9968 | -7.6985 | -3.8492 | 3.9368 | 0 | 0 |  |  | 4.2707 |  | 0.16796 | 16.7956 | 7.8737 | 0 | 2014-06-19 20:30 | 3996.8333 | 3.9968
|  | 2014-06-20 04:15:03 | 24.1527 | 0.93417 | 3.7367 | 7.3567 | 7.3567 | 0.064667 | 0.064667 | 0.65583 | 0.65583 | 0 | 0 | 4.157 | 4.157 | -8.1818 | -4.0909 | 3.8492 | 0 | 0 |  |  | 3.6246 |  | 0.15471 | 15.471 | 7.6985 | 0 | 2014-06-19 21:00 | 4157 | 4.157
|  | 2014-06-20 04:45:03 | 24.8073 | 0.89867 | 3.5947 | 7.3213 | 7.3213 | 0.065 | 0.065 | 0.65417 | 0.65417 | 0 | 0 | 4.5478 | 4.5478 | -8.6243 | -4.3122 | 4.0909 | 0 | 0 |  |  | 3.5228 |  | 0.1449 | 14.4903 | 8.1818 | 0 | 2014-06-19 21:30 | 4547.8333 | 4.5478
|  | 2014-06-20 05:15:01 | 26.6017 | 0.8415 | 3.366 | 7.3275 | 7.3275 | 0.065 | 0.065 | 0.647 | 0.647 | 0.2528 | 0.2528 | 5.2562 | 5.2562 | -9.6872 | -4.8436 | 4.3122 | 0 | 0 |  |  | 3.6353 |  | 0.12653 | 12.6533 | 8.6243 | 0 | 2014-06-19 22:00 | 5256.1667 | 5.2562
|  | 2014-06-20 05:45:02 | 29.1722 | 0.836 | 3.344 | 7.3247 | 7.3247 | 0.082833 | 0.082833 | 0.659 | 0.659 | 0.2528 | 0.2528 | 6.5755 | 6.5755 | -10.9334 | -5.4667 | 4.8436 | 0 | 0 |  |  | 3.4109 |  | 0.11463 | 11.463 | 9.6872 | 0 | 2014-06-19 22:30 | 6575.5 | 6.5755
|  | 2014-06-20 06:15:02 | 32.4298 | 0.83917 | 3.3567 | 7.3243 | 7.3243 | 0.1245 | 0.1245 | 0.694 | 0.694 | 0.8992 | 0.8992 | 7.5953 | 7.5953 | -12.4358 | -6.2179 | 5.4667 | 0 | 0 |  |  | 3.6252 |  | 0.10351 | 10.3506 | 10.9334 | 0 | 2014-06-19 23:00 | 7595.3333 | 7.5953
|  | 2014-06-20 06:45:02 | 34.3695 | 0.84283 | 3.3713 | 7.3265 | 7.3265 | 0.125 | 0.125 | 0.7065 | 0.7065 | 0.8992 | 0.8992 | 7.7875 | 7.7875 | -14.1535 | -7.0767 | 6.2179 | 0 | 0 |  |  | 3.1016 |  | 0.098091 | 9.8091 | 12.4358 | 0 | 2014-06-19 23:30 | 7787.5 | 7.7875
|  | 2014-06-20 07:15:01 | 35.8087 | 0.81067 | 3.2427 | 7.3227 | 7.3227 | 0.125 | 0.125 | 0.73783 | 0.73783 | 1.5616 | 1.5616 | 7.9992 | 7.9992 | -14.8197 | -7.4099 | 7.0767 | 0 | 0 |  |  | 3.2751 |  | 0.090555 | 9.0555 | 14.1535 | 0 | 2014-06-20 | 7999.1667 | 7.9992
|  | 2014-06-20 07:45:03 | 36.182 | 0.74317 | 2.9727 | 7.3198 | 7.3198 | 0.16267 | 0.16267 | 0.753 | 0.753 | 1.5616 | 1.5616 | 8.2818 | 8.2818 | -15.1304 | -7.5652 | 7.4099 | 0 | 0 |  |  | 3.1213 |  | 0.082159 | 8.2159 | 14.8197 | 0 | 2014-06-20 00:30 | 8281.8333 | 8.2818
|  | 2014-06-20 08:15:03 | 36.8092 | 0.6625 | 2.65 | 7.3253 | 7.3253 | 0.41883 | 0.41883 | 0.7265 | 0.7265 | 2.3368 | 2.3368 | 8.4032 | 8.4032 | -14.9485 | -7.4743 | 7.5652 | 0 | 0 |  |  | 2.5175 |  | 0.071993 | 7.1993 | 15.1304 | 0 | 2014-06-20 01:00 | 8403.1667 | 8.4032
|  | 2014-06-20 08:45:04 | 36.8112 | 0.65233 | 2.6093 | 7.314 | 7.314 | 0.36317 | 0.36317 | 0.72817 | 0.72817 | 2.3368 | 2.3368 | 8.4328 | 8.4328 | -15.0269 | -7.5134 | 7.4743 | 0 | 0 |  |  | 2.3484 |  | 0.070884 | 7.0884 | 14.9485 | 0 | 2014-06-20 01:30 | 8432.8333 | 8.4328
|  | 2014-06-20 09:15:02 | 36.6957 | 0.59267 | 2.3707 | 7.316 | 7.316 | 0.33583 | 0.33583 | 0.73517 | 0.73517 | 3.8632 | 3.8632 | 8.496 | 8.496 | -13.5788 | -6.7894 | 7.5134 | 0 | 0 |  |  | 2.1336 |  | 0.064603 | 6.4603 | 15.0269 | 0 | 2014-06-20 02:00 | 8496 | 8.496
|  | 2014-06-20 09:45:01 | 36.6523 | 0.5435 | 2.174 | 7.3077 | 7.3077 | 0.33567 | 0.33567 | 0.73817 | 0.73817 | 3.8632 | 3.8632 | 8.4483 | 8.4483 | -13.7853 | -6.8926 | 6.7894 | 0 | 0 |  |  | 2.2392 |  | 0.059314 | 5.9314 | 13.5788 | 0 | 2014-06-20 02:30 | 8448.3333 | 8.4483
|  | 2014-06-20 10:15:01 | 36.5857 | 0.52617 | 2.1047 | 7.3212 | 7.3212 | 0.3355 | 0.3355 | 0.7385 | 0.7385 | 4.6072 | 4.6072 | 8.3642 | 8.3642 | -13.1145 | -6.5572 | 6.8926 | 0 | 0 |  |  | 2.0205 |  | 0.057527 | 5.7527 | 13.7853 | 0 | 2014-06-20 03:00 | 8364.1667 | 8.3642
|  | 2014-06-20 10:45:02 | 36.6822 | 0.508 | 2.032 | 7.3182 | 7.3182 | 0.33383 | 0.33383 | 0.73817 | 0.73817 | 4.6072 | 4.6072 | 8.3698 | 8.3698 | -13.283 | -6.6415 | 6.5572 | 0 | 0 |  |  | 2.093 |  | 0.055395 | 5.5395 | 13.1145 | 0 | 2014-06-20 03:30 | 8369.8333 | 8.3698
|  | 2014-06-20 11:15:01 | 36.6413 | 0.50883 | 2.0353 | 7.3227 | 7.3227 | 0.32117 | 0.32117 | 0.73867 | 0.73867 | 5.1104 | 5.1104 | 8.5343 | 8.5343 | -12.5788 | -6.2894 | 6.6415 | 0 | 0 |  |  | 2.1982 |  | 0.055547 | 5.5547 | 13.283 | 0 | 2014-06-20 04:00 | 8534.3333 | 8.5343
|  | 2014-06-20 11:45:03 | 36.21 | 0.50217 | 2.0087 | 7.3138 | 7.3138 | 0.2805 | 0.2805 | 0.73817 | 0.73817 | 5.1104 | 5.1104 | 8.4313 | 8.4313 | -12.3271 | -6.1636 | 6.2894 | 0 | 0 |  |  | 2.0488 |  | 0.055473 | 5.5473 | 12.5788 | 0 | 2014-06-20 04:30 | 8431.3333 | 8.4313
|  | 2014-06-20 12:15:02 | 35.9298 | 0.5325 | 2.13 | 7.3138 | 7.3138 | 0.142 | 0.142 | 0.70867 | 0.70867 | 4.9988 | 4.9988 | 8.3525 | 8.3525 | -12.284 | -6.142 | 6.1636 | 0 | 0 |  |  | 2.0235 |  | 0.059282 | 5.9282 | 12.3271 | 0 | 2014-06-20 05:00 | 8352.5 | 8.3525
|  | 2014-06-20 12:45:01 | 35.683 | 0.54233 | 2.1693 | 7.3185 | 7.3185 | 0.142 | 0.142 | 0.68717 | 0.68717 | 4.9988 | 4.9988 | 8.219 | 8.219 | -12.1482 | -6.0741 | 6.142 | 0 | 0 |  |  | 2.3212 |  | 0.060795 | 6.0795 | 12.284 | 0 | 2014-06-20 05:30 | 8219 | 8.219
|  | 2014-06-20 13:15:02 | 35.5822 | 0.58267 | 2.3307 | 7.3107 | 7.3107 | 0.142 | 0.142 | 0.687 | 0.687 | 4.662 | 4.662 | 8.0253 | 8.0253 | -12.4245 | -6.2123 | 6.0741 | 0 | 0 |  |  | 2.3074 |  | 0.065501 | 6.5501 | 12.1482 | 0 | 2014-06-20 06:00 | 8025.3333 | 8.0253
|  | 2014-06-20 13:45:03 | 35.2275 | 0.64933 | 2.5973 | 7.3128 | 7.3128 | 0.142 | 0.142 | 0.68667 | 0.68667 | 4.662 | 4.662 | 7.6587 | 7.6587 | -12.168 | -6.084 | 6.2123 | 0 | 0 |  |  | 2.4675 |  | 0.07373 | 7.373 | 12.4245 | 0 | 2014-06-20 06:30 | 7658.6667 | 7.6587
|  | 2014-06-20 14:15:02 | 34.78 | 0.72367 | 2.8947 | 7.313 | 7.313 | 0.14233 | 0.14233 | 0.68567 | 0.68567 | 4.4304 | 4.4304 | 7.636 | 7.636 | -11.6779 | -5.839 | 6.084 | 0 | 0 |  |  | 2.7499 |  | 0.083228 | 8.3228 | 12.168 | 0 | 2014-06-20 07:00 | 7636 | 7.636
|  | 2014-06-20 14:45:02 | 34.8705 | 0.82083 | 3.2833 | 7.315 | 7.315 | 0.14233 | 0.14233 | 0.68517 | 0.68517 | 4.4304 | 4.4304 | 7.7107 | 7.7107 | -11.3036 | -5.6518 | 5.839 | 0 | 0 |  |  | 3.152 |  | 0.094158 | 9.4158 | 11.6779 | 0 | 2014-06-20 07:30 | 7710.6667 | 7.7107
|  | 2014-06-20 15:15:04 | 35.2315 | 0.827 | 3.308 | 7.202 | 7.202 | 0.151 | 0.151 | 0.68517 | 0.68517 | 4.0632 | 4.0632 | 7.83 | 7.83 | -11.9921 | -5.9961 | 5.6518 | 0 | 0 |  |  | 3.5396 |  | 0.093893 | 9.3893 | 11.3036 | 0 | 2014-06-20 08:00 | 7830 | 7.83
|  | 2014-06-20 15:45:03 | 35.6428 | 0.88233 | 3.5293 | 7.1255 | 7.1255 | 0.186 | 0.186 | 0.68917 | 0.68917 | 4.0632 | 4.0632 | 7.6818 | 7.6818 | -12.3678 | -6.1839 | 5.9961 | 0 | 0 |  |  | 3.5646 |  | 0.099019 | 9.9019 | 11.9921 | 0 | 2014-06-20 08:30 | 7681.8333 | 7.6818
|  | 2014-06-20 16:15:02 | 35.655 | 0.89933 | 3.5973 | 7.0987 | 7.0987 | 0.2175 | 0.2175 | 0.70383 | 0.70383 | 2.5048 | 2.5048 | 7.6168 | 7.6168 | -13.916 | -6.958 | 6.1839 | 0 | 0 |  |  | 3.3815 |  | 0.10089 | 10.0893 | 12.3678 | 0 | 2014-06-20 09:00 | 7616.8333 | 7.6168
|  | 2014-06-20 16:45:03 | 35.5933 | 0.94067 | 3.7627 | 7.099 | 7.099 | 0.22917 | 0.22917 | 0.70767 | 0.70767 | 2.5048 | 2.5048 | 7.5597 | 7.5597 | -13.7304 | -6.8652 | 6.958 | 0 | 0 |  |  | 3.4993 |  | 0.10571 | 10.5713 | 13.916 | 0 | 2014-06-20 09:30 | 7559.6667 | 7.5597
|  | 2014-06-20 17:15:02 | 35.023 | 0.96483 | 3.8593 | 7.1003 | 7.1003 | 0.22917 | 0.22917 | 0.70967 | 0.70967 | 1.9528 | 1.9528 | 7.4408 | 7.4408 | -13.7309 | -6.8654 | 6.8652 | 0 | 0 |  |  | 3.5506 |  | 0.11019 | 11.0194 | 13.7304 | 0 | 2014-06-20 10:00 | 7440.8333 | 7.4408
|  | 2014-06-20 17:45:02 | 34.4692 | 0.9785 | 3.914 | 7.0993 | 7.0993 | 0.2275 | 0.2275 | 0.7245 | 0.7245 | 1.9528 | 1.9528 | 7.3443 | 7.3443 | -13.2067 | -6.6034 | 6.8654 | 0 | 0 |  |  | 4.0314 |  | 0.11355 | 11.3551 | 13.7309 | 0 | 2014-06-20 10:30 | 7344.3333 | 7.3443
|  | 2014-06-20 18:15:03 | 33.867 | 1.0415 | 4.166 | 7.1098 | 7.1098 | 0.211 | 0.211 | 0.72617 | 0.72617 | 1.2624 | 1.2624 | 7.4413 | 7.4413 | -12.9503 | -6.4751 | 6.6034 | 0 | 0 |  |  | 4.4576 |  | 0.12301 | 12.3011 | 13.2067 | 0 | 2014-06-20 11:00 | 7441.3333 | 7.4413
|  | 2014-06-20 18:45:03 | 33.4958 | 1.0443 | 4.1773 | 7.169 | 7.169 | 0.21083 | 0.21083 | 0.72633 | 0.72633 | 1.2624 | 1.2624 | 7.4202 | 7.4202 | -12.5298 | -6.2649 | 6.4751 | 0 | 0 |  |  | 4.1356 |  | 0.12471 | 12.4712 | 12.9503 | 0 | 2014-06-20 11:30 | 7420.1667 | 7.4202
|  | 2014-06-20 19:15:02 | 32.6465 | 1.0052 | 4.0207 | 7.2788 | 7.2788 | 0.2105 | 0.2105 | 0.7265 | 0.7265 | 0.546 | 0.546 | 7.0452 | 7.0452 | -12.8188 | -6.4094 | 6.2649 | 0 | 0 |  |  | 3.699 |  | 0.12316 | 12.3158 | 12.5298 | 0 | 2014-06-20 12:00 | 7045.1667 | 7.0452
|  | 2014-06-20 19:45:02 | 32.0243 | 0.995 | 3.98 | 7.3208 | 7.3208 | 0.18583 | 0.18583 | 0.727 | 0.727 | 0.546 | 0.546 | 6.929 | 6.929 | -12.3357 | -6.1678 | 6.4094 | 0 | 0 |  |  | 4.378 |  | 0.12428 | 12.428 | 12.8188 | 0 | 2014-06-20 12:30 | 6929 | 6.929
|  | 2014-06-20 20:15:02 | 31.4617 | 0.97617 | 3.9047 | 7.3272 | 7.3272 | 0.124 | 0.124 | 0.72683 | 0.72683 | 0.1464 | 0.1464 | 7.159 | 7.159 | -12.0736 | -6.0368 | 6.1678 | 0 | 0 |  |  | 3.7875 |  | 0.12411 | 12.4109 | 12.3357 | 0 | 2014-06-20 13:00 | 7159 | 7.159
|  | 2014-06-20 20:45:02 | 31.4958 | 0.9855 | 3.942 | 7.3287 | 7.3287 | 0.121 | 0.121 | 0.72717 | 0.72717 | 0.1464 | 0.1464 | 7.426 | 7.426 | -11.8046 | -5.9023 | 6.0368 | 0 | 0 |  |  | 3.6661 |  | 0.12516 | 12.5159 | 12.0736 | 0 | 2014-06-20 13:30 | 7426 | 7.426
|  | 2014-06-20 21:15:03 | 31.2217 | 0.98467 | 3.9387 | 7.3317 | 7.3317 | 0.1085 | 0.1085 | 0.72767 | 0.72767 | 0.068 | 0.068 | 7.2843 | 7.2843 | -11.7628 | -5.8814 | 5.9023 | 0 | 0 |  |  | 3.8993 |  | 0.12615 | 12.6152 | 11.8046 | 0 | 2014-06-20 14:00 | 7284.3333 | 7.2843
|  | 2014-06-20 21:45:01 | 29.8433 | 1.0067 | 4.0267 | 7.3332 | 7.3332 | 0.101 | 0.101 | 0.728 | 0.728 | 0.068 | 0.068 | 6.6953 | 6.6953 | -10.8912 | -5.4456 | 5.8814 | 0 | 0 |  |  | 4.4293 |  | 0.13493 | 13.4927 | 11.7628 | 0 | 2014-06-20 14:30 | 6695.3333 | 6.6953
|  | 2014-06-20 22:15:01 | 27.9128 | 1.0243 | 4.0973 | 7.3295 | 7.3295 | 0.096167 | 0.096167 | 0.728 | 0.728 | 0 | 0 | 5.4552 | 5.4552 | -10.2067 | -5.1033 | 5.4456 | 0 | 0 |  |  | 4.2203 |  | 0.14679 | 14.679 | 10.8912 | 0 | 2014-06-20 15:00 | 5455.1667 | 5.4552
|  | 2014-06-20 22:45:02 | 26.2187 | 1.0737 | 4.2947 | 7.3337 | 7.3337 | 0.082 | 0.082 | 0.728 | 0.728 | 0 | 0 | 4.7423 | 4.7423 | -9.038 | -4.519 | 5.1033 | 0 | 0 |  |  | 3.9511 |  | 0.1638 | 16.3802 | 10.2067 | 0 | 2014-06-20 15:30 | 4742.3333 | 4.7423
|  | 2014-06-20 23:15:03 | 25.6733 | 1.0618 | 4.2473 | 7.3273 | 7.3273 | 0.082 | 0.082 | 0.72733 | 0.72733 | 0 | 0 | 4.6257 | 4.6257 | -8.6637 | -4.3318 | 4.519 | 0 | 0 |  |  | 4.3323 |  | 0.16544 | 16.5438 | 9.038 | 0 | 2014-06-20 16:00 | 4625.6667 | 4.6257
|  | 2014-06-20 23:45:02 | 24.9627 | 1.0167 | 4.0667 | 7.3268 | 7.3268 | 0.076667 | 0.076667 | 0.72783 | 0.72783 | 0 | 0 | 4.4912 | 4.4912 | -8.2735 | -4.1368 | 4.3318 | 0 | 0 |  |  | 3.8227 |  | 0.16291 | 16.291 | 8.6637 | 0 | 2014-06-20 16:30 | 4491.1667 | 4.4912
|  | 2014-06-21 00:15:02 | 24.7563 | 0.99733 | 3.9893 | 7.3185 | 7.3185 | 0.064 | 0.064 | 0.72817 | 0.72817 | 0 | 0 | 4.286 | 4.286 | -8.3703 | -4.1852 | 4.1368 | 0 | 0 |  |  | 4.2686 |  | 0.16114 | 16.1144 | 8.2735 | 0 | 2014-06-20 17:00 | 4286 | 4.286
|  | 2014-06-21 00:45:01 | 24.3925 | 1.017 | 4.068 | 7.3202 | 7.3202 | 0.064 | 0.064 | 0.72783 | 0.72783 | 0 | 0 | 4.202 | 4.202 | -8.0105 | -4.0053 | 4.1852 | 0 | 0 |  |  | 4.3121 |  | 0.16677 | 16.6773 | 8.3703 | 0 | 2014-06-20 17:30 | 4202 | 4.202
|  | 2014-06-21 01:15:03 | 24.1815 | 1.0095 | 4.038 | 7.3157 | 7.3157 | 0.064 | 0.064 | 0.728 | 0.728 | 0 | 0 | 3.9932 | 3.9932 | -8.0427 | -4.0213 | 4.0053 | 0 | 0 |  |  | 3.6342 |  | 0.16699 | 16.6987 | 8.0105 | 0 | 2014-06-20 18:00 | 3993.1667 | 3.9932
|  | 2014-06-21 01:45:02 | 23.6925 | 1.0415 | 4.166 | 7.318 | 7.318 | 0.064 | 0.064 | 0.72783 | 0.72783 | 0 | 0 | 3.9792 | 3.9792 | -7.4375 | -3.7188 | 4.0213 | 0 | 0 |  |  | 4.166 |  | 0.17584 | 17.5836 | 8.0427 | 0 | 2014-06-20 18:30 | 3979.1667 | 3.9792
|  | 2014-06-21 02:15:03 | 23.4973 | 1.0453 | 4.1813 | 7.3145 | 7.3145 | 0.064 | 0.064 | 0.72783 | 0.72783 | 0 | 0 | 3.9633 | 3.9633 | -7.2463 | -3.6232 | 3.7188 | 0 | 0 |  |  | 4.5158 |  | 0.17795 | 17.7949 | 7.4375 | 0 | 2014-06-20 19:00 | 3963.3333 | 3.9633
|  | 2014-06-21 02:45:05 | 23.3708 | 0.9935 | 3.974 | 7.1957 | 7.1957 | 0.064 | 0.064 | 0.72733 | 0.72733 | 0 | 0 | 3.9605 | 3.9605 | -7.4493 | -3.7247 | 3.6232 | 0 | 0 |  |  | 4.0535 |  | 0.17004 | 17.0041 | 7.2463 | 0 | 2014-06-20 19:30 | 3960.5 | 3.9605
|  | 2014-06-21 03:15:02 | 22.8807 | 1.0045 | 4.018 | 7.1252 | 7.1252 | 0.064 | 0.064 | 0.72783 | 0.72783 | 0 | 0 | 3.8728 | 3.8728 | -7.0728 | -3.5364 | 3.7247 | 0 | 0 |  |  | 3.8171 |  | 0.17561 | 17.5607 | 7.4493 | 0 | 2014-06-20 20:00 | 3872.8333 | 3.8728
|  | 2014-06-21 03:45:02 | 22.324 | 1.0072 | 4.0287 | 7.1507 | 7.1507 | 0.064 | 0.064 | 0.609 | 0.609 | 0 | 0 | 3.8985 | 3.8985 | -6.5732 | -3.2866 | 3.5364 | 0 | 0 |  |  | 3.7064 |  | 0.18046 | 18.0463 | 7.0728 | 0 | 2014-06-20 20:30 | 3898.5 | 3.8985
|  | 2014-06-21 04:15:02 | 22.4008 | 1.0502 | 4.2007 | 7.1728 | 7.1728 | 0.064 | 0.064 | 0.6265 | 0.6265 | 0 | 0 | 3.9243 | 3.9243 | -6.4125 | -3.2063 | 3.2866 | 0 | 0 |  |  | 4.5367 |  | 0.18752 | 18.7523 | 6.5732 | 0 | 2014-06-20 21:00 | 3924.3333 | 3.9243
|  | 2014-06-21 04:45:02 | 22.3617 | 1.0025 | 4.01 | 7.1875 | 7.1875 | 0.065833 | 0.065833 | 0.733 | 0.733 | 0 | 0 | 4.0865 | 4.0865 | -6.2788 | -3.1394 | 3.2063 | 0 | 0 |  |  | 4.3709 |  | 0.17932 | 17.9325 | 6.4125 | 0 | 2014-06-20 21:30 | 4086.5 | 4.0865
|  | 2014-06-21 05:15:03 | 23.0892 | 0.97567 | 3.9027 | 7.1955 | 7.1955 | 0.08 | 0.08 | 0.70333 | 0.70333 | 0.3588 | 0.3588 | 4.3498 | 4.3498 | -6.499 | -3.2495 | 3.1394 | 0 | 0 |  |  | 3.5514 |  | 0.16903 | 16.9026 | 6.2788 | 0 | 2014-06-20 22:00 | 4349.8333 | 4.3498
|  | 2014-06-21 05:45:03 | 23.6298 | 1.0057 | 4.0227 | 7.274 | 7.274 | 0.093167 | 0.093167 | 0.5725 | 0.5725 | 0.3588 | 0.3588 | 4.7128 | 4.7128 | -6.5959 | -3.2979 | 3.2495 | 0 | 0 |  |  | 4.0629 |  | 0.17024 | 17.0237 | 6.499 | 0 | 2014-06-20 22:30 | 4712.8333 | 4.7128
|  | 2014-06-21 06:15:02 | 25.308 | 1.0005 | 4.002 | 7.3772 | 7.3772 | 0.125 | 0.125 | 0.67667 | 0.67667 | 1.1416 | 1.1416 | 5.2003 | 5.2003 | -6.7852 | -3.3926 | 3.2979 | 0 | 0 |  |  | 4.2021 |  | 0.15813 | 15.8132 | 6.5959 | 0 | 2014-06-20 23:00 | 5200.3333 | 5.2003
|  | 2014-06-21 06:45:03 | 27.0452 | 1.005 | 4.02 | 7.396 | 7.396 | 0.125 | 0.125 | 0.75317 | 0.75317 | 1.1416 | 1.1416 | 5.6848 | 5.6848 | -7.9246 | -3.9623 | 3.3926 | 0 | 0 |  |  | 3.7386 |  | 0.14864 | 14.864 | 6.7852 | 0 | 2014-06-20 23:30 | 5684.8333 | 5.6848
|  | 2014-06-21 07:15:02 | 28.8107 | 0.9755 | 3.902 | 7.3982 | 7.3982 | 0.135 | 0.135 | 0.753 | 0.753 | 1.8188 | 1.8188 | 6.1358 | 6.1358 | -8.6679 | -4.3339 | 3.9623 | 0 | 0 |  |  | 4.2922 |  | 0.13544 | 13.5436 | 7.9246 | 0 | 2014-06-21 | 6135.8333 | 6.1358
|  | 2014-06-21 07:45:02 | 30.0303 | 0.99967 | 3.9987 | 7.396 | 7.396 | 0.2025 | 0.2025 | 0.75133 | 0.75133 | 1.8188 | 1.8188 | 6.6717 | 6.6717 | -9.1914 | -4.5957 | 4.3339 | 0 | 0 |  |  | 3.7188 |  | 0.13315 | 13.3154 | 8.6679 | 0 | 2014-06-21 00:30 | 6671.6667 | 6.6717
|  | 2014-06-21 08:15:02 | 31.1285 | 0.98467 | 3.9387 | 7.402 | 7.402 | 0.30433 | 0.30433 | 0.75067 | 0.75067 | 2.8468 | 2.8468 | 7.1673 | 7.1673 | -8.7187 | -4.3593 | 4.5957 | 0 | 0 |  |  | 3.8599 |  | 0.12653 | 12.6529 | 9.1914 | 0 | 2014-06-21 01:00 | 7167.3333 | 7.1673
|  | 2014-06-21 08:45:02 | 31.4523 | 0.99467 | 3.9787 | 7.3997 | 7.3997 | 0.3025 | 0.3025 | 0.743 | 0.743 | 2.8468 | 2.8468 | 7.0318 | 7.0318 | -9.1499 | -4.5749 | 4.3593 | 0 | 0 |  |  | 4.098 |  | 0.1265 | 12.6498 | 8.7187 | 0 | 2014-06-21 01:30 | 7031.8333 | 7.0318
|  | 2014-06-21 09:15:01 | 31.5483 | 0.99733 | 3.9893 | 7.4047 | 7.4047 | 0.30267 | 0.30267 | 0.73533 | 0.73533 | 4.288 | 4.288 | 6.8923 | 6.8923 | -7.936 | -3.968 | 4.5749 | 0 | 0 |  |  | 3.6702 |  | 0.12645 | 12.6451 | 9.1499 | 0 | 2014-06-21 02:00 | 6892.3333 | 6.8923
|  | 2014-06-21 09:45:02 | 31.5555 | 1.092 | 4.368 | 7.412 | 7.412 | 0.30267 | 0.30267 | 0.73767 | 0.73767 | 4.288 | 4.288 | 6.9125 | 6.9125 | -7.5347 | -3.7673 | 3.968 | 0 | 0 |  |  | 4.368 |  | 0.13842 | 13.8423 | 7.936 | 0 | 2014-06-21 02:30 | 6912.5 | 6.9125
|  | 2014-06-21 10:15:01 | 31.5535 | 1.1047 | 4.4187 | 7.4167 | 7.4167 | 0.302 | 0.302 | 0.73767 | 0.73767 | 4.726 | 4.726 | 6.7055 | 6.7055 | -7.247 | -3.6235 | 3.7673 | 0 | 0 |  |  | 4.5954 |  | 0.14004 | 14.0037 | 7.5347 | 0 | 2014-06-21 03:00 | 6705.5 | 6.7055
|  | 2014-06-21 10:45:01 | 31.3545 | 1.1038 | 4.4153 | 7.4162 | 7.4162 | 0.28633 | 0.28633 | 0.738 | 0.738 | 4.726 | 4.726 | 6.6542 | 6.6542 | -7.1185 | -3.5592 | 3.6235 | 0 | 0 |  |  | 4.6361 |  | 0.14082 | 14.082 | 7.247 | 0 | 2014-06-21 03:30 | 6654.1667 | 6.6542
|  | 2014-06-21 11:15:02 | 31.0595 | 1.0735 | 4.294 | 7.4152 | 7.4152 | 0.28317 | 0.28317 | 0.73817 | 0.73817 | 5.7136 | 5.7136 | 6.4918 | 6.4918 | -6.1236 | -3.0618 | 3.5592 | 0 | 0 |  |  | 3.8646 |  | 0.13825 | 13.8251 | 7.1185 | 0 | 2014-06-21 04:00 | 6491.8333 | 6.4918
|  | 2014-06-21 11:45:03 | 30.6763 | 1.0635 | 4.254 | 7.4203 | 7.4203 | 0.25483 | 0.25483 | 0.73933 | 0.73933 | 5.7136 | 5.7136 | 6.331 | 6.331 | -5.9632 | -2.9816 | 3.0618 | 0 | 0 |  |  | 4.2965 |  | 0.13867 | 13.8674 | 6.1236 | 0 | 2014-06-21 04:30 | 6331 | 6.331
|  | 2014-06-21 12:15:03 | 30.2108 | 1.1353 | 4.5413 | 7.4183 | 7.4183 | 0.184 | 0.184 | 0.73833 | 0.73833 | 5.7316 | 5.7316 | 6.0277 | 6.0277 | -5.5696 | -2.7848 | 2.9816 | 0 | 0 |  |  | 4.4051 |  | 0.15032 | 15.0321 | 5.9632 | 0 | 2014-06-21 05:00 | 6027.6667 | 6.0277
|  | 2014-06-21 12:45:03 | 29.6952 | 1.1313 | 4.5253 | 7.4148 | 7.4148 | 0.184 | 0.184 | 0.738 | 0.738 | 5.7316 | 5.7316 | 5.848 | 5.848 | -5.2534 | -2.6267 | 2.7848 | 0 | 0 |  |  | 4.6158 |  | 0.15239 | 15.2393 | 5.5696 | 0 | 2014-06-21 05:30 | 5848 | 5.848
|  | 2014-06-21 13:15:03 | 29.2735 | 1.116 | 4.464 | 7.4107 | 7.4107 | 0.184 | 0.184 | 0.7565 | 0.7565 | 6.2844 | 6.2844 | 5.7028 | 5.7028 | -4.4711 | -2.2355 | 2.6267 | 0 | 0 |  |  | 4.2854 |  | 0.15249 | 15.2493 | 5.2534 | 0 | 2014-06-21 06:00 | 5702.8333 | 5.7028
|  | 2014-06-21 13:45:03 | 29.0517 | 1.2002 | 4.8007 | 7.4153 | 7.4153 | 0.184 | 0.184 | 0.76583 | 0.76583 | 6.2844 | 6.2844 | 5.3705 | 5.3705 | -4.2309 | -2.1155 | 2.2355 | 0 | 0 |  |  | 4.8967 |  | 0.16525 | 16.5246 | 4.4711 | 0 | 2014-06-21 06:30 | 5370.5 | 5.3705
|  | 2014-06-21 14:15:02 | 28.9988 | 1.1698 | 4.6793 | 7.4072 | 7.4072 | 0.184 | 0.184 | 0.76883 | 0.76883 | 6.9872 | 6.9872 | 5.32 | 5.32 | -3.6523 | -1.8262 | 2.1155 | 0 | 0 |  |  | 4.2582 |  | 0.16136 | 16.1363 | 4.2309 | 0 | 2014-06-21 07:00 | 5320 | 5.32
|  | 2014-06-21 14:45:03 | 29.0827 | 1.1323 | 4.5293 | 7.3993 | 7.3993 | 0.18717 | 0.18717 | 0.76983 | 0.76983 | 6.9872 | 6.9872 | 5.4042 | 5.4042 | -3.8056 | -1.9028 | 1.8262 | 0 | 0 |  |  | 4.3935 |  | 0.15574 | 15.574 | 3.6523 | 0 | 2014-06-21 07:30 | 5404.1667 | 5.4042
|  | 2014-06-21 15:15:02 | 29.4527 | 1.0418 | 4.1673 | 7.2997 | 7.2997 | 0.208 | 0.208 | 0.7715 | 0.7715 | 4.9096 | 4.9096 | 5.472 | 5.472 | -6.6246 | -3.3123 | 1.9028 | 0 | 0 |  |  | 3.8756 |  | 0.14149 | 14.1493 | 3.8056 | 0 | 2014-06-21 08:00 | 5472 | 5.472
|  | 2014-06-21 15:45:02 | 30.1657 | 1.0738 | 4.2953 | 7.2152 | 7.2152 | 0.23933 | 0.23933 | 0.77317 | 0.77317 | 4.9096 | 4.9096 | 6.0427 | 6.0427 | -6.6904 | -3.3452 | 3.3123 | 0 | 0 |  |  | 4.3812 |  | 0.14239 | 14.2391 | 6.6246 | 0 | 2014-06-21 08:30 | 6042.6667 | 6.0427
|  | 2014-06-21 16:15:02 | 30.7068 | 1.1367 | 4.5467 | 7.1972 | 7.1972 | 0.253 | 0.253 | 0.77167 | 0.77167 | 4.1764 | 4.1764 | 6.3613 | 6.3613 | -7.4006 | -3.7003 | 3.3452 | 0 | 0 |  |  | 4.4103 |  | 0.14807 | 14.8067 | 6.6904 | 0 | 2014-06-21 09:00 | 6361.3333 | 6.3613
|  | 2014-06-21 16:45:02 | 31.0443 | 1.127 | 4.508 | 7.1957 | 7.1957 | 0.25767 | 0.25767 | 0.775 | 0.775 | 4.1764 | 4.1764 | 6.435 | 6.435 | -7.6966 | -3.8483 | 3.7003 | 0 | 0 |  |  | 4.9137 |  | 0.14521 | 14.5212 | 7.4006 | 0 | 2014-06-21 09:30 | 6435 | 6.435
|  | 2014-06-21 17:15:01 | 30.8613 | 1.1012 | 4.4047 | 7.2103 | 7.2103 | 0.26917 | 0.26917 | 0.77667 | 0.77667 | 3.8936 | 3.8936 | 6.4653 | 6.4653 | -7.8416 | -3.9208 | 3.8483 | 0 | 0 |  |  | 4.6249 |  | 0.14272 | 14.2724 | 7.6966 | 0 | 2014-06-21 10:00 | 6465.3333 | 6.4653
|  | 2014-06-21 17:45:02 | 30.7377 | 1.1965 | 4.786 | 7.2313 | 7.2313 | 0.26633 | 0.26633 | 0.77967 | 0.77967 | 3.8936 | 3.8936 | 6.3778 | 6.3778 | -7.4029 | -3.7014 | 3.9208 | 0 | 0 |  |  | 4.4988 |  | 0.1557 | 15.5705 | 7.8416 | 0 | 2014-06-21 10:30 | 6377.8333 | 6.3778
|  | 2014-06-21 18:15:02 | 30.5085 | 1.1615 | 4.646 | 7.3135 | 7.3135 | 0.24667 | 0.24667 | 0.779 | 0.779 | 2.474 | 2.474 | 6.3447 | 6.3447 | -8.7047 | -4.3523 | 3.7014 | 0 | 0 |  |  | 4.5995 |  | 0.15229 | 15.2285 | 7.4029 | 0 | 2014-06-21 11:00 | 6344.6667 | 6.3447
|  | 2014-06-21 18:45:01 | 30.1147 | 1.091 | 4.364 | 7.4133 | 7.4133 | 0.236 | 0.236 | 0.7785 | 0.7785 | 2.474 | 2.474 | 6.4843 | 6.4843 | -8.3645 | -4.1822 | 4.3523 | 0 | 0 |  |  | 3.9712 |  | 0.14491 | 14.4913 | 8.7047 | 0 | 2014-06-21 11:30 | 6484.3333 | 6.4843
|  | 2014-06-21 19:15:01 | 29.7055 | 0.9515 | 3.806 | 7.4365 | 7.4365 | 0.2195 | 0.2195 | 0.778 | 0.778 | 0.9688 | 0.9688 | 6.615 | 6.615 | -9.8817 | -4.9409 | 4.1822 | 0 | 0 |  |  | 3.806 |  | 0.12812 | 12.8124 | 8.3645 | 0 | 2014-06-21 12:00 | 6615 | 6.615
|  | 2014-06-21 19:45:02 | 29.417 | 0.859 | 3.436 | 7.4345 | 7.4345 | 0.14783 | 0.14783 | 0.7795 | 0.7795 | 0.9688 | 0.9688 | 6.3698 | 6.3698 | -10.2805 | -5.1403 | 4.9409 | 0 | 0 |  |  | 3.2986 |  | 0.1168 | 11.6803 | 9.8817 | 0 | 2014-06-21 12:30 | 6369.8333 | 6.3698
|  | 2014-06-21 20:15:02 | 29.1763 | 0.82017 | 3.2807 | 7.4407 | 7.4407 | 0.108 | 0.108 | 0.784 | 0.784 | 0.1648 | 0.1648 | 6.1903 | 6.1903 | -11.2079 | -5.6039 | 5.1403 | 0 | 0 |  |  | 3.6087 |  | 0.11244 | 11.2443 | 10.2805 | 0 | 2014-06-21 13:00 | 6190.3333 | 6.1903
|  | 2014-06-21 20:45:03 | 29.3712 | 0.799 | 3.196 | 7.4433 | 7.4433 | 0.108 | 0.108 | 0.78667 | 0.78667 | 0.1648 | 0.1648 | 6.2175 | 6.2175 | -11.4549 | -5.7274 | 5.6039 | 0 | 0 |  |  | 2.9723 |  | 0.10881 | 10.8814 | 11.2079 | 0 | 2014-06-21 13:30 | 6217.5 | 6.2175
|  | 2014-06-21 21:15:03 | 29.4095 | 0.745 | 2.98 | 7.444 | 7.444 | 0.108 | 0.108 | 0.78933 | 0.78933 | 0.012 | 0.012 | 6.1997 | 6.1997 | -11.8765 | -5.9382 | 5.7274 | 0 | 0 |  |  | 3.0694 |  | 0.10133 | 10.1328 | 11.4549 | 0 | 2014-06-21 14:00 | 6199.6667 | 6.1997
|  | 2014-06-21 21:45:02 | 28.3645 | 0.73333 | 2.9333 | 7.4663 | 7.4663 | 0.10833 | 0.10833 | 0.78967 | 0.78967 | 0.012 | 0.012 | 5.768 | 5.768 | -11.2868 | -5.6434 | 5.9382 | 0 | 0 |  |  | 2.992 |  | 0.10342 | 10.3416 | 11.8765 | 0 | 2014-06-21 14:30 | 5768 | 5.768
|  | 2014-06-21 22:15:02 | 26.7672 | 0.7115 | 2.846 | 7.4887 | 7.4887 | 0.10567 | 0.10567 | 0.789 | 0.789 | 0 | 0 | 5.1895 | 5.1895 | -10.3483 | -5.1742 | 5.6434 | 0 | 0 |  |  | 2.6183 |  | 0.10632 | 10.6324 | 11.2868 | 0 | 2014-06-21 15:00 | 5189.5 | 5.1895
|  | 2014-06-21 22:45:01 | 25.5228 | 0.6705 | 2.682 | 7.5043 | 7.5043 | 0.093 | 0.093 | 0.7895 | 0.7895 | 0 | 0 | 4.8273 | 4.8273 | -9.6267 | -4.8133 | 5.1742 | 0 | 0 |  |  | 2.7893 |  | 0.10508 | 10.5082 | 10.3483 | 0 | 2014-06-21 15:30 | 4827.3333 | 4.8273
|  | 2014-06-21 23:15:03 | 24.9228 | 0.60817 | 2.4327 | 7.5205 | 7.5205 | 0.093 | 0.093 | 0.78967 | 0.78967 | 0 | 0 | 4.6605 | 4.6605 | -9.4265 | -4.7132 | 4.8133 | 0 | 0 |  |  | 2.5786 |  | 0.097608 | 9.7608 | 9.6267 | 0 | 2014-06-21 16:00 | 4660.5 | 4.6605
|  | 2014-06-21 23:45:02 | 24.5055 | 0.56317 | 2.2527 | 7.5308 | 7.5308 | 0.086167 | 0.086167 | 0.78967 | 0.78967 | 0 | 0 | 4.5802 | 4.5802 | -9.266 | -4.633 | 4.7132 | 0 | 0 |  |  | 2.2977 |  | 0.091925 | 9.1925 | 9.4265 | 0 | 2014-06-21 16:30 | 4580.1667 | 4.5802
|  | 2014-06-22 00:15:01 | 24.028 | 0.54567 | 2.1827 | 7.5358 | 7.5358 | 0.065 | 0.065 | 0.784 | 0.784 | 0 | 0 | 4.3507 | 4.3507 | -9.1098 | -4.5549 | 4.633 | 0 | 0 |  |  | 2.0954 |  | 0.090838 | 9.0838 | 9.266 | 0 | 2014-06-21 17:00 | 4350.6667 | 4.3507
|  | 2014-06-22 00:45:03 | 23.6235 | 0.48733 | 1.9493 | 7.554 | 7.554 | 0.065 | 0.065 | 0.78133 | 0.78133 | 0 | 0 | 4.2053 | 4.2053 | -9.0685 | -4.5342 | 4.5549 | 0 | 0 |  |  | 2.0078 |  | 0.082517 | 8.2517 | 9.1098 | 0 | 2014-06-21 17:30 | 4205.3333 | 4.2053
|  | 2014-06-22 01:15:02 | 23.0033 | 0.431 | 1.724 | 7.5692 | 7.5692 | 0.064333 | 0.064333 | 0.78817 | 0.78817 | 0 | 0 | 4.2658 | 4.2658 | -8.5918 | -4.2959 | 4.5342 | 0 | 0 |  |  | 1.8619 |  | 0.074946 | 7.4946 | 9.0685 | 0 | 2014-06-21 18:00 | 4265.8333 | 4.2658
|  | 2014-06-22 01:45:01 | 22.821 | 0.36267 | 1.4507 | 7.585 | 7.585 | 0.064 | 0.064 | 0.787 | 0.787 | 0 | 0 | 4.2398 | 4.2398 | -8.6945 | -4.3472 | 4.2959 | 0 | 0 |  |  | 1.3926 |  | 0.063567 | 6.3567 | 8.5918 | 0 | 2014-06-21 18:30 | 4239.8333 | 4.2398
|  | 2014-06-22 02:15:02 | 22.5822 | 0.30833 | 1.2333 | 7.4843 | 7.4843 | 0.064 | 0.064 | 0.70117 | 0.70117 | 0 | 0 | 4.35 | 4.35 | -8.7493 | -4.3747 | 4.3472 | 0 | 0 |  |  | 1.2333 |  | 0.054615 | 5.4615 | 8.6945 | 0 | 2014-06-21 19:00 | 4350 | 4.35
|  | 2014-06-22 02:45:03 | 22.4498 | 0.30067 | 1.2027 | 7.4318 | 7.4318 | 0.064 | 0.064 | 0.75367 | 0.75367 | 0 | 0 | 4.3275 | 4.3275 | -8.6702 | -4.3351 | 4.3747 | 0 | 0 |  |  | 1.2147 |  | 0.053571 | 5.3571 | 8.7493 | 0 | 2014-06-21 19:30 | 4327.5 | 4.3275
|  | 2014-06-22 03:15:01 | 22.0682 | 0.29117 | 1.1647 | 7.4353 | 7.4353 | 0.064 | 0.064 | 0.75483 | 0.75483 | 0 | 0 | 4.276 | 4.276 | -8.3733 | -4.1867 | 4.3351 | 0 | 0 |  |  | 1.2345 |  | 0.052776 | 5.2776 | 8.6702 | 0 | 2014-06-21 20:00 | 4276 | 4.276
|  | 2014-06-22 03:45:02 | 21.5042 | 0.28517 | 1.1407 | 7.4518 | 7.4518 | 0.064 | 0.064 | 0.6555 | 0.6555 | 0 | 0 | 4.1333 | 4.1333 | -8.0588 | -4.0294 | 4.1867 | 0 | 0 |  |  | 1.1635 |  | 0.053044 | 5.3044 | 8.3733 | 0 | 2014-06-21 20:30 | 4133.3333 | 4.1333
|  | 2014-06-22 04:15:04 | 21.4183 | 0.27717 | 1.1087 | 7.4652 | 7.4652 | 0.064 | 0.064 | 0.706 | 0.706 | 0 | 0 | 4.083 | 4.083 | -7.9915 | -3.9958 | 4.0294 | 0 | 0 |  |  | 1.2195 |  | 0.051763 | 5.1763 | 8.0588 | 0 | 2014-06-21 21:00 | 4083 | 4.083
|  | 2014-06-22 04:45:03 | 21.6887 | 0.251 | 1.004 | 7.49 | 7.49 | 0.065 | 0.065 | 0.7675 | 0.7675 | 0 | 0 | 4.174 | 4.174 | -8.1882 | -4.0941 | 3.9958 | 0 | 0 |  |  | 1.0642 |  | 0.046291 | 4.6291 | 7.9915 | 0 | 2014-06-21 21:30 | 4174 | 4.174
|  | 2014-06-22 05:15:02 | 22.3248 | 0.23433 | 0.93733 | 7.559 | 7.559 | 0.065 | 0.065 | 0.79117 | 0.79117 | 0.222 | 0.222 | 4.1478 | 4.1478 | -8.6025 | -4.3013 | 4.0941 | 0 | 0 |  |  | 0.97483 |  | 0.041986 | 4.1986 | 8.1882 | 0 | 2014-06-21 22:00 | 4147.8333 | 4.1478
|  | 2014-06-22 05:45:02 | 22.714 | 0.20467 | 0.81867 | 7.672 | 7.672 | 0.081833 | 0.081833 | 0.76683 | 0.76683 | 0.222 | 0.222 | 4.2635 | 4.2635 | -8.8892 | -4.4446 | 4.3013 | 0 | 0 |  |  | 0.79411 |  | 0.036042 | 3.6042 | 8.6025 | 0 | 2014-06-21 22:30 | 4263.5 | 4.2635
|  | 2014-06-22 06:15:03 | 22.9832 | 0.20233 | 0.80933 | 7.7122 | 7.7122 | 0.126 | 0.126 | 0.71167 | 0.71167 | 0.8896 | 0.8896 | 4.551 | 4.551 | -8.1834 | -4.0917 | 4.4446 | 0 | 0 |  |  | 0.80124 |  | 0.035214 | 3.5214 | 8.8892 | 0 | 2014-06-21 23:00 | 4551 | 4.551
|  | 2014-06-22 06:45:02 | 23.9527 | 0.20533 | 0.82133 | 7.717 | 7.717 | 0.126 | 0.126 | 0.786 | 0.786 | 0.8896 | 0.8896 | 5.3002 | 5.3002 | -8.3126 | -4.1563 | 4.0917 | 0 | 0 |  |  | 0.8624 |  | 0.03429 | 3.429 | 8.1834 | 0 | 2014-06-21 23:30 | 5300.1667 | 5.3002
|  | 2014-06-22 07:15:03 | 25.4227 | 0.20217 | 0.80867 | 7.7178 | 7.7178 | 0.126 | 0.126 | 0.78817 | 0.78817 | 1.5936 | 1.5936 | 5.4438 | 5.4438 | -8.9446 | -4.4723 | 4.1563 | 0 | 0 |  |  | 0.76015 |  | 0.031809 | 3.1809 | 8.3126 | 0 | 2014-06-22 | 5443.8333 | 5.4438
|  | 2014-06-22 07:45:04 | 26.6632 | 0.191 | 0.764 | 7.7142 | 7.7142 | 0.169 | 0.169 | 0.78917 | 0.78917 | 1.5936 | 1.5936 | 5.5177 | 5.5177 | -10.1156 | -5.0578 | 4.4723 | 0 | 0 |  |  | 0.77928 |  | 0.028654 | 2.8654 | 8.9446 | 0 | 2014-06-22 00:30 | 5517.6667 | 5.5177
|  | 2014-06-22 08:15:01 | 28.1575 | 0.20567 | 0.82267 | 7.7268 | 7.7268 | 0.28917 | 0.28917 | 0.79033 | 0.79033 | 2.2324 | 2.2324 | 5.6992 | 5.6992 | -10.5969 | -5.2985 | 5.0578 | 0 | 0 |  |  | 0.79799 |  | 0.029217 | 2.9217 | 10.1156 | 0 | 2014-06-22 01:00 | 5699.1667 | 5.6992
|  | 2014-06-22 08:45:03 | 29.1887 | 0.20017 | 0.80067 | 7.716 | 7.716 | 0.291 | 0.291 | 0.79083 | 0.79083 | 2.2324 | 2.2324 | 5.9845 | 5.9845 | -11.3733 | -5.6866 | 5.2985 | 0 | 0 |  |  | 0.8407 |  | 0.027431 | 2.7431 | 10.5969 | 0 | 2014-06-22 01:30 | 5984.5 | 5.9845
|  | 2014-06-22 09:15:01 | 29.96 | 0.20933 | 0.83733 | 7.6817 | 7.6817 | 0.301 | 0.301 | 0.79067 | 0.79067 | 3.3576 | 3.3576 | 6.3158 | 6.3158 | -10.6759 | -5.3379 | 5.6866 | 0 | 0 |  |  | 0.90432 |  | 0.027948 | 2.7948 | 11.3733 | 0 | 2014-06-22 02:00 | 6315.8333 | 6.3158
|  | 2014-06-22 09:45:02 | 30.2537 | 0.21367 | 0.85467 | 7.6067 | 7.6067 | 0.30067 | 0.30067 | 0.79033 | 0.79033 | 3.3576 | 3.3576 | 6.5918 | 6.5918 | -10.7519 | -5.3759 | 5.3379 | 0 | 0 |  |  | 0.88885 |  | 0.02825 | 2.825 | 10.6759 | 0 | 2014-06-22 02:30 | 6591.8333 | 6.5918
|  | 2014-06-22 10:15:03 | 30.4803 | 0.21017 | 0.84067 | 7.6117 | 7.6117 | 0.30383 | 0.30383 | 0.79 | 0.79 | 3.6952 | 3.6952 | 6.7613 | 6.7613 | -10.4776 | -5.2388 | 5.3759 | 0 | 0 |  |  | 0.90792 |  | 0.027581 | 2.7581 | 10.7519 | 0 | 2014-06-22 03:00 | 6761.3333 | 6.7613
|  | 2014-06-22 10:45:02 | 30.516 | 0.198 | 0.792 | 7.616 | 7.616 | 0.31117 | 0.31117 | 0.7895 | 0.7895 | 3.6952 | 3.6952 | 6.8307 | 6.8307 | -10.4815 | -5.2407 | 5.2388 | 0 | 0 |  |  | 0.77616 |  | 0.025954 | 2.5954 | 10.4776 | 0 | 2014-06-22 03:30 | 6830.6667 | 6.8307
|  | 2014-06-22 11:15:03 | 30.615 | 0.2135 | 0.854 | 7.6165 | 7.6165 | 0.29567 | 0.29567 | 0.78667 | 0.78667 | 4.4108 | 4.4108 | 6.852 | 6.852 | -9.7994 | -4.8997 | 5.2407 | 0 | 0 |  |  | 0.80276 |  | 0.027895 | 2.7895 | 10.4815 | 0 | 2014-06-22 04:00 | 6852 | 6.852
|  | 2014-06-22 11:45:03 | 30.4938 | 0.245 | 0.98 | 7.6132 | 7.6132 | 0.24283 | 0.24283 | 0.787 | 0.787 | 4.4108 | 4.4108 | 6.7827 | 6.7827 | -9.6774 | -4.8387 | 4.8997 | 0 | 0 |  |  | 0.98 |  | 0.032138 | 3.2138 | 9.7994 | 0 | 2014-06-22 04:30 | 6782.6667 | 6.7827
|  | 2014-06-22 12:15:02 | 30.064 | 0.26683 | 1.0673 | 7.6167 | 7.6167 | 0.11517 | 0.11517 | 0.78717 | 0.78717 | 4.2796 | 4.2796 | 6.4957 | 6.4957 | -9.7024 | -4.8512 | 4.8387 | 0 | 0 |  |  | 1.0673 |  | 0.035502 | 3.5502 | 9.6774 | 0 | 2014-06-22 05:00 | 6495.6667 | 6.4957
|  | 2014-06-22 12:45:01 | 29.7673 | 0.27867 | 1.1147 | 7.6103 | 7.6103 | 0.1165 | 0.1165 | 0.787 | 0.787 | 4.2796 | 4.2796 | 6.246 | 6.246 | -9.6132 | -4.8066 | 4.8512 | 0 | 0 |  |  | 1.1927 |  | 0.037446 | 3.7446 | 9.7024 | 0 | 2014-06-22 05:30 | 6246 | 6.246
|  | 2014-06-22 13:15:02 | 29.62 | 0.33633 | 1.3453 | 7.6372 | 7.6372 | 0.11833 | 0.11833 | 0.78683 | 0.78683 | 4.3512 | 4.3512 | 6.0598 | 6.0598 | -9.3213 | -4.6607 | 4.8066 | 0 | 0 |  |  | 1.4664 |  | 0.04542 | 4.542 | 9.6132 | 0 | 2014-06-22 06:00 | 6059.8333 | 6.0598
|  | 2014-06-22 13:45:01 | 29.4272 | 0.35783 | 1.4313 | 7.7287 | 7.7287 | 0.11267 | 0.11267 | 0.78183 | 0.78183 | 4.3512 | 4.3512 | 5.8447 | 5.8447 | -9.1768 | -4.5884 | 4.6607 | 0 | 0 |  |  | 1.5029 |  | 0.04864 | 4.864 | 9.3213 | 0 | 2014-06-22 06:30 | 5844.6667 | 5.8447
|  | 2014-06-22 14:15:01 | 29.2818 | 0.39833 | 1.5933 | 7.7362 | 7.7362 | 0.103 | 0.103 | 0.78217 | 0.78217 | 4.3076 | 4.3076 | 5.8257 | 5.8257 | -8.9339 | -4.467 | 4.5884 | 0 | 0 |  |  | 1.6571 |  | 0.054414 | 5.4414 | 9.1768 | 0 | 2014-06-22 07:00 | 5825.6667 | 5.8257
|  | 2014-06-22 14:45:03 | 29.4302 | 0.47133 | 1.8853 | 7.7315 | 7.7315 | 0.10233 | 0.10233 | 0.78517 | 0.78517 | 4.3076 | 4.3076 | 5.9522 | 5.9522 | -8.6661 | -4.333 | 4.467 | 0 | 0 |  |  | 1.7722 |  | 0.064061 | 6.4061 | 8.9339 | 0 | 2014-06-22 07:30 | 5952.1667 | 5.9522
|  | 2014-06-22 15:15:02 | 29.8208 | 0.4715 | 1.886 | 7.6388 | 7.6388 | 0.11367 | 0.11367 | 0.78483 | 0.78483 | 4.2724 | 4.2724 | 6.4295 | 6.4295 | -8.6956 | -4.3478 | 4.333 | 0 | 0 |  |  | 1.8106 |  | 0.063244 | 6.3244 | 8.6661 | 0 | 2014-06-22 08:00 | 6429.5 | 6.4295
|  | 2014-06-22 15:45:01 | 30.3545 | 0.5085 | 2.034 | 7.5752 | 7.5752 | 0.17183 | 0.17183 | 0.7825 | 0.7825 | 4.2724 | 4.2724 | 6.5673 | 6.5673 | -8.9513 | -4.4756 | 4.3478 | 0 | 0 |  |  | 1.8713 |  | 0.067008 | 6.7008 | 8.6956 | 0 | 2014-06-22 08:30 | 6567.3333 | 6.5673
|  | 2014-06-22 16:15:03 | 30.7363 | 0.51517 | 2.0607 | 7.5337 | 7.5337 | 0.243 | 0.243 | 0.78433 | 0.78433 | 2.8192 | 2.8192 | 6.7067 | 6.7067 | -10.5888 | -5.2944 | 4.4756 | 0 | 0 |  |  | 1.8752 |  | 0.067043 | 6.7043 | 8.9513 | 0 | 2014-06-22 09:00 | 6706.6667 | 6.7067
|  | 2014-06-22 16:45:02 | 30.9972 | 0.542 | 2.168 | 7.5425 | 7.5425 | 0.317 | 0.317 | 0.69 | 0.69 | 2.8192 | 2.8192 | 6.9075 | 6.9075 | -10.553 | -5.2765 | 5.2944 | 0 | 0 |  |  | 2.168 |  | 0.069942 | 6.9942 | 10.5888 | 0 | 2014-06-22 09:30 | 6907.5 | 6.9075
|  | 2014-06-22 17:15:02 | 31.0248 | 0.58933 | 2.3573 | 7.5548 | 7.5548 | 0.40533 | 0.40533 | 0.734 | 0.734 | 2.214 | 2.214 | 6.857 | 6.857 | -10.9023 | -5.4512 | 5.2765 | 0 | 0 |  |  | 2.4516 |  | 0.075982 | 7.5982 | 10.553 | 0 | 2014-06-22 10:00 | 6857 | 6.857
|  | 2014-06-22 17:45:01 | 30.9737 | 0.58467 | 2.3387 | 7.5567 | 7.5567 | 0.37983 | 0.37983 | 0.788 | 0.788 | 2.214 | 2.214 | 6.9135 | 6.9135 | -10.783 | -5.3915 | 5.4512 | 0 | 0 |  |  | 2.1516 |  | 0.075505 | 7.5505 | 10.9023 | 0 | 2014-06-22 10:30 | 6913.5 | 6.9135
|  | 2014-06-22 18:15:01 | 31.062 | 0.599 | 2.396 | 7.599 | 7.599 | 0.34233 | 0.34233 | 0.78833 | 0.78833 | 1.9272 | 1.9272 | 6.8467 | 6.8467 | -11.1625 | -5.5812 | 5.3915 | 0 | 0 |  |  | 2.5877 |  | 0.077136 | 7.7136 | 10.783 | 0 | 2014-06-22 11:00 | 6846.6667 | 6.8467
|  | 2014-06-22 18:45:02 | 30.9398 | 0.70433 | 2.8173 | 7.707 | 7.707 | 0.27667 | 0.27667 | 0.78767 | 0.78767 | 1.9272 | 1.9272 | 6.7703 | 6.7703 | -10.6536 | -5.3268 | 5.5812 | 0 | 0 |  |  | 2.6201 |  | 0.091058 | 9.1058 | 11.1625 | 0 | 2014-06-22 11:30 | 6770.3333 | 6.7703
|  | 2014-06-22 19:15:02 | 30.8615 | 0.73267 | 2.9307 | 7.7478 | 7.7478 | 0.242 | 0.242 | 0.788 | 0.788 | 0.854 | 0.854 | 6.6357 | 6.6357 | -11.6633 | -5.8317 | 5.3268 | 0 | 0 |  |  | 3.1358 |  | 0.094962 | 9.4962 | 10.6536 | 0 | 2014-06-22 12:00 | 6635.6667 | 6.6357
|  | 2014-06-22 19:45:02 | 30.59 | 0.71 | 2.84 | 7.7497 | 7.7497 | 0.23767 | 0.23767 | 0.78717 | 0.78717 | 0.854 | 0.854 | 6.6337 | 6.6337 | -11.4878 | -5.7439 | 5.8317 | 0 | 0 |  |  | 3.124 |  | 0.092841 | 9.2841 | 11.6633 | 0 | 2014-06-22 12:30 | 6633.6667 | 6.6337
|  | 2014-06-22 20:15:03 | 30.5552 | 0.70633 | 2.8253 | 7.7457 | 7.7457 | 0.21717 | 0.21717 | 0.7875 | 0.7875 | 0.1768 | 0.1768 | 6.6767 | 6.6767 | -12.126 | -6.063 | 5.7439 | 0 | 0 |  |  | 2.8253 |  | 0.092467 | 9.2467 | 11.4878 | 0 | 2014-06-22 13:00 | 6676.6667 | 6.6767
|  | 2014-06-22 20:45:02 | 30.6752 | 0.80217 | 3.2087 | 7.7492 | 7.7492 | 0.206 | 0.206 | 0.78717 | 0.78717 | 0.1768 | 0.1768 | 6.661 | 6.661 | -11.8864 | -5.9432 | 6.063 | 0 | 0 |  |  | 3.0482 |  | 0.1046 | 10.4601 | 12.126 | 0 | 2014-06-22 13:30 | 6661 | 6.661
|  | 2014-06-22 21:15:02 | 30.5418 | 0.801 | 3.204 | 7.7497 | 7.7497 | 0.206 | 0.206 | 0.78667 | 0.78667 | 0.032 | 0.032 | 6.5978 | 6.5978 | -11.9657 | -5.9828 | 5.9432 | 0 | 0 |  |  | 3.172 |  | 0.10491 | 10.4905 | 11.8864 | 0 | 2014-06-22 14:00 | 6597.8333 | 6.5978
|  | 2014-06-22 21:45:02 | 28.9647 | 0.78983 | 3.1593 | 7.7562 | 7.7562 | 0.1815 | 0.1815 | 0.78767 | 0.78767 | 0.032 | 0.032 | 5.9337 | 5.9337 | -11.1143 | -5.5572 | 5.9828 | 0 | 0 |  |  | 3.4753 |  | 0.10908 | 10.9075 | 11.9657 | 0 | 2014-06-22 14:30 | 5933.6667 | 5.9337
|  | 2014-06-22 22:15:02 | 27.146 | 0.7535 | 3.014 | 7.7562 | 7.7562 | 0.086 | 0.086 | 0.78717 | 0.78717 | 0 | 0 | 5.0088 | 5.0088 | -10.4938 | -5.2469 | 5.5572 | 0 | 0 |  |  | 3.225 |  | 0.11103 | 11.1029 | 11.1143 | 0 | 2014-06-22 15:00 | 5008.8333 | 5.0088
|  | 2014-06-22 22:45:05 | 25.7763 | 0.70333 | 2.8133 | 7.7568 | 7.7568 | 0.086 | 0.086 | 0.789 | 0.789 | 0 | 0 | 4.8138 | 4.8138 | -9.5173 | -4.7587 | 5.2469 | 0 | 0 |  |  | 2.7571 |  | 0.10914 | 10.9144 | 10.4938 | 0 | 2014-06-22 15:30 | 4813.8333 | 4.8138
|  | 2014-06-22 23:15:03 | 24.7862 | 0.661 | 2.644 | 7.7703 | 7.7703 | 0.086 | 0.086 | 0.78867 | 0.78867 | 0 | 0 | 4.5287 | 4.5287 | -8.9685 | -4.4842 | 4.7587 | 0 | 0 |  |  | 2.6704 |  | 0.10667 | 10.6672 | 9.5173 | 0 | 2014-06-22 16:00 | 4528.6667 | 4.5287
|  | 2014-06-22 23:45:02 | 24.3365 | 0.64033 | 2.5613 | 7.7667 | 7.7667 | 0.0805 | 0.0805 | 0.78867 | 0.78867 | 0 | 0 | 4.3023 | 4.3023 | -8.837 | -4.4185 | 4.4842 | 0 | 0 |  |  | 2.382 |  | 0.10525 | 10.5247 | 8.9685 | 0 | 2014-06-22 16:30 | 4302.3333 | 4.3023
|  | 2014-06-23 00:15:02 | 24.219 | 0.62383 | 2.4953 | 7.767 | 7.767 | 0.068 | 0.068 | 0.78867 | 0.78867 | 0 | 0 | 4.1585 | 4.1585 | -8.9415 | -4.4707 | 4.4185 | 0 | 0 |  |  | 2.4953 |  | 0.10303 | 10.3032 | 8.837 | 0 | 2014-06-22 17:00 | 4158.5 | 4.1585
|  | 2014-06-23 00:45:02 | 24.0207 | 0.65617 | 2.6247 | 7.762 | 7.762 | 0.068 | 0.068 | 0.789 | 0.789 | 0 | 0 | 4.1337 | 4.1337 | -8.6433 | -4.3217 | 4.4707 | 0 | 0 |  |  | 2.5197 |  | 0.10927 | 10.9267 | 8.9415 | 0 | 2014-06-22 17:30 | 4133.6667 | 4.1337
|  | 2014-06-23 01:15:03 | 23.6565 | 0.60383 | 2.4153 | 7.7572 | 7.7572 | 0.068 | 0.068 | 0.78983 | 0.78983 | 0 | 0 | 4.2083 | 4.2083 | -8.4178 | -4.2089 | 4.3217 | 0 | 0 |  |  | 2.1738 |  | 0.1021 | 10.21 | 8.6433 | 0 | 2014-06-22 18:00 | 4208.3333 | 4.2083
|  | 2014-06-23 01:45:01 | 23.417 | 0.57467 | 2.2987 | 7.7593 | 7.7593 | 0.068 | 0.068 | 0.789 | 0.789 | 0 | 0 | 4.169 | 4.169 | -8.333 | -4.1665 | 4.2089 | 0 | 0 |  |  | 2.3906 |  | 0.098162 | 9.8162 | 8.4178 | 0 | 2014-06-22 18:30 | 4169 | 4.169
|  | 2014-06-23 02:15:04 | 23.3192 | 0.56733 | 2.2693 | 7.7652 | 7.7652 | 0.068 | 0.068 | 0.78917 | 0.78917 | 0 | 0 | 4.1578 | 4.1578 | -8.2697 | -4.1348 | 4.1665 | 0 | 0 |  |  | 2.1332 |  | 0.097316 | 9.7316 | 8.333 | 0 | 2014-06-22 19:00 | 4157.8333 | 4.1578
|  | 2014-06-23 02:45:04 | 23.1897 | 0.53383 | 2.1353 | 7.7563 | 7.7563 | 0.068 | 0.068 | 0.7895 | 0.7895 | 0 | 0 | 4.2338 | 4.2338 | -8.2067 | -4.1033 | 4.1348 | 0 | 0 |  |  | 1.9432 |  | 0.092081 | 9.2081 | 8.2697 | 0 | 2014-06-22 19:30 | 4233.8333 | 4.2338
|  | 2014-06-23 03:15:01 | 22.9608 | 0.53083 | 2.1233 | 7.6402 | 7.6402 | 0.068 | 0.068 | 0.7875 | 0.7875 | 0 | 0 | 4.3338 | 4.3338 | -8.008 | -4.004 | 4.1033 | 0 | 0 |  |  | 2.3357 |  | 0.092476 | 9.2476 | 8.2067 | 0 | 2014-06-22 20:00 | 4333.8333 | 4.3338
|  | 2014-06-23 03:45:02 | 22.764 | 0.48733 | 1.9493 | 7.5712 | 7.5712 | 0.0725 | 0.0725 | 0.76383 | 0.76383 | 0 | 0 | 4.4232 | 4.4232 | -7.984 | -3.992 | 4.004 | 0 | 0 |  |  | 1.9298 |  | 0.085632 | 8.5632 | 8.008 | 0 | 2014-06-22 20:30 | 4423.1667 | 4.4232
|  | 2014-06-23 04:15:01 | 22.7357 | 0.46767 | 1.8707 | 7.5563 | 7.5563 | 0.087 | 0.087 | 0.78633 | 0.78633 | 0 | 0 | 4.4552 | 4.4552 | -7.9802 | -3.9901 | 3.992 | 0 | 0 |  |  | 1.721 |  | 0.082279 | 8.2279 | 7.984 | 0 | 2014-06-22 21:00 | 4455.1667 | 4.4552
|  | 2014-06-23 04:45:02 | 23.3752 | 0.476 | 1.904 | 7.561 | 7.561 | 0.086833 | 0.086833 | 0.749 | 0.749 | 0 | 0 | 4.7227 | 4.7227 | -8.3517 | -4.1758 | 3.9901 | 0 | 0 |  |  | 2.0754 |  | 0.081454 | 8.1454 | 7.9802 | 0 | 2014-06-22 21:30 | 4722.6667 | 4.7227
|  | 2014-06-23 05:15:02 | 25.8868 | 0.52883 | 2.1153 | 7.56 | 7.56 | 0.0865 | 0.0865 | 0.85317 | 0.85317 | 0.2676 | 0.2676 | 5.5113 | 5.5113 | -9.4929 | -4.7465 | 4.1758 | 0 | 0 |  |  | 2.1788 |  | 0.081715 | 8.1715 | 8.3517 | 0 | 2014-06-22 22:00 | 5511.3333 | 5.5113
|  | 2014-06-23 05:45:02 | 28.8045 | 0.54817 | 2.1927 | 7.575 | 7.575 | 0.10217 | 0.10217 | 1.0055 | 1.0055 | 0.2676 | 0.2676 | 6.068 | 6.068 | -11.5936 | -5.7968 | 4.7465 | 0 | 0 |  |  | 2.0611 |  | 0.076122 | 7.6122 | 9.4929 | 0 | 2014-06-22 22:30 | 6068 | 6.068
|  | 2014-06-23 06:15:02 | 32.0245 | 0.59717 | 2.3887 | 7.6295 | 7.6295 | 0.13733 | 0.13733 | 1.0992 | 1.0992 | 0.874 | 0.874 | 6.2877 | 6.2877 | -13.6082 | -6.8041 | 5.7968 | 0 | 0 |  |  | 2.4126 |  | 0.074589 | 7.4589 | 11.5936 | 0 | 2014-06-22 23:00 | 6287.6667 | 6.2877
|  | 2014-06-23 06:45:01 | 34.1792 | 0.61 | 2.44 | 7.7223 | 7.7223 | 0.13783 | 0.13783 | 1.1062 | 1.1062 | 0.874 | 0.874 | 6.6243 | 6.6243 | -15.2745 | -7.6372 | 6.8041 | 0 | 0 |  |  | 2.2204 |  | 0.071389 | 7.1389 | 13.6082 | 0 | 2014-06-22 23:30 | 6624.3333 | 6.6243
|  | 2014-06-23 07:15:02 | 35.3773 | 0.495 | 1.98 | 7.7578 | 7.7578 | 0.085 | 0.085 | 1.0812 | 1.0812 | 1.5888 | 1.5888 | 7.2847 | 7.2847 | -15.5999 | -7.7999 | 7.6372 | 0 | 0 |  |  | 2.1186 |  | 0.055968 | 5.5968 | 15.2745 | 0 | 2014-06-23 | 7284.6667 | 7.2847
|  | 2014-06-23 07:45:01 | 36.2212 | 0.5475 | 2.19 | 7.7558 | 7.7558 | 0.16083 | 0.16083 | 1.1198 | 1.1198 | 1.5888 | 1.5888 | 7.3005 | 7.3005 | -16.1054 | -8.0527 | 7.7999 | 0 | 0 |  |  | 2.2776 |  | 0.060462 | 6.0462 | 15.5999 | 0 | 2014-06-23 00:30 | 7300.5 | 7.3005
|  | 2014-06-23 08:15:03 | 36.849 | 0.53767 | 2.1507 | 7.7605 | 7.7605 | 0.28633 | 0.28633 | 1.1445 | 1.1445 | 2.3292 | 2.3292 | 7.445 | 7.445 | -15.7328 | -7.8664 | 8.0527 | 0 | 0 |  |  | 1.9356 |  | 0.058364 | 5.8364 | 16.1054 | 0 | 2014-06-23 01:00 | 7445 | 7.445
|  | 2014-06-23 08:45:02 | 36.6125 | 0.43067 | 1.7227 | 7.7555 | 7.7555 | 0.203 | 0.203 | 1.1198 | 1.1198 | 2.3292 | 2.3292 | 7.341 | 7.341 | -16.1413 | -8.0707 | 7.8664 | 0 | 0 |  |  | 1.7743 |  | 0.047051 | 4.7051 | 15.7328 | 0 | 2014-06-23 01:30 | 7341 | 7.341
|  | 2014-06-23 09:15:02 | 36.8412 | 0.4535 | 1.814 | 7.7558 | 7.7558 | 0.3045 | 0.3045 | 1.1427 | 1.1427 | 2.8912 | 2.8912 | 7.3912 | 7.3912 | -15.5418 | -7.7709 | 8.0707 | 0 | 0 |  |  | 1.7233 |  | 0.049238 | 4.9238 | 16.1413 | 0 | 2014-06-23 02:00 | 7391.1667 | 7.3912
|  | 2014-06-23 09:45:03 | 36.981 | 0.42917 | 1.7167 | 7.7598 | 7.7598 | 0.30517 | 0.30517 | 1.1422 | 1.1422 | 2.8912 | 2.8912 | 7.4992 | 7.4992 | -15.6668 | -7.8334 | 7.7709 | 0 | 0 |  |  | 1.6137 |  | 0.04642 | 4.642 | 15.5418 | 0 | 2014-06-23 02:30 | 7499.1667 | 7.4992
|  | 2014-06-23 10:15:03 | 37.1442 | 0.48667 | 1.9467 | 7.753 | 7.753 | 0.305 | 0.305 | 1.1427 | 1.1427 | 4.3408 | 4.3408 | 7.6945 | 7.6945 | -13.9615 | -6.9808 | 7.8334 | 0 | 0 |  |  | 1.8688 |  | 0.052408 | 5.2408 | 15.6668 | 0 | 2014-06-23 03:00 | 7694.5 | 7.6945
|  | 2014-06-23 10:45:03 | 37.256 | 0.47067 | 1.8827 | 7.7523 | 7.7523 | 0.30433 | 0.30433 | 1.1442 | 1.1442 | 4.3408 | 4.3408 | 7.8595 | 7.8595 | -13.9722 | -6.9861 | 6.9808 | 0 | 0 |  |  | 1.8074 |  | 0.050533 | 5.0533 | 13.9615 | 0 | 2014-06-23 03:30 | 7859.5 | 7.8595
|  | 2014-06-23 11:15:03 | 37.3415 | 0.46283 | 1.8513 | 7.757 | 7.757 | 0.29367 | 0.29367 | 1.1428 | 1.1428 | 4.7824 | 4.7824 | 7.8922 | 7.8922 | -13.6221 | -6.8111 | 6.9861 | 0 | 0 |  |  | 1.7403 |  | 0.049578 | 4.9578 | 13.9722 | 0 | 2014-06-23 04:00 | 7892.1667 | 7.8922
|  | 2014-06-23 11:45:02 | 37.3077 | 0.52 | 2.08 | 7.7835 | 7.7835 | 0.26483 | 0.26483 | 1.1423 | 1.1423 | 4.7824 | 4.7824 | 8.155 | 8.155 | -13.0996 | -6.5498 | 6.8111 | 0 | 0 |  |  | 2.184 |  | 0.055753 | 5.5753 | 13.6221 | 0 | 2014-06-23 04:30 | 8155 | 8.155
|  | 2014-06-23 12:15:02 | 37.1633 | 0.49467 | 1.9787 | 7.781 | 7.781 | 0.11983 | 0.11983 | 1.1437 | 1.1437 | 4.5632 | 4.5632 | 8.1682 | 8.1682 | -13.4088 | -6.7044 | 6.5498 | 0 | 0 |  |  | 2.038 |  | 0.053242 | 5.3242 | 13.0996 | 0 | 2014-06-23 05:00 | 8168.1667 | 8.1682
|  | 2014-06-23 12:45:01 | 37.1167 | 0.56467 | 2.2587 | 7.7817 | 7.7817 | 0.12017 | 0.12017 | 1.1495 | 1.1495 | 4.5632 | 4.5632 | 8.1318 | 8.1318 | -13.1116 | -6.5558 | 6.7044 | 0 | 0 |  |  | 2.1457 |  | 0.060853 | 6.0853 | 13.4088 | 0 | 2014-06-23 05:30 | 8131.8333 | 8.1318
|  | 2014-06-23 13:15:01 | 37.1448 | 0.6625 | 2.65 | 7.7823 | 7.7823 | 0.12267 | 0.12267 | 1.1265 | 1.1265 | 4.7124 | 4.7124 | 8.1135 | 8.1135 | -12.6374 | -6.3187 | 6.5558 | 0 | 0 |  |  | 2.6765 |  | 0.071342 | 7.1342 | 13.1116 | 0 | 2014-06-23 06:00 | 8113.5 | 8.1135
|  | 2014-06-23 13:45:02 | 36.9153 | 0.70167 | 2.8067 | 7.7832 | 7.7832 | 0.122 | 0.122 | 1.0532 | 1.0532 | 4.7124 | 4.7124 | 7.9387 | 7.9387 | -12.4993 | -6.2496 | 6.3187 | 0 | 0 |  |  | 2.9751 |  | 0.07603 | 7.603 | 12.6374 | 0 | 2014-06-23 06:30 | 7938.6667 | 7.9387
|  | 2014-06-23 14:15:02 | 36.8593 | 0.67367 | 2.6947 | 7.779 | 7.779 | 0.116 | 0.116 | 1.0632 | 1.0632 | 4.6248 | 4.6248 | 7.7687 | 7.7687 | -12.813 | -6.4065 | 6.2496 | 0 | 0 |  |  | 2.533 |  | 0.073107 | 7.3107 | 12.4993 | 0 | 2014-06-23 07:00 | 7768.6667 | 7.7687
|  | 2014-06-23 14:45:03 | 37.3142 | 0.7245 | 2.898 | 7.7778 | 7.7778 | 0.11267 | 0.11267 | 1.093 | 1.093 | 4.6248 | 4.6248 | 8.1825 | 8.1825 | -12.6254 | -6.3127 | 6.4065 | 0 | 0 |  |  | 3.1878 |  | 0.077665 | 7.7665 | 12.813 | 0 | 2014-06-23 07:30 | 8182.5 | 8.1825
|  | 2014-06-23 15:15:03 | 37.744 | 0.761 | 3.044 | 7.7853 | 7.7853 | 0.111 | 0.111 | 1.0923 | 1.0923 | 4.678 | 4.678 | 8.3485 | 8.3485 | -12.6848 | -6.3424 | 6.3127 | 0 | 0 |  |  | 3.1353 |  | 0.080649 | 8.0649 | 12.6254 | 0 | 2014-06-23 08:00 | 8348.5 | 8.3485
|  | 2014-06-23 15:45:01 | 38.344 | 0.81983 | 3.2793 | 7.8183 | 7.8183 | 0.15133 | 0.15133 | 1.1343 | 1.1343 | 4.678 | 4.678 | 8.2323 | 8.2323 | -13.0503 | -6.5252 | 6.3424 | 0 | 0 |  |  | 3.4105 |  | 0.085524 | 8.5524 | 12.6848 | 0 | 2014-06-23 08:30 | 8232.3333 | 8.2323
|  | 2014-06-23 16:15:02 | 38.4822 | 0.88417 | 3.5367 | 7.8537 | 7.8537 | 0.235 | 0.235 | 1.124 | 1.124 | 3.2952 | 3.2952 | 8.1342 | 8.1342 | -14.3035 | -7.1517 | 6.5252 | 0 | 0 |  |  | 3.3952 |  | 0.091904 | 9.1904 | 13.0503 | 0 | 2014-06-23 09:00 | 8134.1667 | 8.1342
|  | 2014-06-23 16:45:04 | 38.0915 | 0.88717 | 3.5487 | 7.8515 | 7.8515 | 0.2305 | 0.2305 | 1.1198 | 1.1198 | 3.2952 | 3.2952 | 8.2133 | 8.2133 | -13.8325 | -6.9162 | 7.1517 | 0 | 0 |  |  | 3.6906 |  | 0.093162 | 9.3162 | 14.3035 | 0 | 2014-06-23 09:30 | 8213.3333 | 8.2133
|  | 2014-06-23 17:15:02 | 37.3508 | 0.83517 | 3.3407 | 7.852 | 7.852 | 0.23017 | 0.23017 | 1.116 | 1.116 | 2.4192 | 2.4192 | 8.0878 | 8.0878 | -14.305 | -7.1525 | 6.9162 | 0 | 0 |  |  | 3.4409 |  | 0.08944 | 8.944 | 13.8325 | 0 | 2014-06-23 10:00 | 8087.8333 | 8.0878
|  | 2014-06-23 17:45:02 | 36.9655 | 0.82833 | 3.3133 | 7.8483 | 7.8483 | 0.2335 | 0.2335 | 1.1197 | 1.1197 | 2.4192 | 2.4192 | 7.9775 | 7.9775 | -14.054 | -7.027 | 7.1525 | 0 | 0 |  |  | 3.0814 |  | 0.089633 | 8.9633 | 14.305 | 0 | 2014-06-23 10:30 | 7977.5 | 7.9775
|  | 2014-06-23 18:15:03 | 36.5098 | 0.79767 | 3.1907 | 7.8583 | 7.8583 | 0.2505 | 0.2505 | 1.132 | 1.132 | 1.7744 | 1.7744 | 7.7628 | 7.7628 | -14.5411 | -7.2706 | 7.027 | 0 | 0 |  |  | 3.414 |  | 0.087392 | 8.7392 | 14.054 | 0 | 2014-06-23 11:00 | 7762.8333 | 7.7628
|  | 2014-06-23 18:45:02 | 35.729 | 0.72517 | 2.9007 | 7.853 | 7.853 | 0.2515 | 0.2515 | 1.1088 | 1.1088 | 1.7744 | 1.7744 | 7.5462 | 7.5462 | -14.2944 | -7.1472 | 7.2706 | 0 | 0 |  |  | 2.7556 |  | 0.081185 | 8.1185 | 14.5411 | 0 | 2014-06-23 11:30 | 7546.1667 | 7.5462
|  | 2014-06-23 19:15:02 | 34.9553 | 0.72033 | 2.8813 | 7.8485 | 7.8485 | 0.25117 | 0.25117 | 1.1047 | 1.1047 | 0.7848 | 0.7848 | 7.0613 | 7.0613 | -15.0235 | -7.5118 | 7.1472 | 0 | 0 |  |  | 2.7373 |  | 0.082429 | 8.2429 | 14.2944 | 0 | 2014-06-23 12:00 | 7061.3333 | 7.0613
|  | 2014-06-23 19:45:03 | 34.4167 | 0.72833 | 2.9133 | 7.8452 | 7.8452 | 0.24967 | 0.24967 | 1.142 | 1.142 | 0.7848 | 0.7848 | 6.7935 | 6.7935 | -14.6882 | -7.3441 | 7.5118 | 0 | 0 |  |  | 2.7094 |  | 0.084649 | 8.4649 | 15.0235 | 0 | 2014-06-23 12:30 | 6793.5 | 6.7935
|  | 2014-06-23 20:15:02 | 33.8128 | 0.73867 | 2.9547 | 7.848 | 7.848 | 0.23417 | 0.23417 | 1.1453 | 1.1453 | 0.1744 | 0.1744 | 6.5317 | 6.5317 | -14.9246 | -7.4623 | 7.3441 | 0 | 0 |  |  | 3.0729 |  | 0.087383 | 8.7383 | 14.6882 | 0 | 2014-06-23 13:00 | 6531.6667 | 6.5317
|  | 2014-06-23 20:45:02 | 33.714 | 0.7615 | 3.046 | 7.8448 | 7.8448 | 0.2265 | 0.2265 | 1.1432 | 1.1432 | 0.1744 | 0.1744 | 6.2693 | 6.2693 | -15.0098 | -7.5049 | 7.4623 | 0 | 0 |  |  | 3.2592 |  | 0.090348 | 9.0348 | 14.9246 | 0 | 2014-06-23 13:30 | 6269.3333 | 6.2693
|  | 2014-06-23 21:15:02 | 33.1228 | 0.75867 | 3.0347 | 7.8415 | 7.8415 | 0.20117 | 0.20117 | 1.1408 | 1.1408 | 0.008 | 0.008 | 6.0233 | 6.0233 | -14.8733 | -7.4367 | 7.5049 | 0 | 0 |  |  | 3.2774 |  | 0.091619 | 9.1619 | 15.0098 | 0 | 2014-06-23 14:00 | 6023.3333 | 6.0233
|  | 2014-06-23 21:45:02 | 31.2285 | 0.73883 | 2.9553 | 7.8468 | 7.8468 | 0.18783 | 0.18783 | 1.1122 | 1.1122 | 0.008 | 0.008 | 5.443 | 5.443 | -13.6753 | -6.8377 | 7.4367 | 0 | 0 |  |  | 2.7485 |  | 0.094636 | 9.4636 | 14.8733 | 0 | 2014-06-23 14:30 | 5443 | 5.443
|  | 2014-06-23 22:15:01 | 29.2163 | 0.7275 | 2.91 | 7.8432 | 7.8432 | 0.11567 | 0.11567 | 1.1365 | 1.1365 | 0 | 0 | 4.4957 | 4.4957 | -12.7153 | -6.3577 | 6.8377 | 0 | 0 |  |  | 2.8809 |  | 0.099602 | 9.9602 | 13.6753 | 0 | 2014-06-23 15:00 | 4495.6667 | 4.4957
|  | 2014-06-23 22:45:01 | 27.3778 | 0.703 | 2.812 | 7.8397 | 7.8397 | 0.114 | 0.114 | 1.1137 | 1.1137 | 0 | 0 | 4.0563 | 4.0563 | -11.4422 | -5.7211 | 6.3577 | 0 | 0 |  |  | 2.8401 |  | 0.10271 | 10.2711 | 12.7153 | 0 | 2014-06-23 15:30 | 4056.3333 | 4.0563
|  | 2014-06-23 23:15:02 | 26.5777 | 0.70583 | 2.8233 | 7.8612 | 7.8612 | 0.114 | 0.114 | 1.1413 | 1.1413 | 0 | 0 | 3.9357 | 3.9357 | -10.7022 | -5.3511 | 5.7211 | 0 | 0 |  |  | 2.7104 |  | 0.10623 | 10.623 | 11.4422 | 0 | 2014-06-23 16:00 | 3935.6667 | 3.9357
|  | 2014-06-23 23:45:02 | 26.1657 | 0.6875 | 2.75 | 7.8708 | 7.8708 | 0.114 | 0.114 | 1.1452 | 1.1452 | 0 | 0 | 3.9098 | 3.9098 | -10.3758 | -5.1879 | 5.3511 | 0 | 0 |  |  | 2.6125 |  | 0.1051 | 10.51 | 10.7022 | 0 | 2014-06-23 16:30 | 3909.8333 | 3.9098
|  | 2014-06-24 00:16:04 | 26.177 | 0.685 | 2.74 | 7.873 | 7.873 | 0.114 | 0.114 | 1.147 | 1.147 | 0 | 0 | 3.916 | 3.916 | -10.387 | -5.1935 | 5.1879 | 0 | 0 |  |  | 2.9318 |  | 0.10467 | 10.4672 | 10.3758 | 0 | 2014-06-23 17:00 | 3916 | 3.916
|  | 2014-06-24 00:46:04 | 26.177 | 0.685 | 2.74 | 7.873 | 7.873 | 0.114 | 0.114 | 1.147 | 1.147 | 0 | 0 | 3.916 | 3.916 | -10.387 | -5.1935 | 5.1935 | 0 | 0 |  |  | 2.4934 |  | 0.10467 | 10.4672 | 10.387 | 0 | 2014-06-23 17:30 | 3916 | 3.916
|  | 2014-06-24 01:16:04 | 26.177 | 0.685 | 2.74 | 7.873 | 7.873 | 0.114 | 0.114 | 1.147 | 1.147 | 0 | 0 | 3.916 | 3.916 | -10.387 | -5.1935 | 5.1935 | 0 | 0 |  |  | 2.7948 |  | 0.10467 | 10.4672 | 10.387 | 0 | 2014-06-23 18:00 | 3916 | 3.916
|  | 2014-06-24 01:46:04 | 26.177 | 0.685 | 2.74 | 7.873 | 7.873 | 0.114 | 0.114 | 1.147 | 1.147 | 0 | 0 | 3.916 | 3.916 | -10.387 | -5.1935 | 5.1935 | 0 | 0 |  |  | 2.4934 |  | 0.10467 | 10.4672 | 10.387 | 0 | 2014-06-23 18:30 | 3916 | 3.916
|  | 2014-06-24 02:16:04 | 26.177 | 0.685 | 2.74 | 7.873 | 7.873 | 0.114 | 0.114 | 1.147 | 1.147 | 0 | 0 | 3.916 | 3.916 | -10.387 | -5.1935 | 5.1935 | 0 | 0 |  |  | 2.6578 |  | 0.10467 | 10.4672 | 10.387 | 0 | 2014-06-23 19:00 | 3916 | 3.916
|  | 2014-06-24 02:46:04 | 26.177 | 0.685 | 2.74 | 7.873 | 7.873 | 0.114 | 0.114 | 1.147 | 1.147 | 0 | 0 | 3.916 | 3.916 | -10.387 | -5.1935 | 5.1935 | 0 | 0 |  |  | 2.5208 |  | 0.10467 | 10.4672 | 10.387 | 0 | 2014-06-23 19:30 | 3916 | 3.916
|  | 2014-06-24 03:16:04 | 26.177 | 0.685 | 2.74 | 7.873 | 7.873 | 0.114 | 0.114 | 1.147 | 1.147 | 0 | 0 | 3.916 | 3.916 | -10.387 | -5.1935 | 5.1935 | 0 | 0 |  |  | 2.6852 |  | 0.10467 | 10.4672 | 10.387 | 0 | 2014-06-23 20:00 | 3916 | 3.916
|  | 2014-06-24 03:46:04 | 26.177 | 0.685 | 2.74 | 7.873 | 7.873 | 0.114 | 0.114 | 1.147 | 1.147 | 0 | 0 | 3.916 | 3.916 | -10.387 | -5.1935 | 5.1935 | 0 | 0 |  |  | 2.6852 |  | 0.10467 | 10.4672 | 10.387 | 0 | 2014-06-23 20:30 | 3916 | 3.916
|  | 2014-06-24 04:16:04 | 26.177 | 0.685 | 2.74 | 7.873 | 7.873 | 0.114 | 0.114 | 1.147 | 1.147 | 0 | 0 | 3.916 | 3.916 | -10.387 | -5.1935 | 5.1935 | 0 | 0 |  |  | 2.9044 |  | 0.10467 | 10.4672 | 10.387 | 0 | 2014-06-23 21:00 | 3916 | 3.916
|  | 2014-06-24 04:46:04 | 26.177 | 0.685 | 2.74 | 7.873 | 7.873 | 0.114 | 0.114 | 1.147 | 1.147 | 0 | 0 | 3.916 | 3.916 | -10.387 | -5.1935 | 5.1935 | 0 | 0 |  |  | 2.9866 |  | 0.10467 | 10.4672 | 10.387 | 0 | 2014-06-23 21:30 | 3916 | 3.916
|  | 2014-06-24 05:16:04 | 26.177 | 0.685 | 2.74 | 7.873 | 7.873 | 0.114 | 0.114 | 1.147 | 1.147 | 0.2196 | 0.2196 | 3.916 | 3.916 | -10.1674 | -5.0837 | 5.1935 | 0 | 0 |  |  | 2.466 |  | 0.10467 | 10.4672 | 10.387 | 0 | 2014-06-23 22:00 | 3916 | 3.916
|  | 2014-06-24 05:46:04 | 26.177 | 0.685 | 2.74 | 7.873 | 7.873 | 0.114 | 0.114 | 1.147 | 1.147 | 0.2196 | 0.2196 | 3.916 | 3.916 | -10.1674 | -5.0837 | 5.0837 | 0 | 0 |  |  | 2.7948 |  | 0.10467 | 10.4672 | 10.1674 | 0 | 2014-06-23 22:30 | 3916 | 3.916
|  | 2014-06-24 06:16:04 | 26.177 | 0.685 | 2.74 | 7.873 | 7.873 | 0.114 | 0.114 | 1.147 | 1.147 | 0.7704 | 0.7704 | 3.916 | 3.916 | -9.6166 | -4.8083 | 5.0837 | 0 | 0 |  |  | 2.9592 |  | 0.10467 | 10.4672 | 10.1674 | 0 | 2014-06-23 23:00 | 3916 | 3.916
|  | 2014-06-24 06:46:05 | 26.177 | 0.685 | 2.74 | 7.873 | 7.873 | 0.114 | 0.114 | 1.147 | 1.147 | 0.7704 | 0.7704 | 3.916 | 3.916 | -9.6166 | -4.8083 | 4.8083 | 0 | 0 |  |  | 2.4934 |  | 0.10467 | 10.4672 | 9.6166 | 0 | 2014-06-23 23:30 | 3916 | 3.916
|  | 2014-06-24 07:16:04 | 26.177 | 0.685 | 2.74 | 7.873 | 7.873 | 0.114 | 0.114 | 1.147 | 1.147 | 1.5624 | 1.5624 | 3.916 | 3.916 | -8.8246 | -4.4123 | 4.8083 | 0 | 0 |  |  | 2.6578 |  | 0.10467 | 10.4672 | 9.6166 | 0 | 2014-06-24 | 3916 | 3.916
|  | 2014-06-24 07:46:04 | 26.177 | 0.685 | 2.74 | 7.873 | 7.873 | 0.114 | 0.114 | 1.147 | 1.147 | 1.5624 | 1.5624 | 3.916 | 3.916 | -8.8246 | -4.4123 | 4.4123 | 0 | 0 |  |  | 2.6852 |  | 0.10467 | 10.4672 | 8.8246 | 0 | 2014-06-24 00:30 | 3916 | 3.916
|  | 2014-06-24 08:17:07 | 26.177 | 0.685 | 2.74 | 7.873 | 7.873 | 0.114 | 0.114 | 1.147 | 1.147 | 1.8968 | 1.8968 | 3.916 | 3.916 | -8.4902 | -4.2451 | 4.4123 | 0 | 0 |  |  | 2.8496 |  | 0.10467 | 10.4672 | 8.8246 | 0 | 2014-06-24 01:00 | 3916 | 3.916
|  | 2014-06-24 08:45:02 | 26.177 | 0.685 | 2.74 | 7.873 | 7.873 | 0.114 | 0.114 | 1.147 | 1.147 | 1.8968 | 1.8968 | 3.916 | 3.916 | -8.4902 | -4.2451 | 4.2451 | 0 | 0 |  |  | 2.6852 |  | 0.10467 | 10.4672 | 8.4902 | 0 | 2014-06-24 01:30 | 3916 | 3.916
|  | 2014-06-24 09:15:01 | 26.177 | 0.685 | 2.74 | 7.873 | 7.873 | 0.114 | 0.114 | 1.147 | 1.147 | 2.4376 | 2.4376 | 3.916 | 3.916 | -7.9494 | -3.9747 | 4.2451 | 0 | 0 |  |  | 2.7126 |  | 0.10467 | 10.4672 | 8.4902 | 0 | 2014-06-24 02:00 | 3916 | 3.916
|  | 2014-06-24 09:45:01 | 26.177 | 0.685 | 2.74 | 7.873 | 7.873 | 0.114 | 0.114 | 1.147 | 1.147 | 2.4376 | 2.4376 | 3.916 | 3.916 | -7.9494 | -3.9747 | 3.9747 | 0 | 0 |  |  | 2.7126 |  | 0.10467 | 10.4672 | 7.9494 | 0 | 2014-06-24 02:30 | 3916 | 3.916
|  | 2014-06-24 10:15:01 | 26.177 | 0.685 | 2.74 | 7.873 | 7.873 | 0.114 | 0.114 | 1.147 | 1.147 | 4.6624 | 4.6624 | 3.916 | 3.916 | -5.7246 | -2.8623 | 3.9747 | 0 | 0 |  |  | 2.9866 |  | 0.10467 | 10.4672 | 7.9494 | 0 | 2014-06-24 03:00 | 3916 | 3.916
|  | 2014-06-24 10:45:01 | 26.177 | 0.685 | 2.74 | 7.873 | 7.873 | 0.114 | 0.114 | 1.147 | 1.147 | 4.6624 | 4.6624 | 3.916 | 3.916 | -5.7246 | -2.8623 | 2.8623 | 0 | 0 |  |  | 2.74 |  | 0.10467 | 10.4672 | 5.7246 | 0 | 2014-06-24 03:30 | 3916 | 3.916
|  | 2014-06-24 11:15:01 | 26.177 | 0.685 | 2.74 | 7.873 | 7.873 | 0.114 | 0.114 | 1.147 | 1.147 | 4.7356 | 4.7356 | 3.916 | 3.916 | -5.6514 | -2.8257 | 2.8623 | 0 | 0 |  |  | 2.9866 |  | 0.10467 | 10.4672 | 5.7246 | 0 | 2014-06-24 04:00 | 3916 | 3.916
|  | 2014-06-24 11:45:01 | 26.177 | 0.685 | 2.74 | 7.873 | 7.873 | 0.114 | 0.114 | 1.147 | 1.147 | 4.7356 | 4.7356 | 3.916 | 3.916 | -5.6514 | -2.8257 | 2.8257 | 0 | 0 |  |  | 2.6304 |  | 0.10467 | 10.4672 | 5.6514 | 0 | 2014-06-24 04:30 | 3916 | 3.916
|  | 2014-06-24 12:15:01 | 35.4822 | 0.31683 | 1.2673 | 7.8988 | 7.8988 | 0.095667 | 0.095667 | 1.1313 | 1.1313 | 5.6776 | 5.6776 | 8.6092 | 8.6092 | -10.8022 | -5.4011 | 2.8257 | 0 | 0 |  |  | 1.318 |  | 0.035717 | 3.5717 | 5.6514 | 0 | 2014-06-24 05:00 | 8609.1667 | 8.6092
|  | 2014-06-24 12:45:02 | 37.1147 | 0.24833 | 0.99333 | 7.9128 | 7.9128 | 0.087833 | 0.087833 | 1.1363 | 1.1363 | 5.6776 | 5.6776 | 8.5252 | 8.5252 | -12.7816 | -6.3908 | 5.4011 | 0 | 0 |  |  | 0.894 |  | 0.026764 | 2.6764 | 10.8022 | 0 | 2014-06-24 05:30 | 8525.1667 | 8.5252
|  | 2014-06-24 13:15:02 | 37.1328 | 0.27167 | 1.0867 | 7.918 | 7.918 | 0.093 | 0.093 | 1.1402 | 1.1402 | 5.7512 | 5.7512 | 8.5133 | 8.5133 | -12.6305 | -6.3152 | 6.3908 | 0 | 0 |  |  | 0.98887 |  | 0.029264 | 2.9264 | 12.7816 | 0 | 2014-06-24 06:00 | 8513.3333 | 8.5133
|  | 2014-06-24 13:45:02 | 36.9245 | 0.332 | 1.328 | 7.9232 | 7.9232 | 0.096 | 0.096 | 1.1388 | 1.1388 | 5.7512 | 5.7512 | 8.3688 | 8.3688 | -12.3185 | -6.1592 | 6.3152 | 0 | 0 |  |  | 1.3546 |  | 0.035965 | 3.5965 | 12.6305 | 0 | 2014-06-24 06:30 | 8368.8333 | 8.3688
|  | 2014-06-24 14:15:02 | 36.943 | 0.65517 | 2.6207 | 7.9238 | 7.9238 | 0.0915 | 0.0915 | 1.1398 | 1.1398 | 5.042 | 5.042 | 8.2355 | 8.2355 | -11.8897 | -5.9448 | 6.1592 | 0 | 0 |  |  | 2.4372 |  | 0.070938 | 7.0938 | 12.3185 | 0 | 2014-06-24 07:00 | 8235.5 | 8.2355
|  | 2014-06-24 14:45:03 | 37.6122 | 0.719 | 2.876 | 7.9172 | 7.9172 | 0.098167 | 0.098167 | 1.1405 | 1.1405 | 5.042 | 5.042 | 8.4073 | 8.4073 | -12.131 | -6.0655 | 5.9448 | 0 | 0 |  |  | 2.7034 |  | 0.076465 | 7.6465 | 11.8897 | 0 | 2014-06-24 07:30 | 8407.3333 | 8.4073
|  | 2014-06-24 15:15:02 | 38.3165 | 0.59233 | 2.3693 | 7.9203 | 7.9203 | 0.11567 | 0.11567 | 1.143 | 1.143 | 4.744 | 4.744 | 8.5488 | 8.5488 | -13.4753 | -6.7377 | 6.0655 | 0 | 0 |  |  | 2.4404 |  | 0.061836 | 6.1836 | 12.131 | 0 | 2014-06-24 08:00 | 8548.8333 | 8.5488
|  | 2014-06-24 15:45:02 | 38.9755 | 0.51667 | 2.0667 | 7.9143 | 7.9143 | 0.22683 | 0.22683 | 1.1417 | 1.1417 | 4.744 | 4.744 | 8.4878 | 8.4878 | -14.3942 | -7.1971 | 6.7377 | 0 | 0 |  |  | 1.984 |  | 0.053025 | 5.3025 | 13.4753 | 0 | 2014-06-24 08:30 | 8487.8333 | 8.4878
|  | 2014-06-24 16:15:02 | 38.8302 | 0.50517 | 2.0207 | 7.9158 | 7.9158 | 0.31033 | 0.31033 | 1.1197 | 1.1197 | 2.7268 | 2.7268 | 8.3308 | 8.3308 | -16.406 | -8.203 | 7.1971 | 0 | 0 |  |  | 2.0813 |  | 0.052039 | 5.2039 | 14.3942 | 0 | 2014-06-24 09:00 | 8330.8333 | 8.3308
|  | 2014-06-24 16:45:03 | 38.6023 | 0.50517 | 2.0207 | 7.9178 | 7.9178 | 0.29867 | 0.29867 | 1.1078 | 1.1078 | 2.7268 | 2.7268 | 8.3643 | 8.3643 | -16.1662 | -8.0831 | 8.203 | 0 | 0 |  |  | 2.2025 |  | 0.052346 | 5.2346 | 16.406 | 0 | 2014-06-24 09:30 | 8364.3333 | 8.3643
|  | 2014-06-24 17:15:03 | 37.7527 | 0.57483 | 2.2993 | 7.924 | 7.924 | 0.25733 | 0.25733 | 1.0465 | 1.0465 | 1.7404 | 1.7404 | 8.2063 | 8.2063 | -16.2788 | -8.1394 | 8.0831 | 0 | 0 |  |  | 2.5063 |  | 0.060905 | 6.0905 | 16.1662 | 0 | 2014-06-24 10:00 | 8206.3333 | 8.2063
|  | 2014-06-24 17:45:02 | 37.063 | 0.71583 | 2.8633 | 7.9245 | 7.9245 | 0.24967 | 0.24967 | 0.98667 | 0.98667 | 1.7404 | 1.7404 | 7.7473 | 7.7473 | -15.5511 | -7.7755 | 8.1394 | 0 | 0 |  |  | 2.6915 |  | 0.077256 | 7.7256 | 16.2788 | 0 | 2014-06-24 10:30 | 7747.3333 | 7.7473
|  | 2014-06-24 18:15:02 | 36.8983 | 0.717 | 2.868 | 7.9205 | 7.9205 | 0.22667 | 0.22667 | 1.097 | 1.097 | 1.0164 | 1.0164 | 7.8808 | 7.8808 | -15.8889 | -7.9445 | 7.7755 | 0 | 0 |  |  | 2.954 |  | 0.077727 | 7.7727 | 15.5511 | 0 | 2014-06-24 11:00 | 7880.8333 | 7.8808
|  | 2014-06-24 18:45:02 | 36.0342 | 0.6705 | 2.682 | 7.9238 | 7.9238 | 0.226 | 0.226 | 1.1048 | 1.1048 | 1.0164 | 1.0164 | 7.4565 | 7.4565 | -15.6246 | -7.8123 | 7.9445 | 0 | 0 |  |  | 2.4674 |  | 0.074429 | 7.4429 | 15.8889 | 0 | 2014-06-24 11:30 | 7456.5 | 7.4565
|  | 2014-06-24 19:15:03 | 35.4713 | 0.68567 | 2.7427 | 7.9255 | 7.9255 | 0.21167 | 0.21167 | 1.081 | 1.081 | 0.446 | 0.446 | 7.2043 | 7.2043 | -15.8602 | -7.9301 | 7.8123 | 0 | 0 |  |  | 2.8524 |  | 0.077321 | 7.7321 | 15.6246 | 0 | 2014-06-24 12:00 | 7204.3333 | 7.2043
|  | 2014-06-24 19:45:02 | 34.814 | 0.60483 | 2.4193 | 7.9262 | 7.9262 | 0.20367 | 0.20367 | 1.1028 | 1.1028 | 0.446 | 0.446 | 7.0423 | 7.0423 | -15.6737 | -7.8368 | 7.9301 | 0 | 0 |  |  | 2.5403 |  | 0.069493 | 6.9493 | 15.8602 | 0 | 2014-06-24 12:30 | 7042.3333 | 7.0423
|  | 2014-06-24 20:15:04 | 34.3435 | 0.62917 | 2.5167 | 7.919 | 7.919 | 0.18283 | 0.18283 | 1.1275 | 1.1275 | 0.0612 | 0.0612 | 6.728 | 6.728 | -15.8083 | -7.9042 | 7.8368 | 0 | 0 |  |  | 2.5922 |  | 0.073279 | 7.3279 | 15.6737 | 0 | 2014-06-24 13:00 | 6728 | 6.728
|  | 2014-06-24 20:45:03 | 34.0752 | 0.7265 | 2.906 | 7.9102 | 7.9102 | 0.183 | 0.183 | 1.1252 | 1.1252 | 0.0612 | 0.0612 | 6.7443 | 6.7443 | -15.1453 | -7.5727 | 7.9042 | 0 | 0 |  |  | 2.6445 |  | 0.085282 | 8.5282 | 15.8083 | 0 | 2014-06-24 13:30 | 6744.3333 | 6.7443
|  | 2014-06-24 21:15:03 | 33.1557 | 0.75033 | 3.0013 | 7.9085 | 7.9085 | 0.1645 | 0.1645 | 1.1287 | 1.1287 | 0.004 | 0.004 | 6.5832 | 6.5832 | -14.3655 | -7.1828 | 7.5727 | 0 | 0 |  |  | 3.0914 |  | 0.090522 | 9.0522 | 15.1453 | 0 | 2014-06-24 14:00 | 6583.1667 | 6.5832
|  | 2014-06-24 21:45:03 | 31.1888 | 0.84267 | 3.3707 | 7.9102 | 7.9102 | 0.12717 | 0.12717 | 1.1188 | 1.1188 | 0.004 | 0.004 | 6.3052 | 6.3052 | -12.3528 | -6.1764 | 7.1828 | 0 | 0 |  |  | 3.6403 |  | 0.10807 | 10.8073 | 14.3655 | 0 | 2014-06-24 14:30 | 6305.1667 | 6.3052
|  | 2014-06-24 22:15:03 | 28.915 | 0.95267 | 3.8107 | 7.9108 | 7.9108 | 0.093 | 0.093 | 1.1185 | 1.1185 | 0 | 0 | 5.8617 | 5.8617 | -10.1203 | -5.0602 | 6.1764 | 0 | 0 |  |  | 4.1917 |  | 0.13179 | 13.1789 | 12.3528 | 0 | 2014-06-24 15:00 | 5861.6667 | 5.8617
|  | 2014-06-24 22:45:03 | 27.0465 | 0.92933 | 3.7173 | 7.9085 | 7.9085 | 0.092 | 0.092 | 1.1288 | 1.1288 | 0 | 0 | 5.646 | 5.646 | -8.5538 | -4.2769 | 5.0602 | 0 | 0 |  |  | 3.9032 |  | 0.13744 | 13.7442 | 10.1203 | 0 | 2014-06-24 15:30 | 5646 | 5.646
|  | 2014-06-24 23:15:03 | 26.598 | 0.94733 | 3.7893 | 7.9108 | 7.9108 | 0.092 | 0.092 | 1.1315 | 1.1315 | 0 | 0 | 5.1095 | 5.1095 | -8.5648 | -4.2824 | 4.2769 | 0 | 0 |  |  | 3.9409 |  | 0.14247 | 14.2467 | 8.5538 | 0 | 2014-06-24 16:00 | 5109.5 | 5.1095
|  | 2014-06-24 23:45:03 | 26.1693 | 0.90233 | 3.6093 | 7.9127 | 7.9127 | 0.085667 | 0.085667 | 1.1302 | 1.1302 | 0 | 0 | 4.7322 | 4.7322 | -8.6993 | -4.3497 | 4.2824 | 0 | 0 |  |  | 3.5371 |  | 0.13792 | 13.7922 | 8.5648 | 0 | 2014-06-24 16:30 | 4732.1667 | 4.7322
|  | 2014-06-25 00:15:01 | 25.7992 | 0.96183 | 3.8473 | 7.9173 | 7.9173 | 0.068 | 0.068 | 1.081 | 1.081 | 0 | 0 | 4.5087 | 4.5087 | -8.3768 | -4.1884 | 4.3497 | 0 | 0 |  |  | 3.7319 |  | 0.14913 | 14.9126 | 8.6993 | 0 | 2014-06-24 17:00 | 4508.6667 | 4.5087
|  | 2014-06-25 00:45:01 | 25.5635 | 1.014 | 4.056 | 7.9253 | 7.9253 | 0.068 | 0.068 | 1.0697 | 1.0697 | 0 | 0 | 4.4137 | 4.4137 | -8.0308 | -4.0154 | 4.1884 | 0 | 0 |  |  | 4.1371 |  | 0.15866 | 15.8664 | 8.3768 | 0 | 2014-06-24 17:30 | 4413.6667 | 4.4137
|  | 2014-06-25 01:15:02 | 25.0485 | 0.91583 | 3.6633 | 7.9355 | 7.9355 | 0.068 | 0.068 | 1.1267 | 1.1267 | 0 | 0 | 4.2293 | 4.2293 | -8.0257 | -4.0128 | 4.0154 | 0 | 0 |  |  | 3.5901 |  | 0.14625 | 14.625 | 8.0308 | 0 | 2014-06-24 18:00 | 4229.3333 | 4.2293
|  | 2014-06-25 01:45:02 | 24.9327 | 0.806 | 3.224 | 7.9338 | 7.9338 | 0.068 | 0.068 | 1.1297 | 1.1297 | 0 | 0 | 4.2235 | 4.2235 | -8.3537 | -4.1768 | 4.0128 | 0 | 0 |  |  | 3.5464 |  | 0.12931 | 12.9308 | 8.0257 | 0 | 2014-06-24 18:30 | 4223.5 | 4.2235
|  | 2014-06-25 02:15:02 | 24.869 | 0.80967 | 3.2387 | 7.9423 | 7.9423 | 0.068 | 0.068 | 1.1272 | 1.1272 | 0 | 0 | 4.1053 | 4.1053 | -8.3875 | -4.1937 | 4.1768 | 0 | 0 |  |  | 2.9796 |  | 0.13023 | 13.0229 | 8.3537 | 0 | 2014-06-24 19:00 | 4105.3333 | 4.1053
|  | 2014-06-25 02:45:02 | 24.4693 | 0.74833 | 2.9933 | 7.9365 | 7.9365 | 0.068 | 0.068 | 1.1288 | 1.1288 | 0 | 0 | 4.1917 | 4.1917 | -8.151 | -4.0755 | 4.1937 | 0 | 0 |  |  | 3.2328 |  | 0.12233 | 12.233 | 8.3875 | 0 | 2014-06-24 19:30 | 4191.6667 | 4.1917
|  | 2014-06-25 03:15:02 | 24.2708 | 0.67467 | 2.6987 | 7.9368 | 7.9368 | 0.068 | 0.068 | 1.128 | 1.128 | 0 | 0 | 4.2785 | 4.2785 | -8.1608 | -4.0804 | 4.0755 | 0 | 0 |  |  | 2.9685 |  | 0.11119 | 11.119 | 8.151 | 0 | 2014-06-24 20:00 | 4278.5 | 4.2785
|  | 2014-06-25 03:45:02 | 23.9822 | 0.66683 | 2.6673 | 7.9435 | 7.9435 | 0.068 | 0.068 | 1.1292 | 1.1292 | 0 | 0 | 4.3853 | 4.3853 | -7.7888 | -3.8944 | 4.0804 | 0 | 0 |  |  | 2.7474 |  | 0.11122 | 11.1222 | 8.1608 | 0 | 2014-06-24 20:30 | 4385.3333 | 4.3853
|  | 2014-06-25 04:15:01 | 24.4217 | 0.74217 | 2.9687 | 7.9338 | 7.9338 | 0.068 | 0.068 | 1.0672 | 1.0672 | 0 | 0 | 4.6615 | 4.6615 | -7.7225 | -3.8613 | 3.8944 | 0 | 0 |  |  | 2.7609 |  | 0.12156 | 12.1559 | 7.7888 | 0 | 2014-06-24 21:00 | 4661.5 | 4.6615
|  | 2014-06-25 04:45:02 | 25.0098 | 0.75783 | 3.0313 | 7.9307 | 7.9307 | 0.067333 | 0.067333 | 1.0502 | 1.0502 | 0 | 0 | 4.9502 | 4.9502 | -7.9802 | -3.9901 | 3.8613 | 0 | 0 |  |  | 2.9404 |  | 0.12121 | 12.1206 | 7.7225 | 0 | 2014-06-24 21:30 | 4950.1667 | 4.9502
|  | 2014-06-25 05:15:02 | 26.7198 | 0.81883 | 3.2753 | 7.9268 | 7.9268 | 0.066 | 0.066 | 1.0542 | 1.0542 | 0.2372 | 0.2372 | 5.929 | 5.929 | -8.2313 | -4.1156 | 3.9901 | 0 | 0 |  |  | 3.3081 |  | 0.12258 | 12.2581 | 7.9802 | 0 | 2014-06-24 22:00 | 5929 | 5.929
|  | 2014-06-25 05:45:02 | 29.2503 | 0.84333 | 3.3733 | 7.9292 | 7.9292 | 0.078833 | 0.078833 | 1.0573 | 1.0573 | 0.2372 | 0.2372 | 6.8463 | 6.8463 | -9.7281 | -4.8641 | 4.1156 | 0 | 0 |  |  | 3.3396 |  | 0.11533 | 11.5326 | 8.2313 | 0 | 2014-06-24 22:30 | 6846.3333 | 6.8463
|  | 2014-06-25 06:15:03 | 32.324 | 0.84983 | 3.3993 | 7.9273 | 7.9273 | 0.122 | 0.122 | 1.058 | 1.058 | 0.8776 | 0.8776 | 6.8332 | 6.8332 | -12.1066 | -6.0533 | 4.8641 | 0 | 0 |  |  | 3.6033 |  | 0.10516 | 10.5164 | 9.7281 | 0 | 2014-06-24 23:00 | 6833.1667 | 6.8332
|  | 2014-06-25 06:45:02 | 34.2125 | 0.831 | 3.324 | 7.9337 | 7.9337 | 0.12217 | 0.12217 | 1.0625 | 1.0625 | 0.8776 | 0.8776 | 7.0262 | 7.0262 | -13.8664 | -6.9332 | 6.0533 | 0 | 0 |  |  | 3.1246 |  | 0.097157 | 9.7157 | 12.1066 | 0 | 2014-06-24 23:30 | 7026.1667 | 7.0262
|  | 2014-06-25 07:15:02 | 35.5892 | 0.7025 | 2.81 | 7.9297 | 7.9297 | 0.122 | 0.122 | 1.0677 | 1.0677 | 1.4096 | 1.4096 | 7.2195 | 7.2195 | -15.0307 | -7.5154 | 6.9332 | 0 | 0 |  |  | 2.6695 |  | 0.078957 | 7.8957 | 13.8664 | 0 | 2014-06-25 | 7219.5 | 7.2195
|  | 2014-06-25 07:45:02 | 35.9163 | 0.66767 | 2.6707 | 7.9367 | 7.9367 | 0.1735 | 0.1735 | 1.0683 | 1.0683 | 1.4096 | 1.4096 | 7.2317 | 7.2317 | -15.4259 | -7.7129 | 7.5154 | 0 | 0 |  |  | 2.4036 |  | 0.074358 | 7.4358 | 15.0307 | 0 | 2014-06-25 00:30 | 7231.6667 | 7.2317
|  | 2014-06-25 08:15:03 | 36.6585 | 0.64717 | 2.5887 | 7.9312 | 7.9312 | 0.31483 | 0.31483 | 1.0697 | 1.0697 | 1.9376 | 1.9376 | 7.6402 | 7.6402 | -15.1764 | -7.5882 | 7.7129 | 0 | 0 |  |  | 2.4075 |  | 0.070616 | 7.0616 | 15.4259 | 0 | 2014-06-25 01:00 | 7640.1667 | 7.6402
|  | 2014-06-25 08:45:02 | 36.5917 | 0.62933 | 2.5173 | 7.9233 | 7.9233 | 0.31483 | 0.31483 | 1.013 | 1.013 | 1.9376 | 1.9376 | 7.5845 | 7.5845 | -15.3011 | -7.6505 | 7.5882 | 0 | 0 |  |  | 2.4922 |  | 0.068795 | 6.8795 | 15.1764 | 0 | 2014-06-25 01:30 | 7584.5 | 7.5845
|  | 2014-06-25 09:15:01 | 36.4138 | 0.608 | 2.432 | 7.9252 | 7.9252 | 0.23967 | 0.23967 | 1.0452 | 1.0452 | 2.3784 | 2.3784 | 7.4723 | 7.4723 | -14.9211 | -7.4606 | 7.6505 | 0 | 0 |  |  | 2.2861 |  | 0.066788 | 6.6788 | 15.3011 | 0 | 2014-06-25 02:00 | 7472.3333 | 7.4723
|  | 2014-06-25 09:45:01 | 36.5363 | 0.596 | 2.384 | 7.9243 | 7.9243 | 0.29117 | 0.29117 | 1.1212 | 1.1212 | 2.3784 | 2.3784 | 7.6127 | 7.6127 | -14.8246 | -7.4123 | 7.4606 | 0 | 0 |  |  | 2.6224 |  | 0.06525 | 6.525 | 14.9211 | 0 | 2014-06-25 02:30 | 7612.6667 | 7.6127
|  | 2014-06-25 10:15:03 | 36.775 | 0.55367 | 2.2147 | 7.9337 | 7.9337 | 0.30217 | 0.30217 | 1.1553 | 1.1553 | 3.2196 | 3.2196 | 8.1068 | 8.1068 | -13.8427 | -6.9214 | 7.4123 | 0 | 0 |  |  | 2.3475 |  | 0.060222 | 6.0222 | 14.8246 | 0 | 2014-06-25 03:00 | 8106.8333 | 8.1068
|  | 2014-06-25 10:45:03 | 36.9112 | 0.50933 | 2.0373 | 7.9275 | 7.9275 | 0.287 | 0.287 | 1.1653 | 1.1653 | 3.2196 | 3.2196 | 8.2898 | 8.2898 | -13.9846 | -6.9923 | 6.9214 | 0 | 0 |  |  | 1.8947 |  | 0.055196 | 5.5196 | 13.8427 | 0 | 2014-06-25 03:30 | 8289.8333 | 8.2898
|  | 2014-06-25 11:15:02 | 36.9908 | 0.4585 | 1.834 | 7.9275 | 7.9275 | 0.28333 | 0.28333 | 1.1653 | 1.1653 | 3.4968 | 3.4968 | 8.5557 | 8.5557 | -13.7282 | -6.8641 | 6.9923 | 0 | 0 |  |  | 1.834 |  | 0.04958 | 4.958 | 13.9846 | 0 | 2014-06-25 04:00 | 8555.6667 | 8.5557
|  | 2014-06-25 11:45:02 | 36.8778 | 0.45167 | 1.8067 | 7.9305 | 7.9305 | 0.2765 | 0.2765 | 1.1603 | 1.1603 | 3.4968 | 3.4968 | 8.6197 | 8.6197 | -13.5874 | -6.7937 | 6.8641 | 0 | 0 |  |  | 1.8609 |  | 0.048991 | 4.8991 | 13.7282 | 0 | 2014-06-25 04:30 | 8619.6667 | 8.6197
|  | 2014-06-25 12:15:02 | 36.5503 | 0.4385 | 1.754 | 7.928 | 7.928 | 0.14483 | 0.14483 | 1.1507 | 1.1507 | 3.692 | 3.692 | 8.645 | 8.645 | -13.2358 | -6.6179 | 6.7937 | 0 | 0 |  |  | 1.8242 |  | 0.047989 | 4.7989 | 13.5874 | 0 | 2014-06-25 05:00 | 8645 | 8.645
|  | 2014-06-25 12:45:02 | 36.2848 | 0.42967 | 1.7187 | 7.9288 | 7.9288 | 0.13 | 0.13 | 1.139 | 1.139 | 3.692 | 3.692 | 8.5092 | 8.5092 | -13.1672 | -6.5836 | 6.6179 | 0 | 0 |  |  | 1.5468 |  | 0.047366 | 4.7366 | 13.2358 | 0 | 2014-06-25 05:30 | 8509.1667 | 8.5092
|  | 2014-06-25 13:15:01 | 36.3123 | 0.40717 | 1.6287 | 7.9242 | 7.9242 | 0.1305 | 0.1305 | 1.116 | 1.116 | 3.7776 | 3.7776 | 8.5618 | 8.5618 | -13.1736 | -6.5868 | 6.5836 | 0 | 0 |  |  | 1.7915 |  | 0.044852 | 4.4852 | 13.1672 | 0 | 2014-06-25 06:00 | 8561.8333 | 8.5618
|  | 2014-06-25 13:45:02 | 36.1605 | 0.37517 | 1.5007 | 7.9273 | 7.9273 | 0.131 | 0.131 | 1.1163 | 1.1163 | 3.7776 | 3.7776 | 8.6325 | 8.6325 | -13.0751 | -6.5375 | 6.5868 | 0 | 0 |  |  | 1.5157 |  | 0.0415 | 4.15 | 13.1736 | 0 | 2014-06-25 06:30 | 8632.5 | 8.6325
|  | 2014-06-25 14:15:03 | 36.1272 | 0.37583 | 1.5033 | 7.9298 | 7.9298 | 0.131 | 0.131 | 1.0918 | 1.0918 | 3.9744 | 3.9744 | 8.4703 | 8.4703 | -13.0264 | -6.5132 | 6.5375 | 0 | 0 |  |  | 1.5635 |  | 0.041612 | 4.1612 | 13.0751 | 0 | 2014-06-25 07:00 | 8470.3333 | 8.4703
|  | 2014-06-25 14:45:02 | 36.7028 | 0.36983 | 1.4793 | 7.9303 | 7.9303 | 0.152 | 0.152 | 1.0928 | 1.0928 | 3.9744 | 3.9744 | 8.692 | 8.692 | -13.3819 | -6.691 | 6.5132 | 0 | 0 |  |  | 1.361 |  | 0.040306 | 4.0306 | 13.0264 | 0 | 2014-06-25 07:30 | 8692 | 8.692
|  | 2014-06-25 15:15:03 | 37.3698 | 0.34517 | 1.3807 | 7.9447 | 7.9447 | 0.2485 | 0.2485 | 1.11 | 1.11 | 3.5916 | 3.5916 | 8.8597 | 8.8597 | -14.2347 | -7.1174 | 6.691 | 0 | 0 |  |  | 1.5187 |  | 0.036946 | 3.6946 | 13.3819 | 0 | 2014-06-25 08:00 | 8859.6667 | 8.8597
|  | 2014-06-25 15:45:03 | 37.9673 | 0.3175 | 1.27 | 7.9257 | 7.9257 | 0.28333 | 0.28333 | 1.1618 | 1.1618 | 3.5916 | 3.5916 | 8.9945 | 8.9945 | -14.7404 | -7.3702 | 7.1174 | 0 | 0 |  |  | 1.3081 |  | 0.03345 | 3.345 | 14.2347 | 0 | 2014-06-25 08:30 | 8994.5 | 8.9945
|  | 2014-06-25 16:15:03 | 37.9923 | 0.29267 | 1.1707 | 7.9227 | 7.9227 | 0.29 | 0.29 | 1.1593 | 1.1593 | 2.6416 | 2.6416 | 8.947 | 8.947 | -15.8611 | -7.9305 | 7.3702 | 0 | 0 |  |  | 1.1473 |  | 0.030813 | 3.0813 | 14.7404 | 0 | 2014-06-25 09:00 | 8947 | 8.947
|  | 2014-06-25 16:45:02 | 37.7077 | 0.2855 | 1.142 | 7.9245 | 7.9245 | 0.29983 | 0.29983 | 1.1578 | 1.1578 | 2.6416 | 2.6416 | 8.8312 | 8.8312 | -15.7107 | -7.8554 | 7.9305 | 0 | 0 |  |  | 1.1306 |  | 0.030286 | 3.0286 | 15.8611 | 0 | 2014-06-25 09:30 | 8831.1667 | 8.8312
|  | 2014-06-25 17:15:02 | 37.1477 | 0.284 | 1.136 | 7.9272 | 7.9272 | 0.2855 | 0.2855 | 1.1592 | 1.1592 | 2.7672 | 2.7672 | 8.662 | 8.662 | -15.2106 | -7.6053 | 7.8554 | 0 | 0 |  |  | 1.0906 |  | 0.030581 | 3.0581 | 15.7107 | 0 | 2014-06-25 10:00 | 8662 | 8.662
|  | 2014-06-25 17:45:03 | 36.6455 | 0.297 | 1.188 | 7.9265 | 7.9265 | 0.26333 | 0.26333 | 1.1592 | 1.1592 | 2.7672 | 2.7672 | 8.4067 | 8.4067 | -14.9346 | -7.4673 | 7.6053 | 0 | 0 |  |  | 1.3068 |  | 0.032419 | 3.2419 | 15.2106 | 0 | 2014-06-25 10:30 | 8406.6667 | 8.4067
|  | 2014-06-25 18:15:02 | 36.2288 | 0.299 | 1.196 | 7.9257 | 7.9257 | 0.258 | 0.258 | 1.1592 | 1.1592 | 1.7064 | 1.7064 | 8.2953 | 8.2953 | -15.6883 | -7.8441 | 7.4673 | 0 | 0 |  |  | 1.2797 |  | 0.033012 | 3.3012 | 14.9346 | 0 | 2014-06-25 11:00 | 8295.3333 | 8.2953
|  | 2014-06-25 18:45:03 | 35.5847 | 0.2825 | 1.13 | 7.9313 | 7.9313 | 0.251 | 0.251 | 1.1535 | 1.1535 | 1.7064 | 1.7064 | 8.0837 | 8.0837 | -15.3288 | -7.6644 | 7.8441 | 0 | 0 |  |  | 1.1865 |  | 0.031755 | 3.1755 | 15.6883 | 0 | 2014-06-25 11:30 | 8083.6667 | 8.0837
|  | 2014-06-25 19:15:02 | 34.8817 | 0.30683 | 1.2273 | 7.9313 | 7.9313 | 0.226 | 0.226 | 1.1285 | 1.1285 | 0.6168 | 0.6168 | 7.8298 | 7.8298 | -15.9219 | -7.9609 | 7.6644 | 0 | 0 |  |  | 1.3501 |  | 0.035186 | 3.5186 | 15.3288 | 0 | 2014-06-25 12:00 | 7829.8333 | 7.8298
|  | 2014-06-25 19:45:02 | 34.298 | 0.30983 | 1.2393 | 7.932 | 7.932 | 0.226 | 0.226 | 1.1267 | 1.1267 | 0.6168 | 0.6168 | 7.5287 | 7.5287 | -15.6285 | -7.8143 | 7.9609 | 0 | 0 |  |  | 1.1526 |  | 0.036134 | 3.6134 | 15.9219 | 0 | 2014-06-25 12:30 | 7528.6667 | 7.5287
|  | 2014-06-25 20:15:01 | 34.0048 | 0.315 | 1.26 | 7.9225 | 7.9225 | 0.226 | 0.226 | 1.1227 | 1.1227 | 0.0768 | 0.0768 | 7.543 | 7.543 | -15.8539 | -7.9269 | 7.8143 | 0 | 0 |  |  | 1.2348 |  | 0.037054 | 3.7054 | 15.6285 | 0 | 2014-06-25 13:00 | 7543 | 7.543
|  | 2014-06-25 20:45:02 | 33.8948 | 0.36033 | 1.4413 | 7.9245 | 7.9245 | 0.2225 | 0.2225 | 1.1202 | 1.1202 | 0.0768 | 0.0768 | 7.7452 | 7.7452 | -15.3644 | -7.6822 | 7.9269 | 0 | 0 |  |  | 1.3837 |  | 0.042524 | 4.2524 | 15.8539 | 0 | 2014-06-25 13:30 | 7745.1667 | 7.7452
|  | 2014-06-25 21:15:03 | 33.0637 | 0.37933 | 1.5173 | 7.9278 | 7.9278 | 0.15817 | 0.15817 | 1.1177 | 1.1177 | 0.008 | 0.008 | 7.6092 | 7.6092 | -14.7255 | -7.3628 | 7.6822 | 0 | 0 |  |  | 1.5173 |  | 0.045891 | 4.5891 | 15.3644 | 0 | 2014-06-25 14:00 | 7609.1667 | 7.6092
|  | 2014-06-25 21:45:02 | 31.0445 | 0.36567 | 1.4627 | 7.9205 | 7.9205 | 0.14417 | 0.14417 | 1.1183 | 1.1183 | 0.008 | 0.008 | 6.9693 | 6.9693 | -13.4215 | -6.7108 | 7.3628 | 0 | 0 |  |  | 1.5065 |  | 0.047115 | 4.7115 | 14.7255 | 0 | 2014-06-25 14:30 | 6969.3333 | 6.9693
|  | 2014-06-25 22:15:01 | 28.7355 | 0.37233 | 1.4893 | 7.9157 | 7.9157 | 0.13 | 0.13 | 1.1192 | 1.1192 | 0 | 0 | 5.9247 | 5.9247 | -12.1567 | -6.0783 | 6.7108 | 0 | 0 |  |  | 1.4298 |  | 0.051829 | 5.1829 | 13.4215 | 0 | 2014-06-25 15:00 | 5924.6667 | 5.9247
|  | 2014-06-25 22:45:02 | 26.9213 | 0.38117 | 1.5247 | 7.9218 | 7.9218 | 0.13 | 0.13 | 1.1193 | 1.1193 | 0 | 0 | 5.0717 | 5.0717 | -11.1538 | -5.5769 | 6.0783 | 0 | 0 |  |  | 1.4332 |  | 0.056634 | 5.6634 | 12.1567 | 0 | 2014-06-25 15:30 | 5071.6667 | 5.0717
|  | 2014-06-25 23:15:02 | 26.117 | 0.36383 | 1.4553 | 7.9218 | 7.9218 | 0.13 | 0.13 | 1.15 | 1.15 | 0 | 0 | 4.9507 | 4.9507 | -10.5092 | -5.2546 | 5.5769 | 0 | 0 |  |  | 1.5427 |  | 0.055724 | 5.5724 | 11.1538 | 0 | 2014-06-25 16:00 | 4950.6667 | 4.9507
|  | 2014-06-25 23:45:02 | 25.9758 | 0.38767 | 1.5507 | 7.934 | 7.934 | 0.12733 | 0.12733 | 1.1498 | 1.1498 | 0 | 0 | 4.7047 | 4.7047 | -10.5093 | -5.2547 | 5.2546 | 0 | 0 |  |  | 1.5041 |  | 0.059697 | 5.9697 | 10.5092 | 0 | 2014-06-25 16:30 | 4704.6667 | 4.7047
|  | 2014-06-26 00:15:02 | 25.6378 | 0.44767 | 1.7907 | 7.9337 | 7.9337 | 0.112 | 0.112 | 1.1495 | 1.1495 | 0 | 0 | 4.5017 | 4.5017 | -10.1503 | -5.0752 | 5.2547 | 0 | 0 |  |  | 1.7907 |  | 0.069845 | 6.9845 | 10.5093 | 0 | 2014-06-25 17:00 | 4501.6667 | 4.5017
|  | 2014-06-26 00:45:03 | 25.2465 | 0.51917 | 2.0767 | 7.9278 | 7.9278 | 0.112 | 0.112 | 1.1493 | 1.1493 | 0 | 0 | 4.3102 | 4.3102 | -9.6705 | -4.8353 | 5.0752 | 0 | 0 |  |  | 1.869 |  | 0.082256 | 8.2256 | 10.1503 | 0 | 2014-06-25 17:30 | 4310.1667 | 4.3102
|  | 2014-06-26 01:15:02 | 24.9617 | 0.523 | 2.092 | 7.9282 | 7.9282 | 0.112 | 0.112 | 1.145 | 1.145 | 0 | 0 | 4.2022 | 4.2022 | -9.4823 | -4.7412 | 4.8353 | 0 | 0 |  |  | 2.0083 |  | 0.083809 | 8.3809 | 9.6705 | 0 | 2014-06-25 18:00 | 4202.1667 | 4.2022
|  | 2014-06-26 01:45:02 | 24.6513 | 0.5565 | 2.226 | 7.9335 | 7.9335 | 0.112 | 0.112 | 1.0782 | 1.0782 | 0 | 0 | 4.1565 | 4.1565 | -9.1452 | -4.5726 | 4.7412 | 0 | 0 |  |  | 2.4041 |  | 0.090299 | 9.0299 | 9.4823 | 0 | 2014-06-25 18:30 | 4156.5 | 4.1565
|  | 2014-06-26 02:15:02 | 24.6603 | 0.583 | 2.332 | 7.9393 | 7.9393 | 0.112 | 0.112 | 1.0443 | 1.0443 | 0 | 0 | 4.2798 | 4.2798 | -8.9528 | -4.4764 | 4.5726 | 0 | 0 |  |  | 2.2154 |  | 0.094565 | 9.4565 | 9.1452 | 0 | 2014-06-25 19:00 | 4279.8333 | 4.2798
|  | 2014-06-26 02:45:02 | 24.6843 | 0.58283 | 2.3313 | 7.9425 | 7.9425 | 0.1155 | 0.1155 | 1.0828 | 1.0828 | 0 | 0 | 4.2582 | 4.2582 | -8.954 | -4.477 | 4.4764 | 0 | 0 |  |  | 2.2847 |  | 0.094446 | 9.4446 | 8.9528 | 0 | 2014-06-25 19:30 | 4258.1667 | 4.2582
|  | 2014-06-26 03:15:02 | 24.5432 | 0.63117 | 2.5247 | 7.9475 | 7.9475 | 0.13083 | 0.13083 | 1.0327 | 1.0327 | 0 | 0 | 4.1553 | 4.1553 | -8.7522 | -4.3761 | 4.477 | 0 | 0 |  |  | 2.2974 |  | 0.10287 | 10.2866 | 8.954 | 0 | 2014-06-25 20:00 | 4155.3333 | 4.1553
|  | 2014-06-26 03:45:03 | 24.2862 | 0.66883 | 2.6753 | 7.9512 | 7.9512 | 0.131 | 0.131 | 1.0123 | 1.0123 | 0 | 0 | 4.1178 | 4.1178 | -8.3985 | -4.1992 | 4.3761 | 0 | 0 |  |  | 2.4346 |  | 0.11016 | 11.0159 | 8.7522 | 0 | 2014-06-25 20:30 | 4117.8333 | 4.1178
|  | 2014-06-26 04:15:03 | 24.499 | 0.68483 | 2.7393 | 7.9438 | 7.9438 | 0.131 | 0.131 | 1.0142 | 1.0142 | 0 | 0 | 4.2832 | 4.2832 | -8.3875 | -4.1937 | 4.1992 | 0 | 0 |  |  | 2.5476 |  | 0.11181 | 11.1814 | 8.3985 | 0 | 2014-06-25 21:00 | 4283.1667 | 4.2832
|  | 2014-06-26 04:45:03 | 25.0413 | 0.69017 | 2.7607 | 7.9462 | 7.9462 | 0.131 | 0.131 | 1.0285 | 1.0285 | 0 | 0 | 4.7105 | 4.7105 | -8.4645 | -4.2322 | 4.1937 | 0 | 0 |  |  | 2.7055 |  | 0.11024 | 11.0244 | 8.3875 | 0 | 2014-06-25 21:30 | 4710.5 | 4.7105
|  | 2014-06-26 05:15:01 | 26.5135 | 0.722 | 2.888 | 7.9463 | 7.9463 | 0.131 | 0.131 | 1.0913 | 1.0913 | 0.2692 | 0.2692 | 5.6208 | 5.6208 | -8.5668 | -4.2834 | 4.2322 | 0 | 0 |  |  | 2.9458 |  | 0.10893 | 10.8926 | 8.4645 | 0 | 2014-06-25 22:00 | 5620.8333 | 5.6208
|  | 2014-06-26 05:45:02 | 29.152 | 0.71733 | 2.8693 | 7.8325 | 7.8325 | 0.14333 | 0.14333 | 1.1593 | 1.1593 | 0.2692 | 0.2692 | 6.803 | 6.803 | -10.0753 | -5.0377 | 4.2834 | 0 | 0 |  |  | 2.898 |  | 0.098427 | 9.8427 | 8.5668 | 0 | 2014-06-25 22:30 | 6803 | 6.803
|  | 2014-06-26 06:15:02 | 32.3475 | 0.67883 | 2.7153 | 7.783 | 7.783 | 0.181 | 0.181 | 1.1622 | 1.1622 | 0.6624 | 0.6624 | 7.6193 | 7.6193 | -12.2243 | -6.1121 | 5.0377 | 0 | 0 |  |  | 2.7696 |  | 0.083943 | 8.3943 | 10.0753 | 0 | 2014-06-25 23:00 | 7619.3333 | 7.6193
|  | 2014-06-26 06:45:03 | 34.285 | 0.67833 | 2.7133 | 7.7798 | 7.7798 | 0.181 | 0.181 | 1.1415 | 1.1415 | 0.6624 | 0.6624 | 8.106 | 8.106 | -13.7009 | -6.8505 | 6.1121 | 0 | 0 |  |  | 2.6862 |  | 0.079141 | 7.9141 | 12.2243 | 0 | 2014-06-25 23:30 | 8106 | 8.106
|  | 2014-06-26 07:15:02 | 35.6528 | 0.6815 | 2.726 | 7.7813 | 7.7813 | 0.18 | 0.18 | 1.1025 | 1.1025 | 1.3824 | 1.3824 | 8.4098 | 8.4098 | -14.0708 | -7.0354 | 6.8505 | 0 | 0 |  |  | 2.5079 |  | 0.07646 | 7.646 | 13.7009 | 0 | 2014-06-26 | 8409.8333 | 8.4098
19.7202 |  | 2014-06-26 07:45:03 | 36.2238 | 0.77583 | 3.1033 | 7.778 | 7.778 | 0.22067 | 0.22067 | 1.1032 | 1.1032 | 1.3824 | 1.3824 | 8.3852 | 8.3852 | -14.2511 | -7.1255 | 7.0354 | 0 | 0 |  |  | 2.9792 |  | 0.085671 | 8.5671 | 14.0708 | 0 | 2014-06-26 00:30 | 8385.1667 | 8.3852
|  | 2014-06-26 08:15:02 | 36.9335 | 0.75667 | 3.0267 | 7.7837 | 7.7837 | 0.3165 | 0.3165 | 1.1112 | 1.1112 | 2.0008 | 2.0008 | 8.5402 | 8.5402 | -14.1545 | -7.0773 | 7.1255 | 0 | 0 |  |  | 2.9056 |  | 0.081949 | 8.1949 | 14.2511 | 0 | 2014-06-26 01:00 | 8540.1667 | 8.5402
|  | 2014-06-26 08:45:04 | 36.8232 | 0.72933 | 2.9173 | 7.7813 | 7.7813 | 0.30783 | 0.30783 | 1.1363 | 1.1363 | 2.0008 | 2.0008 | 8.5113 | 8.5113 | -14.1682 | -7.0841 | 7.0773 | 0 | 0 |  |  | 2.7423 |  | 0.079225 | 7.9225 | 14.1545 | 0 | 2014-06-26 01:30 | 8511.3333 | 8.5113
|  | 2014-06-26 09:15:02 | 36.768 | 0.71583 | 2.8633 | 7.7752 | 7.7752 | 0.31133 | 0.31133 | 1.1375 | 1.1375 | 2.2816 | 2.2816 | 8.5798 | 8.5798 | -13.8192 | -6.9096 | 7.0841 | 0 | 0 |  |  | 2.9206 |  | 0.077876 | 7.7876 | 14.1682 | 0 | 2014-06-26 02:00 | 8579.8333 | 8.5798
|  | 2014-06-26 09:45:02 | 36.8437 | 0.70233 | 2.8093 | 7.7733 | 7.7733 | 0.327 | 0.327 | 1.1242 | 1.1242 | 2.2816 | 2.2816 | 8.6015 | 8.6015 | -13.9267 | -6.9634 | 6.9096 | 0 | 0 |  |  | 3.0903 |  | 0.07625 | 7.625 | 13.8192 | 0 | 2014-06-26 02:30 | 8601.5 | 8.6015
|  | 2014-06-26 10:15:02 | 37.056 | 0.69767 | 2.7907 | 7.772 | 7.772 | 0.33217 | 0.33217 | 1.151 | 1.151 | 3.8968 | 3.8968 | 8.5112 | 8.5112 | -12.6022 | -6.3011 | 6.9634 | 0 | 0 |  |  | 2.5395 |  | 0.075309 | 7.5309 | 13.9267 | 0 | 2014-06-26 03:00 | 8511.1667 | 8.5112
|  | 2014-06-26 10:45:01 | 37.0788 | 0.68167 | 2.7267 | 7.768 | 7.768 | 0.331 | 0.331 | 1.155 | 1.155 | 3.8968 | 3.8968 | 8.5273 | 8.5273 | -12.674 | -6.337 | 6.3011 | 0 | 0 |  |  | 2.6176 |  | 0.073537 | 7.3537 | 12.6022 | 0 | 2014-06-26 03:30 | 8527.3333 | 8.5273
|  | 2014-06-26 11:15:03 | 37.058 | 0.68417 | 2.7367 | 7.774 | 7.774 | 0.32117 | 0.32117 | 1.1232 | 1.1232 | 5.204 | 5.204 | 8.5092 | 8.5092 | -11.3898 | -5.6949 | 6.337 | 0 | 0 |  |  | 2.5725 |  | 0.073848 | 7.3848 | 12.674 | 0 | 2014-06-26 04:00 | 8509.1667 | 8.5092
|  | 2014-06-26 11:45:03 | 36.9067 | 0.67133 | 2.6853 | 7.7738 | 7.7738 | 0.28967 | 0.28967 | 1.0975 | 1.0975 | 5.204 | 5.204 | 8.4907 | 8.4907 | -11.3657 | -5.6828 | 5.6949 | 0 | 0 |  |  | 2.6048 |  | 0.07276 | 7.276 | 11.3898 | 0 | 2014-06-26 04:30 | 8490.6667 | 8.4907
|  | 2014-06-26 12:15:02 | 36.701 | 0.66317 | 2.6527 | 7.7765 | 7.7765 | 0.14317 | 0.14317 | 1.1025 | 1.1025 | 5.1464 | 5.1464 | 8.3637 | 8.3637 | -11.5161 | -5.7581 | 5.6828 | 0 | 0 |  |  | 2.8118 |  | 0.072278 | 7.2278 | 11.3657 | 0 | 2014-06-26 05:00 | 8363.6667 | 8.3637
|  | 2014-06-26 12:45:03 | 36.5675 | 0.64217 | 2.5687 | 7.7803 | 7.7803 | 0.13367 | 0.13367 | 1.099 | 1.099 | 5.1464 | 5.1464 | 8.3165 | 8.3165 | -11.5229 | -5.7615 | 5.7581 | 0 | 0 |  |  | 2.3632 |  | 0.070245 | 7.0245 | 11.5161 | 0 | 2014-06-26 05:30 | 8316.5 | 8.3165
|  | 2014-06-26 13:15:02 | 36.4817 | 0.6455 | 2.582 | 7.7797 | 7.7797 | 0.135 | 0.135 | 1.087 | 1.087 | 5.2192 | 5.2192 | 8.3622 | 8.3622 | -11.3166 | -5.6583 | 5.7615 | 0 | 0 |  |  | 2.582 |  | 0.070775 | 7.0775 | 11.5229 | 0 | 2014-06-26 06:00 | 8362.1667 | 8.3622
|  | 2014-06-26 13:45:03 | 36.4553 | 0.66583 | 2.6633 | 7.779 | 7.779 | 0.15467 | 0.15467 | 1.086 | 1.086 | 5.2192 | 5.2192 | 8.2588 | 8.2588 | -11.2943 | -5.6471 | 5.6583 | 0 | 0 |  |  | 2.7965 |  | 0.073057 | 7.3057 | 11.3166 | 0 | 2014-06-26 06:30 | 8258.8333 | 8.2588
|  | 2014-06-26 14:15:02 | 36.4963 | 0.69217 | 2.7687 | 7.7742 | 7.7742 | 0.151 | 0.151 | 1.0852 | 1.0852 | 4.5364 | 4.5364 | 8.163 | 8.163 | -12.0179 | -6.009 | 5.6471 | 0 | 0 |  |  | 3.0455 |  | 0.075862 | 7.5862 | 11.2943 | 0 | 2014-06-26 07:00 | 8163 | 8.163
|  | 2014-06-26 14:45:02 | 37.1192 | 0.69033 | 2.7613 | 7.7762 | 7.7762 | 0.15267 | 0.15267 | 1.0858 | 1.0858 | 4.5364 | 4.5364 | 8.4642 | 8.4642 | -12.3426 | -6.1713 | 6.009 | 0 | 0 |  |  | 2.6509 |  | 0.074391 | 7.4391 | 12.0179 | 0 | 2014-06-26 07:30 | 8464.1667 | 8.4642
|  | 2014-06-26 15:15:02 | 37.7537 | 0.7125 | 2.85 | 7.7795 | 7.7795 | 0.1725 | 0.1725 | 1.081 | 1.081 | 5.0976 | 5.0976 | 8.5362 | 8.5362 | -12.2369 | -6.1185 | 6.1713 | 0 | 0 |  |  | 2.793 |  | 0.075489 | 7.5489 | 12.3426 | 0 | 2014-06-26 08:00 | 8536.1667 | 8.5362
|  | 2014-06-26 15:45:03 | 38.177 | 0.66883 | 2.6753 | 7.782 | 7.782 | 0.24217 | 0.24217 | 1.0815 | 1.0815 | 5.0976 | 5.0976 | 8.531 | 8.531 | -12.7674 | -6.3837 | 6.1185 | 0 | 0 |  |  | 2.8359 |  | 0.070077 | 7.0077 | 12.2369 | 0 | 2014-06-26 08:30 | 8531 | 8.531
|  | 2014-06-26 16:15:01 | 38.2065 | 0.624 | 2.496 | 7.7805 | 7.7805 | 0.2585 | 0.2585 | 1.0817 | 1.0817 | 3.2256 | 3.2256 | 8.6063 | 8.6063 | -14.7579 | -7.3789 | 6.3837 | 0 | 0 |  |  | 2.3213 |  | 0.065329 | 6.5329 | 12.7674 | 0 | 2014-06-26 09:00 | 8606.3333 | 8.6063
|  | 2014-06-26 16:45:02 | 37.9023 | 0.63167 | 2.5267 | 7.7832 | 7.7832 | 0.267 | 0.267 | 1.0782 | 1.0782 | 3.2256 | 3.2256 | 8.667 | 8.667 | -14.3547 | -7.1774 | 7.3789 | 0 | 0 |  |  | 2.4256 |  | 0.066663 | 6.6663 | 14.7579 | 0 | 2014-06-26 09:30 | 8667 | 8.667
|  | 2014-06-26 17:15:02 | 37.3473 | 0.68183 | 2.7273 | 7.7752 | 7.7752 | 0.25067 | 0.25067 | 1.0823 | 1.0823 | 2.4484 | 2.4484 | 8.4222 | 8.4222 | -14.6413 | -7.3206 | 7.1774 | 0 | 0 |  |  | 2.7819 |  | 0.073026 | 7.3026 | 14.3547 | 0 | 2014-06-26 10:00 | 8422.1667 | 8.4222
|  | 2014-06-26 17:45:02 | 37.057 | 0.7285 | 2.914 | 7.7803 | 7.7803 | 0.23917 | 0.23917 | 1.0782 | 1.0782 | 2.4484 | 2.4484 | 8.3908 | 8.3908 | -14.2061 | -7.103 | 7.3206 | 0 | 0 |  |  | 3.0306 |  | 0.078636 | 7.8636 | 14.6413 | 0 | 2014-06-26 10:30 | 8390.8333 | 8.3908
|  | 2014-06-26 18:15:06 | 36.5707 | 0.8035 | 3.214 | 7.6682 | 7.6682 | 0.221 | 0.221 | 1.0823 | 1.0823 | 1.7068 | 1.7068 | 8.2833 | 8.2833 | -14.395 | -7.1975 | 7.103 | 0 | 0 |  |  | 3.3747 |  | 0.087885 | 8.7885 | 14.2061 | 0 | 2014-06-26 11:00 | 8283.3333 | 8.2833
|  | 2014-06-26 18:45:03 | 36.0088 | 0.909 | 3.636 | 7.5547 | 7.5547 | 0.219 | 0.219 | 1.0808 | 1.0808 | 1.7068 | 1.7068 | 8.1048 | 8.1048 | -13.7067 | -6.8534 | 7.1975 | 0 | 0 |  |  | 3.8178 |  | 0.10098 | 10.0975 | 14.395 | 0 | 2014-06-26 11:30 | 8104.8333 | 8.1048
|  | 2014-06-26 19:15:02 | 35.3152 | 0.96117 | 3.8447 | 7.5633 | 7.5633 | 0.21833 | 0.21833 | 1.0815 | 1.0815 | 0.7624 | 0.7624 | 8.0415 | 8.0415 | -13.8034 | -6.9017 | 6.8534 | 0 | 0 |  |  | 3.4986 |  | 0.10887 | 10.8867 | 13.7067 | 0 | 2014-06-26 12:00 | 8041.5 | 8.0415
|  | 2014-06-26 19:45:02 | 34.985 | 0.94817 | 3.7927 | 7.5657 | 7.5657 | 0.2125 | 0.2125 | 1.0812 | 1.0812 | 0.7624 | 0.7624 | 8.079 | 8.079 | -13.4916 | -6.7458 | 6.9017 | 0 | 0 |  |  | 4.1719 |  | 0.10841 | 10.8408 | 13.8034 | 0 | 2014-06-26 12:30 | 8079 | 8.079
|  | 2014-06-26 20:15:03 | 34.4868 | 0.98567 | 3.9427 | 7.5723 | 7.5723 | 0.2 | 0.2 | 1.0813 | 1.0813 | 0.142 | 0.142 | 7.9275 | 7.9275 | -13.621 | -6.8105 | 6.7458 | 0 | 0 |  |  | 4.1004 |  | 0.11432 | 11.4324 | 13.4916 | 0 | 2014-06-26 13:00 | 7927.5 | 7.9275
|  | 2014-06-26 20:45:01 | 33.9512 | 1.0748 | 4.2993 | 7.7218 | 7.7218 | 0.19333 | 0.19333 | 1.0818 | 1.0818 | 0.142 | 0.142 | 7.6175 | 7.6175 | -12.8953 | -6.4477 | 6.8105 | 0 | 0 |  |  | 4.0414 |  | 0.12663 | 12.6633 | 13.621 | 0 | 2014-06-26 13:30 | 7617.5 | 7.6175
|  | 2014-06-26 21:15:02 | 32.77 | 1.1183 | 4.4733 | 7.7795 | 7.7795 | 0.15267 | 0.15267 | 1.0823 | 1.0823 | 0.028 | 0.028 | 6.9283 | 6.9283 | -12.3258 | -6.1629 | 6.4477 | 0 | 0 |  |  | 4.2497 |  | 0.13651 | 13.6507 | 12.8953 | 0 | 2014-06-26 14:00 | 6928.3333 | 6.9283
|  | 2014-06-26 21:45:04 | 30.8702 | 1.1858 | 4.7433 | 7.7753 | 7.7753 | 0.1455 | 0.1455 | 1.081 | 1.081 | 0.028 | 0.028 | 6.7233 | 6.7233 | -10.3737 | -5.1868 | 6.1629 | 0 | 0 |  |  | 4.8856 |  | 0.15365 | 15.3654 | 12.3258 | 0 | 2014-06-26 14:30 | 6723.3333 | 6.7233
|  | 2014-06-26 22:15:01 | 28.8538 | 1.2827 | 5.1307 | 7.7753 | 7.7753 | 0.131 | 0.131 | 1.081 | 1.081 | 0 | 0 | 5.7938 | 5.7938 | -8.942 | -4.471 | 5.1868 | 0 | 0 |  |  | 5.3359 |  | 0.17782 | 17.7816 | 10.3737 | 0 | 2014-06-26 15:00 | 5793.8333 | 5.7938
|  | 2014-06-26 22:45:01 | 27.1937 | 1.3025 | 5.21 | 7.7682 | 7.7682 | 0.131 | 0.131 | 1.0818 | 1.0818 | 0 | 0 | 5.0573 | 5.0573 | -7.9453 | -3.9727 | 4.471 | 0 | 0 |  |  | 5.1058 |  | 0.19159 | 19.1589 | 8.942 | 0 | 2014-06-26 15:30 | 5057.3333 | 5.0573
|  | 2014-06-26 23:15:03 | 26.0255 | 1.284 | 5.136 | 7.7692 | 7.7692 | 0.13067 | 0.13067 | 1.0807 | 1.0807 | 0 | 0 | 4.5132 | 4.5132 | -7.3958 | -3.6979 | 3.9727 | 0 | 0 |  |  | 4.6738 |  | 0.19734 | 19.7345 | 7.9453 | 0 | 2014-06-26 16:00 | 4513.1667 | 4.5132
|  | 2014-06-26 23:45:01 | 25.6882 | 1.2208 | 4.8833 | 7.7718 | 7.7718 | 0.127 | 0.127 | 1.078 | 1.078 | 0 | 0 | 4.3588 | 4.3588 | -7.4692 | -3.7346 | 3.6979 | 0 | 0 |  |  | 4.8833 |  | 0.1901 | 19.0101 | 7.3958 | 0 | 2014-06-26 16:30 | 4358.8333 | 4.3588
|  | 2014-06-27 00:15:03 | 25.4437 | 1.1233 | 4.4933 | 7.7635 | 7.7635 | 0.112 | 0.112 | 1.0807 | 1.0807 | 0 | 0 | 4.216 | 4.216 | -7.7782 | -3.8891 | 3.7346 | 0 | 0 |  |  | 4.4484 |  | 0.1766 | 17.6599 | 7.4692 | 0 | 2014-06-26 17:00 | 4216 | 4.216
|  | 2014-06-27 00:45:02 | 25.2535 | 0.96817 | 3.8727 | 7.7365 | 7.7365 | 0.112 | 0.112 | 1.0817 | 1.0817 | 0 | 0 | 4.1847 | 4.1847 | -8.266 | -4.133 | 3.8891 | 0 | 0 |  |  | 4.2212 |  | 0.15335 | 15.3352 | 7.7782 | 0 | 2014-06-26 17:30 | 4184.6667 | 4.1847
|  | 2014-06-27 01:15:02 | 24.9808 | 0.92367 | 3.6947 | 7.571 | 7.571 | 0.112 | 0.112 | 1.0725 | 1.0725 | 0 | 0 | 4.2183 | 4.2183 | -8.3123 | -4.1562 | 4.133 | 0 | 0 |  |  | 3.5099 |  | 0.1479 | 14.79 | 8.266 | 0 | 2014-06-26 18:00 | 4218.3333 | 4.2183
|  | 2014-06-27 01:45:03 | 24.7518 | 0.81067 | 3.2427 | 7.544 | 7.544 | 0.112 | 0.112 | 1.0437 | 1.0437 | 0 | 0 | 4.2488 | 4.2488 | -8.5607 | -4.2803 | 4.1562 | 0 | 0 |  |  | 3.0481 |  | 0.13101 | 13.1007 | 8.3123 | 0 | 2014-06-26 18:30 | 4248.8333 | 4.2488
|  | 2014-06-27 02:15:02 | 24.5117 | 0.77483 | 3.0993 | 7.5517 | 7.5517 | 0.112 | 0.112 | 1.0773 | 1.0773 | 0 | 0 | 4.1882 | 4.1882 | -8.4832 | -4.2416 | 4.2803 | 0 | 0 |  |  | 2.7894 |  | 0.12644 | 12.6443 | 8.5607 | 0 | 2014-06-26 19:00 | 4188.1667 | 4.1882
|  | 2014-06-27 02:45:02 | 24.559 | 0.79333 | 3.1733 | 7.6415 | 7.6415 | 0.112 | 0.112 | 1.0803 | 1.0803 | 0 | 0 | 4.2108 | 4.2108 | -8.341 | -4.1705 | 4.2416 | 0 | 0 |  |  | 2.9829 |  | 0.12921 | 12.9213 | 8.4832 | 0 | 2014-06-26 19:30 | 4210.8333 | 4.2108
|  | 2014-06-27 03:15:02 | 24.6682 | 0.7755 | 3.102 | 7.777 | 7.777 | 0.112 | 0.112 | 1.0755 | 1.0755 | 0 | 0 | 4.2027 | 4.2027 | -8.399 | -4.1995 | 4.1705 | 0 | 0 |  |  | 2.9469 |  | 0.12575 | 12.5749 | 8.341 | 0 | 2014-06-26 20:00 | 4202.6667 | 4.2027
|  | 2014-06-27 03:45:04 | 24.4663 | 0.77917 | 3.1167 | 7.7857 | 7.7857 | 0.112 | 0.112 | 1.0072 | 1.0072 | 0 | 0 | 4.2007 | 4.2007 | -8.2442 | -4.1221 | 4.1995 | 0 | 0 |  |  | 3.2413 |  | 0.12739 | 12.7386 | 8.399 | 0 | 2014-06-26 20:30 | 4200.6667 | 4.2007
|  | 2014-06-27 04:15:03 | 24.7738 | 0.76333 | 3.0533 | 7.7813 | 7.7813 | 0.112 | 0.112 | 1.0505 | 1.0505 | 0 | 0 | 4.4427 | 4.4427 | -8.334 | -4.167 | 4.1221 | 0 | 0 |  |  | 3.1144 |  | 0.12325 | 12.3248 | 8.2442 | 0 | 2014-06-26 21:00 | 4442.6667 | 4.4427
|  | 2014-06-27 04:45:03 | 25.265 | 0.75033 | 3.0013 | 7.7855 | 7.7855 | 0.112 | 0.112 | 1.0832 | 1.0832 | 0 | 0 | 5.026 | 5.026 | -8.257 | -4.1285 | 4.167 | 0 | 0 |  |  | 3.0914 |  | 0.11879 | 11.8794 | 8.334 | 0 | 2014-06-26 21:30 | 5026 | 5.026
|  | 2014-06-27 05:15:01 | 26.7315 | 0.68067 | 2.7227 | 7.7835 | 7.7835 | 0.112 | 0.112 | 1.0897 | 1.0897 | 0.2812 | 0.2812 | 5.659 | 5.659 | -9.0835 | -4.5417 | 4.1285 | 0 | 0 |  |  | 2.5593 |  | 0.10185 | 10.1852 | 8.257 | 0 | 2014-06-26 22:00 | 5659 | 5.659
|  | 2014-06-27 05:45:02 | 29.3947 | 0.63867 | 2.5547 | 7.7853 | 7.7853 | 0.12683 | 0.12683 | 1.0562 | 1.0562 | 0.2812 | 0.2812 | 6.4975 | 6.4975 | -11.093 | -5.5465 | 4.5417 | 0 | 0 |  |  | 2.5802 |  | 0.086909 | 8.6909 | 9.0835 | 0 | 2014-06-26 22:30 | 6497.5 | 6.4975
|  | 2014-06-27 06:15:03 | 32.7272 | 0.64383 | 2.5753 | 7.7843 | 7.7843 | 0.1615 | 0.1615 | 1.0648 | 1.0648 | 0.91 | 0.91 | 7.441 | 7.441 | -12.7902 | -6.3951 | 5.5465 | 0 | 0 |  |  | 2.4466 |  | 0.078691 | 7.8691 | 11.093 | 0 | 2014-06-26 23:00 | 7441 | 7.441
|  | 2014-06-27 06:45:02 | 34.8483 | 0.66717 | 2.6687 | 7.7843 | 7.7843 | 0.161 | 0.161 | 1.0907 | 1.0907 | 0.91 | 0.91 | 8.3573 | 8.3573 | -13.8763 | -6.9382 | 6.3951 | 0 | 0 |  |  | 2.6687 |  | 0.076579 | 7.6579 | 12.7902 | 0 | 2014-06-26 23:30 | 8357.3333 | 8.3573
|  | 2014-06-27 07:15:01 | 36.3885 | 0.71 | 2.84 | 7.782 | 7.782 | 0.16117 | 0.16117 | 1.0905 | 1.0905 | 1.5396 | 1.5396 | 8.7215 | 8.7215 | -14.2537 | -7.1269 | 6.9382 | 0 | 0 |  |  | 3.124 |  | 0.078047 | 7.8047 | 13.8763 | 0 | 2014-06-27 | 8721.5 | 8.7215
|  | 2014-06-27 07:45:02 | 36.8467 | 0.73717 | 2.9487 | 7.7835 | 7.7835 | 0.198 | 0.198 | 1.0905 | 1.0905 | 1.5396 | 1.5396 | 8.5018 | 8.5018 | -14.7846 | -7.3923 | 7.1269 | 0 | 0 |  |  | 2.9782 |  | 0.080025 | 8.0025 | 14.2537 | 0 | 2014-06-27 00:30 | 8501.8333 | 8.5018
|  | 2014-06-27 08:15:02 | 37.43 | 0.77733 | 3.1093 | 7.7805 | 7.7805 | 0.30583 | 0.30583 | 1.0938 | 1.0938 | 2.1408 | 2.1408 | 8.4517 | 8.4517 | -14.548 | -7.274 | 7.3923 | 0 | 0 |  |  | 2.9228 |  | 0.083071 | 8.3071 | 14.7846 | 0 | 2014-06-27 01:00 | 8451.6667 | 8.4517
|  | 2014-06-27 08:45:02 | 37.7603 | 0.77867 | 3.1147 | 7.7738 | 7.7738 | 0.32617 | 0.32617 | 1.0748 | 1.0748 | 2.1408 | 2.1408 | 8.6005 | 8.6005 | -14.7295 | -7.3648 | 7.274 | 0 | 0 |  |  | 3.395 |  | 0.082485 | 8.2485 | 14.548 | 0 | 2014-06-27 01:30 | 8600.5 | 8.6005
|  | 2014-06-27 09:15:03 | 38.0022 | 0.76167 | 3.0467 | 7.7737 | 7.7737 | 0.3735 | 0.3735 | 1.044 | 1.044 | 3.2336 | 3.2336 | 8.7125 | 8.7125 | -13.8182 | -6.9091 | 7.3648 | 0 | 0 |  |  | 3.2295 |  | 0.080171 | 8.0171 | 14.7295 | 0 | 2014-06-27 02:00 | 8712.5 | 8.7125
|  | 2014-06-27 09:45:02 | 38.1378 | 0.73933 | 2.9573 | 7.7247 | 7.7247 | 0.38067 | 0.38067 | 1.0705 | 1.0705 | 3.2336 | 3.2336 | 8.7242 | 8.7242 | -14.0469 | -7.0235 | 6.9091 | 0 | 0 |  |  | 2.6616 |  | 0.077543 | 7.7543 | 13.8182 | 0 | 2014-06-27 02:30 | 8724.1667 | 8.7242
|  | 2014-06-27 10:15:02 | 38.2782 | 0.78317 | 3.1327 | 7.5668 | 7.5668 | 0.39067 | 0.39067 | 1.0745 | 1.0745 | 4.5068 | 4.5068 | 8.9838 | 8.9838 | -12.6229 | -6.3114 | 7.0235 | 0 | 0 |  |  | 3.1953 |  | 0.08184 | 8.184 | 14.0469 | 0 | 2014-06-27 03:00 | 8983.8333 | 8.9838
|  | 2014-06-27 10:45:03 | 38.2887 | 0.799 | 3.196 | 7.5508 | 7.5508 | 0.37017 | 0.37017 | 1.0967 | 1.0967 | 4.5068 | 4.5068 | 9.0108 | 9.0108 | -12.5574 | -6.2787 | 6.3114 | 0 | 0 |  |  | 2.9403 |  | 0.083471 | 8.3471 | 12.6229 | 0 | 2014-06-27 03:30 | 9010.8333 | 9.0108
|  | 2014-06-27 11:15:03 | 38.2317 | 0.86433 | 3.4573 | 7.5507 | 7.5507 | 0.367 | 0.367 | 1.1017 | 1.1017 | 4.9172 | 4.9172 | 9.005 | 9.005 | -11.8328 | -5.9164 | 6.2787 | 0 | 0 |  |  | 3.4228 |  | 0.090431 | 9.0431 | 12.5574 | 0 | 2014-06-27 04:00 | 9005 | 9.005
|  | 2014-06-27 11:45:03 | 37.8132 | 0.93333 | 3.7333 | 7.5602 | 7.5602 | 0.28617 | 0.28617 | 1.1015 | 1.1015 | 4.9172 | 4.9172 | 8.9987 | 8.9987 | -11.2161 | -5.6081 | 5.9164 | 0 | 0 |  |  | 3.8827 |  | 0.098731 | 9.8731 | 11.8328 | 0 | 2014-06-27 04:30 | 8998.6667 | 8.9987
|  | 2014-06-27 12:15:04 | 37.2687 | 1.0647 | 4.2587 | 7.6983 | 7.6983 | 0.11967 | 0.11967 | 1.0695 | 1.0695 | 4.8188 | 4.8188 | 8.5477 | 8.5477 | -10.756 | -5.378 | 5.6081 | 0 | 0 |  |  | 4.1735 |  | 0.11427 | 11.4269 | 11.2161 | 0 | 2014-06-27 05:00 | 8547.6667 | 8.5477
|  | 2014-06-27 12:45:02 | 36.7908 | 1.2287 | 4.9147 | 7.764 | 7.764 | 0.133 | 0.133 | 1.0862 | 1.0862 | 4.8188 | 4.8188 | 8.402 | 8.402 | -9.6722 | -4.8361 | 5.378 | 0 | 0 |  |  | 5.013 |  | 0.13358 | 13.3584 | 10.756 | 0 | 2014-06-27 05:30 | 8402 | 8.402
|  | 2014-06-27 13:15:02 | 36.6167 | 1.333 | 5.332 | 7.7572 | 7.7572 | 0.15033 | 0.15033 | 1.0307 | 1.0307 | 4.8076 | 4.8076 | 8.3658 | 8.3658 | -9.1731 | -4.5865 | 4.8361 | 0 | 0 |  |  | 5.5453 |  | 0.14562 | 14.5617 | 9.6722 | 0 | 2014-06-27 06:00 | 8365.8333 | 8.3658
|  | 2014-06-27 13:45:02 | 36.1538 | 1.3097 | 5.2387 | 7.7608 | 7.7608 | 0.1855 | 0.1855 | 1.0708 | 1.0708 | 4.8076 | 4.8076 | 8.0268 | 8.0268 | -9.0636 | -4.5318 | 4.5865 | 0 | 0 |  |  | 5.1339 |  | 0.1449 | 14.4899 | 9.1731 | 0 | 2014-06-27 06:30 | 8026.8333 | 8.0268
|  | 2014-06-27 14:15:02 | 35.9307 | 1.4767 | 5.9067 | 7.762 | 7.762 | 0.22033 | 0.22033 | 1.098 | 1.098 | 4.9564 | 4.9564 | 7.7498 | 7.7498 | -8.2374 | -4.1187 | 4.5318 | 0 | 0 |  |  | 5.3751 |  | 0.16439 | 16.4391 | 9.0636 | 0 | 2014-06-27 07:00 | 7749.8333 | 7.7498
|  | 2014-06-27 14:45:02 | 36.2868 | 1.7132 | 6.8527 | 7.7673 | 7.7673 | 0.15633 | 0.15633 | 1.0922 | 1.0922 | 4.9564 | 4.9564 | 8.0365 | 8.0365 | -7.4254 | -3.7127 | 4.1187 | 0 | 0 |  |  | 7.4009 |  | 0.18885 | 18.8847 | 8.2374 | 0 | 2014-06-27 07:30 | 8036.5 | 8.0365
|  | 2014-06-27 15:15:02 | 36.6207 | 1.6558 | 6.6233 | 7.7838 | 7.7838 | 0.136 | 0.136 | 1.1095 | 1.1095 | 4.3236 | 4.3236 | 8.0847 | 8.0847 | -8.5597 | -4.2799 | 3.7127 | 0 | 0 |  |  | 6.8883 |  | 0.18086 | 18.0863 | 7.4254 | 0 | 2014-06-27 08:00 | 8084.6667 | 8.0847
|  | 2014-06-27 15:45:03 | 37.0118 | 1.5048 | 6.0193 | 7.7893 | 7.7893 | 0.15917 | 0.15917 | 1.1018 | 1.1018 | 4.3236 | 4.3236 | 8.1648 | 8.1648 | -9.4537 | -4.7269 | 4.2799 | 0 | 0 |  |  | 6.2601 |  | 0.16263 | 16.2633 | 8.5597 | 0 | 2014-06-27 08:30 | 8164.8333 | 8.1648
|  | 2014-06-27 16:15:02 | 37.0483 | 1.5092 | 6.0367 | 7.7882 | 7.7882 | 0.24067 | 0.24067 | 1.0665 | 1.0665 | 2.416 | 2.416 | 8.0063 | 8.0063 | -11.494 | -5.747 | 4.7269 | 0 | 0 |  |  | 6.1574 |  | 0.16294 | 16.294 | 9.4537 | 0 | 2014-06-27 09:00 | 8006.3333 | 8.0063
|  | 2014-06-27 16:45:02 | 36.5945 | 1.5823 | 6.3293 | 7.7262 | 7.7262 | 0.24067 | 0.24067 | 1.056 | 1.056 | 2.416 | 2.416 | 7.7247 | 7.7247 | -11.1017 | -5.5508 | 5.747 | 0 | 0 |  |  | 6.0762 |  | 0.17296 | 17.2959 | 11.494 | 0 | 2014-06-27 09:30 | 7724.6667 | 7.7247
|  | 2014-06-27 17:15:02 | 36.0142 | 1.6883 | 6.7533 | 7.5757 | 7.5757 | 0.24017 | 0.24017 | 0.99733 | 0.99733 | 1.82 | 1.82 | 7.8033 | 7.8033 | -10.8243 | -5.4122 | 5.5508 | 0 | 0 |  |  | 6.8884 |  | 0.18752 | 18.7519 | 11.1017 | 0 | 2014-06-27 10:00 | 7803.3333 | 7.8033
|  | 2014-06-27 17:45:02 | 35.451 | 1.8277 | 7.3107 | 7.566 | 7.566 | 0.24083 | 0.24083 | 1.0208 | 1.0208 | 1.82 | 1.82 | 7.4713 | 7.4713 | -10.0213 | -5.0107 | 5.4122 | 0 | 0 |  |  | 6.7989 |  | 0.20622 | 20.6219 | 10.8243 | 0 | 2014-06-27 10:30 | 7471.3333 | 7.4713
|  | 2014-06-27 18:15:03 | 34.6565 | 1.8703 | 7.4813 | 7.567 | 7.567 | 0.229 | 0.229 | 1.0362 | 1.0362 | 1.5544 | 1.5544 | 7.2527 | 7.2527 | -9.5359 | -4.768 | 5.0107 | 0 | 0 |  |  | 7.7058 |  | 0.21587 | 21.5871 | 10.0213 | 0 | 2014-06-27 11:00 | 7252.6667 | 7.2527
|  | 2014-06-27 18:45:02 | 34.0108 | 1.9923 | 7.9693 | 7.7073 | 7.7073 | 0.23767 | 0.23767 | 1.0585 | 1.0585 | 1.5544 | 1.5544 | 6.9497 | 6.9497 | -8.5339 | -4.267 | 4.768 | 0 | 0 |  |  | 7.2521 |  | 0.23432 | 23.4317 | 9.5359 | 0 | 2014-06-27 11:30 | 6949.6667 | 6.9497
|  | 2014-06-27 19:15:03 | 33.229 | 2.0173 | 8.0693 | 7.7907 | 7.7907 | 0.193 | 0.193 | 1.0318 | 1.0318 | 0.5308 | 0.5308 | 6.7827 | 6.7827 | -8.8307 | -4.4154 | 4.267 | 0 | 0 |  |  | 7.8273 |  | 0.24284 | 24.284 | 8.5339 | 0 | 2014-06-27 12:00 | 6782.6667 | 6.7827
|  | 2014-06-27 19:45:01 | 32.6727 | 1.8673 | 7.4693 | 7.786 | 7.786 | 0.18883 | 0.18883 | 0.82733 | 0.82733 | 0.5308 | 0.5308 | 6.3322 | 6.3322 | -9.5382 | -4.7691 | 4.4154 | 0 | 0 |  |  | 6.7224 |  | 0.22861 | 22.8611 | 8.8307 | 0 | 2014-06-27 12:30 | 6332.1667 | 6.3322
|  | 2014-06-27 20:15:02 | 32.3468 | 1.9188 | 7.6753 | 7.789 | 7.789 | 0.175 | 0.175 | 0.71833 | 0.71833 | 0.1464 | 0.1464 | 6.0273 | 6.0273 | -9.8154 | -4.9077 | 4.7691 | 0 | 0 |  |  | 7.5218 |  | 0.23728 | 23.7282 | 9.5382 | 0 | 2014-06-27 13:00 | 6027.3333 | 6.0273
|  | 2014-06-27 20:45:03 | 32.276 | 1.9377 | 7.7507 | 7.794 | 7.794 | 0.17067 | 0.17067 | 0.71917 | 0.71917 | 0.1464 | 0.1464 | 5.9348 | 5.9348 | -9.7603 | -4.8801 | 4.9077 | 0 | 0 |  |  | 7.5181 |  | 0.24014 | 24.0137 | 9.8154 | 0 | 2014-06-27 13:30 | 5934.8333 | 5.9348
|  | 2014-06-27 21:15:01 | 31.7135 | 2.0178 | 8.0713 | 7.7973 | 7.7973 | 0.137 | 0.137 | 0.718 | 0.718 | 0.044 | 0.044 | 5.595 | 5.595 | -9.3508 | -4.6754 | 4.8801 | 0 | 0 |  |  | 8.3135 |  | 0.25451 | 25.4508 | 9.7603 | 0 | 2014-06-27 14:00 | 5595 | 5.595
|  | 2014-06-27 21:45:01 | 30.331 | 2.041 | 8.164 | 7.7967 | 7.7967 | 0.12967 | 0.12967 | 0.72017 | 0.72017 | 0.044 | 0.044 | 5.279 | 5.279 | -8.1975 | -4.0987 | 4.6754 | 0 | 0 |  |  | 8.4089 |  | 0.26916 | 26.9164 | 9.3508 | 0 | 2014-06-27 14:30 | 5279 | 5.279
|  | 2014-06-27 22:15:01 | 28.4197 | 1.8227 | 7.2907 | 7.7897 | 7.7897 | 0.102 | 0.102 | 0.72 | 0.72 | 0 | 0 | 4.9345 | 4.9345 | -7.5828 | -3.7914 | 4.0987 | 0 | 0 |  |  | 7.1449 |  | 0.25654 | 25.6536 | 8.1975 | 0 | 2014-06-27 15:00 | 4934.5 | 4.9345
|  | 2014-06-27 22:45:02 | 26.7152 | 1.5378 | 6.1513 | 7.7687 | 7.7687 | 0.102 | 0.102 | 0.71883 | 0.71883 | 0 | 0 | 4.5725 | 4.5725 | -7.4018 | -3.7009 | 3.7914 | 0 | 0 |  |  | 6.3359 |  | 0.23026 | 23.0256 | 7.5828 | 0 | 2014-06-27 15:30 | 4572.5 | 4.5725
|  | 2014-06-27 23:15:03 | 25.5335 | 1.3678 | 5.4713 | 7.6022 | 7.6022 | 0.10217 | 0.10217 | 0.71533 | 0.71533 | 0 | 0 | 4.2188 | 4.2188 | -7.4237 | -3.7118 | 3.7009 | 0 | 0 |  |  | 5.526 |  | 0.21428 | 21.4281 | 7.4018 | 0 | 2014-06-27 16:00 | 4218.8333 | 4.2188
|  | 2014-06-27 23:45:02 | 24.9058 | 1.2742 | 5.0967 | 7.5552 | 7.5552 | 0.102 | 0.102 | 0.71667 | 0.71667 | 0 | 0 | 4.214 | 4.214 | -7.2213 | -3.6107 | 3.7118 | 0 | 0 |  |  | 4.8418 |  | 0.20464 | 20.4637 | 7.4237 | 0 | 2014-06-27 16:30 | 4214 | 4.214
|  | 2014-06-28 00:15:02 | 24.6705 | 1.3335 | 5.334 | 7.5562 | 7.5562 | 0.102 | 0.102 | 0.71117 | 0.71117 | 0 | 0 | 4.0992 | 4.0992 | -6.868 | -3.434 | 3.6107 | 0 | 0 |  |  | 5.5474 |  | 0.21621 | 21.621 | 7.2213 | 0 | 2014-06-27 17:00 | 4099.1667 | 4.0992
|  | 2014-06-28 00:45:03 | 24.2807 | 1.4083 | 5.6333 | 7.5985 | 7.5985 | 0.102 | 0.102 | 0.71617 | 0.71617 | 0 | 0 | 3.6697 | 3.6697 | -6.561 | -3.2805 | 3.434 | 0 | 0 |  |  | 5.239 |  | 0.23201 | 23.2009 | 6.868 | 0 | 2014-06-27 17:30 | 3669.6667 | 3.6697
|  | 2014-06-28 01:15:02 | 24.1487 | 1.4912 | 5.9647 | 7.763 | 7.763 | 0.102 | 0.102 | 0.718 | 0.718 | 0 | 0 | 3.3922 | 3.3922 | -6.2088 | -3.1044 | 3.2805 | 0 | 0 |  |  | 5.6664 |  | 0.247 | 24.6998 | 6.561 | 0 | 2014-06-27 18:00 | 3392.1667 | 3.3922
|  | 2014-06-28 01:45:01 | 24.0033 | 1.54 | 6.16 | 7.7753 | 7.7753 | 0.102 | 0.102 | 0.72067 | 0.72067 | 0 | 0 | 3.4535 | 3.4535 | -5.7918 | -2.8959 | 3.1044 | 0 | 0 |  |  | 6.4064 |  | 0.25663 | 25.6631 | 6.2088 | 0 | 2014-06-27 18:30 | 3453.5 | 3.4535
|  | 2014-06-28 02:15:02 | 24.1427 | 1.4487 | 5.7947 | 7.7797 | 7.7797 | 0.102 | 0.102 | 0.72383 | 0.72383 | 0 | 0 | 3.5452 | 3.5452 | -6.1973 | -3.0987 | 2.8959 | 0 | 0 |  |  | 6.1423 |  | 0.24002 | 24.0018 | 5.7918 | 0 | 2014-06-27 19:00 | 3545.1667 | 3.5452
|  | 2014-06-28 02:45:02 | 24.0132 | 1.3503 | 5.4013 | 7.7807 | 7.7807 | 0.102 | 0.102 | 0.7225 | 0.7225 | 0 | 0 | 3.5503 | 3.5503 | -6.4563 | -3.2282 | 3.0987 | 0 | 0 |  |  | 4.9692 |  | 0.22493 | 22.4932 | 6.1973 | 0 | 2014-06-27 19:30 | 3550.3333 | 3.5503
|  | 2014-06-28 03:15:03 | 23.7085 | 1.3025 | 5.21 | 7.7837 | 7.7837 | 0.102 | 0.102 | 0.72367 | 0.72367 | 0 | 0 | 3.5642 | 3.5642 | -6.325 | -3.1625 | 3.2282 | 0 | 0 |  |  | 5.6789 |  | 0.21975 | 21.9752 | 6.4563 | 0 | 2014-06-27 20:00 | 3564.1667 | 3.5642
|  | 2014-06-28 03:45:01 | 23.133 | 1.2252 | 4.9007 | 7.793 | 7.793 | 0.102 | 0.102 | 0.72167 | 0.72167 | 0 | 0 | 3.4288 | 3.4288 | -6.1868 | -3.0934 | 3.1625 | 0 | 0 |  |  | 4.5086 |  | 0.21185 | 21.1847 | 6.325 | 0 | 2014-06-27 20:30 | 3428.8333 | 3.4288
|  | 2014-06-28 04:15:02 | 22.8507 | 1.1768 | 4.7073 | 7.7878 | 7.7878 | 0.102 | 0.102 | 0.72283 | 0.72283 | 0 | 0 | 3.378 | 3.378 | -6.1527 | -3.0763 | 3.0934 | 0 | 0 |  |  | 4.3307 |  | 0.206 | 20.6004 | 6.1868 | 0 | 2014-06-27 21:00 | 3378 | 3.378
|  | 2014-06-28 04:45:02 | 23.1795 | 1.1705 | 4.682 | 7.7902 | 7.7902 | 0.102 | 0.102 | 0.7225 | 0.7225 | 0 | 0 | 3.489 | 3.489 | -6.3938 | -3.1969 | 3.0763 | 0 | 0 |  |  | 4.8225 |  | 0.20199 | 20.1989 | 6.1527 | 0 | 2014-06-27 21:30 | 3489 | 3.489
|  | 2014-06-28 05:15:37 | 24.3327 | 1.127 | 4.508 | 7.7827 | 7.7827 | 0.102 | 0.102 | 0.7245 | 0.7245 | 0.3604 | 0.3604 | 3.8928 | 3.8928 | -6.9623 | -3.4811 | 3.1969 | 0 | 0 |  |  | 4.8236 |  | 0.18527 | 18.5265 | 6.3938 | 0 | 2014-06-27 22:00 | 3892.8333 | 3.8928
|  | 2014-06-28 05:45:02 | 24.5718 | 1.0107 | 4.0427 | 7.6367 | 7.6367 | 0.102 | 0.102 | 0.72533 | 0.72533 | 0.3604 | 0.3604 | 4.0487 | 4.0487 | -7.6561 | -3.828 | 3.4811 | 0 | 0 |  |  | 4.0831 |  | 0.16452 | 16.4524 | 6.9623 | 0 | 2014-06-27 22:30 | 4048.6667 | 4.0487
|  | 2014-06-28 06:15:01 | 25.8802 | 1.0255 | 4.102 | 7.5792 | 7.5792 | 0.102 | 0.102 | 0.71867 | 0.71867 | 1.2224 | 1.2224 | 4.6207 | 4.6207 | -7.5353 | -3.7676 | 3.828 | 0 | 0 |  |  | 4.102 |  | 0.1585 | 15.85 | 7.6561 | 0 | 2014-06-27 23:00 | 4620.6667 | 4.6207
|  | 2014-06-28 06:45:02 | 27.4265 | 1.0217 | 4.0867 | 7.579 | 7.579 | 0.102 | 0.102 | 0.64833 | 0.64833 | 1.2224 | 1.2224 | 5.2367 | 5.2367 | -8.5514 | -4.2757 | 3.7676 | 0 | 0 |  |  | 4.4953 |  | 0.149 | 14.9004 | 7.5353 | 0 | 2014-06-27 23:30 | 5236.6667 | 5.2367
|  | 2014-06-28 07:15:01 | 29.4928 | 0.95983 | 3.8393 | 7.5862 | 7.5862 | 0.102 | 0.102 | 0.7035 | 0.7035 | 1.92 | 1.92 | 6.1862 | 6.1862 | -9.1557 | -4.5778 | 4.2757 | 0 | 0 |  |  | 3.6474 |  | 0.13018 | 13.0179 | 8.5514 | 0 | 2014-06-28 | 6186.1667 | 6.1862
|  | 2014-06-28 07:45:03 | 31.0623 | 0.943 | 3.772 | 7.7533 | 7.7533 | 0.14417 | 0.14417 | 0.72533 | 0.72533 | 1.92 | 1.92 | 6.7435 | 6.7435 | -10.004 | -5.002 | 4.5778 | 0 | 0 |  |  | 3.6966 |  | 0.12143 | 12.1433 | 9.1557 | 0 | 2014-06-28 00:30 | 6743.5 | 6.7435
|  | 2014-06-28 08:15:02 | 32.269 | 0.94517 | 3.7807 | 7.798 | 7.798 | 0.2755 | 0.2755 | 0.72467 | 0.72467 | 3.0628 | 3.0628 | 7.036 | 7.036 | -9.5914 | -4.7957 | 5.002 | 0 | 0 |  |  | 4.0831 |  | 0.11716 | 11.7161 | 10.004 | 0 | 2014-06-28 01:00 | 7036 | 7.036
|  | 2014-06-28 08:45:03 | 32.799 | 0.9075 | 3.63 | 7.7992 | 7.7992 | 0.28083 | 0.28083 | 0.73183 | 0.73183 | 3.0628 | 3.0628 | 6.774 | 6.774 | -10.5204 | -5.2602 | 4.7957 | 0 | 0 |  |  | 3.7026 |  | 0.11067 | 11.0674 | 9.5914 | 0 | 2014-06-28 01:30 | 6774 | 6.774
|  | 2014-06-28 09:15:04 | 33.1222 | 0.88817 | 3.5527 | 7.7978 | 7.7978 | 0.31317 | 0.31317 | 0.71 | 0.71 | 4.0736 | 4.0736 | 6.649 | 6.649 | -10.0259 | -5.0129 | 5.2602 | 0 | 0 |  |  | 3.5171 |  | 0.10726 | 10.7259 | 10.5204 | 0 | 2014-06-28 02:00 | 6649 | 6.649
|  | 2014-06-28 09:45:02 | 33.2925 | 0.848 | 3.392 | 7.7993 | 7.7993 | 0.344 | 0.344 | 0.70367 | 0.70367 | 4.0736 | 4.0736 | 6.8187 | 6.8187 | -10.1612 | -5.0806 | 5.0129 | 0 | 0 |  |  | 3.6294 |  | 0.10188 | 10.1885 | 10.0259 | 0 | 2014-06-28 02:30 | 6818.6667 | 6.8187
|  | 2014-06-28 10:15:02 | 33.3247 | 0.79967 | 3.1987 | 7.7958 | 7.7958 | 0.2725 | 0.2725 | 0.752 | 0.752 | 5.4012 | 5.4012 | 6.7882 | 6.7882 | -9.1163 | -4.5581 | 5.0806 | 0 | 0 |  |  | 3.1667 |  | 0.095985 | 9.5985 | 10.1612 | 0 | 2014-06-28 03:00 | 6788.1667 | 6.7882
|  | 2014-06-28 10:45:01 | 33.2442 | 0.75067 | 3.0027 | 7.7898 | 7.7898 | 0.269 | 0.269 | 0.72533 | 0.72533 | 5.4012 | 5.4012 | 6.923 | 6.923 | -9.1331 | -4.5666 | 4.5581 | 0 | 0 |  |  | 3.2129 |  | 0.090322 | 9.0322 | 9.1163 | 0 | 2014-06-28 03:30 | 6923 | 6.923
|  | 2014-06-28 11:15:03 | 33.0338 | 0.75533 | 3.0213 | 7.6827 | 7.6827 | 0.26017 | 0.26017 | 0.77633 | 0.77633 | 5.5892 | 5.5892 | 7.1838 | 7.1838 | -8.5203 | -4.2601 | 4.5666 | 0 | 0 |  |  | 2.9609 |  | 0.091462 | 9.1462 | 9.1331 | 0 | 2014-06-28 04:00 | 7183.8333 | 7.1838
|  | 2014-06-28 11:45:02 | 32.7107 | 0.72333 | 2.8933 | 7.568 | 7.568 | 0.2205 | 0.2205 | 0.78283 | 0.78283 | 5.5892 | 5.5892 | 7.2855 | 7.2855 | -8.3713 | -4.1857 | 4.2601 | 0 | 0 |  |  | 3.0959 |  | 0.088452 | 8.8452 | 8.5203 | 0 | 2014-06-28 04:30 | 7285.5 | 7.2855
|  | 2014-06-28 12:15:02 | 32.0477 | 0.67967 | 2.7187 | 7.566 | 7.566 | 0.0705 | 0.0705 | 0.78217 | 0.78217 | 6.0204 | 6.0204 | 7.2065 | 7.2065 | -7.6834 | -3.8417 | 4.1857 | 0 | 0 |  |  | 2.9905 |  | 0.084832 | 8.4832 | 8.3713 | 0 | 2014-06-28 05:00 | 7206.5 | 7.2065
|  | 2014-06-28 12:45:02 | 31.5375 | 0.69167 | 2.7667 | 7.574 | 7.574 | 0.069 | 0.069 | 0.786 | 0.786 | 6.0204 | 6.0204 | 6.957 | 6.957 | -7.3644 | -3.6822 | 3.8417 | 0 | 0 |  |  | 2.6837 |  | 0.087726 | 8.7726 | 7.6834 | 0 | 2014-06-28 05:30 | 6957 | 6.957
|  | 2014-06-28 13:15:03 | 31.1612 | 0.82133 | 3.2853 | 7.6108 | 7.6108 | 0.069167 | 0.069167 | 0.78583 | 0.78583 | 6.0284 | 6.0284 | 7.0535 | 7.0535 | -6.3281 | -3.1641 | 3.6822 | 0 | 0 |  |  | 3.581 |  | 0.10543 | 10.543 | 7.3644 | 0 | 2014-06-28 06:00 | 7053.5 | 7.0535
|  | 2014-06-28 13:45:02 | 30.9233 | 0.89883 | 3.5953 | 7.784 | 7.784 | 0.069 | 0.069 | 0.78417 | 0.78417 | 6.0284 | 6.0284 | 6.8528 | 6.8528 | -5.8096 | -2.9048 | 3.1641 | 0 | 0 |  |  | 3.4875 |  | 0.11627 | 11.6266 | 6.3281 | 0 | 2014-06-28 06:30 | 6852.8333 | 6.8528
|  | 2014-06-28 14:15:01 | 30.8657 | 0.8725 | 3.49 | 7.7915 | 7.7915 | 0.069 | 0.069 | 0.78567 | 0.78567 | 5.6196 | 5.6196 | 6.724 | 6.724 | -6.3859 | -3.1929 | 2.9048 | 0 | 0 |  |  | 3.6296 |  | 0.11307 | 11.3071 | 5.8096 | 0 | 2014-06-28 07:00 | 6724 | 6.724
|  | 2014-06-28 14:45:02 | 30.8217 | 0.86033 | 3.4413 | 7.7925 | 7.7925 | 0.069167 | 0.069167 | 0.78633 | 0.78633 | 5.6196 | 5.6196 | 6.6808 | 6.6808 | -6.4319 | -3.216 | 3.1929 | 0 | 0 |  |  | 3.7855 |  | 0.11165 | 11.1653 | 6.3859 | 0 | 2014-06-28 07:30 | 6680.8333 | 6.6808
|  | 2014-06-28 15:15:03 | 31.3267 | 0.80183 | 3.2073 | 7.7828 | 7.7828 | 0.069 | 0.069 | 0.78283 | 0.78283 | 5.0308 | 5.0308 | 6.9333 | 6.9333 | -7.5205 | -3.7603 | 3.216 | 0 | 0 |  |  | 3.1432 |  | 0.10238 | 10.2383 | 6.4319 | 0 | 2014-06-28 08:00 | 6933.3333 | 6.9333
|  | 2014-06-28 15:45:02 | 32.1257 | 0.80283 | 3.2113 | 7.7908 | 7.7908 | 0.095 | 0.095 | 0.76733 | 0.76733 | 5.0308 | 5.0308 | 7.1117 | 7.1117 | -8.1187 | -4.0594 | 3.7603 | 0 | 0 |  |  | 3.1471 |  | 0.099962 | 9.9962 | 7.5205 | 0 | 2014-06-28 08:30 | 7111.6667 | 7.1117
|  | 2014-06-28 16:15:02 | 32.575 | 0.77133 | 3.0853 | 7.7913 | 7.7913 | 0.19217 | 0.19217 | 0.768 | 0.768 | 3.014 | 3.014 | 7.1843 | 7.1843 | -10.5398 | -5.2699 | 4.0594 | 0 | 0 |  |  | 3.3939 |  | 0.094715 | 9.4715 | 8.1187 | 0 | 2014-06-28 09:00 | 7184.3333 | 7.1843
|  | 2014-06-28 16:45:03 | 32.8757 | 0.73017 | 2.9207 | 7.7962 | 7.7962 | 0.21 | 0.21 | 0.768 | 0.768 | 3.014 | 3.014 | 7.18 | 7.18 | -10.9868 | -5.4934 | 5.2699 | 0 | 0 |  |  | 3.0375 |  | 0.08884 | 8.884 | 10.5398 | 0 | 2014-06-28 09:30 | 7180 | 7.18
|  | 2014-06-28 17:15:02 | 32.6512 | 0.8175 | 3.27 | 7.7837 | 7.7837 | 0.20933 | 0.20933 | 0.76767 | 0.76767 | 2.1864 | 2.1864 | 7.2793 | 7.2793 | -11.1548 | -5.5774 | 5.4934 | 0 | 0 |  |  | 3.4989 |  | 0.10015 | 10.015 | 10.9868 | 0 | 2014-06-28 10:00 | 7279.3333 | 7.2793
|  | 2014-06-28 17:45:02 | 32.2365 | 0.92767 | 3.7107 | 7.6198 | 7.6198 | 0.27817 | 0.27817 | 0.76867 | 0.76867 | 2.1864 | 2.1864 | 7.2082 | 7.2082 | -10.4646 | -5.2323 | 5.5774 | 0 | 0 |  |  | 3.5622 |  | 0.11511 | 11.5108 | 11.1548 | 0 | 2014-06-28 10:30 | 7208.1667 | 7.2082
|  | 2014-06-28 18:15:02 | 31.7938 | 0.8715 | 3.486 | 7.5747 | 7.5747 | 0.3485 | 0.3485 | 0.76717 | 0.76717 | 1.3284 | 1.3284 | 7.0117 | 7.0117 | -11.2774 | -5.6387 | 5.2323 | 0 | 0 |  |  | 3.3466 |  | 0.10964 | 10.9644 | 10.4646 | 0 | 2014-06-28 11:00 | 7011.6667 | 7.0117
|  | 2014-06-28 18:45:01 | 30.8532 | 0.8385 | 3.354 | 7.5722 | 7.5722 | 0.193 | 0.193 | 0.74517 | 0.74517 | 1.3284 | 1.3284 | 6.6237 | 6.6237 | -11.0368 | -5.5184 | 5.6387 | 0 | 0 |  |  | 3.6894 |  | 0.10871 | 10.8708 | 11.2774 | 0 | 2014-06-28 11:30 | 6623.6667 | 6.6237
|  | 2014-06-28 19:15:02 | 30.751 | 0.90683 | 3.6273 | 7.5712 | 7.5712 | 0.16683 | 0.16683 | 0.7595 | 0.7595 | 0.74 | 0.74 | 6.4655 | 6.4655 | -11.4207 | -5.7103 | 5.5184 | 0 | 0 |  |  | 3.3371 |  | 0.11796 | 11.7958 | 11.0368 | 0 | 2014-06-28 12:00 | 6465.5 | 6.4655
|  | 2014-06-28 19:45:01 | 30.276 | 1.0073 | 4.0293 | 7.7063 | 7.7063 | 0.1595 | 0.1595 | 0.76433 | 0.76433 | 0.74 | 0.74 | 6.1388 | 6.1388 | -10.7377 | -5.3688 | 5.7103 | 0 | 0 |  |  | 3.9487 |  | 0.13309 | 13.3087 | 11.4207 | 0 | 2014-06-28 12:30 | 6138.8333 | 6.1388
|  | 2014-06-28 20:15:02 | 30.0092 | 1.0478 | 4.1913 | 7.7935 | 7.7935 | 0.13917 | 0.13917 | 0.7675 | 0.7675 | 0.114 | 0.114 | 5.7462 | 5.7462 | -11.2575 | -5.6287 | 5.3688 | 0 | 0 |  |  | 4.359 |  | 0.13967 | 13.9668 | 10.7377 | 0 | 2014-06-28 13:00 | 5746.1667 | 5.7462
|  | 2014-06-28 20:45:02 | 30.0095 | 1.0737 | 4.2947 | 7.7952 | 7.7952 | 0.1125 | 0.1125 | 0.76533 | 0.76533 | 0.114 | 0.114 | 5.9027 | 5.9027 | -11.0252 | -5.5126 | 5.6287 | 0 | 0 |  |  | 4.3376 |  | 0.14311 | 14.311 | 11.2575 | 0 | 2014-06-28 13:30 | 5902.6667 | 5.9027
|  | 2014-06-28 21:15:02 | 29.5083 | 1.0202 | 4.0807 | 7.7982 | 7.7982 | 0.11283 | 0.11283 | 0.765 | 0.765 | 0.008 | 0.008 | 5.6288 | 5.6288 | -11.1148 | -5.5574 | 5.5126 | 0 | 0 |  |  | 3.8358 |  | 0.13829 | 13.8289 | 11.0252 | 0 | 2014-06-28 14:00 | 5628.8333 | 5.6288
|  | 2014-06-28 21:45:02 | 28.2672 | 1.023 | 4.092 | 7.7987 | 7.7987 | 0.097333 | 0.097333 | 0.76617 | 0.76617 | 0.008 | 0.008 | 5.3547 | 5.3547 | -10.1503 | -5.0752 | 5.5574 | 0 | 0 |  |  | 3.8874 |  | 0.14476 | 14.4762 | 11.1148 | 0 | 2014-06-28 14:30 | 5354.6667 | 5.3547
|  | 2014-06-28 22:15:02 | 26.5987 | 1.0767 | 4.3067 | 7.7968 | 7.7968 | 0.035 | 0.035 | 0.76683 | 0.76683 | 0 | 0 | 4.4728 | 4.4728 | -9.2205 | -4.6103 | 5.0752 | 0 | 0 |  |  | 4.0913 |  | 0.16191 | 16.1913 | 10.1503 | 0 | 2014-06-28 15:00 | 4472.8333 | 4.4728
|  | 2014-06-28 22:45:02 | 25.1765 | 1.0163 | 4.0653 | 7.7948 | 7.7948 | 0.035 | 0.035 | 0.767 | 0.767 | 0 | 0 | 3.7965 | 3.7965 | -8.7178 | -4.3589 | 4.6103 | 0 | 0 |  |  | 3.8621 |  | 0.16147 | 16.1473 | 9.2205 | 0 | 2014-06-28 15:30 | 3796.5 | 3.7965
|  | 2014-06-28 23:15:02 | 24.292 | 1.0035 | 4.014 | 7.7895 | 7.7895 | 0.035 | 0.035 | 0.76733 | 0.76733 | 0 | 0 | 3.3655 | 3.3655 | -8.3207 | -4.1603 | 4.3589 | 0 | 0 |  |  | 3.8133 |  | 0.16524 | 16.524 | 8.7178 | 0 | 2014-06-28 16:00 | 3365.5 | 3.3655
|  | 2014-06-28 23:45:02 | 23.6797 | 0.96467 | 3.8587 | 7.7822 | 7.7822 | 0.035 | 0.035 | 0.76733 | 0.76733 | 0 | 0 | 2.9327 | 2.9327 | -8.3038 | -4.1519 | 4.1603 | 0 | 0 |  |  | 4.2445 |  | 0.16295 | 16.2953 | 8.3207 | 0 | 2014-06-28 16:30 | 2932.6667 | 2.9327
|  | 2014-06-29 00:15:02 | 23.0528 | 1.0483 | 4.1933 | 7.7717 | 7.7717 | 0.035 | 0.035 | 0.70517 | 0.70517 | 0 | 0 | 2.5803 | 2.5803 | -7.7673 | -3.8837 | 4.1519 | 0 | 0 |  |  | 3.8579 |  | 0.1819 | 18.1901 | 8.3038 | 0 | 2014-06-28 17:00 | 2580.3333 | 2.5803
|  | 2014-06-29 00:45:02 | 22.8675 | 1.0088 | 4.0353 | 7.7768 | 7.7768 | 0.035 | 0.035 | 0.67633 | 0.67633 | 0 | 0 | 2.4973 | 2.4973 | -7.8467 | -3.9233 | 3.8837 | 0 | 0 |  |  | 4.3985 |  | 0.17647 | 17.6466 | 7.7673 | 0 | 2014-06-28 17:30 | 2497.3333 | 2.4973
|  | 2014-06-29 01:15:02 | 23.1073 | 0.937 | 3.748 | 7.7773 | 7.7773 | 0.035 | 0.035 | 0.7195 | 0.7195 | 0 | 0 | 2.5307 | 2.5307 | -8.2968 | -4.1484 | 3.9233 | 0 | 0 |  |  | 4.0853 |  | 0.1622 | 16.22 | 7.8467 | 0 | 2014-06-28 18:00 | 2530.6667 | 2.5307
|  | 2014-06-29 01:45:01 | 22.7678 | 0.9235 | 3.694 | 7.7813 | 7.7813 | 0.035 | 0.035 | 0.76467 | 0.76467 | 0 | 0 | 2.5715 | 2.5715 | -7.9213 | -3.9607 | 4.1484 | 0 | 0 |  |  | 3.5832 |  | 0.16225 | 16.2246 | 8.2968 | 0 | 2014-06-28 18:30 | 2571.5 | 2.5715
|  | 2014-06-29 02:15:01 | 22.472 | 0.93217 | 3.7287 | 7.8012 | 7.8012 | 0.035333 | 0.035333 | 0.7645 | 0.7645 | 0 | 0 | 2.4565 | 2.4565 | -7.6858 | -3.8429 | 3.9607 | 0 | 0 |  |  | 4.1015 |  | 0.16593 | 16.5925 | 7.9213 | 0 | 2014-06-28 19:00 | 2456.5 | 2.4565
|  | 2014-06-29 02:45:03 | 22.2373 | 0.882 | 3.528 | 7.8255 | 7.8255 | 0.036 | 0.036 | 0.76333 | 0.76333 | 0 | 0 | 2.4582 | 2.4582 | -7.6263 | -3.8132 | 3.8429 | 0 | 0 |  |  | 3.8808 |  | 0.15865 | 15.8652 | 7.6858 | 0 | 2014-06-28 19:30 | 2458.1667 | 2.4582
|  | 2014-06-29 03:15:02 | 21.9105 | 0.89367 | 3.5747 | 7.8302 | 7.8302 | 0.035833 | 0.035833 | 0.68667 | 0.68667 | 0 | 0 | 2.4495 | 2.4495 | -7.3337 | -3.6668 | 3.8132 | 0 | 0 |  |  | 3.5032 |  | 0.16315 | 16.3149 | 7.6263 | 0 | 2014-06-28 20:00 | 2449.5 | 2.4495
|  | 2014-06-29 03:45:01 | 21.442 | 0.91917 | 3.6767 | 7.877 | 7.877 | 0.034667 | 0.034667 | 0.62967 | 0.62967 | 0 | 0 | 2.4467 | 2.4467 | -6.7773 | -3.3887 | 3.6668 | 0 | 0 |  |  | 3.5664 |  | 0.17147 | 17.147 | 7.3337 | 0 | 2014-06-28 20:30 | 2446.6667 | 2.4467
|  | 2014-06-29 04:15:03 | 21.1288 | 0.9545 | 3.818 | 7.8953 | 7.8953 | 0.034 | 0.034 | 0.64533 | 0.64533 | 0 | 0 | 2.4413 | 2.4413 | -6.2948 | -3.1474 | 3.3887 | 0 | 0 |  |  | 3.6271 |  | 0.1807 | 18.0701 | 6.7773 | 0 | 2014-06-28 21:00 | 2441.3333 | 2.4413
|  | 2014-06-29 04:45:03 | 21.1748 | 0.9475 | 3.79 | 7.917 | 7.917 | 0.034 | 0.034 | 0.63433 | 0.63433 | 0 | 0 | 2.4642 | 2.4642 | -6.3353 | -3.1677 | 3.1474 | 0 | 0 |  |  | 3.5626 |  | 0.17899 | 17.8986 | 6.2948 | 0 | 2014-06-28 21:30 | 2464.1667 | 2.4642
|  | 2014-06-29 05:15:02 | 21.898 | 1.0418 | 4.1673 | 7.917 | 7.917 | 0.034 | 0.034 | 0.6595 | 0.6595 | 0.3036 | 0.3036 | 2.5375 | 2.5375 | -6.2791 | -3.1395 | 3.1677 | 0 | 0 |  |  | 4.3757 |  | 0.19031 | 19.0307 | 6.3353 | 0 | 2014-06-28 22:00 | 2537.5 | 2.5375
|  | 2014-06-29 05:45:03 | 22.3598 | 1.0198 | 4.0793 | 7.9173 | 7.9173 | 0.045 | 0.045 | 0.6515 | 0.6515 | 0.3036 | 0.3036 | 2.4962 | 2.4962 | -6.8669 | -3.4335 | 3.1395 | 0 | 0 |  |  | 4.4465 |  | 0.18244 | 18.244 | 6.2791 | 0 | 2014-06-28 22:30 | 2496.1667 | 2.4962
|  | 2014-06-29 06:15:01 | 22.6768 | 0.84383 | 3.3753 | 7.914 | 7.914 | 0.089833 | 0.089833 | 0.71033 | 0.71033 | 1.2 | 1.2 | 2.6142 | 2.6142 | -6.7732 | -3.3866 | 3.4335 | 0 | 0 |  |  | 3.2066 |  | 0.14885 | 14.8845 | 6.8669 | 0 | 2014-06-28 23:00 | 2614.1667 | 2.6142
|  | 2014-06-29 06:45:02 | 23.4368 | 0.78817 | 3.1527 | 7.9225 | 7.9225 | 0.101 | 0.101 | 0.70533 | 0.70533 | 1.2 | 1.2 | 2.801 | 2.801 | -7.5543 | -3.7772 | 3.3866 | 0 | 0 |  |  | 3.2157 |  | 0.13452 | 13.4518 | 6.7732 | 0 | 2014-06-28 23:30 | 2801 | 2.801
|  | 2014-06-29 07:15:03 | 24.9577 | 0.818 | 3.272 | 7.9187 | 7.9187 | 0.10217 | 0.10217 | 0.68967 | 0.68967 | 1.5888 | 1.5888 | 3.3747 | 3.3747 | -8.0117 | -4.0059 | 3.7772 | 0 | 0 |  |  | 3.3374 |  | 0.1311 | 13.1102 | 7.5543 | 0 | 2014-06-29 | 3374.6667 | 3.3747
|  | 2014-06-29 07:45:03 | 26.155 | 0.96133 | 3.8453 | 7.9243 | 7.9243 | 0.14467 | 0.14467 | 0.68983 | 0.68983 | 1.5888 | 1.5888 | 3.5928 | 3.5928 | -8.3692 | -4.1846 | 4.0059 | 0 | 0 |  |  | 4.2299 |  | 0.14702 | 14.7021 | 8.0117 | 0 | 2014-06-29 00:30 | 3592.8333 | 3.5928
|  | 2014-06-29 08:15:03 | 27.7107 | 0.9665 | 3.866 | 7.9238 | 7.9238 | 0.293 | 0.293 | 0.72433 | 0.72433 | 2.1496 | 2.1496 | 4.1115 | 4.1115 | -8.6424 | -4.3212 | 4.1846 | 0 | 0 |  |  | 4.1753 |  | 0.13951 | 13.9513 | 8.3692 | 0 | 2014-06-29 01:00 | 4111.5 | 4.1115
|  | 2014-06-29 08:45:02 | 28.6898 | 0.97933 | 3.9173 | 7.9198 | 7.9198 | 0.295 | 0.295 | 0.72767 | 0.72767 | 2.1496 | 2.1496 | 4.4735 | 4.4735 | -9.2069 | -4.6034 | 4.3212 | 0 | 0 |  |  | 3.5256 |  | 0.13654 | 13.6541 | 8.6424 | 0 | 2014-06-29 01:30 | 4473.5 | 4.4735
|  | 2014-06-29 09:15:02 | 29.4807 | 0.88617 | 3.5447 | 7.9315 | 7.9315 | 0.30283 | 0.30283 | 0.732 | 0.732 | 2.5096 | 2.5096 | 4.9348 | 4.9348 | -9.5252 | -4.7626 | 4.6034 | 0 | 0 |  |  | 3.6865 |  | 0.12024 | 12.0237 | 9.2069 | 0 | 2014-06-29 02:00 | 4934.8333 | 4.9348
|  | 2014-06-29 09:45:02 | 29.8217 | 0.93083 | 3.7233 | 7.9472 | 7.9472 | 0.2775 | 0.2775 | 0.73967 | 0.73967 | 2.5096 | 2.5096 | 5.2177 | 5.2177 | -9.4067 | -4.7034 | 4.7626 | 0 | 0 |  |  | 3.984 |  | 0.12485 | 12.4853 | 9.5252 | 0 | 2014-06-29 02:30 | 5217.6667 | 5.2177
|  | 2014-06-29 10:15:01 | 30.1787 | 1.0032 | 4.0127 | 7.9562 | 7.9562 | 0.18833 | 0.18833 | 0.74167 | 0.74167 | 4.5004 | 4.5004 | 5.4783 | 5.4783 | -7.3011 | -3.6506 | 4.7034 | 0 | 0 |  |  | 4.1732 |  | 0.13296 | 13.2964 | 9.4067 | 0 | 2014-06-29 03:00 | 5478.3333 | 5.4783
|  | 2014-06-29 10:45:03 | 30.3627 | 1.066 | 4.264 | 7.9645 | 7.9645 | 0.17767 | 0.17767 | 0.74333 | 0.74333 | 4.5004 | 4.5004 | 5.652 | 5.652 | -7.0608 | -3.5304 | 3.6506 | 0 | 0 |  |  | 4.3919 |  | 0.14044 | 14.0436 | 7.3011 | 0 | 2014-06-29 03:30 | 5652 | 5.652
|  | 2014-06-29 11:15:03 | 30.5227 | 1.0813 | 4.3253 | 7.9705 | 7.9705 | 0.13033 | 0.13033 | 0.743 | 0.743 | 5.0276 | 5.0276 | 5.7012 | 5.7012 | -6.6247 | -3.3124 | 3.5304 | 0 | 0 |  |  | 3.9361 |  | 0.14171 | 14.1709 | 7.0608 | 0 | 2014-06-29 04:00 | 5701.1667 | 5.7012
|  | 2014-06-29 11:45:02 | 30.413 | 1.1208 | 4.4833 | 7.9803 | 7.9803 | 0.1135 | 0.1135 | 0.74367 | 0.74367 | 5.0276 | 5.0276 | 5.335 | 5.335 | -6.7296 | -3.3648 | 3.3124 | 0 | 0 |  |  | 4.1247 |  | 0.14742 | 14.7415 | 6.6247 | 0 | 2014-06-29 04:30 | 5335 | 5.335
|  | 2014-06-29 12:15:01 | 30.0392 | 1.2065 | 4.826 | 7.9882 | 7.9882 | 0.101 | 0.101 | 0.74417 | 0.74417 | 4.4108 | 4.4108 | 5.3048 | 5.3048 | -6.6642 | -3.3321 | 3.3648 | 0 | 0 |  |  | 4.8743 |  | 0.16066 | 16.0657 | 6.7296 | 0 | 2014-06-29 05:00 | 5304.8333 | 5.3048
|  | 2014-06-29 12:45:03 | 29.6162 | 1.3483 | 5.3933 | 7.986 | 7.986 | 0.10133 | 0.10133 | 0.74533 | 0.74533 | 4.4108 | 4.4108 | 5.0527 | 5.0527 | -5.9267 | -2.9634 | 3.3321 | 0 | 0 |  |  | 5.9327 |  | 0.18211 | 18.2108 | 6.6642 | 0 | 2014-06-29 05:30 | 5052.6667 | 5.0527
|  | 2014-06-29 13:15:03 | 29.3193 | 1.2695 | 5.078 | 7.9788 | 7.9788 | 0.10117 | 0.10117 | 0.75233 | 0.75233 | 5.2144 | 5.2144 | 4.7602 | 4.7602 | -5.4344 | -2.7172 | 2.9634 | 0 | 0 |  |  | 5.4842 |  | 0.1732 | 17.3196 | 5.9267 | 0 | 2014-06-29 06:00 | 4760.1667 | 4.7602
|  | 2014-06-29 13:45:03 | 29.005 | 1.2432 | 4.9727 | 7.9868 | 7.9868 | 0.098 | 0.098 | 0.7575 | 0.7575 | 5.2144 | 5.2144 | 4.6357 | 4.6357 | -5.3399 | -2.67 | 2.7172 | 0 | 0 |  |  | 5.1716 |  | 0.17144 | 17.1442 | 5.4344 | 0 | 2014-06-29 06:30 | 4635.6667 | 4.6357
|  | 2014-06-29 14:15:02 | 29.1037 | 1.2622 | 5.0487 | 7.9977 | 7.9977 | 0.085333 | 0.085333 | 0.78333 | 0.78333 | 4.7284 | 4.7284 | 4.5175 | 4.5175 | -5.9428 | -2.9714 | 2.67 | 0 | 0 |  |  | 4.9477 |  | 0.17347 | 17.3472 | 5.3399 | 0 | 2014-06-29 07:00 | 4517.5 | 4.5175
|  | 2014-06-29 14:45:02 | 29.3575 | 1.2653 | 5.0613 | 7.9995 | 7.9995 | 0.086 | 0.086 | 0.79033 | 0.79033 | 4.7284 | 4.7284 | 4.5903 | 4.5903 | -6.1016 | -3.0508 | 2.9714 | 0 | 0 |  |  | 5.4662 |  | 0.1724 | 17.2403 | 5.9428 | 0 | 2014-06-29 07:30 | 4590.3333 | 4.5903
|  | 2014-06-29 15:15:02 | 29.9773 | 1.2848 | 5.1393 | 8.0007 | 8.0007 | 0.086 | 0.086 | 0.79167 | 0.79167 | 4.3996 | 4.3996 | 4.8247 | 4.8247 | -6.7354 | -3.3677 | 3.0508 | 0 | 0 |  |  | 5.6533 |  | 0.17144 | 17.1441 | 6.1016 | 0 | 2014-06-29 08:00 | 4824.6667 | 4.8247
|  | 2014-06-29 15:45:03 | 30.6828 | 1.1193 | 4.4773 | 7.9973 | 7.9973 | 0.11867 | 0.11867 | 0.792 | 0.792 | 4.3996 | 4.3996 | 5.2825 | 5.2825 | -7.6154 | -3.8077 | 3.3677 | 0 | 0 |  |  | 4.0296 |  | 0.14592 | 14.5923 | 6.7354 | 0 | 2014-06-29 08:30 | 5282.5 | 5.2825
|  | 2014-06-29 16:15:03 | 31.1082 | 1.0842 | 4.3367 | 8.0125 | 8.0125 | 0.226 | 0.226 | 0.79217 | 0.79217 | 3.2944 | 3.2944 | 5.6055 | 5.6055 | -8.8409 | -4.4205 | 3.8077 | 0 | 0 |  |  | 3.9897 |  | 0.13941 | 13.9406 | 7.6154 | 0 | 2014-06-29 09:00 | 5605.5 | 5.6055
|  | 2014-06-29 16:45:03 | 31.4247 | 1.0497 | 4.1987 | 8.0082 | 8.0082 | 0.24233 | 0.24233 | 0.7905 | 0.7905 | 3.2944 | 3.2944 | 5.638 | 5.638 | -9.2526 | -4.6263 | 4.4205 | 0 | 0 |  |  | 3.9467 |  | 0.13361 | 13.3611 | 8.8409 | 0 | 2014-06-29 09:30 | 5638 | 5.638
|  | 2014-06-29 17:15:02 | 31.461 | 0.9875 | 3.95 | 8.0135 | 8.0135 | 0.2445 | 0.2445 | 0.78533 | 0.78533 | 2.6792 | 2.6792 | 5.6552 | 5.6552 | -10.1333 | -5.0666 | 4.6263 | 0 | 0 |  |  | 4.345 |  | 0.12555 | 12.5552 | 9.2526 | 0 | 2014-06-29 10:00 | 5655.1667 | 5.6552
|  | 2014-06-29 17:45:02 | 31.2268 | 0.8845 | 3.538 | 8.003 | 8.003 | 0.23517 | 0.23517 | 0.78283 | 0.78283 | 2.6792 | 2.6792 | 5.7125 | 5.7125 | -10.2761 | -5.1381 | 5.0666 | 0 | 0 |  |  | 3.2196 |  | 0.1133 | 11.33 | 10.1333 | 0 | 2014-06-29 10:30 | 5712.5 | 5.7125
|  | 2014-06-29 18:15:03 | 31.407 | 0.7805 | 3.122 | 7.9907 | 7.9907 | 0.21167 | 0.21167 | 0.78333 | 0.78333 | 1.628 | 1.628 | 5.7678 | 5.7678 | -11.9035 | -5.9518 | 5.1381 | 0 | 0 |  |  | 2.9035 |  | 0.099405 | 9.9405 | 10.2761 | 0 | 2014-06-29 11:00 | 5767.8333 | 5.7678
|  | 2014-06-29 18:45:03 | 30.9503 | 0.76017 | 3.0407 | 7.9943 | 7.9943 | 0.211 | 0.211 | 0.78233 | 0.78233 | 1.628 | 1.628 | 5.7853 | 5.7853 | -11.5087 | -5.7543 | 5.9518 | 0 | 0 |  |  | 3.2231 |  | 0.098243 | 9.8243 | 11.9035 | 0 | 2014-06-29 11:30 | 5785.3333 | 5.7853
|  | 2014-06-29 19:15:01 | 30.7838 | 0.67967 | 2.7187 | 7.986 | 7.986 | 0.21233 | 0.21233 | 0.78133 | 0.78133 | 0.6036 | 0.6036 | 5.7995 | 5.7995 | -12.6824 | -6.3412 | 5.7543 | 0 | 0 |  |  | 2.5827 |  | 0.088315 | 8.8315 | 11.5087 | 0 | 2014-06-29 12:00 | 5799.5 | 5.7995
|  | 2014-06-29 19:45:02 | 30.6435 | 0.714 | 2.856 | 7.9862 | 7.9862 | 0.2115 | 0.2115 | 0.7825 | 0.7825 | 0.6036 | 0.6036 | 5.696 | 5.696 | -12.5077 | -6.2539 | 6.3412 | 0 | 0 |  |  | 2.5704 |  | 0.093201 | 9.3201 | 12.6824 | 0 | 2014-06-29 12:30 | 5696 | 5.696
|  | 2014-06-29 20:15:03 | 30.493 | 0.68867 | 2.7547 | 7.9868 | 7.9868 | 0.20833 | 0.20833 | 0.78383 | 0.78383 | 0.078 | 0.078 | 5.3915 | 5.3915 | -13.2898 | -6.6449 | 6.2539 | 0 | 0 |  |  | 2.7271 |  | 0.090338 | 9.0338 | 12.5077 | 0 | 2014-06-29 13:00 | 5391.5 | 5.3915
|  | 2014-06-29 20:45:02 | 30.4782 | 0.64433 | 2.5773 | 8.0017 | 8.0017 | 0.225 | 0.225 | 0.78367 | 0.78367 | 0.078 | 0.078 | 5.613 | 5.613 | -13.1995 | -6.5998 | 6.6449 | 0 | 0 |  |  | 2.5258 |  | 0.084563 | 8.4563 | 13.2898 | 0 | 2014-06-29 13:30 | 5613 | 5.613
|  | 2014-06-29 21:15:01 | 30.1845 | 0.6305 | 2.522 | 8.0182 | 8.0182 | 0.432 | 0.432 | 0.78417 | 0.78417 | 0.008 | 0.008 | 5.4813 | 5.4813 | -12.9388 | -6.4694 | 6.5998 | 0 | 0 |  |  | 2.749 |  | 0.083553 | 8.3553 | 13.1995 | 0 | 2014-06-29 14:00 | 5481.3333 | 5.4813
|  | 2014-06-29 21:45:04 | 28.5995 | 0.546 | 2.184 | 8.0222 | 8.0222 | 0.21717 | 0.21717 | 0.78383 | 0.78383 | 0.008 | 0.008 | 5.3058 | 5.3058 | -12.0785 | -6.0393 | 6.4694 | 0 | 0 |  |  | 2.315 |  | 0.076365 | 7.6365 | 12.9388 | 0 | 2014-06-29 14:30 | 5305.8333 | 5.3058
|  | 2014-06-29 22:15:02 | 26.8447 | 0.43433 | 1.7373 | 8.034 | 8.034 | 0.048 | 0.048 | 0.784 | 0.784 | 0 | 0 | 4.9358 | 4.9358 | -11.3055 | -5.6528 | 6.0393 | 0 | 0 |  |  | 1.7721 |  | 0.064718 | 6.4718 | 12.0785 | 0 | 2014-06-29 15:00 | 4935.8333 | 4.9358
|  | 2014-06-29 22:45:01 | 25.3117 | 0.3885 | 1.554 | 8.0422 | 8.0422 | 0.046 | 0.046 | 0.783 | 0.783 | 0 | 0 | 4.352 | 4.352 | -10.5345 | -5.2673 | 5.6528 | 0 | 0 |  |  | 1.5851 |  | 0.061395 | 6.1395 | 11.3055 | 0 | 2014-06-29 15:30 | 4352 | 4.352
|  | 2014-06-29 23:15:02 | 24.0185 | 0.3335 | 1.334 | 8.0288 | 8.0288 | 0.034 | 0.034 | 0.6955 | 0.6955 | 0 | 0 | 3.9463 | 3.9463 | -9.9798 | -4.9899 | 5.2673 | 0 | 0 |  |  | 1.4274 |  | 0.055541 | 5.5541 | 10.5345 | 0 | 2014-06-29 16:00 | 3946.3333 | 3.9463
|  | 2014-06-29 23:45:02 | 23.6748 | 0.28067 | 1.1227 | 8.0315 | 8.0315 | 0.034 | 0.034 | 0.67033 | 0.67033 | 0 | 0 | 3.764 | 3.764 | -10.0523 | -5.0262 | 4.9899 | 0 | 0 |  |  | 1.2125 |  | 0.04742 | 4.742 | 9.9798 | 0 | 2014-06-29 16:30 | 3764 | 3.764
|  | 2014-06-30 00:15:02 | 23.8258 | 0.286 | 1.144 | 8.0275 | 8.0275 | 0.035 | 0.035 | 0.68383 | 0.68383 | 0 | 0 | 3.656 | 3.656 | -10.2795 | -5.1397 | 5.0262 | 0 | 0 |  |  | 1.2584 |  | 0.048015 | 4.8015 | 10.0523 | 0 | 2014-06-29 17:00 | 3656 | 3.656
|  | 2014-06-30 00:45:02 | 23.5292 | 0.30117 | 1.2047 | 8.048 | 8.048 | 0.035 | 0.035 | 0.681 | 0.681 | 0 | 0 | 3.54 | 3.54 | -10.0205 | -5.0102 | 5.1397 | 0 | 0 |  |  | 1.0842 |  | 0.051199 | 5.1199 | 10.2795 | 0 | 2014-06-29 17:30 | 3540 | 3.54
|  | 2014-06-30 01:15:02 | 23.17 | 0.30533 | 1.2213 | 8.0445 | 8.0445 | 0.035 | 0.035 | 0.67883 | 0.67883 | 0 | 0 | 3.4678 | 3.4678 | -9.7225 | -4.8612 | 5.0102 | 0 | 0 |  |  | 1.0992 |  | 0.052712 | 5.2712 | 10.0205 | 0 | 2014-06-29 18:00 | 3467.8333 | 3.4678
|  | 2014-06-30 01:45:04 | 22.876 | 0.27917 | 1.1167 | 8.0573 | 8.0573 | 0.035333 | 0.035333 | 0.6385 | 0.6385 | 0 | 0 | 3.4505 | 3.4505 | -9.5777 | -4.7888 | 4.8612 | 0 | 0 |  |  | 1.0385 |  | 0.048814 | 4.8814 | 9.7225 | 0 | 2014-06-29 18:30 | 3450.5 | 3.4505
|  | 2014-06-30 02:15:05 | 22.9892 | 0.26833 | 1.0733 | 8.0705 | 8.0705 | 0.036 | 0.036 | 0.65333 | 0.65333 | 0 | 0 | 3.4422 | 3.4422 | -9.7138 | -4.8569 | 4.7888 | 0 | 0 |  |  | 0.97673 |  | 0.046689 | 4.6689 | 9.5777 | 0 | 2014-06-29 19:00 | 3442.1667 | 3.4422
|  | 2014-06-30 02:45:03 | 22.9348 | 0.238 | 0.952 | 8.075 | 8.075 | 0.036 | 0.036 | 0.64 | 0.64 | 0 | 0 | 3.4818 | 3.4818 | -9.75 | -4.875 | 4.8569 | 0 | 0 |  |  | 0.87584 |  | 0.041509 | 4.1509 | 9.7138 | 0 | 2014-06-29 19:30 | 3481.8333 | 3.4818
|  | 2014-06-30 03:15:03 | 22.754 | 0.25783 | 1.0313 | 8.0752 | 8.0752 | 0.036 | 0.036 | 0.602 | 0.602 | 0 | 0 | 3.5358 | 3.5358 | -9.4737 | -4.7368 | 4.875 | 0 | 0 |  |  | 1.0623 |  | 0.045325 | 4.5325 | 9.75 | 0 | 2014-06-29 20:00 | 3535.8333 | 3.5358
|  | 2014-06-30 03:45:04 | 22.4128 | 0.32267 | 1.2907 | 8.0738 | 8.0738 | 0.036 | 0.036 | 0.624 | 0.624 | 0 | 0 | 3.4983 | 3.4983 | -8.89 | -4.445 | 4.7368 | 0 | 0 |  |  | 1.3552 |  | 0.057586 | 5.7586 | 9.4737 | 0 | 2014-06-29 20:30 | 3498.3333 | 3.4983
|  | 2014-06-30 04:15:02 | 22.966 | 0.3295 | 1.318 | 8.0738 | 8.0738 | 0.036 | 0.036 | 0.6325 | 0.6325 | 0 | 0 | 3.7488 | 3.7488 | -9.1568 | -4.5784 | 4.445 | 0 | 0 |  |  | 1.1994 |  | 0.057389 | 5.7389 | 8.89 | 0 | 2014-06-29 21:00 | 3748.8333 | 3.7488
|  | 2014-06-30 04:45:02 | 24.1658 | 0.30333 | 1.2133 | 8.0795 | 8.0795 | 0.036 | 0.036 | 0.64367 | 0.64367 | 0 | 0 | 4.4008 | 4.4008 | -9.7925 | -4.8963 | 4.5784 | 0 | 0 |  |  | 1.1891 |  | 0.050209 | 5.0209 | 9.1568 | 0 | 2014-06-29 21:30 | 4400.8333 | 4.4008
|  | 2014-06-30 05:15:01 | 26.3043 | 0.27233 | 1.0893 | 8.0453 | 8.0453 | 0.035667 | 0.035667 | 0.87267 | 0.87267 | 0.3108 | 0.3108 | 5.3987 | 5.3987 | -10.5519 | -5.2759 | 4.8963 | 0 | 0 |  |  | 1.1111 |  | 0.041413 | 4.1413 | 9.7925 | 0 | 2014-06-29 22:00 | 5398.6667 | 5.3987
|  | 2014-06-30 05:45:02 | 28.5702 | 0.244 | 0.976 | 7.91 | 7.91 | 0.046 | 0.046 | 0.99767 | 0.99767 | 0.3108 | 0.3108 | 6.4212 | 6.4212 | -11.9085 | -5.9543 | 5.2759 | 0 | 0 |  |  | 0.88816 |  | 0.034162 | 3.4162 | 10.5519 | 0 | 2014-06-29 22:30 | 6421.1667 | 6.4212
|  | 2014-06-30 06:15:02 | 31.8317 | 0.19967 | 0.79867 | 7.9152 | 7.9152 | 0.102 | 0.102 | 1.1192 | 1.1192 | 1.0608 | 1.0608 | 7.2077 | 7.2077 | -13.6282 | -6.8141 | 5.9543 | 0 | 0 |  |  | 0.79068 |  | 0.02509 | 2.509 | 11.9085 | 0 | 2014-06-29 23:00 | 7207.6667 | 7.2077
|  | 2014-06-30 06:45:02 | 33.6012 | 0.159 | 0.636 | 7.9105 | 7.9105 | 0.102 | 0.102 | 1.1317 | 1.1317 | 1.0608 | 1.0608 | 7.6867 | 7.6867 | -15.0735 | -7.5368 | 6.8141 | 0 | 0 |  |  | 0.61056 |  | 0.018928 | 1.8928 | 13.6282 | 0 | 2014-06-29 23:30 | 7686.6667 | 7.6867
|  | 2014-06-30 07:15:03 | 35.1163 | 0.13533 | 0.54133 | 7.9125 | 7.9125 | 0.103 | 0.103 | 1.1247 | 1.1247 | 1.5876 | 1.5876 | 8.2355 | 8.2355 | -15.6117 | -7.8059 | 7.5368 | 0 | 0 |  |  | 0.52509 |  | 0.015415 | 1.5415 | 15.0735 | 0 | 2014-06-30 | 8235.5 | 8.2355
|  | 2014-06-30 07:45:01 | 35.683 | 0.119 | 0.476 | 7.9108 | 7.9108 | 0.15783 | 0.15783 | 1.1328 | 1.1328 | 1.5876 | 1.5876 | 8.6137 | 8.6137 | -15.8042 | -7.9021 | 7.8059 | 0 | 0 |  |  | 0.48552 |  | 0.01334 | 1.334 | 15.6117 | 0 | 2014-06-30 00:30 | 8613.6667 | 8.6137
|  | 2014-06-30 08:15:03 | 36.4273 | 0.1165 | 0.466 | 7.908 | 7.908 | 0.2945 | 0.2945 | 1.142 | 1.142 | 1.7964 | 1.7964 | 8.9778 | 8.9778 | -15.8426 | -7.9213 | 7.9021 | 0 | 0 |  |  | 0.4893 |  | 0.012793 | 1.2793 | 15.8042 | 0 | 2014-06-30 01:00 | 8977.8333 | 8.9778
|  | 2014-06-30 08:45:02 | 36.5738 | 0.10833 | 0.43333 | 7.9037 | 7.9037 | 0.29417 | 0.29417 | 1.1332 | 1.1332 | 1.7964 | 1.7964 | 9.193 | 9.193 | -15.8201 | -7.9101 | 7.9213 | 0 | 0 |  |  | 0.416 |  | 0.011848 | 1.1848 | 15.8426 | 0 | 2014-06-30 01:30 | 9193 | 9.193
|  | 2014-06-30 09:15:02 | 36.57 | 0.097667 | 0.39067 | 7.8992 | 7.8992 | 0.29733 | 0.29733 | 1.1243 | 1.1243 | 3.0096 | 3.0096 | 9.0973 | 9.0973 | -14.7516 | -7.3758 | 7.9101 | 0 | 0 |  |  | 0.39067 |  | 0.010683 | 1.0683 | 15.8201 | 0 | 2014-06-30 02:00 | 9097.3333 | 9.0973
|  | 2014-06-30 09:45:02 | 36.7273 | 0.090333 | 0.36133 | 7.9062 | 7.9062 | 0.2935 | 0.2935 | 1.1438 | 1.1438 | 3.0096 | 3.0096 | 9.299 | 9.299 | -14.7139 | -7.357 | 7.3758 | 0 | 0 |  |  | 0.37579 |  | 0.0098383 | 0.98383 | 14.7516 | 0 | 2014-06-30 02:30 | 9299 | 9.299
|  | 2014-06-30 10:15:02 | 36.905 | 0.0875 | 0.35 | 7.9107 | 7.9107 | 0.1935 | 0.1935 | 1.1398 | 1.1398 | 4.2912 | 4.2912 | 9.4162 | 9.4162 | -13.6036 | -6.8018 | 7.357 | 0 | 0 |  |  | 0.3465 |  | 0.0094838 | 0.94838 | 14.7139 | 0 | 2014-06-30 03:00 | 9416.1667 | 9.4162
|  | 2014-06-30 10:45:02 | 37.1288 | 0.0845 | 0.338 | 7.912 | 7.912 | 0.18867 | 0.18867 | 1.1242 | 1.1242 | 4.2912 | 4.2912 | 9.5052 | 9.5052 | -13.7696 | -6.8848 | 6.8018 | 0 | 0 |  |  | 0.3042 |  | 0.0091034 | 0.91034 | 13.6036 | 0 | 2014-06-30 03:30 | 9505.1667 | 9.5052
|  | 2014-06-30 11:15:03 | 37.1662 | 0.095167 | 0.38067 | 7.9093 | 7.9093 | 0.17833 | 0.17833 | 1.1075 | 1.1075 | 4.8972 | 4.8972 | 9.4848 | 9.4848 | -13.2083 | -6.6042 | 6.8848 | 0 | 0 |  |  | 0.35783 |  | 0.010242 | 1.0242 | 13.7696 | 0 | 2014-06-30 04:00 | 9484.8333 | 9.4848
|  | 2014-06-30 11:45:03 | 36.9743 | 0.094333 | 0.37733 | 7.903 | 7.903 | 0.1635 | 0.1635 | 1.0875 | 1.0875 | 4.8972 | 4.8972 | 9.7497 | 9.7497 | -12.7961 | -6.3981 | 6.6042 | 0 | 0 |  |  | 0.3962 |  | 0.010205 | 1.0205 | 13.2083 | 0 | 2014-06-30 04:30 | 9749.6667 | 9.7497
|  | 2014-06-30 12:15:01 | 36.7528 | 0.10917 | 0.43667 | 7.8942 | 7.8942 | 0.10267 | 0.10267 | 1.0905 | 1.0905 | 5.2004 | 5.2004 | 9.9015 | 9.9015 | -12.1269 | -6.0635 | 6.3981 | 0 | 0 |  |  | 0.4192 |  | 0.011881 | 1.1881 | 12.7961 | 0 | 2014-06-30 05:00 | 9901.5 | 9.9015
|  | 2014-06-30 12:45:01 | 36.6963 | 0.121 | 0.484 | 7.8863 | 7.8863 | 0.1005 | 0.1005 | 1.1053 | 1.1053 | 5.2004 | 5.2004 | 9.9207 | 9.9207 | -11.9991 | -5.9996 | 6.0635 | 0 | 0 |  |  | 0.45012 |  | 0.013189 | 1.3189 | 12.1269 | 0 | 2014-06-30 05:30 | 9920.6667 | 9.9207
|  | 2014-06-30 13:15:03 | 36.535 | 0.139 | 0.556 | 7.883 | 7.883 | 0.086 | 0.086 | 1.0857 | 1.0857 | 5.248 | 5.248 | 9.8808 | 9.8808 | -11.7955 | -5.8978 | 5.9996 | 0 | 0 |  |  | 0.52264 |  | 0.015218 | 1.5218 | 11.9991 | 0 | 2014-06-30 06:00 | 9880.8333 | 9.8808
|  | 2014-06-30 13:45:02 | 36.2495 | 0.18033 | 0.72133 | 7.8907 | 7.8907 | 0.086667 | 0.086667 | 1.0927 | 1.0927 | 5.248 | 5.248 | 9.6245 | 9.6245 | -11.5857 | -5.7928 | 5.8978 | 0 | 0 |  |  | 0.66363 |  | 0.019899 | 1.9899 | 11.7955 | 0 | 2014-06-30 06:30 | 9624.5 | 9.6245
|  | 2014-06-30 14:15:02 | 36.2665 | 0.21933 | 0.87733 | 7.9032 | 7.9032 | 0.10967 | 0.10967 | 1.1052 | 1.1052 | 5.0308 | 5.0308 | 9.3543 | 9.3543 | -11.886 | -5.943 | 5.7928 | 0 | 0 |  |  | 0.79837 |  | 0.024191 | 2.4191 | 11.5857 | 0 | 2014-06-30 07:00 | 9354.3333 | 9.3543
|  | 2014-06-30 14:45:03 | 36.7288 | 0.21733 | 0.86933 | 7.8977 | 7.8977 | 0.11183 | 0.11183 | 1.087 | 1.087 | 5.0308 | 5.0308 | 9.6385 | 9.6385 | -12.0937 | -6.0469 | 5.943 | 0 | 0 |  |  | 0.92149 |  | 0.023669 | 2.3669 | 11.886 | 0 | 2014-06-30 07:30 | 9638.5 | 9.6385
|  | 2014-06-30 15:15:02 | 37.3777 | 0.23233 | 0.92933 | 7.8857 | 7.8857 | 0.12033 | 0.12033 | 1.0942 | 1.0942 | 4.4828 | 4.4828 | 9.9567 | 9.9567 | -12.9087 | -6.4543 | 6.0469 | 0 | 0 |  |  | 0.9758 |  | 0.024863 | 2.4863 | 12.0937 | 0 | 2014-06-30 08:00 | 9956.6667 | 9.9567
|  | 2014-06-30 15:45:03 | 37.9595 | 0.2485 | 0.994 | 7.8893 | 7.8893 | 0.21217 | 0.21217 | 1.0928 | 1.0928 | 4.4828 | 4.4828 | 9.949 | 9.949 | -13.3394 | -6.6697 | 6.4543 | 0 | 0 |  |  | 0.994 |  | 0.026186 | 2.6186 | 12.9087 | 0 | 2014-06-30 08:30 | 9949 | 9.949
|  | 2014-06-30 16:15:01 | 38.1583 | 0.27783 | 1.1113 | 7.8893 | 7.8893 | 0.33033 | 0.33033 | 1.0913 | 1.0913 | 3.5516 | 3.5516 | 9.9412 | 9.9412 | -14.2432 | -7.1216 | 6.6697 | 0 | 0 |  |  | 1.078 |  | 0.029124 | 2.9124 | 13.3394 | 0 | 2014-06-30 09:00 | 9941.1667 | 9.9412
|  | 2014-06-30 16:45:03 | 37.8798 | 0.31817 | 1.2727 | 7.8917 | 7.8917 | 0.31233 | 0.31233 | 1.0933 | 1.0933 | 3.5516 | 3.5516 | 9.9697 | 9.9697 | -13.7886 | -6.8943 | 7.1216 | 0 | 0 |  |  | 1.2854 |  | 0.033597 | 3.3597 | 14.2432 | 0 | 2014-06-30 09:30 | 9969.6667 | 9.9697
|  | 2014-06-30 17:15:02 | 37.2685 | 0.36183 | 1.4473 | 7.8915 | 7.8915 | 0.29833 | 0.29833 | 1.1017 | 1.1017 | 2.75 | 2.75 | 9.7268 | 9.7268 | -14.0528 | -7.0264 | 6.8943 | 0 | 0 |  |  | 1.5921 |  | 0.038835 | 3.8835 | 13.7886 | 0 | 2014-06-30 10:00 | 9726.8333 | 9.7268
|  | 2014-06-30 17:45:02 | 36.8012 | 0.3615 | 1.446 | 7.8913 | 7.8913 | 0.25633 | 0.25633 | 1.0815 | 1.0815 | 2.75 | 2.75 | 9.5472 | 9.5472 | -13.8288 | -6.9144 | 7.0264 | 0 | 0 |  |  | 1.3303 |  | 0.039292 | 3.9292 | 14.0528 | 0 | 2014-06-30 10:30 | 9547.1667 | 9.5472
|  | 2014-06-30 18:15:02 | 36.5537 | 0.338 | 1.352 | 7.8873 | 7.8873 | 0.21783 | 0.21783 | 1.0893 | 1.0893 | 1.76 | 1.76 | 9.1165 | 9.1165 | -15.1307 | -7.5653 | 6.9144 | 0 | 0 |  |  | 1.2574 |  | 0.036987 | 3.6987 | 13.8288 | 0 | 2014-06-30 11:00 | 9116.5 | 9.1165
|  | 2014-06-30 18:45:02 | 35.7837 | 0.3395 | 1.358 | 7.8908 | 7.8908 | 0.2175 | 0.2175 | 1.0692 | 1.0692 | 1.76 | 1.76 | 9.0078 | 9.0078 | -14.4803 | -7.2402 | 7.5653 | 0 | 0 |  |  | 1.3173 |  | 0.03795 | 3.795 | 15.1307 | 0 | 2014-06-30 11:30 | 9007.8333 | 9.0078
|  | 2014-06-30 19:15:01 | 35.1543 | 0.32567 | 1.3027 | 7.8855 | 7.8855 | 0.21183 | 0.21183 | 1.087 | 1.087 | 0.6604 | 0.6604 | 8.9458 | 8.9458 | -15.0611 | -7.5305 | 7.2402 | 0 | 0 |  |  | 1.1724 |  | 0.037056 | 3.7056 | 14.4803 | 0 | 2014-06-30 12:00 | 8945.8333 | 8.9458
|  | 2014-06-30 19:45:02 | 34.5885 | 0.33433 | 1.3373 | 7.8865 | 7.8865 | 0.20033 | 0.20033 | 1.0663 | 1.0663 | 0.6604 | 0.6604 | 8.7693 | 8.7693 | -14.6683 | -7.3341 | 7.5305 | 0 | 0 |  |  | 1.2036 |  | 0.038664 | 3.8664 | 15.0611 | 0 | 2014-06-30 12:30 | 8769.3333 | 8.7693
|  | 2014-06-30 20:15:02 | 34.1313 | 0.36233 | 1.4493 | 7.8832 | 7.8832 | 0.162 | 0.162 | 1.0808 | 1.0808 | 0.0836 | 0.0836 | 8.666 | 8.666 | -14.8064 | -7.4032 | 7.3341 | 0 | 0 |  |  | 1.3914 |  | 0.042463 | 4.2463 | 14.6683 | 0 | 2014-06-30 13:00 | 8666 | 8.666
|  | 2014-06-30 20:45:02 | 33.8215 | 0.33917 | 1.3567 | 7.8803 | 7.8803 | 0.13033 | 0.13033 | 1.0578 | 1.0578 | 0.0836 | 0.0836 | 8.6428 | 8.6428 | -14.6699 | -7.335 | 7.4032 | 0 | 0 |  |  | 1.4109 |  | 0.040113 | 4.0113 | 14.8064 | 0 | 2014-06-30 13:30 | 8642.8333 | 8.6428
|  | 2014-06-30 21:15:02 | 32.961 | 0.3205 | 1.282 | 7.8777 | 7.8777 | 0.129 | 0.129 | 1.0805 | 1.0805 | 0.004 | 0.004 | 8.4218 | 8.4218 | -14.166 | -7.083 | 7.335 | 0 | 0 |  |  | 1.1538 |  | 0.038894 | 3.8894 | 14.6699 | 0 | 2014-06-30 14:00 | 8421.8333 | 8.4218
|  | 2014-06-30 21:45:03 | 31.2393 | 0.29467 | 1.1787 | 7.8857 | 7.8857 | 0.10933 | 0.10933 | 1.0732 | 1.0732 | 0.004 | 0.004 | 8.1752 | 8.1752 | -12.8133 | -6.4067 | 7.083 | 0 | 0 |  |  | 1.0726 |  | 0.03773 | 3.773 | 14.166 | 0 | 2014-06-30 14:30 | 8175.1667 | 8.1752
|  | 2014-06-30 22:15:01 | 29.1377 | 0.27383 | 1.0953 | 7.8907 | 7.8907 | 0.0345 | 0.0345 | 1.0782 | 1.0782 | 0 | 0 | 6.8193 | 6.8193 | -12.2197 | -6.1098 | 6.4067 | 0 | 0 |  |  | 1.0187 |  | 0.037592 | 3.7592 | 12.8133 | 0 | 2014-06-30 15:00 | 6819.3333 | 6.8193
|  | 2014-06-30 22:45:01 | 27.2188 | 0.291 | 1.164 | 7.892 | 7.892 | 0.035 | 0.035 | 1.0812 | 1.0812 | 0 | 0 | 5.7147 | 5.7147 | -11.332 | -5.666 | 6.1098 | 0 | 0 |  |  | 1.2571 |  | 0.042765 | 4.2765 | 12.2197 | 0 | 2014-06-30 15:30 | 5714.6667 | 5.7147
|  | 2014-06-30 23:15:02 | 26.2515 | 0.28683 | 1.1473 | 7.8167 | 7.8167 | 0.035 | 0.035 | 1.0832 | 1.0832 | 0 | 0 | 5.2505 | 5.2505 | -10.9188 | -5.4594 | 5.666 | 0 | 0 |  |  | 1.0555 |  | 0.043705 | 4.3705 | 11.332 | 0 | 2014-06-30 16:00 | 5250.5 | 5.2505
|  | 2014-06-30 23:45:01 | 25.6893 | 0.25417 | 1.0167 | 7.6987 | 7.6987 | 0.035 | 0.035 | 1.0903 | 1.0903 | 0 | 0 | 4.9547 | 4.9547 | -10.894 | -5.447 | 5.4594 | 0 | 0 |  |  | 0.976 |  | 0.039575 | 3.9575 | 10.9188 | 0 | 2014-06-30 16:30 | 4954.6667 | 4.9547
|  | 2014-07-01 00:15:02 | 25.4475 | 0.22867 | 0.91467 | 7.4515 | 7.4515 | 0.035167 | 0.035167 | 1.0912 | 1.0912 | 0 | 0 | 4.9415 | 4.9415 | -11.0135 | -5.5068 | 5.447 | 0 | 0 |  |  | 0.87808 |  | 0.035943 | 3.5943 | 10.894 | 0 | 2014-06-30 17:00 | 4941.5 | 4.9415
|  | 2014-07-01 00:45:01 | 25.3093 | 0.22 | 0.88 | 7.0798 | 7.0798 | 0.036 | 0.036 | 1.0928 | 1.0928 | 0 | 0 | 4.8675 | 4.8675 | -11.3532 | -5.6766 | 5.5068 | 0 | 0 |  |  | 0.8624 |  | 0.03477 | 3.477 | 11.0135 | 0 | 2014-06-30 17:30 | 4867.5 | 4.8675
|  | 2014-07-01 01:15:02 | 24.8787 | 0.2045 | 0.818 | 7.1123 | 7.1123 | 0.036 | 0.036 | 1.0917 | 1.0917 | 0 | 0 | 4.8298 | 4.8298 | -10.9908 | -5.4954 | 5.6766 | 0 | 0 |  |  | 0.7771 |  | 0.03288 | 3.288 | 11.3532 | 0 | 2014-06-30 18:00 | 4829.8333 | 4.8298
|  | 2014-07-01 01:45:01 | 24.5735 | 0.20017 | 0.80067 | 7.121 | 7.121 | 0.036 | 0.036 | 1.0463 | 1.0463 | 0 | 0 | 4.7962 | 4.7962 | -10.7733 | -5.3867 | 5.4954 | 0 | 0 |  |  | 0.87273 |  | 0.032583 | 3.2583 | 10.9908 | 0 | 2014-06-30 18:30 | 4796.1667 | 4.7962
|  | 2014-07-01 02:15:01 | 24.4015 | 0.19367 | 0.77467 | 7.1212 | 7.1212 | 0.035667 | 0.035667 | 0.977 | 0.977 | 0 | 0 | 4.8918 | 4.8918 | -10.6012 | -5.3006 | 5.3867 | 0 | 0 |  |  | 0.77467 |  | 0.031747 | 3.1747 | 10.7733 | 0 | 2014-06-30 19:00 | 4891.8333 | 4.8918
|  | 2014-07-01 02:45:02 | 24.391 | 0.17883 | 0.71533 | 7.122 | 7.122 | 0.036 | 0.036 | 0.897 | 0.897 | 0 | 0 | 4.7782 | 4.7782 | -10.8425 | -5.4213 | 5.3006 | 0 | 0 |  |  | 0.74395 |  | 0.029328 | 2.9328 | 10.6012 | 0 | 2014-06-30 19:30 | 4778.1667 | 4.7782
|  | 2014-07-01 03:15:04 | 24.1082 | 0.157 | 0.628 | 7.1213 | 7.1213 | 0.036 | 0.036 | 0.896 | 0.896 | 0 | 0 | 4.7042 | 4.7042 | -10.7227 | -5.3613 | 5.4213 | 0 | 0 |  |  | 0.66568 |  | 0.026049 | 2.6049 | 10.8425 | 0 | 2014-06-30 20:00 | 4704.1667 | 4.7042
|  | 2014-07-01 03:45:02 | 23.8028 | 0.1495 | 0.598 | 7.125 | 7.125 | 0.036 | 0.036 | 0.89133 | 0.89133 | 0 | 0 | 4.7855 | 4.7855 | -10.367 | -5.1835 | 5.3613 | 0 | 0 |  |  | 0.63986 |  | 0.025123 | 2.5123 | 10.7227 | 0 | 2014-06-30 20:30 | 4785.5 | 4.7855
|  | 2014-07-01 04:15:03 | 24.279 | 0.16883 | 0.67533 | 7.1242 | 7.1242 | 0.036 | 0.036 | 0.89467 | 0.89467 | 0 | 0 | 5.0342 | 5.0342 | -10.5147 | -5.2573 | 5.1835 | 0 | 0 |  |  | 0.65507 |  | 0.027816 | 2.7816 | 10.367 | 0 | 2014-06-30 21:00 | 5034.1667 | 5.0342
|  | 2014-07-01 04:45:03 | 24.4463 | 0.166 | 0.664 | 7.1208 | 7.1208 | 0.036 | 0.036 | 0.92367 | 0.92367 | 0 | 0 | 5.1655 | 5.1655 | -10.5363 | -5.2682 | 5.2573 | 0 | 0 |  |  | 0.69056 |  | 0.027162 | 2.7162 | 10.5147 | 0 | 2014-06-30 21:30 | 5165.5 | 5.1655
|  | 2014-07-01 05:15:01 | 26.4743 | 0.146 | 0.584 | 7.1238 | 7.1238 | 0.036667 | 0.036667 | 1.0355 | 1.0355 | 0.3508 | 0.3508 | 6.1665 | 6.1665 | -11.177 | -5.5885 | 5.2682 | 0 | 0 |  |  | 0.57816 |  | 0.022059 | 2.2059 | 10.5363 | 0 | 2014-06-30 22:00 | 6166.5 | 6.1665
|  | 2014-07-01 05:45:02 | 29.1928 | 0.14233 | 0.56933 | 7.1242 | 7.1242 | 0.0685 | 0.0685 | 1.098 | 1.098 | 0.3508 | 0.3508 | 7.6835 | 7.6835 | -12.2985 | -6.1493 | 5.5885 | 0 | 0 |  |  | 0.53517 |  | 0.019503 | 1.9503 | 11.177 | 0 | 2014-06-30 22:30 | 7683.5 | 7.6835
|  | 2014-07-01 06:15:02 | 32.4467 | 0.16 | 0.64 | 7.1263 | 7.1263 | 0.15933 | 0.15933 | 1.098 | 1.098 | 1.1032 | 1.1032 | 8.8825 | 8.8825 | -13.4373 | -6.7187 | 6.1493 | 0 | 0 |  |  | 0.608 |  | 0.019725 | 1.9725 | 12.2985 | 0 | 2014-06-30 23:00 | 8882.5 | 8.8825
|  | 2014-07-01 06:45:02 | 34.4453 | 0.16967 | 0.67867 | 7.127 | 7.127 | 0.15983 | 0.15983 | 1.0977 | 1.0977 | 1.1032 | 1.1032 | 9.3022 | 9.3022 | -14.9768 | -7.4884 | 6.7187 | 0 | 0 |  |  | 0.72617 |  | 0.019703 | 1.9703 | 13.4373 | 0 | 2014-06-30 23:30 | 9302.1667 | 9.3022
|  | 2014-07-01 07:15:02 | 35.9423 | 0.14883 | 0.59533 | 7.124 | 7.124 | 0.159 | 0.159 | 1.0985 | 1.0985 | 1.6696 | 1.6696 | 9.5693 | 9.5693 | -15.7266 | -7.8633 | 7.4884 | 0 | 0 |  |  | 0.60129 |  | 0.016564 | 1.6564 | 14.9768 | 0 | 2014-07-01 | 9569.3333 | 9.5693
|  | 2014-07-01 07:45:03 | 36.2805 | 0.13567 | 0.54267 | 7.1243 | 7.1243 | 0.18233 | 0.18233 | 1.098 | 1.098 | 1.6696 | 1.6696 | 9.7738 | 9.7738 | -15.8897 | -7.9449 | 7.8633 | 0 | 0 |  |  | 0.54809 |  | 0.014958 | 1.4958 | 15.7266 | 0 | 2014-07-01 00:30 | 9773.8333 | 9.7738
|  | 2014-07-01 08:15:01 | 36.6367 | 0.14667 | 0.58667 | 7.1282 | 7.1282 | 0.25983 | 0.25983 | 1.0985 | 1.0985 | 1.988 | 1.988 | 9.8418 | 9.8418 | -15.7337 | -7.8668 | 7.9449 | 0 | 0 |  |  | 0.53387 |  | 0.016013 | 1.6013 | 15.8897 | 0 | 2014-07-01 01:00 | 9841.8333 | 9.8418
|  | 2014-07-01 08:45:03 | 36.6233 | 0.15183 | 0.60733 | 7.1227 | 7.1227 | 0.2615 | 0.2615 | 1.0795 | 1.0795 | 1.988 | 1.988 | 9.5955 | 9.5955 | -15.9688 | -7.9844 | 7.8668 | 0 | 0 |  |  | 0.58304 |  | 0.016583 | 1.6583 | 15.7337 | 0 | 2014-07-01 01:30 | 9595.5 | 9.5955
|  | 2014-07-01 09:15:04 | 36.5842 | 0.152 | 0.608 | 7.1257 | 7.1257 | 0.26183 | 0.26183 | 1.0818 | 1.0818 | 2.6536 | 2.6536 | 9.561 | 9.561 | -15.2922 | -7.6461 | 7.9844 | 0 | 0 |  |  | 0.55936 |  | 0.016619 | 1.6619 | 15.9688 | 0 | 2014-07-01 02:00 | 9561 | 9.561
|  | 2014-07-01 09:45:02 | 36.582 | 0.152 | 0.608 | 7.126 | 7.126 | 0.262 | 0.262 | 1.084 | 1.084 | 2.6536 | 2.6536 | 9.561 | 9.561 | -15.2874 | -7.6437 | 7.6461 | 0 | 0 |  |  | 0.59584 |  | 0.01662 | 1.662 | 15.2922 | 0 | 2014-07-01 02:30 | 9561 | 9.561
|  | 2014-07-01 10:15:03 | 36.582 | 0.152 | 0.608 | 7.126 | 7.126 | 0.262 | 0.262 | 1.084 | 1.084 | 5.0976 | 5.0976 | 9.561 | 9.561 | -12.8434 | -6.4217 | 7.6437 | 0 | 0 |  |  | 0.63232 |  | 0.01662 | 1.662 | 15.2874 | 0 | 2014-07-01 03:00 | 9561 | 9.561
|  | 2014-07-01 10:45:01 | 36.582 | 0.152 | 0.608 | 7.126 | 7.126 | 0.262 | 0.262 | 1.084 | 1.084 | 5.0976 | 5.0976 | 9.561 | 9.561 | -12.8434 | -6.4217 | 6.4217 | 0 | 0 |  |  | 0.608 |  | 0.01662 | 1.662 | 12.8434 | 0 | 2014-07-01 03:30 | 9561 | 9.561
|  | 2014-07-01 11:15:01 | 36.582 | 0.152 | 0.608 | 7.126 | 7.126 | 0.262 | 0.262 | 1.084 | 1.084 | 5.088 | 5.088 | 9.561 | 9.561 | -12.853 | -6.4265 | 6.4217 | 0 | 0 |  |  | 0.6688 |  | 0.01662 | 1.662 | 12.8434 | 0 | 2014-07-01 04:00 | 9561 | 9.561
|  | 2014-07-01 11:45:01 | 36.7798 | 0.13333 | 0.53333 | 5.941 | 5.941 | 0.17017 | 0.17017 | 0.895 | 0.895 | 5.088 | 5.088 | 7.8557 | 7.8557 | -16.2967 | -8.1483 | 6.4265 | 0 | 0 |  |  | 0.50133 |  | 0.014501 | 1.4501 | 12.853 | 0 | 2014-07-01 04:30 | 7855.6667 | 7.8557
|  | 2014-07-01 12:15:01 | 36.805 | 0.0985 | 0.394 | 7.121 | 7.121 | 0.089167 | 0.089167 | 1.0762 | 1.0762 | 5.3312 | 5.3312 | 9.276 | 9.276 | -13.5175 | -6.7587 | 8.1483 | 0 | 0 |  |  | 0.38612 |  | 0.010705 | 1.0705 | 16.2967 | 0 | 2014-07-01 05:00 | 9276 | 9.276
|  | 2014-07-01 12:45:01 | 36.6708 | 0.111 | 0.444 | 7.1235 | 7.1235 | 0.086 | 0.086 | 1.0797 | 1.0797 | 5.3312 | 5.3312 | 9.2837 | 9.2837 | -13.3228 | -6.6614 | 6.7587 | 0 | 0 |  |  | 0.4884 |  | 0.012108 | 1.2108 | 13.5175 | 0 | 2014-07-01 05:30 | 9283.6667 | 9.2837
|  | 2014-07-01 13:15:01 | 36.5678 | 0.13033 | 0.52133 | 7.1837 | 7.1837 | 0.091167 | 0.091167 | 1.0723 | 1.0723 | 5.9636 | 5.9636 | 9.2593 | 9.2593 | -12.4764 | -6.2382 | 6.6614 | 0 | 0 |  |  | 0.56825 |  | 0.014257 | 1.4257 | 13.3228 | 0 | 2014-07-01 06:00 | 9259.3333 | 9.2593
|  | 2014-07-01 13:45:01 | 36.363 | 0.15 | 0.6 | 7.2227 | 7.2227 | 0.11833 | 0.11833 | 1.0978 | 1.0978 | 5.9636 | 5.9636 | 9.0887 | 9.0887 | -12.2719 | -6.136 | 6.2382 | 0 | 0 |  |  | 0.6 |  | 0.0165 | 1.65 | 12.4764 | 0 | 2014-07-01 06:30 | 9088.6667 | 9.0887
|  | 2014-07-01 14:15:02 | 36.3535 | 0.1615 | 0.646 | 7.2578 | 7.2578 | 0.15867 | 0.15867 | 1.1028 | 1.1028 | 5.2264 | 5.2264 | 8.9635 | 8.9635 | -12.9983 | -6.4991 | 6.136 | 0 | 0 |  |  | 0.62016 |  | 0.01777 | 1.777 | 12.2719 | 0 | 2014-07-01 07:00 | 8963.5 | 8.9635
|  | 2014-07-01 14:45:02 | 36.7075 | 0.21783 | 0.87133 | 7.2887 | 7.2887 | 0.18733 | 0.18733 | 1.1062 | 1.1062 | 5.2264 | 5.2264 | 8.8585 | 8.8585 | -13.1691 | -6.5846 | 6.4991 | 0 | 0 |  |  | 0.81905 |  | 0.023737 | 2.3737 | 12.9983 | 0 | 2014-07-01 07:30 | 8858.5 | 8.8585
|  | 2014-07-01 15:15:04 | 37.3478 | 0.236 | 0.944 | 7.3172 | 7.3172 | 0.22117 | 0.22117 | 1.098 | 1.098 | 3.6456 | 3.6456 | 8.7677 | 8.7677 | -15.3542 | -7.6771 | 6.5846 | 0 | 0 |  |  | 0.97232 |  | 0.025276 | 2.5276 | 13.1691 | 0 | 2014-07-01 08:00 | 8767.6667 | 8.7677
|  | 2014-07-01 15:45:04 | 38.0383 | 0.2395 | 0.958 | 7.3895 | 7.3895 | 0.44783 | 0.44783 | 1.1088 | 1.1088 | 3.6456 | 3.6456 | 8.53 | 8.53 | -15.9586 | -7.9793 | 7.6771 | 0 | 0 |  |  | 0.9101 |  | 0.025185 | 2.5185 | 15.3542 | 0 | 2014-07-01 08:30 | 8530 | 8.53
|  | 2014-07-01 16:15:02 | 38.0305 | 0.29767 | 1.1907 | 7.382 | 7.382 | 0.53817 | 0.53817 | 1.1065 | 1.1065 | 2.1804 | 2.1804 | 8.586 | 8.586 | -17.0468 | -8.5234 | 7.9793 | 0 | 0 |  |  | 1.2502 |  | 0.031308 | 3.1308 | 15.9586 | 0 | 2014-07-01 09:00 | 8586 | 8.586
|  | 2014-07-01 16:45:01 | 37.6487 | 0.301 | 1.204 | 7.3682 | 7.3682 | 0.51117 | 0.51117 | 1.0838 | 1.0838 | 2.1804 | 2.1804 | 8.5995 | 8.5995 | -16.7016 | -8.3508 | 8.5234 | 0 | 0 |  |  | 1.0956 |  | 0.03198 | 3.198 | 17.0468 | 0 | 2014-07-01 09:30 | 8599.5 | 8.5995
|  | 2014-07-01 17:15:02 | 36.996 | 0.27633 | 1.1053 | 7.3787 | 7.3787 | 0.327 | 0.327 | 1.0868 | 1.0868 | 2.324 | 2.324 | 8.5027 | 8.5027 | -16.2715 | -8.1358 | 8.3508 | 0 | 0 |  |  | 1.028 |  | 0.029877 | 2.9877 | 16.7016 | 0 | 2014-07-01 10:00 | 8502.6667 | 8.5027
|  | 2014-07-01 17:45:03 | 36.6768 | 0.28567 | 1.1427 | 7.386 | 7.386 | 0.2065 | 0.2065 | 1.0843 | 1.0843 | 2.324 | 2.324 | 8.5408 | 8.5408 | -15.9925 | -7.9962 | 8.1358 | 0 | 0 |  |  | 1.097 |  | 0.031155 | 3.1155 | 16.2715 | 0 | 2014-07-01 10:30 | 8540.8333 | 8.5408
|  | 2014-07-01 18:15:02 | 36.0552 | 0.32017 | 1.2807 | 7.3808 | 7.3808 | 0.12817 | 0.12817 | 1.0773 | 1.0773 | 1.5736 | 1.5736 | 8.3418 | 8.3418 | -16.2727 | -8.1364 | 7.9962 | 0 | 0 |  |  | 1.1654 |  | 0.03552 | 3.552 | 15.9925 | 0 | 2014-07-01 11:00 | 8341.8333 | 8.3418
|  | 2014-07-01 18:45:03 | 35.7627 | 0.32667 | 1.3067 | 7.3725 | 7.3725 | 0.122 | 0.122 | 1.0833 | 1.0833 | 1.5736 | 1.5736 | 7.9727 | 7.9727 | -16.3319 | -8.1659 | 8.1364 | 0 | 0 |  |  | 1.3328 |  | 0.036537 | 3.6537 | 16.2727 | 0 | 2014-07-01 11:30 | 7972.6667 | 7.9727
|  | 2014-07-01 19:15:02 | 34.9697 | 0.32183 | 1.2873 | 7.3708 | 7.3708 | 0.086333 | 0.086333 | 1.0725 | 1.0725 | 0.538 | 0.538 | 7.6978 | 7.6978 | -16.9168 | -8.4584 | 8.1659 | 0 | 0 |  |  | 1.1586 |  | 0.036813 | 3.6813 | 16.3319 | 0 | 2014-07-01 12:00 | 7697.8333 | 7.6978
|  | 2014-07-01 19:45:02 | 34.2968 | 0.32117 | 1.2847 | 7.3665 | 7.3665 | 0.086 | 0.086 | 1.0593 | 1.0593 | 0.538 | 0.538 | 7.6933 | 7.6933 | -16.269 | -8.1345 | 8.4584 | 0 | 0 |  |  | 1.3617 |  | 0.037457 | 3.7457 | 16.9168 | 0 | 2014-07-01 12:30 | 7693.3333 | 7.6933
|  | 2014-07-01 20:15:02 | 33.807 | 0.32617 | 1.3047 | 7.3655 | 7.3655 | 0.085833 | 0.085833 | 1.057 | 1.057 | 0.0756 | 0.0756 | 7.6488 | 7.6488 | -16.2696 | -8.1348 | 8.1345 | 0 | 0 |  |  | 1.4221 |  | 0.038592 | 3.8592 | 16.269 | 0 | 2014-07-01 13:00 | 7648.8333 | 7.6488
|  | 2014-07-01 20:45:03 | 33.7307 | 0.3415 | 1.366 | 7.364 | 7.364 | 0.0815 | 0.0815 | 1.0515 | 1.0515 | 0.0756 | 0.0756 | 7.6103 | 7.6103 | -16.1817 | -8.0909 | 8.1348 | 0 | 0 |  |  | 1.3933 |  | 0.040497 | 4.0497 | 16.2696 | 0 | 2014-07-01 13:30 | 7610.3333 | 7.6103
|  | 2014-07-01 21:15:02 | 33.0832 | 0.332 | 1.328 | 7.3698 | 7.3698 | 0.069 | 0.069 | 1.0422 | 1.0422 | 0 | 0 | 7.3362 | 7.3362 | -15.938 | -7.969 | 8.0909 | 0 | 0 |  |  | 1.2483 |  | 0.040141 | 4.0141 | 16.1817 | 0 | 2014-07-01 14:00 | 7336.1667 | 7.3362
|  | 2014-07-01 21:45:02 | 31.3965 | 0.3 | 1.2 | 7.3805 | 7.3805 | 0.059833 | 0.059833 | 1.0603 | 1.0603 | 0 | 0 | 6.867 | 6.867 | -14.8288 | -7.4144 | 7.969 | 0 | 0 |  |  | 1.308 |  | 0.038221 | 3.8221 | 15.938 | 0 | 2014-07-01 14:30 | 6867 | 6.867
|  | 2014-07-01 22:15:03 | 29.31 | 0.26917 | 1.0767 | 7.39 | 7.39 | 0.033833 | 0.033833 | 1.0488 | 1.0488 | 0 | 0 | 5.9668 | 5.9668 | -13.7938 | -6.8969 | 7.4144 | 0 | 0 |  |  | 1.0874 |  | 0.036734 | 3.6734 | 14.8288 | 0 | 2014-07-01 15:00 | 5966.8333 | 5.9668
|  | 2014-07-01 22:45:02 | 27.4672 | 0.26333 | 1.0533 | 7.4052 | 7.4052 | 0.034 | 0.034 | 1.0405 | 1.0405 | 0 | 0 | 5.1638 | 5.1638 | -12.7703 | -6.3852 | 6.8969 | 0 | 0 |  |  | 1.0849 |  | 0.038349 | 3.8349 | 13.7938 | 0 | 2014-07-01 15:30 | 5163.8333 | 5.1638
|  | 2014-07-01 23:15:03 | 26.3752 | 0.257 | 1.028 | 7.423 | 7.423 | 0.034 | 0.034 | 1.0582 | 1.0582 | 0 | 0 | 4.4733 | 4.4733 | -12.3587 | -6.1793 | 6.3852 | 0 | 0 |  |  | 1.1 |  | 0.038976 | 3.8976 | 12.7703 | 0 | 2014-07-01 16:00 | 4473.3333 | 4.4733
|  | 2014-07-01 23:45:03 | 25.9035 | 0.288 | 1.152 | 7.4347 | 7.4347 | 0.034 | 0.034 | 1.0485 | 1.0485 | 0 | 0 | 4.154 | 4.154 | -12.0803 | -6.0402 | 6.1793 | 0 | 0 |  |  | 1.1405 |  | 0.044473 | 4.4473 | 12.3587 | 0 | 2014-07-01 16:30 | 4154 | 4.154
|  | 2014-07-02 00:15:01 | 25.7685 | 0.3265 | 1.306 | 7.4418 | 7.4418 | 0.034 | 0.034 | 1.08 | 1.08 | 0 | 0 | 4.073 | 4.073 | -11.8337 | -5.9168 | 6.0402 | 0 | 0 |  |  | 1.2538 |  | 0.050682 | 5.0682 | 12.0803 | 0 | 2014-07-01 17:00 | 4073 | 4.073
|  | 2014-07-02 00:45:02 | 25.5028 | 0.39567 | 1.5827 | 7.443 | 7.443 | 0.034 | 0.034 | 1.0838 | 1.0838 | 0 | 0 | 3.9557 | 3.9557 | -11.4037 | -5.7018 | 5.9168 | 0 | 0 |  |  | 1.4561 |  | 0.062058 | 6.2058 | 11.8337 | 0 | 2014-07-01 17:30 | 3955.6667 | 3.9557
|  | 2014-07-02 01:15:02 | 25.0005 | 0.4715 | 1.886 | 7.4468 | 7.4468 | 0.034 | 0.034 | 1.0555 | 1.0555 | 0 | 0 | 3.894 | 3.894 | -10.6842 | -5.3421 | 5.7018 | 0 | 0 |  |  | 1.7163 |  | 0.075438 | 7.5438 | 11.4037 | 0 | 2014-07-01 18:00 | 3894 | 3.894
|  | 2014-07-02 01:45:02 | 24.6293 | 0.56533 | 2.2613 | 7.4493 | 7.4493 | 0.034 | 0.034 | 0.95667 | 0.95667 | 0 | 0 | 3.8427 | 3.8427 | -10.0853 | -5.0427 | 5.3421 | 0 | 0 |  |  | 2.1935 |  | 0.091815 | 9.1815 | 10.6842 | 0 | 2014-07-01 18:30 | 3842.6667 | 3.8427
|  | 2014-07-02 02:15:02 | 24.337 | 0.62533 | 2.5013 | 7.4567 | 7.4567 | 0.034 | 0.034 | 0.90433 | 0.90433 | 0 | 0 | 3.8305 | 3.8305 | -9.6102 | -4.8051 | 5.0427 | 0 | 0 |  |  | 2.5514 |  | 0.10278 | 10.2779 | 10.0853 | 0 | 2014-07-01 19:00 | 3830.5 | 3.8305
|  | 2014-07-02 02:45:01 | 24.34 | 0.66917 | 2.6767 | 7.4622 | 7.4622 | 0.034 | 0.034 | 0.90467 | 0.90467 | 0 | 0 | 3.8657 | 3.8657 | -9.3968 | -4.6984 | 4.8051 | 0 | 0 |  |  | 2.5428 |  | 0.10997 | 10.997 | 9.6102 | 0 | 2014-07-01 19:30 | 3865.6667 | 3.8657
|  | 2014-07-02 03:15:01 | 24.2038 | 0.76633 | 3.0653 | 7.468 | 7.468 | 0.034 | 0.034 | 0.90133 | 0.90133 | 0 | 0 | 3.8463 | 3.8463 | -8.8888 | -4.4444 | 4.6984 | 0 | 0 |  |  | 3.0347 |  | 0.12665 | 12.6647 | 9.3968 | 0 | 2014-07-01 20:00 | 3846.3333 | 3.8463
|  | 2014-07-02 03:45:03 | 23.9138 | 0.8745 | 3.498 | 7.4748 | 7.4748 | 0.034 | 0.034 | 0.889 | 0.889 | 0 | 0 | 3.8332 | 3.8332 | -8.1848 | -4.0924 | 4.4444 | 0 | 0 |  |  | 3.6729 |  | 0.14628 | 14.6275 | 8.8888 | 0 | 2014-07-01 20:30 | 3833.1667 | 3.8332
|  | 2014-07-02 04:15:02 | 24.2623 | 0.89133 | 3.5653 | 7.4713 | 7.4713 | 0.034 | 0.034 | 0.8985 | 0.8985 | 0 | 0 | 3.8922 | 3.8922 | -8.401 | -4.2005 | 4.0924 | 0 | 0 |  |  | 3.8149 |  | 0.14695 | 14.6949 | 8.1848 | 0 | 2014-07-01 21:00 | 3892.1667 | 3.8922
|  | 2014-07-02 04:45:02 | 24.471 | 0.941 | 3.764 | 7.4753 | 7.4753 | 0.034 | 0.034 | 0.89083 | 0.89083 | 0 | 0 | 4.0038 | 4.0038 | -8.303 | -4.1515 | 4.2005 | 0 | 0 |  |  | 3.6134 |  | 0.15381 | 15.3815 | 8.401 | 0 | 2014-07-01 21:30 | 4003.8333 | 4.0038
|  | 2014-07-02 05:15:05 | 26.1578 | 1.0282 | 4.1127 | 7.4758 | 7.4758 | 0.035167 | 0.035167 | 0.96217 | 0.96217 | 0.2652 | 0.2652 | 4.868 | 4.868 | -8.4388 | -4.2194 | 4.1515 | 0 | 0 |  |  | 3.9482 |  | 0.15723 | 15.7225 | 8.303 | 0 | 2014-07-01 22:00 | 4868 | 4.868
|  | 2014-07-02 05:45:02 | 29.0208 | 1.0705 | 4.282 | 7.477 | 7.477 | 0.059833 | 0.059833 | 1.0573 | 1.0573 | 0.2652 | 0.2652 | 6.6055 | 6.6055 | -9.274 | -4.637 | 4.2194 | 0 | 0 |  |  | 4.5817 |  | 0.14755 | 14.7549 | 8.4388 | 0 | 2014-07-01 22:30 | 6605.5 | 6.6055
|  | 2014-07-02 06:15:01 | 32.0718 | 1.1442 | 4.5767 | 7.476 | 7.476 | 0.12667 | 0.12667 | 1.0922 | 1.0922 | 0.9472 | 0.9472 | 7.6 | 7.6 | -10.2531 | -5.1266 | 4.637 | 0 | 0 |  |  | 4.1648 |  | 0.1427 | 14.2701 | 9.274 | 0 | 2014-07-01 23:00 | 7600 | 7.6
|  | 2014-07-02 06:45:02 | 34.1275 | 1.1775 | 4.71 | 7.4732 | 7.4732 | 0.12617 | 0.12617 | 1.0937 | 1.0937 | 0.9472 | 0.9472 | 8.153 | 8.153 | -11.6243 | -5.8122 | 5.1266 | 0 | 0 |  |  | 4.7571 |  | 0.13801 | 13.8012 | 10.2531 | 0 | 2014-07-01 23:30 | 8153 | 8.153
|  | 2014-07-02 07:15:03 | 35.3385 | 1.0722 | 4.2887 | 7.4763 | 7.4763 | 0.13367 | 0.13367 | 1.0852 | 1.0852 | 1.464 | 1.464 | 8.5145 | 8.5145 | -12.3762 | -6.1881 | 5.8122 | 0 | 0 |  |  | 4.2029 |  | 0.12136 | 12.136 | 11.6243 | 0 | 2014-07-02 | 8514.5 | 8.5145
|  | 2014-07-02 07:45:02 | 35.755 | 1.1655 | 4.662 | 7.475 | 7.475 | 0.1735 | 0.1735 | 1.0852 | 1.0852 | 1.464 | 1.464 | 8.6683 | 8.6683 | -12.227 | -6.1135 | 6.1881 | 0 | 0 |  |  | 4.3823 |  | 0.13039 | 13.0387 | 12.3762 | 0 | 2014-07-02 00:30 | 8668.3333 | 8.6683
|  | 2014-07-02 08:15:03 | 36.3798 | 1.267 | 5.068 | 7.4783 | 7.4783 | 0.22733 | 0.22733 | 1.0865 | 1.0865 | 2.2912 | 2.2912 | 8.7643 | 8.7643 | -11.4641 | -5.7321 | 6.1135 | 0 | 0 |  |  | 5.068 |  | 0.13931 | 13.9308 | 12.227 | 0 | 2014-07-02 01:00 | 8764.3333 | 8.7643
|  | 2014-07-02 08:45:02 | 36.0378 | 1.3803 | 5.5213 | 7.4763 | 7.4763 | 0.218 | 0.218 | 1.0858 | 1.0858 | 2.2912 | 2.2912 | 8.7323 | 8.7323 | -10.7128 | -5.3564 | 5.7321 | 0 | 0 |  |  | 5.6318 |  | 0.15321 | 15.3209 | 11.4641 | 0 | 2014-07-02 01:30 | 8732.3333 | 8.7323
|  | 2014-07-02 09:15:01 | 35.8292 | 1.487 | 5.948 | 7.4772 | 7.4772 | 0.18267 | 0.18267 | 1.0695 | 1.0695 | 3.0208 | 3.0208 | 8.6122 | 8.6122 | -9.5189 | -4.7594 | 5.3564 | 0 | 0 |  |  | 5.7696 |  | 0.16601 | 16.601 | 10.7128 | 0 | 2014-07-02 02:00 | 8612.1667 | 8.6122
|  | 2014-07-02 09:45:02 | 35.846 | 1.5117 | 6.0467 | 7.4848 | 7.4848 | 0.18167 | 0.18167 | 0.8725 | 0.8725 | 3.0208 | 3.0208 | 8.6875 | 8.6875 | -9.552 | -4.776 | 4.7594 | 0 | 0 |  |  | 6.4699 |  | 0.16868 | 16.8685 | 9.5189 | 0 | 2014-07-02 02:30 | 8687.5 | 8.6875
|  | 2014-07-02 10:15:02 | 35.9308 | 1.7348 | 6.9393 | 7.4858 | 7.4858 | 0.169 | 0.169 | 0.734 | 0.734 | 4.5588 | 4.5588 | 8.7013 | 8.7013 | -7.3425 | -3.6713 | 4.776 | 0 | 0 |  |  | 6.3842 |  | 0.19313 | 19.313 | 9.552 | 0 | 2014-07-02 03:00 | 8701.3333 | 8.7013
|  | 2014-07-02 10:45:02 | 36.076 | 2.0185 | 8.074 | 7.4687 | 7.4687 | 0.15833 | 0.15833 | 0.73283 | 0.73283 | 4.5588 | 4.5588 | 8.3188 | 8.3188 | -6.7645 | -3.3823 | 3.6713 | 0 | 0 |  |  | 8.5584 |  | 0.22381 | 22.3805 | 7.3425 | 0 | 2014-07-02 03:30 | 8318.8333 | 8.3188
|  | 2014-07-02 11:15:02 | 36.0743 | 2.2553 | 9.0213 | 7.472 | 7.472 | 0.1125 | 0.1125 | 0.73083 | 0.73083 | 6.0904 | 6.0904 | 8.2245 | 8.2245 | -4.4228 | -2.2114 | 3.3823 | 0 | 0 |  |  | 8.8409 |  | 0.25008 | 25.0076 | 6.7645 | 0 | 2014-07-02 04:00 | 8224.5 | 8.2245
|  | 2014-07-02 11:45:02 | 35.8773 | 2.4715 | 9.886 | 7.4737 | 7.4737 | 0.101 | 0.101 | 0.7335 | 0.7335 | 6.0904 | 6.0904 | 7.706 | 7.706 | -3.8868 | -1.9434 | 2.2114 | 0 | 0 |  |  | 9.886 |  | 0.27555 | 27.555 | 4.4228 | 0 | 2014-07-02 04:30 | 7706 | 7.706
|  | 2014-07-02 12:15:02 | 35.6308 | 2.6963 | 10.7853 | 7.4768 | 7.4768 | 0.0855 | 0.0855 | 0.73567 | 0.73567 | 6.49 | 6.49 | 7.4122 | 7.4122 | -2.6453 | -1.3227 | 1.9434 | 0 | 0 |  |  | 10.1382 |  | 0.3027 | 30.2697 | 3.8868 | 0 | 2014-07-02 05:00 | 7412.1667 | 7.4122
|  | 2014-07-02 12:45:02 | 35.3783 | 2.9395 | 11.758 | 7.472 | 7.472 | 0.073167 | 0.073167 | 0.73367 | 0.73367 | 6.49 | 6.49 | 7.0582 | 7.0582 | -1.7933 | -0.89667 | 1.3227 | 0 | 0 |  |  | 10.9349 |  | 0.33235 | 33.235 | 2.6453 | 0 | 2014-07-02 05:30 | 7058.1667 | 7.0582
|  | 2014-07-02 13:15:01 | 35.2792 | 3.0427 | 12.1707 | 7.4668 | 7.4668 | 0.073333 | 0.073333 | 0.72983 | 0.72983 | 5.8648 | 5.8648 | 6.8935 | 6.8935 | -2.0802 | -1.0401 | 0.89667 | 0 | 0 |  |  | 12.049 |  | 0.34498 | 34.4982 | 1.7933 | 0 | 2014-07-02 06:00 | 6893.5 | 6.8935
|  | 2014-07-02 13:45:02 | 35.1278 | 3.1423 | 12.5693 | 7.4655 | 7.4655 | 0.070167 | 0.070167 | 0.7275 | 0.7275 | 5.8648 | 5.8648 | 6.7698 | 6.7698 | -1.6607 | -0.83035 | 1.0401 | 0 | 0 |  |  | 11.4381 |  | 0.35782 | 35.7817 | 2.0802 | 0 | 2014-07-02 06:30 | 6769.8333 | 6.7698
|  | 2014-07-02 14:15:01 | 35.2213 | 3.3552 | 13.4207 | 7.4613 | 7.4613 | 0.0575 | 0.0575 | 0.72733 | 0.72733 | 5.2852 | 5.2852 | 6.8015 | 6.8015 | -1.4678 | -0.7339 | 0.83035 | 0 | 0 |  |  | 13.9575 |  | 0.38104 | 38.1038 | 1.6607 | 0 | 2014-07-02 07:00 | 6801.5 | 6.8015
|  | 2014-07-02 14:45:03 | 35.7588 | 3.2902 | 13.1607 | 7.4567 | 7.4567 | 0.075167 | 0.075167 | 0.73083 | 0.73083 | 5.2852 | 5.2852 | 7.026 | 7.026 | -2.0243 | -1.0122 | 0.7339 | 0 | 0 |  |  | 14.3451 |  | 0.36804 | 36.804 | 1.4678 | 0 | 2014-07-02 07:30 | 7026 | 7.026
|  | 2014-07-02 15:15:01 | 36.4672 | 3.3108 | 13.2433 | 7.4635 | 7.4635 | 0.17317 | 0.17317 | 0.73383 | 0.73383 | 4.3856 | 4.3856 | 7.2115 | 7.2115 | -3.2562 | -1.6281 | 1.0122 | 0 | 0 |  |  | 13.6406 |  | 0.36316 | 36.3158 | 2.0243 | 0 | 2014-07-02 08:00 | 7211.5 | 7.2115
|  | 2014-07-02 15:45:02 | 36.9208 | 3.3422 | 13.3687 | 7.4655 | 7.4655 | 0.2625 | 0.2625 | 0.73767 | 0.73767 | 4.3856 | 4.3856 | 7.4018 | 7.4018 | -3.2991 | -1.6495 | 1.6281 | 0 | 0 |  |  | 12.2992 |  | 0.36209 | 36.209 | 3.2562 | 0 | 2014-07-02 08:30 | 7401.8333 | 7.4018
|  | 2014-07-02 16:15:02 | 36.9608 | 3.1938 | 12.7753 | 7.4673 | 7.4673 | 0.276 | 0.276 | 0.7285 | 0.7285 | 3.384 | 3.384 | 7.6177 | 7.6177 | -4.712 | -2.356 | 1.6495 | 0 | 0 |  |  | 13.5419 |  | 0.34565 | 34.5645 | 3.2991 | 0 | 2014-07-02 09:00 | 7617.6667 | 7.6177
|  | 2014-07-02 16:45:02 | 36.8052 | 3.2642 | 13.0567 | 7.4957 | 7.4957 | 0.27617 | 0.27617 | 0.71833 | 0.71833 | 3.384 | 3.384 | 7.4332 | 7.4332 | -4.4412 | -2.2206 | 2.356 | 0 | 0 |  |  | 14.3623 |  | 0.35475 | 35.4751 | 4.712 | 0 | 2014-07-02 09:30 | 7433.1667 | 7.4332
|  | 2014-07-02 17:15:03 | 36.3743 | 3.253 | 13.012 | 7.5437 | 7.5437 | 0.257 | 0.257 | 0.71983 | 0.71983 | 3.0436 | 3.0436 | 7.2057 | 7.2057 | -4.5926 | -2.2963 | 2.2206 | 0 | 0 |  |  | 13.7927 |  | 0.35772 | 35.7725 | 4.4412 | 0 | 2014-07-02 10:00 | 7205.6667 | 7.2057
|  | 2014-07-02 17:45:02 | 35.9615 | 3.2605 | 13.042 | 7.5485 | 7.5485 | 0.20133 | 0.20133 | 0.72183 | 0.72183 | 3.0436 | 3.0436 | 7.2283 | 7.2283 | -4.1759 | -2.0879 | 2.2963 | 0 | 0 |  |  | 14.2158 |  | 0.36267 | 36.2666 | 4.5926 | 0 | 2014-07-02 10:30 | 7228.3333 | 7.2283
|  | 2014-07-02 18:15:01 | 35.3288 | 3.1193 | 12.4773 | 7.5493 | 7.5493 | 0.16367 | 0.16367 | 0.72233 | 0.72233 | 1.6132 | 1.6132 | 7.1902 | 7.1902 | -5.6128 | -2.8064 | 2.0879 | 0 | 0 |  |  | 11.9782 |  | 0.35318 | 35.3177 | 4.1759 | 0 | 2014-07-02 11:00 | 7190.1667 | 7.1902
|  | 2014-07-02 18:45:02 | 34.8552 | 3.0022 | 12.0087 | 7.5492 | 7.5492 | 0.15483 | 0.15483 | 0.7305 | 0.7305 | 1.6132 | 1.6132 | 6.88 | 6.88 | -5.9188 | -2.9594 | 2.8064 | 0 | 0 |  |  | 10.8078 |  | 0.34453 | 34.453 | 5.6128 | 0 | 2014-07-02 11:30 | 6880 | 6.88
|  | 2014-07-02 19:15:01 | 34.2267 | 3.0367 | 12.1467 | 7.5453 | 7.5453 | 0.153 | 0.153 | 0.73267 | 0.73267 | 0.6764 | 0.6764 | 6.6502 | 6.6502 | -6.3224 | -3.1612 | 2.9594 | 0 | 0 |  |  | 12.6325 |  | 0.35489 | 35.4889 | 5.9188 | 0 | 2014-07-02 12:00 | 6650.1667 | 6.6502
|  | 2014-07-02 19:45:02 | 33.6912 | 2.9518 | 11.8073 | 7.5485 | 7.5485 | 0.12333 | 0.12333 | 0.7365 | 0.7365 | 0.6764 | 0.6764 | 6.586 | 6.586 | -6.2131 | -3.1065 | 3.1612 | 0 | 0 |  |  | 12.0435 |  | 0.35046 | 35.0458 | 6.3224 | 0 | 2014-07-02 12:30 | 6586 | 6.586
|  | 2014-07-02 20:15:03 | 33.4732 | 3.0107 | 12.0427 | 7.4902 | 7.4902 | 0.077 | 0.077 | 0.73633 | 0.73633 | 0.1104 | 0.1104 | 6.4545 | 6.4545 | -6.5621 | -3.281 | 3.1065 | 0 | 0 |  |  | 11.8018 |  | 0.35977 | 35.9771 | 6.2131 | 0 | 2014-07-02 13:00 | 6454.5 | 6.4545
|  | 2014-07-02 20:45:01 | 33.1027 | 3.0695 | 12.278 | 7.305 | 7.305 | 0.075333 | 0.075333 | 0.73183 | 0.73183 | 0.1104 | 0.1104 | 6.5558 | 6.5558 | -6.0463 | -3.0231 | 3.281 | 0 | 0 |  |  | 13.1375 |  | 0.37091 | 37.0907 | 6.5621 | 0 | 2014-07-02 13:30 | 6555.8333 | 6.5558
|  | 2014-07-02 21:15:02 | 32.06 | 2.8042 | 11.2167 | 7.2497 | 7.2497 | 0.057333 | 0.057333 | 0.69967 | 0.69967 | 0.012 | 0.012 | 6.3187 | 6.3187 | -6.506 | -3.253 | 3.0231 | 0 | 0 |  |  | 10.8802 |  | 0.34986 | 34.9865 | 6.0463 | 0 | 2014-07-02 14:00 | 6318.6667 | 6.3187
|  | 2014-07-02 21:45:01 | 30.2312 | 2.724 | 10.896 | 7.2503 | 7.2503 | 0.049167 | 0.049167 | 0.70083 | 0.70083 | 0.012 | 0.012 | 5.8325 | 5.8325 | -5.4903 | -2.7452 | 3.253 | 0 | 0 |  |  | 11.1139 |  | 0.36042 | 36.0423 | 6.506 | 0 | 2014-07-02 14:30 | 5832.5 | 5.8325
|  | 2014-07-02 22:15:03 | 28.1912 | 2.7427 | 10.9707 | 7.2067 | 7.2067 | 0.022 | 0.022 | 0.70767 | 0.70767 | 0 | 0 | 4.9038 | 4.9038 | -4.3803 | -2.1902 | 2.7452 | 0 | 0 |  |  | 10.2027 |  | 0.38915 | 38.9153 | 5.4903 | 0 | 2014-07-02 15:00 | 4903.8333 | 4.9038
|  | 2014-07-02 22:45:02 | 26.4247 | 2.7628 | 11.0513 | 6.962 | 6.962 | 0.021 | 0.021 | 0.70867 | 0.70867 | 0 | 0 | 4.641 | 4.641 | -3.0407 | -1.5203 | 2.1902 | 0 | 0 |  |  | 9.9462 |  | 0.41822 | 41.822 | 4.3803 | 0 | 2014-07-02 15:30 | 4641 | 4.641
|  | 2014-07-02 23:15:03 | 25.4448 | 2.5573 | 10.2293 | 6.9618 | 6.9618 | 0.021167 | 0.021167 | 0.70917 | 0.70917 | 0 | 0 | 4.4668 | 4.4668 | -3.0565 | -1.5282 | 1.5203 | 0 | 0 |  |  | 10.127 |  | 0.40202 | 40.202 | 3.0407 | 0 | 2014-07-02 16:00 | 4466.8333 | 4.4668
|  | 2014-07-02 23:45:03 | 25.3285 | 2.3998 | 9.5993 | 6.9685 | 6.9685 | 0.021 | 0.021 | 0.71367 | 0.71367 | 0 | 0 | 4.5187 | 4.5187 | -3.5073 | -1.7537 | 1.5282 | 0 | 0 |  |  | 8.6394 |  | 0.37899 | 37.8993 | 3.0565 | 0 | 2014-07-02 16:30 | 4518.6667 | 4.5187
|  | 2014-07-03 00:15:01 | 25.0365 | 2.3598 | 9.4393 | 6.961 | 6.961 | 0.021 | 0.021 | 0.74017 | 0.74017 | 0 | 0 | 4.4558 | 4.4558 | -3.4192 | -1.7096 | 1.7537 | 0 | 0 |  |  | 9.5337 |  | 0.37702 | 37.7023 | 3.5073 | 0 | 2014-07-02 17:00 | 4455.8333 | 4.4558
|  | 2014-07-03 00:45:02 | 24.8458 | 2.3263 | 9.3053 | 6.9642 | 6.9642 | 0.021 | 0.021 | 0.73933 | 0.73933 | 0 | 0 | 4.4328 | 4.4328 | -3.3832 | -1.6916 | 1.7096 | 0 | 0 |  |  | 10.1428 |  | 0.37452 | 37.4523 | 3.4192 | 0 | 2014-07-02 17:30 | 4432.8333 | 4.4328
|  | 2014-07-03 01:15:02 | 24.359 | 2.2933 | 9.1733 | 6.9605 | 6.9605 | 0.021 | 0.021 | 0.749 | 0.749 | 0 | 0 | 4.252 | 4.252 | -3.2032 | -1.6016 | 1.6916 | 0 | 0 |  |  | 8.8981 |  | 0.37659 | 37.6589 | 3.3832 | 0 | 2014-07-02 18:00 | 4252 | 4.252
|  | 2014-07-03 01:45:03 | 24.0278 | 2.3165 | 9.266 | 6.96 | 6.96 | 0.021167 | 0.021167 | 0.74767 | 0.74767 | 0 | 0 | 4.1235 | 4.1235 | -2.9095 | -1.4548 | 1.6016 | 0 | 0 |  |  | 8.4321 |  | 0.38564 | 38.5636 | 3.2032 | 0 | 2014-07-02 18:30 | 4123.5 | 4.1235
|  | 2014-07-03 02:15:01 | 23.78 | 2.1387 | 8.5547 | 6.9573 | 6.9573 | 0.021167 | 0.021167 | 0.74733 | 0.74733 | 0 | 0 | 3.9925 | 3.9925 | -3.507 | -1.7535 | 1.4548 | 0 | 0 |  |  | 9.239 |  | 0.35974 | 35.9742 | 2.9095 | 0 | 2014-07-02 19:00 | 3992.5 | 3.9925
|  | 2014-07-03 02:45:02 | 23.8787 | 1.9405 | 7.762 | 6.9587 | 6.9587 | 0.021167 | 0.021167 | 0.74533 | 0.74533 | 0 | 0 | 4.0755 | 4.0755 | -4.316 | -2.158 | 1.7535 | 0 | 0 |  |  | 7.4515 |  | 0.32506 | 32.506 | 3.507 | 0 | 2014-07-02 19:30 | 4075.5 | 4.0755
|  | 2014-07-03 03:15:02 | 23.7348 | 1.674 | 6.696 | 6.9538 | 6.9538 | 0.021 | 0.021 | 0.74383 | 0.74383 | 0 | 0 | 4.107 | 4.107 | -5.2132 | -2.6066 | 2.158 | 0 | 0 |  |  | 6.0264 |  | 0.28212 | 28.2117 | 4.316 | 0 | 2014-07-02 20:00 | 4107 | 4.107
|  | 2014-07-03 03:45:02 | 23.4967 | 1.5603 | 6.2413 | 6.9537 | 6.9537 | 0.0215 | 0.0215 | 0.73667 | 0.73667 | 0 | 0 | 4.1853 | 4.1853 | -5.3582 | -2.6791 | 2.6066 | 0 | 0 |  |  | 6.4286 |  | 0.26563 | 26.5626 | 5.2132 | 0 | 2014-07-02 20:30 | 4185.3333 | 4.1853
|  | 2014-07-03 04:15:03 | 23.8755 | 1.5298 | 6.1193 | 6.9587 | 6.9587 | 0.022 | 0.022 | 0.74367 | 0.74367 | 0 | 0 | 4.2513 | 4.2513 | -5.7805 | -2.8902 | 2.6791 | 0 | 0 |  |  | 6.6701 |  | 0.2563 | 25.6302 | 5.3582 | 0 | 2014-07-02 21:00 | 4251.3333 | 4.2513
|  | 2014-07-03 04:45:02 | 24.6738 | 1.54 | 6.16 | 6.9588 | 6.9588 | 0.022 | 0.022 | 0.7445 | 0.7445 | 0 | 0 | 4.482 | 4.482 | -6.3065 | -3.1533 | 2.8902 | 0 | 0 |  |  | 5.544 |  | 0.24966 | 24.9657 | 5.7805 | 0 | 2014-07-02 21:30 | 4482 | 4.482
|  | 2014-07-03 05:15:02 | 26.5957 | 1.6425 | 6.57 | 6.9637 | 6.9637 | 0.022 | 0.022 | 0.74517 | 0.74517 | 0.3696 | 0.3696 | 5.4898 | 5.4898 | -6.4354 | -3.2177 | 3.1533 | 0 | 0 |  |  | 7.0299 |  | 0.24703 | 24.7033 | 6.3065 | 0 | 2014-07-02 22:00 | 5489.8333 | 5.4898
|  | 2014-07-03 05:45:02 | 28.9982 | 1.6423 | 6.5693 | 6.9635 | 6.9635 | 0.0385 | 0.0385 | 0.74483 | 0.74483 | 0.3696 | 0.3696 | 6.97 | 6.97 | -7.3424 | -3.6712 | 3.2177 | 0 | 0 |  |  | 6.7664 |  | 0.22654 | 22.6543 | 6.4354 | 0 | 2014-07-02 22:30 | 6970 | 6.97
|  | 2014-07-03 06:15:01 | 32.1772 | 1.5373 | 6.1493 | 6.96 | 6.96 | 0.11617 | 0.11617 | 0.74317 | 0.74317 | 1.5348 | 1.5348 | 7.7712 | 7.7712 | -8.9025 | -4.4513 | 3.6712 | 0 | 0 |  |  | 5.5344 |  | 0.19111 | 19.1109 | 7.3424 | 0 | 2014-07-02 23:00 | 7771.1667 | 7.7712
|  | 2014-07-03 06:45:02 | 34.1565 | 1.4747 | 5.8987 | 6.9603 | 6.9603 | 0.11917 | 0.11917 | 0.74317 | 0.74317 | 1.5348 | 1.5348 | 8.1705 | 8.1705 | -10.7299 | -5.3649 | 4.4513 | 0 | 0 |  |  | 6.2526 |  | 0.1727 | 17.2695 | 8.9025 | 0 | 2014-07-02 23:30 | 8170.5 | 8.1705
|  | 2014-07-03 07:15:01 | 35.6307 | 1.4918 | 5.9673 | 6.9597 | 6.9597 | 0.12933 | 0.12933 | 0.74317 | 0.74317 | 2.2496 | 2.2496 | 8.4767 | 8.4767 | -11.1049 | -5.5525 | 5.3649 | 0 | 0 |  |  | 6.0867 |  | 0.16748 | 16.7477 | 10.7299 | 0 | 2014-07-03 | 8476.6667 | 8.4767
|  | 2014-07-03 07:45:03 | 36.1393 | 1.4478 | 5.7913 | 6.9602 | 6.9602 | 0.15017 | 0.15017 | 0.74367 | 0.74367 | 2.2496 | 2.2496 | 9.034 | 9.034 | -11.2104 | -5.6052 | 5.5525 | 0 | 0 |  |  | 5.7334 |  | 0.16025 | 16.025 | 11.1049 | 0 | 2014-07-03 00:30 | 9034 | 9.034
|  | 2014-07-03 08:15:03 | 36.7825 | 1.4073 | 5.6293 | 6.9577 | 6.9577 | 0.196 | 0.196 | 0.744 | 0.744 | 2.9992 | 2.9992 | 9.2605 | 9.2605 | -10.9958 | -5.4979 | 5.6052 | 0 | 0 |  |  | 6.0797 |  | 0.15304 | 15.3044 | 11.2104 | 0 | 2014-07-03 01:00 | 9260.5 | 9.2605
|  | 2014-07-03 08:45:02 | 36.7828 | 1.4798 | 5.9193 | 6.8127 | 6.8127 | 0.41633 | 0.41633 | 0.74367 | 0.74367 | 2.9992 | 2.9992 | 9.2583 | 9.2583 | -10.6333 | -5.3167 | 5.4979 | 0 | 0 |  |  | 5.6826 |  | 0.16093 | 16.0927 | 10.9958 | 0 | 2014-07-03 01:30 | 9258.3333 | 9.2583
|  | 2014-07-03 09:15:03 | 36.8323 | 1.5828 | 6.3313 | 6.6922 | 6.6922 | 0.49317 | 0.49317 | 0.7435 | 0.7435 | 3.7744 | 3.7744 | 9.2473 | 9.2473 | -9.5504 | -4.7752 | 5.3167 | 0 | 0 |  |  | 6.0148 |  | 0.1719 | 17.1896 | 10.6333 | 0 | 2014-07-03 02:00 | 9247.3333 | 9.2473
|  | 2014-07-03 09:45:02 | 36.944 | 1.642 | 6.568 | 6.696 | 6.696 | 0.43617 | 0.43617 | 0.741 | 0.741 | 3.7744 | 3.7744 | 9.1732 | 9.1732 | -9.5553 | -4.7776 | 4.7752 | 0 | 0 |  |  | 6.371 |  | 0.17778 | 17.7783 | 9.5504 | 0 | 2014-07-03 02:30 | 9173.1667 | 9.1732
|  | 2014-07-03 10:15:01 | 37.0438 | 1.7227 | 6.8907 | 6.6942 | 6.6942 | 0.33117 | 0.33117 | 0.7455 | 0.7455 | 4.832 | 4.832 | 8.9912 | 8.9912 | -8.5592 | -4.2796 | 4.7776 | 0 | 0 |  |  | 6.5461 |  | 0.18601 | 18.6014 | 9.5553 | 0 | 2014-07-03 03:00 | 8991.1667 | 8.9912
|  | 2014-07-03 10:45:03 | 36.5113 | 1.7608 | 7.0433 | 6.6943 | 6.6943 | 0.39283 | 0.39283 | 0.74517 | 0.74517 | 4.832 | 4.832 | 8.9532 | 8.9532 | -7.8505 | -3.9252 | 4.2796 | 0 | 0 |  |  | 7.2546 |  | 0.19291 | 19.2908 | 8.5592 | 0 | 2014-07-03 03:30 | 8953.1667 | 8.9532
|  | 2014-07-03 11:15:02 | 36.939 | 1.8583 | 7.4333 | 6.6902 | 6.6902 | 0.3675 | 0.3675 | 0.74433 | 0.74433 | 5.3212 | 5.3212 | 9.1648 | 9.1648 | -7.2176 | -3.6088 | 3.9252 | 0 | 0 |  |  | 7.6563 |  | 0.20123 | 20.1233 | 7.8505 | 0 | 2014-07-03 04:00 | 9164.8333 | 9.1648
|  | 2014-07-03 11:45:02 | 36.5403 | 1.8897 | 7.5587 | 6.685 | 6.685 | 0.32267 | 0.32267 | 0.74333 | 0.74333 | 5.3212 | 5.3212 | 8.8623 | 8.8623 | -7.0471 | -3.5236 | 3.6088 | 0 | 0 |  |  | 6.8784 |  | 0.20686 | 20.6858 | 7.2176 | 0 | 2014-07-03 04:30 | 8862.3333 | 8.8623
|  | 2014-07-03 12:15:01 | 36.3793 | 2.015 | 8.06 | 6.6875 | 6.6875 | 0.29133 | 0.29133 | 0.74383 | 0.74383 | 5.734 | 5.734 | 8.5558 | 8.5558 | -6.3068 | -3.1534 | 3.5236 | 0 | 0 |  |  | 8.3824 |  | 0.22155 | 22.1554 | 7.0471 | 0 | 2014-07-03 05:00 | 8555.8333 | 8.5558
|  | 2014-07-03 12:45:02 | 36.2087 | 2.1985 | 8.794 | 6.6908 | 6.6908 | 0.25067 | 0.25067 | 0.74217 | 0.74217 | 5.734 | 5.734 | 8.404 | 8.404 | -5.593 | -2.7965 | 3.1534 | 0 | 0 |  |  | 9.2337 |  | 0.24287 | 24.287 | 6.3068 | 0 | 2014-07-03 05:30 | 8404 | 8.404
|  | 2014-07-03 13:15:01 | 36.0297 | 2.2662 | 9.0647 | 6.691 | 6.691 | 0.15833 | 0.15833 | 0.74017 | 0.74017 | 6.5632 | 6.5632 | 8.2268 | 8.2268 | -4.5855 | -2.2927 | 2.7965 | 0 | 0 |  |  | 9.7898 |  | 0.25159 | 25.1589 | 5.593 | 0 | 2014-07-03 06:00 | 8226.8333 | 8.2268
|  | 2014-07-03 13:45:03 | 35.8745 | 2.2893 | 9.1573 | 6.6827 | 6.6827 | 0.114 | 0.114 | 0.7385 | 0.7385 | 6.5632 | 6.5632 | 8.1303 | 8.1303 | -4.4885 | -2.2442 | 2.2927 | 0 | 0 |  |  | 9.4321 |  | 0.25526 | 25.526 | 4.5855 | 0 | 2014-07-03 06:30 | 8130.3333 | 8.1303
|  | 2014-07-03 14:15:02 | 35.7962 | 2.5188 | 10.0753 | 6.68 | 6.68 | 0.076333 | 0.076333 | 0.736 | 0.736 | 6.1616 | 6.1616 | 7.8127 | 7.8127 | -4.2542 | -2.1271 | 2.2442 | 0 | 0 |  |  | 10.4783 |  | 0.28146 | 28.1464 | 4.4885 | 0 | 2014-07-03 07:00 | 7812.6667 | 7.8127
|  | 2014-07-03 14:45:04 | 36.3503 | 2.7387 | 10.9547 | 6.6782 | 6.6782 | 0.077333 | 0.077333 | 0.73033 | 0.73033 | 6.1616 | 6.1616 | 7.892 | 7.892 | -3.8562 | -1.9281 | 2.1271 | 0 | 0 |  |  | 11.7215 |  | 0.30136 | 30.1364 | 4.2542 | 0 | 2014-07-03 07:30 | 7892 | 7.892
|  | 2014-07-03 15:15:01 | 36.9267 | 3.0938 | 12.3753 | 6.6828 | 6.6828 | 0.11667 | 0.11667 | 0.72667 | 0.72667 | 5.4224 | 5.4224 | 7.8993 | 7.8993 | -3.7034 | -1.8517 | 1.9281 | 0 | 0 |  |  | 11.3853 |  | 0.33513 | 33.5133 | 3.8562 | 0 | 2014-07-03 08:00 | 7899.3333 | 7.8993
|  | 2014-07-03 15:45:01 | 37.4223 | 3.2417 | 12.9667 | 6.6748 | 6.6748 | 0.3855 | 0.3855 | 0.73633 | 0.73633 | 5.4224 | 5.4224 | 7.9165 | 7.9165 | -3.3201 | -1.66 | 1.8517 | 0 | 0 |  |  | 13.8743 |  | 0.3465 | 34.6495 | 3.7034 | 0 | 2014-07-03 08:30 | 7916.5 | 7.9165
|  | 2014-07-03 16:15:01 | 37.4325 | 3.2737 | 13.0947 | 6.6762 | 6.6762 | 0.385 | 0.385 | 0.7325 | 0.7325 | 4.0492 | 4.0492 | 7.8492 | 7.8492 | -4.6458 | -2.3229 | 1.66 | 0 | 0 |  |  | 12.7018 |  | 0.34982 | 34.9821 | 3.3201 | 0 | 2014-07-03 09:00 | 7849.1667 | 7.8492
|  | 2014-07-03 16:45:01 | 36.9832 | 3.1312 | 12.5247 | 6.672 | 6.672 | 0.23667 | 0.23667 | 0.72317 | 0.72317 | 4.0492 | 4.0492 | 7.7682 | 7.7682 | -5.0093 | -2.5047 | 2.3229 | 0 | 0 |  |  | 13.1509 |  | 0.33866 | 33.8659 | 4.6458 | 0 | 2014-07-03 09:30 | 7768.1667 | 7.7682
|  | 2014-07-03 17:15:01 | 36.357 | 3.184 | 12.736 | 6.6802 | 6.6802 | 0.18867 | 0.18867 | 0.718 | 0.718 | 3.0768 | 3.0768 | 7.5105 | 7.5105 | -5.4469 | -2.7234 | 2.5047 | 0 | 0 |  |  | 12.4813 |  | 0.3503 | 35.0304 | 5.0093 | 0 | 2014-07-03 10:00 | 7510.5 | 7.5105
|  | 2014-07-03 17:45:02 | 35.874 | 3.388 | 13.552 | 6.687 | 6.687 | 0.12267 | 0.12267 | 0.71767 | 0.71767 | 3.0768 | 3.0768 | 7.283 | 7.283 | -4.4349 | -2.2174 | 2.7234 | 0 | 0 |  |  | 14.5006 |  | 0.37777 | 37.7767 | 5.4469 | 0 | 2014-07-03 10:30 | 7283 | 7.283
|  | 2014-07-03 18:15:03 | 35.3552 | 3.729 | 14.916 | 6.686 | 6.686 | 0.075 | 0.075 | 0.73967 | 0.73967 | 2.2336 | 2.2336 | 6.868 | 6.868 | -3.8369 | -1.9185 | 2.2174 | 0 | 0 |  |  | 14.6177 |  | 0.42189 | 42.189 | 4.4349 | 0 | 2014-07-03 11:00 | 6868 | 6.868
|  | 2014-07-03 18:45:05 | 34.7303 | 4.014 | 16.056 | 6.6895 | 6.6895 | 0.0745 | 0.0745 | 0.742 | 0.742 | 2.2336 | 2.2336 | 6.7777 | 6.7777 | -2.1571 | -1.0785 | 1.9185 | 0 | 0 |  |  | 14.4504 |  | 0.4623 | 46.2305 | 3.8369 | 0 | 2014-07-03 11:30 | 6777.6667 | 6.7777
|  | 2014-07-03 19:15:02 | 34.0213 | 4.0275 | 16.11 | 6.7212 | 6.7212 | 0.073667 | 0.073667 | 0.74133 | 0.74133 | 0.9108 | 0.9108 | 6.4652 | 6.4652 | -2.9992 | -1.4996 | 1.0785 | 0 | 0 |  |  | 15.6267 |  | 0.47353 | 47.3526 | 2.1571 | 0 | 2014-07-03 12:00 | 6465.1667 | 6.4652
|  | 2014-07-03 19:45:02 | 33.6662 | 3.9758 | 15.9033 | 6.7168 | 6.7168 | 0.0725 | 0.0725 | 0.74117 | 0.74117 | 0.9108 | 0.9108 | 6.225 | 6.225 | -3.0965 | -1.5483 | 1.4996 | 0 | 0 |  |  | 17.1756 |  | 0.47238 | 47.2383 | 2.9992 | 0 | 2014-07-03 12:30 | 6225 | 6.225
|  | 2014-07-03 20:15:05 | 33.0387 | 3.931 | 15.724 | 6.722 | 6.722 | 0.072 | 0.072 | 0.7425 | 0.7425 | 0.1224 | 0.1224 | 6.0645 | 6.0645 | -3.5913 | -1.7956 | 1.5483 | 0 | 0 |  |  | 14.9378 |  | 0.47593 | 47.5927 | 3.0965 | 0 | 2014-07-03 13:00 | 6064.5 | 6.0645
|  | 2014-07-03 20:45:02 | 32.865 | 3.8718 | 15.4873 | 6.725 | 6.725 | 0.0715 | 0.0715 | 0.74267 | 0.74267 | 0.1224 | 0.1224 | 5.7742 | 5.7742 | -3.9419 | -1.971 | 1.7956 | 0 | 0 |  |  | 14.0935 |  | 0.47124 | 47.1241 | 3.5913 | 0 | 2014-07-03 13:30 | 5774.1667 | 5.7742
|  | 2014-07-03 21:15:03 | 32.189 | 3.7727 | 15.0907 | 6.7355 | 6.7355 | 0.0695 | 0.0695 | 0.744 | 0.744 | 0.04 | 0.04 | 5.7697 | 5.7697 | -3.7397 | -1.8698 | 1.971 | 0 | 0 |  |  | 13.5816 |  | 0.46881 | 46.8814 | 3.9419 | 0 | 2014-07-03 14:00 | 5769.6667 | 5.7697
|  | 2014-07-03 21:45:02 | 30.4418 | 3.6712 | 14.6847 | 6.7392 | 6.7392 | 0.047167 | 0.047167 | 0.74417 | 0.74417 | 0.04 | 0.04 | 5.2467 | 5.2467 | -2.94 | -1.47 | 1.8698 | 0 | 0 |  |  | 13.2162 |  | 0.48238 | 48.2384 | 3.7397 | 0 | 2014-07-03 14:30 | 5246.6667 | 5.2467
|  | 2014-07-03 22:15:02 | 28.2373 | 3.486 | 13.944 | 6.7393 | 6.7393 | 0.02 | 0.02 | 0.74467 | 0.74467 | 0 | 0 | 4.8087 | 4.8087 | -1.9807 | -0.99033 | 1.47 | 0 | 0 |  |  | 14.5018 |  | 0.49381 | 49.3814 | 2.94 | 0 | 2014-07-03 15:00 | 4808.6667 | 4.8087
|  | 2014-07-03 22:45:03 | 26.6475 | 3.4103 | 13.6413 | 6.7407 | 6.7407 | 0.02 | 0.02 | 0.74383 | 0.74383 | 0 | 0 | 4.6527 | 4.6527 | -0.849 | -0.4245 | 0.99033 | 0 | 0 |  |  | 15.0055 |  | 0.51192 | 51.1918 | 1.9807 | 0 | 2014-07-03 15:30 | 4652.6667 | 4.6527
|  | 2014-07-03 23:15:02 | 26.0168 | 3.3467 | 13.3867 | 6.7425 | 6.7425 | 0.02 | 0.02 | 0.74183 | 0.74183 | 0 | 0 | 4.7873 | 4.7873 | -0.3385 | -0.16925 | 0.4245 | 0 | 0 |  |  | 14.056 |  | 0.51454 | 51.4539 | 0.849 | 0 | 2014-07-03 16:00 | 4787.3333 | 4.7873
|  | 2014-07-03 23:45:02 | 25.5895 | 3.1902 | 12.7607 | 6.7367 | 6.7367 | 0.02 | 0.02 | 0.745 | 0.745 | 0 | 0 | 4.4368 | 4.4368 | -0.89033 | -0.44517 | 0.16925 | 0 | 0 |  |  | 12.2502 |  | 0.49867 | 49.8668 | 0.3385 | 0 | 2014-07-03 16:30 | 4436.8333 | 4.4368
|  | 2014-07-04 00:15:02 | 25.1832 | 3.124 | 12.496 | 6.7433 | 6.7433 | 0.02 | 0.02 | 0.745 | 0.745 | 0 | 0 | 4.4513 | 4.4513 | -0.7275 | -0.36375 | 0.44517 | 0 | 0 |  |  | 13.6206 |  | 0.4962 | 49.6204 | 0.89033 | 0 | 2014-07-03 17:00 | 4451.3333 | 4.4513
|  | 2014-07-04 00:45:01 | 24.8338 | 3.3168 | 13.2673 | 6.7512 | 6.7512 | 0.02 | 0.02 | 0.74533 | 0.74533 | 0 | 0 | 4.3978 | 4.3978 | 0.34783 | 0.17392 | 0.36375 | 0.17392 | 0 |  |  | 13.2673 |  | 0.53424 | 53.4244 | 0.7275 | 0 | 2014-07-03 17:30 | 4397.8333 | 4.3978
|  | 2014-07-04 01:15:02 | 24.343 | 3.2975 | 13.19 | 6.741 | 6.741 | 0.02 | 0.02 | 0.74567 | 0.74567 | 0 | 0 | 4.0855 | 4.0855 | 0.43917 | 0.21958 | 0 | 0.3935 | 0 |  |  | 13.5857 |  | 0.54184 | 54.184 | 0 | 0 | 2014-07-03 18:00 | 4085.5 | 4.0855
|  | 2014-07-04 01:45:02 | 24.0705 | 3.1868 | 12.7473 | 6.737 | 6.737 | 0.02 | 0.02 | 0.7455 | 0.7455 | 0 | 0 | 3.8647 | 3.8647 | 0.044 | 0.022 | 0 | 0.4155 | 0 |  |  | 12.6199 |  | 0.52958 | 52.9583 | 0 | 0 | 2014-07-03 18:30 | 3864.6667 | 3.8647
|  | 2014-07-04 02:15:03 | 23.8775 | 3.0325 | 12.13 | 6.7395 | 6.7395 | 0.02 | 0.02 | 0.74567 | 0.74567 | 0 | 0 | 3.853 | 3.853 | -0.38933 | -0.19467 | 0 | 0.22083 | 0 |  |  | 11.6448 |  | 0.50801 | 50.801 | 0 | 0.38933 | 2014-07-03 19:00 | 3853 | 3.853
|  | 2014-07-04 02:45:02 | 23.7318 | 3.0483 | 12.1933 | 6.7375 | 6.7375 | 0.02 | 0.02 | 0.74517 | 0.74517 | 0 | 0 | 3.8088 | 3.8088 | -0.227 | -0.1135 | 0 | 0.10733 | 0 |  |  | 12.803 |  | 0.5138 | 51.3797 | 0 | 0.227 | 2014-07-03 19:30 | 3808.8333 | 3.8088
|  | 2014-07-04 03:15:02 | 23.556 | 3.098 | 12.392 | 6.7367 | 6.7367 | 0.02 | 0.02 | 0.7435 | 0.7435 | 0 | 0 | 3.767 | 3.767 | 0.10317 | 0.051583 | 0 | 0.15892 | 0 |  |  | 13.2594 |  | 0.52607 | 52.6066 | 0 | 0 | 2014-07-03 20:00 | 3767 | 3.767
|  | 2014-07-04 03:45:02 | 23.1613 | 3.051 | 12.204 | 6.7358 | 6.7358 | 0.023833 | 0.023833 | 0.73117 | 0.73117 | 0 | 0 | 3.747 | 3.747 | 0.2805 | 0.14025 | 0 | 0.29917 | 0 |  |  | 12.326 |  | 0.52691 | 52.6913 | 0 | 0 | 2014-07-03 20:30 | 3747 | 3.747
|  | 2014-07-04 04:15:03 | 23.5002 | 3.0873 | 12.3493 | 6.7378 | 6.7378 | 0.037 | 0.037 | 0.73117 | 0.73117 | 0 | 0 | 3.9093 | 3.9093 | 0.2645 | 0.13225 | 0 | 0.43142 | 0 |  |  | 13.5843 |  | 0.5255 | 52.55 | 0 | 0 | 2014-07-03 21:00 | 3909.3333 | 3.9093
|  | 2014-07-04 04:45:01 | 24.4228 | 3.037 | 12.148 | 6.7338 | 6.7338 | 0.037 | 0.037 | 0.73117 | 0.73117 | 0 | 0 | 4.2955 | 4.2955 | -0.47733 | -0.23867 | 0 | 0.19275 | 0 |  |  | 12.5124 |  | 0.4974 | 49.7403 | 0 | 0.47733 | 2014-07-03 21:30 | 4295.5 | 4.2955
|  | 2014-07-04 05:15:01 | 26.2247 | 3.0647 | 12.2587 | 6.7402 | 6.7402 | 0.037 | 0.037 | 0.731 | 0.731 | 0.2984 | 0.2984 | 4.75 | 4.75 | -1.4094 | -0.70472 | 0 | 0 | 0 |  |  | 12.2587 |  | 0.46745 | 46.7448 | 0 | 0.3855 | 2014-07-03 22:00 | 4750 | 4.75
|  | 2014-07-04 05:45:03 | 28.285 | 3.3628 | 13.4513 | 6.747 | 6.747 | 0.050167 | 0.050167 | 0.7265 | 0.7265 | 0.2984 | 0.2984 | 5.8373 | 5.8373 | -1.1743 | -0.58713 | 0.70472 | 0 | 0 |  |  | 13.1823 |  | 0.47556 | 47.5564 | 1.4094 | 0 | 2014-07-03 22:30 | 5837.3333 | 5.8373
|  | 2014-07-04 06:15:02 | 31.1113 | 3.5343 | 14.1373 | 6.7485 | 6.7485 | 0.072 | 0.072 | 0.72083 | 0.72083 | 1.0564 | 1.0564 | 6.5482 | 6.5482 | -1.8281 | -0.91405 | 0.58713 | 0 | 0 |  |  | 13.5718 |  | 0.45441 | 45.4411 | 1.1743 | 0 | 2014-07-03 23:00 | 6548.1667 | 6.5482
|  | 2014-07-04 06:45:03 | 33.1465 | 3.5337 | 14.1347 | 6.7417 | 6.7417 | 0.072 | 0.072 | 0.71883 | 0.71883 | 1.0564 | 1.0564 | 6.9887 | 6.9887 | -3.4343 | -1.7171 | 0.91405 | 0 | 0 |  |  | 15.2654 |  | 0.42643 | 42.643 | 1.8281 | 0 | 2014-07-03 23:30 | 6988.6667 | 6.9887
|  | 2014-07-04 07:15:02 | 34.6872 | 3.6612 | 14.6447 | 6.7452 | 6.7452 | 0.085167 | 0.085167 | 0.71817 | 0.71817 | 1.7644 | 1.7644 | 7.1613 | 7.1613 | -3.5683 | -1.7841 | 1.7171 | 0 | 0 |  |  | 14.9376 |  | 0.42219 | 42.2193 | 3.4343 | 0 | 2014-07-04 | 7161.3333 | 7.1613
|  | 2014-07-04 07:45:03 | 35.1 | 3.6442 | 14.5767 | 6.7473 | 6.7473 | 0.20367 | 0.20367 | 0.71833 | 0.71833 | 1.7644 | 1.7644 | 7.2638 | 7.2638 | -3.8258 | -1.9129 | 1.7841 | 0 | 0 |  |  | 15.597 |  | 0.41529 | 41.529 | 3.5683 | 0 | 2014-07-04 00:30 | 7263.8333 | 7.2638
|  | 2014-07-04 08:15:04 | 35.6285 | 3.6327 | 14.5307 | 6.745 | 6.745 | 0.25767 | 0.25767 | 0.72067 | 0.72067 | 2.9644 | 2.9644 | 7.4532 | 7.4532 | -2.9569 | -1.4785 | 1.9129 | 0 | 0 |  |  | 13.5135 |  | 0.40784 | 40.7838 | 3.8258 | 0 | 2014-07-04 01:00 | 7453.1667 | 7.4532
|  | 2014-07-04 08:45:03 | 35.8437 | 3.6932 | 14.7727 | 6.7453 | 6.7453 | 0.265 | 0.265 | 0.718 | 0.718 | 2.9644 | 2.9644 | 7.6535 | 7.6535 | -2.7248 | -1.3624 | 1.4785 | 0 | 0 |  |  | 13.5909 |  | 0.41214 | 41.2142 | 2.9569 | 0 | 2014-07-04 01:30 | 7653.5 | 7.6535
|  | 2014-07-04 09:15:02 | 35.8465 | 3.6008 | 14.4033 | 6.7482 | 6.7482 | 0.26817 | 0.26817 | 0.7105 | 0.7105 | 3.4448 | 3.4448 | 7.7162 | 7.7162 | -2.5554 | -1.2777 | 1.3624 | 0 | 0 |  |  | 13.107 |  | 0.40181 | 40.1806 | 2.7248 | 0 | 2014-07-04 02:00 | 7716.1667 | 7.7162
|  | 2014-07-04 09:45:02 | 35.9217 | 3.7482 | 14.9927 | 6.7542 | 6.7542 | 0.27883 | 0.27883 | 0.71 | 0.71 | 3.4448 | 3.4448 | 7.6372 | 7.6372 | -2.104 | -1.052 | 1.2777 | 0 | 0 |  |  | 13.4934 |  | 0.41737 | 41.7371 | 2.5554 | 0 | 2014-07-04 02:30 | 7637.1667 | 7.6372
|  | 2014-07-04 10:15:01 | 35.9648 | 3.8325 | 15.33 | 6.7682 | 6.7682 | 0.29983 | 0.29983 | 0.70783 | 0.70783 | 4.884 | 4.884 | 7.6258 | 7.6258 | -0.34917 | -0.17458 | 1.052 | 0 | 0 |  |  | 15.7899 |  | 0.42625 | 42.625 | 2.104 | 0 | 2014-07-04 03:00 | 7625.8333 | 7.6258
|  | 2014-07-04 10:45:03 | 36.0912 | 4.034 | 16.136 | 6.7672 | 6.7672 | 0.28967 | 0.28967 | 0.7085 | 0.7085 | 4.884 | 4.884 | 7.2782 | 7.2782 | -0.027667 | -0.013833 | 0.17458 | 0 | 0 |  |  | 15.3292 |  | 0.44709 | 44.709 | 0.34917 | 0 | 2014-07-04 03:30 | 7278.1667 | 7.2782
|  | 2014-07-04 11:15:02 | 36.081 | 4.0345 | 16.138 | 6.7737 | 6.7737 | 0.2765 | 0.2765 | 0.718 | 0.718 | 5.7336 | 5.7336 | 7.0762 | 7.0762 | 0.63493 | 0.31747 | 0.013833 | 0.31747 | 0 |  |  | 17.429 |  | 0.44727 | 44.7271 | 0.027667 | 0 | 2014-07-04 04:00 | 7076.1667 | 7.0762
|  | 2014-07-04 11:45:02 | 35.8027 | 4.0768 | 16.3073 | 6.787 | 6.787 | 0.20433 | 0.20433 | 0.74467 | 0.74467 | 5.7336 | 5.7336 | 6.8522 | 6.8522 | 0.82643 | 0.41322 | 0 | 0.73068 | 0 |  |  | 16.4704 |  | 0.45548 | 45.5478 | 0 | 0 | 2014-07-04 04:30 | 6852.1667 | 6.8522
|  | 2014-07-04 12:15:02 | 35.6063 | 4.0523 | 16.2093 | 6.7948 | 6.7948 | 0.12033 | 0.12033 | 0.74383 | 0.74383 | 6.9924 | 6.9924 | 6.7948 | 6.7948 | 2.0492 | 1.0246 | 0 | 1.7553 | 0 |  |  | 17.0198 |  | 0.45524 | 45.5237 | 0 | 0 | 2014-07-04 05:00 | 6794.8333 | 6.7948
|  | 2014-07-04 12:45:03 | 35.4352 | 4.0578 | 16.2313 | 6.792 | 6.792 | 0.109 | 0.109 | 0.74417 | 0.74417 | 6.9924 | 6.9924 | 6.7748 | 6.7748 | 2.2086 | 1.1043 | 0 | 2.8596 | 0 |  |  | 16.069 |  | 0.45806 | 45.8057 | 0 | 0 | 2014-07-04 05:30 | 6774.8333 | 6.7748
|  | 2014-07-04 13:15:02 | 35.388 | 3.8987 | 15.5947 | 6.7935 | 6.7935 | 0.109 | 0.109 | 0.74117 | 0.74117 | 6.222 | 6.222 | 7.0193 | 7.0193 | 1.0917 | 0.54583 | 0 | 3.4054 | 0 |  |  | 16.3744 |  | 0.44068 | 44.0677 | 0 | 0 | 2014-07-04 06:00 | 7019.3333 | 7.0193
|  | 2014-07-04 13:45:01 | 35.107 | 3.7577 | 15.0307 | 6.79 | 6.79 | 0.1175 | 0.1175 | 0.729 | 0.729 | 6.222 | 6.222 | 7.0873 | 7.0873 | 0.8695 | 0.43475 | 0 | 3.8402 | 0 |  |  | 13.8282 |  | 0.42814 | 42.8139 | 0 | 0 | 2014-07-04 06:30 | 7087.3333 | 7.0873
|  | 2014-07-04 14:15:01 | 35.0707 | 3.4835 | 13.934 | 6.787 | 6.787 | 0.13083 | 0.13083 | 0.72167 | 0.72167 | 5.9176 | 5.9176 | 7.368 | 7.368 | -0.21157 | -0.10578 | 0 | 3.7344 | 0 |  |  | 13.3766 |  | 0.39731 | 39.7312 | 0 | 0.21157 | 2014-07-04 07:00 | 7368 | 7.368
|  | 2014-07-04 14:45:03 | 35.4028 | 3.3732 | 13.4927 | 6.7865 | 6.7865 | 0.12033 | 0.12033 | 0.72 | 0.72 | 5.9176 | 5.9176 | 7.7438 | 7.7438 | -0.6219 | -0.31095 | 0 | 3.4234 | 0 |  |  | 13.6276 |  | 0.38112 | 38.1118 | 0 | 0.6219 | 2014-07-04 07:30 | 7743.8333 | 7.7438
|  | 2014-07-04 15:15:02 | 35.9722 | 3.2328 | 12.9313 | 6.7932 | 6.7932 | 0.12067 | 0.12067 | 0.726 | 0.726 | 5.3324 | 5.3324 | 7.9258 | 7.9258 | -2.1428 | -1.0714 | 0 | 2.352 | 0 |  |  | 13.0606 |  | 0.35948 | 35.9482 | 0 | 2.1428 | 2014-07-04 08:00 | 7925.8333 | 7.9258
|  | 2014-07-04 15:45:02 | 36.5093 | 3.1202 | 12.4807 | 6.7888 | 6.7888 | 0.139 | 0.139 | 0.727 | 0.727 | 5.3324 | 5.3324 | 7.9598 | 7.9598 | -3.0816 | -1.5408 | 0 | 0.81125 | 0 |  |  | 13.7287 |  | 0.34185 | 34.1849 | 0 | 3.0816 | 2014-07-04 08:30 | 7959.8333 | 7.9598
|  | 2014-07-04 16:15:01 | 36.5562 | 2.8912 | 11.5647 | 6.7868 | 6.7868 | 0.23767 | 0.23767 | 0.72767 | 0.72767 | 4.2968 | 4.2968 | 7.9722 | 7.9722 | -4.9704 | -2.4852 | 0 | 0 | 0 |  |  | 11.796 |  | 0.31635 | 31.6353 | 0 | 1.6225 | 2014-07-04 09:00 | 7972.1667 | 7.9722
|  | 2014-07-04 16:45:03 | 36.4022 | 2.7557 | 11.0227 | 6.7923 | 6.7923 | 0.4835 | 0.4835 | 0.72583 | 0.72583 | 4.2968 | 4.2968 | 7.871 | 7.871 | -5.21 | -2.605 | 2.4852 | 0 | 0 |  |  | 11.9045 |  | 0.3028 | 30.2802 | 4.9704 | 0 | 2014-07-04 09:30 | 7871 | 7.871
|  | 2014-07-04 17:15:03 | 35.8103 | 2.5845 | 10.338 | 6.814 | 6.814 | 0.46833 | 0.46833 | 0.718 | 0.718 | 2.5068 | 2.5068 | 7.8312 | 7.8312 | -7.134 | -3.567 | 2.605 | 0 | 0 |  |  | 10.6481 |  | 0.28869 | 28.8688 | 5.21 | 0 | 2014-07-04 10:00 | 7831.1667 | 7.8312
|  | 2014-07-04 17:45:01 | 35.3552 | 2.6063 | 10.4253 | 6.8168 | 6.8168 | 0.28167 | 0.28167 | 0.71617 | 0.71617 | 2.5068 | 2.5068 | 7.4122 | 7.4122 | -7.1962 | -3.5981 | 3.567 | 0 | 0 |  |  | 10.0083 |  | 0.29487 | 29.4874 | 7.134 | 0 | 2014-07-04 10:30 | 7412.1667 | 7.4122
|  | 2014-07-04 18:15:03 | 34.9923 | 2.7545 | 11.018 | 6.8198 | 6.8198 | 0.24217 | 0.24217 | 0.71533 | 0.71533 | 1.4696 | 1.4696 | 7.3303 | 7.3303 | -7.3971 | -3.6985 | 3.5981 | 0 | 0 |  |  | 11.8994 |  | 0.31487 | 31.4869 | 7.1962 | 0 | 2014-07-04 11:00 | 7330.3333 | 7.3303
|  | 2014-07-04 18:45:02 | 34.3193 | 2.5208 | 10.0833 | 6.818 | 6.818 | 0.24233 | 0.24233 | 0.71067 | 0.71067 | 1.4696 | 1.4696 | 7.44 | 7.44 | -7.5554 | -3.7777 | 3.6985 | 0 | 0 |  |  | 10.285 |  | 0.29381 | 29.3809 | 7.3971 | 0 | 2014-07-04 11:30 | 7440 | 7.44
|  | 2014-07-04 19:15:03 | 33.703 | 2.2625 | 9.05 | 6.8025 | 6.8025 | 0.23233 | 0.23233 | 0.70633 | 0.70633 | 0.6828 | 0.6828 | 7.3008 | 7.3008 | -8.9282 | -4.4641 | 3.7777 | 0 | 0 |  |  | 9.5025 |  | 0.26852 | 26.8522 | 7.5554 | 0 | 2014-07-04 12:00 | 7300.8333 | 7.3008
|  | 2014-07-04 19:45:02 | 33.4017 | 2.1292 | 8.5167 | 6.7942 | 6.7942 | 0.38 | 0.38 | 0.7 | 0.7 | 0.6828 | 0.6828 | 6.9457 | 6.9457 | -9.3824 | -4.6912 | 4.4641 | 0 | 0 |  |  | 8.5167 |  | 0.25498 | 25.4977 | 8.9282 | 0 | 2014-07-04 12:30 | 6945.6667 | 6.9457
|  | 2014-07-04 20:15:03 | 33.0932 | 1.9217 | 7.6867 | 6.7758 | 6.7758 | 0.45733 | 0.45733 | 0.70917 | 0.70917 | 0.1464 | 0.1464 | 7.0802 | 7.0802 | -10.2376 | -5.1188 | 4.6912 | 0 | 0 |  |  | 7.9173 |  | 0.23227 | 23.2274 | 9.3824 | 0 | 2014-07-04 13:00 | 7080.1667 | 7.0802
|  | 2014-07-04 20:45:02 | 32.9655 | 1.9175 | 7.67 | 6.7715 | 6.7715 | 0.45167 | 0.45167 | 0.70917 | 0.70917 | 0.1464 | 0.1464 | 7.0242 | 7.0242 | -10.1926 | -5.0963 | 5.1188 | 0 | 0 |  |  | 7.5166 |  | 0.23267 | 23.2667 | 10.2376 | 0 | 2014-07-04 13:30 | 7024.1667 | 7.0242
|  | 2014-07-04 21:15:02 | 31.9668 | 1.8312 | 7.3247 | 6.7687 | 6.7687 | 0.42917 | 0.42917 | 0.70967 | 0.70967 | 0.036 | 0.036 | 6.5245 | 6.5245 | -10.1742 | -5.0871 | 5.0963 | 0 | 0 |  |  | 6.8852 |  | 0.22913 | 22.9133 | 10.1926 | 0 | 2014-07-04 14:00 | 6524.5 | 6.5245
|  | 2014-07-04 21:45:02 | 30.506 | 2.0008 | 8.0033 | 6.762 | 6.762 | 0.32317 | 0.32317 | 0.688 | 0.688 | 0.036 | 0.036 | 6.0727 | 6.0727 | -8.6208 | -4.3104 | 5.0871 | 0 | 0 |  |  | 8.4035 |  | 0.26235 | 26.2353 | 10.1742 | 0 | 2014-07-04 14:30 | 6072.6667 | 6.0727
|  | 2014-07-04 22:15:02 | 28.6648 | 1.9438 | 7.7753 | 6.7443 | 6.7443 | 0.046167 | 0.046167 | 0.61467 | 0.61467 | 0 | 0 | 5.0088 | 5.0088 | -8.4755 | -4.2378 | 4.3104 | 0 | 0 |  |  | 8.5529 |  | 0.27125 | 27.125 | 8.6208 | 0 | 2014-07-04 15:00 | 5008.8333 | 5.0088
|  | 2014-07-04 22:45:03 | 26.9022 | 1.817 | 7.268 | 6.7342 | 6.7342 | 0.023 | 0.023 | 0.62867 | 0.62867 | 0 | 0 | 4.1508 | 4.1508 | -8.0975 | -4.0487 | 4.2378 | 0 | 0 |  |  | 7.5587 |  | 0.27016 | 27.0164 | 8.4755 | 0 | 2014-07-04 15:30 | 4150.8333 | 4.1508
|  | 2014-07-04 23:15:02 | 25.4647 | 1.6188 | 6.4753 | 6.7233 | 6.7233 | 0.023 | 0.023 | 0.70367 | 0.70367 | 0 | 0 | 3.6888 | 3.6888 | -7.8505 | -3.9253 | 4.0487 | 0 | 0 |  |  | 6.9934 |  | 0.25429 | 25.4287 | 8.0975 | 0 | 2014-07-04 16:00 | 3688.8333 | 3.6888
|  | 2014-07-04 23:45:02 | 24.8393 | 1.6218 | 6.4873 | 6.7048 | 6.7048 | 0.023 | 0.023 | 0.7085 | 0.7085 | 0 | 0 | 3.5783 | 3.5783 | -7.3373 | -3.6687 | 3.9253 | 0 | 0 |  |  | 6.3576 |  | 0.26117 | 26.1172 | 7.8505 | 0 | 2014-07-04 16:30 | 3578.3333 | 3.5783
|  | 2014-07-05 00:15:01 | 25.1152 | 1.6747 | 6.6987 | 6.6928 | 6.6928 | 0.023 | 0.023 | 0.70783 | 0.70783 | 0 | 0 | 3.6905 | 3.6905 | -7.3023 | -3.6512 | 3.6687 | 0 | 0 |  |  | 7.1676 |  | 0.26672 | 26.6718 | 7.3373 | 0 | 2014-07-04 17:00 | 3690.5 | 3.6905
|  | 2014-07-05 00:45:02 | 24.8072 | 1.5643 | 6.2573 | 6.6762 | 6.6762 | 0.023 | 0.023 | 0.709 | 0.709 | 0 | 0 | 3.6182 | 3.6182 | -7.5235 | -3.7617 | 3.6512 | 0 | 0 |  |  | 5.9445 |  | 0.25224 | 25.2239 | 7.3023 | 0 | 2014-07-04 17:30 | 3618.1667 | 3.6182
|  | 2014-07-05 01:15:02 | 24.6382 | 1.5605 | 6.242 | 6.66 | 6.66 | 0.023 | 0.023 | 0.70817 | 0.70817 | 0 | 0 | 3.536 | 3.536 | -7.469 | -3.7345 | 3.7617 | 0 | 0 |  |  | 6.242 |  | 0.25335 | 25.3347 | 7.5235 | 0 | 2014-07-04 18:00 | 3536 | 3.536
|  | 2014-07-05 01:45:02 | 24.3847 | 1.6225 | 6.49 | 6.6453 | 6.6453 | 0.023 | 0.023 | 0.70867 | 0.70867 | 0 | 0 | 3.4588 | 3.4588 | -7.0588 | -3.5294 | 3.7345 | 0 | 0 |  |  | 6.3602 |  | 0.26615 | 26.6151 | 7.469 | 0 | 2014-07-04 18:30 | 3458.8333 | 3.4588
|  | 2014-07-05 02:15:02 | 24.3423 | 1.8002 | 7.2007 | 6.6307 | 6.6307 | 0.023 | 0.023 | 0.68733 | 0.68733 | 0 | 0 | 3.6105 | 3.6105 | -6.1902 | -3.0951 | 3.5294 | 0 | 0 |  |  | 7.3447 |  | 0.29581 | 29.5808 | 7.0588 | 0 | 2014-07-04 19:00 | 3610.5 | 3.6105
|  | 2014-07-05 02:45:01 | 24.1818 | 2.0035 | 8.014 | 6.6117 | 6.6117 | 0.023 | 0.023 | 0.6505 | 0.6505 | 0 | 0 | 3.6262 | 3.6262 | -5.2565 | -2.6282 | 3.0951 | 0 | 0 |  |  | 8.1743 |  | 0.33141 | 33.1406 | 6.1902 | 0 | 2014-07-04 19:30 | 3626.1667 | 3.6262
|  | 2014-07-05 03:15:02 | 24.0178 | 2.2048 | 8.8193 | 6.585 | 6.585 | 0.023 | 0.023 | 0.6585 | 0.6585 | 0 | 0 | 3.5025 | 3.5025 | -4.4295 | -2.2147 | 2.6282 | 0 | 0 |  |  | 8.8193 |  | 0.3672 | 36.7199 | 5.2565 | 0 | 2014-07-04 20:00 | 3502.5 | 3.5025
|  | 2014-07-05 03:45:02 | 23.5853 | 2.2477 | 8.9907 | 6.563 | 6.563 | 0.023 | 0.023 | 0.66083 | 0.66083 | 0 | 0 | 3.4757 | 3.4757 | -3.8722 | -1.9361 | 2.2147 | 0 | 0 |  |  | 8.1815 |  | 0.3812 | 38.1197 | 4.4295 | 0 | 2014-07-04 20:30 | 3475.6667 | 3.4757
|  | 2014-07-05 04:15:03 | 23.5347 | 2.3593 | 9.4373 | 6.5465 | 6.5465 | 0.023 | 0.023 | 0.67733 | 0.67733 | 0 | 0 | 3.5233 | 3.5233 | -3.3272 | -1.6636 | 1.9361 | 0 | 0 |  |  | 10.3811 |  | 0.401 | 40.0997 | 3.8722 | 0 | 2014-07-04 21:00 | 3523.3333 | 3.5233
|  | 2014-07-05 04:45:02 | 23.888 | 2.4007 | 9.6027 | 6.5305 | 6.5305 | 0.022 | 0.022 | 0.67633 | 0.67633 | 0 | 0 | 3.6128 | 3.6128 | -3.4437 | -1.7218 | 1.6636 | 0 | 0 |  |  | 8.9305 |  | 0.40199 | 40.1987 | 3.3272 | 0 | 2014-07-04 21:30 | 3612.8333 | 3.6128
|  | 2014-07-05 05:15:01 | 24.6985 | 2.3123 | 9.2493 | 6.5088 | 6.5088 | 0.022 | 0.022 | 0.70283 | 0.70283 | 0.312 | 0.312 | 3.8272 | 3.8272 | -4.0763 | -2.0382 | 1.7218 | 0 | 0 |  |  | 9.1568 |  | 0.37449 | 37.449 | 3.4437 | 0 | 2014-07-04 22:00 | 3827.1667 | 3.8272
|  | 2014-07-05 05:45:02 | 24.8125 | 2.0618 | 8.2473 | 6.488 | 6.488 | 0.025333 | 0.025333 | 0.695 | 0.695 | 0.312 | 0.312 | 3.9092 | 3.9092 | -5.1357 | -2.5678 | 2.0382 | 0 | 0 |  |  | 7.5875 |  | 0.33239 | 33.2386 | 4.0763 | 0 | 2014-07-04 22:30 | 3909.1667 | 3.9092
|  | 2014-07-05 06:15:03 | 25.8452 | 1.962 | 7.848 | 6.4757 | 6.4757 | 0.04 | 0.04 | 0.688 | 0.688 | 1.2648 | 1.2648 | 3.9827 | 3.9827 | -5.546 | -2.773 | 2.5678 | 0 | 0 |  |  | 8.5543 |  | 0.30365 | 30.3654 | 5.1357 | 0 | 2014-07-04 23:00 | 3982.6667 | 3.9827
|  | 2014-07-05 06:45:02 | 27.5767 | 1.9522 | 7.8087 | 6.4593 | 6.4593 | 0.0485 | 0.0485 | 0.695 | 0.695 | 1.2648 | 1.2648 | 4.6835 | 4.6835 | -6.6169 | -3.3084 | 2.773 | 0 | 0 |  |  | 7.0278 |  | 0.28316 | 28.3162 | 5.546 | 0 | 2014-07-04 23:30 | 4683.5 | 4.6835
|  | 2014-07-05 07:15:03 | 29.459 | 1.9652 | 7.8607 | 6.444 | 6.444 | 0.18367 | 0.18367 | 0.695 | 0.695 | 2.0092 | 2.0092 | 5.8188 | 5.8188 | -6.4476 | -3.2238 | 3.3084 | 0 | 0 |  |  | 8.2537 |  | 0.26683 | 26.6834 | 6.6169 | 0 | 2014-07-05 | 5818.8333 | 5.8188
|  | 2014-07-05 07:45:03 | 30.7723 | 1.9688 | 7.8753 | 6.4078 | 6.4078 | 0.094167 | 0.094167 | 0.6945 | 0.6945 | 2.0092 | 2.0092 | 6.2688 | 6.2688 | -7.4225 | -3.7112 | 3.2238 | 0 | 0 |  |  | 7.7966 |  | 0.25592 | 25.5923 | 6.4476 | 0 | 2014-07-05 00:30 | 6268.8333 | 6.2688
|  | 2014-07-05 08:15:02 | 31.9557 | 2.0252 | 8.1007 | 6.256 | 6.256 | 0.24267 | 0.24267 | 0.69467 | 0.69467 | 2.6492 | 2.6492 | 6.3497 | 6.3497 | -7.6628 | -3.8314 | 3.7112 | 0 | 0 |  |  | 8.8297 |  | 0.2535 | 25.3497 | 7.4225 | 0 | 2014-07-05 01:00 | 6349.6667 | 6.3497
|  | 2014-07-05 08:45:03 | 32.4865 | 2.028 | 8.112 | 6.2548 | 6.2548 | 0.25083 | 0.25083 | 0.69467 | 0.69467 | 2.6492 | 2.6492 | 6.2858 | 6.2858 | -8.2391 | -4.1196 | 3.8314 | 0 | 0 |  |  | 7.9498 |  | 0.2497 | 24.9704 | 7.6628 | 0 | 2014-07-05 01:30 | 6285.8333 | 6.2858
|  | 2014-07-05 09:15:03 | 32.663 | 1.9802 | 7.9207 | 6.2568 | 6.2568 | 0.45783 | 0.45783 | 0.6945 | 0.6945 | 3.1644 | 3.1644 | 6.1307 | 6.1307 | -8.0381 | -4.0191 | 4.1196 | 0 | 0 |  |  | 7.8415 |  | 0.2425 | 24.2497 | 8.2391 | 0 | 2014-07-05 02:00 | 6130.6667 | 6.1307
|  | 2014-07-05 09:45:03 | 32.4755 | 1.8192 | 7.2767 | 6.2577 | 6.2577 | 0.42767 | 0.42767 | 0.69483 | 0.69483 | 3.1644 | 3.1644 | 6.0478 | 6.0478 | -8.6064 | -4.3032 | 4.0191 | 0 | 0 |  |  | 6.9128 |  | 0.22407 | 22.4066 | 8.0381 | 0 | 2014-07-05 02:30 | 6047.8333 | 6.0478
|  | 2014-07-05 10:15:03 | 32.357 | 1.8745 | 7.498 | 6.2587 | 6.2587 | 0.24467 | 0.24467 | 0.69467 | 0.69467 | 4.0748 | 4.0748 | 5.9268 | 5.9268 | -7.6594 | -3.8297 | 4.3032 | 0 | 0 |  |  | 6.7482 |  | 0.23173 | 23.1727 | 8.6064 | 0 | 2014-07-05 03:00 | 5926.8333 | 5.9268
|  | 2014-07-05 10:45:03 | 32.076 | 1.9587 | 7.8347 | 6.2577 | 6.2577 | 0.24317 | 0.24317 | 0.695 | 0.695 | 4.0748 | 4.0748 | 5.8912 | 5.8912 | -7.0795 | -3.5398 | 3.8297 | 0 | 0 |  |  | 8.5398 |  | 0.24425 | 24.4253 | 7.6594 | 0 | 2014-07-05 03:30 | 5891.1667 | 5.8912
|  | 2014-07-05 11:15:03 | 31.689 | 2.0423 | 8.1693 | 6.2557 | 6.2557 | 0.24083 | 0.24083 | 0.69483 | 0.69483 | 4.5976 | 4.5976 | 5.906 | 5.906 | -5.8247 | -2.9124 | 3.5398 | 0 | 0 |  |  | 8.4961 |  | 0.2578 | 25.7797 | 7.0795 | 0 | 2014-07-05 04:00 | 5906 | 5.906
|  | 2014-07-05 11:45:03 | 31.1513 | 2.074 | 8.296 | 6.2558 | 6.2558 | 0.19817 | 0.19817 | 0.695 | 0.695 | 4.5976 | 4.5976 | 5.7562 | 5.7562 | -5.3526 | -2.6763 | 2.9124 | 0 | 0 |  |  | 7.7153 |  | 0.26631 | 26.6313 | 5.8247 | 0 | 2014-07-05 04:30 | 5756.1667 | 5.7562
|  | 2014-07-05 12:15:02 | 30.7193 | 1.9298 | 7.7193 | 6.258 | 6.258 | 0.073667 | 0.073667 | 0.695 | 0.695 | 5.1996 | 5.1996 | 5.6057 | 5.6057 | -5.1681 | -2.584 | 2.6763 | 0 | 0 |  |  | 8.4913 |  | 0.25129 | 25.1286 | 5.3526 | 0 | 2014-07-05 05:00 | 5605.6667 | 5.6057
|  | 2014-07-05 12:45:02 | 30.2388 | 1.8435 | 7.374 | 6.2675 | 6.2675 | 0.0735 | 0.0735 | 0.69467 | 0.69467 | 5.1996 | 5.1996 | 5.538 | 5.538 | -5.0916 | -2.5458 | 2.584 | 0 | 0 |  |  | 7.9639 |  | 0.24386 | 24.3859 | 5.1681 | 0 | 2014-07-05 05:30 | 5538 | 5.538
|  | 2014-07-05 13:15:02 | 29.8225 | 1.7767 | 7.1067 | 6.2642 | 6.2642 | 0.073333 | 0.073333 | 0.6945 | 0.6945 | 4.9808 | 4.9808 | 5.295 | 5.295 | -5.408 | -2.704 | 2.5458 | 0 | 0 |  |  | 7.3199 |  | 0.2383 | 23.8299 | 5.0916 | 0 | 2014-07-05 06:00 | 5295 | 5.295
|  | 2014-07-05 13:45:02 | 29.4835 | 1.8032 | 7.2127 | 6.2548 | 6.2548 | 0.074 | 0.074 | 0.695 | 0.695 | 4.9808 | 4.9808 | 5.1108 | 5.1108 | -5.1554 | -2.5777 | 2.704 | 0 | 0 |  |  | 6.5635 |  | 0.24463 | 24.4634 | 5.408 | 0 | 2014-07-05 06:30 | 5110.8333 | 5.1108
|  | 2014-07-05 14:15:06 | 29.3615 | 1.8518 | 7.4073 | 6.244 | 6.244 | 0.072 | 0.072 | 0.69483 | 0.69483 | 5.4036 | 5.4036 | 5.1505 | 5.1505 | -4.3892 | -2.1946 | 2.5777 | 0 | 0 |  |  | 6.8888 |  | 0.25228 | 25.228 | 5.1554 | 0 | 2014-07-05 07:00 | 5150.5 | 5.1505
|  | 2014-07-05 14:45:02 | 29.501 | 1.8003 | 7.2013 | 6.2403 | 6.2403 | 0.058 | 0.058 | 0.695 | 0.695 | 5.4036 | 5.4036 | 5.3207 | 5.3207 | -4.5821 | -2.291 | 2.1946 | 0 | 0 |  |  | 7.3454 |  | 0.2441 | 24.4105 | 4.3892 | 0 | 2014-07-05 07:30 | 5320.6667 | 5.3207
|  | 2014-07-05 15:15:02 | 29.9323 | 1.8747 | 7.4987 | 6.2347 | 6.2347 | 0.061 | 0.061 | 0.6945 | 0.6945 | 4.7544 | 4.7544 | 5.4067 | 5.4067 | -5.2824 | -2.6412 | 2.291 | 0 | 0 |  |  | 7.3487 |  | 0.25052 | 25.0521 | 4.5821 | 0 | 2014-07-05 08:00 | 5406.6667 | 5.4067
|  | 2014-07-05 15:45:02 | 30.7032 | 1.8222 | 7.2887 | 6.2297 | 6.2297 | 0.093167 | 0.093167 | 0.695 | 0.695 | 4.7544 | 4.7544 | 5.6615 | 5.6615 | -5.9808 | -2.9904 | 2.6412 | 0 | 0 |  |  | 7.726 |  | 0.23739 | 23.7391 | 5.2824 | 0 | 2014-07-05 08:30 | 5661.5 | 5.6615
|  | 2014-07-05 16:15:03 | 31.3623 | 1.8617 | 7.4467 | 6.2293 | 6.2293 | 0.165 | 0.165 | 0.69467 | 0.69467 | 2.8568 | 2.8568 | 5.7677 | 5.7677 | -8.2022 | -4.1011 | 2.9904 | 0 | 0 |  |  | 7.2233 |  | 0.23744 | 23.744 | 5.9808 | 0 | 2014-07-05 09:00 | 5767.6667 | 5.7677
|  | 2014-07-05 16:45:02 | 31.6735 | 1.7012 | 6.8047 | 6.2333 | 6.2333 | 0.1655 | 0.1655 | 0.6955 | 0.6955 | 2.8568 | 2.8568 | 6.2 | 6.2 | -8.7177 | -4.3589 | 4.1011 | 0 | 0 |  |  | 6.1242 |  | 0.21484 | 21.4838 | 8.2022 | 0 | 2014-07-05 09:30 | 6200 | 6.2
|  | 2014-07-05 17:15:04 | 31.4632 | 1.504 | 6.016 | 6.2323 | 6.2323 | 0.16583 | 0.16583 | 0.70317 | 0.70317 | 2.3048 | 2.3048 | 6.1053 | 6.1053 | -9.9357 | -4.9678 | 4.3589 | 0 | 0 |  |  | 6.6176 |  | 0.19121 | 19.1208 | 8.7177 | 0 | 2014-07-05 10:00 | 6105.3333 | 6.1053
|  | 2014-07-05 17:45:01 | 30.2228 | 1.2077 | 4.8307 | 6.2312 | 6.2312 | 0.18567 | 0.18567 | 0.7085 | 0.7085 | 2.3048 | 2.3048 | 6.099 | 6.099 | -9.863 | -4.9315 | 4.9678 | 0 | 0 |  |  | 4.7824 |  | 0.15984 | 15.9835 | 9.9357 | 0 | 2014-07-05 10:30 | 6099 | 6.099
|  | 2014-07-05 18:15:02 | 31.1235 | 1.0095 | 4.038 | 6.2345 | 6.2345 | 0.18583 | 0.18583 | 0.70967 | 0.70967 | 1.1716 | 1.1716 | 6.0955 | 6.0955 | -12.6884 | -6.3442 | 4.9315 | 0 | 0 |  |  | 3.9976 |  | 0.12974 | 12.9741 | 9.863 | 0 | 2014-07-05 11:00 | 6095.5 | 6.0955
|  | 2014-07-05 18:45:02 | 30.5993 | 0.68683 | 2.7473 | 6.241 | 6.241 | 0.17117 | 0.17117 | 0.70967 | 0.70967 | 1.1716 | 1.1716 | 5.9765 | 5.9765 | -13.5821 | -6.791 | 6.3442 | 0 | 0 |  |  | 2.7473 |  | 0.089784 | 8.9784 | 12.6884 | 0 | 2014-07-05 11:30 | 5976.5 | 5.9765
|  | 2014-07-05 19:15:02 | 30.1685 | 0.64267 | 2.5707 | 6.2437 | 6.2437 | 0.1525 | 0.1525 | 0.70883 | 0.70883 | 0.5388 | 0.5388 | 6.1447 | 6.1447 | -13.8094 | -6.9047 | 6.791 | 0 | 0 |  |  | 2.6992 |  | 0.08521 | 8.521 | 13.5821 | 0 | 2014-07-05 12:00 | 6144.6667 | 6.1447
|  | 2014-07-05 19:45:03 | 29.8978 | 0.60867 | 2.4347 | 6.2438 | 6.2438 | 0.085167 | 0.085167 | 0.7095 | 0.7095 | 0.5388 | 0.5388 | 6.1862 | 6.1862 | -13.6997 | -6.8498 | 6.9047 | 0 | 0 |  |  | 2.6294 |  | 0.081433 | 8.1433 | 13.8094 | 0 | 2014-07-05 12:30 | 6186.1667 | 6.1862
|  | 2014-07-05 20:15:04 | 29.4693 | 0.57617 | 2.3047 | 6.2517 | 6.2517 | 0.057 | 0.057 | 0.70633 | 0.70633 | 0.0688 | 0.0688 | 6.0643 | 6.0643 | -14.0165 | -7.0083 | 6.8498 | 0 | 0 |  |  | 2.3508 |  | 0.078206 | 7.8206 | 13.6997 | 0 | 2014-07-05 13:00 | 6064.3333 | 6.0643
|  | 2014-07-05 20:45:02 | 29.7092 | 0.66267 | 2.6507 | 6.2557 | 6.2557 | 0.066167 | 0.066167 | 0.695 | 0.695 | 0.0688 | 0.0688 | 6.1673 | 6.1673 | -13.8055 | -6.9028 | 7.0083 | 0 | 0 |  |  | 2.8362 |  | 0.08922 | 8.922 | 14.0165 | 0 | 2014-07-05 13:30 | 6167.3333 | 6.1673
|  | 2014-07-05 21:15:03 | 29.5423 | 0.73467 | 2.9387 | 6.2507 | 6.2507 | 0.157 | 0.157 | 0.69467 | 0.69467 | 0 | 0 | 5.978 | 5.978 | -13.5233 | -6.7617 | 6.9028 | 0 | 0 |  |  | 2.9387 |  | 0.099473 | 9.9473 | 13.8055 | 0 | 2014-07-05 14:00 | 5978 | 5.978
|  | 2014-07-05 21:45:03 | 28.5145 | 0.7335 | 2.934 | 6.253 | 6.253 | 0.054833 | 0.054833 | 0.695 | 0.695 | 0 | 0 | 5.5457 | 5.5457 | -13.032 | -6.516 | 6.7617 | 0 | 0 |  |  | 2.7286 |  | 0.1029 | 10.2895 | 13.5233 | 0 | 2014-07-05 14:30 | 5545.6667 | 5.5457
|  | 2014-07-05 22:15:03 | 27.1252 | 0.7855 | 3.142 | 6.2497 | 6.2497 | 0.039 | 0.039 | 0.69483 | 0.69483 | 0 | 0 | 4.6672 | 4.6672 | -12.3325 | -6.1663 | 6.516 | 0 | 0 |  |  | 3.0792 |  | 0.11583 | 11.5833 | 13.032 | 0 | 2014-07-05 15:00 | 4667.1667 | 4.6672
|  | 2014-07-05 22:45:03 | 25.7787 | 0.77617 | 3.1047 | 6.1772 | 6.1772 | 0.035833 | 0.035833 | 0.69483 | 0.69483 | 0 | 0 | 4.0913 | 4.0913 | -11.6748 | -5.8374 | 6.1663 | 0 | 0 |  |  | 2.7942 |  | 0.12044 | 12.0436 | 12.3325 | 0 | 2014-07-05 15:30 | 4091.3333 | 4.0913
|  | 2014-07-05 23:15:02 | 24.921 | 0.755 | 3.02 | 6.164 | 6.164 | 0.022 | 0.022 | 0.695 | 0.695 | 0 | 0 | 3.907 | 3.907 | -11.113 | -5.5565 | 5.8374 | 0 | 0 |  |  | 2.8086 |  | 0.12118 | 12.1183 | 11.6748 | 0 | 2014-07-05 16:00 | 3907 | 3.907
|  | 2014-07-05 23:45:03 | 24.2048 | 0.7245 | 2.898 | 6.1682 | 6.1682 | 0.022 | 0.022 | 0.69517 | 0.69517 | 0 | 0 | 3.6882 | 3.6882 | -10.7333 | -5.3667 | 5.5565 | 0 | 0 |  |  | 3.0719 |  | 0.11973 | 11.9728 | 11.113 | 0 | 2014-07-05 16:30 | 3688.1667 | 3.6882
|  | 2014-07-06 00:15:03 | 23.7723 | 0.7415 | 2.966 | 6.1598 | 6.1598 | 0.022 | 0.022 | 0.6945 | 0.6945 | 0 | 0 | 3.5567 | 3.5567 | -10.3733 | -5.1867 | 5.3667 | 0 | 0 |  |  | 3.0846 |  | 0.12477 | 12.4767 | 10.7333 | 0 | 2014-07-05 17:00 | 3556.6667 | 3.5567
|  | 2014-07-06 00:45:02 | 23.4278 | 0.67583 | 2.7033 | 6.1672 | 6.1672 | 0.022 | 0.022 | 0.695 | 0.695 | 0 | 0 | 3.4975 | 3.4975 | -10.3428 | -5.1714 | 5.1867 | 0 | 0 |  |  | 2.433 |  | 0.11539 | 11.539 | 10.3733 | 0 | 2014-07-05 17:30 | 3497.5 | 3.4975
|  | 2014-07-06 01:15:04 | 23.1338 | 0.59133 | 2.3653 | 6.17 | 6.17 | 0.022 | 0.022 | 0.6945 | 0.6945 | 0 | 0 | 3.4755 | 3.4755 | -10.4065 | -5.2032 | 5.1714 | 0 | 0 |  |  | 2.4836 |  | 0.10225 | 10.2246 | 10.3428 | 0 | 2014-07-05 18:00 | 3475.5 | 3.4755
|  | 2014-07-06 01:45:02 | 22.8113 | 0.5215 | 2.086 | 6.1655 | 6.1655 | 0.022 | 0.022 | 0.695 | 0.695 | 0 | 0 | 3.374 | 3.374 | -10.4688 | -5.2344 | 5.2032 | 0 | 0 |  |  | 2.0026 |  | 0.091446 | 9.1446 | 10.4065 | 0 | 2014-07-05 18:30 | 3374 | 3.374
|  | 2014-07-06 02:15:02 | 22.851 | 0.4495 | 1.798 | 6.1657 | 6.1657 | 0.022 | 0.022 | 0.69467 | 0.69467 | 0 | 0 | 3.4537 | 3.4537 | -10.717 | -5.3585 | 5.2344 | 0 | 0 |  |  | 1.8879 |  | 0.078684 | 7.8684 | 10.4688 | 0 | 2014-07-05 19:00 | 3453.6667 | 3.4537
|  | 2014-07-06 02:45:02 | 22.6717 | 0.378 | 1.512 | 6.1725 | 6.1725 | 0.022 | 0.022 | 0.69483 | 0.69483 | 0 | 0 | 3.4798 | 3.4798 | -10.7905 | -5.3952 | 5.3585 | 0 | 0 |  |  | 1.6027 |  | 0.066691 | 6.6691 | 10.717 | 0 | 2014-07-05 19:30 | 3479.8333 | 3.4798
|  | 2014-07-06 03:15:02 | 22.508 | 0.353 | 1.412 | 6.1668 | 6.1668 | 0.022 | 0.022 | 0.695 | 0.695 | 0 | 0 | 3.4913 | 3.4913 | -10.7208 | -5.3604 | 5.3952 | 0 | 0 |  |  | 1.4261 |  | 0.062733 | 6.2733 | 10.7905 | 0 | 2014-07-05 20:00 | 3491.3333 | 3.4913
|  | 2014-07-06 03:45:03 | 21.9127 | 0.34567 | 1.3827 | 6.1647 | 6.1647 | 0.022 | 0.022 | 0.69433 | 0.69433 | 0 | 0 | 3.3983 | 3.3983 | -10.2507 | -5.1253 | 5.3604 | 0 | 0 |  |  | 1.3827 |  | 0.063099 | 6.3099 | 10.7208 | 0 | 2014-07-05 20:30 | 3398.3333 | 3.3983
|  | 2014-07-06 04:15:03 | 21.7823 | 0.33683 | 1.3473 | 6.1648 | 6.1648 | 0.022 | 0.022 | 0.64167 | 0.64167 | 0 | 0 | 3.3953 | 3.3953 | -10.2112 | -5.1056 | 5.1253 | 0 | 0 |  |  | 1.3608 |  | 0.061854 | 6.1854 | 10.2507 | 0 | 2014-07-05 21:00 | 3395.3333 | 3.3953
|  | 2014-07-06 04:45:03 | 21.8955 | 0.31333 | 1.2533 | 6.1623 | 6.1623 | 0.022 | 0.022 | 0.61433 | 0.61433 | 0 | 0 | 3.3957 | 3.3957 | -10.4478 | -5.2239 | 5.1056 | 0 | 0 |  |  | 1.3285 |  | 0.057242 | 5.7242 | 10.2112 | 0 | 2014-07-05 21:30 | 3395.6667 | 3.3957
|  | 2014-07-06 05:15:02 | 22.2857 | 0.28767 | 1.1507 | 6.1677 | 6.1677 | 0.022 | 0.022 | 0.65417 | 0.65417 | 0.2856 | 0.2856 | 3.4245 | 3.4245 | -10.5811 | -5.2905 | 5.2239 | 0 | 0 |  |  | 1.2657 |  | 0.051633 | 5.1633 | 10.4478 | 0 | 2014-07-05 22:00 | 3424.5 | 3.4245
|  | 2014-07-06 05:45:02 | 22.7008 | 0.30783 | 1.2313 | 6.1635 | 6.1635 | 0.022 | 0.022 | 0.6795 | 0.6795 | 0.2856 | 0.2856 | 3.4652 | 3.4652 | -10.8537 | -5.4269 | 5.2905 | 0 | 0 |  |  | 1.1575 |  | 0.054242 | 5.4242 | 10.5811 | 0 | 2014-07-05 22:30 | 3465.1667 | 3.4652
|  | 2014-07-06 06:15:03 | 23.1395 | 0.31983 | 1.2793 | 6.1667 | 6.1667 | 0.033333 | 0.033333 | 0.67967 | 0.67967 | 0.9016 | 0.9016 | 3.6433 | 3.6433 | -10.4356 | -5.2178 | 5.4269 | 0 | 0 |  |  | 1.2665 |  | 0.055288 | 5.5288 | 10.8537 | 0 | 2014-07-05 23:00 | 3643.3333 | 3.6433
|  | 2014-07-06 06:45:02 | 23.8772 | 0.35183 | 1.4073 | 6.1642 | 6.1642 | 0.042667 | 0.042667 | 0.67967 | 0.67967 | 0.9016 | 0.9016 | 4.2328 | 4.2328 | -10.4489 | -5.2245 | 5.2178 | 0 | 0 |  |  | 1.2807 |  | 0.058941 | 5.8941 | 10.4356 | 0 | 2014-07-05 23:30 | 4232.8333 | 4.2328
|  | 2014-07-06 07:15:03 | 25.4455 | 0.397 | 1.588 | 6.1645 | 6.1645 | 0.0545 | 0.0545 | 0.6795 | 0.6795 | 1.5776 | 1.5776 | 5.0425 | 5.0425 | -10.3389 | -5.1694 | 5.2245 | 0 | 0 |  |  | 1.5562 |  | 0.062408 | 6.2408 | 10.4489 | 0 | 2014-07-06 | 5042.5 | 5.0425
|  | 2014-07-06 07:45:02 | 26.7313 | 0.401 | 1.604 | 6.1495 | 6.1495 | 0.098 | 0.098 | 0.6795 | 0.6795 | 1.5776 | 1.5776 | 5.1898 | 5.1898 | -11.4329 | -5.7164 | 5.1694 | 0 | 0 |  |  | 1.5238 |  | 0.060004 | 6.0004 | 10.3389 | 0 | 2014-07-06 00:30 | 5189.8333 | 5.1898
|  | 2014-07-06 08:15:03 | 28.4067 | 0.42267 | 1.6907 | 6.0697 | 6.0697 | 0.21717 | 0.21717 | 0.67967 | 0.67967 | 3.126 | 3.126 | 5.608 | 5.608 | -11.0155 | -5.5078 | 5.7164 | 0 | 0 |  |  | 1.6569 |  | 0.059517 | 5.9517 | 11.4329 | 0 | 2014-07-06 01:00 | 5608 | 5.608
|  | 2014-07-06 08:45:02 | 29.4567 | 0.49267 | 1.9707 | 5.9797 | 5.9797 | 0.28333 | 0.28333 | 0.6795 | 0.6795 | 3.126 | 3.126 | 5.951 | 5.951 | -11.4665 | -5.7332 | 5.5078 | 0 | 0 |  |  | 1.9707 |  | 0.066901 | 6.6901 | 11.0155 | 0 | 2014-07-06 01:30 | 5951 | 5.951
|  | 2014-07-06 09:15:03 | 30.2075 | 0.58683 | 2.3473 | 5.9338 | 5.9338 | 0.41583 | 0.41583 | 0.679 | 0.679 | 3.1608 | 3.1608 | 6.231 | 6.231 | -11.4397 | -5.7198 | 5.7332 | 0 | 0 |  |  | 2.2769 |  | 0.077707 | 7.7707 | 11.4665 | 0 | 2014-07-06 02:00 | 6231 | 6.231
|  | 2014-07-06 09:45:03 | 30.5277 | 0.62067 | 2.4827 | 5.925 | 5.925 | 0.566 | 0.566 | 0.68667 | 0.68667 | 3.1608 | 3.1608 | 6.1515 | 6.1515 | -11.555 | -5.7775 | 5.7198 | 0 | 0 |  |  | 2.3834 |  | 0.081325 | 8.1325 | 11.4397 | 0 | 2014-07-06 02:30 | 6151.5 | 6.1515
|  | 2014-07-06 10:15:01 | 30.8227 | 0.55467 | 2.2187 | 5.8943 | 5.8943 | 0.506 | 0.506 | 0.6895 | 0.6895 | 4.414 | 4.414 | 6.1448 | 6.1448 | -10.9553 | -5.4777 | 5.7775 | 0 | 0 |  |  | 2.3518 |  | 0.071982 | 7.1982 | 11.555 | 0 | 2014-07-06 03:00 | 6144.8333 | 6.1448
|  | 2014-07-06 10:45:02 | 31.002 | 0.6215 | 2.486 | 5.8943 | 5.8943 | 0.31067 | 0.31067 | 0.69 | 0.69 | 4.414 | 4.414 | 6.1748 | 6.1748 | -11.0322 | -5.5161 | 5.4777 | 0 | 0 |  |  | 2.3866 |  | 0.080188 | 8.0188 | 10.9553 | 0 | 2014-07-06 03:30 | 6174.8333 | 6.1748
|  | 2014-07-06 11:15:02 | 31.1908 | 0.71817 | 2.8727 | 5.8955 | 5.8955 | 0.25467 | 0.25467 | 0.6805 | 0.6805 | 5.0616 | 5.0616 | 6.3025 | 6.3025 | -10.1234 | -5.0617 | 5.5161 | 0 | 0 |  |  | 3.1312 |  | 0.0921 | 9.21 | 11.0322 | 0 | 2014-07-06 04:00 | 6302.5 | 6.3025
|  | 2014-07-06 11:45:01 | 30.9553 | 0.80867 | 3.2347 | 5.8943 | 5.8943 | 0.20117 | 0.20117 | 0.67967 | 0.67967 | 5.0616 | 5.0616 | 6.3842 | 6.3842 | -9.4997 | -4.7499 | 5.0617 | 0 | 0 |  |  | 3.4611 |  | 0.10449 | 10.4495 | 10.1234 | 0 | 2014-07-06 04:30 | 6384.1667 | 6.3842
|  | 2014-07-06 12:15:02 | 30.4872 | 0.78533 | 3.1413 | 5.8905 | 5.8905 | 0.072 | 0.072 | 0.67967 | 0.67967 | 5.1236 | 5.1236 | 6.3815 | 6.3815 | -9.1986 | -4.5993 | 4.7499 | 0 | 0 |  |  | 3.4241 |  | 0.10304 | 10.3038 | 9.4997 | 0 | 2014-07-06 05:00 | 6381.5 | 6.3815
|  | 2014-07-06 12:45:02 | 30.0035 | 0.83017 | 3.3207 | 5.8908 | 5.8908 | 0.072 | 0.072 | 0.67933 | 0.67933 | 5.1236 | 5.1236 | 6.0787 | 6.0787 | -8.8384 | -4.4192 | 4.5993 | 0 | 0 |  |  | 3.3871 |  | 0.11068 | 11.0676 | 9.1986 | 0 | 2014-07-06 05:30 | 6078.6667 | 6.0787
|  | 2014-07-06 13:15:02 | 29.5843 | 0.879 | 3.516 | 5.8885 | 5.8885 | 0.056167 | 0.056167 | 0.67967 | 0.67967 | 5.3324 | 5.3324 | 5.822 | 5.822 | -8.2896 | -4.1448 | 4.4192 | 0 | 0 |  |  | 3.7973 |  | 0.11885 | 11.8847 | 8.8384 | 0 | 2014-07-06 06:00 | 5822 | 5.822
|  | 2014-07-06 13:45:02 | 29.2527 | 0.81917 | 3.2767 | 5.889 | 5.889 | 0.056 | 0.056 | 0.67983 | 0.67983 | 5.3324 | 5.3324 | 5.7148 | 5.7148 | -8.3039 | -4.152 | 4.1448 | 0 | 0 |  |  | 3.6043 |  | 0.11201 | 11.2013 | 8.2896 | 0 | 2014-07-06 06:30 | 5714.8333 | 5.7148
|  | 2014-07-06 14:15:03 | 29.2348 | 0.7895 | 3.158 | 5.884 | 5.884 | 0.056 | 0.056 | 0.67967 | 0.67967 | 5.5396 | 5.5396 | 5.6948 | 5.6948 | -8.2227 | -4.1114 | 4.152 | 0 | 0 |  |  | 3.4422 |  | 0.10802 | 10.8022 | 8.3039 | 0 | 2014-07-06 07:00 | 5694.8333 | 5.6948
|  | 2014-07-06 14:45:02 | 29.4095 | 0.85917 | 3.4367 | 5.8847 | 5.8847 | 0.064167 | 0.064167 | 0.67983 | 0.67983 | 5.5396 | 5.5396 | 5.8188 | 5.8188 | -7.9857 | -3.9929 | 4.1114 | 0 | 0 |  |  | 3.1274 |  | 0.11686 | 11.6856 | 8.2227 | 0 | 2014-07-06 07:30 | 5818.8333 | 5.8188
|  | 2014-07-06 15:15:03 | 29.7862 | 0.97083 | 3.8833 | 5.8842 | 5.8842 | 0.088167 | 0.088167 | 0.68 | 0.68 | 4.61 | 4.61 | 5.9217 | 5.9217 | -8.7188 | -4.3594 | 3.9929 | 0 | 0 |  |  | 4.2717 |  | 0.13037 | 13.0374 | 7.9857 | 0 | 2014-07-06 08:00 | 5921.6667 | 5.9217
|  | 2014-07-06 15:45:02 | 30.2782 | 1.063 | 4.252 | 5.8877 | 5.8877 | 0.10917 | 0.10917 | 0.67933 | 0.67933 | 4.61 | 4.61 | 5.9893 | 5.9893 | -8.7507 | -4.3753 | 4.3594 | 0 | 0 |  |  | 4.5071 |  | 0.14043 | 14.0431 | 8.7188 | 0 | 2014-07-06 08:30 | 5989.3333 | 5.9893
|  | 2014-07-06 16:15:05 | 30.6037 | 1.0512 | 4.2047 | 5.9355 | 5.9355 | 0.16933 | 0.16933 | 0.67967 | 0.67967 | 3.8424 | 3.8424 | 5.863 | 5.863 | -9.9091 | -4.9546 | 4.3753 | 0 | 0 |  |  | 4.2047 |  | 0.13739 | 13.7391 | 8.7507 | 0 | 2014-07-06 09:00 | 5863 | 5.863
|  | 2014-07-06 16:45:02 | 30.7302 | 1.1603 | 4.6413 | 5.987 | 5.987 | 0.183 | 0.183 | 0.67317 | 0.67317 | 3.8424 | 3.8424 | 5.7425 | 5.7425 | -9.6608 | -4.8304 | 4.9546 | 0 | 0 |  |  | 4.5485 |  | 0.15104 | 15.1035 | 9.9091 | 0 | 2014-07-06 09:30 | 5742.5 | 5.7425
|  | 2014-07-06 17:15:03 | 30.6317 | 1.306 | 5.224 | 6.0053 | 6.0053 | 0.183 | 0.183 | 0.68483 | 0.68483 | 2.5824 | 2.5824 | 5.6585 | 5.6585 | -10.2936 | -5.1468 | 4.8304 | 0 | 0 |  |  | 5.3807 |  | 0.17054 | 17.0542 | 9.6608 | 0 | 2014-07-06 10:00 | 5658.5 | 5.6585
|  | 2014-07-06 17:45:02 | 30.9765 | 1.2578 | 5.0313 | 6.0022 | 6.0022 | 0.17483 | 0.17483 | 0.68483 | 0.68483 | 2.5824 | 2.5824 | 5.8125 | 5.8125 | -10.6884 | -5.3442 | 5.1468 | 0 | 0 |  |  | 5.3835 |  | 0.16242 | 16.2424 | 10.2936 | 0 | 2014-07-06 10:30 | 5812.5 | 5.8125
|  | 2014-07-06 18:15:02 | 30.9988 | 1.3445 | 5.378 | 6.007 | 6.007 | 0.149 | 0.149 | 0.68467 | 0.68467 | 1.7364 | 1.7364 | 6.1467 | 6.1467 | -10.8971 | -5.4486 | 5.3442 | 0 | 0 |  |  | 5.0015 |  | 0.17349 | 17.349 | 10.6884 | 0 | 2014-07-06 11:00 | 6146.6667 | 6.1467
|  | 2014-07-06 18:45:02 | 30.7582 | 1.3495 | 5.398 | 6.0028 | 6.0028 | 0.14467 | 0.14467 | 0.68467 | 0.68467 | 1.7364 | 1.7364 | 5.9543 | 5.9543 | -10.8373 | -5.4186 | 5.4486 | 0 | 0 |  |  | 5.0201 |  | 0.1755 | 17.5498 | 10.8971 | 0 | 2014-07-06 11:30 | 5954.3333 | 5.9543
|  | 2014-07-06 19:15:02 | 30.5415 | 1.4333 | 5.7333 | 6.0055 | 6.0055 | 0.11 | 0.11 | 0.68467 | 0.68467 | 0.6248 | 0.6248 | 5.6992 | 5.6992 | -11.684 | -5.842 | 5.4186 | 0 | 0 |  |  | 6.2493 |  | 0.18772 | 18.7723 | 10.8373 | 0 | 2014-07-06 12:00 | 5699.1667 | 5.6992
|  | 2014-07-06 19:45:01 | 30.1278 | 1.6167 | 6.4667 | 6.0148 | 6.0148 | 0.087333 | 0.087333 | 0.685 | 0.685 | 0.6248 | 0.6248 | 5.4823 | 5.4823 | -10.7669 | -5.3834 | 5.842 | 0 | 0 |  |  | 5.8847 |  | 0.21464 | 21.4641 | 11.684 | 0 | 2014-07-06 12:30 | 5482.3333 | 5.4823
|  | 2014-07-06 20:15:03 | 30.0647 | 1.6478 | 6.5913 | 6.0063 | 6.0063 | 0.04 | 0.04 | 0.68483 | 0.68483 | 0.1396 | 0.1396 | 5.7565 | 5.7565 | -10.8461 | -5.423 | 5.3834 | 0 | 0 |  |  | 6.5254 |  | 0.21924 | 21.9239 | 10.7669 | 0 | 2014-07-06 13:00 | 5756.5 | 5.7565
|  | 2014-07-06 20:45:02 | 30.1648 | 1.7832 | 7.1327 | 6.009 | 6.009 | 0.04 | 0.04 | 0.68483 | 0.68483 | 0.1396 | 0.1396 | 5.837 | 5.837 | -10.3217 | -5.1609 | 5.423 | 0 | 0 |  |  | 7.5606 |  | 0.23646 | 23.6456 | 10.8461 | 0 | 2014-07-06 13:30 | 5837 | 5.837
|  | 2014-07-06 21:15:02 | 29.9183 | 1.715 | 6.86 | 5.9965 | 5.9965 | 0.039333 | 0.039333 | 0.685 | 0.685 | 0.044 | 0.044 | 5.4267 | 5.4267 | -10.8668 | -5.4334 | 5.1609 | 0 | 0 |  |  | 6.7914 |  | 0.22929 | 22.9291 | 10.3217 | 0 | 2014-07-06 14:00 | 5426.6667 | 5.4267
|  | 2014-07-06 21:45:03 | 28.5777 | 1.7 | 6.8 | 5.9228 | 5.9228 | 0.0345 | 0.0345 | 0.685 | 0.685 | 0.044 | 0.044 | 4.7093 | 4.7093 | -10.382 | -5.191 | 5.4334 | 0 | 0 |  |  | 7.208 |  | 0.23795 | 23.7948 | 10.8668 | 0 | 2014-07-06 14:30 | 4709.3333 | 4.7093
|  | 2014-07-06 22:15:02 | 26.5165 | 1.398 | 5.592 | 5.8777 | 5.8777 | 0.021 | 0.021 | 0.685 | 0.685 | 0 | 0 | 4.1332 | 4.1332 | -10.2077 | -5.1038 | 5.191 | 0 | 0 |  |  | 5.3124 |  | 0.21089 | 21.0888 | 10.382 | 0 | 2014-07-06 15:00 | 4133.1667 | 4.1332
|  | 2014-07-06 22:45:02 | 25.3008 | 1.2117 | 4.8467 | 5.8772 | 5.8772 | 0.021 | 0.021 | 0.68433 | 0.68433 | 0 | 0 | 3.9878 | 3.9878 | -9.8838 | -4.9419 | 5.1038 | 0 | 0 |  |  | 4.5074 |  | 0.19156 | 19.1562 | 10.2077 | 0 | 2014-07-06 15:30 | 3987.8333 | 3.9878
|  | 2014-07-06 23:15:02 | 24.7655 | 1.0367 | 4.1467 | 5.8703 | 5.8703 | 0.021 | 0.021 | 0.68467 | 0.68467 | 0 | 0 | 3.7002 | 3.7002 | -10.3427 | -5.1713 | 4.9419 | 0 | 0 |  |  | 4.3955 |  | 0.16744 | 16.7437 | 9.8838 | 0 | 2014-07-06 16:00 | 3700.1667 | 3.7002
|  | 2014-07-06 23:45:02 | 24.2295 | 1.0507 | 4.2027 | 5.8673 | 5.8673 | 0.021 | 0.021 | 0.68467 | 0.68467 | 0 | 0 | 3.4943 | 3.4943 | -9.9595 | -4.9798 | 5.1713 | 0 | 0 |  |  | 4.3287 |  | 0.17345 | 17.3452 | 10.3427 | 0 | 2014-07-06 16:30 | 3494.3333 | 3.4943
|  | 2014-07-07 00:15:02 | 24.0902 | 1.1123 | 4.4493 | 5.8663 | 5.8663 | 0.021 | 0.021 | 0.68467 | 0.68467 | 0 | 0 | 3.3772 | 3.3772 | -9.6917 | -4.8458 | 4.9798 | 0 | 0 |  |  | 4.1824 |  | 0.1847 | 18.4695 | 9.9595 | 0 | 2014-07-06 17:00 | 3377.1667 | 3.3772
|  | 2014-07-07 00:45:02 | 23.7922 | 1.1468 | 4.5873 | 5.869 | 5.869 | 0.022333 | 0.022333 | 0.68733 | 0.68733 | 0 | 0 | 3.301 | 3.301 | -9.3252 | -4.6626 | 4.8458 | 0 | 0 |  |  | 4.6791 |  | 0.19281 | 19.2809 | 9.6917 | 0 | 2014-07-06 17:30 | 3301 | 3.301
|  | 2014-07-07 01:15:03 | 23.4783 | 1.123 | 4.492 | 5.8732 | 5.8732 | 0.023 | 0.023 | 0.691 | 0.691 | 0 | 0 | 3.3155 | 3.3155 | -9.0837 | -4.5418 | 4.6626 | 0 | 0 |  |  | 4.5818 |  | 0.19133 | 19.1325 | 9.3252 | 0 | 2014-07-06 18:00 | 3315.5 | 3.3155
|  | 2014-07-07 01:45:01 | 23.1102 | 1.1012 | 4.4047 | 5.8757 | 5.8757 | 0.023 | 0.023 | 0.64317 | 0.64317 | 0 | 0 | 3.3233 | 3.3233 | -8.8403 | -4.4202 | 4.5418 | 0 | 0 |  |  | 4.5809 |  | 0.19059 | 19.0594 | 9.0837 | 0 | 2014-07-06 18:30 | 3323.3333 | 3.3233
|  | 2014-07-07 02:15:02 | 22.8118 | 1.0728 | 4.2913 | 5.8787 | 5.8787 | 0.023 | 0.023 | 0.6515 | 0.6515 | 0 | 0 | 3.3243 | 3.3243 | -8.643 | -4.3215 | 4.4202 | 0 | 0 |  |  | 4.3342 |  | 0.18812 | 18.8119 | 8.8403 | 0 | 2014-07-06 19:00 | 3324.3333 | 3.3243
|  | 2014-07-07 02:45:04 | 22.878 | 1.1148 | 4.4593 | 5.8792 | 5.8792 | 0.023 | 0.023 | 0.6555 | 0.6555 | 0 | 0 | 3.3475 | 3.3475 | -8.5135 | -4.2567 | 4.3215 | 0 | 0 |  |  | 4.6377 |  | 0.19492 | 19.4918 | 8.643 | 0 | 2014-07-06 19:30 | 3347.5 | 3.3475
|  | 2014-07-07 03:15:02 | 22.8542 | 1.0685 | 4.274 | 5.8808 | 5.8808 | 0.023 | 0.023 | 0.67367 | 0.67367 | 0 | 0 | 3.3663 | 3.3663 | -8.6363 | -4.3182 | 4.2567 | 0 | 0 |  |  | 4.1458 |  | 0.18701 | 18.7012 | 8.5135 | 0 | 2014-07-06 20:00 | 3366.3333 | 3.3663
|  | 2014-07-07 03:45:02 | 22.4252 | 1.0155 | 4.062 | 5.8878 | 5.8878 | 0.023 | 0.023 | 0.626 | 0.626 | 0 | 0 | 3.3925 | 3.3925 | -8.4338 | -4.2169 | 4.3182 | 0 | 0 |  |  | 3.8995 |  | 0.18114 | 18.1136 | 8.6363 | 0 | 2014-07-06 20:30 | 3392.5 | 3.3925
|  | 2014-07-07 04:15:02 | 22.921 | 0.92633 | 3.7053 | 5.8873 | 5.8873 | 0.023 | 0.023 | 0.68117 | 0.68117 | 0 | 0 | 3.3748 | 3.3748 | -9.2493 | -4.6247 | 4.2169 | 0 | 0 |  |  | 3.7053 |  | 0.16166 | 16.1657 | 8.4338 | 0 | 2014-07-06 21:00 | 3374.8333 | 3.3748
|  | 2014-07-07 04:45:03 | 23.963 | 0.89033 | 3.5613 | 5.8993 | 5.8993 | 0.023 | 0.023 | 0.6985 | 0.6985 | 0 | 0 | 3.5803 | 3.5803 | -10.2005 | -5.1002 | 4.6247 | 0 | 0 |  |  | 3.4545 |  | 0.14862 | 14.8618 | 9.2493 | 0 | 2014-07-06 21:30 | 3580.3333 | 3.5803
|  | 2014-07-07 05:15:02 | 25.88 | 0.854 | 3.416 | 5.9873 | 5.9873 | 0.022167 | 0.022167 | 0.83117 | 0.83117 | 0.316 | 0.316 | 3.9313 | 3.9313 | -11.376 | -5.688 | 5.1002 | 0 | 0 |  |  | 3.2794 |  | 0.13199 | 13.1994 | 10.2005 | 0 | 2014-07-06 22:00 | 3931.3333 | 3.9313
|  | 2014-07-07 05:45:01 | 28.1758 | 0.79783 | 3.1913 | 6.0263 | 6.0263 | 0.024333 | 0.024333 | 0.89633 | 0.89633 | 0.316 | 0.316 | 4.9173 | 4.9173 | -12.8042 | -6.4021 | 5.688 | 0 | 0 |  |  | 2.8722 |  | 0.11326 | 11.3265 | 11.376 | 0 | 2014-07-06 22:30 | 4917.3333 | 4.9173
|  | 2014-07-07 06:15:03 | 31.4395 | 0.7835 | 3.134 | 6.0213 | 6.0213 | 0.12333 | 0.12333 | 1.0237 | 1.0237 | 1.0744 | 1.0744 | 5.8717 | 5.8717 | -14.1911 | -7.0955 | 6.4021 | 0 | 0 |  |  | 2.9146 |  | 0.099684 | 9.9684 | 12.8042 | 0 | 2014-07-06 23:00 | 5871.6667 | 5.8717
|  | 2014-07-07 06:45:01 | 33.4538 | 0.799 | 3.196 | 6.0255 | 6.0255 | 0.42583 | 0.42583 | 1 | 1 | 1.0744 | 1.0744 | 6.5133 | 6.5133 | -15.2188 | -7.6094 | 7.0955 | 0 | 0 |  |  | 3.3238 |  | 0.095535 | 9.5535 | 14.1911 | 0 | 2014-07-06 23:30 | 6513.3333 | 6.5133
|  | 2014-07-07 07:15:03 | 34.9693 | 0.83183 | 3.3273 | 6.0227 | 6.0227 | 0.42533 | 0.42533 | 1.0168 | 1.0168 | 1.6628 | 1.6628 | 6.8167 | 6.8167 | -15.6977 | -7.8489 | 7.6094 | 0 | 0 |  |  | 2.9946 |  | 0.09515 | 9.515 | 15.2188 | 0 | 2014-07-07 | 6816.6667 | 6.8167
|  | 2014-07-07 07:45:03 | 35.3995 | 0.84717 | 3.3887 | 6.0223 | 6.0223 | 0.42033 | 0.42033 | 1.0337 | 1.0337 | 1.6628 | 1.6628 | 6.8847 | 6.8847 | -15.987 | -7.9935 | 7.8489 | 0 | 0 |  |  | 3.3887 |  | 0.095726 | 9.5726 | 15.6977 | 0 | 2014-07-07 00:30 | 6884.6667 | 6.8847
|  | 2014-07-07 08:15:03 | 36.0195 | 0.93417 | 3.7367 | 6.0223 | 6.0223 | 0.43533 | 0.43533 | 1.033 | 1.033 | 3.0468 | 3.0468 | 7.0213 | 7.0213 | -14.724 | -7.362 | 7.9935 | 0 | 0 |  |  | 3.5498 |  | 0.10374 | 10.374 | 15.987 | 0 | 2014-07-07 01:00 | 7021.3333 | 7.0213
|  | 2014-07-07 08:45:02 | 36.2293 | 0.97583 | 3.9033 | 6.018 | 6.018 | 0.48217 | 0.48217 | 1.0323 | 1.0323 | 3.0468 | 3.0468 | 6.895 | 6.895 | -14.8517 | -7.4259 | 7.362 | 0 | 0 |  |  | 4.2937 |  | 0.10774 | 10.774 | 14.724 | 0 | 2014-07-07 01:30 | 6895 | 6.895
|  | 2014-07-07 09:15:02 | 36.2802 | 1.0262 | 4.1047 | 6.0623 | 6.0623 | 0.53983 | 0.53983 | 1.0332 | 1.0332 | 4.6024 | 4.6024 | 6.793 | 6.793 | -13.1448 | -6.5724 | 7.4259 | 0 | 0 |  |  | 4.2278 |  | 0.11314 | 11.3138 | 14.8517 | 0 | 2014-07-07 02:00 | 6793 | 6.793
|  | 2014-07-07 09:45:04 | 36.501 | 1.0677 | 4.2707 | 6.1162 | 6.1162 | 0.55217 | 0.55217 | 1.0327 | 1.0327 | 4.6024 | 4.6024 | 6.805 | 6.805 | -13.1219 | -6.561 | 6.5724 | 0 | 0 |  |  | 4.3988 |  | 0.117 | 11.7001 | 13.1448 | 0 | 2014-07-07 02:30 | 6805 | 6.805
|  | 2014-07-07 10:15:03 | 36.758 | 1.0718 | 4.2873 | 6.1238 | 6.1238 | 0.55233 | 0.55233 | 1.0193 | 1.0193 | 5.312 | 5.312 | 6.9812 | 6.9812 | -12.482 | -6.241 | 6.561 | 0 | 0 |  |  | 4.3731 |  | 0.11664 | 11.6637 | 13.1219 | 0 | 2014-07-07 03:00 | 6981.1667 | 6.9812
|  | 2014-07-07 10:45:01 | 36.8455 | 1.1143 | 4.4573 | 6.1197 | 6.1197 | 0.53433 | 0.53433 | 0.998 | 0.998 | 5.312 | 5.312 | 6.8202 | 6.8202 | -12.604 | -6.302 | 6.241 | 0 | 0 |  |  | 4.6802 |  | 0.12097 | 12.0974 | 12.482 | 0 | 2014-07-07 03:30 | 6820.1667 | 6.8202
|  | 2014-07-07 11:15:02 | 37.0505 | 1.2147 | 4.8587 | 6.1233 | 6.1233 | 0.4395 | 0.4395 | 0.99817 | 0.99817 | 5.686 | 5.686 | 6.6622 | 6.6622 | -12.2827 | -6.1413 | 6.302 | 0 | 0 |  |  | 5.0044 |  | 0.13114 | 13.1136 | 12.604 | 0 | 2014-07-07 04:00 | 6662.1667 | 6.6622
|  | 2014-07-07 11:45:04 | 36.813 | 1.2263 | 4.9053 | 6.117 | 6.117 | 0.25783 | 0.25783 | 1.0173 | 1.0173 | 5.686 | 5.686 | 6.6887 | 6.6887 | -12.1408 | -6.0704 | 6.1413 | 0 | 0 |  |  | 5.3959 |  | 0.13325 | 13.325 | 12.2827 | 0 | 2014-07-07 04:30 | 6688.6667 | 6.6887
|  | 2014-07-07 12:15:03 | 36.6477 | 1.3213 | 5.2853 | 6.1145 | 6.1145 | 0.19683 | 0.19683 | 1.0345 | 1.0345 | 6.35 | 6.35 | 6.8073 | 6.8073 | -10.8592 | -5.4296 | 6.0704 | 0 | 0 |  |  | 5.4439 |  | 0.14422 | 14.422 | 12.1408 | 0 | 2014-07-07 05:00 | 6807.3333 | 6.8073
|  | 2014-07-07 12:45:02 | 36.5035 | 1.3103 | 5.2413 | 6.1145 | 6.1145 | 0.159 | 0.159 | 1.0342 | 1.0342 | 6.35 | 6.35 | 6.6933 | 6.6933 | -10.9112 | -5.4556 | 5.4296 | 0 | 0 |  |  | 4.7172 |  | 0.14358 | 14.3584 | 10.8592 | 0 | 2014-07-07 05:30 | 6693.3333 | 6.6933
|  | 2014-07-07 13:15:01 | 36.401 | 1.1118 | 4.4473 | 6.11 | 6.11 | 0.15817 | 0.15817 | 1.057 | 1.057 | 6.2968 | 6.2968 | 6.7258 | 6.7258 | -11.6059 | -5.8029 | 5.4556 | 0 | 0 |  |  | 4.2694 |  | 0.12218 | 12.2176 | 10.9112 | 0 | 2014-07-07 06:00 | 6725.8333 | 6.7258
|  | 2014-07-07 13:45:01 | 36.2098 | 1.0428 | 4.1713 | 6.1105 | 6.1105 | 0.13033 | 0.13033 | 1.0668 | 1.0668 | 6.2968 | 6.2968 | 6.6667 | 6.6667 | -11.7674 | -5.8837 | 5.8029 | 0 | 0 |  |  | 4.0879 |  | 0.1152 | 11.5199 | 11.6059 | 0 | 2014-07-07 06:30 | 6666.6667 | 6.6667
|  | 2014-07-07 14:15:03 | 36.348 | 0.98617 | 3.9447 | 6.1152 | 6.1152 | 0.118 | 0.118 | 1.0705 | 1.0705 | 6.454 | 6.454 | 6.7063 | 6.7063 | -11.9393 | -5.9697 | 5.8837 | 0 | 0 |  |  | 3.6291 |  | 0.10852 | 10.8525 | 11.7674 | 0 | 2014-07-07 07:00 | 6706.3333 | 6.7063
|  | 2014-07-07 14:45:03 | 36.9193 | 0.99217 | 3.9687 | 6.1132 | 6.1132 | 0.1435 | 0.1435 | 1.074 | 1.074 | 6.454 | 6.454 | 7.0643 | 7.0643 | -12.1017 | -6.0508 | 5.9697 | 0 | 0 |  |  | 4.3655 |  | 0.1075 | 10.7496 | 11.9393 | 0 | 2014-07-07 07:30 | 7064.3333 | 7.0643
|  | 2014-07-07 15:15:02 | 37.529 | 0.89967 | 3.5987 | 6.1047 | 6.1047 | 0.27467 | 0.27467 | 1.0852 | 1.0852 | 6.1384 | 6.1384 | 7.0643 | 7.0643 | -13.2631 | -6.6315 | 6.0508 | 0 | 0 |  |  | 3.6347 |  | 0.09589 | 9.589 | 12.1017 | 0 | 2014-07-07 08:00 | 7064.3333 | 7.0643
|  | 2014-07-07 15:45:03 | 38.0925 | 0.78667 | 3.1467 | 6.1117 | 6.1117 | 0.4365 | 0.4365 | 1.087 | 1.087 | 6.1384 | 6.1384 | 7.0585 | 7.0585 | -14.1138 | -7.0569 | 6.6315 | 0 | 0 |  |  | 3.0208 |  | 0.082606 | 8.2606 | 13.2631 | 0 | 2014-07-07 08:30 | 7058.5 | 7.0585
|  | 2014-07-07 16:15:02 | 38.1397 | 0.689 | 2.756 | 6.1092 | 6.1092 | 0.502 | 0.502 | 1.0865 | 1.0865 | 4.1504 | 4.1504 | 6.9918 | 6.9918 | -16.5438 | -8.2719 | 7.0569 | 0 | 0 |  |  | 2.6182 |  | 0.072261 | 7.2261 | 14.1138 | 0 | 2014-07-07 09:00 | 6991.8333 | 6.9918
|  | 2014-07-07 16:45:02 | 37.8992 | 0.56833 | 2.2733 | 6.1113 | 6.1113 | 0.44183 | 0.44183 | 1.085 | 1.085 | 4.1504 | 4.1504 | 6.9385 | 6.9385 | -16.8988 | -8.4494 | 8.2719 | 0 | 0 |  |  | 2.0915 |  | 0.059984 | 5.9984 | 16.5438 | 0 | 2014-07-07 09:30 | 6938.5 | 6.9385
|  | 2014-07-07 17:15:02 | 37.4275 | 0.52983 | 2.1193 | 6.104 | 6.104 | 0.43283 | 0.43283 | 1.0598 | 1.0598 | 3.5048 | 3.5048 | 6.9747 | 6.9747 | -17.232 | -8.616 | 8.4494 | 0 | 0 |  |  | 2.1829 |  | 0.056625 | 5.6625 | 16.8988 | 0 | 2014-07-07 10:00 | 6974.6667 | 6.9747
|  | 2014-07-07 17:45:03 | 36.848 | 0.49533 | 1.9813 | 6.1087 | 6.1087 | 0.28317 | 0.28317 | 1.0598 | 1.0598 | 3.5048 | 3.5048 | 6.7755 | 6.7755 | -17.1347 | -8.5673 | 8.616 | 0 | 0 |  |  | 2.0606 |  | 0.05377 | 5.377 | 17.232 | 0 | 2014-07-07 10:30 | 6775.5 | 6.7755
|  | 2014-07-07 18:15:03 | 36.0602 | 0.44233 | 1.7693 | 6.1118 | 6.1118 | 0.132 | 0.132 | 1.0927 | 1.0927 | 2.3112 | 2.3112 | 6.4808 | 6.4808 | -18.1623 | -9.0812 | 8.5673 | 0 | 0 |  |  | 1.9109 |  | 0.049066 | 4.9066 | 17.1347 | 0 | 2014-07-07 11:00 | 6480.8333 | 6.4808
|  | 2014-07-07 18:45:02 | 35.58 | 0.3845 | 1.538 | 6.1125 | 6.1125 | 0.132 | 0.132 | 1.0928 | 1.0928 | 2.3112 | 2.3112 | 6.2122 | 6.2122 | -18.1813 | -9.0907 | 9.0812 | 0 | 0 |  |  | 1.415 |  | 0.043227 | 4.3227 | 18.1623 | 0 | 2014-07-07 11:30 | 6212.1667 | 6.2122
|  | 2014-07-07 19:15:05 | 35.0167 | 0.3705 | 1.482 | 6.115 | 6.115 | 0.132 | 0.132 | 1.0908 | 1.0908 | 0.9784 | 0.9784 | 5.9413 | 5.9413 | -19.2771 | -9.6385 | 9.0907 | 0 | 0 |  |  | 1.3634 |  | 0.042323 | 4.2323 | 18.1813 | 0 | 2014-07-07 12:00 | 5941.3333 | 5.9413
|  | 2014-07-07 19:45:01 | 34.6228 | 0.32883 | 1.3153 | 6.1128 | 6.1128 | 0.11333 | 0.11333 | 1.0813 | 1.0813 | 0.9784 | 0.9784 | 5.84 | 5.84 | -19.1816 | -9.5908 | 9.6385 | 0 | 0 |  |  | 1.3679 |  | 0.03799 | 3.799 | 19.2771 | 0 | 2014-07-07 12:30 | 5840 | 5.84
|  | 2014-07-07 20:15:03 | 34.348 | 0.2975 | 1.19 | 6.1152 | 6.1152 | 0.073 | 0.073 | 1.0782 | 1.0782 | 0.2796 | 0.2796 | 5.928 | 5.928 | -19.6841 | -9.842 | 9.5908 | 0 | 0 |  |  | 1.0829 |  | 0.034645 | 3.4645 | 19.1816 | 0 | 2014-07-07 13:00 | 5928 | 5.928
|  | 2014-07-07 20:45:02 | 34.063 | 0.289 | 1.156 | 6.1182 | 6.1182 | 0.071 | 0.071 | 1.068 | 1.068 | 0.2796 | 0.2796 | 6.2783 | 6.2783 | -19.0919 | -9.5459 | 9.842 | 0 | 0 |  |  | 1.1098 |  | 0.033937 | 3.3937 | 19.6841 | 0 | 2014-07-07 13:30 | 6278.3333 | 6.2783
|  | 2014-07-07 21:15:02 | 33.0152 | 0.2675 | 1.07 | 6.1242 | 6.1242 | 0.057 | 0.057 | 1.0578 | 1.0578 | 0.036 | 0.036 | 6.254 | 6.254 | -18.4162 | -9.2081 | 9.5459 | 0 | 0 |  |  | 1.1235 |  | 0.032409 | 3.2409 | 19.0919 | 0 | 2014-07-07 14:00 | 6254 | 6.254
|  | 2014-07-07 21:45:03 | 31.0642 | 0.18683 | 0.74733 | 6.1242 | 6.1242 | 0.050833 | 0.050833 | 1.0748 | 1.0748 | 0.036 | 0.036 | 5.7955 | 5.7955 | -17.2355 | -8.6177 | 9.2081 | 0 | 0 |  |  | 0.82207 |  | 0.024058 | 2.4058 | 18.4162 | 0 | 2014-07-07 14:30 | 5795.5 | 5.7955
|  | 2014-07-07 22:15:01 | 28.9143 | 0.16867 | 0.67467 | 6.119 | 6.119 | 0.0265 | 0.0265 | 1.0787 | 1.0787 | 0 | 0 | 4.6587 | 4.6587 | -16.3568 | -8.1784 | 8.6177 | 0 | 0 |  |  | 0.65443 |  | 0.023333 | 2.3333 | 17.2355 | 0 | 2014-07-07 15:00 | 4658.6667 | 4.6587
|  | 2014-07-07 22:45:02 | 27.7645 | 0.148 | 0.592 | 6.1198 | 6.1198 | 0.022 | 0.022 | 1.0777 | 1.0777 | 0 | 0 | 4.158 | 4.158 | -15.795 | -7.8975 | 8.1784 | 0 | 0 |  |  | 0.55056 |  | 0.021322 | 2.1322 | 16.3568 | 0 | 2014-07-07 15:30 | 4158 | 4.158
|  | 2014-07-07 23:15:02 | 27.4968 | 0.155 | 0.62 | 6.1628 | 6.1628 | 0.022 | 0.022 | 1.0802 | 1.0802 | 0 | 0 | 4.03 | 4.03 | -15.5818 | -7.7909 | 7.8975 | 0 | 0 |  |  | 0.5642 |  | 0.022548 | 2.2548 | 15.795 | 0 | 2014-07-07 16:00 | 4030 | 4.03
|  | 2014-07-07 23:45:02 | 26.843 | 0.16367 | 0.65467 | 6.192 | 6.192 | 0.022 | 0.022 | 1.0807 | 1.0807 | 0 | 0 | 3.6473 | 3.6473 | -15.2463 | -7.6232 | 7.7909 | 0 | 0 |  |  | 0.66121 |  | 0.024389 | 2.4389 | 15.5818 | 0 | 2014-07-07 16:30 | 3647.3333 | 3.6473
|  | 2014-07-08 00:15:01 | 26.612 | 0.14733 | 0.58933 | 6.1987 | 6.1987 | 0.021667 | 0.021667 | 1.0795 | 1.0795 | 0 | 0 | 3.5013 | 3.5013 | -15.2215 | -7.6107 | 7.6232 | 0 | 0 |  |  | 0.55397 |  | 0.022145 | 2.2145 | 15.2463 | 0 | 2014-07-07 17:00 | 3501.3333 | 3.5013
|  | 2014-07-08 00:45:02 | 26.3245 | 0.14583 | 0.58333 | 6.1957 | 6.1957 | 0.021 | 0.021 | 1.0783 | 1.0783 | 0 | 0 | 3.498 | 3.498 | -14.9482 | -7.4741 | 7.6107 | 0 | 0 |  |  | 0.54833 |  | 0.022159 | 2.2159 | 15.2215 | 0 | 2014-07-07 17:30 | 3498 | 3.498
|  | 2014-07-08 01:15:03 | 25.9262 | 0.14183 | 0.56733 | 6.2318 | 6.2318 | 0.021 | 0.021 | 1.0738 | 1.0738 | 0 | 0 | 3.559 | 3.559 | -14.4732 | -7.2366 | 7.4741 | 0 | 0 |  |  | 0.61272 |  | 0.021883 | 2.1883 | 14.9482 | 0 | 2014-07-07 18:00 | 3559 | 3.559
|  | 2014-07-08 01:45:01 | 25.4798 | 0.13267 | 0.53067 | 6.3015 | 6.3015 | 0.021 | 0.021 | 1.0573 | 1.0573 | 0 | 0 | 3.5598 | 3.5598 | -14.0095 | -7.0048 | 7.2366 | 0 | 0 |  |  | 0.54128 |  | 0.020827 | 2.0827 | 14.4732 | 0 | 2014-07-07 18:30 | 3559.8333 | 3.5598
|  | 2014-07-08 02:15:02 | 25.245 | 0.1455 | 0.582 | 6.3182 | 6.3182 | 0.021 | 0.021 | 1.0477 | 1.0477 | 0 | 0 | 3.4662 | 3.4662 | -13.81 | -6.905 | 7.0048 | 0 | 0 |  |  | 0.54708 |  | 0.023054 | 2.3054 | 14.0095 | 0 | 2014-07-07 19:00 | 3466.1667 | 3.4662
|  | 2014-07-08 02:45:02 | 25.1992 | 0.15867 | 0.63467 | 6.3105 | 6.3105 | 0.021 | 0.021 | 1.0232 | 1.0232 | 0 | 0 | 3.5053 | 3.5053 | -13.7045 | -6.8522 | 6.905 | 0 | 0 |  |  | 0.68544 |  | 0.025186 | 2.5186 | 13.81 | 0 | 2014-07-07 19:30 | 3505.3333 | 3.5053
|  | 2014-07-08 03:15:01 | 25.095 | 0.145 | 0.58 | 6.2315 | 6.2315 | 0.021 | 0.021 | 0.99817 | 0.99817 | 0 | 0 | 3.4245 | 3.4245 | -13.8398 | -6.9199 | 6.8522 | 0 | 0 |  |  | 0.5974 |  | 0.023112 | 2.3112 | 13.7045 | 0 | 2014-07-07 20:00 | 3424.5 | 3.4245
|  | 2014-07-08 03:45:02 | 24.7403 | 0.13767 | 0.55067 | 6.2252 | 6.2252 | 0.021 | 0.021 | 0.973 | 0.973 | 0 | 0 | 3.3948 | 3.3948 | -13.5757 | -6.7878 | 6.9199 | 0 | 0 |  |  | 0.60573 |  | 0.022258 | 2.2258 | 13.8398 | 0 | 2014-07-07 20:30 | 3394.8333 | 3.3948
|  | 2014-07-08 04:15:03 | 25.2135 | 0.13383 | 0.53533 | 6.2272 | 6.2272 | 0.021 | 0.021 | 1.031 | 1.031 | 0 | 0 | 3.6507 | 3.6507 | -13.7483 | -6.8742 | 6.7878 | 0 | 0 |  |  | 0.55139 |  | 0.021232 | 2.1232 | 13.5757 | 0 | 2014-07-07 21:00 | 3650.6667 | 3.6507
|  | 2014-07-08 04:45:03 | 26.0252 | 0.12533 | 0.50133 | 6.2298 | 6.2298 | 0.0215 | 0.0215 | 1.0485 | 1.0485 | 0 | 0 | 3.8423 | 3.8423 | -14.3817 | -7.1908 | 6.8742 | 0 | 0 |  |  | 0.51637 |  | 0.019263 | 1.9263 | 13.7483 | 0 | 2014-07-07 21:30 | 3842.3333 | 3.8423
|  | 2014-07-08 05:15:01 | 28.4302 | 0.12 | 0.48 | 6.2317 | 6.2317 | 0.023667 | 0.023667 | 1.0332 | 1.0332 | 0.1672 | 0.1672 | 4.6552 | 4.6552 | -15.8393 | -7.9196 | 7.1908 | 0 | 0 |  |  | 0.5184 |  | 0.016883 | 1.6883 | 14.3817 | 0 | 2014-07-07 22:00 | 4655.1667 | 4.6552
|  | 2014-07-08 05:45:02 | 30.0567 | 0.126 | 0.504 | 6.2252 | 6.2252 | 0.031667 | 0.031667 | 1.0348 | 1.0348 | 0.1672 | 0.1672 | 5.4872 | 5.4872 | -16.6066 | -8.3033 | 7.9196 | 0 | 0 |  |  | 0.54432 |  | 0.016768 | 1.6768 | 15.8393 | 0 | 2014-07-07 22:30 | 5487.1667 | 5.4872
|  | 2014-07-08 06:15:02 | 32.6687 | 0.15767 | 0.63067 | 6.2303 | 6.2303 | 0.066833 | 0.066833 | 1.0273 | 1.0273 | 0.6528 | 0.6528 | 6.3013 | 6.3013 | -17.7594 | -8.8797 | 8.3033 | 0 | 0 |  |  | 0.63067 |  | 0.019305 | 1.9305 | 16.6066 | 0 | 2014-07-07 23:00 | 6301.3333 | 6.3013
|  | 2014-07-08 06:45:02 | 34.66 | 0.15367 | 0.61467 | 6.2228 | 6.2228 | 0.0745 | 0.0745 | 1.0222 | 1.0222 | 0.6528 | 0.6528 | 6.769 | 6.769 | -19.304 | -9.652 | 8.8797 | 0 | 0 |  |  | 0.59008 |  | 0.017734 | 1.7734 | 17.7594 | 0 | 2014-07-07 23:30 | 6769 | 6.769
|  | 2014-07-08 07:15:01 | 36.0653 | 0.15167 | 0.60667 | 6.2202 | 6.2202 | 0.091667 | 0.091667 | 1.0422 | 1.0422 | 1.3824 | 1.3824 | 6.9517 | 6.9517 | -19.7706 | -9.8853 | 9.652 | 0 | 0 |  |  | 0.55813 |  | 0.016821 | 1.6821 | 19.304 | 0 | 2014-07-08 | 6951.6667 | 6.9517
|  | 2014-07-08 07:45:02 | 36.4265 | 0.148 | 0.592 | 6.2223 | 6.2223 | 0.15967 | 0.15967 | 1.0093 | 1.0093 | 1.3824 | 1.3824 | 7.1795 | 7.1795 | -19.8813 | -9.9406 | 9.8853 | 0 | 0 |  |  | 0.6216 |  | 0.016252 | 1.6252 | 19.7706 | 0 | 2014-07-08 00:30 | 7179.5 | 7.1795
|  | 2014-07-08 08:15:02 | 37.177 | 0.14667 | 0.58667 | 6.2342 | 6.2342 | 0.4135 | 0.4135 | 1.0575 | 1.0575 | 1.7816 | 1.7816 | 7.2695 | 7.2695 | -19.8341 | -9.917 | 9.9406 | 0 | 0 |  |  | 0.6336 |  | 0.01578 | 1.578 | 19.8813 | 0 | 2014-07-08 01:00 | 7269.5 | 7.2695
|  | 2014-07-08 08:45:03 | 37.2338 | 0.15333 | 0.61333 | 6.2427 | 6.2427 | 0.3185 | 0.3185 | 1.0738 | 1.0738 | 1.7816 | 1.7816 | 7.387 | 7.387 | -19.8169 | -9.9085 | 9.917 | 0 | 0 |  |  | 0.67467 |  | 0.016472 | 1.6472 | 19.8341 | 0 | 2014-07-08 01:30 | 7387 | 7.387
|  | 2014-07-08 09:15:02 | 37.1533 | 0.16083 | 0.64333 | 6.2408 | 6.2408 | 0.19767 | 0.19767 | 1.08 | 1.08 | 2.7364 | 2.7364 | 7.4022 | 7.4022 | -18.8529 | -9.4265 | 9.9085 | 0 | 0 |  |  | 0.6176 |  | 0.017316 | 1.7316 | 19.8169 | 0 | 2014-07-08 02:00 | 7402.1667 | 7.4022
|  | 2014-07-08 09:45:02 | 37.3278 | 0.154 | 0.616 | 6.2438 | 6.2438 | 0.21217 | 0.21217 | 1.081 | 1.081 | 2.7364 | 2.7364 | 7.38 | 7.38 | -19.0584 | -9.5292 | 9.4265 | 0 | 0 |  |  | 0.5544 |  | 0.016502 | 1.6502 | 18.8529 | 0 | 2014-07-08 02:30 | 7380 | 7.38
|  | 2014-07-08 10:15:01 | 37.6605 | 0.15617 | 0.62467 | 6.2428 | 6.2428 | 0.243 | 0.243 | 1.081 | 1.081 | 4.5072 | 4.5072 | 7.3945 | 7.3945 | -17.5673 | -8.7836 | 9.5292 | 0 | 0 |  |  | 0.63716 |  | 0.016587 | 1.6587 | 19.0584 | 0 | 2014-07-08 03:00 | 7394.5 | 7.3945
|  | 2014-07-08 10:45:02 | 37.7198 | 0.1465 | 0.586 | 6.2522 | 6.2522 | 0.241 | 0.241 | 1.0813 | 1.0813 | 4.5072 | 4.5072 | 7.481 | 7.481 | -17.5711 | -8.7856 | 8.7836 | 0 | 0 |  |  | 0.57428 |  | 0.015536 | 1.5536 | 17.5673 | 0 | 2014-07-08 03:30 | 7481 | 7.481
|  | 2014-07-08 11:15:03 | 37.8405 | 0.14167 | 0.56667 | 6.3383 | 6.3383 | 0.22333 | 0.22333 | 1.0577 | 1.0577 | 5.2308 | 5.2308 | 7.601 | 7.601 | -16.8227 | -8.4114 | 8.7856 | 0 | 0 |  |  | 0.62333 |  | 0.014975 | 1.4975 | 17.5711 | 0 | 2014-07-08 04:00 | 7601 | 7.601
|  | 2014-07-08 11:45:02 | 37.6962 | 0.14283 | 0.57133 | 6.3808 | 6.3808 | 0.16567 | 0.16567 | 1.0487 | 1.0487 | 5.2308 | 5.2308 | 7.5772 | 7.5772 | -16.7217 | -8.3608 | 8.4114 | 0 | 0 |  |  | 0.55991 |  | 0.015156 | 1.5156 | 16.8227 | 0 | 2014-07-08 04:30 | 7577.1667 | 7.5772
|  | 2014-07-08 12:15:01 | 37.6405 | 0.15233 | 0.60933 | 6.4125 | 6.4125 | 0.073333 | 0.073333 | 1.049 | 1.049 | 5.9828 | 5.9828 | 7.7217 | 7.7217 | -15.7919 | -7.8959 | 8.3608 | 0 | 0 |  |  | 0.62152 |  | 0.016188 | 1.6188 | 16.7217 | 0 | 2014-07-08 05:00 | 7721.6667 | 7.7217
|  | 2014-07-08 12:45:01 | 37.403 | 0.18233 | 0.72933 | 6.4995 | 6.4995 | 0.069833 | 0.069833 | 1.0528 | 1.0528 | 5.9828 | 5.9828 | 7.7872 | 7.7872 | -15.2815 | -7.6408 | 7.8959 | 0 | 0 |  |  | 0.72204 |  | 0.019499 | 1.9499 | 15.7919 | 0 | 2014-07-08 05:30 | 7787.1667 | 7.7872
|  | 2014-07-08 13:15:35 | 37.1727 | 0.19133 | 0.76533 | 6.5288 | 6.5288 | 0.058167 | 0.058167 | 1.0523 | 1.0523 | 6.4328 | 6.4328 | 7.7372 | 7.7372 | -14.598 | -7.299 | 7.6408 | 0 | 0 |  |  | 0.76533 |  | 0.020589 | 2.0589 | 15.2815 | 0 | 2014-07-08 06:00 | 7737.1667 | 7.7372
|  | 2014-07-08 13:45:24 | 36.9878 | 0.24083 | 0.96333 | 6.5372 | 6.5372 | 0.062667 | 0.062667 | 1.051 | 1.051 | 6.4328 | 6.4328 | 7.5018 | 7.5018 | -14.439 | -7.2195 | 7.299 | 0 | 0 |  |  | 1.05 |  | 0.026045 | 2.6045 | 14.598 | 0 | 2014-07-08 06:30 | 7501.8333 | 7.5018
|  | 2014-07-08 14:15:05 | 36.9228 | 0.31267 | 1.2507 | 6.5373 | 6.5373 | 0.079 | 0.079 | 1.063 | 1.063 | 6.4788 | 6.4788 | 7.4448 | 7.4448 | -14.0692 | -7.0346 | 7.2195 | 0 | 0 |  |  | 1.3632 |  | 0.033872 | 3.3872 | 14.439 | 0 | 2014-07-08 07:00 | 7444.8333 | 7.4448
|  | 2014-07-08 14:45:01 | 37.4708 | 0.35783 | 1.4313 | 6.5262 | 6.5262 | 0.079 | 0.079 | 1.0797 | 1.0797 | 6.4788 | 6.4788 | 7.6515 | 7.6515 | -14.2244 | -7.1122 | 7.0346 | 0 | 0 |  |  | 1.5458 |  | 0.038199 | 3.8199 | 14.0692 | 0 | 2014-07-08 07:30 | 7651.5 | 7.6515
|  | 2014-07-08 15:15:02 | 37.9877 | 0.437 | 1.748 | 6.4927 | 6.4927 | 0.15483 | 0.15483 | 1.0725 | 1.0725 | 5.9628 | 5.9628 | 7.7265 | 7.7265 | -14.8304 | -7.4152 | 7.1122 | 0 | 0 |  |  | 1.5732 |  | 0.046015 | 4.6015 | 14.2244 | 0 | 2014-07-08 08:00 | 7726.5 | 7.7265
|  | 2014-07-08 15:45:02 | 38.4363 | 0.585 | 2.34 | 6.4898 | 6.4898 | 0.1365 | 0.1365 | 1.0667 | 1.0667 | 5.9628 | 5.9628 | 7.6862 | 7.6862 | -14.7544 | -7.3772 | 7.4152 | 0 | 0 |  |  | 2.5506 |  | 0.06088 | 6.088 | 14.8304 | 0 | 2014-07-08 08:30 | 7686.1667 | 7.6862
|  | 2014-07-08 16:15:02 | 38.4787 | 0.71433 | 2.8573 | 6.4892 | 6.4892 | 0.17183 | 0.17183 | 1.0482 | 1.0482 | 3.9648 | 3.9648 | 7.6682 | 7.6682 | -16.2792 | -8.1396 | 7.3772 | 0 | 0 |  |  | 2.9431 |  | 0.074258 | 7.4258 | 14.7544 | 0 | 2014-07-08 09:00 | 7668.1667 | 7.6682
|  | 2014-07-08 16:45:01 | 38.089 | 0.79067 | 3.1627 | 6.4967 | 6.4967 | 0.155 | 0.155 | 1.0467 | 1.0467 | 3.9648 | 3.9648 | 7.5798 | 7.5798 | -15.6834 | -7.8417 | 8.1396 | 0 | 0 |  |  | 3.2259 |  | 0.083034 | 8.3034 | 16.2792 | 0 | 2014-07-08 09:30 | 7579.8333 | 7.5798
|  | 2014-07-08 17:15:01 | 37.6015 | 0.9135 | 3.654 | 6.519 | 6.519 | 0.155 | 0.155 | 1.0477 | 1.0477 | 2.7668 | 2.7668 | 7.3727 | 7.3727 | -16.0864 | -8.0432 | 7.8417 | 0 | 0 |  |  | 3.2886 |  | 0.097177 | 9.7177 | 15.6834 | 0 | 2014-07-08 10:00 | 7372.6667 | 7.3727
|  | 2014-07-08 17:45:02 | 37.1932 | 0.92883 | 3.7153 | 6.5183 | 6.5183 | 0.14717 | 0.14717 | 1.058 | 1.058 | 2.7668 | 2.7668 | 7.0053 | 7.0053 | -15.9822 | -7.9911 | 8.0432 | 0 | 0 |  |  | 3.9754 |  | 0.099893 | 9.9893 | 16.0864 | 0 | 2014-07-08 10:30 | 7005.3333 | 7.0053
|  | 2014-07-08 18:15:02 | 36.5313 | 0.978 | 3.912 | 6.5382 | 6.5382 | 0.11717 | 0.11717 | 1.0677 | 1.0677 | 1.912 | 1.912 | 6.6497 | 6.6497 | -16.3347 | -8.1673 | 7.9911 | 0 | 0 |  |  | 3.9511 |  | 0.10709 | 10.7086 | 15.9822 | 0 | 2014-07-08 11:00 | 6649.6667 | 6.6497
|  | 2014-07-08 18:45:02 | 35.8778 | 0.9335 | 3.734 | 6.573 | 6.573 | 0.11733 | 0.11733 | 1.0648 | 1.0648 | 1.912 | 1.912 | 6.4593 | 6.4593 | -16.0173 | -8.0087 | 8.1673 | 0 | 0 |  |  | 3.9954 |  | 0.10408 | 10.4075 | 16.3347 | 0 | 2014-07-08 11:30 | 6459.3333 | 6.4593
|  | 2014-07-08 19:15:02 | 35.1535 | 0.8955 | 3.582 | 6.566 | 6.566 | 0.10983 | 0.10983 | 1.0673 | 1.0673 | 0.776 | 0.776 | 6.3007 | 6.3007 | -16.7517 | -8.3758 | 8.0087 | 0 | 0 |  |  | 3.582 |  | 0.1019 | 10.1896 | 16.0173 | 0 | 2014-07-08 12:00 | 6300.6667 | 6.3007
|  | 2014-07-08 19:45:02 | 34.8732 | 0.7645 | 3.058 | 6.5702 | 6.5702 | 0.070833 | 0.070833 | 1.0583 | 1.0583 | 0.776 | 0.776 | 6.3397 | 6.3397 | -17.0002 | -8.5001 | 8.3758 | 0 | 0 |  |  | 3.3332 |  | 0.087689 | 8.7689 | 16.7517 | 0 | 2014-07-08 12:30 | 6339.6667 | 6.3397
|  | 2014-07-08 20:15:02 | 34.1453 | 0.72467 | 2.8987 | 6.5787 | 6.5787 | 0.04 | 0.04 | 1.0545 | 1.0545 | 0.1168 | 0.1168 | 6.23 | 6.23 | -17.2267 | -8.6134 | 8.5001 | 0 | 0 |  |  | 2.8117 |  | 0.084892 | 8.4892 | 17.0002 | 0 | 2014-07-08 13:00 | 6230 | 6.23
|  | 2014-07-08 20:45:03 | 33.7093 | 0.75933 | 3.0373 | 6.5792 | 6.5792 | 0.04 | 0.04 | 1.0592 | 1.0592 | 0.1168 | 0.1168 | 6.147 | 6.147 | -16.7299 | -8.3649 | 8.6134 | 0 | 0 |  |  | 3.1892 |  | 0.090104 | 9.0104 | 17.2267 | 0 | 2014-07-08 13:30 | 6147 | 6.147
|  | 2014-07-08 21:15:02 | 32.9535 | 0.82267 | 3.2907 | 6.5788 | 6.5788 | 0.04 | 0.04 | 1.0613 | 1.0613 | 0.024 | 0.024 | 5.6682 | 5.6682 | -16.2905 | -8.1453 | 8.3649 | 0 | 0 |  |  | 3.0274 |  | 0.099858 | 9.9858 | 16.7299 | 0 | 2014-07-08 14:00 | 5668.1667 | 5.6682
|  | 2014-07-08 21:45:04 | 31.2507 | 0.81017 | 3.2407 | 6.578 | 6.578 | 0.037 | 0.037 | 1.0585 | 1.0585 | 0.024 | 0.024 | 5.3142 | 5.3142 | -14.9983 | -7.4992 | 8.1453 | 0 | 0 |  |  | 3.1759 |  | 0.1037 | 10.3699 | 16.2905 | 0 | 2014-07-08 14:30 | 5314.1667 | 5.3142
|  | 2014-07-08 22:15:02 | 29.448 | 0.841 | 3.364 | 6.5818 | 6.5818 | 0.022 | 0.022 | 1.0597 | 1.0597 | 0 | 0 | 4.9648 | 4.9648 | -13.4557 | -6.7278 | 7.4992 | 0 | 0 |  |  | 3.1285 |  | 0.11424 | 11.4235 | 14.9983 | 0 | 2014-07-08 15:00 | 4964.8333 | 4.9648
|  | 2014-07-08 22:45:02 | 28.0648 | 0.91083 | 3.6433 | 6.5905 | 6.5905 | 0.022 | 0.022 | 1.0608 | 1.0608 | 0 | 0 | 5.0972 | 5.0972 | -11.651 | -5.8255 | 6.7278 | 0 | 0 |  |  | 3.3883 |  | 0.12982 | 12.9818 | 13.4557 | 0 | 2014-07-08 15:30 | 5097.1667 | 5.0972
|  | 2014-07-08 23:15:01 | 27.1982 | 1 | 4 | 6.5888 | 6.5888 | 0.021833 | 0.021833 | 1.0618 | 1.0618 | 0 | 0 | 5.1233 | 5.1233 | -10.4023 | -5.2012 | 5.8255 | 0 | 0 |  |  | 3.84 |  | 0.14707 | 14.7069 | 11.651 | 0 | 2014-07-08 16:00 | 5123.3333 | 5.1233
|  | 2014-07-08 23:45:01 | 26.4353 | 1.1983 | 4.7933 | 6.5915 | 6.5915 | 0.021 | 0.021 | 1.0613 | 1.0613 | 0 | 0 | 4.4713 | 4.4713 | -9.4968 | -4.7484 | 5.2012 | 0 | 0 |  |  | 5.033 |  | 0.18132 | 18.1323 | 10.4023 | 0 | 2014-07-08 16:30 | 4471.3333 | 4.4713
|  | 2014-07-09 00:15:01 | 26.0567 | 1.3895 | 5.558 | 6.5942 | 6.5942 | 0.021 | 0.021 | 1.0553 | 1.0553 | 0 | 0 | 4.4203 | 4.4203 | -8.4078 | -4.2039 | 4.7484 | 0 | 0 |  |  | 6.1138 |  | 0.2133 | 21.3304 | 9.4968 | 0 | 2014-07-08 17:00 | 4420.3333 | 4.4203
|  | 2014-07-09 00:45:01 | 25.4677 | 1.5235 | 6.094 | 6.5837 | 6.5837 | 0.021 | 0.021 | 1.0575 | 1.0575 | 0 | 0 | 4.1608 | 4.1608 | -7.5507 | -3.7753 | 4.2039 | 0 | 0 |  |  | 6.3378 |  | 0.23928 | 23.9284 | 8.4078 | 0 | 2014-07-08 17:30 | 4160.8333 | 4.1608
|  | 2014-07-09 01:15:03 | 25.0723 | 1.6758 | 6.7033 | 6.596 | 6.596 | 0.021 | 0.021 | 1.0607 | 1.0607 | 0 | 0 | 3.8957 | 3.8957 | -6.7957 | -3.3978 | 3.7753 | 0 | 0 |  |  | 6.4352 |  | 0.26736 | 26.736 | 7.5507 | 0 | 2014-07-08 18:00 | 3895.6667 | 3.8957
|  | 2014-07-09 01:45:03 | 24.6918 | 1.73 | 6.92 | 6.599 | 6.599 | 0.021 | 0.021 | 1.0607 | 1.0607 | 0 | 0 | 3.7898 | 3.7898 | -6.3013 | -3.1507 | 3.3978 | 0 | 0 |  |  | 6.4356 |  | 0.28025 | 28.0255 | 6.7957 | 0 | 2014-07-08 18:30 | 3789.8333 | 3.7898
|  | 2014-07-09 02:15:02 | 24.5003 | 1.8802 | 7.5207 | 6.6005 | 6.6005 | 0.021333 | 0.021333 | 1.0577 | 1.0577 | 0 | 0 | 3.7507 | 3.7507 | -5.5495 | -2.7747 | 3.1507 | 0 | 0 |  |  | 7.5207 |  | 0.30696 | 30.6962 | 6.3013 | 0 | 2014-07-08 19:00 | 3750.6667 | 3.7507
|  | 2014-07-09 02:45:04 | 24.3457 | 2.1397 | 8.5587 | 6.5993 | 6.5993 | 0.022 | 0.022 | 1.0617 | 1.0617 | 0 | 0 | 3.6563 | 3.6563 | -4.4477 | -2.2238 | 2.7747 | 0 | 0 |  |  | 8.8154 |  | 0.35155 | 35.1548 | 5.5495 | 0 | 2014-07-08 19:30 | 3656.3333 | 3.6563
|  | 2014-07-09 03:15:01 | 24.2657 | 2.152 | 8.608 | 6.5978 | 6.5978 | 0.022 | 0.022 | 1.0617 | 1.0617 | 0 | 0 | 3.6568 | 3.6568 | -4.3193 | -2.1597 | 2.2238 | 0 | 0 |  |  | 9.0384 |  | 0.35474 | 35.474 | 4.4477 | 0 | 2014-07-08 20:00 | 3656.8333 | 3.6568
|  | 2014-07-09 03:45:02 | 24.0472 | 2.0932 | 8.3727 | 6.6167 | 6.6167 | 0.022 | 0.022 | 1.066 | 1.066 | 0 | 0 | 3.6295 | 3.6295 | -4.3403 | -2.1702 | 2.1597 | 0 | 0 |  |  | 8.9588 |  | 0.34818 | 34.8177 | 4.3193 | 0 | 2014-07-08 20:30 | 3629.5 | 3.6295
|  | 2014-07-09 04:15:02 | 24.2427 | 2.1535 | 8.614 | 6.6168 | 6.6168 | 0.022 | 0.022 | 1.0787 | 1.0787 | 0 | 0 | 3.6337 | 3.6337 | -4.2775 | -2.1388 | 2.1702 | 0 | 0 |  |  | 7.8387 |  | 0.35532 | 35.5324 | 4.3403 | 0 | 2014-07-08 21:00 | 3633.6667 | 3.6337
|  | 2014-07-09 04:45:02 | 25.0808 | 2.4315 | 9.726 | 6.643 | 6.643 | 0.022 | 0.022 | 1.054 | 1.054 | 0 | 0 | 3.8292 | 3.8292 | -3.8067 | -1.9033 | 2.1388 | 0 | 0 |  |  | 10.5041 |  | 0.38779 | 38.7786 | 4.2775 | 0 | 2014-07-08 21:30 | 3829.1667 | 3.8292
|  | 2014-07-09 05:15:04 | 26.7397 | 2.7222 | 10.8887 | 6.6895 | 6.6895 | 0.022 | 0.022 | 0.94617 | 0.94617 | 0.2824 | 0.2824 | 3.9465 | 3.9465 | -3.9644 | -1.9822 | 1.9033 | 0 | 0 |  |  | 10.7798 |  | 0.40721 | 40.721 | 3.8067 | 0 | 2014-07-08 22:00 | 3946.5 | 3.9465
|  | 2014-07-09 05:45:01 | 28.7105 | 2.7112 | 10.8447 | 6.7138 | 6.7138 | 0.039333 | 0.039333 | 1.0112 | 1.0112 | 0.2824 | 0.2824 | 4.0228 | 4.0228 | -5.7963 | -2.8981 | 1.9822 | 0 | 0 |  |  | 9.7602 |  | 0.37772 | 37.7725 | 3.9644 | 0 | 2014-07-08 22:30 | 4022.8333 | 4.0228
|  | 2014-07-09 06:15:02 | 31.7113 | 2.5635 | 10.254 | 6.726 | 6.726 | 0.088 | 0.088 | 1.082 | 1.082 | 1.0748 | 1.0748 | 4.7148 | 4.7148 | -7.7717 | -3.8858 | 2.8981 | 0 | 0 |  |  | 10.1515 |  | 0.32335 | 32.3354 | 5.7963 | 0 | 2014-07-08 23:00 | 4714.8333 | 4.7148
|  | 2014-07-09 06:45:02 | 33.4565 | 2.5555 | 10.222 | 6.7212 | 6.7212 | 0.091833 | 0.091833 | 1.081 | 1.081 | 1.0748 | 1.0748 | 5.5305 | 5.5305 | -8.7352 | -4.3676 | 3.8858 | 0 | 0 |  |  | 9.1998 |  | 0.30553 | 30.5531 | 7.7717 | 0 | 2014-07-08 23:30 | 5530.5 | 5.5305
|  | 2014-07-09 07:15:03 | 34.6988 | 2.7162 | 10.8647 | 6.725 | 6.725 | 0.10483 | 0.10483 | 1.077 | 1.077 | 1.2864 | 1.2864 | 6.1042 | 6.1042 | -8.5368 | -4.2684 | 4.3676 | 0 | 0 |  |  | 10.756 |  | 0.31311 | 31.3113 | 8.7352 | 0 | 2014-07-09 | 6104.1667 | 6.1042
|  | 2014-07-09 07:45:03 | 35.1058 | 2.8472 | 11.3887 | 6.7198 | 6.7198 | 0.1245 | 0.1245 | 1.0718 | 1.0718 | 1.2864 | 1.2864 | 6.2315 | 6.2315 | -8.2831 | -4.1415 | 4.2684 | 0 | 0 |  |  | 11.2748 |  | 0.32441 | 32.441 | 8.5368 | 0 | 2014-07-09 00:30 | 6231.5 | 6.2315
|  | 2014-07-09 08:15:02 | 35.4627 | 2.881 | 11.524 | 6.6977 | 6.6977 | 0.172 | 0.172 | 1.073 | 1.073 | 2.1808 | 2.1808 | 6.2722 | 6.2722 | -7.543 | -3.7715 | 4.1415 | 0 | 0 |  |  | 12.3307 |  | 0.32496 | 32.4961 | 8.2831 | 0 | 2014-07-09 01:00 | 6272.1667 | 6.2722
|  | 2014-07-09 08:45:03 | 35.2907 | 2.8468 | 11.3873 | 6.7042 | 6.7042 | 0.16967 | 0.16967 | 1.0745 | 1.0745 | 2.1808 | 2.1808 | 6.1257 | 6.1257 | -7.6485 | -3.8243 | 3.7715 | 0 | 0 |  |  | 10.2486 |  | 0.32267 | 32.2673 | 7.543 | 0 | 2014-07-09 01:30 | 6125.6667 | 6.1257
|  | 2014-07-09 09:15:02 | 35.2378 | 2.8205 | 11.282 | 6.7163 | 6.7163 | 0.16433 | 0.16433 | 1.0703 | 1.0703 | 2.3864 | 2.3864 | 6.1475 | 6.1475 | -7.4709 | -3.7355 | 3.8243 | 0 | 0 |  |  | 11.6205 |  | 0.32017 | 32.0167 | 7.6485 | 0 | 2014-07-09 02:00 | 6147.5 | 6.1475
|  | 2014-07-09 09:45:01 | 35.4175 | 2.8158 | 11.2633 | 6.714 | 6.714 | 0.1685 | 0.1685 | 1.0505 | 1.0505 | 2.3864 | 2.3864 | 6.227 | 6.227 | -7.6078 | -3.8039 | 3.7355 | 0 | 0 |  |  | 11.7139 |  | 0.31802 | 31.8016 | 7.4709 | 0 | 2014-07-09 02:30 | 6227 | 6.227
|  | 2014-07-09 10:15:02 | 35.4253 | 2.7738 | 11.0953 | 6.7097 | 6.7097 | 0.15433 | 0.15433 | 1.0462 | 1.0462 | 3.4104 | 3.4104 | 6.2717 | 6.2717 | -6.7378 | -3.3689 | 3.8039 | 0 | 0 |  |  | 11.5391 |  | 0.3132 | 31.3203 | 7.6078 | 0 | 2014-07-09 03:00 | 6271.6667 | 6.2717
|  | 2014-07-09 10:45:02 | 35.6563 | 2.8963 | 11.5853 | 6.7105 | 6.7105 | 0.1455 | 0.1455 | 1.0527 | 1.0527 | 3.4104 | 3.4104 | 6.1817 | 6.1817 | -6.5703 | -3.2851 | 3.3689 | 0 | 0 |  |  | 12.3963 |  | 0.32492 | 32.4917 | 6.7378 | 0 | 2014-07-09 03:30 | 6181.6667 | 6.1817
|  | 2014-07-09 11:15:02 | 35.4563 | 2.9802 | 11.9207 | 6.767 | 6.767 | 0.10967 | 0.10967 | 1.0335 | 1.0335 | 4.1616 | 4.1616 | 6.203 | 6.203 | -5.2609 | -2.6304 | 3.2851 | 0 | 0 |  |  | 12.1591 |  | 0.33621 | 33.6207 | 6.5703 | 0 | 2014-07-09 04:00 | 6203 | 6.203
|  | 2014-07-09 11:45:02 | 35.094 | 2.9885 | 11.954 | 6.7728 | 6.7728 | 0.10533 | 0.10533 | 1.0413 | 1.0413 | 4.1616 | 4.1616 | 6.3938 | 6.3938 | -4.6651 | -2.3325 | 2.6304 | 0 | 0 |  |  | 10.9977 |  | 0.34063 | 34.0628 | 5.2609 | 0 | 2014-07-09 04:30 | 6393.8333 | 6.3938
|  | 2014-07-09 12:15:02 | 34.7762 | 2.9895 | 11.958 | 6.7752 | 6.7752 | 0.088 | 0.088 | 1.0385 | 1.0385 | 5.0896 | 5.0896 | 6.34 | 6.34 | -3.4869 | -1.7434 | 2.3325 | 0 | 0 |  |  | 12.7951 |  | 0.34386 | 34.3856 | 4.6651 | 0 | 2014-07-09 05:00 | 6340 | 6.34
|  | 2014-07-09 12:45:01 | 34.49 | 3.0427 | 12.1707 | 6.7802 | 6.7802 | 0.091 | 0.091 | 1.0327 | 1.0327 | 5.0896 | 5.0896 | 6.2428 | 6.2428 | -3.0831 | -1.5415 | 1.7434 | 0 | 0 |  |  | 12.9009 |  | 0.35288 | 35.2875 | 3.4869 | 0 | 2014-07-09 05:30 | 6242.8333 | 6.2428
|  | 2014-07-09 13:15:01 | 34.3138 | 3.0912 | 12.3647 | 6.7788 | 6.7788 | 0.088833 | 0.088833 | 1.0018 | 1.0018 | 5.9928 | 5.9928 | 5.9672 | 5.9672 | -2.1197 | -1.0599 | 1.5415 | 0 | 0 |  |  | 12.9829 |  | 0.36034 | 36.0341 | 3.0831 | 0 | 2014-07-09 06:00 | 5967.1667 | 5.9672
|  | 2014-07-09 13:45:01 | 34.0818 | 3.0363 | 12.1453 | 6.7858 | 6.7858 | 0.080333 | 0.080333 | 0.99333 | 0.99333 | 5.9928 | 5.9928 | 5.7122 | 5.7122 | -2.372 | -1.186 | 1.0599 | 0 | 0 |  |  | 12.5097 |  | 0.35636 | 35.6358 | 2.1197 | 0 | 2014-07-09 06:30 | 5712.1667 | 5.7122
|  | 2014-07-09 14:15:03 | 33.9428 | 3.0632 | 12.2527 | 6.7832 | 6.7832 | 0.1155 | 0.1155 | 1.0172 | 1.0172 | 5.7028 | 5.7028 | 5.6083 | 5.6083 | -2.4632 | -1.2316 | 1.186 | 0 | 0 |  |  | 11.7626 |  | 0.36098 | 36.0979 | 2.372 | 0 | 2014-07-09 07:00 | 5608.3333 | 5.6083
|  | 2014-07-09 14:45:03 | 34.395 | 3.1812 | 12.7247 | 6.7837 | 6.7837 | 0.13283 | 0.13283 | 1.0182 | 1.0182 | 5.7028 | 5.7028 | 5.774 | 5.774 | -2.2589 | -1.1294 | 1.2316 | 0 | 0 |  |  | 11.8339 |  | 0.36996 | 36.9957 | 2.4632 | 0 | 2014-07-09 07:30 | 5774 | 5.774
|  | 2014-07-09 15:15:03 | 34.9708 | 3.1878 | 12.7513 | 6.7812 | 6.7812 | 0.16383 | 0.16383 | 1.0238 | 1.0238 | 5.5172 | 5.5172 | 5.7255 | 5.7255 | -3.008 | -1.504 | 1.1294 | 0 | 0 |  |  | 12.4963 |  | 0.36463 | 36.4628 | 2.2589 | 0 | 2014-07-09 08:00 | 5725.5 | 5.7255
|  | 2014-07-09 15:45:03 | 35.6435 | 3.2423 | 12.9693 | 6.7847 | 6.7847 | 0.19867 | 0.19867 | 1.0268 | 1.0268 | 5.5172 | 5.5172 | 6.1168 | 6.1168 | -3.03 | -1.515 | 1.504 | 0 | 0 |  |  | 12.3209 |  | 0.36386 | 36.3863 | 3.008 | 0 | 2014-07-09 08:30 | 6116.8333 | 6.1168
|  | 2014-07-09 16:15:03 | 35.6225 | 3.2357 | 12.9427 | 6.776 | 6.776 | 0.20867 | 0.20867 | 1.0392 | 1.0392 | 4.078 | 4.078 | 6.4535 | 6.4535 | -4.1245 | -2.0623 | 1.515 | 0 | 0 |  |  | 13.7192 |  | 0.36333 | 36.3328 | 3.03 | 0 | 2014-07-09 09:00 | 6453.5 | 6.4535
|  | 2014-07-09 16:45:02 | 35.3602 | 3.2602 | 13.0407 | 6.763 | 6.763 | 0.206 | 0.206 | 1.0687 | 1.0687 | 4.078 | 4.078 | 6.2592 | 6.2592 | -3.9447 | -1.9723 | 2.0623 | 0 | 0 |  |  | 11.9974 |  | 0.3688 | 36.8795 | 4.1245 | 0 | 2014-07-09 09:30 | 6259.1667 | 6.2592
|  | 2014-07-09 17:15:02 | 35.0492 | 3.3272 | 13.3087 | 6.7623 | 6.7623 | 0.19767 | 0.19767 | 1.0822 | 1.0822 | 3.068 | 3.068 | 5.7342 | 5.7342 | -4.8962 | -2.4481 | 1.9723 | 0 | 0 |  |  | 12.1109 |  | 0.37971 | 37.9714 | 3.9447 | 0 | 2014-07-09 10:00 | 5734.1667 | 5.7342
|  | 2014-07-09 17:45:02 | 34.7915 | 3.3195 | 13.278 | 6.763 | 6.763 | 0.16733 | 0.16733 | 1.0827 | 1.0827 | 3.068 | 3.068 | 5.2972 | 5.2972 | -5.1353 | -2.5677 | 2.4481 | 0 | 0 |  |  | 13.8091 |  | 0.38164 | 38.1645 | 4.8962 | 0 | 2014-07-09 10:30 | 5297.1667 | 5.2972
|  | 2014-07-09 18:15:02 | 34.4508 | 3.2802 | 13.1207 | 6.7797 | 6.7797 | 0.171 | 0.171 | 1.0825 | 1.0825 | 2.0748 | 2.0748 | 5.085 | 5.085 | -6.1372 | -3.0686 | 2.5677 | 0 | 0 |  |  | 12.9895 |  | 0.38085 | 38.0852 | 5.1353 | 0 | 2014-07-09 11:00 | 5085 | 5.085
|  | 2014-07-09 18:45:02 | 34.0927 | 3.247 | 12.988 | 6.803 | 6.803 | 0.171 | 0.171 | 1.0892 | 1.0892 | 2.0748 | 2.0748 | 4.8925 | 4.8925 | -6.0742 | -3.0371 | 3.0686 | 0 | 0 |  |  | 12.2087 |  | 0.38096 | 38.0962 | 6.1372 | 0 | 2014-07-09 11:30 | 4892.5 | 4.8925
|  | 2014-07-09 19:15:01 | 33.6305 | 3.1658 | 12.6633 | 6.7913 | 6.7913 | 0.171 | 0.171 | 1.094 | 1.094 | 1.0628 | 1.0628 | 4.3392 | 4.3392 | -7.5089 | -3.7544 | 3.0371 | 0 | 0 |  |  | 12.1568 |  | 0.37654 | 37.6543 | 6.0742 | 0 | 2014-07-09 12:00 | 4339.1667 | 4.3392
|  | 2014-07-09 19:45:03 | 33.3068 | 3.1015 | 12.406 | 6.8025 | 6.8025 | 0.1535 | 0.1535 | 1.0935 | 1.0935 | 1.0628 | 1.0628 | 4.2128 | 4.2128 | -7.5757 | -3.7879 | 3.7544 | 0 | 0 |  |  | 13.3985 |  | 0.37248 | 37.2476 | 7.5089 | 0 | 2014-07-09 12:30 | 4212.8333 | 4.2128
|  | 2014-07-09 20:15:02 | 32.8462 | 3.0437 | 12.1747 | 6.7975 | 6.7975 | 0.097833 | 0.097833 | 1.0993 | 1.0993 | 0.1048 | 0.1048 | 4.1912 | 4.1912 | -8.3809 | -4.1904 | 3.7879 | 0 | 0 |  |  | 11.0789 |  | 0.37066 | 37.0657 | 7.5757 | 0 | 2014-07-09 13:00 | 4191.1667 | 4.1912
|  | 2014-07-09 20:45:02 | 33.0642 | 3.0337 | 12.1347 | 6.799 | 6.799 | 0.12083 | 0.12083 | 1.0898 | 1.0898 | 0.1048 | 0.1048 | 4.333 | 4.333 | -8.482 | -4.241 | 4.1904 | 0 | 0 |  |  | 12.4987 |  | 0.367 | 36.7004 | 8.3809 | 0 | 2014-07-09 13:30 | 4333 | 4.333
|  | 2014-07-09 21:15:02 | 32.3247 | 3.0162 | 12.0647 | 6.8047 | 6.8047 | 0.18 | 0.18 | 1.0875 | 1.0875 | 0.004 | 0.004 | 4.4992 | 4.4992 | -7.6847 | -3.8423 | 4.241 | 0 | 0 |  |  | 12.9092 |  | 0.37323 | 37.3234 | 8.482 | 0 | 2014-07-09 14:00 | 4499.1667 | 4.4992
|  | 2014-07-09 21:45:02 | 30.826 | 2.9932 | 11.9727 | 6.7997 | 6.7997 | 0.13867 | 0.13867 | 1.0978 | 1.0978 | 0.004 | 0.004 | 4.2067 | 4.2067 | -6.6065 | -3.3033 | 3.8423 | 0 | 0 |  |  | 11.9727 |  | 0.3884 | 38.8395 | 7.6847 | 0 | 2014-07-09 14:30 | 4206.6667 | 4.2067
|  | 2014-07-09 22:15:02 | 29.076 | 2.971 | 11.884 | 6.8062 | 6.8062 | 0.023 | 0.023 | 1.0977 | 1.0977 | 0 | 0 | 3.5132 | 3.5132 | -5.752 | -2.876 | 3.3033 | 0 | 0 |  |  | 12.7159 |  | 0.40872 | 40.8722 | 6.6065 | 0 | 2014-07-09 15:00 | 3513.1667 | 3.5132
|  | 2014-07-09 22:45:02 | 27.2283 | 2.9268 | 11.7073 | 6.826 | 6.826 | 0.021 | 0.021 | 1.0943 | 1.0943 | 0 | 0 | 3.106 | 3.106 | -4.4737 | -2.2368 | 2.876 | 0 | 0 |  |  | 11.3561 |  | 0.42997 | 42.9969 | 5.752 | 0 | 2014-07-09 15:30 | 3106 | 3.106
|  | 2014-07-09 23:15:02 | 26.4277 | 2.8618 | 11.4473 | 6.8245 | 6.8245 | 0.021 | 0.021 | 1.0867 | 1.0867 | 0 | 0 | 3.023 | 3.023 | -4.0252 | -2.0126 | 2.2368 | 0 | 0 |  |  | 12.3631 |  | 0.43316 | 43.3157 | 4.4737 | 0 | 2014-07-09 16:00 | 3023 | 3.023
|  | 2014-07-09 23:45:01 | 25.9105 | 2.8122 | 11.2487 | 6.8302 | 6.8302 | 0.021 | 0.021 | 1.0858 | 1.0858 | 0 | 0 | 2.9287 | 2.9287 | -3.7962 | -1.8981 | 2.0126 | 0 | 0 |  |  | 11.6986 |  | 0.43414 | 43.4135 | 4.0252 | 0 | 2014-07-09 16:30 | 2928.6667 | 2.9287
|  | 2014-07-10 00:15:01 | 25.4647 | 2.7393 | 10.9573 | 6.8323 | 6.8323 | 0.021 | 0.021 | 1.0862 | 1.0862 | 0 | 0 | 2.8918 | 2.8918 | -3.676 | -1.838 | 1.8981 | 0 | 0 |  |  | 11.1765 |  | 0.4303 | 43.0296 | 3.7962 | 0 | 2014-07-09 17:00 | 2891.8333 | 2.8918
|  | 2014-07-10 00:45:01 | 25.3225 | 2.7067 | 10.8267 | 6.8315 | 6.8315 | 0.021 | 0.021 | 1.0852 | 1.0852 | 0 | 0 | 2.965 | 2.965 | -3.5932 | -1.7966 | 1.838 | 0 | 0 |  |  | 9.744 |  | 0.42755 | 42.7551 | 3.676 | 0 | 2014-07-09 17:30 | 2965 | 2.965
|  | 2014-07-10 01:15:01 | 24.9867 | 2.6625 | 10.65 | 6.8312 | 6.8312 | 0.021 | 0.021 | 1.0873 | 1.0873 | 0 | 0 | 3.1313 | 3.1313 | -3.2658 | -1.6329 | 1.7966 | 0 | 0 |  |  | 11.289 |  | 0.42623 | 42.6227 | 3.5932 | 0 | 2014-07-09 18:00 | 3131.3333 | 3.1313
|  | 2014-07-10 01:45:01 | 24.6572 | 2.6402 | 10.5607 | 6.8263 | 6.8263 | 0.021 | 0.021 | 1.0867 | 1.0867 | 0 | 0 | 2.9292 | 2.9292 | -3.2333 | -1.6167 | 1.6329 | 0 | 0 |  |  | 11.2999 |  | 0.4283 | 42.83 | 3.2658 | 0 | 2014-07-09 18:30 | 2929.1667 | 2.9292
|  | 2014-07-10 02:15:02 | 24.5002 | 2.6087 | 10.4347 | 6.8207 | 6.8207 | 0.021 | 0.021 | 1.0857 | 1.0857 | 0 | 0 | 2.8717 | 2.8717 | -3.2665 | -1.6333 | 1.6167 | 0 | 0 |  |  | 10.226 |  | 0.4259 | 42.5902 | 3.2333 | 0 | 2014-07-09 19:00 | 2871.6667 | 2.8717
|  | 2014-07-10 02:45:04 | 24.4758 | 2.5922 | 10.3687 | 6.8237 | 6.8237 | 0.021 | 0.021 | 1.0847 | 1.0847 | 0 | 0 | 2.808 | 2.808 | -3.3698 | -1.6849 | 1.6333 | 0 | 0 |  |  | 11.0945 |  | 0.42363 | 42.3629 | 3.2665 | 0 | 2014-07-09 19:30 | 2808 | 2.808
|  | 2014-07-10 03:15:02 | 24.3058 | 2.6013 | 10.4053 | 6.8285 | 6.8285 | 0.021 | 0.021 | 1.0828 | 1.0828 | 0 | 0 | 2.785 | 2.785 | -3.1832 | -1.5916 | 1.6849 | 0 | 0 |  |  | 10.6134 |  | 0.4281 | 42.81 | 3.3698 | 0 | 2014-07-09 20:00 | 2785 | 2.785
|  | 2014-07-10 03:45:02 | 23.911 | 2.5435 | 10.174 | 6.8263 | 6.8263 | 0.021 | 0.021 | 1.0143 | 1.0143 | 0 | 0 | 2.7968 | 2.7968 | -3.0785 | -1.5393 | 1.5916 | 0 | 0 |  |  | 10.174 |  | 0.42549 | 42.5495 | 3.1832 | 0 | 2014-07-09 20:30 | 2796.8333 | 2.7968
|  | 2014-07-10 04:15:02 | 24.0667 | 2.4585 | 9.834 | 6.8238 | 6.8238 | 0.021 | 0.021 | 1.0412 | 1.0412 | 0 | 0 | 2.8673 | 2.8673 | -3.4793 | -1.7397 | 1.5393 | 0 | 0 |  |  | 9.4406 |  | 0.40861 | 40.8615 | 3.0785 | 0 | 2014-07-09 21:00 | 2867.3333 | 2.8673
|  | 2014-07-10 04:45:01 | 24.658 | 2.4387 | 9.7547 | 6.8343 | 6.8343 | 0.021 | 0.021 | 1.0657 | 1.0657 | 0 | 0 | 2.998 | 2.998 | -3.9843 | -1.9922 | 1.7397 | 0 | 0 |  |  | 9.3645 |  | 0.3956 | 39.5598 | 3.4793 | 0 | 2014-07-09 21:30 | 2998 | 2.998
|  | 2014-07-10 05:15:03 | 26.2683 | 2.4193 | 9.6773 | 6.8278 | 6.8278 | 0.021 | 0.021 | 0.98783 | 0.98783 | 0.2372 | 0.2372 | 3.3223 | 3.3223 | -5.1948 | -2.5974 | 1.9922 | 0 | 0 |  |  | 9.9677 |  | 0.3684 | 36.8403 | 3.9843 | 0 | 2014-07-09 22:00 | 3322.3333 | 3.3223
|  | 2014-07-10 05:45:02 | 28.7128 | 2.4315 | 9.726 | 6.8262 | 6.8262 | 0.024 | 0.024 | 0.96433 | 0.96433 | 0.2372 | 0.2372 | 4.0688 | 4.0688 | -6.8663 | -3.4331 | 2.5974 | 0 | 0 |  |  | 9.8233 |  | 0.33873 | 33.8734 | 5.1948 | 0 | 2014-07-09 22:30 | 4068.8333 | 4.0688
|  | 2014-07-10 06:15:01 | 31.648 | 2.5237 | 10.0947 | 6.8293 | 6.8293 | 0.039 | 0.039 | 1.0693 | 1.0693 | 1.3624 | 1.3624 | 4.7032 | 4.7032 | -7.5501 | -3.775 | 3.4331 | 0 | 0 |  |  | 10.5994 |  | 0.31897 | 31.8967 | 6.8663 | 0 | 2014-07-09 23:00 | 4703.1667 | 4.7032
|  | 2014-07-10 06:45:03 | 33.5347 | 2.4817 | 9.9267 | 6.834 | 6.834 | 0.039 | 0.039 | 1.0938 | 1.0938 | 1.3624 | 1.3624 | 5.1572 | 5.1572 | -9.1216 | -4.5608 | 3.775 | 0 | 0 |  |  | 9.0333 |  | 0.29601 | 29.6012 | 7.5501 | 0 | 2014-07-09 23:30 | 5157.1667 | 5.1572
|  | 2014-07-10 07:15:04 | 35.224 | 2.1858 | 8.7433 | 6.8242 | 6.8242 | 0.039667 | 0.039667 | 1.08 | 1.08 | 1.9768 | 1.9768 | 5.7083 | 5.7083 | -10.8517 | -5.4259 | 4.5608 | 0 | 0 |  |  | 9.0056 |  | 0.24822 | 24.8221 | 9.1216 | 0 | 2014-07-10 | 5708.3333 | 5.7083
|  | 2014-07-10 07:45:02 | 35.8155 | 2.1272 | 8.5087 | 6.8318 | 6.8318 | 0.083 | 0.083 | 1.0957 | 1.0957 | 1.9768 | 1.9768 | 5.9218 | 5.9218 | -11.3977 | -5.6988 | 5.4259 | 0 | 0 |  |  | 7.9131 |  | 0.23757 | 23.7569 | 10.8517 | 0 | 2014-07-10 00:30 | 5921.8333 | 5.9218
|  | 2014-07-10 08:15:02 | 36.3957 | 2.1153 | 8.4613 | 6.8313 | 6.8313 | 0.18283 | 0.18283 | 1.112 | 1.112 | 2.7464 | 2.7464 | 6.1408 | 6.1408 | -10.9209 | -5.4605 | 5.6988 | 0 | 0 |  |  | 8.8844 |  | 0.23248 | 23.2482 | 11.3977 | 0 | 2014-07-10 01:00 | 6140.8333 | 6.1408
|  | 2014-07-10 08:45:02 | 36.4852 | 2.1148 | 8.4593 | 6.8373 | 6.8373 | 0.18267 | 0.18267 | 1.1112 | 1.1112 | 2.7464 | 2.7464 | 6.2598 | 6.2598 | -10.8884 | -5.4442 | 5.4605 | 0 | 0 |  |  | 7.8672 |  | 0.23186 | 23.1857 | 10.9209 | 0 | 2014-07-10 01:30 | 6259.8333 | 6.2598
|  | 2014-07-10 09:15:02 | 36.5813 | 2.1205 | 8.482 | 6.8385 | 6.8385 | 0.18933 | 0.18933 | 1.1092 | 1.1092 | 3.3404 | 3.3404 | 6.5052 | 6.5052 | -10.1168 | -5.0584 | 5.4442 | 0 | 0 |  |  | 8.8213 |  | 0.23187 | 23.1867 | 10.8884 | 0 | 2014-07-10 02:00 | 6505.1667 | 6.5052
|  | 2014-07-10 09:45:05 | 36.6578 | 2.1202 | 8.4807 | 6.8308 | 6.8308 | 0.218 | 0.218 | 1.1053 | 1.1053 | 3.3404 | 3.3404 | 6.531 | 6.531 | -10.1516 | -5.0758 | 5.0584 | 0 | 0 |  |  | 8.4807 |  | 0.23135 | 23.1347 | 10.1168 | 0 | 2014-07-10 02:30 | 6531 | 6.531
|  | 2014-07-10 10:15:02 | 36.772 | 2.0765 | 8.306 | 6.8283 | 6.8283 | 0.23717 | 0.23717 | 1.0968 | 1.0968 | 4.6404 | 4.6404 | 6.6342 | 6.6342 | -9.0291 | -4.5145 | 5.0758 | 0 | 0 |  |  | 8.4721 |  | 0.22588 | 22.5878 | 10.1516 | 0 | 2014-07-10 03:00 | 6634.1667 | 6.6342
|  | 2014-07-10 10:45:02 | 36.934 | 2.0503 | 8.2013 | 6.8347 | 6.8347 | 0.237 | 0.237 | 1.0962 | 1.0962 | 4.6404 | 4.6404 | 6.7275 | 6.7275 | -9.1969 | -4.5985 | 4.5145 | 0 | 0 |  |  | 8.5294 |  | 0.22205 | 22.2054 | 9.0291 | 0 | 2014-07-10 03:30 | 6727.5 | 6.7275
|  | 2014-07-10 11:15:01 | 36.9098 | 2.0468 | 8.1873 | 6.8283 | 6.8283 | 0.22683 | 0.22683 | 1.096 | 1.096 | 5.2276 | 5.2276 | 6.7165 | 6.7165 | -8.6272 | -4.3136 | 4.5985 | 0 | 0 |  |  | 7.3686 |  | 0.22182 | 22.182 | 9.1969 | 0 | 2014-07-10 04:00 | 6716.5 | 6.7165
|  | 2014-07-10 11:45:02 | 36.6303 | 2.0215 | 8.086 | 6.8375 | 6.8375 | 0.20117 | 0.20117 | 1.0952 | 1.0952 | 5.2276 | 5.2276 | 6.6245 | 6.6245 | -8.5584 | -4.2792 | 4.3136 | 0 | 0 |  |  | 8.8946 |  | 0.22075 | 22.0746 | 8.6272 | 0 | 2014-07-10 04:30 | 6624.5 | 6.6245
|  | 2014-07-10 12:15:04 | 36.45 | 2.0278 | 8.1113 | 6.8375 | 6.8375 | 0.12617 | 0.12617 | 1.095 | 1.095 | 5.3516 | 5.3516 | 6.6458 | 6.6458 | -8.2826 | -4.1413 | 4.2792 | 0 | 0 |  |  | 7.3813 |  | 0.22253 | 22.2533 | 8.5584 | 0 | 2014-07-10 05:00 | 6645.8333 | 6.6458
|  | 2014-07-10 12:45:02 | 36.2492 | 2.0238 | 8.0953 | 6.8403 | 6.8403 | 0.11283 | 0.11283 | 1.0943 | 1.0943 | 5.3516 | 5.3516 | 6.5707 | 6.5707 | -8.1841 | -4.092 | 4.1413 | 0 | 0 |  |  | 7.6906 |  | 0.22332 | 22.3325 | 8.2826 | 0 | 2014-07-10 05:30 | 6570.6667 | 6.5707
|  | 2014-07-10 13:15:04 | 36.2353 | 1.9883 | 7.9533 | 6.842 | 6.842 | 0.113 | 0.113 | 1.0952 | 1.0952 | 5.4984 | 5.4984 | 6.456 | 6.456 | -8.2774 | -4.1387 | 4.092 | 0 | 0 |  |  | 7.7943 |  | 0.21949 | 21.9491 | 8.1841 | 0 | 2014-07-10 06:00 | 6456 | 6.456
|  | 2014-07-10 13:45:01 | 36.076 | 1.9495 | 7.798 | 6.8497 | 6.8497 | 0.113 | 0.113 | 1.0943 | 1.0943 | 5.4984 | 5.4984 | 6.241 | 6.241 | -8.4816 | -4.2408 | 4.1387 | 0 | 0 |  |  | 7.0182 |  | 0.21615 | 21.6155 | 8.2774 | 0 | 2014-07-10 06:30 | 6241 | 6.241
|  | 2014-07-10 14:15:02 | 36.0238 | 1.9238 | 7.6953 | 6.8507 | 6.8507 | 0.113 | 0.113 | 1.0902 | 1.0902 | 5.2408 | 5.2408 | 5.9225 | 5.9225 | -9.1114 | -4.5557 | 4.2408 | 0 | 0 |  |  | 6.9258 |  | 0.21362 | 21.3618 | 8.4816 | 0 | 2014-07-10 07:00 | 5922.5 | 5.9225
|  | 2014-07-10 14:45:02 | 36.4945 | 1.9343 | 7.7373 | 6.8427 | 6.8427 | 0.113 | 0.113 | 1.0863 | 1.0863 | 5.2408 | 5.2408 | 6.3098 | 6.3098 | -9.1645 | -4.5823 | 4.5557 | 0 | 0 |  |  | 8.5111 |  | 0.21201 | 21.2014 | 9.1114 | 0 | 2014-07-10 07:30 | 6309.8333 | 6.3098
|  | 2014-07-10 15:15:02 | 36.808 | 1.9478 | 7.7913 | 6.8472 | 6.8472 | 0.1195 | 0.1195 | 1.0897 | 1.0897 | 4.6928 | 4.6928 | 6.4772 | 6.4772 | -9.7904 | -4.8952 | 4.5823 | 0 | 0 |  |  | 7.3239 |  | 0.21167 | 21.1675 | 9.1645 | 0 | 2014-07-10 08:00 | 6477.1667 | 6.4772
|  | 2014-07-10 15:45:02 | 37.3893 | 1.891 | 7.564 | 6.8433 | 6.8433 | 0.13967 | 0.13967 | 1.0925 | 1.0925 | 4.6928 | 4.6928 | 6.5747 | 6.5747 | -10.4824 | -5.2412 | 4.8952 | 0 | 0 |  |  | 7.2614 |  | 0.2023 | 20.2304 | 9.7904 | 0 | 2014-07-10 08:30 | 6574.6667 | 6.5747
|  | 2014-07-10 16:15:02 | 37.5508 | 1.8838 | 7.5353 | 6.8343 | 6.8343 | 0.151 | 0.151 | 1.0927 | 1.0927 | 3.3972 | 3.3972 | 6.629 | 6.629 | -11.9113 | -5.9557 | 5.2412 | 0 | 0 |  |  | 7.46 |  | 0.20067 | 20.067 | 10.4824 | 0 | 2014-07-10 09:00 | 6629 | 6.629
|  | 2014-07-10 16:45:02 | 37.1273 | 1.8422 | 7.3687 | 6.844 | 6.844 | 0.14933 | 0.14933 | 1.093 | 1.093 | 3.3972 | 3.3972 | 6.5432 | 6.5432 | -11.732 | -5.866 | 5.9557 | 0 | 0 |  |  | 7.2213 |  | 0.19847 | 19.847 | 11.9113 | 0 | 2014-07-10 09:30 | 6543.1667 | 6.5432
|  | 2014-07-10 17:15:01 | 36.7227 | 1.8227 | 7.2907 | 6.8478 | 6.8478 | 0.15 | 0.15 | 1.0935 | 1.0935 | 2.8336 | 2.8336 | 6.1393 | 6.1393 | -12.3677 | -6.1839 | 5.866 | 0 | 0 |  |  | 7.8739 |  | 0.19853 | 19.8533 | 11.732 | 0 | 2014-07-10 10:00 | 6139.3333 | 6.1393
|  | 2014-07-10 17:45:02 | 36.4752 | 1.8097 | 7.2387 | 6.8448 | 6.8448 | 0.133 | 0.133 | 1.0937 | 1.0937 | 2.8336 | 2.8336 | 6.165 | 6.165 | -12.1664 | -6.0832 | 6.1839 | 0 | 0 |  |  | 6.5872 |  | 0.19845 | 19.8455 | 12.3677 | 0 | 2014-07-10 10:30 | 6165 | 6.165
|  | 2014-07-10 18:15:01 | 35.9005 | 1.8067 | 7.2267 | 6.8443 | 6.8443 | 0.088333 | 0.088333 | 1.0957 | 1.0957 | 1.7536 | 1.7536 | 6.293 | 6.293 | -12.5989 | -6.2995 | 6.0832 | 0 | 0 |  |  | 7.4435 |  | 0.2013 | 20.1297 | 12.1664 | 0 | 2014-07-10 11:00 | 6293 | 6.293
|  | 2014-07-10 18:45:02 | 35.3375 | 1.7387 | 6.9547 | 6.8407 | 6.8407 | 0.07 | 0.07 | 1.096 | 1.096 | 1.7536 | 1.7536 | 6.2077 | 6.2077 | -12.4149 | -6.2075 | 6.2995 | 0 | 0 |  |  | 7.2329 |  | 0.19681 | 19.6807 | 12.5989 | 0 | 2014-07-10 11:30 | 6207.6667 | 6.2077
|  | 2014-07-10 19:15:03 | 34.737 | 1.6372 | 6.5487 | 6.8252 | 6.8252 | 0.0695 | 0.0695 | 1.096 | 1.096 | 0.6196 | 0.6196 | 5.896 | 5.896 | -13.6821 | -6.841 | 6.2075 | 0 | 0 |  |  | 7.0071 |  | 0.18852 | 18.8521 | 12.4149 | 0 | 2014-07-10 12:00 | 5896 | 5.896
|  | 2014-07-10 19:45:01 | 34.2162 | 1.519 | 6.076 | 6.8313 | 6.8313 | 0.066167 | 0.066167 | 1.0962 | 1.0962 | 0.6196 | 0.6196 | 5.9918 | 5.9918 | -13.5351 | -6.7675 | 6.841 | 0 | 0 |  |  | 5.6507 |  | 0.17758 | 17.7577 | 13.6821 | 0 | 2014-07-10 12:30 | 5991.8333 | 5.9918
|  | 2014-07-10 20:15:01 | 33.8855 | 1.4252 | 5.7007 | 6.7563 | 6.7563 | 0.051 | 0.051 | 1.0955 | 1.0955 | 0.0556 | 0.0556 | 5.759 | 5.759 | -14.4674 | -7.2337 | 6.7675 | 0 | 0 |  |  | 6.0997 |  | 0.16823 | 16.8233 | 13.5351 | 0 | 2014-07-10 13:00 | 5759 | 5.759
|  | 2014-07-10 20:45:02 | 33.7257 | 1.422 | 5.688 | 6.6933 | 6.6933 | 0.048333 | 0.048333 | 1.0967 | 1.0967 | 0.0556 | 0.0556 | 5.6145 | 5.6145 | -14.5292 | -7.2646 | 7.2337 | 0 | 0 |  |  | 5.5742 |  | 0.16865 | 16.8655 | 14.4674 | 0 | 2014-07-10 13:30 | 5614.5 | 5.6145
|  | 2014-07-10 21:15:03 | 33.0257 | 1.3297 | 5.3187 | 6.6647 | 6.6647 | 0.036 | 0.036 | 1.0962 | 1.0962 | 0.004 | 0.004 | 5.4143 | 5.4143 | -14.4918 | -7.2459 | 7.2646 | 0 | 0 |  |  | 5.5314 |  | 0.16105 | 16.1046 | 14.5292 | 0 | 2014-07-10 14:00 | 5414.3333 | 5.4143
|  | 2014-07-10 21:45:02 | 31.3038 | 1.2192 | 4.8767 | 6.6558 | 6.6558 | 0.0325 | 0.0325 | 1.0977 | 1.0977 | 0.004 | 0.004 | 4.5333 | 4.5333 | -14.1038 | -7.0519 | 7.2459 | 0 | 0 |  |  | 4.7791 |  | 0.15578 | 15.5785 | 14.4918 | 0 | 2014-07-10 14:30 | 4533.3333 | 4.5333
|  | 2014-07-10 22:15:02 | 29.215 | 1.0547 | 4.2187 | 6.6542 | 6.6542 | 0.019 | 0.019 | 1.0978 | 1.0978 | 0 | 0 | 3.8605 | 3.8605 | -13.3648 | -6.6824 | 7.0519 | 0 | 0 |  |  | 4.3452 |  | 0.1444 | 14.4401 | 14.1038 | 0 | 2014-07-10 15:00 | 3860.5 | 3.8605
|  | 2014-07-10 22:45:02 | 27.427 | 1.035 | 4.14 | 6.6593 | 6.6593 | 0.019 | 0.019 | 1.0942 | 1.0942 | 0 | 0 | 3.828 | 3.828 | -11.6865 | -5.8432 | 6.6824 | 0 | 0 |  |  | 3.933 |  | 0.15095 | 15.0946 | 13.3648 | 0 | 2014-07-10 15:30 | 3828 | 3.828
|  | 2014-07-10 23:15:02 | 26.3178 | 1.0127 | 4.0507 | 6.6672 | 6.6672 | 0.019 | 0.019 | 1.0968 | 1.0968 | 0 | 0 | 3.4872 | 3.4872 | -10.997 | -5.4985 | 5.8432 | 0 | 0 |  |  | 4.0102 |  | 0.15391 | 15.3913 | 11.6865 | 0 | 2014-07-10 16:00 | 3487.1667 | 3.4872
|  | 2014-07-10 23:45:03 | 25.9825 | 0.962 | 3.848 | 6.6678 | 6.6678 | 0.019 | 0.019 | 1.0965 | 1.0965 | 0 | 0 | 3.4465 | 3.4465 | -10.9047 | -5.4523 | 5.4985 | 0 | 0 |  |  | 3.5017 |  | 0.1481 | 14.81 | 10.997 | 0 | 2014-07-10 16:30 | 3446.5 | 3.4465
|  | 2014-07-11 00:15:02 | 25.7975 | 0.9785 | 3.914 | 6.6695 | 6.6695 | 0.019 | 0.019 | 1.048 | 1.048 | 0 | 0 | 3.3442 | 3.3442 | -10.8028 | -5.4014 | 5.4523 | 0 | 0 |  |  | 3.5617 |  | 0.15172 | 15.172 | 10.9047 | 0 | 2014-07-10 17:00 | 3344.1667 | 3.3442
|  | 2014-07-11 00:45:02 | 25.573 | 1.016 | 4.064 | 6.6707 | 6.6707 | 0.019 | 0.019 | 1.0082 | 1.0082 | 0 | 0 | 3.3308 | 3.3308 | -10.4803 | -5.2402 | 5.4014 | 0 | 0 |  |  | 4.0234 |  | 0.15892 | 15.8918 | 10.8028 | 0 | 2014-07-10 17:30 | 3330.8333 | 3.3308
|  | 2014-07-11 01:15:02 | 25.5322 | 1.0825 | 4.33 | 6.6742 | 6.6742 | 0.019 | 0.019 | 0.97417 | 0.97417 | 0 | 0 | 3.3008 | 3.3008 | -10.234 | -5.117 | 5.2402 | 0 | 0 |  |  | 4.2867 |  | 0.16959 | 16.959 | 10.4803 | 0 | 2014-07-10 18:00 | 3300.8333 | 3.3008
|  | 2014-07-11 01:45:01 | 25.2192 | 1.0628 | 4.2513 | 6.6733 | 6.6733 | 0.019 | 0.019 | 0.7475 | 0.7475 | 0 | 0 | 3.2652 | 3.2652 | -10.2628 | -5.1314 | 5.117 | 0 | 0 |  |  | 3.9537 |  | 0.16858 | 16.8575 | 10.234 | 0 | 2014-07-10 18:30 | 3265.1667 | 3.2652
|  | 2014-07-11 02:15:03 | 24.894 | 1.0412 | 4.1647 | 6.7113 | 6.7113 | 0.019 | 0.019 | 0.64333 | 0.64333 | 0 | 0 | 3.3503 | 3.3503 | -10.0053 | -5.0027 | 5.1314 | 0 | 0 |  |  | 3.9148 |  | 0.1673 | 16.7296 | 10.2628 | 0 | 2014-07-10 19:00 | 3350.3333 | 3.3503
|  | 2014-07-11 02:45:03 | 24.9937 | 1.1053 | 4.4213 | 6.7033 | 6.7033 | 0.019 | 0.019 | 0.64667 | 0.64667 | 0 | 0 | 3.3752 | 3.3752 | -9.8282 | -4.9141 | 5.0027 | 0 | 0 |  |  | 4.4655 |  | 0.1769 | 17.6898 | 10.0053 | 0 | 2014-07-10 19:30 | 3375.1667 | 3.3752
|  | 2014-07-11 03:15:03 | 24.942 | 1.128 | 4.512 | 6.697 | 6.697 | 0.019 | 0.019 | 0.659 | 0.659 | 0 | 0 | 3.3243 | 3.3243 | -9.7307 | -4.8653 | 4.9141 | 0 | 0 |  |  | 4.6474 |  | 0.1809 | 18.09 | 9.8282 | 0 | 2014-07-10 20:00 | 3324.3333 | 3.3243
|  | 2014-07-11 03:45:02 | 24.7702 | 1.0867 | 4.3467 | 6.6985 | 6.6985 | 0.019 | 0.019 | 0.70467 | 0.70467 | 0 | 0 | 3.3425 | 3.3425 | -9.6588 | -4.8294 | 4.8653 | 0 | 0 |  |  | 4.4336 |  | 0.17548 | 17.548 | 9.7307 | 0 | 2014-07-10 20:30 | 3342.5 | 3.3425
|  | 2014-07-11 04:15:02 | 24.8648 | 1.0773 | 4.3093 | 6.6977 | 6.6977 | 0.019 | 0.019 | 0.73317 | 0.73317 | 0 | 0 | 3.5262 | 3.5262 | -9.5795 | -4.7897 | 4.8294 | 0 | 0 |  |  | 4.3955 |  | 0.17331 | 17.331 | 9.6588 | 0 | 2014-07-10 21:00 | 3526.1667 | 3.5262
|  | 2014-07-11 04:45:03 | 25.3747 | 1.0753 | 4.3013 | 6.698 | 6.698 | 0.019 | 0.019 | 0.7365 | 0.7365 | 0 | 0 | 3.6535 | 3.6535 | -9.9663 | -4.9832 | 4.7897 | 0 | 0 |  |  | 4.0002 |  | 0.16951 | 16.9513 | 9.5795 | 0 | 2014-07-10 21:30 | 3653.5 | 3.6535
|  | 2014-07-11 05:15:03 | 26.8722 | 1.0008 | 4.0033 | 6.7 | 6.7 | 0.019 | 0.019 | 0.73533 | 0.73533 | 0.2264 | 0.2264 | 3.8877 | 3.8877 | -11.3004 | -5.6502 | 4.9832 | 0 | 0 |  |  | 4.2435 |  | 0.14898 | 14.8977 | 9.9663 | 0 | 2014-07-10 22:00 | 3887.6667 | 3.8877
|  | 2014-07-11 05:45:03 | 29.2595 | 1.0258 | 4.1033 | 6.6967 | 6.6967 | 0.0235 | 0.0235 | 0.73467 | 0.73467 | 0.2264 | 0.2264 | 4.2787 | 4.2787 | -13.1963 | -6.5981 | 5.6502 | 0 | 0 |  |  | 4.3906 |  | 0.14024 | 14.0239 | 11.3004 | 0 | 2014-07-10 22:30 | 4278.6667 | 4.2787
|  | 2014-07-11 06:15:01 | 32.4538 | 1.0452 | 4.1807 | 6.6952 | 6.6952 | 0.0475 | 0.0475 | 0.7365 | 0.7365 | 0.9724 | 0.9724 | 5.0935 | 5.0935 | -14.7281 | -7.364 | 6.5981 | 0 | 0 |  |  | 4.4315 |  | 0.12882 | 12.8819 | 13.1963 | 0 | 2014-07-10 23:00 | 5093.5 | 5.0935
|  | 2014-07-11 06:45:01 | 34.4052 | 1.031 | 4.124 | 6.7005 | 6.7005 | 0.058833 | 0.058833 | 0.73583 | 0.73583 | 0.9724 | 0.9724 | 6.0483 | 6.0483 | -15.7653 | -7.8826 | 7.364 | 0 | 0 |  |  | 4.4539 |  | 0.11987 | 11.9866 | 14.7281 | 0 | 2014-07-10 23:30 | 6048.3333 | 6.0483
|  | 2014-07-11 07:15:01 | 36.1632 | 0.97733 | 3.9093 | 6.6982 | 6.6982 | 0.10083 | 0.10083 | 0.73883 | 0.73883 | 1.7012 | 1.7012 | 6.906 | 6.906 | -16.1088 | -8.0544 | 7.8826 | 0 | 0 |  |  | 4.1048 |  | 0.1081 | 10.8103 | 15.7653 | 0 | 2014-07-11 | 6906 | 6.906
|  | 2014-07-11 07:45:02 | 36.6272 | 0.97783 | 3.9113 | 6.7077 | 6.7077 | 0.129 | 0.129 | 0.737 | 0.737 | 1.7012 | 1.7012 | 7.2198 | 7.2198 | -16.2211 | -8.1106 | 8.0544 | 0 | 0 |  |  | 3.6767 |  | 0.10679 | 10.6788 | 16.1088 | 0 | 2014-07-11 00:30 | 7219.8333 | 7.2198
|  | 2014-07-11 08:15:02 | 37.1193 | 0.81783 | 3.2713 | 6.642 | 6.642 | 0.22967 | 0.22967 | 0.74183 | 0.74183 | 2.5872 | 2.5872 | 7.5267 | 7.5267 | -16.1206 | -8.0603 | 8.1106 | 0 | 0 |  |  | 3.4349 |  | 0.08813 | 8.813 | 16.2211 | 0 | 2014-07-11 01:00 | 7526.6667 | 7.5267
|  | 2014-07-11 08:45:03 | 37.1408 | 0.78183 | 3.1273 | 6.5238 | 6.5238 | 0.22883 | 0.22883 | 0.74167 | 0.74167 | 2.5872 | 2.5872 | 7.6952 | 7.6952 | -16.2368 | -8.1184 | 8.0603 | 0 | 0 |  |  | 3.2837 |  | 0.084202 | 8.4202 | 16.1206 | 0 | 2014-07-11 01:30 | 7695.1667 | 7.6952
|  | 2014-07-11 09:15:02 | 37.1387 | 0.74983 | 2.9993 | 6.4043 | 6.4043 | 0.23167 | 0.23167 | 0.7415 | 0.7415 | 3.394 | 3.394 | 7.6987 | 7.6987 | -15.6692 | -7.8346 | 8.1184 | 0 | 0 |  |  | 3.2693 |  | 0.08076 | 8.076 | 16.2368 | 0 | 2014-07-11 02:00 | 7698.6667 | 7.6987
|  | 2014-07-11 09:45:03 | 37.1485 | 0.763 | 3.052 | 6.3478 | 6.3478 | 0.39133 | 0.39133 | 0.74083 | 0.74083 | 3.394 | 3.394 | 7.5628 | 7.5628 | -15.6597 | -7.8298 | 7.8346 | 0 | 0 |  |  | 2.9604 |  | 0.082157 | 8.2157 | 15.6692 | 0 | 2014-07-11 02:30 | 7562.8333 | 7.5628
|  | 2014-07-11 10:15:03 | 37.1933 | 0.75783 | 3.0313 | 6.3495 | 6.3495 | 0.47883 | 0.47883 | 0.71867 | 0.71867 | 4.456 | 4.456 | 7.578 | 7.578 | -14.581 | -7.2905 | 7.8298 | 0 | 0 |  |  | 2.7282 |  | 0.081502 | 8.1502 | 15.6597 | 0 | 2014-07-11 03:00 | 7578 | 7.578
|  | 2014-07-11 10:45:02 | 37.1823 | 0.7535 | 3.014 | 6.3473 | 6.3473 | 0.47267 | 0.47267 | 0.73183 | 0.73183 | 4.456 | 4.456 | 7.5188 | 7.5188 | -14.6417 | -7.3208 | 7.2905 | 0 | 0 |  |  | 2.9839 |  | 0.08106 | 8.106 | 14.581 | 0 | 2014-07-11 03:30 | 7518.8333 | 7.5188
|  | 2014-07-11 11:15:03 | 37.1052 | 0.735 | 2.94 | 6.342 | 6.342 | 0.36717 | 0.36717 | 0.74183 | 0.74183 | 4.9808 | 4.9808 | 7.505 | 7.505 | -14.2284 | -7.1142 | 7.3208 | 0 | 0 |  |  | 2.8224 |  | 0.079234 | 7.9234 | 14.6417 | 0 | 2014-07-11 04:00 | 7505 | 7.505
|  | 2014-07-11 11:45:03 | 37.0497 | 0.65567 | 2.6227 | 6.3388 | 6.3388 | 0.34933 | 0.34933 | 0.74133 | 0.74133 | 4.9808 | 4.9808 | 7.5105 | 7.5105 | -14.5062 | -7.2531 | 7.1142 | 0 | 0 |  |  | 2.8325 |  | 0.070788 | 7.0788 | 14.2284 | 0 | 2014-07-11 04:30 | 7510.5 | 7.5105
|  | 2014-07-11 12:15:02 | 36.7823 | 0.561 | 2.244 | 6.3388 | 6.3388 | 0.421 | 0.421 | 0.74083 | 0.74083 | 5.4684 | 5.4684 | 7.4738 | 7.4738 | -14.0954 | -7.0477 | 7.2531 | 0 | 0 |  |  | 2.0196 |  | 0.061008 | 6.1008 | 14.5062 | 0 | 2014-07-11 05:00 | 7473.8333 | 7.4738
|  | 2014-07-11 12:45:02 | 36.4115 | 0.57633 | 2.3053 | 6.34 | 6.34 | 0.32583 | 0.32583 | 0.73517 | 0.73517 | 5.4684 | 5.4684 | 7.1672 | 7.1672 | -14.0696 | -7.0348 | 7.0477 | 0 | 0 |  |  | 2.4206 |  | 0.063313 | 6.3313 | 14.0954 | 0 | 2014-07-11 05:30 | 7167.1667 | 7.1672
|  | 2014-07-11 13:15:01 | 36.0872 | 0.62417 | 2.4967 | 6.3422 | 6.3422 | 0.1835 | 0.1835 | 0.73467 | 0.73467 | 5.3308 | 5.3308 | 7.1557 | 7.1557 | -13.8437 | -6.9218 | 7.0348 | 0 | 0 |  |  | 2.5965 |  | 0.069184 | 6.9184 | 14.0696 | 0 | 2014-07-11 06:00 | 7155.6667 | 7.1557
|  | 2014-07-11 13:45:03 | 35.7492 | 0.67633 | 2.7053 | 6.3452 | 6.3452 | 0.15633 | 0.15633 | 0.73517 | 0.73517 | 5.3308 | 5.3308 | 7.2197 | 7.2197 | -13.2567 | -6.6284 | 6.9218 | 0 | 0 |  |  | 2.9218 |  | 0.075675 | 7.5675 | 13.8437 | 0 | 2014-07-11 06:30 | 7219.6667 | 7.2197
|  | 2014-07-11 14:15:01 | 35.5482 | 0.728 | 2.912 | 6.3468 | 6.3468 | 0.11567 | 0.11567 | 0.736 | 0.736 | 4.8256 | 4.8256 | 7.1393 | 7.1393 | -13.4727 | -6.7364 | 6.6284 | 0 | 0 |  |  | 2.7373 |  | 0.081917 | 8.1917 | 13.2567 | 0 | 2014-07-11 07:00 | 7139.3333 | 7.1393
|  | 2014-07-11 14:45:01 | 35.7622 | 0.72833 | 2.9133 | 6.3467 | 6.3467 | 0.11583 | 0.11583 | 0.7355 | 0.7355 | 4.8256 | 4.8256 | 7.4897 | 7.4897 | -13.3356 | -6.6678 | 6.7364 | 0 | 0 |  |  | 2.7968 |  | 0.081464 | 8.1464 | 13.4727 | 0 | 2014-07-11 07:30 | 7489.6667 | 7.4897
|  | 2014-07-11 15:15:01 | 36.0322 | 0.69967 | 2.7987 | 6.3423 | 6.3423 | 0.11883 | 0.11883 | 0.73617 | 0.73617 | 4.7184 | 4.7184 | 7.4982 | 7.4982 | -13.8196 | -6.9098 | 6.6678 | 0 | 0 |  |  | 2.8546 |  | 0.077671 | 7.7671 | 13.3356 | 0 | 2014-07-11 08:00 | 7498.1667 | 7.4982
|  | 2014-07-11 15:45:03 | 36.4455 | 0.653 | 2.612 | 6.3385 | 6.3385 | 0.13567 | 0.13567 | 0.7365 | 0.7365 | 4.7184 | 4.7184 | 7.4225 | 7.4225 | -14.4819 | -7.241 | 6.9098 | 0 | 0 |  |  | 2.6904 |  | 0.071669 | 7.1669 | 13.8196 | 0 | 2014-07-11 08:30 | 7422.5 | 7.4225
|  | 2014-07-11 16:15:01 | 36.4363 | 0.58583 | 2.3433 | 6.3393 | 6.3393 | 0.137 | 0.137 | 0.717 | 0.717 | 3.5692 | 3.5692 | 7.2682 | 7.2682 | -16.0623 | -8.0311 | 7.241 | 0 | 0 |  |  | 2.2965 |  | 0.064313 | 6.4313 | 14.4819 | 0 | 2014-07-11 09:00 | 7268.1667 | 7.2682
|  | 2014-07-11 16:45:01 | 36.1467 | 0.56533 | 2.2613 | 6.341 | 6.341 | 0.1405 | 0.1405 | 0.70617 | 0.70617 | 3.5692 | 3.5692 | 7.1165 | 7.1165 | -16.012 | -8.006 | 8.0311 | 0 | 0 |  |  | 2.2161 |  | 0.06256 | 6.256 | 16.0623 | 0 | 2014-07-11 09:30 | 7116.5 | 7.1165
|  | 2014-07-11 17:15:01 | 35.4658 | 0.57683 | 2.3073 | 6.3332 | 6.3332 | 0.15333 | 0.15333 | 0.70933 | 0.70933 | 2.83 | 2.83 | 6.6458 | 6.6458 | -16.4868 | -8.2434 | 8.006 | 0 | 0 |  |  | 2.0997 |  | 0.065058 | 6.5058 | 16.012 | 0 | 2014-07-11 10:00 | 6645.8333 | 6.6458
|  | 2014-07-11 17:45:01 | 35.2242 | 0.56683 | 2.2673 | 6.3307 | 6.3307 | 0.1385 | 0.1385 | 0.73633 | 0.73633 | 2.83 | 2.83 | 6.8353 | 6.8353 | -16.086 | -8.043 | 8.2434 | 0 | 0 |  |  | 2.2447 |  | 0.064369 | 6.4369 | 16.4868 | 0 | 2014-07-11 10:30 | 6835.3333 | 6.8353
|  | 2014-07-11 18:15:01 | 34.7022 | 0.55183 | 2.2073 | 6.3313 | 6.3313 | 0.094833 | 0.094833 | 0.699 | 0.699 | 1.5116 | 1.5116 | 6.432 | 6.432 | -17.4261 | -8.713 | 8.043 | 0 | 0 |  |  | 2.2073 |  | 0.063608 | 6.3608 | 16.086 | 0 | 2014-07-11 11:00 | 6432 | 6.432
|  | 2014-07-11 18:45:01 | 33.9213 | 0.51033 | 2.0413 | 6.3397 | 6.3397 | 0.09 | 0.09 | 0.73 | 0.73 | 1.5116 | 1.5116 | 6.0988 | 6.0988 | -17.1099 | -8.5549 | 8.713 | 0 | 0 |  |  | 2.0005 |  | 0.060178 | 6.0178 | 17.4261 | 0 | 2014-07-11 11:30 | 6098.8333 | 6.0988
|  | 2014-07-11 19:15:02 | 33.2772 | 0.4465 | 1.786 | 6.3373 | 6.3373 | 0.085833 | 0.085833 | 0.73683 | 0.73683 | 0.5924 | 0.5924 | 6.0152 | 6.0152 | -17.7236 | -8.8618 | 8.5549 | 0 | 0 |  |  | 1.6253 |  | 0.05367 | 5.367 | 17.1099 | 0 | 2014-07-11 12:00 | 6015.1667 | 6.0152
|  | 2014-07-11 19:45:01 | 32.6885 | 0.3795 | 1.518 | 6.3503 | 6.3503 | 0.071833 | 0.071833 | 0.73683 | 0.73683 | 0.5924 | 0.5924 | 5.778 | 5.778 | -17.6411 | -8.8205 | 8.8618 | 0 | 0 |  |  | 1.5787 |  | 0.046438 | 4.6438 | 17.7236 | 0 | 2014-07-11 12:30 | 5778 | 5.778
|  | 2014-07-11 20:15:02 | 32.4025 | 0.34167 | 1.3667 | 6.3455 | 6.3455 | 0.052833 | 0.052833 | 0.73667 | 0.73667 | 0.0784 | 0.0784 | 5.7112 | 5.7112 | -18.1113 | -9.0556 | 8.8205 | 0 | 0 |  |  | 1.4487 |  | 0.042178 | 4.2178 | 17.6411 | 0 | 2014-07-11 13:00 | 5711.1667 | 5.7112
|  | 2014-07-11 20:45:02 | 32.4387 | 0.3325 | 1.33 | 6.3433 | 6.3433 | 0.039333 | 0.039333 | 0.73667 | 0.73667 | 0.0784 | 0.0784 | 5.7158 | 5.7158 | -18.1951 | -9.0976 | 9.0556 | 0 | 0 |  |  | 1.197 |  | 0.041 | 4.1 | 18.1113 | 0 | 2014-07-11 13:30 | 5715.8333 | 5.7158
|  | 2014-07-11 21:15:01 | 31.9923 | 0.31383 | 1.2553 | 6.339 | 6.339 | 0.04 | 0.04 | 0.73683 | 0.73683 | 0.016 | 0.016 | 5.372 | 5.372 | -18.2332 | -9.1166 | 9.0976 | 0 | 0 |  |  | 1.2051 |  | 0.039239 | 3.9239 | 18.1951 | 0 | 2014-07-11 14:00 | 5372 | 5.372
|  | 2014-07-11 21:45:01 | 30.5223 | 0.3135 | 1.254 | 6.3358 | 6.3358 | 0.0375 | 0.0375 | 0.73683 | 0.73683 | 0.016 | 0.016 | 5.2388 | 5.2388 | -16.9033 | -8.4517 | 9.1166 | 0 | 0 |  |  | 1.3042 |  | 0.041085 | 4.1085 | 18.2332 | 0 | 2014-07-11 14:30 | 5238.8333 | 5.2388
|  | 2014-07-11 22:15:02 | 28.959 | 0.29033 | 1.1613 | 6.3343 | 6.3343 | 0.024 | 0.024 | 0.7375 | 0.7375 | 0 | 0 | 4.8002 | 4.8002 | -15.9017 | -7.9508 | 8.4517 | 0 | 0 |  |  | 1.2542 |  | 0.040103 | 4.0103 | 16.9033 | 0 | 2014-07-11 15:00 | 4800.1667 | 4.8002
|  | 2014-07-11 22:45:03 | 27.1807 | 0.25633 | 1.0253 | 6.3392 | 6.3392 | 0.024 | 0.024 | 0.73733 | 0.73733 | 0 | 0 | 4.215 | 4.215 | -14.8398 | -7.4199 | 7.9508 | 0 | 0 |  |  | 1.0253 |  | 0.037723 | 3.7723 | 15.9017 | 0 | 2014-07-11 15:30 | 4215 | 4.215
|  | 2014-07-11 23:15:02 | 26.1135 | 0.24983 | 0.99933 | 6.379 | 6.379 | 0.024 | 0.024 | 0.7355 | 0.7355 | 0 | 0 | 4.0707 | 4.0707 | -13.905 | -6.9525 | 7.4199 | 0 | 0 |  |  | 0.97935 |  | 0.038269 | 3.8269 | 14.8398 | 0 | 2014-07-11 16:00 | 4070.6667 | 4.0707
|  | 2014-07-11 23:45:01 | 25.5033 | 0.262 | 1.048 | 6.44 | 6.44 | 0.024 | 0.024 | 0.73917 | 0.73917 | 0 | 0 | 3.9678 | 3.9678 | -13.2843 | -6.6422 | 6.9525 | 0 | 0 |  |  | 0.98512 |  | 0.041093 | 4.1093 | 13.905 | 0 | 2014-07-11 16:30 | 3967.8333 | 3.9678
|  | 2014-07-12 00:15:02 | 25.3793 | 0.2475 | 0.99 | 6.455 | 6.455 | 0.023833 | 0.023833 | 0.74817 | 0.74817 | 0 | 0 | 3.7807 | 3.7807 | -13.3817 | -6.6908 | 6.6422 | 0 | 0 |  |  | 1.0791 |  | 0.039008 | 3.9008 | 13.2843 | 0 | 2014-07-11 17:00 | 3780.6667 | 3.7807
|  | 2014-07-12 00:45:02 | 25.0782 | 0.25133 | 1.0053 | 6.4707 | 6.4707 | 0.023 | 0.023 | 0.74917 | 0.74917 | 0 | 0 | 3.719 | 3.719 | -13.111 | -6.5555 | 6.6908 | 0 | 0 |  |  | 1.0254 |  | 0.040088 | 4.0088 | 13.3817 | 0 | 2014-07-11 17:30 | 3719 | 3.719
|  | 2014-07-12 01:15:01 | 24.9445 | 0.27217 | 1.0887 | 6.5392 | 6.5392 | 0.023 | 0.023 | 0.74967 | 0.74967 | 0 | 0 | 3.611 | 3.611 | -12.933 | -6.4665 | 6.5555 | 0 | 0 |  |  | 1.0125 |  | 0.043644 | 4.3644 | 13.111 | 0 | 2014-07-11 18:00 | 3611 | 3.611
|  | 2014-07-12 01:45:02 | 24.6917 | 0.2705 | 1.082 | 6.5573 | 6.5573 | 0.023 | 0.023 | 0.75117 | 0.75117 | 0 | 0 | 3.529 | 3.529 | -12.7492 | -6.3746 | 6.4665 | 0 | 0 |  |  | 1.1794 |  | 0.04382 | 4.382 | 12.933 | 0 | 2014-07-11 18:30 | 3529 | 3.529
|  | 2014-07-12 02:15:01 | 24.1472 | 0.2805 | 1.122 | 6.5575 | 6.5575 | 0.023 | 0.023 | 0.75083 | 0.75083 | 0 | 0 | 3.5372 | 3.5372 | -12.1567 | -6.0783 | 6.3746 | 0 | 0 |  |  | 1.1108 |  | 0.046465 | 4.6465 | 12.7492 | 0 | 2014-07-11 19:00 | 3537.1667 | 3.5372
|  | 2014-07-12 02:45:04 | 24.2323 | 0.31417 | 1.2567 | 6.5527 | 6.5527 | 0.023 | 0.023 | 0.75133 | 0.75133 | 0 | 0 | 3.5242 | 3.5242 | -12.1245 | -6.0622 | 6.0783 | 0 | 0 |  |  | 1.219 |  | 0.051859 | 5.1859 | 12.1567 | 0 | 2014-07-11 19:30 | 3524.1667 | 3.5242
|  | 2014-07-12 03:15:02 | 24.1833 | 0.34517 | 1.3807 | 6.4793 | 6.4793 | 0.023 | 0.023 | 0.75117 | 0.75117 | 0 | 0 | 3.5223 | 3.5223 | -12.0268 | -6.0134 | 6.0622 | 0 | 0 |  |  | 1.2426 |  | 0.057092 | 5.7092 | 12.1245 | 0 | 2014-07-11 20:00 | 3522.3333 | 3.5223
|  | 2014-07-12 03:45:01 | 23.505 | 0.3755 | 1.502 | 6.377 | 6.377 | 0.023 | 0.023 | 0.674 | 0.674 | 0 | 0 | 3.5303 | 3.5303 | -11.3987 | -5.6993 | 6.0134 | 0 | 0 |  |  | 1.472 |  | 0.063901 | 6.3901 | 12.0268 | 0 | 2014-07-11 20:30 | 3530.3333 | 3.5303
|  | 2014-07-12 04:15:02 | 23.4855 | 0.46517 | 1.8607 | 6.3522 | 6.3522 | 0.022667 | 0.022667 | 0.658 | 0.658 | 0 | 0 | 3.5468 | 3.5468 | -11.0452 | -5.5226 | 5.6993 | 0 | 0 |  |  | 1.8793 |  | 0.079226 | 7.9226 | 11.3987 | 0 | 2014-07-11 21:00 | 3546.8333 | 3.5468
|  | 2014-07-12 04:45:03 | 23.8878 | 0.50633 | 2.0253 | 6.3468 | 6.3468 | 0.022 | 0.022 | 0.67183 | 0.67183 | 0 | 0 | 3.6042 | 3.6042 | -11.2177 | -5.6088 | 5.5226 | 0 | 0 |  |  | 1.9646 |  | 0.084785 | 8.4785 | 11.0452 | 0 | 2014-07-11 21:30 | 3604.1667 | 3.6042
|  | 2014-07-12 05:15:02 | 24.6367 | 0.50183 | 2.0073 | 6.3415 | 6.3415 | 0.022 | 0.022 | 0.7505 | 0.7505 | 0.2172 | 0.2172 | 3.7323 | 3.7323 | -11.5658 | -5.7829 | 5.6088 | 0 | 0 |  |  | 2.0676 |  | 0.081477 | 8.1477 | 11.2177 | 0 | 2014-07-11 22:00 | 3732.3333 | 3.7323
|  | 2014-07-12 05:45:02 | 24.6362 | 0.50467 | 2.0187 | 6.3398 | 6.3398 | 0.032167 | 0.032167 | 0.75167 | 0.75167 | 0.2172 | 0.2172 | 3.8645 | 3.8645 | -11.4121 | -5.7061 | 5.7829 | 0 | 0 |  |  | 1.9783 |  | 0.081939 | 8.1939 | 11.5658 | 0 | 2014-07-11 22:30 | 3864.5 | 3.8645
|  | 2014-07-12 06:15:02 | 25.7518 | 0.517 | 2.068 | 6.3428 | 6.3428 | 0.055167 | 0.055167 | 0.7515 | 0.7515 | 0.9376 | 0.9376 | 4.2293 | 4.2293 | -11.3674 | -5.6837 | 5.7061 | 0 | 0 |  |  | 2.0266 |  | 0.080305 | 8.0305 | 11.4121 | 0 | 2014-07-11 23:00 | 4229.3333 | 4.2293
|  | 2014-07-12 06:45:02 | 27.4453 | 0.566 | 2.264 | 6.34 | 6.34 | 0.061 | 0.061 | 0.75133 | 0.75133 | 0.9376 | 0.9376 | 4.5235 | 4.5235 | -12.5679 | -6.2839 | 5.6837 | 0 | 0 |  |  | 2.1961 |  | 0.082491 | 8.2491 | 11.3674 | 0 | 2014-07-11 23:30 | 4523.5 | 4.5235
|  | 2014-07-12 07:15:02 | 29.2978 | 0.53933 | 2.1573 | 6.3457 | 6.3457 | 0.071 | 0.071 | 0.75133 | 0.75133 | 1.5576 | 1.5576 | 5.2008 | 5.2008 | -13.2141 | -6.607 | 6.2839 | 0 | 0 |  |  | 2.1789 |  | 0.073635 | 7.3635 | 12.5679 | 0 | 2014-07-12 | 5200.8333 | 5.2008
|  | 2014-07-12 07:45:03 | 30.7442 | 0.576 | 2.304 | 6.3382 | 6.3382 | 0.10767 | 0.10767 | 0.75033 | 0.75033 | 1.5576 | 1.5576 | 5.7775 | 5.7775 | -13.9089 | -6.9545 | 6.607 | 0 | 0 |  |  | 2.1197 |  | 0.074941 | 7.4941 | 13.2141 | 0 | 2014-07-12 00:30 | 5777.5 | 5.7775
|  | 2014-07-12 08:15:02 | 31.8807 | 0.56967 | 2.2787 | 6.338 | 6.338 | 0.20017 | 0.20017 | 0.74983 | 0.74983 | 2.2172 | 2.2172 | 6.1583 | 6.1583 | -13.9385 | -6.9692 | 6.9545 | 0 | 0 |  |  | 2.4382 |  | 0.071475 | 7.1475 | 13.9089 | 0 | 2014-07-12 01:00 | 6158.3333 | 6.1583
|  | 2014-07-12 08:45:04 | 32.3088 | 0.59533 | 2.3813 | 6.3438 | 6.3438 | 0.19983 | 0.19983 | 0.74917 | 0.74917 | 2.2172 | 2.2172 | 6.2565 | 6.2565 | -14.161 | -7.0805 | 6.9692 | 0 | 0 |  |  | 2.5004 |  | 0.073705 | 7.3705 | 13.9385 | 0 | 2014-07-12 01:30 | 6256.5 | 6.2565
|  | 2014-07-12 09:15:04 | 32.3237 | 0.69817 | 2.7927 | 6.3405 | 6.3405 | 0.20233 | 0.20233 | 0.74833 | 0.74833 | 3.272 | 3.272 | 6.2925 | 6.2925 | -12.6753 | -6.3377 | 7.0805 | 0 | 0 |  |  | 2.9882 |  | 0.086397 | 8.6397 | 14.161 | 0 | 2014-07-12 02:00 | 6292.5 | 6.2925
|  | 2014-07-12 09:45:02 | 32.2953 | 0.67 | 2.68 | 6.3375 | 6.3375 | 0.21017 | 0.21017 | 0.75033 | 0.75033 | 3.272 | 3.272 | 6.3062 | 6.3062 | -12.7392 | -6.3696 | 6.3377 | 0 | 0 |  |  | 2.6264 |  | 0.082984 | 8.2984 | 12.6753 | 0 | 2014-07-12 02:30 | 6306.1667 | 6.3062
|  | 2014-07-12 10:15:03 | 32.2323 | 0.71483 | 2.8593 | 6.3362 | 6.3362 | 0.20983 | 0.20983 | 0.74283 | 0.74283 | 4.6784 | 4.6784 | 6.3338 | 6.3338 | -11.0719 | -5.536 | 6.3696 | 0 | 0 |  |  | 2.5734 |  | 0.08871 | 8.871 | 12.7392 | 0 | 2014-07-12 03:00 | 6333.8333 | 6.3338
|  | 2014-07-12 10:45:02 | 32.0203 | 0.80817 | 3.2327 | 6.3388 | 6.3388 | 0.209 | 0.209 | 0.74233 | 0.74233 | 4.6784 | 4.6784 | 6.2252 | 6.2252 | -10.5939 | -5.297 | 5.536 | 0 | 0 |  |  | 3.4913 |  | 0.10096 | 10.0957 | 11.0719 | 0 | 2014-07-12 03:30 | 6225.1667 | 6.2252
|  | 2014-07-12 11:15:02 | 31.7747 | 0.799 | 3.196 | 6.3848 | 6.3848 | 0.2 | 0.2 | 0.74283 | 0.74283 | 4.47 | 4.47 | 6.1915 | 6.1915 | -10.5895 | -5.2948 | 5.297 | 0 | 0 |  |  | 3.3878 |  | 0.10058 | 10.0583 | 10.5939 | 0 | 2014-07-12 04:00 | 6191.5 | 6.1915
|  | 2014-07-12 11:45:02 | 31.457 | 0.807 | 3.228 | 6.4672 | 6.4672 | 0.18567 | 0.18567 | 0.742 | 0.742 | 4.47 | 4.47 | 5.908 | 5.908 | -10.4562 | -5.2281 | 5.2948 | 0 | 0 |  |  | 3.2603 |  | 0.10262 | 10.2616 | 10.5895 | 0 | 2014-07-12 04:30 | 5908 | 5.908
|  | 2014-07-12 12:15:04 | 31.2135 | 0.8305 | 3.322 | 6.4733 | 6.4733 | 0.131 | 0.131 | 0.7345 | 0.7345 | 4.5696 | 4.5696 | 5.677 | 5.677 | -10.3061 | -5.153 | 5.2281 | 0 | 0 |  |  | 3.6542 |  | 0.10643 | 10.6428 | 10.4562 | 0 | 2014-07-12 05:00 | 5677 | 5.677
|  | 2014-07-12 12:45:03 | 30.7835 | 0.856 | 3.424 | 6.5312 | 6.5312 | 0.132 | 0.132 | 0.706 | 0.706 | 4.5696 | 4.5696 | 5.4562 | 5.4562 | -9.9646 | -4.9823 | 5.153 | 0 | 0 |  |  | 3.7322 |  | 0.11123 | 11.1228 | 10.3061 | 0 | 2014-07-12 05:30 | 5456.1667 | 5.4562
|  | 2014-07-12 13:15:05 | 30.3382 | 0.85433 | 3.4173 | 6.5617 | 6.5617 | 0.11633 | 0.11633 | 0.707 | 0.707 | 4.3964 | 4.3964 | 5.2275 | 5.2275 | -9.9119 | -4.956 | 4.9823 | 0 | 0 |  |  | 3.4515 |  | 0.11264 | 11.2641 | 9.9646 | 0 | 2014-07-12 06:00 | 5227.5 | 5.2275
|  | 2014-07-12 13:45:01 | 30.1275 | 0.87033 | 3.4813 | 6.5603 | 6.5603 | 0.12183 | 0.12183 | 0.70667 | 0.70667 | 4.3964 | 4.3964 | 5.2245 | 5.2245 | -9.6364 | -4.8182 | 4.956 | 0 | 0 |  |  | 3.3073 |  | 0.11555 | 11.5553 | 9.9119 | 0 | 2014-07-12 06:30 | 5224.5 | 5.2245
|  | 2014-07-12 14:15:02 | 30.0962 | 0.87783 | 3.5113 | 6.5612 | 6.5612 | 0.12883 | 0.12883 | 0.70633 | 0.70633 | 4.8512 | 4.8512 | 5.2327 | 5.2327 | -9.1046 | -4.5523 | 4.8182 | 0 | 0 |  |  | 3.8274 |  | 0.11667 | 11.667 | 9.6364 | 0 | 2014-07-12 07:00 | 5232.6667 | 5.2327
|  | 2014-07-12 14:45:01 | 30.2658 | 0.93867 | 3.7547 | 6.5678 | 6.5678 | 0.14017 | 0.14017 | 0.70583 | 0.70583 | 4.8512 | 4.8512 | 5.2718 | 5.2718 | -8.9743 | -4.4871 | 4.5523 | 0 | 0 |  |  | 3.8673 |  | 0.12406 | 12.4056 | 9.1046 | 0 | 2014-07-12 07:30 | 5271.8333 | 5.2718
|  | 2014-07-12 15:15:03 | 30.7113 | 1.0647 | 4.2587 | 6.5645 | 6.5645 | 0.13867 | 0.13867 | 0.70567 | 0.70567 | 3.5312 | 3.5312 | 5.4222 | 5.4222 | -10.0905 | -5.0452 | 4.4871 | 0 | 0 |  |  | 4.3013 |  | 0.13867 | 13.8668 | 8.9743 | 0 | 2014-07-12 08:00 | 5422.1667 | 5.4222
|  | 2014-07-12 15:45:02 | 31.4277 | 1.0677 | 4.2707 | 6.5643 | 6.5643 | 0.134 | 0.134 | 0.70617 | 0.70617 | 3.5312 | 3.5312 | 5.9463 | 5.9463 | -10.275 | -5.1375 | 5.0452 | 0 | 0 |  |  | 4.0571 |  | 0.13589 | 13.5889 | 10.0905 | 0 | 2014-07-12 08:30 | 5946.3333 | 5.9463
|  | 2014-07-12 16:15:04 | 31.9752 | 1.021 | 4.084 | 6.5602 | 6.5602 | 0.14167 | 0.14167 | 0.707 | 0.707 | 2.1808 | 2.1808 | 6.2052 | 6.2052 | -12.0964 | -6.0482 | 5.1375 | 0 | 0 |  |  | 3.7164 |  | 0.12772 | 12.7724 | 10.275 | 0 | 2014-07-12 09:00 | 6205.1667 | 6.2052
|  | 2014-07-12 16:45:02 | 32.2412 | 0.94617 | 3.7847 | 6.4963 | 6.4963 | 0.1415 | 0.1415 | 0.70683 | 0.70683 | 2.1808 | 2.1808 | 6.272 | 6.272 | -12.659 | -6.3295 | 6.0482 | 0 | 0 |  |  | 3.7468 |  | 0.11739 | 11.7386 | 12.0964 | 0 | 2014-07-12 09:30 | 6272 | 6.272
|  | 2014-07-12 17:15:03 | 32.0788 | 0.98367 | 3.9347 | 6.3758 | 6.3758 | 0.14117 | 0.14117 | 0.70667 | 0.70667 | 2.1152 | 2.1152 | 6.1135 | 6.1135 | -12.6918 | -6.3459 | 6.3295 | 0 | 0 |  |  | 4.2101 |  | 0.12266 | 12.2656 | 12.659 | 0 | 2014-07-12 10:00 | 6113.5 | 6.1135
|  | 2014-07-12 17:45:03 | 31.9548 | 0.96317 | 3.8527 | 6.3332 | 6.3332 | 0.12333 | 0.12333 | 0.70733 | 0.70733 | 2.1152 | 2.1152 | 6.148 | 6.148 | -12.6751 | -6.3376 | 6.3459 | 0 | 0 |  |  | 3.8141 |  | 0.12057 | 12.0566 | 12.6918 | 0 | 2014-07-12 10:30 | 6148 | 6.148
|  | 2014-07-12 18:15:01 | 31.6905 | 1.0545 | 4.218 | 6.3313 | 6.3313 | 0.072333 | 0.072333 | 0.70733 | 0.70733 | 1.3696 | 1.3696 | 6.1822 | 6.1822 | -12.8097 | -6.4049 | 6.3376 | 0 | 0 |  |  | 4.0493 |  | 0.1331 | 13.31 | 12.6751 | 0 | 2014-07-12 11:00 | 6182.1667 | 6.1822
|  | 2014-07-12 18:45:01 | 31.1862 | 1.0745 | 4.298 | 6.3357 | 6.3357 | 0.072 | 0.072 | 0.70717 | 0.70717 | 1.3696 | 1.3696 | 6.0915 | 6.0915 | -12.3122 | -6.1561 | 6.4049 | 0 | 0 |  |  | 4.255 |  | 0.13782 | 13.7818 | 12.8097 | 0 | 2014-07-12 11:30 | 6091.5 | 6.0915
|  | 2014-07-12 19:15:03 | 30.5802 | 1.1713 | 4.6853 | 6.3345 | 6.3345 | 0.072 | 0.072 | 0.70667 | 0.70667 | 0.4808 | 0.4808 | 5.9385 | 5.9385 | -12.3624 | -6.1812 | 6.1561 | 0 | 0 |  |  | 5.1539 |  | 0.15321 | 15.3215 | 12.3122 | 0 | 2014-07-12 12:00 | 5938.5 | 5.9385
|  | 2014-07-12 19:45:01 | 30.4028 | 1.2997 | 5.1987 | 6.333 | 6.333 | 0.066 | 0.066 | 0.70717 | 0.70717 | 0.4808 | 0.4808 | 5.7528 | 5.7528 | -11.8644 | -5.9322 | 6.1812 | 0 | 0 |  |  | 4.7308 |  | 0.17099 | 17.0993 | 12.3624 | 0 | 2014-07-12 12:30 | 5752.8333 | 5.7528
|  | 2014-07-12 20:15:01 | 30.3293 | 1.2317 | 4.9267 | 6.3353 | 6.3353 | 0.04 | 0.04 | 0.70633 | 0.70633 | 0.0504 | 0.0504 | 5.7548 | 5.7548 | -12.5158 | -6.2579 | 5.9322 | 0 | 0 |  |  | 5.1237 |  | 0.16244 | 16.2439 | 11.8644 | 0 | 2014-07-12 13:00 | 5754.8333 | 5.7548
|  | 2014-07-12 20:45:02 | 30.5532 | 1.2477 | 4.9907 | 6.341 | 6.341 | 0.039833 | 0.039833 | 0.70617 | 0.70617 | 0.0504 | 0.0504 | 5.9763 | 5.9763 | -12.4488 | -6.2244 | 6.2579 | 0 | 0 |  |  | 4.791 |  | 0.16334 | 16.3344 | 12.5158 | 0 | 2014-07-12 13:30 | 5976.3333 | 5.9763
|  | 2014-07-12 21:15:01 | 29.6608 | 1.1292 | 4.5167 | 6.3575 | 6.3575 | 0.024167 | 0.024167 | 0.73267 | 0.73267 | 0.004 | 0.004 | 5.752 | 5.752 | -12.2738 | -6.1369 | 6.2244 | 0 | 0 |  |  | 4.607 |  | 0.15228 | 15.2277 | 12.4488 | 0 | 2014-07-12 14:00 | 5752 | 5.752
|  | 2014-07-12 21:45:01 | 28.4182 | 1.0572 | 4.2287 | 6.4248 | 6.4248 | 0.021 | 0.021 | 0.668 | 0.668 | 0.004 | 0.004 | 5.5177 | 5.5177 | -11.554 | -5.777 | 6.1369 | 0 | 0 |  |  | 3.8058 |  | 0.1488 | 14.8802 | 12.2738 | 0 | 2014-07-12 14:30 | 5517.6667 | 5.5177
|  | 2014-07-12 22:15:02 | 26.9283 | 1.0712 | 4.2847 | 6.469 | 6.469 | 0.021 | 0.021 | 0.64983 | 0.64983 | 0 | 0 | 4.884 | 4.884 | -10.6198 | -5.3099 | 5.777 | 0 | 0 |  |  | 3.9419 |  | 0.15911 | 15.9114 | 11.554 | 0 | 2014-07-12 15:00 | 4884 | 4.884
|  | 2014-07-12 22:45:02 | 25.6127 | 1.025 | 4.1 | 6.4665 | 6.4665 | 0.021 | 0.021 | 0.65183 | 0.65183 | 0 | 0 | 4.336 | 4.336 | -10.0373 | -5.0187 | 5.3099 | 0 | 0 |  |  | 3.936 |  | 0.16008 | 16.0077 | 10.6198 | 0 | 2014-07-12 15:30 | 4336 | 4.336
|  | 2014-07-12 23:15:03 | 24.3823 | 0.92067 | 3.6827 | 6.5083 | 6.5083 | 0.021 | 0.021 | 0.65767 | 0.65767 | 0 | 0 | 4.0878 | 4.0878 | -9.4248 | -4.7124 | 5.0187 | 0 | 0 |  |  | 3.3881 |  | 0.15104 | 15.1038 | 10.0373 | 0 | 2014-07-12 16:00 | 4087.8333 | 4.0878
|  | 2014-07-12 23:45:02 | 23.828 | 0.87783 | 3.5113 | 6.5448 | 6.5448 | 0.021 | 0.021 | 0.69467 | 0.69467 | 0 | 0 | 3.9917 | 3.9917 | -9.0645 | -4.5322 | 4.7124 | 0 | 0 |  |  | 3.1602 |  | 0.14736 | 14.7362 | 9.4248 | 0 | 2014-07-12 16:30 | 3991.6667 | 3.9917
|  | 2014-07-13 00:15:01 | 23.6598 | 0.85467 | 3.4187 | 6.5315 | 6.5315 | 0.021 | 0.021 | 0.71567 | 0.71567 | 0 | 0 | 4.0557 | 4.0557 | -8.9173 | -4.4587 | 4.5322 | 0 | 0 |  |  | 3.7605 |  | 0.14449 | 14.4492 | 9.0645 | 0 | 2014-07-12 17:00 | 4055.6667 | 4.0557
|  | 2014-07-13 00:45:02 | 23.5067 | 0.8015 | 3.206 | 6.5397 | 6.5397 | 0.021 | 0.021 | 0.717 | 0.717 | 0 | 0 | 4.1608 | 4.1608 | -8.8622 | -4.4311 | 4.4587 | 0 | 0 |  |  | 3.206 |  | 0.13639 | 13.6387 | 8.9173 | 0 | 2014-07-12 17:30 | 4160.8333 | 4.1608
|  | 2014-07-13 01:15:03 | 23.2567 | 0.7545 | 3.018 | 6.5407 | 6.5407 | 0.021 | 0.021 | 0.71683 | 0.71683 | 0 | 0 | 4.1938 | 4.1938 | -8.7663 | -4.3832 | 4.4311 | 0 | 0 |  |  | 3.1387 |  | 0.12977 | 12.9769 | 8.8622 | 0 | 2014-07-12 18:00 | 4193.8333 | 4.1938
|  | 2014-07-13 01:45:03 | 22.851 | 0.80517 | 3.2207 | 6.5292 | 6.5292 | 0.0205 | 0.0205 | 0.68983 | 0.68983 | 0 | 0 | 4.1102 | 4.1102 | -8.2807 | -4.1403 | 4.3832 | 0 | 0 |  |  | 2.8986 |  | 0.14094 | 14.0942 | 8.7663 | 0 | 2014-07-12 18:30 | 4110.1667 | 4.1102
|  | 2014-07-13 02:15:01 | 22.7548 | 0.89083 | 3.5633 | 6.4282 | 6.4282 | 0.021 | 0.021 | 0.65783 | 0.65783 | 0 | 0 | 3.9818 | 3.9818 | -8.1027 | -4.0513 | 4.1403 | 0 | 0 |  |  | 3.884 |  | 0.1566 | 15.6597 | 8.2807 | 0 | 2014-07-12 19:00 | 3981.8333 | 3.9818
|  | 2014-07-13 02:45:03 | 22.5873 | 0.81367 | 3.2547 | 6.3512 | 6.3512 | 0.021 | 0.021 | 0.65383 | 0.65383 | 0 | 0 | 3.9905 | 3.9905 | -8.3162 | -4.1581 | 4.0513 | 0 | 0 |  |  | 3.0268 |  | 0.14409 | 14.4093 | 8.1027 | 0 | 2014-07-12 19:30 | 3990.5 | 3.9905
|  | 2014-07-13 03:15:02 | 22.5265 | 0.77983 | 3.1193 | 6.3415 | 6.3415 | 0.021 | 0.021 | 0.65067 | 0.65067 | 0 | 0 | 3.9237 | 3.9237 | -8.4703 | -4.2352 | 4.1581 | 0 | 0 |  |  | 2.8074 |  | 0.13847 | 13.8474 | 8.3162 | 0 | 2014-07-12 20:00 | 3923.6667 | 3.9237
|  | 2014-07-13 03:45:02 | 22.3227 | 0.7845 | 3.138 | 6.3442 | 6.3442 | 0.021 | 0.021 | 0.65367 | 0.65367 | 0 | 0 | 3.8768 | 3.8768 | -8.289 | -4.1445 | 4.2352 | 0 | 0 |  |  | 3.0439 |  | 0.14057 | 14.0575 | 8.4703 | 0 | 2014-07-12 20:30 | 3876.8333 | 3.8768
|  | 2014-07-13 04:15:02 | 22.0628 | 0.83383 | 3.3353 | 6.3503 | 6.3503 | 0.021 | 0.021 | 0.65683 | 0.65683 | 0 | 0 | 3.8443 | 3.8443 | -7.855 | -3.9275 | 4.1445 | 0 | 0 |  |  | 3.6355 |  | 0.15117 | 15.1174 | 8.289 | 0 | 2014-07-12 21:00 | 3844.3333 | 3.8443
|  | 2014-07-13 04:45:02 | 21.9943 | 0.85017 | 3.4007 | 6.4213 | 6.4213 | 0.021 | 0.021 | 0.64383 | 0.64383 | 0 | 0 | 3.7903 | 3.7903 | -7.7172 | -3.8586 | 3.9275 | 0 | 0 |  |  | 3.0946 |  | 0.15462 | 15.4616 | 7.855 | 0 | 2014-07-12 21:30 | 3790.3333 | 3.7903
|  | 2014-07-13 05:15:01 | 22.27 | 0.901 | 3.604 | 6.4545 | 6.4545 | 0.021 | 0.021 | 0.6265 | 0.6265 | 0.1244 | 0.1244 | 3.8727 | 3.8727 | -7.5669 | -3.7835 | 3.8586 | 0 | 0 |  |  | 3.9284 |  | 0.16183 | 16.1832 | 7.7172 | 0 | 2014-07-12 22:00 | 3872.6667 | 3.8727
|  | 2014-07-13 05:45:03 | 22.8273 | 0.938 | 3.752 | 6.4567 | 6.4567 | 0.029 | 0.029 | 0.67183 | 0.67183 | 0.1244 | 0.1244 | 4.0437 | 4.0437 | -7.7498 | -3.8749 | 3.7835 | 0 | 0 |  |  | 3.5644 |  | 0.16436 | 16.4364 | 7.5669 | 0 | 2014-07-12 22:30 | 4043.6667 | 4.0437
|  | 2014-07-13 06:15:02 | 23.6078 | 0.9905 | 3.962 | 6.4572 | 6.4572 | 0.055 | 0.055 | 0.65667 | 0.65667 | 0.7392 | 0.7392 | 4.6508 | 4.6508 | -7.087 | -3.5435 | 3.8749 | 0 | 0 |  |  | 3.645 |  | 0.16783 | 16.7826 | 7.7498 | 0 | 2014-07-12 23:00 | 4650.8333 | 4.6508
|  | 2014-07-13 06:45:03 | 24.1 | 1.0383 | 4.1533 | 6.447 | 6.447 | 0.0545 | 0.0545 | 0.65783 | 0.65783 | 0.7392 | 0.7392 | 4.9565 | 4.9565 | -7.0916 | -3.5458 | 3.5435 | 0 | 0 |  |  | 4.2779 |  | 0.17234 | 17.2337 | 7.087 | 0 | 2014-07-12 23:30 | 4956.5 | 4.9565
|  | 2014-07-13 07:15:02 | 25.2888 | 0.99517 | 3.9807 | 6.4487 | 6.4487 | 0.056 | 0.056 | 0.65417 | 0.65417 | 1.38 | 1.38 | 5.176 | 5.176 | -7.5933 | -3.7967 | 3.5458 | 0 | 0 |  |  | 3.5826 |  | 0.15741 | 15.7408 | 7.0916 | 0 | 2014-07-13 | 5176 | 5.176
|  | 2014-07-13 07:45:02 | 26.7448 | 1.1023 | 4.4093 | 6.4453 | 6.4453 | 0.093667 | 0.093667 | 0.65633 | 0.65633 | 1.38 | 1.38 | 5.466 | 5.466 | -8.2942 | -4.1471 | 3.7967 | 0 | 0 |  |  | 4.3652 |  | 0.16487 | 16.4867 | 7.5933 | 0 | 2014-07-13 00:30 | 5466 | 5.466
|  | 2014-07-13 08:15:03 | 28.2787 | 1.1282 | 4.5127 | 6.4682 | 6.4682 | 0.16483 | 0.16483 | 0.68783 | 0.68783 | 2.3284 | 2.3284 | 5.697 | 5.697 | -8.4198 | -4.2099 | 4.1471 | 0 | 0 |  |  | 4.4675 |  | 0.15958 | 15.9578 | 8.2942 | 0 | 2014-07-13 01:00 | 5697 | 5.697
|  | 2014-07-13 08:45:03 | 29.4322 | 1.1462 | 4.5847 | 6.5542 | 6.5542 | 0.182 | 0.182 | 0.71767 | 0.71767 | 2.3284 | 2.3284 | 5.8585 | 5.8585 | -9.2068 | -4.6034 | 4.2099 | 0 | 0 |  |  | 4.6764 |  | 0.15577 | 15.5771 | 8.4198 | 0 | 2014-07-13 01:30 | 5858.5 | 5.8585
|  | 2014-07-13 09:15:03 | 30.202 | 1.1598 | 4.6393 | 6.5648 | 6.5648 | 0.18517 | 0.18517 | 0.71367 | 0.71367 | 3.1972 | 3.1972 | 5.7637 | 5.7637 | -9.1381 | -4.5691 | 4.6034 | 0 | 0 |  |  | 5.0105 |  | 0.15361 | 15.361 | 9.2068 | 0 | 2014-07-13 02:00 | 5763.6667 | 5.7637
|  | 2014-07-13 09:45:01 | 30.64 | 1.303 | 5.212 | 6.5648 | 6.5648 | 0.19317 | 0.19317 | 0.70767 | 0.70767 | 3.1972 | 3.1972 | 5.6648 | 5.6648 | -9.1003 | -4.5502 | 4.5691 | 0 | 0 |  |  | 5.212 |  | 0.1701 | 17.0104 | 9.1381 | 0 | 2014-07-13 02:30 | 5664.8333 | 5.6648
|  | 2014-07-13 10:15:02 | 30.3807 | 1.37 | 5.48 | 6.5627 | 6.5627 | 0.193 | 0.193 | 0.707 | 0.707 | 5.3932 | 5.3932 | 5.6003 | 5.6003 | -6.4445 | -3.2222 | 4.5502 | 0 | 0 |  |  | 5.754 |  | 0.18038 | 18.0378 | 9.1003 | 0 | 2014-07-13 03:00 | 5600.3333 | 5.6003
|  | 2014-07-13 10:45:02 | 30.3648 | 1.4123 | 5.6493 | 6.5553 | 6.5553 | 0.1875 | 0.1875 | 0.70683 | 0.70683 | 5.3932 | 5.3932 | 5.5835 | 5.5835 | -6.2891 | -3.1446 | 3.2222 | 0 | 0 |  |  | 5.5928 |  | 0.18605 | 18.6049 | 6.4445 | 0 | 2014-07-13 03:30 | 5583.5 | 5.5835
|  | 2014-07-13 11:15:03 | 31.0727 | 1.39 | 5.56 | 6.4827 | 6.4827 | 0.16633 | 0.16633 | 0.707 | 0.707 | 6.306 | 6.306 | 5.6077 | 5.6077 | -6.243 | -3.1215 | 3.1446 | 0 | 0 |  |  | 5.6712 |  | 0.17894 | 17.8935 | 6.2891 | 0 | 2014-07-13 04:00 | 5607.6667 | 5.6077
|  | 2014-07-13 11:45:03 | 30.7995 | 1.269 | 5.076 | 6.3767 | 6.3767 | 0.15233 | 0.15233 | 0.7085 | 0.7085 | 6.306 | 6.306 | 5.8452 | 5.8452 | -6.3348 | -3.1674 | 3.1215 | 0 | 0 |  |  | 4.8222 |  | 0.16481 | 16.4808 | 6.243 | 0 | 2014-07-13 04:30 | 5845.1667 | 5.8452
|  | 2014-07-13 12:15:02 | 30.2152 | 1.2038 | 4.8153 | 6.3442 | 6.3442 | 0.1135 | 0.1135 | 0.70767 | 0.70767 | 6.08 | 6.08 | 5.8445 | 5.8445 | -6.31 | -3.155 | 3.1674 | 0 | 0 |  |  | 4.9116 |  | 0.15937 | 15.9368 | 6.3348 | 0 | 2014-07-13 05:00 | 5844.5 | 5.8445
|  | 2014-07-13 12:45:03 | 29.7588 | 1.3282 | 5.3127 | 6.3488 | 6.3488 | 0.1 | 0.1 | 0.70683 | 0.70683 | 6.08 | 6.08 | 5.647 | 5.647 | -5.5635 | -2.7818 | 3.155 | 0 | 0 |  |  | 5.4189 |  | 0.17852 | 17.8524 | 6.31 | 0 | 2014-07-13 05:30 | 5647 | 5.647
|  | 2014-07-13 13:15:03 | 29.3438 | 1.4462 | 5.7847 | 6.366 | 6.366 | 0.1 | 0.1 | 0.70633 | 0.70633 | 6.0108 | 6.0108 | 5.2715 | 5.2715 | -5.1045 | -2.5523 | 2.7818 | 0 | 0 |  |  | 6.3631 |  | 0.19713 | 19.7134 | 5.5635 | 0 | 2014-07-13 06:00 | 5271.5 | 5.2715
|  | 2014-07-13 13:45:01 | 29.049 | 1.5482 | 6.1927 | 6.4585 | 6.4585 | 0.1 | 0.1 | 0.70667 | 0.70667 | 6.0108 | 6.0108 | 5.0997 | 5.0997 | -4.4807 | -2.2403 | 2.5523 | 0 | 0 |  |  | 6.2546 |  | 0.21318 | 21.318 | 5.1045 | 0 | 2014-07-13 06:30 | 5099.6667 | 5.0997
|  | 2014-07-13 14:15:01 | 29.0052 | 1.7098 | 6.8393 | 6.4688 | 6.4688 | 0.10033 | 0.10033 | 0.707 | 0.707 | 5.9952 | 5.9952 | 5.0577 | 5.0577 | -3.8368 | -1.9184 | 2.2403 | 0 | 0 |  |  | 6.4974 |  | 0.2358 | 23.5797 | 4.4807 | 0 | 2014-07-13 07:00 | 5057.6667 | 5.0577
|  | 2014-07-13 14:45:01 | 29.117 | 1.659 | 6.636 | 6.4707 | 6.4707 | 0.1005 | 0.1005 | 0.70683 | 0.70683 | 5.9952 | 5.9952 | 5.1117 | 5.1117 | -4.0961 | -2.0481 | 1.9184 | 0 | 0 |  |  | 6.636 |  | 0.22791 | 22.7908 | 3.8368 | 0 | 2014-07-13 07:30 | 5111.6667 | 5.1117
|  | 2014-07-13 15:15:03 | 29.5195 | 1.5835 | 6.334 | 6.4718 | 6.4718 | 0.098667 | 0.098667 | 0.7135 | 0.7135 | 5.2416 | 5.2416 | 5.3 | 5.3 | -5.3599 | -2.6799 | 2.0481 | 0 | 0 |  |  | 6.5874 |  | 0.21457 | 21.457 | 4.0961 | 0 | 2014-07-13 08:00 | 5300 | 5.3
|  | 2014-07-13 15:45:01 | 30.0785 | 1.5525 | 6.21 | 6.5402 | 6.5402 | 0.1065 | 0.1065 | 0.75 | 0.75 | 5.2416 | 5.2416 | 5.5717 | 5.5717 | -5.6586 | -2.8293 | 2.6799 | 0 | 0 |  |  | 6.0237 |  | 0.20646 | 20.646 | 5.3599 | 0 | 2014-07-13 08:30 | 5571.6667 | 5.5717
|  | 2014-07-13 16:15:01 | 30.4865 | 1.5327 | 6.1307 | 6.572 | 6.572 | 0.121 | 0.121 | 0.7515 | 0.7515 | 3.7604 | 3.7604 | 5.7865 | 5.7865 | -7.3644 | -3.6822 | 2.8293 | 0 | 0 |  |  | 6.192 |  | 0.20109 | 20.1094 | 5.6586 | 0 | 2014-07-13 09:00 | 5786.5 | 5.7865
|  | 2014-07-13 16:45:03 | 30.6503 | 1.4902 | 5.9607 | 6.637 | 6.637 | 0.113 | 0.113 | 0.75133 | 0.75133 | 3.7604 | 3.7604 | 6.054 | 6.054 | -7.3739 | -3.687 | 3.6822 | 0 | 0 |  |  | 5.7818 |  | 0.19447 | 19.4473 | 7.3644 | 0 | 2014-07-13 09:30 | 6054 | 6.054
|  | 2014-07-13 17:15:01 | 30.5862 | 1.497 | 5.988 | 6.6503 | 6.6503 | 0.092667 | 0.092667 | 0.75133 | 0.75133 | 3.348 | 3.348 | 6.0438 | 6.0438 | -7.712 | -3.856 | 3.687 | 0 | 0 |  |  | 5.8682 |  | 0.19577 | 19.5775 | 7.3739 | 0 | 2014-07-13 10:00 | 6043.8333 | 6.0438
|  | 2014-07-13 17:45:03 | 30.4962 | 1.5117 | 6.0467 | 6.6527 | 6.6527 | 0.0885 | 0.0885 | 0.75183 | 0.75183 | 3.348 | 3.348 | 6.0163 | 6.0163 | -7.5922 | -3.7961 | 3.856 | 0 | 0 |  |  | 6.2281 |  | 0.19828 | 19.8276 | 7.712 | 0 | 2014-07-13 10:30 | 6016.3333 | 6.0163
|  | 2014-07-13 18:15:03 | 30.5732 | 1.5167 | 6.0667 | 6.6533 | 6.6533 | 0.077 | 0.077 | 0.75233 | 0.75233 | 1.7784 | 1.7784 | 6.0613 | 6.0613 | -9.1841 | -4.592 | 3.7961 | 0 | 0 |  |  | 6.0667 |  | 0.19843 | 19.8431 | 7.5922 | 0 | 2014-07-13 11:00 | 6061.3333 | 6.0613
|  | 2014-07-13 18:45:02 | 30.3738 | 1.3758 | 5.5033 | 6.67 | 6.67 | 0.071167 | 0.071167 | 0.75217 | 0.75217 | 1.7784 | 1.7784 | 6.018 | 6.018 | -9.5808 | -4.7904 | 4.592 | 0 | 0 |  |  | 6.0537 |  | 0.18119 | 18.1187 | 9.1841 | 0 | 2014-07-13 11:30 | 6018 | 6.018
|  | 2014-07-13 19:15:03 | 29.9775 | 1.3412 | 5.3647 | 6.6715 | 6.6715 | 0.055 | 0.055 | 0.75217 | 0.75217 | 0.5308 | 0.5308 | 5.8425 | 5.8425 | -10.7609 | -5.3804 | 4.7904 | 0 | 0 |  |  | 4.8282 |  | 0.17896 | 17.8956 | 9.5808 | 0 | 2014-07-13 12:00 | 5842.5 | 5.8425
|  | 2014-07-13 19:45:02 | 29.8435 | 1.2503 | 5.0013 | 6.683 | 6.683 | 0.043667 | 0.043667 | 0.752 | 0.752 | 0.5308 | 0.5308 | 5.7812 | 5.7812 | -11.0515 | -5.5258 | 5.3804 | 0 | 0 |  |  | 4.5512 |  | 0.16759 | 16.7585 | 10.7609 | 0 | 2014-07-13 12:30 | 5781.1667 | 5.7812
|  | 2014-07-13 20:15:02 | 29.665 | 1.0558 | 4.2233 | 6.7158 | 6.7158 | 0.021 | 0.021 | 0.75183 | 0.75183 | 0.0876 | 0.0876 | 5.8507 | 5.8507 | -12.0147 | -6.0074 | 5.5258 | 0 | 0 |  |  | 3.801 |  | 0.14237 | 14.2368 | 11.0515 | 0 | 2014-07-13 13:00 | 5850.6667 | 5.8507
|  | 2014-07-13 20:45:03 | 29.9387 | 0.923 | 3.692 | 6.7235 | 6.7235 | 0.021 | 0.021 | 0.7515 | 0.7515 | 0.0876 | 0.0876 | 5.8807 | 5.8807 | -12.7824 | -6.3912 | 6.0074 | 0 | 0 |  |  | 3.9135 |  | 0.12332 | 12.3319 | 12.0147 | 0 | 2014-07-13 13:30 | 5880.6667 | 5.8807
|  | 2014-07-13 21:15:02 | 29.5947 | 0.87417 | 3.4967 | 6.7383 | 6.7383 | 0.021 | 0.021 | 0.751 | 0.751 | 0.012 | 0.012 | 5.7827 | 5.7827 | -12.793 | -6.3965 | 6.3912 | 0 | 0 |  |  | 3.3918 |  | 0.11815 | 11.8152 | 12.7824 | 0 | 2014-07-13 14:00 | 5782.6667 | 5.7827
|  | 2014-07-13 21:45:02 | 28.3887 | 0.872 | 3.488 | 6.7565 | 6.7565 | 0.021 | 0.021 | 0.74767 | 0.74767 | 0.012 | 0.012 | 5.5763 | 5.5763 | -11.7872 | -5.8936 | 6.3965 | 0 | 0 |  |  | 3.3485 |  | 0.12287 | 12.2866 | 12.793 | 0 | 2014-07-13 14:30 | 5576.3333 | 5.5763
|  | 2014-07-13 22:15:02 | 26.5787 | 1.0205 | 4.082 | 6.7795 | 6.7795 | 0.021 | 0.021 | 0.65567 | 0.65567 | 0 | 0 | 4.5583 | 4.5583 | -10.4822 | -5.2411 | 5.8936 | 0 | 0 |  |  | 3.7146 |  | 0.15358 | 15.3582 | 11.7872 | 0 | 2014-07-13 15:00 | 4558.3333 | 4.5583
|  | 2014-07-13 22:45:02 | 24.9063 | 1.16 | 4.64 | 6.7868 | 6.7868 | 0.021 | 0.021 | 0.65233 | 0.65233 | 0 | 0 | 3.8642 | 3.8642 | -8.942 | -4.471 | 5.2411 | 0 | 0 |  |  | 4.5472 |  | 0.1863 | 18.6298 | 10.4822 | 0 | 2014-07-13 15:30 | 3864.1667 | 3.8642
|  | 2014-07-13 23:15:03 | 24.0935 | 1.166 | 4.664 | 6.8022 | 6.8022 | 0.021 | 0.021 | 0.66717 | 0.66717 | 0 | 0 | 3.8327 | 3.8327 | -8.1065 | -4.0533 | 4.471 | 0 | 0 |  |  | 4.9905 |  | 0.19358 | 19.3579 | 8.942 | 0 | 2014-07-13 16:00 | 3832.6667 | 3.8327
|  | 2014-07-13 23:45:01 | 23.7578 | 1.1763 | 4.7053 | 6.8257 | 6.8257 | 0.021 | 0.021 | 0.5425 | 0.5425 | 0 | 0 | 3.8278 | 3.8278 | -7.8355 | -3.9177 | 4.0533 | 0 | 0 |  |  | 4.5171 |  | 0.19805 | 19.8054 | 8.1065 | 0 | 2014-07-13 16:30 | 3827.8333 | 3.8278
|  | 2014-07-14 00:15:01 | 23.62 | 1.0668 | 4.2673 | 6.843 | 6.843 | 0.021 | 0.021 | 0.57317 | 0.57317 | 0 | 0 | 3.8563 | 3.8563 | -8.0592 | -4.0296 | 3.9177 | 0 | 0 |  |  | 4.6514 |  | 0.18067 | 18.0666 | 7.8355 | 0 | 2014-07-13 17:00 | 3856.3333 | 3.8563
|  | 2014-07-14 00:45:02 | 23.4997 | 1.0398 | 4.1593 | 6.8545 | 6.8545 | 0.021 | 0.021 | 0.5755 | 0.5755 | 0 | 0 | 3.8378 | 3.8378 | -8.0515 | -4.0257 | 4.0296 | 0 | 0 |  |  | 4.3673 |  | 0.177 | 17.6995 | 8.0592 | 0 | 2014-07-13 17:30 | 3837.8333 | 3.8378
|  | 2014-07-14 01:15:02 | 23.2445 | 1.1032 | 4.4127 | 6.8737 | 6.8737 | 0.021 | 0.021 | 0.559 | 0.559 | 0 | 0 | 3.9228 | 3.9228 | -7.4553 | -3.7277 | 4.0257 | 0 | 0 |  |  | 4.1038 |  | 0.18984 | 18.9837 | 8.0515 | 0 | 2014-07-13 18:00 | 3922.8333 | 3.9228
|  | 2014-07-14 01:45:02 | 22.9867 | 1.0588 | 4.2353 | 6.8693 | 6.8693 | 0.021 | 0.021 | 0.56383 | 0.56383 | 0 | 0 | 3.9557 | 3.9557 | -7.3415 | -3.6707 | 3.7277 | 0 | 0 |  |  | 3.8542 |  | 0.18425 | 18.4252 | 7.4553 | 0 | 2014-07-13 18:30 | 3955.6667 | 3.9557
|  | 2014-07-14 02:15:02 | 22.9975 | 1.0205 | 4.082 | 6.8827 | 6.8827 | 0.021 | 0.021 | 0.5665 | 0.5665 | 0 | 0 | 3.9715 | 3.9715 | -7.4738 | -3.7369 | 3.6707 | 0 | 0 |  |  | 4.0412 |  | 0.1775 | 17.7498 | 7.3415 | 0 | 2014-07-13 19:00 | 3971.5 | 3.9715
|  | 2014-07-14 02:45:02 | 23.0227 | 0.86 | 3.44 | 6.8818 | 6.8818 | 0.020167 | 0.020167 | 0.5665 | 0.5665 | 0 | 0 | 4.0057 | 4.0057 | -8.1085 | -4.0543 | 3.7369 | 0 | 0 |  |  | 3.1648 |  | 0.14942 | 14.9418 | 7.4738 | 0 | 2014-07-13 19:30 | 4005.6667 | 4.0057
|  | 2014-07-14 03:15:02 | 22.9873 | 0.74717 | 2.9887 | 6.8898 | 6.8898 | 0.021 | 0.021 | 0.56783 | 0.56783 | 0 | 0 | 4.0307 | 4.0307 | -8.4893 | -4.2447 | 4.0543 | 0 | 0 |  |  | 2.9887 |  | 0.13001 | 13.0014 | 8.1085 | 0 | 2014-07-13 20:00 | 4030.6667 | 4.0307
|  | 2014-07-14 03:45:02 | 22.4325 | 0.714 | 2.856 | 6.8967 | 6.8967 | 0.021 | 0.021 | 0.61017 | 0.61017 | 0 | 0 | 3.911 | 3.911 | -8.1377 | -4.0688 | 4.2447 | 0 | 0 |  |  | 3.0274 |  | 0.12732 | 12.7315 | 8.4893 | 0 | 2014-07-13 20:30 | 3911 | 3.911
|  | 2014-07-14 04:15:02 | 22.437 | 0.6975 | 2.79 | 6.9048 | 6.9048 | 0.021 | 0.021 | 0.612 | 0.612 | 0 | 0 | 3.861 | 3.861 | -8.2482 | -4.1241 | 4.0688 | 0 | 0 |  |  | 2.9295 |  | 0.12435 | 12.4348 | 8.1377 | 0 | 2014-07-13 21:00 | 3861 | 3.861
|  | 2014-07-14 04:45:03 | 23.0742 | 0.62333 | 2.4933 | 6.9002 | 6.9002 | 0.021 | 0.021 | 0.57533 | 0.57533 | 0 | 0 | 3.8678 | 3.8678 | -9.2165 | -4.6082 | 4.1241 | 0 | 0 |  |  | 2.3437 |  | 0.10806 | 10.8057 | 8.2482 | 0 | 2014-07-13 21:30 | 3867.8333 | 3.8678
|  | 2014-07-14 05:15:01 | 25.3568 | 0.66267 | 2.6507 | 6.9007 | 6.9007 | 0.021 | 0.021 | 0.56533 | 0.56533 | 0.0952 | 0.0952 | 4.078 | 4.078 | -11.046 | -5.523 | 4.6082 | 0 | 0 |  |  | 2.8362 |  | 0.10453 | 10.4535 | 9.2165 | 0 | 2014-07-13 22:00 | 4078 | 4.078
|  | 2014-07-14 05:45:02 | 28.0185 | 0.70133 | 2.8053 | 6.8967 | 6.8967 | 0.025333 | 0.025333 | 0.63833 | 0.63833 | 0.0952 | 0.0952 | 4.9213 | 4.9213 | -12.6363 | -6.3181 | 5.523 | 0 | 0 |  |  | 2.9456 |  | 0.10012 | 10.0124 | 11.046 | 0 | 2014-07-13 22:30 | 4921.3333 | 4.9213
|  | 2014-07-14 06:15:03 | 31.0203 | 0.77317 | 3.0927 | 6.9017 | 6.9017 | 0.039 | 0.039 | 0.759 | 0.759 | 0.5196 | 0.5196 | 5.8845 | 5.8845 | -13.8239 | -6.912 | 6.3181 | 0 | 0 |  |  | 3.2164 |  | 0.099698 | 9.9698 | 12.6363 | 0 | 2014-07-13 23:00 | 5884.5 | 5.8845
|  | 2014-07-14 06:45:02 | 33.2293 | 0.8795 | 3.518 | 6.8973 | 6.8973 | 0.039 | 0.039 | 0.75783 | 0.75783 | 0.5196 | 0.5196 | 6.4243 | 6.4243 | -15.0732 | -7.5366 | 6.912 | 0 | 0 |  |  | 3.8698 |  | 0.10587 | 10.587 | 13.8239 | 0 | 2014-07-13 23:30 | 6424.3333 | 6.4243
|  | 2014-07-14 07:15:02 | 34.6312 | 0.93383 | 3.7353 | 6.8972 | 6.8972 | 0.039 | 0.039 | 0.75883 | 0.75883 | 1.164 | 1.164 | 6.5438 | 6.5438 | -15.493 | -7.7465 | 7.5366 | 0 | 0 |  |  | 4.0342 |  | 0.10786 | 10.786 | 15.0732 | 0 | 2014-07-14 | 6543.8333 | 6.5438
|  | 2014-07-14 07:45:01 | 34.9923 | 1.0152 | 4.0607 | 6.8997 | 6.8997 | 0.079667 | 0.079667 | 0.758 | 0.758 | 1.164 | 1.164 | 6.75 | 6.75 | -15.2803 | -7.6402 | 7.7465 | 0 | 0 |  |  | 3.8982 |  | 0.11604 | 11.6044 | 15.493 | 0 | 2014-07-14 00:30 | 6750 | 6.75
|  | 2014-07-14 08:15:02 | 35.5053 | 1.2002 | 4.8007 | 6.916 | 6.916 | 0.16283 | 0.16283 | 0.75933 | 0.75933 | 2.1168 | 2.1168 | 7.0115 | 7.0115 | -13.7382 | -6.8691 | 7.6402 | 0 | 0 |  |  | 4.8967 |  | 0.13521 | 13.521 | 15.2803 | 0 | 2014-07-14 01:00 | 7011.5 | 7.0115
|  | 2014-07-14 08:45:02 | 35.6062 | 1.432 | 5.728 | 6.9188 | 6.9188 | 0.18383 | 0.18383 | 0.76183 | 0.76183 | 2.1168 | 2.1168 | 6.899 | 6.899 | -12.9979 | -6.4989 | 6.8691 | 0 | 0 |  |  | 5.1552 |  | 0.16087 | 16.0871 | 13.7382 | 0 | 2014-07-14 01:30 | 6899 | 6.899
|  | 2014-07-14 09:15:04 | 35.4243 | 1.6257 | 6.5027 | 6.9207 | 6.9207 | 0.19667 | 0.19667 | 0.78117 | 0.78117 | 2.9332 | 2.9332 | 6.5173 | 6.5173 | -11.5726 | -5.7863 | 6.4989 | 0 | 0 |  |  | 6.7628 |  | 0.18356 | 18.3565 | 12.9979 | 0 | 2014-07-14 02:00 | 6517.3333 | 6.5173
|  | 2014-07-14 09:45:03 | 35.6122 | 1.8952 | 7.5807 | 6.9267 | 6.9267 | 0.202 | 0.202 | 0.789 | 0.789 | 2.9332 | 2.9332 | 6.2275 | 6.2275 | -10.9531 | -5.4766 | 5.7863 | 0 | 0 |  |  | 6.8984 |  | 0.21287 | 21.2867 | 11.5726 | 0 | 2014-07-14 02:30 | 6227.5 | 6.2275
|  | 2014-07-14 10:15:03 | 35.7745 | 1.9617 | 7.8467 | 6.929 | 6.929 | 0.19283 | 0.19283 | 0.79417 | 0.79417 | 4.7396 | 4.7396 | 6.2422 | 6.2422 | -9.0301 | -4.515 | 5.4766 | 0 | 0 |  |  | 7.5328 |  | 0.21934 | 21.9337 | 10.9531 | 0 | 2014-07-14 03:00 | 6242.1667 | 6.2422
|  | 2014-07-14 10:45:01 | 35.8167 | 2.1245 | 8.498 | 6.9237 | 6.9237 | 0.18883 | 0.18883 | 0.79633 | 0.79633 | 4.7396 | 4.7396 | 6.2245 | 6.2245 | -8.4457 | -4.2229 | 4.515 | 0 | 0 |  |  | 9.0079 |  | 0.23726 | 23.7264 | 9.0301 | 0 | 2014-07-14 03:30 | 6224.5 | 6.2245
|  | 2014-07-14 11:15:02 | 35.9138 | 2.1957 | 8.7827 | 6.917 | 6.917 | 0.16683 | 0.16683 | 0.78417 | 0.78417 | 5.1612 | 5.1612 | 6.1962 | 6.1962 | -7.9058 | -3.9529 | 4.2229 | 0 | 0 |  |  | 8.607 |  | 0.24455 | 24.4548 | 8.4457 | 0 | 2014-07-14 04:00 | 6196.1667 | 6.1962
|  | 2014-07-14 11:45:02 | 35.7632 | 2.1965 | 8.786 | 6.91 | 6.91 | 0.15867 | 0.15867 | 0.78533 | 0.78533 | 5.1612 | 5.1612 | 6.1078 | 6.1078 | -7.8541 | -3.9271 | 3.9529 | 0 | 0 |  |  | 9.3132 |  | 0.24567 | 24.5672 | 7.9058 | 0 | 2014-07-14 04:30 | 6107.8333 | 6.1078
|  | 2014-07-14 12:15:02 | 34.5452 | 2.2282 | 8.9127 | 6.9155 | 6.9155 | 0.11633 | 0.11633 | 0.781 | 0.781 | 5.182 | 5.182 | 5.9795 | 5.9795 | -6.6582 | -3.3291 | 3.9271 | 0 | 0 |  |  | 9.0018 |  | 0.258 | 25.8 | 7.8541 | 0 | 2014-07-14 05:00 | 5979.5 | 5.9795
|  | 2014-07-14 12:45:01 | 34.8993 | 2.2683 | 9.0733 | 6.6607 | 6.6607 | 0.1165 | 0.1165 | 0.77417 | 0.77417 | 5.182 | 5.182 | 5.9132 | 5.9132 | -7.1795 | -3.5897 | 3.3291 | 0 | 0 |  |  | 9.0733 |  | 0.25999 | 25.9986 | 6.6582 | 0 | 2014-07-14 05:30 | 5913.1667 | 5.9132
|  | 2014-07-14 13:15:02 | 35.3413 | 2.3883 | 9.5533 | 6.3352 | 6.3352 | 0.11617 | 0.11617 | 0.76067 | 0.76067 | 5.8152 | 5.8152 | 6.1925 | 6.1925 | -6.5683 | -3.2841 | 3.5897 | 0 | 0 |  |  | 9.5533 |  | 0.27032 | 27.0316 | 7.1795 | 0 | 2014-07-14 06:00 | 6192.5 | 6.1925
|  | 2014-07-14 13:45:02 | 35.1482 | 2.5862 | 10.3447 | 6.3275 | 6.3275 | 0.11633 | 0.11633 | 0.76683 | 0.76683 | 5.8152 | 5.8152 | 6.1518 | 6.1518 | -5.6258 | -2.8129 | 3.2841 | 0 | 0 |  |  | 10.4481 |  | 0.29432 | 29.4316 | 6.5683 | 0 | 2014-07-14 06:30 | 6151.8333 | 6.1518
|  | 2014-07-14 14:15:02 | 35.2308 | 2.7277 | 10.9107 | 6.3373 | 6.3373 | 0.116 | 0.116 | 0.776 | 0.776 | 5.3816 | 5.3816 | 6.1917 | 6.1917 | -5.5176 | -2.7588 | 2.8129 | 0 | 0 |  |  | 10.9107 |  | 0.30969 | 30.9691 | 5.6258 | 0 | 2014-07-14 07:00 | 6191.6667 | 6.1917
|  | 2014-07-14 14:45:02 | 35.805 | 2.8863 | 11.5453 | 6.3402 | 6.3402 | 0.11633 | 0.11633 | 0.76867 | 0.76867 | 5.3816 | 5.3816 | 6.2935 | 6.2935 | -5.3594 | -2.6797 | 2.7588 | 0 | 0 |  |  | 10.6217 |  | 0.32245 | 32.245 | 5.5176 | 0 | 2014-07-14 07:30 | 6293.5 | 6.2935
|  | 2014-07-14 15:15:02 | 36.5623 | 2.9077 | 11.6307 | 6.3507 | 6.3507 | 0.11617 | 0.11617 | 0.768 | 0.768 | 5.0432 | 5.0432 | 6.5548 | 6.5548 | -6.0988 | -3.0494 | 2.6797 | 0 | 0 |  |  | 11.6307 |  | 0.31811 | 31.8105 | 5.3594 | 0 | 2014-07-14 08:00 | 6554.8333 | 6.5548
|  | 2014-07-14 15:45:03 | 37.3063 | 2.9495 | 11.798 | 6.3448 | 6.3448 | 0.13567 | 0.13567 | 0.76933 | 0.76933 | 5.0432 | 5.0432 | 6.801 | 6.801 | -6.4143 | -3.2072 | 3.0494 | 0 | 0 |  |  | 12.8598 |  | 0.31625 | 31.6247 | 6.0988 | 0 | 2014-07-14 08:30 | 6801 | 6.801
|  | 2014-07-14 16:15:02 | 37.4842 | 3.0398 | 12.1593 | 6.3503 | 6.3503 | 0.163 | 0.163 | 0.77283 | 0.77283 | 4.064 | 4.064 | 6.8478 | 6.8478 | -7.1268 | -3.5634 | 3.2072 | 0 | 0 |  |  | 11.5514 |  | 0.32439 | 32.4386 | 6.4143 | 0 | 2014-07-14 09:00 | 6847.8333 | 6.8478
|  | 2014-07-14 16:45:01 | 37.033 | 3.0492 | 12.1967 | 6.3508 | 6.3508 | 0.1505 | 0.1505 | 0.773 | 0.773 | 4.064 | 4.064 | 7.0743 | 7.0743 | -6.4237 | -3.2118 | 3.5634 | 0 | 0 |  |  | 11.5868 |  | 0.32935 | 32.9346 | 7.1268 | 0 | 2014-07-14 09:30 | 7074.3333 | 7.0743
|  | 2014-07-14 17:15:01 | 36.4048 | 3.2047 | 12.8187 | 6.3485 | 6.3485 | 0.13867 | 0.13867 | 0.77167 | 0.77167 | 2.8468 | 2.8468 | 6.8863 | 6.8863 | -6.5942 | -3.2971 | 3.2118 | 0 | 0 |  |  | 13.3314 |  | 0.35211 | 35.2114 | 6.4237 | 0 | 2014-07-14 10:00 | 6886.3333 | 6.8863
|  | 2014-07-14 17:45:02 | 35.8968 | 3.238 | 12.952 | 6.3418 | 6.3418 | 0.12733 | 0.12733 | 0.775 | 0.775 | 2.8468 | 2.8468 | 6.5598 | 6.5598 | -6.294 | -3.147 | 3.2971 | 0 | 0 |  |  | 12.1749 |  | 0.36081 | 36.0812 | 6.5942 | 0 | 2014-07-14 10:30 | 6559.8333 | 6.5598
|  | 2014-07-14 18:15:02 | 35.2817 | 3.3465 | 13.386 | 6.346 | 6.346 | 0.10467 | 0.10467 | 0.77333 | 0.77333 | 1.5456 | 1.5456 | 6.3635 | 6.3635 | -6.7626 | -3.3813 | 3.147 | 0 | 0 |  |  | 12.1813 |  | 0.3794 | 37.9404 | 6.294 | 0 | 2014-07-14 11:00 | 6363.5 | 6.3635
|  | 2014-07-14 18:45:02 | 34.729 | 3.6237 | 14.4947 | 6.345 | 6.345 | 0.102 | 0.102 | 0.77633 | 0.77633 | 1.5456 | 1.5456 | 6.258 | 6.258 | -5.2074 | -2.6037 | 3.3813 | 0 | 0 |  |  | 15.2194 |  | 0.41736 | 41.7365 | 6.7626 | 0 | 2014-07-14 11:30 | 6258 | 6.258
|  | 2014-07-14 19:15:01 | 34.0412 | 3.8055 | 15.222 | 6.347 | 6.347 | 0.102 | 0.102 | 0.7755 | 0.7755 | 0.594 | 0.594 | 6.1745 | 6.1745 | -4.8262 | -2.4131 | 2.6037 | 0 | 0 |  |  | 14.1565 |  | 0.44716 | 44.7164 | 5.2074 | 0 | 2014-07-14 12:00 | 6174.5 | 6.1745
|  | 2014-07-14 19:45:01 | 33.7197 | 3.8187 | 15.2747 | 6.346 | 6.346 | 0.097167 | 0.097167 | 0.776 | 0.776 | 0.594 | 0.594 | 6.1425 | 6.1425 | -4.4893 | -2.2447 | 2.4131 | 0 | 0 |  |  | 16.4966 |  | 0.45299 | 45.299 | 4.8262 | 0 | 2014-07-14 12:30 | 6142.5 | 6.1425
|  | 2014-07-14 20:15:02 | 32.7333 | 3.6548 | 14.6193 | 6.3467 | 6.3467 | 0.086 | 0.086 | 0.77667 | 0.77667 | 0.0544 | 0.0544 | 5.95 | 5.95 | -4.9003 | -2.4501 | 2.2447 | 0 | 0 |  |  | 13.8884 |  | 0.44662 | 44.6619 | 4.4893 | 0 | 2014-07-14 13:00 | 5950 | 5.95
|  | 2014-07-14 20:45:03 | 32.7145 | 3.6318 | 14.5273 | 6.3438 | 6.3438 | 0.079667 | 0.079667 | 0.77783 | 0.77783 | 0.0544 | 0.0544 | 5.8937 | 5.8937 | -5.0378 | -2.5189 | 2.4501 | 0 | 0 |  |  | 15.399 |  | 0.44406 | 44.4064 | 4.9003 | 0 | 2014-07-14 13:30 | 5893.6667 | 5.8937
|  | 2014-07-14 21:15:01 | 31.7098 | 3.4905 | 13.962 | 6.344 | 6.344 | 0.056 | 0.056 | 0.77717 | 0.77717 | 0.004 | 0.004 | 5.8395 | 5.8395 | -4.7272 | -2.3636 | 2.5189 | 0 | 0 |  |  | 13.4035 |  | 0.44031 | 44.0305 | 5.0378 | 0 | 2014-07-14 14:00 | 5839.5 | 5.8395
|  | 2014-07-14 21:45:02 | 29.838 | 3.4567 | 13.8267 | 6.3575 | 6.3575 | 0.046333 | 0.046333 | 0.77667 | 0.77667 | 0.004 | 0.004 | 5.3778 | 5.3778 | -3.449 | -1.7245 | 2.3636 | 0 | 0 |  |  | 12.444 |  | 0.46339 | 46.3391 | 4.7272 | 0 | 2014-07-14 14:30 | 5377.8333 | 5.3778
|  | 2014-07-14 22:15:02 | 27.7775 | 3.4768 | 13.9073 | 6.3567 | 6.3567 | 0.020167 | 0.020167 | 0.776 | 0.776 | 0 | 0 | 4.7207 | 4.7207 | -1.9967 | -0.99833 | 1.7245 | 0 | 0 |  |  | 13.0729 |  | 0.50067 | 50.0669 | 3.449 | 0 | 2014-07-14 15:00 | 4720.6667 | 4.7207
|  | 2014-07-14 22:45:02 | 26.0595 | 3.3905 | 13.562 | 6.3562 | 6.3562 | 0.02 | 0.02 | 0.7755 | 0.7755 | 0 | 0 | 3.9958 | 3.9958 | -1.35 | -0.675 | 0.99833 | 0 | 0 |  |  | 14.1045 |  | 0.52042 | 52.0424 | 1.9967 | 0 | 2014-07-14 15:30 | 3995.8333 | 3.9958
|  | 2014-07-14 23:15:02 | 25.5972 | 3.3435 | 13.374 | 6.3495 | 6.3495 | 0.02 | 0.02 | 0.7525 | 0.7525 | 0 | 0 | 4.097 | 4.097 | -1.0042 | -0.50208 | 0.675 | 0 | 0 |  |  | 14.0427 |  | 0.52248 | 52.248 | 1.35 | 0 | 2014-07-14 16:00 | 4097 | 4.097
|  | 2014-07-14 23:45:02 | 25.2353 | 3.2862 | 13.1447 | 6.3508 | 6.3508 | 0.02 | 0.02 | 0.684 | 0.684 | 0 | 0 | 4.1693 | 4.1693 | -0.8665 | -0.43325 | 0.50208 | 0 | 0 |  |  | 14.1962 |  | 0.52088 | 52.0883 | 1.0042 | 0 | 2014-07-14 16:30 | 4169.3333 | 4.1693
|  | 2014-07-15 00:15:01 | 24.9385 | 3.268 | 13.072 | 6.3483 | 6.3483 | 0.02 | 0.02 | 0.67783 | 0.67783 | 0 | 0 | 4.0735 | 4.0735 | -0.74683 | -0.37342 | 0.43325 | 0 | 0 |  |  | 12.157 |  | 0.52417 | 52.4169 | 0.8665 | 0 | 2014-07-14 17:00 | 4073.5 | 4.0735
|  | 2014-07-15 00:45:01 | 24.2993 | 3.048 | 12.192 | 6.3473 | 6.3473 | 0.02 | 0.02 | 0.683 | 0.683 | 0 | 0 | 4.1007 | 4.1007 | -0.95633 | -0.47817 | 0.37342 | 0 | 0 |  |  | 11.4605 |  | 0.50174 | 50.1742 | 0.74683 | 0 | 2014-07-14 17:30 | 4100.6667 | 4.1007
|  | 2014-07-15 01:15:02 | 24.5612 | 3.0195 | 12.078 | 6.35 | 6.35 | 0.021 | 0.021 | 0.67667 | 0.67667 | 0 | 0 | 4.087 | 4.087 | -1.3485 | -0.67425 | 0.47817 | 0 | 0 |  |  | 10.991 |  | 0.49175 | 49.1752 | 0.95633 | 0 | 2014-07-14 18:00 | 4087 | 4.087
|  | 2014-07-15 01:45:01 | 24.3817 | 2.886 | 11.544 | 6.3527 | 6.3527 | 0.021 | 0.021 | 0.68017 | 0.68017 | 0 | 0 | 4.103 | 4.103 | -1.6808 | -0.84042 | 0.67425 | 0 | 0 |  |  | 12.0058 |  | 0.47347 | 47.3471 | 1.3485 | 0 | 2014-07-14 18:30 | 4103 | 4.103
|  | 2014-07-15 02:15:02 | 24.353 | 2.7565 | 11.026 | 6.3547 | 6.3547 | 0.021 | 0.021 | 0.67233 | 0.67233 | 0 | 0 | 4.0735 | 4.0735 | -2.2055 | -1.1027 | 0.84042 | 0 | 0 |  |  | 11.2465 |  | 0.45276 | 45.2757 | 1.6808 | 0 | 2014-07-14 19:00 | 4073.5 | 4.0735
|  | 2014-07-15 02:45:01 | 23.4177 | 2.5548 | 10.2193 | 6.354 | 6.354 | 0.021 | 0.021 | 0.682 | 0.682 | 0 | 0 | 4.1093 | 4.1093 | -2.032 | -1.016 | 1.1027 | 0 | 0 |  |  | 10.7303 |  | 0.43639 | 43.6394 | 2.2055 | 0 | 2014-07-14 19:30 | 4109.3333 | 4.1093
|  | 2014-07-15 03:15:02 | 23.7898 | 2.376 | 9.504 | 6.3525 | 6.3525 | 0.021 | 0.021 | 0.67883 | 0.67883 | 0 | 0 | 4.1122 | 4.1122 | -3.1213 | -1.5607 | 1.016 | 0 | 0 |  |  | 9.0288 |  | 0.3995 | 39.9498 | 2.032 | 0 | 2014-07-14 20:00 | 4112.1667 | 4.1122
|  | 2014-07-15 03:45:02 | 24.045 | 2.2445 | 8.978 | 6.369 | 6.369 | 0.021 | 0.021 | 0.66267 | 0.66267 | 0 | 0 | 4.0605 | 4.0605 | -3.9538 | -1.9769 | 1.5607 | 0 | 0 |  |  | 8.5291 |  | 0.37338 | 37.3383 | 3.1213 | 0 | 2014-07-14 20:30 | 4060.5 | 4.0605
|  | 2014-07-15 04:15:02 | 24.3618 | 2.2452 | 8.9807 | 6.3653 | 6.3653 | 0.021 | 0.021 | 0.67683 | 0.67683 | 0 | 0 | 4.2417 | 4.2417 | -4.0763 | -2.0382 | 1.9769 | 0 | 0 |  |  | 9.2501 |  | 0.36864 | 36.8637 | 3.9538 | 0 | 2014-07-14 21:00 | 4241.6667 | 4.2417
|  | 2014-07-15 04:45:02 | 24.89 | 2.2805 | 9.122 | 6.3677 | 6.3677 | 0.021 | 0.021 | 0.6675 | 0.6675 | 0 | 0 | 4.4675 | 4.4675 | -4.2443 | -2.1222 | 2.0382 | 0 | 0 |  |  | 8.9396 |  | 0.36649 | 36.6493 | 4.0763 | 0 | 2014-07-14 21:30 | 4467.5 | 4.4675
|  | 2014-07-15 05:15:01 | 27.0107 | 2.0903 | 8.3613 | 6.3633 | 6.3633 | 0.021 | 0.021 | 0.69733 | 0.69733 | 0.1336 | 0.1336 | 5.0312 | 5.0312 | -6.4029 | -3.2015 | 2.1222 | 0 | 0 |  |  | 8.5286 |  | 0.30956 | 30.9557 | 4.2443 | 0 | 2014-07-14 22:00 | 5031.1667 | 5.0312
|  | 2014-07-15 05:45:02 | 29.0552 | 1.855 | 7.42 | 6.3677 | 6.3677 | 0.025167 | 0.025167 | 0.68733 | 0.68733 | 0.1336 | 0.1336 | 5.2542 | 5.2542 | -9.1672 | -4.5836 | 3.2015 | 0 | 0 |  |  | 7.791 |  | 0.25538 | 25.5376 | 6.4029 | 0 | 2014-07-14 22:30 | 5254.1667 | 5.2542
|  | 2014-07-15 06:15:01 | 31.9205 | 1.7815 | 7.126 | 6.3697 | 6.3697 | 0.039 | 0.039 | 0.68817 | 0.68817 | 0.7228 | 0.7228 | 5.9338 | 5.9338 | -11.041 | -5.5205 | 4.5836 | 0 | 0 |  |  | 7.1973 |  | 0.22324 | 22.3242 | 9.1672 | 0 | 2014-07-14 23:00 | 5933.8333 | 5.9338
|  | 2014-07-15 06:45:03 | 33.87 | 1.706 | 6.824 | 6.3663 | 6.3663 | 0.039333 | 0.039333 | 0.72267 | 0.72267 | 0.7228 | 0.7228 | 6.3562 | 6.3562 | -12.8387 | -6.4193 | 5.5205 | 0 | 0 |  |  | 6.4828 |  | 0.20148 | 20.1476 | 11.041 | 0 | 2014-07-14 23:30 | 6356.1667 | 6.3562
|  | 2014-07-15 07:15:03 | 35.324 | 1.69 | 6.76 | 6.3692 | 6.3692 | 0.058 | 0.058 | 0.78667 | 0.78667 | 1.5276 | 1.5276 | 6.5677 | 6.5677 | -13.2549 | -6.6275 | 6.4193 | 0 | 0 |  |  | 7.2332 |  | 0.19137 | 19.1371 | 12.8387 | 0 | 2014-07-15 | 6567.6667 | 6.5677
|  | 2014-07-15 07:45:02 | 35.8558 | 1.5938 | 6.3753 | 6.375 | 6.375 | 0.13233 | 0.13233 | 0.78567 | 0.78567 | 1.5276 | 1.5276 | 6.6353 | 6.6353 | -14.0246 | -7.0123 | 6.6275 | 0 | 0 |  |  | 6.9491 |  | 0.1778 | 17.7805 | 13.2549 | 0 | 2014-07-15 00:30 | 6635.3333 | 6.6353
|  | 2014-07-15 08:15:02 | 36.4988 | 1.5398 | 6.1593 | 6.3963 | 6.3963 | 0.18167 | 0.18167 | 0.78783 | 0.78783 | 2.2772 | 2.2772 | 6.7983 | 6.7983 | -13.8981 | -6.9491 | 7.0123 | 0 | 0 |  |  | 5.7282 |  | 0.16875 | 16.8754 | 14.0246 | 0 | 2014-07-15 01:00 | 6798.3333 | 6.7983
|  | 2014-07-15 08:45:01 | 36.623 | 1.455 | 5.82 | 6.3942 | 6.3942 | 0.19483 | 0.19483 | 0.782 | 0.782 | 2.2772 | 2.2772 | 6.921 | 6.921 | -14.2338 | -7.1169 | 6.9491 | 0 | 0 |  |  | 5.7618 |  | 0.15892 | 15.8917 | 13.8981 | 0 | 2014-07-15 01:30 | 6921 | 6.921
|  | 2014-07-15 09:15:02 | 36.7563 | 1.2903 | 5.1613 | 6.3897 | 6.3897 | 0.19467 | 0.19467 | 0.775 | 0.775 | 2.6912 | 2.6912 | 6.9047 | 6.9047 | -14.6398 | -7.3199 | 7.1169 | 0 | 0 |  |  | 5.1097 |  | 0.14042 | 14.042 | 14.2338 | 0 | 2014-07-15 02:00 | 6904.6667 | 6.9047
|  | 2014-07-15 09:45:03 | 36.8993 | 1.177 | 4.708 | 6.392 | 6.392 | 0.19183 | 0.19183 | 0.77 | 0.77 | 2.6912 | 2.6912 | 7.0657 | 7.0657 | -15.0806 | -7.5403 | 7.3199 | 0 | 0 |  |  | 4.2372 |  | 0.12759 | 12.759 | 14.6398 | 0 | 2014-07-15 02:30 | 7065.6667 | 7.0657
|  | 2014-07-15 10:15:03 | 36.8528 | 1.0417 | 4.1667 | 6.3942 | 6.3942 | 0.18267 | 0.18267 | 0.76967 | 0.76967 | 4.1564 | 4.1564 | 7.3232 | 7.3232 | -13.8601 | -6.93 | 7.5403 | 0 | 0 |  |  | 4.4583 |  | 0.11306 | 11.3062 | 15.0806 | 0 | 2014-07-15 03:00 | 7323.1667 | 7.3232
|  | 2014-07-15 10:45:03 | 37.0113 | 0.972 | 3.888 | 6.4015 | 6.4015 | 0.1855 | 0.1855 | 0.76767 | 0.76767 | 4.1564 | 4.1564 | 7.3275 | 7.3275 | -14.2848 | -7.1424 | 6.93 | 0 | 0 |  |  | 4.2768 |  | 0.10505 | 10.5049 | 13.8601 | 0 | 2014-07-15 03:30 | 7327.5 | 7.3275
|  | 2014-07-15 11:15:02 | 37.0042 | 0.92333 | 3.6933 | 6.402 | 6.402 | 0.194 | 0.194 | 0.76917 | 0.76917 | 4.7056 | 4.7056 | 7.2842 | 7.2842 | -13.9559 | -6.978 | 7.1424 | 0 | 0 |  |  | 3.878 |  | 0.099809 | 9.9809 | 14.2848 | 0 | 2014-07-15 04:00 | 7284.1667 | 7.2842
|  | 2014-07-15 11:45:03 | 36.765 | 0.831 | 3.324 | 6.4008 | 6.4008 | 0.17117 | 0.17117 | 0.76983 | 0.76983 | 4.7056 | 4.7056 | 7.1965 | 7.1965 | -14.1971 | -7.0985 | 6.978 | 0 | 0 |  |  | 3.5234 |  | 0.090412 | 9.0412 | 13.9559 | 0 | 2014-07-15 04:30 | 7196.5 | 7.1965
|  | 2014-07-15 12:15:02 | 36.5797 | 0.785 | 3.14 | 6.3972 | 6.3972 | 0.10867 | 0.10867 | 0.76917 | 0.76917 | 4.4848 | 4.4848 | 7.1727 | 7.1727 | -14.5072 | -7.2536 | 7.0985 | 0 | 0 |  |  | 2.8888 |  | 0.08584 | 8.584 | 14.1971 | 0 | 2014-07-15 05:00 | 7172.6667 | 7.1727
|  | 2014-07-15 12:49:24 | 36.3767 | 0.80467 | 3.2187 | 6.3918 | 6.3918 | 0.10133 | 0.10133 | 0.76583 | 0.76583 | 4.4848 | 4.4848 | 7.129 | 7.129 | -14.2852 | -7.1426 | 7.2536 | 0 | 0 |  |  | 3.2187 |  | 0.088482 | 8.8482 | 14.5072 | 0 | 2014-07-15 05:30 | 7129 | 7.129
|  | 2014-07-15 13:15:03 | 36.1952 | 0.81417 | 3.2567 | 6.3888 | 6.3888 | 0.1 | 0.1 | 0.77033 | 0.77033 | 5.4236 | 5.4236 | 7.0495 | 7.0495 | -13.2062 | -6.6031 | 7.1426 | 0 | 0 |  |  | 3.159 |  | 0.089975 | 8.9975 | 14.2852 | 0 | 2014-07-15 06:00 | 7049.5 | 7.0495
|  | 2014-07-15 13:45:02 | 36.0908 | 0.77117 | 3.0847 | 6.3805 | 6.3805 | 0.10167 | 0.10167 | 0.77133 | 0.77133 | 5.4236 | 5.4236 | 6.8698 | 6.8698 | -13.4592 | -6.7296 | 6.6031 | 0 | 0 |  |  | 3.2697 |  | 0.08547 | 8.547 | 13.2062 | 0 | 2014-07-15 06:30 | 6869.8333 | 6.8698
|  | 2014-07-15 14:15:02 | 36.0557 | 0.72117 | 2.8847 | 6.3823 | 6.3823 | 0.102 | 0.102 | 0.77467 | 0.77467 | 5.2328 | 5.2328 | 6.7355 | 6.7355 | -13.9437 | -6.9718 | 6.7296 | 0 | 0 |  |  | 2.9135 |  | 0.080006 | 8.0006 | 13.4592 | 0 | 2014-07-15 07:00 | 6735.5 | 6.7355
|  | 2014-07-15 14:45:03 | 36.6663 | 0.664 | 2.656 | 6.3797 | 6.3797 | 0.10533 | 0.10533 | 0.78367 | 0.78367 | 5.2328 | 5.2328 | 6.9132 | 6.9132 | -14.5957 | -7.2979 | 6.9718 | 0 | 0 |  |  | 2.5763 |  | 0.072437 | 7.2437 | 13.9437 | 0 | 2014-07-15 07:30 | 6913.1667 | 6.9132
|  | 2014-07-15 15:15:03 | 37.141 | 0.64317 | 2.5727 | 6.3797 | 6.3797 | 0.1675 | 0.1675 | 0.85033 | 0.85033 | 3.994 | 3.994 | 7.174 | 7.174 | -16.0028 | -8.0014 | 7.2979 | 0 | 0 |  |  | 2.8042 |  | 0.069268 | 6.9268 | 14.5957 | 0 | 2014-07-15 08:00 | 7174 | 7.174
|  | 2014-07-15 15:45:25 | 37.6117 | 0.59483 | 2.3793 | 6.3787 | 6.3787 | 0.22783 | 0.22783 | 0.95617 | 0.95617 | 3.994 | 3.994 | 7.3642 | 7.3642 | -16.3115 | -8.1558 | 8.0014 | 0 | 0 |  |  | 2.5221 |  | 0.063261 | 6.3261 | 16.0028 | 0 | 2014-07-15 08:30 | 7364.1667 | 7.3642
|  | 2014-07-15 16:15:04 | 37.6758 | 0.53967 | 2.1587 | 6.3842 | 6.3842 | 0.2075 | 0.2075 | 1.0525 | 1.0525 | 2.7112 | 2.7112 | 7.2145 | 7.2145 | -17.9473 | -8.9737 | 8.1558 | 0 | 0 |  |  | 2.0291 |  | 0.057296 | 5.7296 | 16.3115 | 0 | 2014-07-15 09:00 | 7214.5 | 7.2145
|  | 2014-07-15 16:45:04 | 37.507 | 0.51267 | 2.0507 | 6.382 | 6.382 | 0.20183 | 0.20183 | 1.0553 | 1.0553 | 2.7112 | 2.7112 | 7.0852 | 7.0852 | -18.0208 | -9.0104 | 8.9737 | 0 | 0 |  |  | 2.1532 |  | 0.054674 | 5.4674 | 17.9473 | 0 | 2014-07-15 09:30 | 7085.1667 | 7.0852
|  | 2014-07-15 17:15:03 | 37.056 | 0.49933 | 1.9973 | 6.3895 | 6.3895 | 0.15467 | 0.15467 | 1.0645 | 1.0645 | 2.088 | 2.088 | 6.9137 | 6.9137 | -18.4483 | -9.2242 | 9.0104 | 0 | 0 |  |  | 2.0972 |  | 0.0539 | 5.39 | 18.0208 | 0 | 2014-07-15 10:00 | 6913.6667 | 6.9137
|  | 2014-07-15 17:45:02 | 36.5407 | 0.49467 | 1.9787 | 6.3913 | 6.3913 | 0.0825 | 0.0825 | 1.0915 | 1.0915 | 2.088 | 2.088 | 6.7787 | 6.7787 | -18.13 | -9.065 | 9.2242 | 0 | 0 |  |  | 1.8006 |  | 0.05415 | 5.415 | 18.4483 | 0 | 2014-07-15 10:30 | 6778.6667 | 6.7787
|  | 2014-07-15 18:15:02 | 36.014 | 0.48483 | 1.9393 | 6.3895 | 6.3895 | 0.056 | 0.056 | 1.0912 | 1.0912 | 1.5036 | 1.5036 | 6.3657 | 6.3657 | -18.6687 | -9.3344 | 9.065 | 0 | 0 |  |  | 1.9587 |  | 0.053849 | 5.3849 | 18.13 | 0 | 2014-07-15 11:00 | 6365.6667 | 6.3657
|  | 2014-07-15 18:45:02 | 35.566 | 0.42983 | 1.7193 | 6.3877 | 6.3877 | 0.056 | 0.056 | 1.0908 | 1.0908 | 1.5036 | 1.5036 | 5.7983 | 5.7983 | -19.0102 | -9.5051 | 9.3344 | 0 | 0 |  |  | 1.6678 |  | 0.048342 | 4.8342 | 18.6687 | 0 | 2014-07-15 11:30 | 5798.3333 | 5.7983
|  | 2014-07-15 19:15:01 | 35.0693 | 0.38317 | 1.5327 | 6.3892 | 6.3892 | 0.051667 | 0.051667 | 1.0902 | 1.0902 | 0.5352 | 0.5352 | 5.6878 | 5.6878 | -19.7826 | -9.8913 | 9.5051 | 0 | 0 |  |  | 1.5173 |  | 0.043704 | 4.3704 | 19.0102 | 0 | 2014-07-15 12:00 | 5687.8333 | 5.6878
|  | 2014-07-15 19:45:01 | 34.5267 | 0.35217 | 1.4087 | 6.4018 | 6.4018 | 0.0385 | 0.0385 | 1.0977 | 1.0977 | 0.5352 | 0.5352 | 5.533 | 5.533 | -19.5118 | -9.7559 | 9.8913 | 0 | 0 |  |  | 1.3382 |  | 0.040799 | 4.0799 | 19.7826 | 0 | 2014-07-15 12:30 | 5533 | 5.533
|  | 2014-07-15 20:15:03 | 34.4737 | 0.33683 | 1.3473 | 6.4197 | 6.4197 | 0.039 | 0.039 | 1.1143 | 1.1143 | 0.1064 | 0.1064 | 5.7187 | 5.7187 | -19.7283 | -9.8641 | 9.7559 | 0 | 0 |  |  | 1.3339 |  | 0.039083 | 3.9083 | 19.5118 | 0 | 2014-07-15 13:00 | 5718.6667 | 5.7187
|  | 2014-07-15 20:45:01 | 34.3877 | 0.32517 | 1.3007 | 6.4728 | 6.4728 | 0.033667 | 0.033667 | 1.0968 | 1.0968 | 0.1064 | 0.1064 | 5.9478 | 5.9478 | -19.4294 | -9.7147 | 9.8641 | 0 | 0 |  |  | 1.3527 |  | 0.037824 | 3.7824 | 19.7283 | 0 | 2014-07-15 13:30 | 5947.8333 | 5.9478
|  | 2014-07-15 21:15:01 | 33.3453 | 0.32333 | 1.2933 | 6.494 | 6.494 | 0.021 | 0.021 | 1.0115 | 1.0115 | 0.016 | 0.016 | 5.5842 | 5.5842 | -18.9253 | -9.4627 | 9.7147 | 0 | 0 |  |  | 1.4227 |  | 0.038786 | 3.8786 | 19.4294 | 0 | 2014-07-15 14:00 | 5584.1667 | 5.5842
|  | 2014-07-15 21:45:02 | 31.3365 | 0.29117 | 1.1647 | 6.4927 | 6.4927 | 0.021 | 0.021 | 1.0135 | 1.0135 | 0.016 | 0.016 | 5.1723 | 5.1723 | -17.4563 | -8.7282 | 9.4627 | 0 | 0 |  |  | 1.1181 |  | 0.037166 | 3.7166 | 18.9253 | 0 | 2014-07-15 14:30 | 5172.3333 | 5.1723
|  | 2014-07-15 22:15:01 | 29.022 | 0.32617 | 1.3047 | 6.4903 | 6.4903 | 0.021 | 0.021 | 1.0167 | 1.0167 | 0 | 0 | 4.4157 | 4.4157 | -15.7737 | -7.8868 | 8.7282 | 0 | 0 |  |  | 1.3699 |  | 0.044954 | 4.4954 | 17.4563 | 0 | 2014-07-15 15:00 | 4415.6667 | 4.4157
|  | 2014-07-15 22:45:03 | 27.337 | 0.39267 | 1.5707 | 6.498 | 6.498 | 0.021 | 0.021 | 1.0088 | 1.0088 | 0 | 0 | 3.9695 | 3.9695 | -14.269 | -7.1345 | 7.8868 | 0 | 0 |  |  | 1.5235 |  | 0.057456 | 5.7456 | 15.7737 | 0 | 2014-07-15 15:30 | 3969.5 | 3.9695
|  | 2014-07-15 23:15:02 | 26.205 | 0.458 | 1.832 | 6.5043 | 6.5043 | 0.026 | 0.026 | 1.0155 | 1.0155 | 0 | 0 | 3.8752 | 3.8752 | -12.952 | -6.476 | 7.1345 | 0 | 0 |  |  | 2.0152 |  | 0.06991 | 6.991 | 14.269 | 0 | 2014-07-15 16:00 | 3875.1667 | 3.8752
|  | 2014-07-15 23:45:03 | 25.9875 | 0.55317 | 2.2127 | 6.5258 | 6.5258 | 0.040833 | 0.040833 | 1.0185 | 1.0185 | 0 | 0 | 3.6767 | 3.6767 | -12.513 | -6.2565 | 6.476 | 0 | 0 |  |  | 2.2569 |  | 0.085143 | 8.5143 | 12.952 | 0 | 2014-07-15 16:30 | 3676.6667 | 3.6767
|  | 2014-07-16 00:15:02 | 25.5583 | 0.64717 | 2.5887 | 6.557 | 6.557 | 0.041 | 0.041 | 1.0038 | 1.0038 | 0 | 0 | 3.3913 | 3.3913 | -11.9765 | -5.9882 | 6.2565 | 0 | 0 |  |  | 2.5369 |  | 0.10128 | 10.1285 | 12.513 | 0 | 2014-07-15 17:00 | 3391.3333 | 3.3913
|  | 2014-07-16 00:45:02 | 25.1193 | 0.7045 | 2.818 | 6.5477 | 6.5477 | 0.0355 | 0.0355 | 1.0053 | 1.0053 | 0 | 0 | 3.3437 | 3.3437 | -11.3692 | -5.6846 | 5.9882 | 0 | 0 |  |  | 2.9307 |  | 0.11218 | 11.2185 | 11.9765 | 0 | 2014-07-15 17:30 | 3343.6667 | 3.3437
|  | 2014-07-16 01:15:03 | 24.6523 | 0.80917 | 3.2367 | 6.5612 | 6.5612 | 0.021 | 0.021 | 1.0097 | 1.0097 | 0 | 0 | 3.3598 | 3.3598 | -10.464 | -5.232 | 5.6846 | 0 | 0 |  |  | 3.4956 |  | 0.13129 | 13.1293 | 11.3692 | 0 | 2014-07-15 18:00 | 3359.8333 | 3.3598
|  | 2014-07-16 01:45:02 | 24.2722 | 0.8755 | 3.502 | 6.5857 | 6.5857 | 0.021 | 0.021 | 0.97467 | 0.97467 | 0 | 0 | 3.3175 | 3.3175 | -9.8713 | -4.9357 | 5.232 | 0 | 0 |  |  | 3.7822 |  | 0.14428 | 14.428 | 10.464 | 0 | 2014-07-15 18:30 | 3317.5 | 3.3175
|  | 2014-07-16 02:15:01 | 24.221 | 0.95267 | 3.8107 | 6.5957 | 6.5957 | 0.025833 | 0.025833 | 0.954 | 0.954 | 0 | 0 | 3.3353 | 3.3353 | -9.4995 | -4.7498 | 4.9357 | 0 | 0 |  |  | 3.6963 |  | 0.15733 | 15.7329 | 9.8713 | 0 | 2014-07-15 19:00 | 3335.3333 | 3.3353
|  | 2014-07-16 02:45:02 | 24.207 | 1.0562 | 4.2247 | 6.6177 | 6.6177 | 0.0405 | 0.0405 | 0.9265 | 0.9265 | 0 | 0 | 3.3817 | 3.3817 | -9.016 | -4.508 | 4.7498 | 0 | 0 |  |  | 4.6049 |  | 0.17452 | 17.4523 | 9.4995 | 0 | 2014-07-15 19:30 | 3381.6667 | 3.3817
|  | 2014-07-16 03:15:04 | 24.2572 | 1.1853 | 4.7413 | 6.643 | 6.643 | 0.0405 | 0.0405 | 0.91317 | 0.91317 | 0 | 0 | 3.3892 | 3.3892 | -8.53 | -4.265 | 4.508 | 0 | 0 |  |  | 4.8362 |  | 0.19546 | 19.5461 | 9.016 | 0 | 2014-07-15 20:00 | 3389.1667 | 3.3892
|  | 2014-07-16 03:45:03 | 23.7762 | 1.2163 | 4.8653 | 6.65 | 6.65 | 0.035167 | 0.035167 | 0.90033 | 0.90033 | 0 | 0 | 3.4128 | 3.4128 | -7.9125 | -3.9562 | 4.265 | 0 | 0 |  |  | 5.1086 |  | 0.20463 | 20.4631 | 8.53 | 0 | 2014-07-15 20:30 | 3412.8333 | 3.4128
|  | 2014-07-16 04:15:01 | 24.0397 | 1.2113 | 4.8453 | 6.6553 | 6.6553 | 0.021 | 0.021 | 0.98217 | 0.98217 | 0 | 0 | 3.4975 | 3.4975 | -8.0383 | -4.0192 | 3.9562 | 0 | 0 |  |  | 5.2814 |  | 0.20156 | 20.1556 | 7.9125 | 0 | 2014-07-15 21:00 | 3497.5 | 3.4975
|  | 2014-07-16 04:45:01 | 24.8432 | 1.3648 | 5.4593 | 6.6633 | 6.6633 | 0.021 | 0.021 | 0.955 | 0.955 | 0 | 0 | 3.6167 | 3.6167 | -8.1278 | -4.0639 | 4.0192 | 0 | 0 |  |  | 5.0226 |  | 0.21975 | 21.9752 | 8.0383 | 0 | 2014-07-15 21:30 | 3616.6667 | 3.6167
|  | 2014-07-16 05:15:02 | 27.2443 | 1.4007 | 5.6027 | 6.658 | 6.658 | 0.021 | 0.021 | 0.9515 | 0.9515 | 0.1084 | 0.1084 | 3.958 | 3.958 | -9.9448 | -4.9724 | 4.0639 | 0 | 0 |  |  | 5.0424 |  | 0.20565 | 20.5645 | 8.1278 | 0 | 2014-07-15 22:00 | 3958 | 3.958
|  | 2014-07-16 05:45:02 | 29.608 | 1.4603 | 5.8413 | 6.6797 | 6.6797 | 0.033667 | 0.033667 | 1.0263 | 1.0263 | 0.1084 | 0.1084 | 4.5335 | 4.5335 | -11.3851 | -5.6925 | 4.9724 | 0 | 0 |  |  | 6.3671 |  | 0.19729 | 19.7289 | 9.9448 | 0 | 2014-07-15 22:30 | 4533.5 | 4.5335
|  | 2014-07-16 06:15:02 | 32.0345 | 1.5122 | 6.0487 | 6.7058 | 6.7058 | 0.05 | 0.05 | 1.0727 | 1.0727 | 0.5244 | 0.5244 | 5.1793 | 5.1793 | -12.4536 | -6.2268 | 5.6925 | 0 | 0 |  |  | 6.2906 |  | 0.18882 | 18.8817 | 11.3851 | 0 | 2014-07-15 23:00 | 5179.3333 | 5.1793
|  | 2014-07-16 06:45:03 | 34.0377 | 1.5677 | 6.2707 | 6.7037 | 6.7037 | 0.05 | 0.05 | 1.1162 | 1.1162 | 0.5244 | 0.5244 | 5.3285 | 5.3285 | -14.0443 | -7.0221 | 6.2268 | 0 | 0 |  |  | 5.7063 |  | 0.18423 | 18.4227 | 12.4536 | 0 | 2014-07-15 23:30 | 5328.5 | 5.3285
|  | 2014-07-16 07:15:01 | 35.441 | 1.6568 | 6.6273 | 6.7078 | 6.7078 | 0.05 | 0.05 | 1.1162 | 1.1162 | 1.08 | 1.08 | 5.4507 | 5.4507 | -14.409 | -7.2045 | 7.0221 | 0 | 0 |  |  | 6.8262 |  | 0.187 | 18.6996 | 14.0443 | 0 | 2014-07-16 | 5450.6667 | 5.4507
|  | 2014-07-16 07:45:02 | 36.0803 | 1.6953 | 6.7813 | 6.7082 | 6.7082 | 0.068667 | 0.068667 | 1.1215 | 1.1215 | 1.08 | 1.08 | 5.4333 | 5.4333 | -14.8873 | -7.4437 | 7.2045 | 0 | 0 |  |  | 6.5779 |  | 0.18795 | 18.7951 | 14.409 | 0 | 2014-07-16 00:30 | 5433.3333 | 5.4333
|  | 2014-07-16 08:15:02 | 36.6573 | 1.7735 | 7.094 | 6.7135 | 6.7135 | 0.13183 | 0.13183 | 1.1227 | 1.1227 | 1.9576 | 1.9576 | 5.687 | 5.687 | -13.9507 | -6.9754 | 7.4437 | 0 | 0 |  |  | 6.7393 |  | 0.19352 | 19.3522 | 14.8873 | 0 | 2014-07-16 01:00 | 5687 | 5.687
|  | 2014-07-16 08:45:02 | 36.6592 | 1.7868 | 7.1473 | 6.7227 | 6.7227 | 0.133 | 0.133 | 1.1238 | 1.1238 | 1.9576 | 1.9576 | 5.8258 | 5.8258 | -13.7489 | -6.8744 | 6.9754 | 0 | 0 |  |  | 6.8614 |  | 0.19497 | 19.4967 | 13.9507 | 0 | 2014-07-16 01:30 | 5825.8333 | 5.8258
|  | 2014-07-16 09:15:02 | 36.6682 | 1.794 | 7.176 | 6.738 | 6.738 | 0.13367 | 0.13367 | 1.1247 | 1.1247 | 2.078 | 2.078 | 5.9152 | 5.9152 | -13.5027 | -6.7513 | 6.8744 | 0 | 0 |  |  | 6.6019 |  | 0.1957 | 19.5701 | 13.7489 | 0 | 2014-07-16 02:00 | 5915.1667 | 5.9152
|  | 2014-07-16 09:45:02 | 36.7513 | 1.877 | 7.508 | 6.7335 | 6.7335 | 0.14683 | 0.14683 | 1.119 | 1.119 | 2.078 | 2.078 | 5.8333 | 5.8333 | -13.3327 | -6.6663 | 6.7513 | 0 | 0 |  |  | 7.7332 |  | 0.20429 | 20.4292 | 13.5027 | 0 | 2014-07-16 02:30 | 5833.3333 | 5.8333
|  | 2014-07-16 10:15:03 | 36.7832 | 1.845 | 7.38 | 6.737 | 6.737 | 0.16833 | 0.16833 | 1.1212 | 1.1212 | 3.464 | 3.464 | 5.876 | 5.876 | -12.0367 | -6.0183 | 6.6663 | 0 | 0 |  |  | 6.9372 |  | 0.20064 | 20.0635 | 13.3327 | 0 | 2014-07-16 03:00 | 5876 | 5.876
|  | 2014-07-16 10:45:02 | 37.0182 | 1.8523 | 7.4093 | 6.7527 | 6.7527 | 0.17533 | 0.17533 | 1.1288 | 1.1288 | 3.464 | 3.464 | 5.893 | 5.893 | -12.195 | -6.0975 | 6.0183 | 0 | 0 |  |  | 7.3352 |  | 0.20015 | 20.0154 | 12.0367 | 0 | 2014-07-16 03:30 | 5893 | 5.893
|  | 2014-07-16 11:15:02 | 37.2302 | 1.8285 | 7.314 | 6.762 | 6.762 | 0.172 | 0.172 | 1.1198 | 1.1198 | 3.8248 | 3.8248 | 5.888 | 5.888 | -12.1495 | -6.0748 | 6.0975 | 0 | 0 |  |  | 6.802 |  | 0.19645 | 19.6454 | 12.195 | 0 | 2014-07-16 04:00 | 5888 | 5.888
|  | 2014-07-16 11:45:01 | 36.9808 | 1.9348 | 7.7393 | 6.7698 | 6.7698 | 0.15367 | 0.15367 | 1.1198 | 1.1198 | 3.8248 | 3.8248 | 5.844 | 5.844 | -11.5294 | -5.7647 | 6.0748 | 0 | 0 |  |  | 7.8941 |  | 0.20928 | 20.928 | 12.1495 | 0 | 2014-07-16 04:30 | 5844 | 5.844
|  | 2014-07-16 12:15:07 | 36.7693 | 2.074 | 8.296 | 6.7685 | 6.7685 | 0.077333 | 0.077333 | 1.1152 | 1.1152 | 4.2524 | 4.2524 | 5.7332 | 5.7332 | -10.5268 | -5.2634 | 5.7647 | 0 | 0 |  |  | 8.1301 |  | 0.22562 | 22.5623 | 11.5294 | 0 | 2014-07-16 05:00 | 5733.1667 | 5.7332
|  | 2014-07-16 12:45:02 | 36.7552 | 2.2912 | 9.1647 | 6.7718 | 6.7718 | 0.077167 | 0.077167 | 1.1103 | 1.1103 | 4.2524 | 4.2524 | 5.6908 | 5.6908 | -9.6879 | -4.844 | 5.2634 | 0 | 0 |  |  | 9.4396 |  | 0.24934 | 24.9344 | 10.5268 | 0 | 2014-07-16 05:30 | 5690.8333 | 5.6908
|  | 2014-07-16 13:15:02 | 36.7615 | 2.3467 | 9.3867 | 6.7787 | 6.7787 | 0.075333 | 0.075333 | 1.097 | 1.097 | 4.1672 | 4.1672 | 5.585 | 5.585 | -9.6716 | -4.8358 | 4.844 | 0 | 0 |  |  | 10.1376 |  | 0.25534 | 25.534 | 9.6879 | 0 | 2014-07-16 06:00 | 5585 | 5.585
|  | 2014-07-16 13:45:02 | 36.662 | 2.498 | 9.992 | 6.7565 | 6.7565 | 0.065333 | 0.065333 | 1.0832 | 1.0832 | 4.1672 | 4.1672 | 5.51 | 5.51 | -9.0878 | -4.5439 | 4.8358 | 0 | 0 |  |  | 8.9928 |  | 0.27254 | 27.2544 | 9.6716 | 0 | 2014-07-16 06:30 | 5510 | 5.51
|  | 2014-07-16 14:15:02 | 36.6047 | 2.4288 | 9.7153 | 6.7602 | 6.7602 | 0.0825 | 0.0825 | 1.1075 | 1.1075 | 4.452 | 4.452 | 5.5138 | 5.5138 | -8.9733 | -4.4867 | 4.5439 | 0 | 0 |  |  | 8.7438 |  | 0.26541 | 26.5412 | 9.0878 | 0 | 2014-07-16 07:00 | 5513.8333 | 5.5138
|  | 2014-07-16 14:45:01 | 37.0193 | 2.4227 | 9.6907 | 6.7535 | 6.7535 | 0.080833 | 0.080833 | 1.1052 | 1.1052 | 4.452 | 4.452 | 5.6215 | 5.6215 | -9.3157 | -4.6578 | 4.4867 | 0 | 0 |  |  | 8.7216 |  | 0.26177 | 26.1773 | 8.9733 | 0 | 2014-07-16 07:30 | 5621.5 | 5.6215
|  | 2014-07-16 15:15:02 | 37.6483 | 2.4835 | 9.934 | 6.748 | 6.748 | 0.1285 | 0.1285 | 1.1068 | 1.1068 | 4.0136 | 4.0136 | 5.848 | 5.848 | -9.8694 | -4.9347 | 4.6578 | 0 | 0 |  |  | 10.9274 |  | 0.26386 | 26.3863 | 9.3157 | 0 | 2014-07-16 08:00 | 5848 | 5.848
|  | 2014-07-16 15:45:01 | 38.1985 | 2.408 | 9.632 | 6.749 | 6.749 | 0.12683 | 0.12683 | 1.1232 | 1.1232 | 4.0136 | 4.0136 | 5.9632 | 5.9632 | -10.5907 | -5.2954 | 4.9347 | 0 | 0 |  |  | 10.1136 |  | 0.25216 | 25.2156 | 9.8694 | 0 | 2014-07-16 08:30 | 5963.1667 | 5.9632
|  | 2014-07-16 16:15:02 | 38.2802 | 2.3557 | 9.4227 | 6.762 | 6.762 | 0.14633 | 0.14633 | 1.1273 | 1.1273 | 2.7524 | 2.7524 | 6.0993 | 6.0993 | -11.9701 | -5.985 | 5.2954 | 0 | 0 |  |  | 8.4804 |  | 0.24615 | 24.615 | 10.5907 | 0 | 2014-07-16 09:00 | 6099.3333 | 6.0993
|  | 2014-07-16 16:45:03 | 37.921 | 2.0942 | 8.3767 | 6.7973 | 6.7973 | 0.146 | 0.146 | 1.1273 | 1.1273 | 2.7524 | 2.7524 | 6.1783 | 6.1783 | -12.5429 | -6.2715 | 5.985 | 0 | 0 |  |  | 8.2091 |  | 0.2209 | 22.0898 | 11.9701 | 0 | 2014-07-16 09:30 | 6178.3333 | 6.1783
|  | 2014-07-16 17:15:03 | 37.3172 | 1.9113 | 7.6453 | 6.792 | 6.792 | 0.146 | 0.146 | 1.1285 | 1.1285 | 2.4252 | 2.4252 | 5.9865 | 5.9865 | -13.1936 | -6.5968 | 6.2715 | 0 | 0 |  |  | 7.2631 |  | 0.20487 | 20.4874 | 12.5429 | 0 | 2014-07-16 10:00 | 5986.5 | 5.9865
|  | 2014-07-16 17:45:02 | 36.7867 | 2.0708 | 8.2833 | 6.7988 | 6.7988 | 0.14183 | 0.14183 | 1.1312 | 1.1312 | 2.4252 | 2.4252 | 5.7398 | 5.7398 | -12.2665 | -6.1332 | 6.5968 | 0 | 0 |  |  | 8.7803 |  | 0.22517 | 22.5172 | 13.1936 | 0 | 2014-07-16 10:30 | 5739.8333 | 5.7398
|  | 2014-07-16 18:15:03 | 36.1123 | 2.171 | 8.684 | 6.7992 | 6.7992 | 0.11667 | 0.11667 | 1.1302 | 1.1302 | 1.4344 | 1.4344 | 5.5108 | 5.5108 | -12.4371 | -6.2185 | 6.1332 | 0 | 0 |  |  | 9.0314 |  | 0.24047 | 24.0472 | 12.2665 | 0 | 2014-07-16 11:00 | 5510.8333 | 5.5108
|  | 2014-07-16 18:45:01 | 35.5442 | 2.0518 | 8.2073 | 6.7997 | 6.7997 | 0.11083 | 0.11083 | 1.1287 | 1.1287 | 1.4344 | 1.4344 | 5.1212 | 5.1212 | -12.7421 | -6.371 | 6.2185 | 0 | 0 |  |  | 7.797 |  | 0.23091 | 23.0905 | 12.4371 | 0 | 2014-07-16 11:30 | 5121.1667 | 5.1212
|  | 2014-07-16 19:15:03 | 34.9205 | 1.9147 | 7.6587 | 6.8007 | 6.8007 | 0.094 | 0.094 | 1.1292 | 1.1292 | 0.606 | 0.606 | 4.8462 | 4.8462 | -13.7858 | -6.8929 | 6.371 | 0 | 0 |  |  | 8.1948 |  | 0.21932 | 21.9317 | 12.7421 | 0 | 2014-07-16 12:00 | 4846.1667 | 4.8462
|  | 2014-07-16 19:45:02 | 34.416 | 1.8253 | 7.3013 | 6.797 | 6.797 | 0.0825 | 0.0825 | 1.127 | 1.127 | 0.606 | 0.606 | 4.861 | 4.861 | -13.6412 | -6.8206 | 6.8929 | 0 | 0 |  |  | 7.7394 |  | 0.21215 | 21.2149 | 13.7858 | 0 | 2014-07-16 12:30 | 4861 | 4.861
|  | 2014-07-16 20:15:02 | 34.3697 | 1.8127 | 7.2507 | 6.7983 | 6.7983 | 0.062 | 0.062 | 1.1288 | 1.1288 | 0.1464 | 0.1464 | 4.9817 | 4.9817 | -14.0018 | -7.0009 | 6.8206 | 0 | 0 |  |  | 7.1057 |  | 0.21096 | 21.0961 | 13.6412 | 0 | 2014-07-16 13:00 | 4981.6667 | 4.9817
|  | 2014-07-16 20:45:02 | 34.1915 | 1.8515 | 7.406 | 6.8032 | 6.8032 | 0.062 | 0.062 | 1.1283 | 1.1283 | 0.1464 | 0.1464 | 5.0833 | 5.0833 | -13.5623 | -6.7811 | 7.0009 | 0 | 0 |  |  | 7.1838 |  | 0.2166 | 21.6604 | 14.0018 | 0 | 2014-07-16 13:30 | 5083.3333 | 5.0833
|  | 2014-07-16 21:15:02 | 33.3033 | 1.8942 | 7.5767 | 6.7995 | 6.7995 | 0.061167 | 0.061167 | 1.1277 | 1.1277 | 0.024 | 0.024 | 5.0317 | 5.0317 | -12.6827 | -6.3413 | 6.7811 | 0 | 0 |  |  | 7.804 |  | 0.2275 | 22.7505 | 13.5623 | 0 | 2014-07-16 14:00 | 5031.6667 | 5.0317
|  | 2014-07-16 21:45:02 | 31.4252 | 1.8537 | 7.4147 | 6.7992 | 6.7992 | 0.057667 | 0.057667 | 1.1288 | 1.1288 | 0.024 | 0.024 | 4.8342 | 4.8342 | -11.1667 | -5.5833 | 6.3413 | 0 | 0 |  |  | 8.0078 |  | 0.23595 | 23.5947 | 12.6827 | 0 | 2014-07-16 14:30 | 4834.1667 | 4.8342
|  | 2014-07-16 22:15:01 | 29.2472 | 1.7068 | 6.8273 | 6.7828 | 6.7828 | 0.0435 | 0.0435 | 1.1307 | 1.1307 | 0 | 0 | 4.126 | 4.126 | -10.3368 | -5.1684 | 5.5833 | 0 | 0 |  |  | 6.6225 |  | 0.23344 | 23.3436 | 11.1667 | 0 | 2014-07-16 15:00 | 4126 | 4.126
|  | 2014-07-16 22:45:02 | 27.513 | 1.6318 | 6.5273 | 6.8238 | 6.8238 | 0.043667 | 0.043667 | 1.131 | 1.131 | 0 | 0 | 3.5557 | 3.5557 | -9.4315 | -4.7158 | 5.1684 | 0 | 0 |  |  | 6.6579 |  | 0.23725 | 23.7245 | 10.3368 | 0 | 2014-07-16 15:30 | 3555.6667 | 3.5557
|  | 2014-07-16 23:15:01 | 26.9218 | 1.5657 | 6.2627 | 6.8303 | 6.8303 | 0.043667 | 0.043667 | 1.131 | 1.131 | 0 | 0 | 3.4762 | 3.4762 | -9.178 | -4.589 | 4.7158 | 0 | 0 |  |  | 5.9495 |  | 0.23262 | 23.2624 | 9.4315 | 0 | 2014-07-16 16:00 | 3476.1667 | 3.4762
|  | 2014-07-16 23:45:53 | 26.4058 | 1.5182 | 6.0727 | 6.8382 | 6.8382 | 0.039667 | 0.039667 | 1.1308 | 1.1308 | 0 | 0 | 3.3418 | 3.3418 | -8.9827 | -4.4913 | 4.589 | 0 | 0 |  |  | 5.769 |  | 0.22997 | 22.9974 | 9.178 | 0 | 2014-07-16 16:30 | 3341.8333 | 3.3418
|  | 2014-07-17 00:15:02 | 26.0397 | 1.4277 | 5.7107 | 6.8413 | 6.8413 | 0.024 | 0.024 | 1.131 | 1.131 | 0 | 0 | 3.2977 | 3.2977 | -9.035 | -4.5175 | 4.4913 | 0 | 0 |  |  | 5.1967 |  | 0.21931 | 21.9306 | 8.9827 | 0 | 2014-07-16 17:00 | 3297.6667 | 3.2977
|  | 2014-07-17 00:45:02 | 25.796 | 1.3502 | 5.4007 | 6.8678 | 6.8678 | 0.023167 | 0.023167 | 1.1302 | 1.1302 | 0 | 0 | 3.1785 | 3.1785 | -9.1957 | -4.5978 | 4.5175 | 0 | 0 |  |  | 4.9686 |  | 0.20936 | 20.9361 | 9.035 | 0 | 2014-07-16 17:30 | 3178.5 | 3.1785
|  | 2014-07-17 01:15:01 | 25.3427 | 1.4157 | 5.6627 | 6.916 | 6.916 | 0.022333 | 0.022333 | 1.1308 | 1.1308 | 0 | 0 | 3.1657 | 3.1657 | -8.4452 | -4.2226 | 4.5978 | 0 | 0 |  |  | 5.4928 |  | 0.22344 | 22.3444 | 9.1957 | 0 | 2014-07-16 18:00 | 3165.6667 | 3.1657
|  | 2014-07-17 01:45:01 | 25.0232 | 1.35 | 5.4 | 6.9523 | 6.9523 | 0.022 | 0.022 | 1.131 | 1.131 | 0 | 0 | 3.1407 | 3.1407 | -8.3772 | -4.1886 | 4.2226 | 0 | 0 |  |  | 5.13 |  | 0.2158 | 21.58 | 8.4452 | 0 | 2014-07-16 18:30 | 3140.6667 | 3.1407
|  | 2014-07-17 02:15:02 | 24.8603 | 1.3795 | 5.518 | 6.9638 | 6.9638 | 0.022 | 0.022 | 1.1267 | 1.1267 | 0 | 0 | 3.1375 | 3.1375 | -8.0923 | -4.0462 | 4.1886 | 0 | 0 |  |  | 6.0698 |  | 0.22196 | 22.196 | 8.3772 | 0 | 2014-07-16 19:00 | 3137.5 | 3.1375
|  | 2014-07-17 02:45:02 | 24.8893 | 1.2745 | 5.098 | 6.9607 | 6.9607 | 0.022 | 0.022 | 1.1317 | 1.1317 | 0 | 0 | 3.1567 | 3.1567 | -8.5203 | -4.2602 | 4.0462 | 0 | 0 |  |  | 5.098 |  | 0.20483 | 20.4827 | 8.0923 | 0 | 2014-07-16 19:30 | 3156.6667 | 3.1567
|  | 2014-07-17 03:15:02 | 24.7897 | 1.2257 | 4.9027 | 6.9612 | 6.9612 | 0.022667 | 0.022667 | 1.1315 | 1.1315 | 0 | 0 | 3.1558 | 3.1558 | -8.6158 | -4.3079 | 4.2602 | 0 | 0 |  |  | 4.5105 |  | 0.19777 | 19.7771 | 8.5203 | 0 | 2014-07-16 20:00 | 3155.8333 | 3.1558
|  | 2014-07-17 03:45:03 | 24.4732 | 1.1398 | 4.5593 | 6.965 | 6.965 | 0.024667 | 0.024667 | 1.1283 | 1.1283 | 0 | 0 | 3.1422 | 3.1422 | -8.6537 | -4.3268 | 4.3079 | 0 | 0 |  |  | 4.9697 |  | 0.1863 | 18.6299 | 8.6158 | 0 | 2014-07-16 20:30 | 3142.1667 | 3.1422
|  | 2014-07-17 04:15:03 | 24.745 | 1.0508 | 4.2033 | 6.9927 | 6.9927 | 0.025167 | 0.025167 | 1.1325 | 1.1325 | 0 | 0 | 3.288 | 3.288 | -9.1033 | -4.5517 | 4.3268 | 0 | 0 |  |  | 4.5396 |  | 0.16987 | 16.9866 | 8.6537 | 0 | 2014-07-16 21:00 | 3288 | 3.288
|  | 2014-07-17 04:45:01 | 25.4668 | 1.0103 | 4.0413 | 7.0095 | 7.0095 | 0.034 | 0.034 | 1.1303 | 1.1303 | 0 | 0 | 3.6458 | 3.6458 | -9.6058 | -4.8029 | 4.5517 | 0 | 0 |  |  | 4.0413 |  | 0.15869 | 15.869 | 9.1033 | 0 | 2014-07-16 21:30 | 3645.8333 | 3.6458
|  | 2014-07-17 05:15:01 | 27.2645 | 0.87333 | 3.4933 | 7.0232 | 7.0232 | 0.064 | 0.064 | 1.1295 | 1.1295 | 0.162 | 0.162 | 3.9458 | 3.9458 | -11.4467 | -5.7233 | 4.8029 | 0 | 0 |  |  | 3.4235 |  | 0.12813 | 12.8128 | 9.6058 | 0 | 2014-07-16 22:00 | 3945.8333 | 3.9458
|  | 2014-07-17 05:45:02 | 29.8522 | 0.79983 | 3.1993 | 7.0563 | 7.0563 | 0.051833 | 0.051833 | 1.1275 | 1.1275 | 0.162 | 0.162 | 4.6983 | 4.6983 | -13.5568 | -6.7784 | 5.7233 | 0 | 0 |  |  | 3.5193 |  | 0.10717 | 10.7173 | 11.4467 | 0 | 2014-07-16 22:30 | 4698.3333 | 4.6983
|  | 2014-07-17 06:15:02 | 32.7793 | 0.65717 | 2.6287 | 7.09 | 7.09 | 0.024 | 0.024 | 1.134 | 1.134 | 0.9612 | 0.9612 | 5.3163 | 5.3163 | -15.6251 | -7.8126 | 6.7784 | 0 | 0 |  |  | 2.6287 |  | 0.080193 | 8.0193 | 13.5568 | 0 | 2014-07-16 23:00 | 5316.3333 | 5.3163
|  | 2014-07-17 06:45:02 | 34.7243 | 0.59883 | 2.3953 | 7.1063 | 7.1063 | 0.024 | 0.024 | 1.1292 | 1.1292 | 0.9612 | 0.9612 | 5.6798 | 5.6798 | -17.4285 | -8.7142 | 7.8126 | 0 | 0 |  |  | 2.6349 |  | 0.068981 | 6.8981 | 15.6251 | 0 | 2014-07-16 23:30 | 5679.8333 | 5.6798
|  | 2014-07-17 07:15:03 | 36.3427 | 0.5835 | 2.334 | 7.1067 | 7.1067 | 0.024333 | 0.024333 | 1.1317 | 1.1317 | 1.5992 | 1.5992 | 6.191 | 6.191 | -17.9558 | -8.9779 | 8.7142 | 0 | 0 |  |  | 2.4274 |  | 0.064222 | 6.4222 | 17.4285 | 0 | 2014-07-17 | 6191 | 6.191
|  | 2014-07-17 07:45:02 | 37.0535 | 0.59867 | 2.3947 | 7.103 | 7.103 | 0.070333 | 0.070333 | 1.1303 | 1.1303 | 1.5992 | 1.5992 | 6.4917 | 6.4917 | -18.2643 | -9.1321 | 8.9779 | 0 | 0 |  |  | 2.4186 |  | 0.064627 | 6.4627 | 17.9558 | 0 | 2014-07-17 00:30 | 6491.6667 | 6.4917
|  | 2014-07-17 08:15:03 | 37.6487 | 0.50667 | 2.0267 | 7.1195 | 7.1195 | 0.1615 | 0.1615 | 1.1317 | 1.1317 | 3.0808 | 3.0808 | 6.8833 | 6.8833 | -17.2452 | -8.6226 | 9.1321 | 0 | 0 |  |  | 2.1685 |  | 0.053831 | 5.3831 | 18.2643 | 0 | 2014-07-17 01:00 | 6883.3333 | 6.8833
|  | 2014-07-17 08:45:02 | 37.595 | 0.33467 | 1.3387 | 7.143 | 7.143 | 0.19133 | 0.19133 | 1.1325 | 1.1325 | 3.0808 | 3.0808 | 6.9413 | 6.9413 | -17.7674 | -8.8837 | 8.6226 | 0 | 0 |  |  | 1.2851 |  | 0.035608 | 3.5608 | 17.2452 | 0 | 2014-07-17 01:30 | 6941.3333 | 6.9413
|  | 2014-07-17 09:15:02 | 37.7012 | 0.29483 | 1.1793 | 7.1483 | 7.1483 | 0.21117 | 0.21117 | 1.1398 | 1.1398 | 3.794 | 3.794 | 6.9568 | 6.9568 | -17.2717 | -8.6358 | 8.8837 | 0 | 0 |  |  | 1.1793 |  | 0.031281 | 3.1281 | 17.7674 | 0 | 2014-07-17 02:00 | 6956.8333 | 6.9568
|  | 2014-07-17 09:45:02 | 37.7363 | 0.27917 | 1.1167 | 7.1518 | 7.1518 | 0.23833 | 0.23833 | 1.139 | 1.139 | 3.794 | 3.794 | 6.843 | 6.843 | -17.4535 | -8.7268 | 8.6358 | 0 | 0 |  |  | 1.0832 |  | 0.029591 | 2.9591 | 17.2717 | 0 | 2014-07-17 02:30 | 6843 | 6.843
|  | 2014-07-17 10:15:02 | 37.7693 | 0.26683 | 1.0673 | 7.148 | 7.148 | 0.26067 | 0.26067 | 1.1393 | 1.1393 | 5.098 | 5.098 | 6.847 | 6.847 | -16.209 | -8.1045 | 8.7268 | 0 | 0 |  |  | 1.1634 |  | 0.028259 | 2.8259 | 17.4535 | 0 | 2014-07-17 03:00 | 6847 | 6.847
|  | 2014-07-17 10:45:02 | 37.661 | 0.263 | 1.052 | 7.1497 | 7.1497 | 0.25983 | 0.25983 | 1.1407 | 1.1407 | 5.098 | 5.098 | 6.597 | 6.597 | -16.3638 | -8.1819 | 8.1045 | 0 | 0 |  |  | 1.073 |  | 0.027933 | 2.7933 | 16.209 | 0 | 2014-07-17 03:30 | 6597 | 6.597
|  | 2014-07-17 11:15:01 | 37.666 | 0.23067 | 0.92267 | 7.1458 | 7.1458 | 0.24467 | 0.24467 | 1.14 | 1.14 | 5.552 | 5.552 | 6.513 | 6.513 | -16.1478 | -8.0739 | 8.1819 | 0 | 0 |  |  | 0.88576 |  | 0.024496 | 2.4496 | 16.3638 | 0 | 2014-07-17 04:00 | 6513 | 6.513
|  | 2014-07-17 11:45:03 | 37.3752 | 0.21983 | 0.87933 | 7.1527 | 7.1527 | 0.192 | 0.192 | 1.141 | 1.141 | 5.552 | 5.552 | 6.524 | 6.524 | -15.9342 | -7.9671 | 8.0739 | 0 | 0 |  |  | 0.7914 |  | 0.023527 | 2.3527 | 16.1478 | 0 | 2014-07-17 04:30 | 6524 | 6.524
|  | 2014-07-17 12:15:01 | 37.3013 | 0.2135 | 0.854 | 7.1788 | 7.1788 | 0.079833 | 0.079833 | 1.1363 | 1.1363 | 5.806 | 5.806 | 6.5773 | 6.5773 | -15.669 | -7.8345 | 7.9671 | 0 | 0 |  |  | 0.84546 |  | 0.022895 | 2.2895 | 15.9342 | 0 | 2014-07-17 05:00 | 6577.3333 | 6.5773
|  | 2014-07-17 12:45:02 | 37.1293 | 0.24533 | 0.98133 | 7.1923 | 7.1923 | 0.072 | 0.072 | 1.1258 | 1.1258 | 5.806 | 5.806 | 6.5227 | 6.5227 | -15.4292 | -7.7146 | 7.8345 | 0 | 0 |  |  | 1.0697 |  | 0.02643 | 2.643 | 15.669 | 0 | 2014-07-17 05:30 | 6522.6667 | 6.5227
|  | 2014-07-17 13:15:01 | 37.1598 | 0.26333 | 1.0533 | 7.2235 | 7.2235 | 0.066167 | 0.066167 | 1.1408 | 1.1408 | 6.128 | 6.128 | 6.5367 | 6.5367 | -15.0113 | -7.5057 | 7.7146 | 0 | 0 |  |  | 1.0112 |  | 0.028346 | 2.8346 | 15.4292 | 0 | 2014-07-17 06:00 | 6536.6667 | 6.5367
|  | 2014-07-17 13:45:01 | 37.0147 | 0.28433 | 1.1373 | 7.2327 | 7.2327 | 0.081667 | 0.081667 | 1.1408 | 1.1408 | 6.128 | 6.128 | 6.2822 | 6.2822 | -15.012 | -7.506 | 7.5057 | 0 | 0 |  |  | 1.035 |  | 0.030727 | 3.0727 | 15.0113 | 0 | 2014-07-17 06:30 | 6282.1667 | 6.2822
|  | 2014-07-17 14:15:03 | 36.911 | 0.29817 | 1.1927 | 7.237 | 7.237 | 0.12117 | 0.12117 | 1.141 | 1.141 | 5.646 | 5.646 | 6.263 | 6.263 | -15.3102 | -7.6551 | 7.506 | 0 | 0 |  |  | 1.2404 |  | 0.032312 | 3.2312 | 15.012 | 0 | 2014-07-17 07:00 | 6263 | 6.263
|  | 2014-07-17 14:45:01 | 37.2997 | 0.31533 | 1.2613 | 7.2295 | 7.2295 | 0.12067 | 0.12067 | 1.14 | 1.14 | 5.646 | 5.646 | 6.4337 | 6.4337 | -15.4685 | -7.7342 | 7.6551 | 0 | 0 |  |  | 1.3875 |  | 0.033816 | 3.3816 | 15.3102 | 0 | 2014-07-17 07:30 | 6433.6667 | 6.4337
|  | 2014-07-17 15:15:03 | 37.8738 | 0.32183 | 1.2873 | 7.2302 | 7.2302 | 0.23817 | 0.23817 | 1.1398 | 1.1398 | 4.3064 | 4.3064 | 6.484 | 6.484 | -17.1879 | -8.594 | 7.7342 | 0 | 0 |  |  | 1.2745 |  | 0.03399 | 3.399 | 15.4685 | 0 | 2014-07-17 08:00 | 6484 | 6.484
|  | 2014-07-17 15:45:03 | 38.1507 | 0.37867 | 1.5147 | 7.2258 | 7.2258 | 0.3115 | 0.3115 | 1.1397 | 1.1397 | 4.3064 | 4.3064 | 6.5417 | 6.5417 | -17.1109 | -8.5555 | 8.594 | 0 | 0 |  |  | 1.5601 |  | 0.039702 | 3.9702 | 17.1879 | 0 | 2014-07-17 08:30 | 6541.6667 | 6.5417
|  | 2014-07-17 16:15:02 | 38.2272 | 0.41383 | 1.6553 | 7.2433 | 7.2433 | 0.307 | 0.307 | 1.1397 | 1.1397 | 4.4512 | 4.4512 | 6.5785 | 6.5785 | -16.8521 | -8.4261 | 8.5555 | 0 | 0 |  |  | 1.4898 |  | 0.043303 | 4.3303 | 17.1109 | 0 | 2014-07-17 09:00 | 6578.5 | 6.5785
|  | 2014-07-17 16:45:03 | 37.7502 | 0.42433 | 1.6973 | 7.2653 | 7.2653 | 0.21267 | 0.21267 | 1.1343 | 1.1343 | 4.4512 | 4.4512 | 6.4897 | 6.4897 | -16.4996 | -8.2498 | 8.4261 | 0 | 0 |  |  | 1.8671 |  | 0.044962 | 4.4962 | 16.8521 | 0 | 2014-07-17 09:30 | 6489.6667 | 6.4897
|  | 2014-07-17 17:15:01 | 37.2325 | 0.49367 | 1.9747 | 7.279 | 7.279 | 0.187 | 0.187 | 1.1095 | 1.1095 | 3.1724 | 3.1724 | 6.4785 | 6.4785 | -17.0314 | -8.5157 | 8.2498 | 0 | 0 |  |  | 1.8167 |  | 0.053036 | 5.3036 | 16.4996 | 0 | 2014-07-17 10:00 | 6478.5 | 6.4785
|  | 2014-07-17 17:45:02 | 36.9037 | 0.62383 | 2.4953 | 7.2952 | 7.2952 | 0.16333 | 0.16333 | 1.1113 | 1.1113 | 3.1724 | 3.1724 | 6.2793 | 6.2793 | -16.3868 | -8.1934 | 8.5157 | 0 | 0 |  |  | 2.3955 |  | 0.067617 | 6.7617 | 17.0314 | 0 | 2014-07-17 10:30 | 6279.3333 | 6.2793
|  | 2014-07-17 18:15:02 | 36.183 | 0.71133 | 2.8453 | 7.2998 | 7.2998 | 0.074333 | 0.074333 | 1.1097 | 1.1097 | 1.994 | 1.994 | 5.8843 | 5.8843 | -16.9755 | -8.4878 | 8.1934 | 0 | 0 |  |  | 2.9022 |  | 0.078637 | 7.8637 | 16.3868 | 0 | 2014-07-17 11:00 | 5884.3333 | 5.8843
|  | 2014-07-17 18:45:02 | 35.532 | 0.8355 | 3.342 | 7.3127 | 7.3127 | 0.072 | 0.072 | 1.1097 | 1.1097 | 1.994 | 1.994 | 5.625 | 5.625 | -16.0767 | -8.0383 | 8.4878 | 0 | 0 |  |  | 3.4757 |  | 0.094056 | 9.4056 | 16.9755 | 0 | 2014-07-17 11:30 | 5625 | 5.625
|  | 2014-07-17 19:15:02 | 34.876 | 0.9315 | 3.726 | 7.3282 | 7.3282 | 0.059 | 0.059 | 1.1087 | 1.1087 | 0.7548 | 0.7548 | 5.6417 | 5.6417 | -16.2577 | -8.1289 | 8.0383 | 0 | 0 |  |  | 3.726 |  | 0.10684 | 10.6836 | 16.0767 | 0 | 2014-07-17 12:00 | 5641.6667 | 5.6417
|  | 2014-07-17 19:45:02 | 34.5923 | 1.0007 | 4.0027 | 7.3257 | 7.3257 | 0.053167 | 0.053167 | 1.1092 | 1.1092 | 0.7548 | 0.7548 | 5.7317 | 5.7317 | -15.6152 | -7.8076 | 8.1289 | 0 | 0 |  |  | 3.6024 |  | 0.11571 | 11.571 | 16.2577 | 0 | 2014-07-17 12:30 | 5731.6667 | 5.7317
|  | 2014-07-17 20:15:02 | 34.4383 | 1.1302 | 4.5207 | 7.3322 | 7.3322 | 0.023833 | 0.023833 | 1.1137 | 1.1137 | 0.0852 | 0.0852 | 5.7815 | 5.7815 | -15.5813 | -7.7906 | 7.8076 | 0 | 0 |  |  | 4.5207 |  | 0.13127 | 13.1268 | 15.6152 | 0 | 2014-07-17 13:00 | 5781.5 | 5.7815
|  | 2014-07-17 20:45:02 | 34.2148 | 1.2112 | 4.8447 | 7.3555 | 7.3555 | 0.0235 | 0.0235 | 1.1142 | 1.1142 | 0.0852 | 0.0852 | 5.4568 | 5.4568 | -15.335 | -7.6675 | 7.7906 | 0 | 0 |  |  | 5.0385 |  | 0.1416 | 14.1596 | 15.5813 | 0 | 2014-07-17 13:30 | 5456.8333 | 5.4568
|  | 2014-07-17 21:15:02 | 33.4363 | 1.3317 | 5.3267 | 7.3798 | 7.3798 | 0.023 | 0.023 | 1.0942 | 1.0942 | 0.008 | 0.008 | 5.1977 | 5.1977 | -14.407 | -7.2035 | 7.6675 | 0 | 0 |  |  | 5.593 |  | 0.15931 | 15.9308 | 15.335 | 0 | 2014-07-17 14:00 | 5197.6667 | 5.1977
|  | 2014-07-17 21:45:02 | 31.5562 | 1.382 | 5.528 | 7.3895 | 7.3895 | 0.023833 | 0.023833 | 1.1045 | 1.1045 | 0.008 | 0.008 | 4.9283 | 4.9283 | -12.574 | -6.287 | 7.2035 | 0 | 0 |  |  | 5.0858 |  | 0.17518 | 17.518 | 14.407 | 0 | 2014-07-17 14:30 | 4928.3333 | 4.9283
|  | 2014-07-17 22:15:03 | 29.2045 | 1.5305 | 6.122 | 7.3895 | 7.3895 | 0.024 | 0.024 | 1.112 | 1.112 | 0 | 0 | 4.1033 | 4.1033 | -10.4537 | -5.2268 | 6.287 | 0 | 0 |  |  | 6.5505 |  | 0.20963 | 20.9625 | 12.574 | 0 | 2014-07-17 15:00 | 4103.3333 | 4.1033
|  | 2014-07-17 22:45:02 | 27.3215 | 1.713 | 6.852 | 7.3952 | 7.3952 | 0.0235 | 0.0235 | 1.112 | 1.112 | 0 | 0 | 3.562 | 3.562 | -8.3768 | -4.1884 | 5.2268 | 0 | 0 |  |  | 6.3724 |  | 0.25079 | 25.0792 | 10.4537 | 0 | 2014-07-17 15:30 | 3562 | 3.562
|  | 2014-07-17 23:15:03 | 26.0078 | 1.9477 | 7.7907 | 7.3907 | 7.3907 | 0.022333 | 0.022333 | 1.1235 | 1.1235 | 0 | 0 | 3.37 | 3.37 | -6.3107 | -3.1553 | 4.1884 | 0 | 0 |  |  | 7.3232 |  | 0.29955 | 29.9551 | 8.3768 | 0 | 2014-07-17 16:00 | 3370 | 3.37
|  | 2014-07-17 23:45:02 | 25.8207 | 1.9577 | 7.8307 | 7.4048 | 7.4048 | 0.022 | 0.022 | 1.1177 | 1.1177 | 0 | 0 | 3.4105 | 3.4105 | -6.035 | -3.0175 | 3.1553 | 0 | 0 |  |  | 8.3788 |  | 0.30327 | 30.3271 | 6.3107 | 0 | 2014-07-17 16:30 | 3410.5 | 3.4105
|  | 2014-07-18 00:15:02 | 25.2427 | 1.9925 | 7.97 | 7.413 | 7.413 | 0.021833 | 0.021833 | 1.1322 | 1.1322 | 0 | 0 | 3.5213 | 3.5213 | -5.1843 | -2.5922 | 3.0175 | 0 | 0 |  |  | 7.8903 |  | 0.31574 | 31.5735 | 6.035 | 0 | 2014-07-17 17:00 | 3521.3333 | 3.5213
|  | 2014-07-18 00:45:02 | 24.6722 | 2.1662 | 8.6647 | 7.4165 | 7.4165 | 0.021 | 0.021 | 1.1275 | 1.1275 | 0 | 0 | 3.3113 | 3.3113 | -4.1312 | -2.0656 | 2.5922 | 0 | 0 |  |  | 8.1448 |  | 0.35119 | 35.1192 | 5.1843 | 0 | 2014-07-17 17:30 | 3311.3333 | 3.3113
|  | 2014-07-18 01:15:01 | 24.3995 | 2.1967 | 8.7867 | 7.423 | 7.423 | 0.021 | 0.021 | 0.91883 | 0.91883 | 0 | 0 | 3.322 | 3.322 | -3.928 | -1.964 | 2.0656 | 0 | 0 |  |  | 7.9959 |  | 0.36012 | 36.0117 | 4.1312 | 0 | 2014-07-17 18:00 | 3322 | 3.322
|  | 2014-07-18 01:45:02 | 23.9633 | 2.2083 | 8.8333 | 7.4638 | 7.4638 | 0.021 | 0.021 | 0.775 | 0.775 | 0 | 0 | 3.4658 | 3.4658 | -3.4043 | -1.7022 | 1.964 | 0 | 0 |  |  | 8.3917 |  | 0.36862 | 36.8619 | 3.928 | 0 | 2014-07-17 18:30 | 3465.8333 | 3.4658
|  | 2014-07-18 02:15:01 | 23.95 | 2.1303 | 8.5213 | 7.4945 | 7.4945 | 0.021 | 0.021 | 0.778 | 0.778 | 0 | 0 | 3.2495 | 3.2495 | -3.8857 | -1.9428 | 1.7022 | 0 | 0 |  |  | 8.2657 |  | 0.3558 | 35.5797 | 3.4043 | 0 | 2014-07-17 19:00 | 3249.5 | 3.2495
|  | 2014-07-18 02:45:01 | 23.8187 | 2.1697 | 8.6787 | 7.4937 | 7.4937 | 0.020667 | 0.020667 | 0.89667 | 0.89667 | 0 | 0 | 3.2085 | 3.2085 | -3.5205 | -1.7602 | 1.9428 | 0 | 0 |  |  | 8.0712 |  | 0.36436 | 36.4364 | 3.8857 | 0 | 2014-07-17 19:30 | 3208.5 | 3.2085
|  | 2014-07-18 03:15:02 | 23.8932 | 2.3918 | 9.5673 | 7.4988 | 7.4988 | 0.02 | 0.02 | 1.1177 | 1.1177 | 0 | 0 | 3.1883 | 3.1883 | -2.501 | -1.2505 | 1.7602 | 0 | 0 |  |  | 9.1846 |  | 0.40042 | 40.0421 | 3.5205 | 0 | 2014-07-17 20:00 | 3188.3333 | 3.1883
|  | 2014-07-18 03:45:02 | 23.826 | 2.5528 | 10.2113 | 7.5018 | 7.5018 | 0.02 | 0.02 | 1.1097 | 1.1097 | 0 | 0 | 3.197 | 3.197 | -1.7862 | -0.89308 | 1.2505 | 0 | 0 |  |  | 10.7219 |  | 0.42858 | 42.8579 | 2.501 | 0 | 2014-07-17 20:30 | 3197 | 3.197
|  | 2014-07-18 04:15:01 | 24.0177 | 2.7147 | 10.8587 | 7.5213 | 7.5213 | 0.02 | 0.02 | 1.126 | 1.126 | 0 | 0 | 3.2633 | 3.2633 | -1.2283 | -0.61417 | 0.89308 | 0 | 0 |  |  | 10.9673 |  | 0.45211 | 45.2112 | 1.7862 | 0 | 2014-07-17 21:00 | 3263.3333 | 3.2633
|  | 2014-07-18 04:45:02 | 24.5728 | 2.764 | 11.056 | 7.5465 | 7.5465 | 0.021 | 0.021 | 1.094 | 1.094 | 0 | 0 | 3.4527 | 3.4527 | -1.4027 | -0.70133 | 0.61417 | 0 | 0 |  |  | 10.1715 |  | 0.44993 | 44.9928 | 1.2283 | 0 | 2014-07-17 21:30 | 3452.6667 | 3.4527
|  | 2014-07-18 05:15:02 | 26.3035 | 2.8628 | 11.4513 | 7.5553 | 7.5553 | 0.021 | 0.021 | 1.0248 | 1.0248 | 0.122 | 0.122 | 4.1047 | 4.1047 | -2.0243 | -1.0122 | 0.70133 | 0 | 0 |  |  | 12.482 |  | 0.43535 | 43.5354 | 1.4027 | 0 | 2014-07-17 22:00 | 4104.6667 | 4.1047
|  | 2014-07-18 05:45:02 | 28.3965 | 2.8363 | 11.3453 | 7.55 | 7.55 | 0.024 | 0.024 | 1.069 | 1.069 | 0.122 | 0.122 | 4.9767 | 4.9767 | -3.3095 | -1.6547 | 1.0122 | 0 | 0 |  |  | 11.7991 |  | 0.39953 | 39.9533 | 2.0243 | 0 | 2014-07-17 22:30 | 4976.6667 | 4.9767
|  | 2014-07-18 06:15:03 | 31.6198 | 2.7438 | 10.9753 | 7.5427 | 7.5427 | 0.038 | 0.038 | 1.1058 | 1.1058 | 0.5436 | 0.5436 | 5.9278 | 5.9278 | -5.4866 | -2.7433 | 1.6547 | 0 | 0 |  |  | 9.8778 |  | 0.3471 | 34.7103 | 3.3095 | 0 | 2014-07-17 23:00 | 5927.8333 | 5.9278
|  | 2014-07-18 06:45:02 | 33.6863 | 2.5302 | 10.1207 | 7.5483 | 7.5483 | 0.038 | 0.038 | 1.0987 | 1.0987 | 0.5436 | 0.5436 | 6.468 | 6.468 | -7.8691 | -3.9345 | 2.7433 | 0 | 0 |  |  | 10.0195 |  | 0.30044 | 30.0438 | 5.4866 | 0 | 2014-07-17 23:30 | 6468 | 6.468
|  | 2014-07-18 07:15:02 | 35.3637 | 2.4982 | 9.9927 | 7.5532 | 7.5532 | 0.04 | 0.04 | 1.0953 | 1.0953 | 1.016 | 1.016 | 6.9497 | 6.9497 | -8.7168 | -4.3584 | 3.9345 | 0 | 0 |  |  | 10.892 |  | 0.28257 | 28.2569 | 7.8691 | 0 | 2014-07-18 | 6949.6667 | 6.9497
|  | 2014-07-18 07:45:03 | 36.1113 | 2.4962 | 9.9847 | 7.551 | 7.551 | 0.097667 | 0.097667 | 1.0922 | 1.0922 | 1.016 | 1.016 | 7.1805 | 7.1805 | -9.1893 | -4.5947 | 4.3584 | 0 | 0 |  |  | 10.9831 |  | 0.2765 | 27.6497 | 8.7168 | 0 | 2014-07-18 00:30 | 7180.5 | 7.1805
|  | 2014-07-18 08:15:02 | 36.8913 | 2.5815 | 10.326 | 7.5512 | 7.5512 | 0.23967 | 0.23967 | 1.0635 | 1.0635 | 1.7816 | 1.7816 | 7.2332 | 7.2332 | -8.6962 | -4.3481 | 4.5947 | 0 | 0 |  |  | 10.4293 |  | 0.2799 | 27.9903 | 9.1893 | 0 | 2014-07-18 01:00 | 7233.1667 | 7.2332
|  | 2014-07-18 08:45:02 | 36.652 | 2.8842 | 11.5367 | 7.557 | 7.557 | 0.24683 | 0.24683 | 1.0678 | 1.0678 | 1.7816 | 1.7816 | 7.2522 | 7.2522 | -7.2099 | -3.6049 | 4.3481 | 0 | 0 |  |  | 11.652 |  | 0.31476 | 31.4762 | 8.6962 | 0 | 2014-07-18 01:30 | 7252.1667 | 7.2522
|  | 2014-07-18 09:15:03 | 37.1043 | 3.2042 | 12.8167 | 7.5618 | 7.5618 | 0.25133 | 0.25133 | 1.1198 | 1.1198 | 2.378 | 2.378 | 7.178 | 7.178 | -5.7987 | -2.8993 | 3.6049 | 0 | 0 |  |  | 13.7138 |  | 0.34542 | 34.5422 | 7.2099 | 0 | 2014-07-18 02:00 | 7178 | 7.178
|  | 2014-07-18 09:45:02 | 37.1947 | 3.2615 | 13.046 | 7.552 | 7.552 | 0.253 | 0.253 | 1.0998 | 1.0998 | 2.378 | 2.378 | 7.175 | 7.175 | -5.6908 | -2.8454 | 2.8993 | 0 | 0 |  |  | 12.6546 |  | 0.35075 | 35.0749 | 5.7987 | 0 | 2014-07-18 02:30 | 7175 | 7.175
|  | 2014-07-18 10:15:02 | 37.3455 | 3.418 | 13.672 | 7.5558 | 7.5558 | 0.2965 | 0.2965 | 1.099 | 1.099 | 4.352 | 4.352 | 7.0492 | 7.0492 | -3.321 | -1.6605 | 2.8454 | 0 | 0 |  |  | 14.3556 |  | 0.36609 | 36.6095 | 5.6908 | 0 | 2014-07-18 03:00 | 7049.1667 | 7.0492
|  | 2014-07-18 10:45:03 | 37.2633 | 3.373 | 13.492 | 7.5777 | 7.5777 | 0.233 | 0.233 | 1.1308 | 1.1308 | 4.352 | 4.352 | 6.9218 | 6.9218 | -3.556 | -1.778 | 1.6605 | 0 | 0 |  |  | 14.8412 |  | 0.36207 | 36.2072 | 3.321 | 0 | 2014-07-18 03:30 | 6921.8333 | 6.9218
|  | 2014-07-18 11:15:03 | 36.914 | 3.3095 | 13.238 | 7.5913 | 7.5913 | 0.2335 | 0.2335 | 1.1317 | 1.1317 | 4.5736 | 4.5736 | 6.8213 | 6.8213 | -3.3246 | -1.6623 | 1.778 | 0 | 0 |  |  | 14.1647 |  | 0.35862 | 35.8617 | 3.556 | 0 | 2014-07-18 04:00 | 6821.3333 | 6.8213
|  | 2014-07-18 11:45:02 | 35.536 | 3.4272 | 13.7087 | 7.6038 | 7.6038 | 0.20783 | 0.20783 | 1.1298 | 1.1298 | 4.5736 | 4.5736 | 6.6127 | 6.6127 | -1.6996 | -0.84978 | 1.6623 | 0 | 0 |  |  | 14.8054 |  | 0.38577 | 38.5768 | 3.3246 | 0 | 2014-07-18 04:30 | 6612.6667 | 6.6127
|  | 2014-07-18 12:15:01 | 36.0725 | 3.3933 | 13.5733 | 7.599 | 7.599 | 0.084333 | 0.084333 | 1.1228 | 1.1228 | 4.9996 | 4.9996 | 6.3833 | 6.3833 | -2.3101 | -1.155 | 0.84978 | 0 | 0 |  |  | 13.1661 |  | 0.37628 | 37.6279 | 1.6996 | 0 | 2014-07-18 05:00 | 6383.3333 | 6.3833
|  | 2014-07-18 12:45:02 | 35.6555 | 3.2885 | 13.154 | 7.6098 | 7.6098 | 0.081333 | 0.081333 | 1.1307 | 1.1307 | 4.9996 | 4.9996 | 6.2153 | 6.2153 | -2.4647 | -1.2324 | 1.155 | 0 | 0 |  |  | 12.7594 |  | 0.36892 | 36.8919 | 2.3101 | 0 | 2014-07-18 05:30 | 6215.3333 | 6.2153
|  | 2014-07-18 13:15:02 | 35.4582 | 3.1845 | 12.738 | 7.6052 | 7.6052 | 0.08 | 0.08 | 1.1268 | 1.1268 | 5.1588 | 5.1588 | 6.2083 | 6.2083 | -2.541 | -1.2705 | 1.2324 | 0 | 0 |  |  | 11.4642 |  | 0.35924 | 35.924 | 2.4647 | 0 | 2014-07-18 06:00 | 6208.3333 | 6.2083
|  | 2014-07-18 13:45:02 | 35.1642 | 3.1222 | 12.4887 | 7.6108 | 7.6108 | 0.069833 | 0.069833 | 1.1272 | 1.1272 | 5.1588 | 5.1588 | 6.0675 | 6.0675 | -2.6414 | -1.3207 | 1.2705 | 0 | 0 |  |  | 11.8642 |  | 0.35515 | 35.5153 | 2.541 | 0 | 2014-07-18 06:30 | 6067.5 | 6.0675
|  | 2014-07-18 14:15:01 | 35.0267 | 3.1327 | 12.5307 | 7.606 | 7.606 | 0.0685 | 0.0685 | 1.12 | 1.12 | 3.856 | 3.856 | 5.998 | 5.998 | -3.8475 | -1.9237 | 1.3207 | 0 | 0 |  |  | 12.0294 |  | 0.35775 | 35.7746 | 2.6414 | 0 | 2014-07-18 07:00 | 5998 | 5.998
|  | 2014-07-18 14:45:01 | 35.4107 | 3.2555 | 13.022 | 7.6038 | 7.6038 | 0.06 | 0.06 | 1.1232 | 1.1232 | 3.856 | 3.856 | 6.0872 | 6.0872 | -3.6585 | -1.8292 | 1.9237 | 0 | 0 |  |  | 13.2824 |  | 0.36774 | 36.7742 | 3.8475 | 0 | 2014-07-18 07:30 | 6087.1667 | 6.0872
|  | 2014-07-18 15:15:01 | 35.8047 | 3.3283 | 13.3133 | 7.5993 | 7.5993 | 0.069333 | 0.069333 | 1.1237 | 1.1237 | 2.7164 | 2.7164 | 6.3538 | 6.3538 | -4.6288 | -2.3144 | 1.8292 | 0 | 0 |  |  | 13.7127 |  | 0.37183 | 37.1832 | 3.6585 | 0 | 2014-07-18 08:00 | 6353.8333 | 6.3538
|  | 2014-07-18 15:45:02 | 36.3043 | 3.302 | 13.208 | 7.6188 | 7.6188 | 0.11833 | 0.11833 | 1.1222 | 1.1222 | 2.7164 | 2.7164 | 6.707 | 6.707 | -4.8136 | -2.4068 | 2.3144 | 0 | 0 |  |  | 14.0005 |  | 0.36381 | 36.3813 | 4.6288 | 0 | 2014-07-18 08:30 | 6707 | 6.707
|  | 2014-07-18 16:15:02 | 36.3143 | 3.0285 | 12.114 | 7.6222 | 7.6222 | 0.15483 | 0.15483 | 1.1122 | 1.1122 | 3.0004 | 3.0004 | 6.8505 | 6.8505 | -5.4603 | -2.7301 | 2.4068 | 0 | 0 |  |  | 11.266 |  | 0.33359 | 33.3587 | 4.8136 | 0 | 2014-07-18 09:00 | 6850.5 | 6.8505
|  | 2014-07-18 16:45:02 | 36.0963 | 2.9158 | 11.6633 | 7.6278 | 7.6278 | 0.157 | 0.157 | 1.1165 | 1.1165 | 3.0004 | 3.0004 | 6.8093 | 6.8093 | -5.7219 | -2.861 | 2.7301 | 0 | 0 |  |  | 12.5964 |  | 0.32312 | 32.3117 | 5.4603 | 0 | 2014-07-18 09:30 | 6809.3333 | 6.8093
|  | 2014-07-18 17:15:02 | 35.4937 | 2.7018 | 10.8073 | 7.6287 | 7.6287 | 0.157 | 0.157 | 1.1108 | 1.1108 | 2.212 | 2.212 | 6.6575 | 6.6575 | -6.9203 | -3.4602 | 2.861 | 0 | 0 |  |  | 9.7266 |  | 0.30449 | 30.4486 | 5.7219 | 0 | 2014-07-18 10:00 | 6657.5 | 6.6575
|  | 2014-07-18 17:45:02 | 35.029 | 2.563 | 10.252 | 7.6655 | 7.6655 | 0.15733 | 0.15733 | 1.1152 | 1.1152 | 2.212 | 2.212 | 6.4773 | 6.4773 | -7.1497 | -3.5748 | 3.4602 | 0 | 0 |  |  | 9.4318 |  | 0.29267 | 29.2672 | 6.9203 | 0 | 2014-07-18 10:30 | 6477.3333 | 6.4773
|  | 2014-07-18 18:15:01 | 34.3338 | 2.5965 | 10.386 | 7.6922 | 7.6922 | 0.15917 | 0.15917 | 1.1195 | 1.1195 | 1.1152 | 1.1152 | 5.9198 | 5.9198 | -7.942 | -3.971 | 3.5748 | 0 | 0 |  |  | 10.6976 |  | 0.3025 | 30.25 | 7.1497 | 0 | 2014-07-18 11:00 | 5919.8333 | 5.9198
|  | 2014-07-18 18:45:01 | 33.7207 | 2.5918 | 10.3673 | 7.6477 | 7.6477 | 0.16 | 0.16 | 1.1212 | 1.1212 | 1.1152 | 1.1152 | 5.6832 | 5.6832 | -7.6261 | -3.8131 | 3.971 | 0 | 0 |  |  | 9.5379 |  | 0.30745 | 30.7447 | 7.942 | 0 | 2014-07-18 11:30 | 5683.1667 | 5.6832
|  | 2014-07-18 19:15:01 | 33.162 | 2.6823 | 10.7293 | 7.6483 | 7.6483 | 0.141 | 0.141 | 1.0825 | 1.0825 | 0.4588 | 0.4588 | 5.381 | 5.381 | -7.721 | -3.8605 | 3.8131 | 0 | 0 |  |  | 11.2658 |  | 0.32354 | 32.3543 | 7.6261 | 0 | 2014-07-18 12:00 | 5381 | 5.381
|  | 2014-07-18 19:45:01 | 32.7318 | 2.7023 | 10.8093 | 7.6503 | 7.6503 | 0.11783 | 0.11783 | 1.1148 | 1.1148 | 0.4588 | 0.4588 | 5.2678 | 5.2678 | -7.3129 | -3.6564 | 3.8605 | 0 | 0 |  |  | 9.9446 |  | 0.33024 | 33.0239 | 7.721 | 0 | 2014-07-18 12:30 | 5267.8333 | 5.2678
|  | 2014-07-18 20:15:02 | 32.933 | 2.881 | 11.524 | 7.6468 | 7.6468 | 0.059667 | 0.059667 | 1.1273 | 1.1273 | 0.0916 | 0.0916 | 5.1753 | 5.1753 | -7.3082 | -3.6541 | 3.6564 | 0 | 0 |  |  | 11.6392 |  | 0.34992 | 34.9923 | 7.3129 | 0 | 2014-07-18 13:00 | 5175.3333 | 5.1753
|  | 2014-07-18 20:45:02 | 32.8792 | 3.5313 | 14.1253 | 7.652 | 7.652 | 0.038333 | 0.038333 | 1.1268 | 1.1268 | 0.0916 | 0.0916 | 5.105 | 5.105 | -4.7401 | -2.37 | 3.6541 | 0 | 0 |  |  | 14.4078 |  | 0.42961 | 42.9613 | 7.3082 | 0 | 2014-07-18 13:30 | 5105 | 5.105
|  | 2014-07-18 21:15:02 | 32.1943 | 3.3415 | 13.366 | 7.652 | 7.652 | 0.0375 | 0.0375 | 1.1247 | 1.1247 | 0.012 | 0.012 | 5.1022 | 5.1022 | -4.9 | -2.45 | 2.37 | 0 | 0 |  |  | 14.168 |  | 0.41517 | 41.5166 | 4.7401 | 0 | 2014-07-18 14:00 | 5102.1667 | 5.1022
|  | 2014-07-18 21:45:01 | 30.7685 | 3.0457 | 12.1827 | 7.649 | 7.649 | 0.033333 | 0.033333 | 1.1195 | 1.1195 | 0.012 | 0.012 | 4.8105 | 4.8105 | -4.9615 | -2.4808 | 2.45 | 0 | 0 |  |  | 12.1827 |  | 0.39595 | 39.5946 | 4.9 | 0 | 2014-07-18 14:30 | 4810.5 | 4.8105
|  | 2014-07-18 22:15:02 | 29.1055 | 2.8978 | 11.5913 | 7.6513 | 7.6513 | 0.019 | 0.019 | 1.1278 | 1.1278 | 0 | 0 | 4.1417 | 4.1417 | -4.5743 | -2.2872 | 2.4808 | 0 | 0 |  |  | 12.4027 |  | 0.39825 | 39.8252 | 4.9615 | 0 | 2014-07-18 15:00 | 4141.6667 | 4.1417
|  | 2014-07-18 22:45:01 | 27.6442 | 2.277 | 9.108 | 7.6557 | 7.6557 | 0.019 | 0.019 | 1.111 | 1.111 | 0 | 0 | 3.7568 | 3.7568 | -5.9937 | -2.9968 | 2.2872 | 0 | 0 |  |  | 9.108 |  | 0.32947 | 32.9473 | 4.5743 | 0 | 2014-07-18 15:30 | 3756.8333 | 3.7568
|  | 2014-07-18 23:15:01 | 26.624 | 2.1005 | 8.402 | 7.6792 | 7.6792 | 0.021 | 0.021 | 1.077 | 1.077 | 0 | 0 | 3.631 | 3.631 | -5.8138 | -2.9069 | 2.9968 | 0 | 0 |  |  | 7.9819 |  | 0.31558 | 31.558 | 5.9937 | 0 | 2014-07-18 16:00 | 3631 | 3.631
|  | 2014-07-18 23:45:02 | 25.6125 | 1.8167 | 7.2667 | 7.6912 | 7.6912 | 0.021667 | 0.021667 | 1.056 | 1.056 | 0 | 0 | 3.6455 | 3.6455 | -5.9315 | -2.9658 | 2.9069 | 0 | 0 |  |  | 7.3393 |  | 0.28372 | 28.3716 | 5.8138 | 0 | 2014-07-18 16:30 | 3645.5 | 3.6455
|  | 2014-07-19 00:15:02 | 25.5727 | 1.6405 | 6.562 | 7.7115 | 7.7115 | 0.022 | 0.022 | 1.0855 | 1.0855 | 0 | 0 | 3.7362 | 3.7362 | -6.4555 | -3.2277 | 2.9658 | 0 | 0 |  |  | 5.9058 |  | 0.2566 | 25.6602 | 5.9315 | 0 | 2014-07-18 17:00 | 3736.1667 | 3.7362
|  | 2014-07-19 00:45:02 | 25.107 | 1.6115 | 6.446 | 7.7308 | 7.7308 | 0.022 | 0.022 | 1.0967 | 1.0967 | 0 | 0 | 3.6313 | 3.6313 | -6.1802 | -3.0901 | 3.2277 | 0 | 0 |  |  | 6.3171 |  | 0.25674 | 25.6741 | 6.4555 | 0 | 2014-07-18 17:30 | 3631.3333 | 3.6313
|  | 2014-07-19 01:15:01 | 24.4538 | 1.4713 | 5.8853 | 7.696 | 7.696 | 0.022 | 0.022 | 1.0933 | 1.0933 | 0 | 0 | 3.4447 | 3.4447 | -6.3125 | -3.1562 | 3.0901 | 0 | 0 |  |  | 5.6499 |  | 0.24067 | 24.0671 | 6.1802 | 0 | 2014-07-18 18:00 | 3444.6667 | 3.4447
|  | 2014-07-19 01:45:02 | 24.442 | 1.5525 | 6.21 | 7.7338 | 7.7338 | 0.022 | 0.022 | 1.0905 | 1.0905 | 0 | 0 | 3.3162 | 3.3162 | -6.0695 | -3.0348 | 3.1562 | 0 | 0 |  |  | 6.21 |  | 0.25407 | 25.4071 | 6.3125 | 0 | 2014-07-18 18:30 | 3316.1667 | 3.3162
|  | 2014-07-19 02:15:02 | 24.4792 | 1.6818 | 6.7273 | 7.7352 | 7.7352 | 0.022 | 0.022 | 1.0947 | 1.0947 | 0 | 0 | 3.3605 | 3.3605 | -5.5395 | -2.7698 | 3.0348 | 0 | 0 |  |  | 6.1891 |  | 0.27482 | 27.4819 | 6.0695 | 0 | 2014-07-18 19:00 | 3360.5 | 3.3605
|  | 2014-07-19 02:45:01 | 24.1633 | 1.5235 | 6.094 | 7.7327 | 7.7327 | 0.022 | 0.022 | 1.0785 | 1.0785 | 0 | 0 | 3.407 | 3.407 | -5.8292 | -2.9146 | 2.7698 | 0 | 0 |  |  | 6.6425 |  | 0.2522 | 25.22 | 5.5395 | 0 | 2014-07-18 19:30 | 3407 | 3.407
|  | 2014-07-19 03:15:02 | 23.9053 | 1.1182 | 4.4727 | 7.757 | 7.757 | 0.021333 | 0.021333 | 1.0828 | 1.0828 | 0 | 0 | 3.5402 | 3.5402 | -7.0313 | -3.5157 | 2.9146 | 0 | 0 |  |  | 4.2938 |  | 0.1871 | 18.7099 | 5.8292 | 0 | 2014-07-18 20:00 | 3540.1667 | 3.5402
|  | 2014-07-19 03:45:03 | 23.9318 | 1.1325 | 4.53 | 7.7712 | 7.7712 | 0.021 | 0.021 | 1.0635 | 1.0635 | 0 | 0 | 3.5625 | 3.5625 | -6.9837 | -3.4918 | 3.5157 | 0 | 0 |  |  | 4.5753 |  | 0.18929 | 18.9288 | 7.0313 | 0 | 2014-07-18 20:30 | 3562.5 | 3.5625
|  | 2014-07-19 04:15:03 | 23.7882 | 0.963 | 3.852 | 7.7757 | 7.7757 | 0.021 | 0.021 | 1.0408 | 1.0408 | 0 | 0 | 3.6452 | 3.6452 | -7.4535 | -3.7268 | 3.4918 | 0 | 0 |  |  | 3.8905 |  | 0.16193 | 16.1929 | 6.9837 | 0 | 2014-07-18 21:00 | 3645.1667 | 3.6452
|  | 2014-07-19 04:45:03 | 24.0128 | 1.1375 | 4.55 | 7.7852 | 7.7852 | 0.021 | 0.021 | 1.0392 | 1.0392 | 0 | 0 | 3.7615 | 3.7615 | -6.856 | -3.428 | 3.7268 | 0 | 0 |  |  | 4.3225 |  | 0.18948 | 18.9482 | 7.4535 | 0 | 2014-07-18 21:30 | 3761.5 | 3.7615
|  | 2014-07-19 05:15:02 | 24.7487 | 1.6145 | 6.458 | 7.7897 | 7.7897 | 0.021 | 0.021 | 1.0658 | 1.0658 | 0.0752 | 0.0752 | 3.6033 | 3.6033 | -5.7356 | -2.8678 | 3.428 | 0 | 0 |  |  | 5.8122 |  | 0.26094 | 26.0943 | 6.856 | 0 | 2014-07-18 22:00 | 3603.3333 | 3.6033
|  | 2014-07-19 05:45:03 | 25.0878 | 1.7177 | 6.8707 | 7.7852 | 7.7852 | 0.021 | 0.021 | 1.0603 | 1.0603 | 0.0752 | 0.0752 | 3.7385 | 3.7385 | -5.537 | -2.7685 | 2.8678 | 0 | 0 |  |  | 7.1455 |  | 0.27386 | 27.3864 | 5.7356 | 0 | 2014-07-18 22:30 | 3738.5 | 3.7385
|  | 2014-07-19 06:15:01 | 26.5512 | 1.776 | 7.104 | 7.7827 | 7.7827 | 0.021 | 0.021 | 1.0507 | 1.0507 | 0.914 | 0.914 | 4.5285 | 4.5285 | -5.1503 | -2.5752 | 2.7685 | 0 | 0 |  |  | 6.7488 |  | 0.26756 | 26.7559 | 5.537 | 0 | 2014-07-18 23:00 | 4528.5 | 4.5285
|  | 2014-07-19 06:45:02 | 28.3787 | 1.7325 | 6.93 | 7.7772 | 7.7772 | 0.021 | 0.021 | 1.0237 | 1.0237 | 0.914 | 0.914 | 5.0122 | 5.0122 | -6.7007 | -3.3503 | 2.5752 | 0 | 0 |  |  | 7.4151 |  | 0.2442 | 24.4198 | 5.1503 | 0 | 2014-07-18 23:30 | 5012.1667 | 5.0122
|  | 2014-07-19 07:15:03 | 30.3637 | 1.676 | 6.704 | 7.7788 | 7.7788 | 0.022 | 0.022 | 0.8505 | 0.8505 | 1.3504 | 1.3504 | 5.361 | 5.361 | -8.2969 | -4.1485 | 3.3503 | 0 | 0 |  |  | 6.704 |  | 0.22079 | 22.079 | 6.7007 | 0 | 2014-07-19 | 5361 | 5.361
|  | 2014-07-19 07:45:01 | 31.9073 | 1.5627 | 6.2507 | 7.7747 | 7.7747 | 0.058667 | 0.058667 | 0.73733 | 0.73733 | 1.3504 | 1.3504 | 5.702 | 5.702 | -10.0336 | -5.0168 | 4.1485 | 0 | 0 |  |  | 6.8132 |  | 0.1959 | 19.5901 | 8.2969 | 0 | 2014-07-19 00:30 | 5702 | 5.702
|  | 2014-07-19 08:15:02 | 33.4078 | 1.4345 | 5.738 | 7.777 | 7.777 | 0.28417 | 0.28417 | 0.739 | 0.739 | 1.9456 | 1.9456 | 5.9842 | 5.9842 | -10.9399 | -5.47 | 5.0168 | 0 | 0 |  |  | 5.7954 |  | 0.17176 | 17.1756 | 10.0336 | 0 | 2014-07-19 01:00 | 5984.1667 | 5.9842
|  | 2014-07-19 08:45:02 | 34.028 | 1.457 | 5.828 | 7.7813 | 7.7813 | 0.56917 | 0.56917 | 0.72183 | 0.72183 | 1.9456 | 1.9456 | 6.217 | 6.217 | -10.9651 | -5.4825 | 5.47 | 0 | 0 |  |  | 5.5366 |  | 0.17127 | 17.1271 | 10.9399 | 0 | 2014-07-19 01:30 | 6217 | 6.217
|  | 2014-07-19 09:15:01 | 34.1485 | 1.7398 | 6.9593 | 7.7867 | 7.7867 | 0.45517 | 0.45517 | 0.7215 | 0.7215 | 2.7484 | 2.7484 | 6.3983 | 6.3983 | -9.0791 | -4.5396 | 5.4825 | 0 | 0 |  |  | 6.333 |  | 0.2038 | 20.3796 | 10.9651 | 0 | 2014-07-19 02:00 | 6398.3333 | 6.3983
|  | 2014-07-19 09:45:04 | 34.2342 | 1.374 | 5.496 | 7.7813 | 7.7813 | 0.47867 | 0.47867 | 0.72033 | 0.72033 | 2.7484 | 2.7484 | 6.3975 | 6.3975 | -10.6119 | -5.306 | 4.5396 | 0 | 0 |  |  | 4.9464 |  | 0.16054 | 16.0541 | 9.0791 | 0 | 2014-07-19 02:30 | 6397.5 | 6.3975
|  | 2014-07-19 10:15:01 | 34.0282 | 1.3482 | 5.3927 | 7.7768 | 7.7768 | 0.6175 | 0.6175 | 0.71917 | 0.71917 | 3.5604 | 3.5604 | 6.3548 | 6.3548 | -9.6068 | -4.8034 | 5.306 | 0 | 0 |  |  | 5.0691 |  | 0.15848 | 15.8477 | 10.6119 | 0 | 2014-07-19 03:00 | 6354.8333 | 6.3548
|  | 2014-07-19 10:45:03 | 33.9647 | 1.4353 | 5.7413 | 7.7728 | 7.7728 | 0.6125 | 0.6125 | 0.719 | 0.719 | 3.5604 | 3.5604 | 6.2365 | 6.2365 | -9.3221 | -4.661 | 4.8034 | 0 | 0 |  |  | 6.2581 |  | 0.16904 | 16.9038 | 9.6068 | 0 | 2014-07-19 03:30 | 6236.5 | 6.2365
|  | 2014-07-19 11:15:03 | 33.8942 | 1.432 | 5.728 | 7.7697 | 7.7697 | 0.42367 | 0.42367 | 0.71433 | 0.71433 | 4.0404 | 4.0404 | 6.3178 | 6.3178 | -8.9003 | -4.4501 | 4.661 | 0 | 0 |  |  | 5.8426 |  | 0.169 | 16.8997 | 9.3221 | 0 | 2014-07-19 04:00 | 6317.8333 | 6.3178
|  | 2014-07-19 11:45:02 | 33.4863 | 1.1057 | 4.4227 | 7.7785 | 7.7785 | 0.37617 | 0.37617 | 0.7055 | 0.7055 | 4.0404 | 4.0404 | 6.3025 | 6.3025 | -9.8606 | -4.9303 | 4.4501 | 0 | 0 |  |  | 3.9804 |  | 0.13207 | 13.2074 | 8.9003 | 0 | 2014-07-19 04:30 | 6302.5 | 6.3025
|  | 2014-07-19 12:15:02 | 33.0677 | 1.0437 | 4.1747 | 7.7798 | 7.7798 | 0.282 | 0.282 | 0.70117 | 0.70117 | 4.5632 | 4.5632 | 6.3245 | 6.3245 | -9.2423 | -4.6212 | 4.9303 | 0 | 0 |  |  | 4.0077 |  | 0.12625 | 12.6246 | 9.8606 | 0 | 2014-07-19 05:00 | 6324.5 | 6.3245
|  | 2014-07-19 12:45:02 | 32.7668 | 1.266 | 5.064 | 7.7813 | 7.7813 | 0.13667 | 0.13667 | 0.69867 | 0.69867 | 4.5632 | 4.5632 | 6.2488 | 6.2488 | -8.2741 | -4.1371 | 4.6212 | 0 | 0 |  |  | 4.9627 |  | 0.15455 | 15.4547 | 9.2423 | 0 | 2014-07-19 05:30 | 6248.8333 | 6.2488
|  | 2014-07-19 13:15:02 | 32.3305 | 1.1252 | 4.5007 | 7.7858 | 7.7858 | 0.083667 | 0.083667 | 0.6925 | 0.6925 | 4.9052 | 4.9052 | 6.1685 | 6.1685 | -8.1941 | -4.0971 | 4.1371 | 0 | 0 |  |  | 4.9057 |  | 0.13921 | 13.9208 | 8.2741 | 0 | 2014-07-19 06:00 | 6168.5 | 6.1685
|  | 2014-07-19 13:45:01 | 31.9767 | 1.1215 | 4.486 | 7.7925 | 7.7925 | 0.080833 | 0.080833 | 0.68867 | 0.68867 | 4.9052 | 4.9052 | 6.28 | 6.28 | -7.7435 | -3.8717 | 4.0971 | 0 | 0 |  |  | 4.5309 |  | 0.14029 | 14.029 | 8.1941 | 0 | 2014-07-19 06:30 | 6280 | 6.28
|  | 2014-07-19 14:15:02 | 31.8258 | 1.0767 | 4.3067 | 7.795 | 7.795 | 0.067667 | 0.067667 | 0.6885 | 0.6885 | 4.8768 | 4.8768 | 6.2895 | 6.2895 | -7.8017 | -3.9009 | 3.8717 | 0 | 0 |  |  | 4.0052 |  | 0.13532 | 13.532 | 7.7435 | 0 | 2014-07-19 07:00 | 6289.5 | 6.2895
|  | 2014-07-19 14:45:02 | 31.887 | 1.0032 | 4.0127 | 7.808 | 7.808 | 0.067667 | 0.067667 | 0.68833 | 0.68833 | 4.8768 | 4.8768 | 6.3642 | 6.3642 | -8.0694 | -4.0347 | 3.9009 | 0 | 0 |  |  | 3.6114 |  | 0.12584 | 12.584 | 7.8017 | 0 | 2014-07-19 07:30 | 6364.1667 | 6.3642
|  | 2014-07-19 15:15:03 | 32.0902 | 0.9235 | 3.694 | 7.8197 | 7.8197 | 0.066833 | 0.066833 | 0.68767 | 0.68767 | 3.2408 | 3.2408 | 6.4443 | 6.4443 | -10.1369 | -5.0684 | 4.0347 | 0 | 0 |  |  | 3.8418 |  | 0.11511 | 11.5113 | 8.0694 | 0 | 2014-07-19 08:00 | 6444.3333 | 6.4443
|  | 2014-07-19 15:45:01 | 32.6477 | 0.90083 | 3.6033 | 7.8318 | 7.8318 | 0.093167 | 0.093167 | 0.688 | 0.688 | 3.2408 | 3.2408 | 6.5592 | 6.5592 | -10.6314 | -5.3157 | 5.0684 | 0 | 0 |  |  | 3.7835 |  | 0.11037 | 11.037 | 10.1369 | 0 | 2014-07-19 08:30 | 6559.1667 | 6.5592
|  | 2014-07-19 16:15:02 | 33.1953 | 0.79367 | 3.1747 | 7.84 | 7.84 | 0.18867 | 0.18867 | 0.68767 | 0.68767 | 2.5508 | 2.5508 | 6.5717 | 6.5717 | -12.1819 | -6.0909 | 5.3157 | 0 | 0 |  |  | 2.8572 |  | 0.095636 | 9.5636 | 10.6314 | 0 | 2014-07-19 09:00 | 6571.6667 | 6.5717
|  | 2014-07-19 16:45:02 | 33.3152 | 0.88383 | 3.5353 | 7.8503 | 7.8503 | 0.27167 | 0.27167 | 0.564 | 0.564 | 2.5508 | 2.5508 | 6.3615 | 6.3615 | -12.1815 | -6.0908 | 6.0909 | 0 | 0 |  |  | 3.2172 |  | 0.10612 | 10.6118 | 12.1819 | 0 | 2014-07-19 09:30 | 6361.5 | 6.3615
|  | 2014-07-19 17:15:01 | 33.0845 | 1.0123 | 4.0493 | 7.8697 | 7.8697 | 0.53567 | 0.53567 | 0.484 | 0.484 | 2.1884 | 2.1884 | 6.2393 | 6.2393 | -11.7181 | -5.859 | 6.0908 | 0 | 0 |  |  | 3.9683 |  | 0.12239 | 12.2394 | 12.1815 | 0 | 2014-07-19 10:00 | 6239.3333 | 6.2393
|  | 2014-07-19 17:45:02 | 32.8047 | 1.0678 | 4.2713 | 7.8783 | 7.8783 | 0.329 | 0.329 | 0.66983 | 0.66983 | 2.1884 | 2.1884 | 6.1385 | 6.1385 | -11.3293 | -5.6646 | 5.859 | 0 | 0 |  |  | 4.5276 |  | 0.13021 | 13.0205 | 11.7181 | 0 | 2014-07-19 10:30 | 6138.5 | 6.1385
|  | 2014-07-19 18:15:02 | 32.5825 | 0.97217 | 3.8887 | 7.8763 | 7.8763 | 0.1515 | 0.1515 | 0.6955 | 0.6955 | 1.2468 | 1.2468 | 6.2078 | 6.2078 | -12.5159 | -6.2579 | 5.6646 | 0 | 0 |  |  | 4.122 |  | 0.11935 | 11.9348 | 11.3293 | 0 | 2014-07-19 11:00 | 6207.8333 | 6.2078
|  | 2014-07-19 18:45:03 | 32.0287 | 0.79367 | 3.1747 | 7.876 | 7.876 | 0.141 | 0.141 | 0.69767 | 0.69767 | 1.2468 | 1.2468 | 6.047 | 6.047 | -12.8455 | -6.4228 | 6.2579 | 0 | 0 |  |  | 3.1112 |  | 0.09912 | 9.912 | 12.5159 | 0 | 2014-07-19 11:30 | 6047 | 6.047
|  | 2014-07-19 19:15:01 | 31.474 | 0.62083 | 2.4833 | 7.8765 | 7.8765 | 0.141 | 0.141 | 0.69817 | 0.69817 | 0.4284 | 0.4284 | 5.8843 | 5.8843 | -13.9623 | -6.9811 | 6.4228 | 0 | 0 |  |  | 2.533 |  | 0.078901 | 7.8901 | 12.8455 | 0 | 2014-07-19 12:00 | 5884.3333 | 5.8843
|  | 2014-07-19 19:45:02 | 31.1842 | 0.838 | 3.352 | 7.8807 | 7.8807 | 0.12067 | 0.12067 | 0.6975 | 0.6975 | 0.4284 | 0.4284 | 5.7875 | 5.7875 | -12.9174 | -6.4587 | 6.9811 | 0 | 0 |  |  | 3.5196 |  | 0.10749 | 10.749 | 13.9623 | 0 | 2014-07-19 12:30 | 5787.5 | 5.7875
|  | 2014-07-19 20:15:01 | 31.1517 | 0.92167 | 3.6867 | 7.8823 | 7.8823 | 0.056167 | 0.056167 | 0.618 | 0.618 | 0.0652 | 0.0652 | 5.8927 | 5.8927 | -12.9506 | -6.4753 | 6.4587 | 0 | 0 |  |  | 3.4286 |  | 0.11835 | 11.8346 | 12.9174 | 0 | 2014-07-19 13:00 | 5892.6667 | 5.8927
|  | 2014-07-19 20:45:02 | 31.2335 | 1.202 | 4.808 | 7.8852 | 7.8852 | 0.053833 | 0.053833 | 0.6065 | 0.6065 | 0.0652 | 0.0652 | 5.8622 | 5.8622 | -11.9526 | -5.9763 | 6.4753 | 0 | 0 |  |  | 5.1446 |  | 0.15394 | 15.3937 | 12.9506 | 0 | 2014-07-19 13:30 | 5862.1667 | 5.8622
|  | 2014-07-19 21:15:01 | 30.5267 | 0.92517 | 3.7007 | 7.8892 | 7.8892 | 0.04 | 0.04 | 0.606 | 0.606 | 0.008 | 0.008 | 5.4903 | 5.4903 | -12.7925 | -6.3963 | 5.9763 | 0 | 0 |  |  | 3.7377 |  | 0.12123 | 12.1227 | 11.9526 | 0 | 2014-07-19 14:00 | 5490.3333 | 5.4903
|  | 2014-07-19 21:45:02 | 29.3707 | 0.604 | 2.416 | 7.8908 | 7.8908 | 0.0365 | 0.0365 | 0.60583 | 0.60583 | 0.008 | 0.008 | 4.9748 | 4.9748 | -13.4387 | -6.7193 | 6.3963 | 0 | 0 |  |  | 2.3677 |  | 0.082259 | 8.2259 | 12.7925 | 0 | 2014-07-19 14:30 | 4974.8333 | 4.9748
|  | 2014-07-19 22:15:02 | 28.0168 | 0.684 | 2.736 | 7.8927 | 7.8927 | 0.022 | 0.022 | 0.60833 | 0.60833 | 0 | 0 | 3.9878 | 3.9878 | -12.77 | -6.385 | 6.7193 | 0 | 0 |  |  | 2.9549 |  | 0.097656 | 9.7656 | 13.4387 | 0 | 2014-07-19 15:00 | 3987.8333 | 3.9878
|  | 2014-07-19 22:45:02 | 26.4715 | 0.38083 | 1.5233 | 7.8933 | 7.8933 | 0.0215 | 0.0215 | 0.608 | 0.608 | 0 | 0 | 3.4698 | 3.4698 | -12.9555 | -6.4777 | 6.385 | 0 | 0 |  |  | 1.6604 |  | 0.057546 | 5.7546 | 12.77 | 0 | 2014-07-19 15:30 | 3469.8333 | 3.4698
|  | 2014-07-19 23:15:01 | 25.6728 | 0.43867 | 1.7547 | 7.894 | 7.894 | 0.021 | 0.021 | 0.60817 | 0.60817 | 0 | 0 | 3.337 | 3.337 | -12.058 | -6.029 | 6.4777 | 0 | 0 |  |  | 1.7196 |  | 0.068347 | 6.8347 | 12.9555 | 0 | 2014-07-19 16:00 | 3337 | 3.337
|  | 2014-07-19 23:45:03 | 25.3392 | 0.506 | 2.024 | 7.8952 | 7.8952 | 0.0265 | 0.0265 | 0.60883 | 0.60883 | 0 | 0 | 3.2498 | 3.2498 | -11.5348 | -5.7674 | 6.029 | 0 | 0 |  |  | 2.024 |  | 0.079876 | 7.9876 | 12.058 | 0 | 2014-07-19 16:30 | 3249.8333 | 3.2498
|  | 2014-07-20 00:15:01 | 25.1178 | 0.55417 | 2.2167 | 7.9003 | 7.9003 | 0.043333 | 0.043333 | 0.6075 | 0.6075 | 0 | 0 | 3.3432 | 3.3432 | -11.0068 | -5.5034 | 5.7674 | 0 | 0 |  |  | 2.1058 |  | 0.088251 | 8.8251 | 11.5348 | 0 | 2014-07-19 17:00 | 3343.1667 | 3.3432
|  | 2014-07-20 00:45:02 | 24.6678 | 0.404 | 1.616 | 7.9082 | 7.9082 | 0.043667 | 0.043667 | 0.6085 | 0.6085 | 0 | 0 | 3.2782 | 3.2782 | -11.2133 | -5.6067 | 5.5034 | 0 | 0 |  |  | 1.7614 |  | 0.06551 | 6.551 | 11.0068 | 0 | 2014-07-19 17:30 | 3278.1667 | 3.2782
|  | 2014-07-20 01:15:02 | 24.5048 | 0.43 | 1.72 | 7.918 | 7.918 | 0.045 | 0.045 | 0.68983 | 0.68983 | 0 | 0 | 3.2312 | 3.2312 | -10.9008 | -5.4504 | 5.6067 | 0 | 0 |  |  | 1.8404 |  | 0.07019 | 7.019 | 11.2133 | 0 | 2014-07-19 18:00 | 3231.1667 | 3.2312
|  | 2014-07-20 01:45:01 | 24.0297 | 0.4415 | 1.766 | 7.9175 | 7.9175 | 0.039667 | 0.039667 | 0.69833 | 0.69833 | 0 | 0 | 3.1913 | 3.1913 | -10.4168 | -5.2084 | 5.4504 | 0 | 0 |  |  | 1.5894 |  | 0.073492 | 7.3492 | 10.9008 | 0 | 2014-07-19 18:30 | 3191.3333 | 3.1913
|  | 2014-07-20 02:15:04 | 23.6543 | 0.46583 | 1.8633 | 7.9212 | 7.9212 | 0.022167 | 0.022167 | 0.6985 | 0.6985 | 0 | 0 | 3.1602 | 3.1602 | -9.989 | -4.9945 | 5.2084 | 0 | 0 |  |  | 2.031 |  | 0.078773 | 7.8773 | 10.4168 | 0 | 2014-07-19 19:00 | 3160.1667 | 3.1602
|  | 2014-07-20 02:45:02 | 23.4577 | 0.4455 | 1.782 | 7.9222 | 7.9222 | 0.022 | 0.022 | 0.69867 | 0.69867 | 0 | 0 | 3.1233 | 3.1233 | -9.9095 | -4.9547 | 4.9945 | 0 | 0 |  |  | 1.6038 |  | 0.075967 | 7.5967 | 9.989 | 0 | 2014-07-19 19:30 | 3123.3333 | 3.1233
|  | 2014-07-20 03:15:56 | 23.306 | 0.36617 | 1.4647 | 7.9232 | 7.9232 | 0.022 | 0.022 | 0.69867 | 0.69867 | 0 | 0 | 3.039 | 3.039 | -10.1585 | -5.0792 | 4.9547 | 0 | 0 |  |  | 1.3182 |  | 0.062845 | 6.2845 | 9.9095 | 0 | 2014-07-19 20:00 | 3039 | 3.039
|  | 2014-07-20 03:45:02 | 22.9833 | 0.26767 | 1.0707 | 7.9178 | 7.9178 | 0.021333 | 0.021333 | 0.699 | 0.699 | 0 | 0 | 2.972 | 2.972 | -10.3025 | -5.1513 | 5.0792 | 0 | 0 |  |  | 1.1563 |  | 0.046584 | 4.6584 | 10.1585 | 0 | 2014-07-19 20:30 | 2972 | 2.972
|  | 2014-07-20 04:15:02 | 22.643 | 0.21183 | 0.84733 | 7.9115 | 7.9115 | 0.021 | 0.021 | 0.73367 | 0.73367 | 0 | 0 | 2.8727 | 2.8727 | -10.2568 | -5.1284 | 5.1513 | 0 | 0 |  |  | 0.77955 |  | 0.037421 | 3.7421 | 10.3025 | 0 | 2014-07-19 21:00 | 2872.6667 | 2.8727
|  | 2014-07-20 04:45:03 | 22.6357 | 0.20417 | 0.81667 | 7.9123 | 7.9123 | 0.020667 | 0.020667 | 0.73283 | 0.73283 | 0 | 0 | 2.8762 | 2.8762 | -10.277 | -5.1385 | 5.1284 | 0 | 0 |  |  | 0.882 |  | 0.036079 | 3.6079 | 10.2568 | 0 | 2014-07-19 21:30 | 2876.1667 | 2.8762
|  | 2014-07-20 05:15:01 | 23.2373 | 0.191 | 0.764 | 7.9097 | 7.9097 | 0.02 | 0.02 | 0.73167 | 0.73167 | 0.1972 | 0.1972 | 3.0383 | 3.0383 | -10.5765 | -5.2882 | 5.1385 | 0 | 0 |  |  | 0.81748 |  | 0.032878 | 3.2878 | 10.277 | 0 | 2014-07-19 22:00 | 3038.3333 | 3.0383
|  | 2014-07-20 05:45:01 | 23.8137 | 0.19983 | 0.79933 | 7.9108 | 7.9108 | 0.022667 | 0.022667 | 0.73367 | 0.73367 | 0.1972 | 0.1972 | 3.4058 | 3.4058 | -10.7441 | -5.3721 | 5.2882 | 0 | 0 |  |  | 0.8393 |  | 0.033566 | 3.3566 | 10.5765 | 0 | 2014-07-19 22:30 | 3405.8333 | 3.4058
|  | 2014-07-20 06:15:02 | 24.7212 | 0.178 | 0.712 | 7.9155 | 7.9155 | 0.03 | 0.03 | 0.73333 | 0.73333 | 1.1992 | 1.1992 | 3.534 | 3.534 | -10.5971 | -5.2986 | 5.3721 | 0 | 0 |  |  | 0.7832 |  | 0.028801 | 2.8801 | 10.7441 | 0 | 2014-07-19 23:00 | 3534 | 3.534
|  | 2014-07-20 06:45:02 | 25.1077 | 0.19267 | 0.77067 | 7.9128 | 7.9128 | 0.032 | 0.032 | 0.73367 | 0.73367 | 1.1992 | 1.1992 | 3.8908 | 3.8908 | -10.5685 | -5.2842 | 5.2986 | 0 | 0 |  |  | 0.70131 |  | 0.030694 | 3.0694 | 10.5971 | 0 | 2014-07-19 23:30 | 3890.8333 | 3.8908
|  | 2014-07-20 07:15:02 | 26.1872 | 0.17583 | 0.70333 | 7.911 | 7.911 | 0.031833 | 0.031833 | 0.73383 | 0.73383 | 1.726 | 1.726 | 4.4567 | 4.4567 | -10.6245 | -5.3123 | 5.2842 | 0 | 0 |  |  | 0.77367 |  | 0.026858 | 2.6858 | 10.5685 | 0 | 2014-07-20 | 4456.6667 | 4.4567
|  | 2014-07-20 07:45:03 | 27.6223 | 0.20783 | 0.83133 | 7.9178 | 7.9178 | 0.072667 | 0.072667 | 0.73383 | 0.73383 | 1.726 | 1.726 | 4.9297 | 4.9297 | -11.411 | -5.7055 | 5.3123 | 0 | 0 |  |  | 0.8729 |  | 0.030096 | 3.0096 | 10.6245 | 0 | 2014-07-20 00:30 | 4929.6667 | 4.9297
|  | 2014-07-20 08:15:02 | 29.2077 | 0.24817 | 0.99267 | 7.9185 | 7.9185 | 0.1915 | 0.1915 | 0.73317 | 0.73317 | 2.7436 | 2.7436 | 5.2653 | 5.2653 | -11.3629 | -5.6814 | 5.7055 | 0 | 0 |  |  | 0.8934 |  | 0.033987 | 3.3987 | 11.411 | 0 | 2014-07-20 01:00 | 5265.3333 | 5.2653
|  | 2014-07-20 08:45:02 | 30.1982 | 0.28483 | 1.1393 | 7.91 | 7.91 | 0.2125 | 0.2125 | 0.7335 | 0.7335 | 2.7436 | 2.7436 | 5.3605 | 5.3605 | -12.0987 | -6.0494 | 5.6814 | 0 | 0 |  |  | 1.2077 |  | 0.037729 | 3.7729 | 11.3629 | 0 | 2014-07-20 01:30 | 5360.5 | 5.3605
|  | 2014-07-20 09:15:02 | 31.0075 | 0.28133 | 1.1253 | 7.902 | 7.902 | 0.232 | 0.232 | 0.733 | 0.733 | 3.3824 | 3.3824 | 5.4433 | 5.4433 | -12.1894 | -6.0947 | 6.0494 | 0 | 0 |  |  | 1.0241 |  | 0.036292 | 3.6292 | 12.0987 | 0 | 2014-07-20 02:00 | 5443.3333 | 5.4433
|  | 2014-07-20 09:45:02 | 31.4248 | 0.30283 | 1.2113 | 7.9003 | 7.9003 | 0.22783 | 0.22783 | 0.7335 | 0.7335 | 3.3824 | 3.3824 | 5.3472 | 5.3472 | -12.6223 | -6.3111 | 6.0947 | 0 | 0 |  |  | 1.1992 |  | 0.038547 | 3.8547 | 12.1894 | 0 | 2014-07-20 02:30 | 5347.1667 | 5.3472
|  | 2014-07-20 10:15:01 | 31.7658 | 0.31117 | 1.2447 | 7.9073 | 7.9073 | 0.214 | 0.214 | 0.733 | 0.733 | 4.6628 | 4.6628 | 5.3975 | 5.3975 | -11.6065 | -5.8033 | 6.3111 | 0 | 0 |  |  | 1.2322 |  | 0.039183 | 3.9183 | 12.6223 | 0 | 2014-07-20 03:00 | 5397.5 | 5.3975
|  | 2014-07-20 10:45:03 | 31.9008 | 0.30817 | 1.2327 | 7.9053 | 7.9053 | 0.204 | 0.204 | 0.733 | 0.733 | 4.6628 | 4.6628 | 5.4415 | 5.4415 | -11.7215 | -5.8608 | 5.8033 | 0 | 0 |  |  | 1.3436 |  | 0.038641 | 3.8641 | 11.6065 | 0 | 2014-07-20 03:30 | 5441.5 | 5.4415
|  | 2014-07-20 11:15:03 | 32.0958 | 0.28567 | 1.1427 | 7.9033 | 7.9033 | 0.203 | 0.203 | 0.733 | 0.733 | 5.5768 | 5.5768 | 5.4287 | 5.4287 | -11.1084 | -5.5542 | 5.8608 | 0 | 0 |  |  | 1.1427 |  | 0.035602 | 3.5602 | 11.7215 | 0 | 2014-07-20 04:00 | 5428.6667 | 5.4287
|  | 2014-07-20 11:45:01 | 31.9068 | 0.3455 | 1.382 | 7.905 | 7.905 | 0.17467 | 0.17467 | 0.73283 | 0.73283 | 5.5768 | 5.5768 | 5.438 | 5.438 | -10.6975 | -5.3488 | 5.5542 | 0 | 0 |  |  | 1.3958 |  | 0.043314 | 4.3314 | 11.1084 | 0 | 2014-07-20 04:30 | 5438 | 5.438
|  | 2014-07-20 12:15:02 | 31.4733 | 0.359 | 1.436 | 7.9013 | 7.9013 | 0.083 | 0.083 | 0.733 | 0.733 | 6.3932 | 6.3932 | 5.2123 | 5.2123 | -9.7145 | -4.8572 | 5.3488 | 0 | 0 |  |  | 1.5222 |  | 0.045626 | 4.5626 | 10.6975 | 0 | 2014-07-20 05:00 | 5212.3333 | 5.2123
|  | 2014-07-20 12:45:02 | 31.0155 | 0.32433 | 1.2973 | 7.8967 | 7.8967 | 0.0815 | 0.0815 | 0.73283 | 0.73283 | 6.3932 | 6.3932 | 5.1132 | 5.1132 | -9.5008 | -4.7504 | 4.8572 | 0 | 0 |  |  | 1.4011 |  | 0.041829 | 4.1829 | 9.7145 | 0 | 2014-07-20 05:30 | 5113.1667 | 5.1132
|  | 2014-07-20 13:15:01 | 30.7177 | 0.291 | 1.164 | 7.8963 | 7.8963 | 0.082167 | 0.082167 | 0.7335 | 0.7335 | 6.312 | 6.312 | 5.0822 | 5.0822 | -9.4475 | -4.7237 | 4.7504 | 0 | 0 |  |  | 1.2222 |  | 0.037894 | 3.7894 | 9.5008 | 0 | 2014-07-20 06:00 | 5082.1667 | 5.0822
|  | 2014-07-20 13:45:02 | 30.4492 | 0.3015 | 1.206 | 7.9 | 7.9 | 0.066 | 0.066 | 0.73317 | 0.73317 | 6.312 | 6.312 | 5.0373 | 5.0373 | -9.1947 | -4.5973 | 4.7237 | 0 | 0 |  |  | 1.2542 |  | 0.039607 | 3.9607 | 9.4475 | 0 | 2014-07-20 06:30 | 5037.3333 | 5.0373
|  | 2014-07-20 14:15:04 | 30.3995 | 0.36233 | 1.4493 | 7.8943 | 7.8943 | 0.060167 | 0.060167 | 0.7235 | 0.7235 | 5.3684 | 5.3684 | 4.992 | 4.992 | -9.9118 | -4.9559 | 4.5973 | 0 | 0 |  |  | 1.4348 |  | 0.047676 | 4.7676 | 9.1947 | 0 | 2014-07-20 07:00 | 4992 | 4.992
|  | 2014-07-20 14:45:02 | 30.551 | 0.41183 | 1.6473 | 7.8948 | 7.8948 | 0.0665 | 0.0665 | 0.721 | 0.721 | 5.3684 | 5.3684 | 5.0482 | 5.0482 | -9.8048 | -4.9024 | 4.9559 | 0 | 0 |  |  | 1.6638 |  | 0.053921 | 5.3921 | 9.9118 | 0 | 2014-07-20 07:30 | 5048.1667 | 5.0482
|  | 2014-07-20 15:15:01 | 30.8492 | 0.4235 | 1.694 | 7.9007 | 7.9007 | 0.14183 | 0.14183 | 0.72167 | 0.72167 | 3.5276 | 3.5276 | 5.1475 | 5.1475 | -11.7159 | -5.8579 | 4.9024 | 0 | 0 |  |  | 1.5415 |  | 0.054912 | 5.4912 | 9.8048 | 0 | 2014-07-20 08:00 | 5147.5 | 5.1475
|  | 2014-07-20 15:45:01 | 31.3492 | 0.3945 | 1.578 | 7.8988 | 7.8988 | 0.20483 | 0.20483 | 0.72217 | 0.72217 | 3.5276 | 3.5276 | 5.2618 | 5.2618 | -12.1559 | -6.078 | 5.8579 | 0 | 0 |  |  | 1.578 |  | 0.050336 | 5.0336 | 11.7159 | 0 | 2014-07-20 08:30 | 5261.8333 | 5.2618
|  | 2014-07-20 16:15:02 | 31.673 | 0.4165 | 1.666 | 7.9105 | 7.9105 | 0.2405 | 0.2405 | 0.72267 | 0.72267 | 2.936 | 2.936 | 5.2695 | 5.2695 | -12.9278 | -6.4639 | 6.078 | 0 | 0 |  |  | 1.7993 |  | 0.0526 | 5.26 | 12.1559 | 0 | 2014-07-20 09:00 | 5269.5 | 5.2695
|  | 2014-07-20 16:45:03 | 31.8732 | 0.50683 | 2.0273 | 7.9187 | 7.9187 | 0.23467 | 0.23467 | 0.72467 | 0.72467 | 2.936 | 2.936 | 5.2105 | 5.2105 | -12.8213 | -6.4107 | 6.4639 | 0 | 0 |  |  | 1.8651 |  | 0.063606 | 6.3606 | 12.9278 | 0 | 2014-07-20 09:30 | 5210.5 | 5.2105
|  | 2014-07-20 17:15:03 | 31.7595 | 0.5655 | 2.262 | 7.931 | 7.931 | 0.2185 | 0.2185 | 0.74733 | 0.74733 | 2.5916 | 2.5916 | 5.105 | 5.105 | -12.9041 | -6.452 | 6.4107 | 0 | 0 |  |  | 2.3299 |  | 0.071223 | 7.1223 | 12.8213 | 0 | 2014-07-20 10:00 | 5105 | 5.105
|  | 2014-07-20 17:45:02 | 31.7658 | 0.56217 | 2.2487 | 7.9187 | 7.9187 | 0.20183 | 0.20183 | 0.752 | 0.752 | 2.5916 | 2.5916 | 4.9695 | 4.9695 | -13.0836 | -6.5418 | 6.452 | 0 | 0 |  |  | 2.2712 |  | 0.070789 | 7.0789 | 12.9041 | 0 | 2014-07-20 10:30 | 4969.5 | 4.9695
|  | 2014-07-20 18:15:02 | 31.6825 | 0.52817 | 2.1127 | 7.9297 | 7.9297 | 0.17433 | 0.17433 | 0.75183 | 0.75183 | 1.4008 | 1.4008 | 4.9252 | 4.9252 | -14.388 | -7.194 | 6.5418 | 0 | 0 |  |  | 2.007 |  | 0.066682 | 6.6682 | 13.0836 | 0 | 2014-07-20 11:00 | 4925.1667 | 4.9252
|  | 2014-07-20 18:45:02 | 31.453 | 0.46667 | 1.8667 | 7.9348 | 7.9348 | 0.16933 | 0.16933 | 0.75233 | 0.75233 | 1.4008 | 1.4008 | 4.8483 | 4.8483 | -14.4807 | -7.2404 | 7.194 | 0 | 0 |  |  | 1.9227 |  | 0.059348 | 5.9348 | 14.388 | 0 | 2014-07-20 11:30 | 4848.3333 | 4.8483
|  | 2014-07-20 19:15:02 | 31.244 | 0.51633 | 2.0653 | 7.9368 | 7.9368 | 0.14467 | 0.14467 | 0.75267 | 0.75267 | 0.7008 | 0.7008 | 4.6657 | 4.6657 | -14.978 | -7.489 | 7.2404 | 0 | 0 |  |  | 2.2512 |  | 0.066103 | 6.6103 | 14.4807 | 0 | 2014-07-20 12:00 | 4665.6667 | 4.6657
|  | 2014-07-20 19:45:02 | 31.0067 | 0.57183 | 2.2873 | 7.9448 | 7.9448 | 0.13417 | 0.13417 | 0.75267 | 0.75267 | 0.7008 | 0.7008 | 4.5543 | 4.5543 | -14.6325 | -7.3163 | 7.489 | 0 | 0 |  |  | 2.5161 |  | 0.073769 | 7.3769 | 14.978 | 0 | 2014-07-20 12:30 | 4554.3333 | 4.5543
|  | 2014-07-20 20:15:03 | 31.2203 | 0.65783 | 2.6313 | 7.9442 | 7.9442 | 0.095167 | 0.095167 | 0.75017 | 0.75017 | 0.0756 | 0.0756 | 4.7612 | 4.7612 | -14.9627 | -7.4814 | 7.3163 | 0 | 0 |  |  | 2.3945 |  | 0.084283 | 8.4283 | 14.6325 | 0 | 2014-07-20 13:00 | 4761.1667 | 4.7612
|  | 2014-07-20 20:45:01 | 31.415 | 0.68067 | 2.7227 | 7.947 | 7.947 | 0.074333 | 0.074333 | 0.7485 | 0.7485 | 0.0756 | 0.0756 | 4.8323 | 4.8323 | -15.0146 | -7.5073 | 7.4814 | 0 | 0 |  |  | 2.6954 |  | 0.086668 | 8.6668 | 14.9627 | 0 | 2014-07-20 13:30 | 4832.3333 | 4.8323
|  | 2014-07-20 21:15:01 | 30.6967 | 0.65167 | 2.6067 | 7.95 | 7.95 | 0.039333 | 0.039333 | 0.74783 | 0.74783 | 0.012 | 0.012 | 4.6577 | 4.6577 | -14.6832 | -7.3416 | 7.5073 | 0 | 0 |  |  | 2.5545 |  | 0.084917 | 8.4917 | 15.0146 | 0 | 2014-07-20 14:00 | 4657.6667 | 4.6577
|  | 2014-07-20 21:45:02 | 28.9667 | 0.642 | 2.568 | 7.964 | 7.964 | 0.0345 | 0.0345 | 0.74667 | 0.74667 | 0.012 | 0.012 | 4.6203 | 4.6203 | -13.0212 | -6.5106 | 7.3416 | 0 | 0 |  |  | 2.4139 |  | 0.088654 | 8.8654 | 14.6832 | 0 | 2014-07-20 14:30 | 4620.3333 | 4.6203
|  | 2014-07-20 22:15:01 | 27.1118 | 0.61233 | 2.4493 | 7.985 | 7.985 | 0.021 | 0.021 | 0.74783 | 0.74783 | 0 | 0 | 3.9002 | 3.9002 | -12.0085 | -6.0042 | 6.5106 | 0 | 0 |  |  | 2.5228 |  | 0.090342 | 9.0342 | 13.0212 | 0 | 2014-07-20 15:00 | 3900.1667 | 3.9002
|  | 2014-07-20 22:45:02 | 25.9647 | 0.65617 | 2.6247 | 8.0028 | 8.0028 | 0.021 | 0.021 | 0.74733 | 0.74733 | 0 | 0 | 3.4685 | 3.4685 | -11.1003 | -5.5502 | 6.0042 | 0 | 0 |  |  | 2.8609 |  | 0.10109 | 10.1086 | 12.0085 | 0 | 2014-07-20 15:30 | 3468.5 | 3.4685
|  | 2014-07-20 23:15:02 | 25.4903 | 0.66517 | 2.6607 | 8.0212 | 8.0212 | 0.021 | 0.021 | 0.74617 | 0.74617 | 0 | 0 | 3.3527 | 3.3527 | -10.6887 | -5.3443 | 5.5502 | 0 | 0 |  |  | 2.501 |  | 0.10438 | 10.4379 | 11.1003 | 0 | 2014-07-20 16:00 | 3352.6667 | 3.3527
|  | 2014-07-20 23:45:02 | 25.2105 | 0.68533 | 2.7413 | 8.0308 | 8.0308 | 0.021 | 0.021 | 0.7465 | 0.7465 | 0 | 0 | 3.198 | 3.198 | -10.4728 | -5.2364 | 5.3443 | 0 | 0 |  |  | 2.9881 |  | 0.10874 | 10.8738 | 10.6887 | 0 | 2014-07-20 16:30 | 3198 | 3.198
|  | 2014-07-21 00:15:02 | 24.8428 | 0.70633 | 2.8253 | 8.0358 | 8.0358 | 0.021 | 0.021 | 0.7485 | 0.7485 | 0 | 0 | 3.0533 | 3.0533 | -10.1588 | -5.0794 | 5.2364 | 0 | 0 |  |  | 2.6558 |  | 0.11373 | 11.3728 | 10.4728 | 0 | 2014-07-20 17:00 | 3053.3333 | 3.0533
|  | 2014-07-21 00:45:02 | 24.6145 | 0.703 | 2.812 | 8.0447 | 8.0447 | 0.021 | 0.021 | 0.748 | 0.748 | 0 | 0 | 3.0353 | 3.0353 | -9.9535 | -4.9767 | 5.0794 | 0 | 0 |  |  | 2.6433 |  | 0.11424 | 11.4242 | 10.1588 | 0 | 2014-07-20 17:30 | 3035.3333 | 3.0353
|  | 2014-07-21 01:15:02 | 24.308 | 0.64833 | 2.5933 | 8.0423 | 8.0423 | 0.021 | 0.021 | 0.74883 | 0.74883 | 0 | 0 | 3.0812 | 3.0812 | -9.8213 | -4.9107 | 4.9767 | 0 | 0 |  |  | 2.3859 |  | 0.10669 | 10.6686 | 9.9535 | 0 | 2014-07-20 18:00 | 3081.1667 | 3.0812
|  | 2014-07-21 01:45:02 | 24.0092 | 0.6455 | 2.582 | 8.0472 | 8.0472 | 0.021 | 0.021 | 0.74883 | 0.74883 | 0 | 0 | 2.9922 | 2.9922 | -9.618 | -4.809 | 4.9107 | 0 | 0 |  |  | 2.4787 |  | 0.10754 | 10.7542 | 9.8213 | 0 | 2014-07-20 18:30 | 2992.1667 | 2.9922
|  | 2014-07-21 02:15:02 | 23.853 | 0.676 | 2.704 | 8.0443 | 8.0443 | 0.021 | 0.021 | 0.74883 | 0.74883 | 0 | 0 | 2.8865 | 2.8865 | -9.4483 | -4.7242 | 4.809 | 0 | 0 |  |  | 2.9744 |  | 0.11336 | 11.3361 | 9.618 | 0 | 2014-07-20 19:00 | 2886.5 | 2.8865
|  | 2014-07-21 02:45:02 | 23.7443 | 0.66983 | 2.6793 | 8.0448 | 8.0448 | 0.021 | 0.021 | 0.7485 | 0.7485 | 0 | 0 | 2.9747 | 2.9747 | -9.276 | -4.638 | 4.7242 | 0 | 0 |  |  | 2.5454 |  | 0.11284 | 11.2841 | 9.4483 | 0 | 2014-07-20 19:30 | 2974.6667 | 2.9747
|  | 2014-07-21 03:15:01 | 23.8885 | 0.63717 | 2.5487 | 8.0467 | 8.0467 | 0.021 | 0.021 | 0.74867 | 0.74867 | 0 | 0 | 2.9682 | 2.9682 | -9.5553 | -4.7777 | 4.638 | 0 | 0 |  |  | 2.7016 |  | 0.10669 | 10.669 | 9.276 | 0 | 2014-07-20 20:00 | 2968.1667 | 2.9682
|  | 2014-07-21 03:45:03 | 23.6957 | 0.61333 | 2.4533 | 8.0467 | 8.0467 | 0.021 | 0.021 | 0.7575 | 0.7575 | 0 | 0 | 2.8812 | 2.8812 | -9.536 | -4.768 | 4.7777 | 0 | 0 |  |  | 2.3307 |  | 0.10354 | 10.3535 | 9.5553 | 0 | 2014-07-20 20:30 | 2881.1667 | 2.8812
|  | 2014-07-21 04:15:01 | 23.9645 | 0.61367 | 2.4547 | 8.0457 | 8.0457 | 0.021 | 0.021 | 0.75867 | 0.75867 | 0 | 0 | 2.9528 | 2.9528 | -9.7317 | -4.8658 | 4.768 | 0 | 0 |  |  | 2.2337 |  | 0.10243 | 10.2429 | 9.536 | 0 | 2014-07-20 21:00 | 2952.8333 | 2.9528
|  | 2014-07-21 04:45:02 | 24.625 | 0.56667 | 2.2667 | 8.0472 | 8.0472 | 0.021 | 0.021 | 0.75933 | 0.75933 | 0 | 0 | 3.2625 | 3.2625 | -10.2683 | -5.1342 | 4.8658 | 0 | 0 |  |  | 2.1987 |  | 0.092047 | 9.2047 | 9.7317 | 0 | 2014-07-20 21:30 | 3262.5 | 3.2625
|  | 2014-07-21 05:15:01 | 26.2295 | 0.53033 | 2.1213 | 8.045 | 8.045 | 0.021167 | 0.021167 | 0.75867 | 0.75867 | 0.0752 | 0.0752 | 3.7653 | 3.7653 | -11.4428 | -5.7214 | 5.1342 | 0 | 0 |  |  | 2.0365 |  | 0.080876 | 8.0876 | 10.2683 | 0 | 2014-07-20 22:00 | 3765.3333 | 3.7653
|  | 2014-07-21 05:45:01 | 28.4113 | 0.5565 | 2.226 | 8.046 | 8.046 | 0.0255 | 0.0255 | 0.75833 | 0.75833 | 0.0752 | 0.0752 | 4.6935 | 4.6935 | -12.5868 | -6.2934 | 5.7214 | 0 | 0 |  |  | 2.3818 |  | 0.078349 | 7.8349 | 11.4428 | 0 | 2014-07-20 22:30 | 4693.5 | 4.6935
|  | 2014-07-21 06:15:02 | 31.4418 | 0.5975 | 2.39 | 8.0405 | 8.0405 | 0.127 | 0.127 | 0.7575 | 0.7575 | 0.678 | 0.678 | 5.4388 | 5.4388 | -14.01 | -7.005 | 6.2934 | 0 | 0 |  |  | 2.4378 |  | 0.076013 | 7.6013 | 12.5868 | 0 | 2014-07-20 23:00 | 5438.8333 | 5.4388
|  | 2014-07-21 06:45:02 | 33.5583 | 0.60517 | 2.4207 | 8.0405 | 8.0405 | 0.1995 | 0.1995 | 0.75767 | 0.75767 | 0.678 | 0.678 | 6.0248 | 6.0248 | -15.4372 | -7.7186 | 7.005 | 0 | 0 |  |  | 2.2512 |  | 0.072133 | 7.2133 | 14.01 | 0 | 2014-07-20 23:30 | 6024.8333 | 6.0248
|  | 2014-07-21 07:15:02 | 35.4027 | 0.55233 | 2.2093 | 8.0407 | 8.0407 | 0.0455 | 0.0455 | 0.7575 | 0.7575 | 1.3032 | 1.3032 | 6.2408 | 6.2408 | -16.8056 | -8.4028 | 7.7186 | 0 | 0 |  |  | 2.1431 |  | 0.062406 | 6.2406 | 15.4372 | 0 | 2014-07-21 | 6240.8333 | 6.2408
|  | 2014-07-21 07:45:02 | 36.327 | 0.473 | 1.892 | 8.041 | 8.041 | 0.1245 | 0.1245 | 0.75667 | 0.75667 | 1.3032 | 1.3032 | 6.5423 | 6.5423 | -17.6673 | -8.8337 | 8.4028 | 0 | 0 |  |  | 1.8542 |  | 0.052082 | 5.2082 | 16.8056 | 0 | 2014-07-21 00:30 | 6542.3333 | 6.5423
|  | 2014-07-21 08:15:02 | 37.1265 | 0.38283 | 1.5313 | 8.0407 | 8.0407 | 0.21533 | 0.21533 | 0.75483 | 0.75483 | 2.0364 | 2.0364 | 6.6968 | 6.6968 | -17.8511 | -8.9255 | 8.8337 | 0 | 0 |  |  | 1.562 |  | 0.041246 | 4.1246 | 17.6673 | 0 | 2014-07-21 01:00 | 6696.8333 | 6.6968
|  | 2014-07-21 08:45:01 | 37.2648 | 0.31667 | 1.2667 | 8.0412 | 8.0412 | 0.21783 | 0.21783 | 0.75783 | 0.75783 | 2.0364 | 2.0364 | 6.8198 | 6.8198 | -18.1251 | -9.0625 | 8.9255 | 0 | 0 |  |  | 1.3807 |  | 0.033991 | 3.3991 | 17.8511 | 0 | 2014-07-21 01:30 | 6819.8333 | 6.8198
|  | 2014-07-21 09:15:02 | 37.3437 | 0.31117 | 1.2447 | 8.0405 | 8.0405 | 0.228 | 0.228 | 0.76167 | 0.76167 | 2.8172 | 2.8172 | 6.9312 | 6.9312 | -17.3205 | -8.6602 | 9.0625 | 0 | 0 |  |  | 1.3193 |  | 0.03333 | 3.333 | 18.1251 | 0 | 2014-07-21 02:00 | 6931.1667 | 6.9312
|  | 2014-07-21 09:45:03 | 37.3725 | 0.29967 | 1.1987 | 8.0372 | 8.0372 | 0.23817 | 0.23817 | 0.76467 | 0.76467 | 2.8172 | 2.8172 | 7.01 | 7.01 | -17.3066 | -8.6533 | 8.6602 | 0 | 0 |  |  | 1.2586 |  | 0.032073 | 3.2073 | 17.3205 | 0 | 2014-07-21 02:30 | 7010 | 7.01
|  | 2014-07-21 10:15:03 | 37.3922 | 0.25933 | 1.0373 | 8.036 | 8.036 | 0.226 | 0.226 | 0.76817 | 0.76817 | 4.6968 | 4.6968 | 7.1252 | 7.1252 | -15.5027 | -7.7514 | 8.6533 | 0 | 0 |  |  | 1.0373 |  | 0.027742 | 2.7742 | 17.3066 | 0 | 2014-07-21 03:00 | 7125.1667 | 7.1252
|  | 2014-07-21 10:45:02 | 37.5073 | 0.26333 | 1.0533 | 8.0397 | 8.0397 | 0.22817 | 0.22817 | 0.76767 | 0.76767 | 4.6968 | 4.6968 | 6.987 | 6.987 | -15.7347 | -7.8674 | 7.7514 | 0 | 0 |  |  | 1.1481 |  | 0.028083 | 2.8083 | 15.5027 | 0 | 2014-07-21 03:30 | 6987 | 6.987
|  | 2014-07-21 11:15:03 | 37.5742 | 0.31567 | 1.2627 | 8.055 | 8.055 | 0.227 | 0.227 | 0.76567 | 0.76567 | 4.1824 | 4.1824 | 7.0798 | 7.0798 | -16.0016 | -8.0008 | 7.8674 | 0 | 0 |  |  | 1.2753 |  | 0.033605 | 3.3605 | 15.7347 | 0 | 2014-07-21 04:00 | 7079.8333 | 7.0798
|  | 2014-07-21 11:45:01 | 37.4203 | 0.3545 | 1.418 | 8.0523 | 8.0523 | 0.16683 | 0.16683 | 0.75533 | 0.75533 | 4.1824 | 4.1824 | 7.0718 | 7.0718 | -15.7736 | -7.8868 | 8.0008 | 0 | 0 |  |  | 1.3046 |  | 0.037894 | 3.7894 | 16.0016 | 0 | 2014-07-21 04:30 | 7071.8333 | 7.0718
|  | 2014-07-21 12:15:01 | 37.2778 | 0.29967 | 1.1987 | 8.0522 | 8.0522 | 0.078 | 0.078 | 0.74983 | 0.74983 | 4.9124 | 4.9124 | 7.152 | 7.152 | -15.1348 | -7.5674 | 7.8868 | 0 | 0 |  |  | 1.2586 |  | 0.032155 | 3.2155 | 15.7736 | 0 | 2014-07-21 05:00 | 7152 | 7.152
|  | 2014-07-21 12:45:02 | 37.1077 | 0.2495 | 0.998 | 8.0457 | 8.0457 | 0.072333 | 0.072333 | 0.75033 | 0.75033 | 4.9124 | 4.9124 | 7.2687 | 7.2687 | -15.0603 | -7.5301 | 7.5674 | 0 | 0 |  |  | 0.8982 |  | 0.026895 | 2.6895 | 15.1348 | 0 | 2014-07-21 05:30 | 7268.6667 | 7.2687
|  | 2014-07-21 13:15:01 | 36.9755 | 0.22733 | 0.90933 | 8.0488 | 8.0488 | 0.061 | 0.061 | 0.75067 | 0.75067 | 5 | 5 | 7.3977 | 7.3977 | -14.808 | -7.404 | 7.5301 | 0 | 0 |  |  | 0.83659 |  | 0.024593 | 2.4593 | 15.0603 | 0 | 2014-07-21 06:00 | 7397.6667 | 7.3977
|  | 2014-07-21 13:45:01 | 36.8117 | 0.257 | 1.028 | 8.0483 | 8.0483 | 0.069333 | 0.069333 | 0.74933 | 0.74933 | 5 | 5 | 7.3225 | 7.3225 | -14.5942 | -7.2971 | 7.404 | 0 | 0 |  |  | 1.1 |  | 0.027926 | 2.7926 | 14.808 | 0 | 2014-07-21 06:30 | 7322.5 | 7.3225
|  | 2014-07-21 14:15:02 | 36.8115 | 0.34033 | 1.3613 | 8.0435 | 8.0435 | 0.076 | 0.076 | 0.7495 | 0.7495 | 4.2212 | 4.2212 | 7.35 | 7.35 | -15.01 | -7.505 | 7.2971 | 0 | 0 |  |  | 1.2797 |  | 0.036981 | 3.6981 | 14.5942 | 0 | 2014-07-21 07:00 | 7350 | 7.35
|  | 2014-07-21 14:45:01 | 37.1645 | 0.39833 | 1.5933 | 8.0353 | 8.0353 | 0.071 | 0.071 | 0.74833 | 0.74833 | 4.2212 | 4.2212 | 7.3312 | 7.3312 | -15.1641 | -7.5821 | 7.505 | 0 | 0 |  |  | 1.4499 |  | 0.042872 | 4.2872 | 15.01 | 0 | 2014-07-21 07:30 | 7331.1667 | 7.3312
|  | 2014-07-21 15:15:02 | 37.5305 | 0.49633 | 1.9853 | 8.0353 | 8.0353 | 0.093667 | 0.093667 | 0.74867 | 0.74867 | 3.8084 | 3.8084 | 7.3357 | 7.3357 | -15.5234 | -7.7617 | 7.5821 | 0 | 0 |  |  | 1.8861 |  | 0.052899 | 5.2899 | 15.1641 | 0 | 2014-07-21 08:00 | 7335.6667 | 7.3357
|  | 2014-07-21 15:45:02 | 38.0667 | 0.55233 | 2.2093 | 8.028 | 8.028 | 0.14283 | 0.14283 | 0.7495 | 0.7495 | 3.8084 | 3.8084 | 7.3728 | 7.3728 | -15.7558 | -7.8779 | 7.7617 | 0 | 0 |  |  | 2.3419 |  | 0.058039 | 5.8039 | 15.5234 | 0 | 2014-07-21 08:30 | 7372.8333 | 7.3728
|  | 2014-07-21 16:15:02 | 38.052 | 0.56667 | 2.2667 | 8.0408 | 8.0408 | 0.19417 | 0.19417 | 0.74867 | 0.74867 | 2.8388 | 2.8388 | 7.308 | 7.308 | -16.6549 | -8.3274 | 7.8779 | 0 | 0 |  |  | 2.4253 |  | 0.059568 | 5.9568 | 15.7558 | 0 | 2014-07-21 09:00 | 7308 | 7.308
|  | 2014-07-21 16:45:03 | 37.6248 | 0.53783 | 2.1513 | 8.0357 | 8.0357 | 0.19417 | 0.19417 | 0.748 | 0.748 | 2.8388 | 2.8388 | 7.2918 | 7.2918 | -16.365 | -8.1825 | 8.3274 | 0 | 0 |  |  | 2.1083 |  | 0.057179 | 5.7179 | 16.6549 | 0 | 2014-07-21 09:30 | 7291.8333 | 7.2918
|  | 2014-07-21 17:15:03 | 37.0648 | 0.54183 | 2.1673 | 8.0372 | 8.0372 | 0.19383 | 0.19383 | 0.74967 | 0.74967 | 2.076 | 2.076 | 7.2762 | 7.2762 | -16.5647 | -8.2823 | 8.1825 | 0 | 0 |  |  | 2.0156 |  | 0.058474 | 5.8474 | 16.365 | 0 | 2014-07-21 10:00 | 7276.1667 | 7.2762
|  | 2014-07-21 17:45:03 | 36.8307 | 0.52183 | 2.0873 | 8.0385 | 8.0385 | 0.18783 | 0.18783 | 0.75 | 0.75 | 2.076 | 2.076 | 6.753 | 6.753 | -16.938 | -8.469 | 8.2823 | 0 | 0 |  |  | 2.1082 |  | 0.056674 | 5.6674 | 16.5647 | 0 | 2014-07-21 10:30 | 6753 | 6.753
|  | 2014-07-21 18:15:01 | 36.2537 | 0.47833 | 1.9133 | 8.0568 | 8.0568 | 0.172 | 0.172 | 0.74217 | 0.74217 | 2.0336 | 2.0336 | 6.336 | 6.336 | -16.9997 | -8.4999 | 8.469 | 0 | 0 |  |  | 1.7794 |  | 0.052776 | 5.2776 | 16.938 | 0 | 2014-07-21 11:00 | 6336 | 6.336
|  | 2014-07-21 18:45:03 | 35.6217 | 0.4435 | 1.774 | 8.0537 | 8.0537 | 0.169 | 0.169 | 0.74017 | 0.74017 | 2.0336 | 2.0336 | 6.2023 | 6.2023 | -16.6489 | -8.3244 | 8.4999 | 0 | 0 |  |  | 1.6498 |  | 0.049801 | 4.9801 | 16.9997 | 0 | 2014-07-21 11:30 | 6202.3333 | 6.2023
|  | 2014-07-21 19:15:02 | 34.9398 | 0.412 | 1.648 | 8.059 | 8.059 | 0.153 | 0.153 | 0.74367 | 0.74367 | 0.6104 | 0.6104 | 5.9863 | 5.9863 | -17.7394 | -8.8697 | 8.3244 | 0 | 0 |  |  | 1.5491 |  | 0.047167 | 4.7167 | 16.6489 | 0 | 2014-07-21 12:00 | 5986.3333 | 5.9863
|  | 2014-07-21 19:45:03 | 34.7147 | 0.35133 | 1.4053 | 8.0598 | 8.0598 | 0.12317 | 0.12317 | 0.74817 | 0.74817 | 0.6104 | 0.6104 | 5.8893 | 5.8893 | -17.8784 | -8.9392 | 8.8697 | 0 | 0 |  |  | 1.4897 |  | 0.040482 | 4.0482 | 17.7394 | 0 | 2014-07-21 12:30 | 5889.3333 | 5.8893
|  | 2014-07-21 20:15:01 | 34.6043 | 0.34017 | 1.3607 | 8.0655 | 8.0655 | 0.051 | 0.051 | 0.75017 | 0.75017 | 0.1384 | 0.1384 | 5.9177 | 5.9177 | -18.3209 | -9.1605 | 8.9392 | 0 | 0 |  |  | 1.4151 |  | 0.039321 | 3.9321 | 17.8784 | 0 | 2014-07-21 13:00 | 5917.6667 | 5.9177
|  | 2014-07-21 20:45:04 | 34.647 | 0.35667 | 1.4267 | 8.0658 | 8.0658 | 0.051 | 0.051 | 0.743 | 0.743 | 0.1384 | 0.1384 | 5.954 | 5.954 | -18.2681 | -9.134 | 9.1605 | 0 | 0 |  |  | 1.5265 |  | 0.041177 | 4.1177 | 18.3209 | 0 | 2014-07-21 13:30 | 5954 | 5.954
|  | 2014-07-21 21:15:04 | 33.7143 | 0.367 | 1.468 | 8.0778 | 8.0778 | 0.051 | 0.051 | 0.742 | 0.742 | 0.04 | 0.04 | 5.8843 | 5.8843 | -17.4512 | -8.7256 | 9.134 | 0 | 0 |  |  | 1.4533 |  | 0.043542 | 4.3542 | 18.2681 | 0 | 2014-07-21 14:00 | 5884.3333 | 5.8843
|  | 2014-07-21 21:45:02 | 31.7897 | 0.361 | 1.444 | 8.0517 | 8.0517 | 0.044167 | 0.044167 | 0.7435 | 0.7435 | 0.04 | 0.04 | 5.6198 | 5.6198 | -15.8465 | -7.9232 | 8.7256 | 0 | 0 |  |  | 1.5884 |  | 0.045424 | 4.5424 | 17.4512 | 0 | 2014-07-21 14:30 | 5619.8333 | 5.6198
|  | 2014-07-21 22:15:01 | 29.6877 | 0.35367 | 1.4147 | 8.0477 | 8.0477 | 0.016 | 0.016 | 0.74467 | 0.74467 | 0 | 0 | 4.5773 | 4.5773 | -14.8873 | -7.4437 | 7.9232 | 0 | 0 |  |  | 1.3015 |  | 0.047652 | 4.7652 | 15.8465 | 0 | 2014-07-21 15:00 | 4577.3333 | 4.5773
|  | 2014-07-21 22:45:02 | 28.0693 | 0.3555 | 1.422 | 8.0328 | 8.0328 | 0.016 | 0.016 | 0.7435 | 0.7435 | 0 | 0 | 3.9493 | 3.9493 | -13.9057 | -6.9528 | 7.4437 | 0 | 0 |  |  | 1.3367 |  | 0.05066 | 5.066 | 14.8873 | 0 | 2014-07-21 15:30 | 3949.3333 | 3.9493
|  | 2014-07-21 23:15:01 | 27.4992 | 0.40783 | 1.6313 | 8.0442 | 8.0442 | 0.016 | 0.016 | 0.742 | 0.742 | 0 | 0 | 3.6158 | 3.6158 | -13.4498 | -6.7249 | 6.9528 | 0 | 0 |  |  | 1.4682 |  | 0.059323 | 5.9323 | 13.9057 | 0 | 2014-07-21 16:00 | 3615.8333 | 3.6158
|  | 2014-07-21 23:45:03 | 27.1618 | 0.47183 | 1.8873 | 8.0635 | 8.0635 | 0.016 | 0.016 | 0.75217 | 0.75217 | 0 | 0 | 3.279 | 3.279 | -13.1638 | -6.5819 | 6.7249 | 0 | 0 |  |  | 1.8685 |  | 0.069485 | 6.9485 | 13.4498 | 0 | 2014-07-21 16:30 | 3279 | 3.279
|  | 2014-07-22 00:15:02 | 26.7343 | 0.52433 | 2.0973 | 8.0712 | 8.0712 | 0.016 | 0.016 | 0.7535 | 0.7535 | 0 | 0 | 3.2063 | 3.2063 | -12.59 | -6.295 | 6.5819 | 0 | 0 |  |  | 2.0764 |  | 0.078451 | 7.8451 | 13.1638 | 0 | 2014-07-21 17:00 | 3206.3333 | 3.2063
|  | 2014-07-22 00:45:02 | 26.4732 | 0.57467 | 2.2987 | 8.0662 | 8.0662 | 0.016 | 0.016 | 0.75583 | 0.75583 | 0 | 0 | 3.0753 | 3.0753 | -12.2612 | -6.1306 | 6.295 | 0 | 0 |  |  | 2.3906 |  | 0.08683 | 8.683 | 12.59 | 0 | 2014-07-21 17:30 | 3075.3333 | 3.0753
|  | 2014-07-22 01:15:01 | 25.9205 | 0.57383 | 2.2953 | 8.0688 | 8.0688 | 0.016 | 0.016 | 0.75817 | 0.75817 | 0 | 0 | 3.074 | 3.074 | -11.7082 | -5.8541 | 6.1306 | 0 | 0 |  |  | 2.0888 |  | 0.088553 | 8.8553 | 12.2612 | 0 | 2014-07-21 18:00 | 3074 | 3.074
|  | 2014-07-22 01:45:02 | 25.5397 | 0.58733 | 2.3493 | 8.0622 | 8.0622 | 0.016 | 0.016 | 0.75733 | 0.75733 | 0 | 0 | 3.1622 | 3.1622 | -11.1927 | -5.5963 | 5.8541 | 0 | 0 |  |  | 2.5843 |  | 0.091988 | 9.1988 | 11.7082 | 0 | 2014-07-21 18:30 | 3162.1667 | 3.1622
|  | 2014-07-22 02:15:01 | 25.4098 | 0.672 | 2.688 | 8.0687 | 8.0687 | 0.016 | 0.016 | 0.75733 | 0.75733 | 0 | 0 | 3.166 | 3.166 | -10.7138 | -5.3569 | 5.5963 | 0 | 0 |  |  | 2.6074 |  | 0.10579 | 10.5786 | 11.1927 | 0 | 2014-07-21 19:00 | 3166 | 3.166
|  | 2014-07-22 02:45:02 | 25.2917 | 0.77367 | 3.0947 | 8.07 | 8.07 | 0.016 | 0.016 | 0.7555 | 0.7555 | 0 | 0 | 3.1385 | 3.1385 | -10.217 | -5.1085 | 5.3569 | 0 | 0 |  |  | 3.2803 |  | 0.12236 | 12.2359 | 10.7138 | 0 | 2014-07-21 19:30 | 3138.5 | 3.1385
|  | 2014-07-22 03:15:01 | 25.2613 | 0.87533 | 3.5013 | 8.0662 | 8.0662 | 0.016 | 0.016 | 0.76 | 0.76 | 0 | 0 | 3.0303 | 3.0303 | -9.8875 | -4.9438 | 5.1085 | 0 | 0 |  |  | 3.5013 |  | 0.1386 | 13.8604 | 10.217 | 0 | 2014-07-21 20:00 | 3030.3333 | 3.0303
|  | 2014-07-22 03:45:02 | 25.0713 | 0.97683 | 3.9073 | 8.0627 | 8.0627 | 0.016 | 0.016 | 0.754 | 0.754 | 0 | 0 | 2.9865 | 2.9865 | -9.3448 | -4.6724 | 4.9438 | 0 | 0 |  |  | 3.5166 |  | 0.15585 | 15.5849 | 9.8875 | 0 | 2014-07-21 20:30 | 2986.5 | 2.9865
|  | 2014-07-22 04:15:03 | 25.1227 | 1.0832 | 4.3327 | 8.0658 | 8.0658 | 0.016 | 0.016 | 0.675 | 0.675 | 0 | 0 | 3.0088 | 3.0088 | -9.0243 | -4.5122 | 4.6724 | 0 | 0 |  |  | 4.0294 |  | 0.17246 | 17.246 | 9.3448 | 0 | 2014-07-21 21:00 | 3008.8333 | 3.0088
|  | 2014-07-22 04:45:02 | 25.9175 | 1.1048 | 4.4193 | 8.0658 | 8.0658 | 0.016 | 0.016 | 0.71767 | 0.71767 | 0 | 0 | 3.2887 | 3.2887 | -9.41 | -4.705 | 4.5122 | 0 | 0 |  |  | 4.1984 |  | 0.17052 | 17.0515 | 9.0243 | 0 | 2014-07-21 21:30 | 3288.6667 | 3.2887
|  | 2014-07-22 05:15:02 | 28.0052 | 1.1047 | 4.4187 | 8.0767 | 8.0767 | 0.016667 | 0.016667 | 0.89483 | 0.89483 | 0.0792 | 0.0792 | 3.4755 | 3.4755 | -11.0436 | -5.5218 | 4.705 | 0 | 0 |  |  | 4.4629 |  | 0.15778 | 15.778 | 9.41 | 0 | 2014-07-21 22:00 | 3475.5 | 3.4755
|  | 2014-07-22 05:45:01 | 29.5308 | 1.1192 | 4.4767 | 8.0885 | 8.0885 | 0.030667 | 0.030667 | 0.981 | 0.981 | 0.0792 | 0.0792 | 4.1847 | 4.1847 | -11.6901 | -5.8451 | 5.5218 | 0 | 0 |  |  | 4.8796 |  | 0.15159 | 15.1593 | 11.0436 | 0 | 2014-07-21 22:30 | 4184.6667 | 4.1847
|  | 2014-07-22 06:15:02 | 31.9842 | 1.1023 | 4.4093 | 8.0875 | 8.0875 | 0.048833 | 0.048833 | 1.059 | 1.059 | 0.5256 | 0.5256 | 4.941 | 4.941 | -12.9129 | -6.4565 | 5.8451 | 0 | 0 |  |  | 4.6298 |  | 0.13786 | 13.786 | 11.6901 | 0 | 2014-07-21 23:00 | 4941 | 4.941
|  | 2014-07-22 06:45:01 | 33.9405 | 1.11 | 4.44 | 8.0908 | 8.0908 | 0.057333 | 0.057333 | 1.026 | 1.026 | 0.5256 | 0.5256 | 5.4112 | 5.4112 | -14.3896 | -7.1948 | 6.4565 | 0 | 0 |  |  | 4.1292 |  | 0.13082 | 13.0817 | 12.9129 | 0 | 2014-07-21 23:30 | 5411.1667 | 5.4112
|  | 2014-07-22 07:15:02 | 35.8127 | 1.1278 | 4.5113 | 8.0805 | 8.0805 | 0.081167 | 0.081167 | 1.0408 | 1.0408 | 1.2752 | 1.2752 | 5.9175 | 5.9175 | -14.9061 | -7.4531 | 7.1948 | 0 | 0 |  |  | 4.4662 |  | 0.12597 | 12.597 | 14.3896 | 0 | 2014-07-22 | 5917.5 | 5.9175
|  | 2014-07-22 07:45:03 | 36.5852 | 1.083 | 4.332 | 8.0798 | 8.0798 | 0.118 | 0.118 | 1.0668 | 1.0668 | 1.2752 | 1.2752 | 6.3143 | 6.3143 | -15.399 | -7.6995 | 7.4531 | 0 | 0 |  |  | 4.5486 |  | 0.11841 | 11.8409 | 14.9061 | 0 | 2014-07-22 00:30 | 6314.3333 | 6.3143
|  | 2014-07-22 08:15:03 | 37.0542 | 1.081 | 4.324 | 8.0827 | 8.0827 | 0.16633 | 0.16633 | 1.0557 | 1.0557 | 2.1764 | 2.1764 | 6.6225 | 6.6225 | -14.6266 | -7.3133 | 7.6995 | 0 | 0 |  |  | 3.9781 |  | 0.11669 | 11.6694 | 15.399 | 0 | 2014-07-22 01:00 | 6622.5 | 6.6225
|  | 2014-07-22 08:45:02 | 37.2183 | 1.0897 | 4.3587 | 8.0873 | 8.0873 | 0.19517 | 0.19517 | 1.0733 | 1.0733 | 2.1764 | 2.1764 | 6.8883 | 6.8883 | -14.4391 | -7.2195 | 7.3133 | 0 | 0 |  |  | 4.5766 |  | 0.11711 | 11.7111 | 14.6266 | 0 | 2014-07-22 01:30 | 6888.3333 | 6.8883
|  | 2014-07-22 09:15:02 | 36.9142 | 1.0738 | 4.2953 | 8.0803 | 8.0803 | 0.22917 | 0.22917 | 1.0625 | 1.0625 | 2.7648 | 2.7648 | 6.6403 | 6.6403 | -13.8417 | -6.9209 | 7.2195 | 0 | 0 |  |  | 4.2953 |  | 0.11636 | 11.636 | 14.4391 | 0 | 2014-07-22 02:00 | 6640.3333 | 6.6403
|  | 2014-07-22 09:45:02 | 37.0373 | 1.077 | 4.308 | 8.074 | 8.074 | 0.23 | 0.23 | 1.0417 | 1.0417 | 2.7648 | 2.7648 | 6.6092 | 6.6092 | -14.0097 | -7.0049 | 6.9209 | 0 | 0 |  |  | 4.2649 |  | 0.11632 | 11.6315 | 13.8417 | 0 | 2014-07-22 02:30 | 6609.1667 | 6.6092
|  | 2014-07-22 10:15:02 | 37.2038 | 1.0253 | 4.1013 | 8.0785 | 8.0785 | 0.23 | 0.23 | 1.0275 | 1.0275 | 4.7532 | 4.7532 | 6.8205 | 6.8205 | -12.1928 | -6.0964 | 7.0049 | 0 | 0 |  |  | 3.9783 |  | 0.11024 | 11.024 | 14.0097 | 0 | 2014-07-22 03:00 | 6820.5 | 6.8205
|  | 2014-07-22 10:45:02 | 37.3503 | 0.93317 | 3.7327 | 8.0808 | 8.0808 | 0.223 | 0.223 | 1.0493 | 1.0493 | 4.7532 | 4.7532 | 6.9402 | 6.9402 | -12.5711 | -6.2856 | 6.0964 | 0 | 0 |  |  | 3.658 |  | 0.099937 | 9.9937 | 12.1928 | 0 | 2014-07-22 03:30 | 6940.1667 | 6.9402
|  | 2014-07-22 11:15:03 | 37.4085 | 0.91067 | 3.6427 | 8.0767 | 8.0767 | 0.19517 | 0.19517 | 1.0498 | 1.0498 | 4.0568 | 4.0568 | 6.9647 | 6.9647 | -13.4227 | -6.7113 | 6.2856 | 0 | 0 |  |  | 3.5698 |  | 0.097375 | 9.7375 | 12.5711 | 0 | 2014-07-22 04:00 | 6964.6667 | 6.9647
|  | 2014-07-22 11:45:03 | 37.3027 | 0.896 | 3.584 | 8.0725 | 8.0725 | 0.15333 | 0.15333 | 1.052 | 1.052 | 4.0568 | 4.0568 | 6.9352 | 6.9352 | -13.4489 | -6.7244 | 6.7113 | 0 | 0 |  |  | 3.9424 |  | 0.096079 | 9.6079 | 13.4227 | 0 | 2014-07-22 04:30 | 6935.1667 | 6.9352
|  | 2014-07-22 12:15:01 | 37.174 | 0.9 | 3.6 | 8.0748 | 8.0748 | 0.094 | 0.094 | 1.0585 | 1.0585 | 4.8876 | 4.8876 | 6.893 | 6.893 | -12.5661 | -6.283 | 6.7244 | 0 | 0 |  |  | 3.348 |  | 0.096842 | 9.6842 | 13.4489 | 0 | 2014-07-22 05:00 | 6893 | 6.893
|  | 2014-07-22 12:45:02 | 36.8483 | 0.86767 | 3.4707 | 8.061 | 8.061 | 0.089667 | 0.089667 | 1.0148 | 1.0148 | 4.8876 | 4.8876 | 6.7897 | 6.7897 | -12.5349 | -6.2675 | 6.283 | 0 | 0 |  |  | 3.2277 |  | 0.094188 | 9.4188 | 12.5661 | 0 | 2014-07-22 05:30 | 6789.6667 | 6.7897
|  | 2014-07-22 13:15:03 | 36.9628 | 0.84133 | 3.3653 | 8.0242 | 8.0242 | 0.078 | 0.078 | 1.036 | 1.036 | 4.9148 | 4.9148 | 6.8518 | 6.8518 | -12.6927 | -6.3464 | 6.2675 | 0 | 0 |  |  | 3.0961 |  | 0.091046 | 9.1046 | 12.5349 | 0 | 2014-07-22 06:00 | 6851.8333 | 6.8518
|  | 2014-07-22 13:45:02 | 36.9882 | 0.861 | 3.444 | 8.0232 | 8.0232 | 0.079167 | 0.079167 | 1.0862 | 1.0862 | 4.9148 | 4.9148 | 6.9015 | 6.9015 | -12.5394 | -6.2697 | 6.3464 | 0 | 0 |  |  | 3.7884 |  | 0.093111 | 9.3111 | 12.6927 | 0 | 2014-07-22 06:30 | 6901.5 | 6.9015
|  | 2014-07-22 14:15:02 | 36.9702 | 0.90617 | 3.6247 | 8.0233 | 8.0233 | 0.064 | 0.064 | 1.0872 | 1.0872 | 5.7184 | 5.7184 | 6.9405 | 6.9405 | -11.5121 | -5.756 | 6.2697 | 0 | 0 |  |  | 3.7334 |  | 0.098043 | 9.8043 | 12.5394 | 0 | 2014-07-22 07:00 | 6940.5 | 6.9405
|  | 2014-07-22 14:45:01 | 37.2667 | 0.989 | 3.956 | 8.0203 | 8.0203 | 0.062833 | 0.062833 | 1.086 | 1.086 | 5.7184 | 5.7184 | 7.0713 | 7.0713 | -11.3518 | -5.6759 | 5.756 | 0 | 0 |  |  | 4.0351 |  | 0.10615 | 10.6154 | 11.5121 | 0 | 2014-07-22 07:30 | 7071.3333 | 7.0713
|  | 2014-07-22 15:15:02 | 37.5488 | 1.0908 | 4.3633 | 8.0218 | 8.0218 | 0.094333 | 0.094333 | 1.0627 | 1.0627 | 4.0944 | 4.0944 | 7.0228 | 7.0228 | -12.8894 | -6.4447 | 5.6759 | 0 | 0 |  |  | 4.5815 |  | 0.1162 | 11.6204 | 11.3518 | 0 | 2014-07-22 08:00 | 7022.8333 | 7.0228
|  | 2014-07-22 15:45:02 | 38.0075 | 1.2392 | 4.9567 | 8.0203 | 8.0203 | 0.15933 | 0.15933 | 1.0708 | 1.0708 | 4.0944 | 4.0944 | 7.057 | 7.057 | -12.6489 | -6.3245 | 6.4447 | 0 | 0 |  |  | 4.9071 |  | 0.13041 | 13.0413 | 12.8894 | 0 | 2014-07-22 08:30 | 7057 | 7.057
|  | 2014-07-22 16:15:02 | 38.0678 | 1.3045 | 5.218 | 8.008 | 8.008 | 0.17817 | 0.17817 | 1.0772 | 1.0772 | 3.61 | 3.61 | 6.8815 | 6.8815 | -13.095 | -6.5475 | 6.3245 | 0 | 0 |  |  | 5.3224 |  | 0.13707 | 13.7071 | 12.6489 | 0 | 2014-07-22 09:00 | 6881.5 | 6.8815
|  | 2014-07-22 16:45:02 | 37.8457 | 1.3518 | 5.4073 | 8.0107 | 8.0107 | 0.182 | 0.182 | 1.0707 | 1.0707 | 3.61 | 3.61 | 6.8608 | 6.8608 | -12.7042 | -6.3521 | 6.5475 | 0 | 0 |  |  | 5.4614 |  | 0.14288 | 14.2879 | 13.095 | 0 | 2014-07-22 09:30 | 6860.8333 | 6.8608
|  | 2014-07-22 17:15:02 | 37.309 | 1.357 | 5.428 | 8.0383 | 8.0383 | 0.191 | 0.191 | 1.0763 | 1.0763 | 2.7584 | 2.7584 | 6.7425 | 6.7425 | -13.0744 | -6.5372 | 6.3521 | 0 | 0 |  |  | 5.9165 |  | 0.14549 | 14.5488 | 12.7042 | 0 | 2014-07-22 10:00 | 6742.5 | 6.7425
|  | 2014-07-22 17:45:03 | 36.9292 | 1.3563 | 5.4253 | 8.0472 | 8.0472 | 0.179 | 0.179 | 1.083 | 1.083 | 2.7584 | 2.7584 | 6.2918 | 6.2918 | -13.1444 | -6.5722 | 6.5372 | 0 | 0 |  |  | 5.9136 |  | 0.14691 | 14.6912 | 13.0744 | 0 | 2014-07-22 10:30 | 6291.8333 | 6.2918
|  | 2014-07-22 18:15:01 | 36.285 | 1.3517 | 5.4067 | 8.0543 | 8.0543 | 0.17283 | 0.17283 | 1.0835 | 1.0835 | 1.1584 | 1.1584 | 5.8458 | 5.8458 | -14.5634 | -7.2817 | 6.5722 | 0 | 0 |  |  | 5.0823 |  | 0.14901 | 14.9006 | 13.1444 | 0 | 2014-07-22 11:00 | 5845.8333 | 5.8458
|  | 2014-07-22 18:45:01 | 35.5667 | 1.352 | 5.408 | 8.1083 | 8.1083 | 0.156 | 0.156 | 1.0833 | 1.0833 | 1.1584 | 1.1584 | 5.6373 | 5.6373 | -14.0153 | -7.0076 | 7.2817 | 0 | 0 |  |  | 5.7866 |  | 0.15205 | 15.2052 | 14.5634 | 0 | 2014-07-22 11:30 | 5637.3333 | 5.6373
|  | 2014-07-22 19:15:02 | 35.0053 | 1.4392 | 5.7567 | 8.1187 | 8.1187 | 0.15117 | 0.15117 | 1.0852 | 1.0852 | 0.3652 | 0.3652 | 5.542 | 5.542 | -13.9865 | -6.9932 | 7.0076 | 0 | 0 |  |  | 5.4688 |  | 0.16445 | 16.4451 | 14.0153 | 0 | 2014-07-22 12:00 | 5542 | 5.542
|  | 2014-07-22 19:45:01 | 34.5677 | 1.4738 | 5.8953 | 8.1365 | 8.1365 | 0.11683 | 0.11683 | 1.0865 | 1.0865 | 0.3652 | 0.3652 | 5.572 | 5.572 | -13.3953 | -6.6977 | 6.9932 | 0 | 0 |  |  | 5.8364 |  | 0.17054 | 17.0545 | 13.9865 | 0 | 2014-07-22 12:30 | 5572 | 5.572
|  | 2014-07-22 20:15:02 | 34.5898 | 1.4653 | 5.8613 | 8.1522 | 8.1522 | 0.0665 | 0.0665 | 1.0855 | 1.0855 | 0.0532 | 0.0532 | 5.5793 | 5.5793 | -13.7918 | -6.8959 | 6.6977 | 0 | 0 |  |  | 5.7441 |  | 0.16945 | 16.9452 | 13.3953 | 0 | 2014-07-22 13:00 | 5579.3333 | 5.5793
|  | 2014-07-22 20:45:01 | 34.7193 | 1.4438 | 5.7753 | 8.152 | 8.152 | 0.057 | 0.057 | 1.0905 | 1.0905 | 0.0532 | 0.0532 | 5.5532 | 5.5532 | -14.0381 | -7.0191 | 6.8959 | 0 | 0 |  |  | 5.7176 |  | 0.16634 | 16.6343 | 13.7918 | 0 | 2014-07-22 13:30 | 5553.1667 | 5.5532
|  | 2014-07-22 21:15:01 | 33.8083 | 1.3698 | 5.4793 | 8.149 | 8.149 | 0.057 | 0.057 | 1.0915 | 1.0915 | 0.004 | 0.004 | 5.3783 | 5.3783 | -13.6492 | -6.8246 | 7.0191 | 0 | 0 |  |  | 5.0958 |  | 0.16207 | 16.207 | 14.0381 | 0 | 2014-07-22 14:00 | 5378.3333 | 5.3783
|  | 2014-07-22 21:45:01 | 31.8593 | 1.2557 | 5.0227 | 8.1537 | 8.1537 | 0.047333 | 0.047333 | 1.0927 | 1.0927 | 0.004 | 0.004 | 4.87 | 4.87 | -12.669 | -6.3345 | 6.8246 | 0 | 0 |  |  | 4.7715 |  | 0.15765 | 15.7651 | 13.6492 | 0 | 2014-07-22 14:30 | 4870 | 4.87
|  | 2014-07-22 22:15:02 | 29.6715 | 1.2117 | 4.8467 | 8.1597 | 8.1597 | 0.033 | 0.033 | 1.0945 | 1.0945 | 0 | 0 | 4.0933 | 4.0933 | -11.4443 | -5.7222 | 6.3345 | 0 | 0 |  |  | 5.1859 |  | 0.16334 | 16.3344 | 12.669 | 0 | 2014-07-22 15:00 | 4093.3333 | 4.0933
|  | 2014-07-22 22:45:02 | 27.8155 | 1.1578 | 4.6313 | 8.1585 | 8.1585 | 0.033 | 0.033 | 1.0923 | 1.0923 | 0 | 0 | 3.67 | 3.67 | -10.2303 | -5.1152 | 5.7222 | 0 | 0 |  |  | 4.2608 |  | 0.1665 | 16.6502 | 11.4443 | 0 | 2014-07-22 15:30 | 3670 | 3.67
|  | 2014-07-22 23:15:02 | 27.0668 | 1.1307 | 4.5227 | 8.17 | 8.17 | 0.033 | 0.033 | 1.1007 | 1.1007 | 0 | 0 | 3.5048 | 3.5048 | -9.7357 | -4.8678 | 5.1152 | 0 | 0 |  |  | 4.794 |  | 0.16709 | 16.7093 | 10.2303 | 0 | 2014-07-22 16:00 | 3504.8333 | 3.5048
|  | 2014-07-22 23:45:02 | 26.4907 | 1.075 | 4.3 | 8.1623 | 8.1623 | 0.033 | 0.033 | 1.1033 | 1.1033 | 0 | 0 | 3.2708 | 3.2708 | -9.6212 | -4.8106 | 4.8678 | 0 | 0 |  |  | 4.128 |  | 0.16232 | 16.2321 | 9.7357 | 0 | 2014-07-22 16:30 | 3270.8333 | 3.2708
|  | 2014-07-23 00:15:02 | 26.3507 | 1.2522 | 5.0087 | 8.1673 | 8.1673 | 0.033 | 0.033 | 1.1027 | 1.1027 | 0 | 0 | 3.3582 | 3.3582 | -8.6808 | -4.3404 | 4.8106 | 0 | 0 |  |  | 4.8083 |  | 0.19008 | 19.0077 | 9.6212 | 0 | 2014-07-22 17:00 | 3358.1667 | 3.3582
|  | 2014-07-23 00:45:01 | 26.0143 | 1.1832 | 4.7327 | 8.1602 | 8.1602 | 0.033 | 0.033 | 1.1048 | 1.1048 | 0 | 0 | 3.3975 | 3.3975 | -8.5862 | -4.2931 | 4.3404 | 0 | 0 |  |  | 4.6853 |  | 0.18193 | 18.1925 | 8.6808 | 0 | 2014-07-22 17:30 | 3397.5 | 3.3975
|  | 2014-07-23 01:15:01 | 25.7132 | 1.119 | 4.476 | 8.1645 | 8.1645 | 0.033 | 0.033 | 1.1102 | 1.1102 | 0 | 0 | 3.399 | 3.399 | -8.5305 | -4.2652 | 4.2931 | 0 | 0 |  |  | 4.8788 |  | 0.17407 | 17.4074 | 8.5862 | 0 | 2014-07-22 18:00 | 3399 | 3.399
|  | 2014-07-23 01:45:02 | 25.2837 | 1.148 | 4.592 | 8.1655 | 8.1655 | 0.033 | 0.033 | 1.08 | 1.08 | 0 | 0 | 3.3072 | 3.3072 | -8.106 | -4.053 | 4.2652 | 0 | 0 |  |  | 4.5002 |  | 0.18162 | 18.1619 | 8.5305 | 0 | 2014-07-22 18:30 | 3307.1667 | 3.3072
|  | 2014-07-23 02:15:01 | 25.3165 | 1.1782 | 4.7127 | 8.165 | 8.165 | 0.033 | 0.033 | 1.1085 | 1.1085 | 0 | 0 | 3.3167 | 3.3167 | -7.9807 | -3.9903 | 4.053 | 0 | 0 |  |  | 4.6184 |  | 0.18615 | 18.615 | 8.106 | 0 | 2014-07-22 19:00 | 3316.6667 | 3.3167
|  | 2014-07-23 02:45:02 | 25.2065 | 1.1708 | 4.6833 | 8.16 | 8.16 | 0.033 | 0.033 | 1.1188 | 1.1188 | 0 | 0 | 3.3008 | 3.3008 | -7.9105 | -3.9553 | 3.9903 | 0 | 0 |  |  | 4.9175 |  | 0.1858 | 18.5799 | 7.9807 | 0 | 2014-07-22 19:30 | 3300.8333 | 3.3008
|  | 2014-07-23 03:15:01 | 25.1075 | 1.12 | 4.48 | 8.1582 | 8.1582 | 0.033 | 0.033 | 1.12 | 1.12 | 0 | 0 | 3.2698 | 3.2698 | -8.0465 | -4.0233 | 3.9553 | 0 | 0 |  |  | 4.5696 |  | 0.17843 | 17.8433 | 7.9105 | 0 | 2014-07-22 20:00 | 3269.8333 | 3.2698
|  | 2014-07-23 03:45:01 | 24.9162 | 1.1458 | 4.5833 | 8.1558 | 8.1558 | 0.033 | 0.033 | 1.1162 | 1.1162 | 0 | 0 | 3.01 | 3.01 | -8.0178 | -4.0089 | 4.0233 | 0 | 0 |  |  | 4.8125 |  | 0.18395 | 18.395 | 8.0465 | 0 | 2014-07-22 20:30 | 3010 | 3.01
|  | 2014-07-23 04:15:03 | 24.8865 | 1.1253 | 4.5013 | 8.1592 | 8.1592 | 0.033 | 0.033 | 1.1158 | 1.1158 | 0 | 0 | 3.0268 | 3.0268 | -8.0503 | -4.0252 | 4.0089 | 0 | 0 |  |  | 4.8614 |  | 0.18087 | 18.0875 | 8.0178 | 0 | 2014-07-22 21:00 | 3026.8333 | 3.0268
|  | 2014-07-23 04:45:01 | 25.4088 | 1.1737 | 4.6947 | 8.159 | 8.159 | 0.033 | 0.033 | 1.1177 | 1.1177 | 0 | 0 | 3.1793 | 3.1793 | -8.2252 | -4.1126 | 4.0252 | 0 | 0 |  |  | 4.5069 |  | 0.18477 | 18.4765 | 8.0503 | 0 | 2014-07-22 21:30 | 3179.3333 | 3.1793
|  | 2014-07-23 05:15:02 | 26.6868 | 1.2087 | 4.8347 | 8.1607 | 8.1607 | 0.0335 | 0.0335 | 1.1233 | 1.1233 | 0.0376 | 0.0376 | 3.5627 | 3.5627 | -8.9344 | -4.4672 | 4.1126 | 0 | 0 |  |  | 5.2698 |  | 0.18116 | 18.1163 | 8.2252 | 0 | 2014-07-22 22:00 | 3562.6667 | 3.5627
|  | 2014-07-23 05:45:01 | 28.8465 | 1.2427 | 4.9707 | 8.164 | 8.164 | 0.050833 | 0.050833 | 1.1297 | 1.1297 | 0.0376 | 0.0376 | 4.3523 | 4.3523 | -10.1414 | -5.0707 | 4.4672 | 0 | 0 |  |  | 4.9707 |  | 0.17231 | 17.2314 | 8.9344 | 0 | 2014-07-22 22:30 | 4352.3333 | 4.3523
|  | 2014-07-23 06:15:02 | 31.5425 | 1.2043 | 4.8173 | 8.1615 | 8.1615 | 0.137 | 0.137 | 1.1283 | 1.1283 | 0.7464 | 0.7464 | 5.069 | 5.069 | -11.4829 | -5.7415 | 5.0707 | 0 | 0 |  |  | 5.01 |  | 0.15273 | 15.2725 | 10.1414 | 0 | 2014-07-22 23:00 | 5069 | 5.069
|  | 2014-07-23 06:45:03 | 33.3465 | 1.095 | 4.38 | 8.1752 | 8.1752 | 0.22 | 0.22 | 1.1255 | 1.1255 | 0.7464 | 0.7464 | 5.4867 | 5.4867 | -13.2128 | -6.6064 | 5.7415 | 0 | 0 |  |  | 4.2486 |  | 0.13135 | 13.1348 | 11.4829 | 0 | 2014-07-22 23:30 | 5486.6667 | 5.4867
|  | 2014-07-23 07:15:01 | 35.1893 | 0.964 | 3.856 | 8.165 | 8.165 | 0.3185 | 0.3185 | 1.1172 | 1.1172 | 1.5476 | 1.5476 | 5.8385 | 5.8385 | -14.3466 | -7.1733 | 6.6064 | 0 | 0 |  |  | 3.7018 |  | 0.10958 | 10.9579 | 13.2128 | 0 | 2014-07-23 | 5838.5 | 5.8385
|  | 2014-07-23 07:45:02 | 36.0853 | 0.91033 | 3.6413 | 8.162 | 8.162 | 0.31583 | 0.31583 | 1.1092 | 1.1092 | 1.5476 | 1.5476 | 6.0732 | 6.0732 | -15.2362 | -7.6181 | 7.1733 | 0 | 0 |  |  | 3.6413 |  | 0.10091 | 10.0909 | 14.3466 | 0 | 2014-07-23 00:30 | 6073.1667 | 6.0732
|  | 2014-07-23 08:15:02 | 36.7232 | 0.87083 | 3.4833 | 8.1555 | 8.1555 | 0.21983 | 0.21983 | 1.1098 | 1.1098 | 2.338 | 2.338 | 6.1698 | 6.1698 | -15.2468 | -7.6234 | 7.6181 | 0 | 0 |  |  | 3.3092 |  | 0.094854 | 9.4854 | 15.2362 | 0 | 2014-07-23 01:00 | 6169.8333 | 6.1698
|  | 2014-07-23 08:45:02 | 36.822 | 0.7995 | 3.198 | 8.152 | 8.152 | 0.22 | 0.22 | 1.1093 | 1.1093 | 2.338 | 2.338 | 6.3807 | 6.3807 | -15.424 | -7.712 | 7.6234 | 0 | 0 |  |  | 3.166 |  | 0.08685 | 8.685 | 15.2468 | 0 | 2014-07-23 01:30 | 6380.6667 | 6.3807
|  | 2014-07-23 09:15:03 | 36.6468 | 0.71733 | 2.8693 | 8.1458 | 8.1458 | 0.2145 | 0.2145 | 1.109 | 1.109 | 3.4804 | 3.4804 | 5.9285 | 5.9285 | -14.8993 | -7.4496 | 7.712 | 0 | 0 |  |  | 2.6972 |  | 0.078297 | 7.8297 | 15.424 | 0 | 2014-07-23 02:00 | 5928.5 | 5.9285
|  | 2014-07-23 09:45:03 | 36.8398 | 0.7355 | 2.942 | 8.152 | 8.152 | 0.198 | 0.198 | 1.112 | 1.112 | 3.4804 | 3.4804 | 5.9158 | 5.9158 | -15.0396 | -7.5198 | 7.4496 | 0 | 0 |  |  | 2.942 |  | 0.079859 | 7.9859 | 14.8993 | 0 | 2014-07-23 02:30 | 5915.8333 | 5.9158
|  | 2014-07-23 10:15:01 | 36.6587 | 0.70183 | 2.8073 | 8.1637 | 8.1637 | 0.31667 | 0.31667 | 1.1147 | 1.1147 | 5.144 | 5.144 | 6.204 | 6.204 | -12.9083 | -6.4542 | 7.5198 | 0 | 0 |  |  | 2.695 |  | 0.07658 | 7.658 | 15.0396 | 0 | 2014-07-23 03:00 | 6204 | 6.204
|  | 2014-07-23 10:45:01 | 36.7965 | 0.71617 | 2.8647 | 8.1568 | 8.1568 | 0.211 | 0.211 | 1.116 | 1.116 | 5.144 | 5.144 | 6.2583 | 6.2583 | -13.0457 | -6.5228 | 6.4542 | 0 | 0 |  |  | 2.6928 |  | 0.077852 | 7.7852 | 12.9083 | 0 | 2014-07-23 03:30 | 6258.3333 | 6.2583
|  | 2014-07-23 11:15:02 | 36.9718 | 0.7015 | 2.806 | 8.1582 | 8.1582 | 0.0995 | 0.0995 | 1.1162 | 1.1162 | 4.9812 | 4.9812 | 6.2163 | 6.2163 | -13.5945 | -6.7972 | 6.5228 | 0 | 0 |  |  | 3.0585 |  | 0.075896 | 7.5896 | 13.0457 | 0 | 2014-07-23 04:00 | 6216.3333 | 6.2163
|  | 2014-07-23 11:45:02 | 36.9088 | 0.70767 | 2.8307 | 8.1607 | 8.1607 | 0.097167 | 0.097167 | 1.1175 | 1.1175 | 4.9812 | 4.9812 | 6.2645 | 6.2645 | -13.4571 | -6.7286 | 6.7972 | 0 | 0 |  |  | 2.5476 |  | 0.076693 | 7.6693 | 13.5945 | 0 | 2014-07-23 04:30 | 6264.5 | 6.2645
|  | 2014-07-23 12:15:02 | 36.7242 | 0.83333 | 3.3333 | 8.1623 | 8.1623 | 0.09 | 0.09 | 1.117 | 1.117 | 5.5556 | 5.5556 | 6.144 | 6.144 | -12.3219 | -6.1609 | 6.7286 | 0 | 0 |  |  | 3.2 |  | 0.090767 | 9.0767 | 13.4571 | 0 | 2014-07-23 05:00 | 6144 | 6.144
|  | 2014-07-23 12:45:04 | 36.6262 | 0.90783 | 3.6313 | 8.1532 | 8.1532 | 0.086 | 0.086 | 1.114 | 1.114 | 5.5556 | 5.5556 | 6.2553 | 6.2553 | -11.8307 | -5.9154 | 6.1609 | 0 | 0 |  |  | 3.9582 |  | 0.099146 | 9.9146 | 12.3219 | 0 | 2014-07-23 05:30 | 6255.3333 | 6.2553
|  | 2014-07-23 13:15:02 | 36.594 | 0.9485 | 3.794 | 8.1502 | 8.1502 | 0.063 | 0.063 | 1.1117 | 1.1117 | 6.7876 | 6.7876 | 6.3787 | 6.3787 | -10.3089 | -5.1544 | 5.9154 | 0 | 0 |  |  | 3.9458 |  | 0.10368 | 10.3678 | 11.8307 | 0 | 2014-07-23 06:00 | 6378.6667 | 6.3787
|  | 2014-07-23 13:45:01 | 36.552 | 1.0973 | 4.3893 | 8.1405 | 8.1405 | 0.063 | 0.063 | 1.111 | 1.111 | 6.7876 | 6.7876 | 6.3308 | 6.3308 | -9.7297 | -4.8649 | 5.1544 | 0 | 0 |  |  | 4.0821 |  | 0.12008 | 12.0085 | 10.3089 | 0 | 2014-07-23 06:30 | 6330.8333 | 6.3308
|  | 2014-07-23 14:15:02 | 36.628 | 1.1772 | 4.7087 | 8.1482 | 8.1482 | 0.063 | 0.063 | 1.1092 | 1.1092 | 6.592 | 6.592 | 6.4853 | 6.4853 | -9.5217 | -4.7608 | 4.8649 | 0 | 0 |  |  | 5.0383 |  | 0.12855 | 12.8554 | 9.7297 | 0 | 2014-07-23 07:00 | 6485.3333 | 6.4853
|  | 2014-07-23 14:45:03 | 36.8308 | 1.3225 | 5.29 | 8.1445 | 8.1445 | 0.063 | 0.063 | 1.1095 | 1.1095 | 6.592 | 6.592 | 6.6465 | 6.6465 | -8.9853 | -4.4927 | 4.7608 | 0 | 0 |  |  | 5.3958 |  | 0.14363 | 14.363 | 9.5217 | 0 | 2014-07-23 07:30 | 6646.5 | 6.6465
|  | 2014-07-23 15:15:02 | 37.2553 | 1.4107 | 5.6427 | 8.1428 | 8.1428 | 0.0855 | 0.0855 | 1.1085 | 1.1085 | 4.9128 | 4.9128 | 6.8042 | 6.8042 | -10.5589 | -5.2794 | 4.4927 | 0 | 0 |  |  | 5.8684 |  | 0.15146 | 15.1459 | 8.9853 | 0 | 2014-07-23 08:00 | 6804.1667 | 6.8042
|  | 2014-07-23 15:45:03 | 37.6727 | 1.5662 | 6.2647 | 8.1467 | 8.1467 | 0.163 | 0.163 | 1.109 | 1.109 | 4.9128 | 4.9128 | 6.8737 | 6.8737 | -10.2029 | -5.1014 | 5.2794 | 0 | 0 |  |  | 6.0767 |  | 0.16629 | 16.6292 | 10.5589 | 0 | 2014-07-23 08:30 | 6873.6667 | 6.8737
|  | 2014-07-23 16:15:02 | 37.634 | 1.7002 | 6.8007 | 8.1607 | 8.1607 | 0.22233 | 0.22233 | 1.1083 | 1.1083 | 4.6384 | 4.6384 | 6.7017 | 6.7017 | -10.0019 | -5.001 | 5.1014 | 0 | 0 |  |  | 6.1886 |  | 0.18071 | 18.0705 | 10.2029 | 0 | 2014-07-23 09:00 | 6701.6667 | 6.7017
|  | 2014-07-23 16:45:03 | 37.1687 | 1.7538 | 7.0153 | 8.1633 | 8.1633 | 0.224 | 0.224 | 1.1058 | 1.1058 | 4.6384 | 4.6384 | 6.3225 | 6.3225 | -9.6993 | -4.8496 | 5.001 | 0 | 0 |  |  | 7.5766 |  | 0.18874 | 18.8743 | 10.0019 | 0 | 2014-07-23 09:30 | 6322.5 | 6.3225
|  | 2014-07-23 17:15:03 | 36.6915 | 1.9107 | 7.6427 | 8.1673 | 8.1673 | 0.2215 | 0.2215 | 1.1058 | 1.1058 | 3.4244 | 3.4244 | 6.0118 | 6.0118 | -10.1179 | -5.059 | 4.8496 | 0 | 0 |  |  | 7.2605 |  | 0.2083 | 20.8295 | 9.6993 | 0 | 2014-07-23 10:00 | 6011.8333 | 6.0118
|  | 2014-07-23 17:45:03 | 36.3532 | 2.0022 | 8.0087 | 8.172 | 8.172 | 0.19033 | 0.19033 | 1.1045 | 1.1045 | 3.4244 | 3.4244 | 5.7392 | 5.7392 | -9.7141 | -4.857 | 5.059 | 0 | 0 |  |  | 8.329 |  | 0.2203 | 22.0302 | 10.1179 | 0 | 2014-07-23 10:30 | 5739.1667 | 5.7392
|  | 2014-07-23 18:15:03 | 35.9443 | 2.0408 | 8.1633 | 8.1723 | 8.1723 | 0.156 | 0.156 | 1.104 | 1.104 | 1.9988 | 1.9988 | 5.4928 | 5.4928 | -10.857 | -5.4285 | 4.857 | 0 | 0 |  |  | 8.4899 |  | 0.22711 | 22.711 | 9.7141 | 0 | 2014-07-23 11:00 | 5492.8333 | 5.4928
|  | 2014-07-23 18:45:02 | 35.2895 | 2.1105 | 8.442 | 8.1758 | 8.1758 | 0.153 | 0.153 | 1.1043 | 1.1043 | 1.9988 | 1.9988 | 5.3887 | 5.3887 | -10.0269 | -5.0134 | 5.4285 | 0 | 0 |  |  | 7.8511 |  | 0.23922 | 23.9221 | 10.857 | 0 | 2014-07-23 11:30 | 5388.6667 | 5.3887
|  | 2014-07-23 19:15:02 | 34.7015 | 2.141 | 8.564 | 8.1605 | 8.1605 | 0.14467 | 0.14467 | 1.105 | 1.105 | 0.622 | 0.622 | 5.3817 | 5.3817 | -10.7237 | -5.3618 | 5.0134 | 0 | 0 |  |  | 8.3071 |  | 0.24679 | 24.679 | 10.0269 | 0 | 2014-07-23 12:00 | 5381.6667 | 5.3817
|  | 2014-07-23 19:45:02 | 34.3012 | 2.185 | 8.74 | 8.1503 | 8.1503 | 0.13767 | 0.13767 | 1.1055 | 1.1055 | 0.622 | 0.622 | 5.341 | 5.341 | -10.2047 | -5.1023 | 5.3618 | 0 | 0 |  |  | 7.9534 |  | 0.2548 | 25.4802 | 10.7237 | 0 | 2014-07-23 12:30 | 5341 | 5.341
|  | 2014-07-23 20:15:01 | 34.1295 | 2.1615 | 8.646 | 8.149 | 8.149 | 0.1005 | 0.1005 | 1.0837 | 1.0837 | 0.0744 | 0.0744 | 5.365 | 5.365 | -10.7109 | -5.3555 | 5.1023 | 0 | 0 |  |  | 8.7325 |  | 0.25333 | 25.3329 | 10.2047 | 0 | 2014-07-23 13:00 | 5365 | 5.365
|  | 2014-07-23 20:45:02 | 34.5047 | 2.1215 | 8.486 | 8.1427 | 8.1427 | 0.086 | 0.086 | 1.1025 | 1.1025 | 0.0744 | 0.0744 | 5.4688 | 5.4688 | -11.1443 | -5.5721 | 5.3555 | 0 | 0 |  |  | 7.8071 |  | 0.24594 | 24.5938 | 10.7109 | 0 | 2014-07-23 13:30 | 5468.8333 | 5.4688
|  | 2014-07-23 21:15:02 | 33.4098 | 2.107 | 8.428 | 8.1547 | 8.1547 | 0.065833 | 0.065833 | 1.108 | 1.108 | 0.004 | 0.004 | 5.3597 | 5.3597 | -10.2897 | -5.1448 | 5.5721 | 0 | 0 |  |  | 8.9337 |  | 0.25226 | 25.2261 | 11.1443 | 0 | 2014-07-23 14:00 | 5359.6667 | 5.3597
|  | 2014-07-23 21:45:02 | 31.6527 | 2.0605 | 8.242 | 8.1552 | 8.1552 | 0.053 | 0.053 | 1.1082 | 1.1082 | 0.004 | 0.004 | 4.8718 | 4.8718 | -9.2185 | -4.6093 | 5.1448 | 0 | 0 |  |  | 8.4068 |  | 0.26039 | 26.0389 | 10.2897 | 0 | 2014-07-23 14:30 | 4871.8333 | 4.8718
|  | 2014-07-23 22:15:02 | 29.5343 | 1.9485 | 7.794 | 8.1495 | 8.1495 | 0.039667 | 0.039667 | 1.1085 | 1.1085 | 0 | 0 | 3.7497 | 3.7497 | -8.693 | -4.3465 | 4.6093 | 0 | 0 |  |  | 8.1058 |  | 0.2639 | 26.3896 | 9.2185 | 0 | 2014-07-23 15:00 | 3749.6667 | 3.7497
|  | 2014-07-23 22:45:05 | 27.7985 | 1.754 | 7.016 | 8.1497 | 8.1497 | 0.039 | 0.039 | 1.1087 | 1.1087 | 0 | 0 | 3.4793 | 3.4793 | -8.0058 | -4.0029 | 4.3465 | 0 | 0 |  |  | 7.437 |  | 0.25239 | 25.2388 | 8.693 | 0 | 2014-07-23 15:30 | 3479.3333 | 3.4793
|  | 2014-07-23 23:15:02 | 27.0355 | 1.5447 | 6.1787 | 8.1502 | 8.1502 | 0.039 | 0.039 | 1.1063 | 1.1063 | 0 | 0 | 3.6402 | 3.6402 | -7.9212 | -3.9606 | 4.0029 | 0 | 0 |  |  | 5.7462 |  | 0.22854 | 22.8539 | 8.0058 | 0 | 2014-07-23 16:00 | 3640.1667 | 3.6402
|  | 2014-07-23 23:45:01 | 26.7432 | 1.3563 | 5.4253 | 8.152 | 8.152 | 0.039 | 0.039 | 1.1067 | 1.1067 | 0 | 0 | 3.6057 | 3.6057 | -8.4145 | -4.2073 | 3.9606 | 0 | 0 |  |  | 5.4796 |  | 0.20287 | 20.2868 | 7.9212 | 0 | 2014-07-23 16:30 | 3605.6667 | 3.6057
|  | 2014-07-24 00:15:02 | 26.4785 | 1.2328 | 4.9313 | 8.1543 | 8.1543 | 0.039 | 0.039 | 1.1083 | 1.1083 | 0 | 0 | 3.4675 | 3.4675 | -8.778 | -4.389 | 4.2073 | 0 | 0 |  |  | 5.1779 |  | 0.18624 | 18.6239 | 8.4145 | 0 | 2014-07-23 17:00 | 3467.5 | 3.4675
|  | 2014-07-24 00:45:02 | 26.1118 | 1.1427 | 4.5707 | 8.1633 | 8.1633 | 0.038667 | 0.038667 | 1.1072 | 1.1072 | 0 | 0 | 3.3217 | 3.3217 | -8.9103 | -4.4552 | 4.389 | 0 | 0 |  |  | 4.205 |  | 0.17504 | 17.5042 | 8.778 | 0 | 2014-07-23 17:30 | 3321.6667 | 3.3217
|  | 2014-07-24 01:15:01 | 25.5632 | 1.0548 | 4.2193 | 8.1643 | 8.1643 | 0.038833 | 0.038833 | 1.1065 | 1.1065 | 0 | 0 | 3.4667 | 3.4667 | -8.5675 | -4.2837 | 4.4552 | 0 | 0 |  |  | 4.3037 |  | 0.16506 | 16.5055 | 8.9103 | 0 | 2014-07-23 18:00 | 3466.6667 | 3.4667
|  | 2014-07-24 01:45:03 | 25.1883 | 0.96617 | 3.8647 | 8.1662 | 8.1662 | 0.038333 | 0.038333 | 1.1077 | 1.1077 | 0 | 0 | 3.4697 | 3.4697 | -8.5418 | -4.2709 | 4.2837 | 0 | 0 |  |  | 3.7101 |  | 0.15343 | 15.3431 | 8.5675 | 0 | 2014-07-23 18:30 | 3469.6667 | 3.4697
|  | 2014-07-24 02:15:01 | 24.9525 | 0.9275 | 3.71 | 8.164 | 8.164 | 0.038333 | 0.038333 | 1.1072 | 1.1072 | 0 | 0 | 3.3908 | 3.3908 | -8.5422 | -4.2711 | 4.2709 | 0 | 0 |  |  | 3.71 |  | 0.14868 | 14.8682 | 8.5418 | 0 | 2014-07-23 19:00 | 3390.8333 | 3.3908
|  | 2014-07-24 02:45:01 | 24.8582 | 0.90633 | 3.6253 | 8.1648 | 8.1648 | 0.035333 | 0.035333 | 1.1082 | 1.1082 | 0 | 0 | 3.3768 | 3.3768 | -8.5477 | -4.2738 | 4.2711 | 0 | 0 |  |  | 3.8429 |  | 0.14584 | 14.5841 | 8.5422 | 0 | 2014-07-23 19:30 | 3376.8333 | 3.3768
|  | 2014-07-24 03:15:01 | 24.8805 | 0.93517 | 3.7407 | 8.1653 | 8.1653 | 0.022 | 0.022 | 1.1092 | 1.1092 | 0 | 0 | 3.4072 | 3.4072 | -8.4362 | -4.2181 | 4.2738 | 0 | 0 |  |  | 4.0399 |  | 0.15035 | 15.0345 | 8.5477 | 0 | 2014-07-23 20:00 | 3407.1667 | 3.4072
|  | 2014-07-24 03:45:01 | 24.698 | 0.93667 | 3.7467 | 8.171 | 8.171 | 0.022 | 0.022 | 1.107 | 1.107 | 0 | 0 | 3.4057 | 3.4057 | -8.2457 | -4.1228 | 4.2181 | 0 | 0 |  |  | 3.7841 |  | 0.1517 | 15.1699 | 8.4362 | 0 | 2014-07-23 20:30 | 3405.6667 | 3.4057
|  | 2014-07-24 04:15:01 | 24.6523 | 0.893 | 3.572 | 8.1775 | 8.1775 | 0.022 | 0.022 | 1.1095 | 1.1095 | 0 | 0 | 3.3617 | 3.3617 | -8.4097 | -4.2048 | 4.1228 | 0 | 0 |  |  | 3.5363 |  | 0.1449 | 14.4895 | 8.2457 | 0 | 2014-07-23 21:00 | 3361.6667 | 3.3617
|  | 2014-07-24 04:45:01 | 25.1958 | 0.8745 | 3.498 | 8.1978 | 8.1978 | 0.022 | 0.022 | 1.0595 | 1.0595 | 0 | 0 | 3.3297 | 3.3297 | -9.0888 | -4.5444 | 4.2048 | 0 | 0 |  |  | 3.3581 |  | 0.13883 | 13.8832 | 8.4097 | 0 | 2014-07-23 21:30 | 3329.6667 | 3.3297
|  | 2014-07-24 05:15:02 | 26.561 | 0.932 | 3.728 | 8.2218 | 8.2218 | 0.022 | 0.022 | 1.0163 | 1.0163 | 0.1128 | 0.1128 | 3.2932 | 3.2932 | -10.1669 | -5.0834 | 4.5444 | 0 | 0 |  |  | 3.5043 |  | 0.14036 | 14.0356 | 9.0888 | 0 | 2014-07-23 22:00 | 3293.1667 | 3.2932
|  | 2014-07-24 05:45:01 | 28.6147 | 0.9475 | 3.79 | 8.2302 | 8.2302 | 0.023667 | 0.023667 | 1.082 | 1.082 | 0.1128 | 0.1128 | 4.2127 | 4.2127 | -11.1634 | -5.5817 | 5.0834 | 0 | 0 |  |  | 3.6384 |  | 0.13245 | 13.245 | 10.1669 | 0 | 2014-07-23 22:30 | 4212.6667 | 4.2127
|  | 2014-07-24 06:15:02 | 31.282 | 0.954 | 3.816 | 8.2368 | 8.2368 | 0.039 | 0.039 | 1.1058 | 1.1058 | 1.3384 | 1.3384 | 4.7813 | 4.7813 | -11.9646 | -5.9823 | 5.5817 | 0 | 0 |  |  | 3.9686 |  | 0.12199 | 12.1987 | 11.1634 | 0 | 2014-07-23 23:00 | 4781.3333 | 4.7813
|  | 2014-07-24 06:45:02 | 33.0427 | 0.9975 | 3.99 | 8.2305 | 8.2305 | 0.043167 | 0.043167 | 1.0958 | 1.0958 | 1.3384 | 1.3384 | 4.9652 | 4.9652 | -13.3796 | -6.6898 | 5.9823 | 0 | 0 |  |  | 3.6309 |  | 0.12075 | 12.0753 | 11.9646 | 0 | 2014-07-23 23:30 | 4965.1667 | 4.9652
|  | 2014-07-24 07:15:01 | 35.0552 | 0.94467 | 3.7787 | 8.2333 | 8.2333 | 0.054 | 0.054 | 1.0642 | 1.0642 | 2.2396 | 2.2396 | 5.6547 | 5.6547 | -14.0307 | -7.0154 | 6.6898 | 0 | 0 |  |  | 3.8542 |  | 0.10779 | 10.7792 | 13.3796 | 0 | 2014-07-24 | 5654.6667 | 5.6547
|  | 2014-07-24 07:45:02 | 36.2705 | 0.86217 | 3.4487 | 8.2312 | 8.2312 | 0.083833 | 0.083833 | 1.1007 | 1.1007 | 2.2396 | 2.2396 | 5.8797 | 5.8797 | -15.2869 | -7.6434 | 7.0154 | 0 | 0 |  |  | 3.3452 |  | 0.095082 | 9.5082 | 14.0307 | 0 | 2014-07-24 00:30 | 5879.6667 | 5.8797
|  | 2014-07-24 08:15:02 | 37.0018 | 0.80917 | 3.2367 | 8.2295 | 8.2295 | 0.1895 | 0.1895 | 1.0523 | 1.0523 | 3.54 | 3.54 | 6.1597 | 6.1597 | -14.5942 | -7.2971 | 7.6434 | 0 | 0 |  |  | 3.1072 |  | 0.087473 | 8.7473 | 15.2869 | 0 | 2014-07-24 01:00 | 6159.6667 | 6.1597
|  | 2014-07-24 08:45:03 | 37.0682 | 0.83533 | 3.3413 | 8.1697 | 8.1697 | 0.30117 | 0.30117 | 1.0783 | 1.0783 | 3.54 | 3.54 | 6.4123 | 6.4123 | -14.2253 | -7.1127 | 7.2971 | 0 | 0 |  |  | 3.1743 |  | 0.09014 | 9.014 | 14.5942 | 0 | 2014-07-24 01:30 | 6412.3333 | 6.4123
|  | 2014-07-24 09:15:02 | 37.0962 | 0.82883 | 3.3153 | 8.0657 | 8.0657 | 0.34 | 0.34 | 1.0415 | 1.0415 | 4.8532 | 4.8532 | 6.4095 | 6.4095 | -13.071 | -6.5355 | 7.1127 | 0 | 0 |  |  | 3.249 |  | 0.089371 | 8.9371 | 14.2253 | 0 | 2014-07-24 02:00 | 6409.5 | 6.4095
|  | 2014-07-24 09:45:03 | 37.1865 | 0.83917 | 3.3567 | 8.0733 | 8.0733 | 0.35167 | 0.35167 | 1.0212 | 1.0212 | 4.8532 | 4.8532 | 6.3705 | 6.3705 | -13.16 | -6.58 | 6.5355 | 0 | 0 |  |  | 3.021 |  | 0.090266 | 9.0266 | 13.071 | 0 | 2014-07-24 02:30 | 6370.5 | 6.3705
|  | 2014-07-24 10:15:01 | 35.6605 | 0.77767 | 3.1107 | 8.076 | 8.076 | 0.32167 | 0.32167 | 1.0057 | 1.0057 | 5.5292 | 5.5292 | 6.4345 | 6.4345 | -11.1828 | -5.5914 | 6.58 | 0 | 0 |  |  | 2.8618 |  | 0.08723 | 8.723 | 13.16 | 0 | 2014-07-24 03:00 | 6434.5 | 6.4345
|  | 2014-07-24 10:45:01 | 37.3917 | 0.732 | 2.928 | 8.0665 | 8.0665 | 0.322 | 0.322 | 1.0237 | 1.0237 | 5.5292 | 5.5292 | 6.4487 | 6.4487 | -13.0736 | -6.5368 | 5.5914 | 0 | 0 |  |  | 2.8694 |  | 0.078306 | 7.8306 | 11.1828 | 0 | 2014-07-24 03:30 | 6448.6667 | 6.4487
|  | 2014-07-24 11:15:01 | 37.4088 | 0.75367 | 3.0147 | 8.0733 | 8.0733 | 0.34483 | 0.34483 | 1.0478 | 1.0478 | 5.9824 | 5.9824 | 6.4187 | 6.4187 | -12.5271 | -6.2636 | 6.5368 | 0 | 0 |  |  | 3.0448 |  | 0.080587 | 8.0587 | 13.0736 | 0 | 2014-07-24 04:00 | 6418.6667 | 6.4187
|  | 2014-07-24 11:45:02 | 37.2865 | 0.7645 | 3.058 | 8.0757 | 8.0757 | 0.34433 | 0.34433 | 1.0445 | 1.0445 | 5.9824 | 5.9824 | 6.4038 | 6.4038 | -12.3778 | -6.1889 | 6.2636 | 0 | 0 |  |  | 2.9357 |  | 0.082014 | 8.2014 | 12.5271 | 0 | 2014-07-24 04:30 | 6403.8333 | 6.4038
|  | 2014-07-24 12:15:01 | 37.012 | 0.7105 | 2.842 | 8.0685 | 8.0685 | 0.1775 | 0.1775 | 1.0395 | 1.0395 | 6.6504 | 6.6504 | 6.453 | 6.453 | -11.7811 | -5.8906 | 6.1889 | 0 | 0 |  |  | 2.8988 |  | 0.076786 | 7.6786 | 12.3778 | 0 | 2014-07-24 05:00 | 6453 | 6.453
|  | 2014-07-24 12:45:01 | 36.9198 | 0.73983 | 2.9593 | 8.0635 | 8.0635 | 0.176 | 0.176 | 0.989 | 0.989 | 6.6504 | 6.6504 | 6.5143 | 6.5143 | -11.5673 | -5.7836 | 5.8906 | 0 | 0 |  |  | 2.9001 |  | 0.080156 | 8.0156 | 11.7811 | 0 | 2014-07-24 05:30 | 6514.3333 | 6.5143
|  | 2014-07-24 13:15:01 | 36.8382 | 0.76233 | 3.0493 | 8.086 | 8.086 | 0.191 | 0.191 | 0.9625 | 0.9625 | 5.306 | 5.306 | 6.4547 | 6.4547 | -12.7887 | -6.3943 | 5.7836 | 0 | 0 |  |  | 3.2018 |  | 0.082776 | 8.2776 | 11.5673 | 0 | 2014-07-24 06:00 | 6454.6667 | 6.4547
|  | 2014-07-24 13:45:02 | 36.8183 | 0.80183 | 3.2073 | 8.0947 | 8.0947 | 0.11933 | 0.11933 | 0.95367 | 0.95367 | 5.306 | 5.306 | 6.3233 | 6.3233 | -12.814 | -6.407 | 6.3943 | 0 | 0 |  |  | 3.2073 |  | 0.087112 | 8.7112 | 12.7887 | 0 | 2014-07-24 06:30 | 6323.3333 | 6.3233
|  | 2014-07-24 14:15:01 | 36.935 | 0.86767 | 3.4707 | 8.1193 | 8.1193 | 0.10267 | 0.10267 | 0.95267 | 0.95267 | 6.2624 | 6.2624 | 6.2933 | 6.2933 | -11.7339 | -5.867 | 6.407 | 0 | 0 |  |  | 3.2277 |  | 0.093967 | 9.3967 | 12.814 | 0 | 2014-07-24 07:00 | 6293.3333 | 6.2933
|  | 2014-07-24 14:45:02 | 37.2352 | 0.98767 | 3.9507 | 8.1383 | 8.1383 | 0.11383 | 0.11383 | 0.95333 | 0.95333 | 6.2624 | 6.2624 | 6.1898 | 6.1898 | -11.6268 | -5.8134 | 5.867 | 0 | 0 |  |  | 4.0692 |  | 0.1061 | 10.61 | 11.7339 | 0 | 2014-07-24 07:30 | 6189.8333 | 6.1898
|  | 2014-07-24 15:15:03 | 37.3132 | 1.1258 | 4.5033 | 8.1508 | 8.1508 | 0.12717 | 0.12717 | 0.97217 | 0.97217 | 4.7584 | 4.7584 | 6.2483 | 6.2483 | -12.5529 | -6.2765 | 5.8134 | 0 | 0 |  |  | 4.8636 |  | 0.12069 | 12.069 | 11.6268 | 0 | 2014-07-24 08:00 | 6248.3333 | 6.2483
|  | 2014-07-24 15:45:03 | 37.5448 | 1.1598 | 4.6393 | 8.1533 | 8.1533 | 0.10933 | 0.10933 | 0.98667 | 0.98667 | 4.7584 | 4.7584 | 6.263 | 6.263 | -12.6348 | -6.3174 | 6.2765 | 0 | 0 |  |  | 4.6857 |  | 0.12357 | 12.3568 | 12.5529 | 0 | 2014-07-24 08:30 | 6263 | 6.263
|  | 2014-07-24 16:15:03 | 37.6097 | 1.2 | 4.8 | 8.1568 | 8.1568 | 0.11683 | 0.11683 | 0.987 | 0.987 | 4.256 | 4.256 | 6.2355 | 6.2355 | -13.0575 | -6.5288 | 6.3174 | 0 | 0 |  |  | 4.8 |  | 0.12763 | 12.7627 | 12.6348 | 0 | 2014-07-24 09:00 | 6235.5 | 6.2355
|  | 2014-07-24 16:45:02 | 37.3133 | 1.3168 | 5.2673 | 8.1548 | 8.1548 | 0.1285 | 0.1285 | 1.0127 | 1.0127 | 4.256 | 4.256 | 6.186 | 6.186 | -12.308 | -6.154 | 6.5288 | 0 | 0 |  |  | 4.8986 |  | 0.14116 | 14.1165 | 13.0575 | 0 | 2014-07-24 09:30 | 6186 | 6.186
|  | 2014-07-24 17:15:01 | 36.8812 | 1.546 | 6.184 | 8.1555 | 8.1555 | 0.12833 | 0.12833 | 1.0222 | 1.0222 | 3.2284 | 3.2284 | 5.9175 | 5.9175 | -12.2453 | -6.1226 | 6.154 | 0 | 0 |  |  | 5.9366 |  | 0.16767 | 16.7674 | 12.308 | 0 | 2014-07-24 10:00 | 5917.5 | 5.9175
|  | 2014-07-24 17:45:01 | 36.5122 | 1.6688 | 6.6753 | 8.1588 | 8.1588 | 0.13217 | 0.13217 | 1.0277 | 1.0277 | 3.2284 | 3.2284 | 5.7618 | 5.7618 | -11.5279 | -5.764 | 6.1226 | 0 | 0 |  |  | 6.7421 |  | 0.18282 | 18.2825 | 12.2453 | 0 | 2014-07-24 10:30 | 5761.8333 | 5.7618
|  | 2014-07-24 18:15:02 | 35.9358 | 1.7592 | 7.0367 | 8.126 | 8.126 | 0.14517 | 0.14517 | 1.0283 | 1.0283 | 1.7332 | 1.7332 | 5.431 | 5.431 | -12.4355 | -6.2177 | 5.764 | 0 | 0 |  |  | 7.5292 |  | 0.19581 | 19.5812 | 11.5279 | 0 | 2014-07-24 11:00 | 5431 | 5.431
|  | 2014-07-24 18:45:02 | 35.4812 | 1.746 | 6.984 | 7.9672 | 7.9672 | 0.14583 | 0.14583 | 1.0278 | 1.0278 | 1.7332 | 1.7332 | 5.2572 | 5.2572 | -12.366 | -6.183 | 6.2177 | 0 | 0 |  |  | 7.403 |  | 0.19684 | 19.6837 | 12.4355 | 0 | 2014-07-24 11:30 | 5257.1667 | 5.2572
|  | 2014-07-24 19:15:02 | 34.9938 | 1.7343 | 6.9373 | 7.9757 | 7.9757 | 0.1395 | 0.1395 | 1.0275 | 1.0275 | 0.602 | 0.602 | 5.3958 | 5.3958 | -12.916 | -6.458 | 6.183 | 0 | 0 |  |  | 6.868 |  | 0.19824 | 19.8244 | 12.366 | 0 | 2014-07-24 12:00 | 5395.8333 | 5.3958
|  | 2014-07-24 20:10:01 | 34.5498 | 1.7 | 6.8 | 8.0395 | 8.0395 | 0.0925 | 0.0925 | 1.0303 | 1.0303 | 0.602 | 0.602 | 5.6543 | 5.6543 | -12.3312 | -6.1656 | 6.458 | 0 | 0 |  |  | 6.8 |  | 0.19682 | 19.6817 | 12.916 | 0 | 2014-07-24 12:30 | 5654.3333 | 5.6543
|  | 2014-07-24 20:40:01 | 34.8125 | 1.7032 | 6.8127 | 8.1222 | 8.1222 | 0.0875 | 0.0875 | 1.0342 | 1.0342 | 0.0584 | 0.0584 | 5.5613 | 5.5613 | -13.1363 | -6.5681 | 6.1656 | 0 | 0 |  |  | 7.0852 |  | 0.1957 | 19.5696 | 12.3312 | 0 | 2014-07-24 13:00 | 5561.3333 | 5.5613
|  | 2014-07-24 21:10:04 | 34.0032 | 1.6467 | 6.5867 | 8.277 | 8.277 | 0.066833 | 0.066833 | 1.0462 | 1.0462 | 0.0584 | 0.0584 | 5.3453 | 5.3453 | -12.6228 | -6.3114 | 6.5681 | 0 | 0 |  |  | 6.5208 |  | 0.19371 | 19.3707 | 13.1363 | 0 | 2014-07-24 13:30 | 5345.3333 | 5.3453
|  | 2014-07-24 21:40:02 | 32.1745 | 1.5728 | 6.2913 | 8.2778 | 8.2778 | 0.058667 | 0.058667 | 1.0525 | 1.0525 | 0.008 | 0.008 | 5.0277 | 5.0277 | -11.4585 | -5.7293 | 6.3114 | 0 | 0 |  |  | 6.1026 |  | 0.19554 | 19.5538 | 12.6228 | 0 | 2014-07-24 14:00 | 5027.6667 | 5.0277
|  | 2014-07-24 22:10:02 | 30.0745 | 1.3123 | 5.2493 | 8.2833 | 8.2833 | 0.0195 | 0.0195 | 1.0268 | 1.0268 | 0.008 | 0.008 | 4.3298 | 4.3298 | -11.1577 | -5.5788 | 5.7293 | 0 | 0 |  |  | 4.7244 |  | 0.17454 | 17.4544 | 11.4585 | 0 | 2014-07-24 14:30 | 4329.8333 | 4.3298
|  | 2014-07-24 22:40:01 | 28.1837 | 1.2398 | 4.9593 | 8.277 | 8.277 | 0.019 | 0.019 | 1.0242 | 1.0242 | 0 | 0 | 4.1285 | 4.1285 | -9.7757 | -4.8878 | 5.5788 | 0 | 0 |  |  | 5.2073 |  | 0.17596 | 17.5965 | 11.1577 | 0 | 2014-07-24 15:00 | 4128.5 | 4.1285
|  | 2014-07-24 23:10:01 | 27.3622 | 1.1642 | 4.6567 | 8.2863 | 8.2863 | 0.019 | 0.019 | 1.0415 | 1.0415 | 0 | 0 | 4.0415 | 4.0415 | -9.3172 | -4.6586 | 4.8878 | 0 | 0 |  |  | 4.4704 |  | 0.17019 | 17.0186 | 9.7757 | 0 | 2014-07-24 15:30 | 4041.5 | 4.0415
|  | 2014-07-24 23:40:03 | 26.6397 | 1.1107 | 4.4427 | 8.2832 | 8.2832 | 0.018167 | 0.018167 | 1.0642 | 1.0642 | 0 | 0 | 3.7262 | 3.7262 | -9.1053 | -4.5527 | 4.6586 | 0 | 0 |  |  | 4.8425 |  | 0.16677 | 16.6769 | 9.3172 | 0 | 2014-07-24 16:00 | 3726.1667 | 3.7262
|  | 2014-07-25 00:10:08 | 25.9682 | 0.906 | 3.624 | 8.2432 | 8.2432 | 0.018 | 0.018 | 1.064 | 1.064 | 0 | 0 | 3.388 | 3.388 | -9.631 | -4.8155 | 4.5527 | 0 | 0 |  |  | 3.4428 |  | 0.13956 | 13.9555 | 9.1053 | 0 | 2014-07-24 16:30 | 3388 | 3.388
|  | 2014-07-25 04:35:04 | 25.3662 | 0.59883 | 2.3953 | 8.0652 | 8.0652 | 0.018 | 0.018 | 1.0627 | 1.0627 | 0 | 0 | 3.2417 | 3.2417 | -10.5833 | -5.2917 | 4.8155 | 0 | 0 |  |  | 2.5391 |  | 0.09443 | 9.443 | 9.631 | 0 | 2014-07-24 17:00 | 3241.6667 | 3.2417
|  | 2014-07-25 05:05:02 | 26.8813 | 0.70583 | 2.8233 | 8.0688 | 8.0688 | 0.018 | 0.018 | 1.056 | 1.056 | 0 | 0 | 3.8325 | 3.8325 | -11.0827 | -5.5413 | 5.2917 | 0 | 0 |  |  | 2.9927 |  | 0.10503 | 10.503 | 10.5833 | 0 | 2014-07-24 17:30 | 3832.5 | 3.8325
|  | 2014-07-25 05:35:02 | 28.1603 | 0.72017 | 2.8807 | 8.0658 | 8.0658 | 0.019833 | 0.019833 | 1.0363 | 1.0363 | 0.0376 | 0.0376 | 4.1658 | 4.1658 | -11.9542 | -5.9771 | 5.5413 | 0 | 0 |  |  | 2.7942 |  | 0.1023 | 10.2295 | 11.0827 | 0 | 2014-07-24 18:00 | 4165.8333 | 4.1658
|  | 2014-07-25 06:05:01 | 30.6262 | 0.69017 | 2.7607 | 8.0688 | 8.0688 | 0.062833 | 0.062833 | 1.0355 | 1.0355 | 0.0376 | 0.0376 | 4.9738 | 4.9738 | -13.6869 | -6.8435 | 5.9771 | 0 | 0 |  |  | 2.5674 |  | 0.090141 | 9.0141 | 11.9542 | 0 | 2014-07-24 18:30 | 4973.8333 | 4.9738
|  | 2014-07-25 06:35:04 | 32.7678 | 0.60967 | 2.4387 | 8.064 | 8.064 | 0.07 | 0.07 | 1.0392 | 1.0392 | 0.6728 | 0.6728 | 5.2765 | 5.2765 | -15.2067 | -7.6034 | 6.8435 | 0 | 0 |  |  | 2.3411 |  | 0.074423 | 7.4423 | 13.6869 | 0 | 2014-07-24 19:00 | 5276.5 | 5.2765
|  | 2014-07-25 07:05:03 | 34.7485 | 0.53933 | 2.1573 | 8.0712 | 8.0712 | 0.098833 | 0.098833 | 1.022 | 1.022 | 0.6728 | 0.6728 | 5.7903 | 5.7903 | -16.936 | -8.468 | 7.6034 | 0 | 0 |  |  | 2.2652 |  | 0.062084 | 6.2084 | 15.2067 | 0 | 2014-07-24 19:30 | 5790.3333 | 5.7903
|  | 2014-07-25 07:35:03 | 35.8938 | 0.49633 | 1.9853 | 8.07 | 8.07 | 0.10133 | 0.10133 | 1.0325 | 1.0325 | 1.5036 | 1.5036 | 6.3078 | 6.3078 | -16.8932 | -8.4466 | 8.468 | 0 | 0 |  |  | 1.7868 |  | 0.055311 | 5.5311 | 16.936 | 0 | 2014-07-24 20:00 | 6307.8333 | 6.3078
|  | 2014-07-25 08:05:02 | 36.7232 | 0.43067 | 1.7227 | 8.0678 | 8.0678 | 0.253 | 0.253 | 1.0323 | 1.0323 | 1.5036 | 1.5036 | 6.7578 | 6.7578 | -17.3859 | -8.693 | 8.4466 | 0 | 0 |  |  | 1.8088 |  | 0.04691 | 4.691 | 16.8932 | 0 | 2014-07-24 20:30 | 6757.8333 | 6.7578
|  | 2014-07-25 08:35:04 | 36.7963 | 0.441 | 1.764 | 8.0833 | 8.0833 | 0.27417 | 0.27417 | 1.033 | 1.033 | 2.1644 | 2.1644 | 6.7702 | 6.7702 | -16.7073 | -8.3536 | 8.693 | 0 | 0 |  |  | 1.8875 |  | 0.04794 | 4.794 | 17.3859 | 0 | 2014-07-24 21:00 | 6770.1667 | 6.7702
|  | 2014-07-25 09:05:02 | 36.8073 | 0.436 | 1.744 | 8.2257 | 8.2257 | 0.27333 | 0.27333 | 1.0297 | 1.0297 | 2.1644 | 2.1644 | 6.5508 | 6.5508 | -16.8194 | -8.4097 | 8.3536 | 0 | 0 |  |  | 1.901 |  | 0.047382 | 4.7382 | 16.7073 | 0 | 2014-07-24 21:30 | 6550.8333 | 6.5508
|  | 2014-07-25 09:35:02 | 36.8242 | 0.41317 | 1.6527 | 8.285 | 8.285 | 0.279 | 0.279 | 1.0227 | 1.0227 | 2.9168 | 2.9168 | 6.4082 | 6.4082 | -16.2599 | -8.1299 | 8.4097 | 0 | 0 |  |  | 1.8014 |  | 0.04488 | 4.488 | 16.8194 | 0 | 2014-07-24 22:00 | 6408.1667 | 6.4082
|  | 2014-07-25 10:05:02 | 36.9942 | 0.3935 | 1.574 | 8.2855 | 8.2855 | 0.29867 | 0.29867 | 1.0248 | 1.0248 | 2.9168 | 2.9168 | 6.5197 | 6.5197 | -16.3747 | -8.1873 | 8.1299 | 0 | 0 |  |  | 1.5897 |  | 0.042547 | 4.2547 | 16.2599 | 0 | 2014-07-24 22:30 | 6519.6667 | 6.5197
|  | 2014-07-25 10:35:02 | 37.0648 | 0.385 | 1.54 | 8.283 | 8.283 | 0.29983 | 0.29983 | 1.0318 | 1.0318 | 4.0764 | 4.0764 | 6.7165 | 6.7165 | -15.1173 | -7.5586 | 8.1873 | 0 | 0 |  |  | 1.6324 |  | 0.041549 | 4.1549 | 16.3747 | 0 | 2014-07-24 23:00 | 6716.5 | 6.7165
|  | 2014-07-25 11:05:03 | 37.0877 | 0.37583 | 1.5033 | 8.2783 | 8.2783 | 0.27633 | 0.27633 | 1.0385 | 1.0385 | 4.0764 | 4.0764 | 6.7818 | 6.7818 | -15.1329 | -7.5665 | 7.5586 | 0 | 0 |  |  | 1.6236 |  | 0.040535 | 4.0535 | 15.1173 | 0 | 2014-07-24 23:30 | 6781.8333 | 6.7818
|  | 2014-07-25 11:35:02 | 36.9467 | 0.35183 | 1.4073 | 8.2728 | 8.2728 | 0.27183 | 0.27183 | 1.061 | 1.061 | 4.1444 | 4.1444 | 6.8202 | 6.8202 | -14.9691 | -7.4845 | 7.5665 | 0 | 0 |  |  | 1.4777 |  | 0.038091 | 3.8091 | 15.1329 | 0 | 2014-07-25 | 6820.1667 | 6.8202
|  | 2014-07-25 12:05:02 | 36.7247 | 0.35067 | 1.4027 | 8.2773 | 8.2773 | 0.1805 | 0.1805 | 1.0625 | 1.0625 | 4.1444 | 4.1444 | 6.7943 | 6.7943 | -14.8629 | -7.4315 | 7.4845 | 0 | 0 |  |  | 1.3466 |  | 0.038194 | 3.8194 | 14.9691 | 0 | 2014-07-25 00:30 | 6794.3333 | 6.7943
|  | 2014-07-25 12:35:01 | 36.4587 | 0.351 | 1.404 | 8.2787 | 8.2787 | 0.16267 | 0.16267 | 1.066 | 1.066 | 4.7368 | 4.7368 | 6.797 | 6.797 | -14.0135 | -7.0068 | 7.4315 | 0 | 0 |  |  | 1.4882 |  | 0.038509 | 3.8509 | 14.8629 | 0 | 2014-07-25 01:00 | 6797 | 6.797
|  | 2014-07-25 13:05:02 | 36.2477 | 0.33 | 1.32 | 8.2785 | 8.2785 | 0.109 | 0.109 | 1.0692 | 1.0692 | 4.7368 | 4.7368 | 6.7633 | 6.7633 | -13.9709 | -6.9854 | 7.0068 | 0 | 0 |  |  | 1.188 |  | 0.036416 | 3.6416 | 14.0135 | 0 | 2014-07-25 01:30 | 6763.3333 | 6.7633
|  | 2014-07-25 13:35:02 | 36.0077 | 0.3495 | 1.398 | 8.2892 | 8.2892 | 0.087833 | 0.087833 | 1.0677 | 1.0677 | 4.6196 | 4.6196 | 6.7492 | 6.7492 | -13.7962 | -6.8981 | 6.9854 | 0 | 0 |  |  | 1.3561 |  | 0.038825 | 3.8825 | 13.9709 | 0 | 2014-07-25 02:00 | 6749.1667 | 6.7492
|  | 2014-07-25 14:05:01 | 35.8678 | 0.36483 | 1.4593 | 8.2977 | 8.2977 | 0.085 | 0.085 | 1.066 | 1.066 | 4.6196 | 4.6196 | 6.708 | 6.708 | -13.6322 | -6.8161 | 6.8981 | 0 | 0 |  |  | 1.4156 |  | 0.040686 | 4.0686 | 13.7962 | 0 | 2014-07-25 02:30 | 6708 | 6.708
|  | 2014-07-25 14:35:03 | 35.909 | 0.407 | 1.628 | 8.3008 | 8.3008 | 0.085333 | 0.085333 | 1.064 | 1.064 | 4.8948 | 4.8948 | 6.7502 | 6.7502 | -13.1859 | -6.5929 | 6.8161 | 0 | 0 |  |  | 1.7257 |  | 0.045337 | 4.5337 | 13.6322 | 0 | 2014-07-25 03:00 | 6750.1667 | 6.7502
|  | 2014-07-25 15:05:02 | 35.8403 | 0.444 | 1.776 | 8.29 | 8.29 | 0.085 | 0.085 | 1.0582 | 1.0582 | 4.8948 | 4.8948 | 6.7155 | 6.7155 | -13.0209 | -6.5104 | 6.5929 | 0 | 0 |  |  | 1.7405 |  | 0.049553 | 4.9553 | 13.1859 | 0 | 2014-07-25 03:30 | 6715.5 | 6.7155
|  | 2014-07-25 15:35:02 | 36.0887 | 0.4595 | 1.838 | 8.2928 | 8.2928 | 0.12583 | 0.12583 | 1.0583 | 1.0583 | 3.2004 | 3.2004 | 6.6745 | 6.6745 | -14.8988 | -7.4494 | 6.5104 | 0 | 0 |  |  | 1.8748 |  | 0.05093 | 5.093 | 13.0209 | 0 | 2014-07-25 04:00 | 6674.5 | 6.6745
|  | 2014-07-25 16:05:02 | 36.5552 | 0.47833 | 1.9133 | 8.2882 | 8.2882 | 0.25833 | 0.25833 | 1.0573 | 1.0573 | 3.2004 | 3.2004 | 6.6577 | 6.6577 | -15.1799 | -7.59 | 7.4494 | 0 | 0 |  |  | 1.9899 |  | 0.052341 | 5.2341 | 14.8988 | 0 | 2014-07-25 04:30 | 6657.6667 | 6.6577
|  | 2014-07-25 16:35:01 | 36.4687 | 0.48317 | 1.9327 | 8.284 | 8.284 | 0.22833 | 0.22833 | 1.0475 | 1.0475 | 2.884 | 2.884 | 6.6782 | 6.6782 | -15.414 | -7.707 | 7.59 | 0 | 0 |  |  | 1.9713 |  | 0.052995 | 5.2995 | 15.1799 | 0 | 2014-07-25 05:00 | 6678.1667 | 6.6782
|  | 2014-07-25 17:05:01 | 36.0737 | 0.50583 | 2.0233 | 8.1925 | 8.1925 | 0.17133 | 0.17133 | 1.0218 | 1.0218 | 2.884 | 2.884 | 6.7337 | 6.7337 | -15.047 | -7.5235 | 7.707 | 0 | 0 |  |  | 2.2054 |  | 0.056089 | 5.6089 | 15.414 | 0 | 2014-07-25 05:30 | 6733.6667 | 6.7337
|  | 2014-07-25 17:35:02 | 35.4225 | 0.5165 | 2.066 | 8.064 | 8.064 | 0.15817 | 0.15817 | 1.0335 | 1.0335 | 2.882 | 2.882 | 6.5492 | 6.5492 | -14.6697 | -7.3348 | 7.5235 | 0 | 0 |  |  | 2.2313 |  | 0.058325 | 5.8325 | 15.047 | 0 | 2014-07-25 06:00 | 6549.1667 | 6.5492
|  | 2014-07-25 18:05:03 | 34.8437 | 0.55133 | 2.2053 | 8.0565 | 8.0565 | 0.12983 | 0.12983 | 1.0522 | 1.0522 | 2.882 | 2.882 | 6.2147 | 6.2147 | -14.3032 | -7.1516 | 7.3348 | 0 | 0 |  |  | 2.4259 |  | 0.063292 | 6.3292 | 14.6697 | 0 | 2014-07-25 06:30 | 6214.6667 | 6.2147
|  | 2014-07-25 18:35:01 | 34.2713 | 0.68517 | 2.7407 | 8.072 | 8.072 | 0.085333 | 0.085333 | 1.0418 | 1.0418 | 2.1008 | 2.1008 | 5.9308 | 5.9308 | -14.2999 | -7.1499 | 7.1516 | 0 | 0 |  |  | 2.9599 |  | 0.07997 | 7.997 | 14.3032 | 0 | 2014-07-25 07:00 | 5930.8333 | 5.9308
|  | 2014-07-25 19:05:02 | 33.6 | 0.714 | 2.856 | 8.2282 | 8.2282 | 0.056167 | 0.056167 | 1.032 | 1.032 | 2.1008 | 2.1008 | 5.7587 | 5.7587 | -13.5682 | -6.7841 | 7.1499 | 0 | 0 |  |  | 3.0559 |  | 0.085 | 8.5 | 14.2999 | 0 | 2014-07-25 07:30 | 5758.6667 | 5.7587
|  | 2014-07-25 19:35:02 | 32.9228 | 0.79133 | 3.1653 | 8.2747 | 8.2747 | 0.053333 | 0.053333 | 1.038 | 1.038 | 0.8564 | 0.8564 | 5.3053 | 5.3053 | -14.2298 | -7.1149 | 6.7841 | 0 | 0 |  |  | 3.2919 |  | 0.096144 | 9.6144 | 13.5682 | 0 | 2014-07-25 08:00 | 5305.3333 | 5.3053
|  | 2014-07-25 20:05:05 | 32.9705 | 0.76833 | 3.0733 | 8.2762 | 8.2762 | 0.039667 | 0.039667 | 1.0428 | 1.0428 | 0.8564 | 0.8564 | 4.985 | 4.985 | -14.6971 | -7.3485 | 7.1149 | 0 | 0 |  |  | 3.2577 |  | 0.093215 | 9.3215 | 14.2298 | 0 | 2014-07-25 08:30 | 4985 | 4.985
|  | 2014-07-25 20:35:02 | 33.551 | 0.76933 | 3.0773 | 8.279 | 8.279 | 0.022167 | 0.022167 | 1.045 | 1.045 | 0.1424 | 0.1424 | 4.9843 | 4.9843 | -16.0008 | -8.0004 | 7.3485 | 0 | 0 |  |  | 3.3235 |  | 0.091721 | 9.1721 | 14.6971 | 0 | 2014-07-25 09:00 | 4984.3333 | 4.9843
|  | 2014-07-25 21:05:02 | 33.0065 | 0.71467 | 2.8587 | 8.2852 | 8.2852 | 0.019 | 0.019 | 1.0463 | 1.0463 | 0.1424 | 0.1424 | 5.0315 | 5.0315 | -15.6234 | -7.8117 | 8.0004 | 0 | 0 |  |  | 2.6014 |  | 0.086609 | 8.6609 | 16.0008 | 0 | 2014-07-25 09:30 | 5031.5 | 5.0315
|  | 2014-07-25 21:35:01 | 31.442 | 0.612 | 2.448 | 8.2852 | 8.2852 | 0.019 | 0.019 | 1.047 | 1.047 | 0.056 | 0.056 | 4.7628 | 4.7628 | -14.824 | -7.412 | 7.8117 | 0 | 0 |  |  | 2.2277 |  | 0.077858 | 7.7858 | 15.6234 | 0 | 2014-07-25 10:00 | 4762.8333 | 4.7628
|  | 2014-07-25 22:05:02 | 29.5962 | 0.57717 | 2.3087 | 8.2863 | 8.2863 | 0.0195 | 0.0195 | 1.049 | 1.049 | 0.056 | 0.056 | 3.7405 | 3.7405 | -14.1362 | -7.0681 | 7.412 | 0 | 0 |  |  | 2.4241 |  | 0.078006 | 7.8006 | 14.824 | 0 | 2014-07-25 10:30 | 3740.5 | 3.7405
|  | 2014-07-25 22:35:02 | 27.9885 | 0.584 | 2.336 | 8.2858 | 8.2858 | 0.02 | 0.02 | 1.0492 | 1.0492 | 0 | 0 | 3.1262 | 3.1262 | -13.1713 | -6.5857 | 7.0681 | 0 | 0 |  |  | 2.3827 |  | 0.083463 | 8.3463 | 14.1362 | 0 | 2014-07-25 11:00 | 3126.1667 | 3.1262
|  | 2014-07-25 23:05:01 | 27.0253 | 0.61083 | 2.4433 | 8.281 | 8.281 | 0.019667 | 0.019667 | 1.0482 | 1.0482 | 0 | 0 | 2.7103 | 2.7103 | -12.5228 | -6.2614 | 6.5857 | 0 | 0 |  |  | 2.5655 |  | 0.090409 | 9.0409 | 13.1713 | 0 | 2014-07-25 11:30 | 2710.3333 | 2.7103
|  | 2014-07-25 23:35:01 | 26.24 | 0.60717 | 2.4287 | 8.2777 | 8.2777 | 0.019167 | 0.019167 | 1.0482 | 1.0482 | 0 | 0 | 2.5333 | 2.5333 | -11.933 | -5.9665 | 6.2614 | 0 | 0 |  |  | 2.623 |  | 0.092556 | 9.2556 | 12.5228 | 0 | 2014-07-25 12:00 | 2533.3333 | 2.5333
|  | 2014-07-26 00:05:02 | 25.9015 | 0.6165 | 2.466 | 8.0708 | 8.0708 | 0.019 | 0.019 | 1.0412 | 1.0412 | 0 | 0 | 2.4215 | 2.4215 | -11.883 | -5.9415 | 5.9665 | 0 | 0 |  |  | 2.4907 |  | 0.095207 | 9.5207 | 11.933 | 0 | 2014-07-25 12:30 | 2421.5 | 2.4215
|  | 2014-07-26 00:35:02 | 25.4682 | 0.58867 | 2.3547 | 7.88 | 7.88 | 0.019 | 0.019 | 1.0427 | 1.0427 | 0 | 0 | 2.3148 | 2.3148 | -11.857 | -5.9285 | 5.9415 | 0 | 0 |  |  | 2.2605 |  | 0.092455 | 9.2455 | 11.883 | 0 | 2014-07-25 13:00 | 2314.8333 | 2.3148
|  | 2014-07-26 01:05:01 | 25.0995 | 0.60117 | 2.4047 | 7.7265 | 7.7265 | 0.019 | 0.019 | 1.0438 | 1.0438 | 0 | 0 | 2.2722 | 2.2722 | -11.6333 | -5.8167 | 5.9285 | 0 | 0 |  |  | 2.5009 |  | 0.095805 | 9.5805 | 11.857 | 0 | 2014-07-25 13:30 | 2272.1667 | 2.2722
|  | 2014-07-26 01:35:02 | 24.5987 | 0.68417 | 2.7367 | 7.5892 | 7.5892 | 0.019 | 0.019 | 1.0437 | 1.0437 | 0 | 0 | 2.2617 | 2.2617 | -10.9485 | -5.4743 | 5.8167 | 0 | 0 |  |  | 2.7367 |  | 0.11125 | 11.1253 | 11.6333 | 0 | 2014-07-25 14:00 | 2261.6667 | 2.2617
|  | 2014-07-26 02:05:02 | 24.3172 | 0.73667 | 2.9467 | 7.6353 | 7.6353 | 0.019 | 0.019 | 1.0437 | 1.0437 | 0 | 0 | 2.1882 | 2.1882 | -10.4843 | -5.2422 | 5.4743 | 0 | 0 |  |  | 2.6815 |  | 0.12118 | 12.1176 | 10.9485 | 0 | 2014-07-25 14:30 | 2188.1667 | 2.1882
|  | 2014-07-26 02:35:05 | 24.0932 | 0.72267 | 2.8907 | 7.5625 | 7.5625 | 0.019 | 0.019 | 1.044 | 1.044 | 0 | 0 | 2.2108 | 2.2108 | -10.3662 | -5.1831 | 5.2422 | 0 | 0 |  |  | 3.1508 |  | 0.11998 | 11.9979 | 10.4843 | 0 | 2014-07-25 15:00 | 2210.8333 | 2.2108
|  | 2014-07-26 03:05:02 | 23.9907 | 0.64617 | 2.5847 | 7.4195 | 7.4195 | 0.019 | 0.019 | 1.0343 | 1.0343 | 0 | 0 | 2.3635 | 2.3635 | -10.5697 | -5.2848 | 5.1831 | 0 | 0 |  |  | 2.4554 |  | 0.10774 | 10.7736 | 10.3662 | 0 | 2014-07-25 15:30 | 2363.5 | 2.3635
|  | 2014-07-26 03:35:01 | 23.8355 | 0.6 | 2.4 | 7.2628 | 7.2628 | 0.019 | 0.019 | 0.9465 | 0.9465 | 0 | 0 | 2.3857 | 2.3857 | -10.8215 | -5.4108 | 5.2848 | 0 | 0 |  |  | 2.64 |  | 0.10069 | 10.069 | 10.5697 | 0 | 2014-07-25 16:00 | 2385.6667 | 2.3857
|  | 2014-07-26 04:05:03 | 23.3762 | 0.58383 | 2.3353 | 7.1352 | 7.1352 | 0.019 | 0.019 | 0.9335 | 0.9335 | 0 | 0 | 2.4153 | 2.4153 | -10.5378 | -5.2689 | 5.4108 | 0 | 0 |  |  | 2.5689 |  | 0.099902 | 9.9902 | 10.8215 | 0 | 2014-07-25 16:30 | 2415.3333 | 2.4153
|  | 2014-07-26 04:35:01 | 23.4015 | 0.5965 | 2.386 | 7.1262 | 7.1262 | 0.019 | 0.019 | 0.92367 | 0.92367 | 0 | 0 | 2.4802 | 2.4802 | -10.4665 | -5.2332 | 5.2689 | 0 | 0 |  |  | 2.4576 |  | 0.10196 | 10.1959 | 10.5378 | 0 | 2014-07-25 17:00 | 2480.1667 | 2.4802
|  | 2014-07-26 05:05:01 | 24.1623 | 0.55867 | 2.2347 | 7.1248 | 7.1248 | 0.019 | 0.019 | 0.92217 | 0.92217 | 0 | 0 | 2.5935 | 2.5935 | -11.2682 | -5.6341 | 5.2332 | 0 | 0 |  |  | 2.1453 |  | 0.092486 | 9.2486 | 10.4665 | 0 | 2014-07-25 17:30 | 2593.5 | 2.5935
|  | 2014-07-26 05:35:03 | 24.8057 | 0.596 | 2.384 | 7.1272 | 7.1272 | 0.019167 | 0.019167 | 0.9285 | 0.9285 | 0.0752 | 0.0752 | 2.6252 | 2.6252 | -11.6465 | -5.8232 | 5.6341 | 0 | 0 |  |  | 2.3125 |  | 0.096107 | 9.6107 | 11.2682 | 0 | 2014-07-25 18:00 | 2625.1667 | 2.6252
|  | 2014-07-26 06:05:01 | 25.411 | 0.65667 | 2.6267 | 7.1238 | 7.1238 | 0.056667 | 0.056667 | 0.92533 | 0.92533 | 0.0752 | 0.0752 | 3.0488 | 3.0488 | -11.5545 | -5.7772 | 5.8232 | 0 | 0 |  |  | 2.364 |  | 0.10337 | 10.3367 | 11.6465 | 0 | 2014-07-25 18:30 | 3048.8333 | 3.0488
|  | 2014-07-26 06:35:01 | 26.8815 | 0.62067 | 2.4827 | 7.1238 | 7.1238 | 0.079667 | 0.079667 | 0.9335 | 0.9335 | 0.5936 | 0.5936 | 3.5385 | 3.5385 | -12.1297 | -6.0649 | 5.7772 | 0 | 0 |  |  | 2.4827 |  | 0.092356 | 9.2356 | 11.5545 | 0 | 2014-07-25 19:00 | 3538.5 | 3.5385
|  | 2014-07-26 07:05:01 | 28.7165 | 0.607 | 2.428 | 7.1288 | 7.1288 | 0.085333 | 0.085333 | 1.0403 | 1.0403 | 0.5936 | 0.5936 | 4.1612 | 4.1612 | -13.2792 | -6.6396 | 6.0649 | 0 | 0 |  |  | 2.2338 |  | 0.084551 | 8.4551 | 12.1297 | 0 | 2014-07-25 19:30 | 4161.1667 | 4.1612
|  | 2014-07-26 07:35:02 | 30.2238 | 0.58817 | 2.3527 | 7.1328 | 7.1328 | 0.10817 | 0.10817 | 1.0453 | 1.0453 | 1.194 | 1.194 | 4.722 | 4.722 | -13.6688 | -6.8344 | 6.6396 | 0 | 0 |  |  | 2.5174 |  | 0.077841 | 7.7841 | 13.2792 | 0 | 2014-07-25 20:00 | 4722 | 4.722
|  | 2014-07-26 08:05:04 | 31.2892 | 0.58483 | 2.3393 | 7.1333 | 7.1333 | 0.19383 | 0.19383 | 0.98833 | 0.98833 | 1.194 | 1.194 | 5.2372 | 5.2372 | -14.2032 | -7.1016 | 6.8344 | 0 | 0 |  |  | 2.4797 |  | 0.074765 | 7.4765 | 13.6688 | 0 | 2014-07-25 20:30 | 5237.1667 | 5.2372
|  | 2014-07-26 08:35:02 | 31.8682 | 0.5355 | 2.142 | 7.1392 | 7.1392 | 0.204 | 0.204 | 0.98267 | 0.98267 | 1.9108 | 1.9108 | 5.6258 | 5.6258 | -13.8637 | -6.9318 | 7.1016 | 0 | 0 |  |  | 2.2491 |  | 0.067214 | 6.7214 | 14.2032 | 0 | 2014-07-25 21:00 | 5625.8333 | 5.6258
|  | 2014-07-26 09:05:01 | 32.15 | 0.48767 | 1.9507 | 7.1432 | 7.1432 | 0.20383 | 0.20383 | 1.0327 | 1.0327 | 1.9108 | 1.9108 | 5.7897 | 5.7897 | -14.1192 | -7.0596 | 6.9318 | 0 | 0 |  |  | 1.7556 |  | 0.060674 | 6.0674 | 13.8637 | 0 | 2014-07-25 21:30 | 5789.6667 | 5.7897
|  | 2014-07-26 09:35:01 | 32.2028 | 0.47267 | 1.8907 | 7.0142 | 7.0142 | 0.21267 | 0.21267 | 1.0435 | 1.0435 | 3.0036 | 3.0036 | 5.805 | 5.805 | -13.2332 | -6.6166 | 7.0596 | 0 | 0 |  |  | 1.7961 |  | 0.058711 | 5.8711 | 14.1192 | 0 | 2014-07-25 22:00 | 5805 | 5.805
|  | 2014-07-26 10:05:02 | 32.1277 | 0.41667 | 1.6667 | 6.9265 | 6.9265 | 0.20167 | 0.20167 | 1.0448 | 1.0448 | 3.0036 | 3.0036 | 5.87 | 5.87 | -13.4144 | -6.7072 | 6.6166 | 0 | 0 |  |  | 1.5667 |  | 0.051876 | 5.1876 | 13.2332 | 0 | 2014-07-25 22:30 | 5870 | 5.87
|  | 2014-07-26 10:35:03 | 32.088 | 0.38717 | 1.5487 | 7.0577 | 7.0577 | 0.1985 | 0.1985 | 1.0443 | 1.0443 | 4.0792 | 4.0792 | 5.8492 | 5.8492 | -12.3105 | -6.1552 | 6.7072 | 0 | 0 |  |  | 1.5951 |  | 0.048263 | 4.8263 | 13.4144 | 0 | 2014-07-25 23:00 | 5849.1667 | 5.8492
|  | 2014-07-26 11:05:02 | 31.9597 | 0.4375 | 1.75 | 7.15 | 7.15 | 0.1985 | 0.1985 | 1.042 | 1.042 | 4.0792 | 4.0792 | 5.7552 | 5.7552 | -11.9848 | -5.9924 | 6.1552 | 0 | 0 |  |  | 1.68 |  | 0.054757 | 5.4757 | 12.3105 | 0 | 2014-07-25 23:30 | 5755.1667 | 5.7552
|  | 2014-07-26 11:35:01 | 31.6698 | 0.494 | 1.976 | 7.151 | 7.151 | 0.19817 | 0.19817 | 1.042 | 1.042 | 4.2572 | 4.2572 | 5.7362 | 5.7362 | -11.3093 | -5.6546 | 5.9924 | 0 | 0 |  |  | 1.9562 |  | 0.062394 | 6.2394 | 11.9848 | 0 | 2014-07-26 | 5736.1667 | 5.7362
|  | 2014-07-26 12:05:02 | 31.2237 | 0.54533 | 2.1813 | 7.1467 | 7.1467 | 0.1355 | 0.1355 | 1.0387 | 1.0387 | 4.2572 | 4.2572 | 5.5653 | 5.5653 | -10.899 | -5.4495 | 5.6546 | 0 | 0 |  |  | 2.1377 |  | 0.069862 | 6.9862 | 11.3093 | 0 | 2014-07-26 00:30 | 5565.3333 | 5.5653
|  | 2014-07-26 12:35:02 | 30.6928 | 0.6375 | 2.55 | 7.148 | 7.148 | 0.129 | 0.129 | 1.0382 | 1.0382 | 4.614 | 4.614 | 5.339 | 5.339 | -9.8747 | -4.9373 | 5.4495 | 0 | 0 |  |  | 2.7285 |  | 0.083081 | 8.3081 | 10.899 | 0 | 2014-07-26 01:00 | 5339 | 5.339
|  | 2014-07-26 13:05:02 | 30.4527 | 0.6135 | 2.454 | 7.1455 | 7.1455 | 0.12917 | 0.12917 | 1.0387 | 1.0387 | 4.614 | 4.614 | 5.3253 | 5.3253 | -9.746 | -4.873 | 4.9373 | 0 | 0 |  |  | 2.6749 |  | 0.080584 | 8.0584 | 9.8747 | 0 | 2014-07-26 01:30 | 5325.3333 | 5.3253
|  | 2014-07-26 13:35:02 | 30.1522 | 0.5865 | 2.346 | 7.1445 | 7.1445 | 0.12933 | 0.12933 | 1.0377 | 1.0377 | 4.9144 | 4.9144 | 5.2698 | 5.2698 | -9.3104 | -4.6552 | 4.873 | 0 | 0 |  |  | 2.3695 |  | 0.077805 | 7.7805 | 9.746 | 0 | 2014-07-26 02:00 | 5269.8333 | 5.2698
|  | 2014-07-26 14:05:02 | 30.11 | 0.58133 | 2.3253 | 7.145 | 7.145 | 0.13 | 0.13 | 1.0308 | 1.0308 | 4.9144 | 4.9144 | 5.3128 | 5.3128 | -9.2516 | -4.6258 | 4.6552 | 0 | 0 |  |  | 2.1161 |  | 0.077228 | 7.7228 | 9.3104 | 0 | 2014-07-26 02:30 | 5312.8333 | 5.3128
|  | 2014-07-26 14:35:02 | 30.1535 | 0.59083 | 2.3633 | 7.1782 | 7.1782 | 0.133 | 0.133 | 1.0225 | 1.0225 | 4.8772 | 4.8772 | 5.4317 | 5.4317 | -9.1476 | -4.5738 | 4.6258 | 0 | 0 |  |  | 2.5051 |  | 0.078377 | 7.8377 | 9.2516 | 0 | 2014-07-26 03:00 | 5431.6667 | 5.4317
|  | 2014-07-26 15:05:01 | 30.3368 | 0.6665 | 2.666 | 7.2127 | 7.2127 | 0.1325 | 0.1325 | 1.0182 | 1.0182 | 4.8772 | 4.8772 | 5.3705 | 5.3705 | -9.0598 | -4.5299 | 4.5738 | 0 | 0 |  |  | 2.3994 |  | 0.08788 | 8.788 | 9.1476 | 0 | 2014-07-26 03:30 | 5370.5 | 5.3705
|  | 2014-07-26 15:35:02 | 30.8258 | 0.6215 | 2.486 | 7.2338 | 7.2338 | 0.123 | 0.123 | 1.0147 | 1.0147 | 4.1948 | 4.1948 | 5.4192 | 5.4192 | -10.3544 | -5.1772 | 4.5299 | 0 | 0 |  |  | 2.2871 |  | 0.080647 | 8.0647 | 9.0598 | 0 | 2014-07-26 04:00 | 5419.1667 | 5.4192
|  | 2014-07-26 16:05:02 | 31.3145 | 0.61267 | 2.4507 | 7.2647 | 7.2647 | 0.11067 | 0.11067 | 1.0162 | 1.0162 | 4.1948 | 4.1948 | 5.5055 | 5.5055 | -10.772 | -5.386 | 5.1772 | 0 | 0 |  |  | 2.3771 |  | 0.07826 | 7.826 | 10.3544 | 0 | 2014-07-26 04:30 | 5505.5 | 5.5055
|  | 2014-07-26 16:35:03 | 31.7928 | 0.65383 | 2.6153 | 7.293 | 7.293 | 0.11333 | 0.11333 | 1.0143 | 1.0143 | 3.5688 | 3.5688 | 5.5083 | 5.5083 | -11.6797 | -5.8399 | 5.386 | 0 | 0 |  |  | 2.4061 |  | 0.082262 | 8.2262 | 10.772 | 0 | 2014-07-26 05:00 | 5508.3333 | 5.5083
|  | 2014-07-26 17:05:02 | 31.8085 | 0.6135 | 2.454 | 7.2985 | 7.2985 | 0.113 | 0.113 | 0.98867 | 0.98867 | 3.5688 | 3.5688 | 5.4392 | 5.4392 | -11.9464 | -5.9732 | 5.8399 | 0 | 0 |  |  | 2.6258 |  | 0.077149 | 7.7149 | 11.6797 | 0 | 2014-07-26 05:30 | 5439.1667 | 5.4392
|  | 2014-07-26 17:35:02 | 31.5515 | 0.59767 | 2.3907 | 7.3 | 7.3 | 0.1135 | 0.1135 | 0.99417 | 0.99417 | 2.6164 | 2.6164 | 5.3365 | 5.3365 | -12.8003 | -6.4001 | 5.9732 | 0 | 0 |  |  | 2.6058 |  | 0.07577 | 7.577 | 11.9464 | 0 | 2014-07-26 06:00 | 5336.5 | 5.3365
|  | 2014-07-26 18:05:02 | 31.4567 | 0.6185 | 2.474 | 7.3022 | 7.3022 | 0.119 | 0.119 | 1.0182 | 1.0182 | 2.6164 | 2.6164 | 5.3125 | 5.3125 | -12.6144 | -6.3072 | 6.4001 | 0 | 0 |  |  | 2.375 |  | 0.078648 | 7.8648 | 12.8003 | 0 | 2014-07-26 06:30 | 5312.5 | 5.3125
|  | 2014-07-26 18:35:02 | 31.075 | 0.63683 | 2.5473 | 7.2973 | 7.2973 | 0.105 | 0.105 | 1.0173 | 1.0173 | 1.5192 | 1.5192 | 5.248 | 5.248 | -13.3408 | -6.6704 | 6.3072 | 0 | 0 |  |  | 2.2926 |  | 0.081974 | 8.1974 | 12.6144 | 0 | 2014-07-26 07:00 | 5248 | 5.248
|  | 2014-07-26 19:05:02 | 30.7237 | 0.702 | 2.808 | 7.3022 | 7.3022 | 0.085167 | 0.085167 | 1.0172 | 1.0172 | 1.5192 | 1.5192 | 5.058 | 5.058 | -12.934 | -6.467 | 6.6704 | 0 | 0 |  |  | 2.6395 |  | 0.091395 | 9.1395 | 13.3408 | 0 | 2014-07-26 07:30 | 5058 | 5.058
|  | 2014-07-26 19:35:02 | 30.5652 | 0.76267 | 3.0507 | 7.2975 | 7.2975 | 0.082333 | 0.082333 | 0.88417 | 0.88417 | 0.5164 | 0.5164 | 4.9218 | 4.9218 | -13.8123 | -6.9061 | 6.467 | 0 | 0 |  |  | 2.8371 |  | 0.099809 | 9.9809 | 12.934 | 0 | 2014-07-26 08:00 | 4921.8333 | 4.9218
|  | 2014-07-26 20:05:57 | 30.7628 | 0.70667 | 2.8267 | 7.2955 | 7.2955 | 0.026667 | 0.026667 | 0.691 | 0.691 | 0.5164 | 0.5164 | 5.0092 | 5.0092 | -14.3974 | -7.1987 | 6.9061 | 0 | 0 |  |  | 3.1093 |  | 0.091886 | 9.1886 | 13.8123 | 0 | 2014-07-26 08:30 | 5009.1667 | 5.0092
|  | 2014-07-26 20:35:02 | 31.176 | 0.68333 | 2.7333 | 7.3077 | 7.3077 | 0.0735 | 0.0735 | 0.68583 | 0.68583 | 0.1252 | 0.1252 | 5.0338 | 5.0338 | -15.2166 | -7.6083 | 7.1987 | 0 | 0 |  |  | 2.5967 |  | 0.087674 | 8.7674 | 14.3974 | 0 | 2014-07-26 09:00 | 5033.8333 | 5.0338
|  | 2014-07-26 21:05:01 | 30.6783 | 0.722 | 2.888 | 7.3195 | 7.3195 | 0.0985 | 0.0985 | 0.68567 | 0.68567 | 0.1252 | 0.1252 | 4.9285 | 4.9285 | -14.633 | -7.3165 | 7.6083 | 0 | 0 |  |  | 3.0324 |  | 0.094138 | 9.4138 | 15.2166 | 0 | 2014-07-26 09:30 | 4928.5 | 4.9285
|  | 2014-07-26 21:35:01 | 29.6572 | 0.83267 | 3.3307 | 7.3285 | 7.3285 | 0.021 | 0.021 | 0.688 | 0.688 | 0.04 | 0.04 | 4.6435 | 4.6435 | -13.6055 | -6.8027 | 7.3165 | 0 | 0 |  |  | 3.5638 |  | 0.11231 | 11.2306 | 14.633 | 0 | 2014-07-26 10:00 | 4643.5 | 4.6435
|  | 2014-07-26 22:05:01 | 28.1505 | 0.85717 | 3.4287 | 7.3408 | 7.3408 | 0.022167 | 0.022167 | 0.6865 | 0.6865 | 0.04 | 0.04 | 4.377 | 4.377 | -12.2553 | -6.1277 | 6.8027 | 0 | 0 |  |  | 3.7372 |  | 0.1218 | 12.1798 | 13.6055 | 0 | 2014-07-26 10:30 | 4377 | 4.377
|  | 2014-07-26 22:35:02 | 26.7107 | 0.68083 | 2.7233 | 7.3355 | 7.3355 | 0.023 | 0.023 | 0.68683 | 0.68683 | 0 | 0 | 4.1248 | 4.1248 | -11.8172 | -5.9086 | 6.1277 | 0 | 0 |  |  | 2.5599 |  | 0.10196 | 10.1957 | 12.2553 | 0 | 2014-07-26 11:00 | 4124.8333 | 4.1248
|  | 2014-07-26 23:05:03 | 25.3815 | 0.60917 | 2.4367 | 7.3355 | 7.3355 | 0.023 | 0.023 | 0.6885 | 0.6885 | 0 | 0 | 3.6343 | 3.6343 | -11.2635 | -5.6317 | 5.9086 | 0 | 0 |  |  | 2.5098 |  | 0.096002 | 9.6002 | 11.8172 | 0 | 2014-07-26 11:30 | 3634.3333 | 3.6343
|  | 2014-07-26 23:35:02 | 24.7525 | 0.65367 | 2.6147 | 7.3347 | 7.3347 | 0.022833 | 0.022833 | 0.68817 | 0.68817 | 0 | 0 | 3.3018 | 3.3018 | -10.7903 | -5.3952 | 5.6317 | 0 | 0 |  |  | 2.6408 |  | 0.10563 | 10.5632 | 11.2635 | 0 | 2014-07-26 12:00 | 3301.8333 | 3.3018
|  | 2014-07-27 00:05:02 | 24.443 | 0.72583 | 2.9033 | 7.3538 | 7.3538 | 0.022 | 0.022 | 0.6885 | 0.6885 | 0 | 0 | 3.3445 | 3.3445 | -10.1308 | -5.0654 | 5.3952 | 0 | 0 |  |  | 2.8162 |  | 0.11878 | 11.878 | 10.7903 | 0 | 2014-07-26 12:30 | 3344.5 | 3.3445
|  | 2014-07-27 00:35:01 | 24.1192 | 0.74267 | 2.9707 | 7.3715 | 7.3715 | 0.022 | 0.022 | 0.68483 | 0.68483 | 0 | 0 | 3.4357 | 3.4357 | -9.6345 | -4.8173 | 5.0654 | 0 | 0 |  |  | 2.8221 |  | 0.12317 | 12.3166 | 10.1308 | 0 | 2014-07-26 13:00 | 3435.6667 | 3.4357
|  | 2014-07-27 01:05:02 | 23.6672 | 0.75033 | 3.0013 | 7.3818 | 7.3818 | 0.022 | 0.022 | 0.68483 | 0.68483 | 0 | 0 | 3.4513 | 3.4513 | -9.1258 | -4.5629 | 4.8173 | 0 | 0 |  |  | 2.7612 |  | 0.12681 | 12.6814 | 9.6345 | 0 | 2014-07-26 13:30 | 3451.3333 | 3.4513
|  | 2014-07-27 01:35:02 | 23.2893 | 0.81483 | 3.2593 | 7.3958 | 7.3958 | 0.022 | 0.022 | 0.68567 | 0.68567 | 0 | 0 | 3.3227 | 3.3227 | -8.6038 | -4.3019 | 4.5629 | 0 | 0 |  |  | 3.3571 |  | 0.13995 | 13.995 | 9.1258 | 0 | 2014-07-26 14:00 | 3322.6667 | 3.3227
|  | 2014-07-27 02:05:03 | 22.9622 | 0.849 | 3.396 | 7.4127 | 7.4127 | 0.021 | 0.021 | 0.68667 | 0.68667 | 0 | 0 | 3.1753 | 3.1753 | -8.2705 | -4.1352 | 4.3019 | 0 | 0 |  |  | 3.2602 |  | 0.1479 | 14.7895 | 8.6038 | 0 | 2014-07-26 14:30 | 3175.3333 | 3.1753
|  | 2014-07-27 02:35:01 | 22.7717 | 0.894 | 3.576 | 7.466 | 7.466 | 0.020333 | 0.020333 | 0.68667 | 0.68667 | 0 | 0 | 3.1068 | 3.1068 | -7.9158 | -3.9579 | 4.1352 | 0 | 0 |  |  | 3.3257 |  | 0.15704 | 15.7037 | 8.2705 | 0 | 2014-07-26 15:00 | 3106.8333 | 3.1068
|  | 2014-07-27 03:05:01 | 22.5507 | 0.93883 | 3.7553 | 7.5265 | 7.5265 | 0.02 | 0.02 | 0.68417 | 0.68417 | 0 | 0 | 2.9693 | 2.9693 | -7.5953 | -3.7977 | 3.9579 | 0 | 0 |  |  | 4.0558 |  | 0.16653 | 16.6529 | 7.9158 | 0 | 2014-07-26 15:30 | 2969.3333 | 2.9693
|  | 2014-07-27 03:35:03 | 22.6845 | 1.0008 | 4.0033 | 7.526 | 7.526 | 0.02 | 0.02 | 0.68767 | 0.68767 | 0 | 0 | 2.9958 | 2.9958 | -7.4517 | -3.7258 | 3.7977 | 0 | 0 |  |  | 4.1234 |  | 0.17648 | 17.6479 | 7.5953 | 0 | 2014-07-26 16:00 | 2995.8333 | 2.9958
|  | 2014-07-27 04:05:03 | 22.2647 | 0.91717 | 3.6687 | 7.5502 | 7.5502 | 0.02 | 0.02 | 0.67567 | 0.67567 | 0 | 0 | 2.9823 | 2.9823 | -7.3678 | -3.6839 | 3.7258 | 0 | 0 |  |  | 3.5953 |  | 0.16478 | 16.4775 | 7.4517 | 0 | 2014-07-26 16:30 | 2982.3333 | 2.9823
|  | 2014-07-27 04:35:02 | 22.0293 | 0.97167 | 3.8867 | 7.5527 | 7.5527 | 0.02 | 0.02 | 0.6245 | 0.6245 | 0 | 0 | 2.8782 | 2.8782 | -7.0673 | -3.5337 | 3.6839 | 0 | 0 |  |  | 3.5369 |  | 0.17643 | 17.6431 | 7.3678 | 0 | 2014-07-26 17:00 | 2878.1667 | 2.8782
|  | 2014-07-27 05:05:02 | 22.2257 | 0.99867 | 3.9947 | 7.5468 | 7.5468 | 0.02 | 0.02 | 0.68083 | 0.68083 | 0 | 0 | 3.023 | 3.023 | -6.9603 | -3.4802 | 3.5337 | 0 | 0 |  |  | 4.3542 |  | 0.17973 | 17.9732 | 7.0673 | 0 | 2014-07-26 17:30 | 3023 | 3.023
|  | 2014-07-27 05:35:02 | 22.2393 | 0.993 | 3.972 | 7.5553 | 7.5553 | 0.02 | 0.02 | 0.68167 | 0.68167 | 0.0376 | 0.0376 | 2.9585 | 2.9585 | -7.0142 | -3.5071 | 3.4802 | 0 | 0 |  |  | 4.1706 |  | 0.1786 | 17.8602 | 6.9603 | 0 | 2014-07-26 18:00 | 2958.5 | 2.9585
|  | 2014-07-27 06:05:02 | 22.668 | 1.0762 | 4.3047 | 7.5547 | 7.5547 | 0.030333 | 0.030333 | 0.63117 | 0.63117 | 0.0376 | 0.0376 | 2.8648 | 2.8648 | -7.2447 | -3.6224 | 3.5071 | 0 | 0 |  |  | 4.2616 |  | 0.1899 | 18.9901 | 7.0142 | 0 | 2014-07-26 18:30 | 2864.8333 | 2.8648
|  | 2014-07-27 06:35:02 | 23.586 | 1.0938 | 4.3753 | 7.569 | 7.569 | 0.0315 | 0.0315 | 0.696 | 0.696 | 0.4976 | 0.4976 | 3.0917 | 3.0917 | -7.3249 | -3.6625 | 3.6224 | 0 | 0 |  |  | 4.2878 |  | 0.18551 | 18.5506 | 7.2447 | 0 | 2014-07-26 19:00 | 3091.6667 | 3.0917
|  | 2014-07-27 07:05:02 | 24.8595 | 1.1392 | 4.5567 | 7.5612 | 7.5612 | 0.031833 | 0.031833 | 0.707 | 0.707 | 0.4976 | 0.4976 | 3.138 | 3.138 | -8.3672 | -4.1836 | 3.6625 | 0 | 0 |  |  | 5.0123 |  | 0.1833 | 18.3297 | 7.3249 | 0 | 2014-07-26 19:30 | 3138 | 3.138
|  | 2014-07-27 07:35:02 | 26.1578 | 1.2912 | 5.1647 | 7.5587 | 7.5587 | 0.043333 | 0.043333 | 0.70717 | 0.70717 | 0.9504 | 0.9504 | 3.1658 | 3.1658 | -8.5678 | -4.2839 | 4.1836 | 0 | 0 |  |  | 4.9581 |  | 0.19744 | 19.7442 | 8.3672 | 0 | 2014-07-26 20:00 | 3165.8333 | 3.1658
|  | 2014-07-27 08:05:02 | 27.3903 | 1.2523 | 5.0093 | 7.5562 | 7.5562 | 0.1845 | 0.1845 | 0.70533 | 0.70533 | 0.9504 | 0.9504 | 3.6095 | 3.6095 | -9.3751 | -4.6875 | 4.2839 | 0 | 0 |  |  | 4.9091 |  | 0.18289 | 18.2887 | 8.5678 | 0 | 2014-07-26 20:30 | 3609.5 | 3.6095
|  | 2014-07-27 08:35:02 | 28.2863 | 1.2243 | 4.8973 | 7.594 | 7.594 | 0.196 | 0.196 | 0.70417 | 0.70417 | 1.6148 | 1.6148 | 3.8935 | 3.8935 | -9.3865 | -4.6933 | 4.6875 | 0 | 0 |  |  | 4.9463 |  | 0.17313 | 17.3134 | 9.3751 | 0 | 2014-07-26 21:00 | 3893.5 | 3.8935
|  | 2014-07-27 09:05:02 | 29.0967 | 1.1418 | 4.5673 | 7.6705 | 7.6705 | 0.196 | 0.196 | 0.70483 | 0.70483 | 1.6148 | 1.6148 | 4.007 | 4.007 | -10.3362 | -5.1681 | 4.6933 | 0 | 0 |  |  | 4.339 |  | 0.15697 | 15.6971 | 9.3865 | 0 | 2014-07-26 21:30 | 4007 | 4.007
|  | 2014-07-27 09:35:02 | 29.5378 | 1.0797 | 4.3187 | 7.712 | 7.712 | 0.196 | 0.196 | 0.70533 | 0.70533 | 2.4724 | 2.4724 | 4.1637 | 4.1637 | -9.9698 | -4.9849 | 5.1681 | 0 | 0 |  |  | 4.7073 |  | 0.14621 | 14.6208 | 10.3362 | 0 | 2014-07-26 22:00 | 4163.6667 | 4.1637
|  | 2014-07-27 10:05:02 | 29.8392 | 1.0428 | 4.1713 | 7.7913 | 7.7913 | 0.21517 | 0.21517 | 0.7085 | 0.7085 | 2.4724 | 2.4724 | 4.2408 | 4.2408 | -10.2396 | -5.1198 | 4.9849 | 0 | 0 |  |  | 4.5468 |  | 0.13979 | 13.9794 | 9.9698 | 0 | 2014-07-26 22:30 | 4240.8333 | 4.2408
|  | 2014-07-27 10:35:02 | 30.0638 | 0.91233 | 3.6493 | 7.8702 | 7.8702 | 0.20867 | 0.20867 | 0.711 | 0.711 | 4.5752 | 4.5752 | 4.2328 | 4.2328 | -8.8166 | -4.4083 | 5.1198 | 0 | 0 |  |  | 3.7223 |  | 0.12139 | 12.1386 | 10.2396 | 0 | 2014-07-26 23:00 | 4232.8333 | 4.2328
|  | 2014-07-27 11:05:02 | 30.206 | 0.863 | 3.452 | 7.9097 | 7.9097 | 0.20583 | 0.20583 | 0.70967 | 0.70967 | 4.5752 | 4.5752 | 4.2237 | 4.2237 | -9.13 | -4.565 | 4.4083 | 0 | 0 |  |  | 3.2449 |  | 0.11428 | 11.4282 | 8.8166 | 0 | 2014-07-26 23:30 | 4223.6667 | 4.2237
|  | 2014-07-27 11:35:03 | 30.1928 | 0.78133 | 3.1253 | 7.9132 | 7.9132 | 0.20567 | 0.20567 | 0.7085 | 0.7085 | 5.3144 | 5.3144 | 4.3197 | 4.3197 | -8.6061 | -4.303 | 4.565 | 0 | 0 |  |  | 2.8441 |  | 0.10351 | 10.3512 | 9.13 | 0 | 2014-07-27 | 4319.6667 | 4.3197
|  | 2014-07-27 12:05:02 | 29.8463 | 0.80433 | 3.2173 | 7.9215 | 7.9215 | 0.075333 | 0.075333 | 0.70733 | 0.70733 | 5.3144 | 5.3144 | 4.3442 | 4.3442 | -8.2663 | -4.1331 | 4.303 | 0 | 0 |  |  | 3.0886 |  | 0.1078 | 10.7797 | 8.6061 | 0 | 2014-07-27 00:30 | 4344.1667 | 4.3442
|  | 2014-07-27 12:35:02 | 29.3852 | 0.89733 | 3.5893 | 7.9232 | 7.9232 | 0.060167 | 0.060167 | 0.71017 | 0.71017 | 5.1532 | 5.1532 | 4.321 | 4.321 | -7.6281 | -3.8141 | 4.1331 | 0 | 0 |  |  | 3.697 |  | 0.12215 | 12.2148 | 8.2663 | 0 | 2014-07-27 01:00 | 4321 | 4.321
|  | 2014-07-27 13:05:03 | 28.9572 | 0.91017 | 3.6407 | 7.9238 | 7.9238 | 0.06 | 0.06 | 0.7075 | 0.7075 | 5.1532 | 5.1532 | 4.3028 | 4.3028 | -7.1691 | -3.5846 | 3.8141 | 0 | 0 |  |  | 3.8591 |  | 0.12573 | 12.5726 | 7.6281 | 0 | 2014-07-27 01:30 | 4302.8333 | 4.3028
|  | 2014-07-27 13:35:02 | 28.7868 | 0.904 | 3.616 | 7.9285 | 7.9285 | 0.06 | 0.06 | 0.70717 | 0.70717 | 5.5404 | 5.5404 | 4.1405 | 4.1405 | -6.7943 | -3.3971 | 3.5846 | 0 | 0 |  |  | 3.5437 |  | 0.12561 | 12.5613 | 7.1691 | 0 | 2014-07-27 02:00 | 4140.5 | 4.1405
|  | 2014-07-27 14:05:01 | 28.7995 | 0.9305 | 3.722 | 7.9728 | 7.9728 | 0.0745 | 0.0745 | 0.70683 | 0.70683 | 5.5404 | 5.5404 | 3.9277 | 3.9277 | -6.8553 | -3.4276 | 3.3971 | 0 | 0 |  |  | 3.9081 |  | 0.12924 | 12.9238 | 6.7943 | 0 | 2014-07-27 02:30 | 3927.6667 | 3.9277
|  | 2014-07-27 14:35:03 | 28.9225 | 0.92083 | 3.6833 | 8.076 | 8.076 | 0.075833 | 0.075833 | 0.70817 | 0.70817 | 5.1016 | 5.1016 | 3.918 | 3.918 | -7.3596 | -3.6798 | 3.4276 | 0 | 0 |  |  | 3.8307 |  | 0.12735 | 12.7352 | 6.8553 | 0 | 2014-07-27 03:00 | 3918 | 3.918
|  | 2014-07-27 15:05:03 | 29.2358 | 0.95783 | 3.8313 | 8.1913 | 8.1913 | 0.086333 | 0.086333 | 0.70683 | 0.70683 | 5.1016 | 5.1016 | 4.135 | 4.135 | -7.1834 | -3.5917 | 3.6798 | 0 | 0 |  |  | 3.5631 |  | 0.13105 | 13.1049 | 7.3596 | 0 | 2014-07-27 03:30 | 4135 | 4.135
|  | 2014-07-27 15:35:04 | 29.6828 | 0.93917 | 3.7567 | 8.2593 | 8.2593 | 0.092667 | 0.092667 | 0.7075 | 0.7075 | 3.198 | 3.198 | 4.1552 | 4.1552 | -9.5135 | -4.7568 | 3.5917 | 0 | 0 |  |  | 3.381 |  | 0.12656 | 12.656 | 7.1834 | 0 | 2014-07-27 04:00 | 4155.1667 | 4.1552
|  | 2014-07-27 16:05:02 | 30.2175 | 0.895 | 3.58 | 8.3538 | 8.3538 | 0.20683 | 0.20683 | 0.7085 | 0.7085 | 3.198 | 3.198 | 4.175 | 4.175 | -9.9953 | -4.9977 | 4.7568 | 0 | 0 |  |  | 3.5442 |  | 0.11847 | 11.8474 | 9.5135 | 0 | 2014-07-27 04:30 | 4175 | 4.175
|  | 2014-07-27 16:35:01 | 30.5178 | 0.8555 | 3.422 | 8.436 | 8.436 | 0.21767 | 0.21767 | 0.70867 | 0.70867 | 2.0104 | 2.0104 | 4.2338 | 4.2338 | -11.4893 | -5.7446 | 4.9977 | 0 | 0 |  |  | 3.6615 |  | 0.11213 | 11.2131 | 9.9953 | 0 | 2014-07-27 05:00 | 4233.8333 | 4.2338
|  | 2014-07-27 17:05:03 | 30.6205 | 0.76533 | 3.0613 | 8.4767 | 8.4767 | 0.2155 | 0.2155 | 0.70717 | 0.70717 | 2.0104 | 2.0104 | 4.2617 | 4.2617 | -11.8878 | -5.9439 | 5.7446 | 0 | 0 |  |  | 2.847 |  | 0.099977 | 9.9977 | 11.4893 | 0 | 2014-07-27 05:30 | 4261.6667 | 4.2617
|  | 2014-07-27 17:35:02 | 30.6192 | 0.74167 | 2.9667 | 8.5598 | 8.5598 | 0.19433 | 0.19433 | 0.706 | 0.706 | 1.6692 | 1.6692 | 4.2698 | 4.2698 | -12.2533 | -6.1267 | 5.9439 | 0 | 0 |  |  | 2.9073 |  | 0.096889 | 9.6889 | 11.8878 | 0 | 2014-07-27 06:00 | 4269.8333 | 4.2698
|  | 2014-07-27 18:05:02 | 30.66 | 0.70083 | 2.8033 | 8.6422 | 8.6422 | 0.16383 | 0.16383 | 0.70617 | 0.70617 | 1.6692 | 1.6692 | 4.4068 | 4.4068 | -12.2685 | -6.1342 | 6.1267 | 0 | 0 |  |  | 2.8594 |  | 0.091433 | 9.1433 | 12.2533 | 0 | 2014-07-27 06:30 | 4406.8333 | 4.4068
|  | 2014-07-27 18:35:02 | 30.302 | 0.55883 | 2.2353 | 8.679 | 8.679 | 0.162 | 0.162 | 0.70683 | 0.70683 | 1.2268 | 1.2268 | 4.4485 | 4.4485 | -12.8435 | -6.4218 | 6.1342 | 0 | 0 |  |  | 2.3247 |  | 0.073769 | 7.3769 | 12.2685 | 0 | 2014-07-27 07:00 | 4448.5 | 4.4485
|  | 2014-07-27 19:05:02 | 30.0637 | 0.47867 | 1.9147 | 8.6845 | 8.6845 | 0.14833 | 0.14833 | 0.7055 | 0.7055 | 1.2268 | 1.2268 | 4.4633 | 4.4633 | -12.9205 | -6.4603 | 6.4218 | 0 | 0 |  |  | 1.8572 |  | 0.063687 | 6.3687 | 12.8435 | 0 | 2014-07-27 07:30 | 4463.3333 | 4.4633
|  | 2014-07-27 19:35:02 | 30.0255 | 0.39867 | 1.5947 | 8.6792 | 8.6792 | 0.14617 | 0.14617 | 0.70633 | 0.70633 | 0.388 | 0.388 | 4.5142 | 4.5142 | -13.997 | -6.9985 | 6.4603 | 0 | 0 |  |  | 1.4671 |  | 0.05311 | 5.311 | 12.9205 | 0 | 2014-07-27 08:00 | 4514.1667 | 4.5142
|  | 2014-07-27 20:05:01 | 30.5588 | 0.36983 | 1.4793 | 8.6793 | 8.6793 | 0.131 | 0.131 | 0.706 | 0.706 | 0.388 | 0.388 | 4.7308 | 4.7308 | -14.4443 | -7.2222 | 6.9985 | 0 | 0 |  |  | 1.6273 |  | 0.048409 | 4.8409 | 13.997 | 0 | 2014-07-27 08:30 | 4730.8333 | 4.7308
|  | 2014-07-27 20:35:01 | 30.9433 | 0.37533 | 1.5013 | 8.692 | 8.692 | 0.12917 | 0.12917 | 0.708 | 0.708 | 0.132 | 0.132 | 4.7167 | 4.7167 | -15.0642 | -7.5321 | 7.2222 | 0 | 0 |  |  | 1.5013 |  | 0.048519 | 4.8519 | 14.4443 | 0 | 2014-07-27 09:00 | 4716.6667 | 4.7167
|  | 2014-07-27 21:05:07 | 30.4062 | 0.4035 | 1.614 | 8.716 | 8.716 | 0.12933 | 0.12933 | 0.709 | 0.709 | 0.132 | 0.132 | 4.6635 | 4.6635 | -14.4423 | -7.2212 | 7.5321 | 0 | 0 |  |  | 1.5817 |  | 0.053081 | 5.3081 | 15.0642 | 0 | 2014-07-27 09:30 | 4663.5 | 4.6635
|  | 2014-07-27 21:35:02 | 29.1277 | 0.42567 | 1.7027 | 8.7233 | 8.7233 | 0.11517 | 0.11517 | 0.70817 | 0.70817 | 0 | 0 | 4.4617 | 4.4617 | -13.4167 | -6.7083 | 7.2212 | 0 | 0 |  |  | 1.8219 |  | 0.058455 | 5.8455 | 14.4423 | 0 | 2014-07-27 10:00 | 4461.6667 | 4.4617
|  | 2014-07-27 22:05:03 | 27.2463 | 0.45583 | 1.8233 | 8.7195 | 8.7195 | 0.027833 | 0.027833 | 0.70833 | 0.70833 | 0 | 0 | 3.9778 | 3.9778 | -11.9895 | -5.9948 | 6.7083 | 0 | 0 |  |  | 1.9692 |  | 0.06692 | 6.692 | 13.4167 | 0 | 2014-07-27 10:30 | 3977.8333 | 3.9778
|  | 2014-07-27 22:35:02 | 25.8267 | 0.42983 | 1.7193 | 8.71 | 8.71 | 0.02 | 0.02 | 0.70883 | 0.70883 | 0 | 0 | 3.162 | 3.162 | -11.5065 | -5.7533 | 5.9948 | 0 | 0 |  |  | 1.7537 |  | 0.066572 | 6.6572 | 11.9895 | 0 | 2014-07-27 11:00 | 3162 | 3.162
|  | 2014-07-27 23:05:02 | 24.969 | 0.377 | 1.508 | 8.7108 | 8.7108 | 0.02 | 0.02 | 0.70983 | 0.70983 | 0 | 0 | 2.881 | 2.881 | -11.1393 | -5.5697 | 5.7533 | 0 | 0 |  |  | 1.4628 |  | 0.060395 | 6.0395 | 11.5065 | 0 | 2014-07-27 11:30 | 2881 | 2.881
|  | 2014-07-27 23:35:02 | 24.8292 | 0.35333 | 1.4133 | 8.7068 | 8.7068 | 0.02 | 0.02 | 0.70933 | 0.70933 | 0 | 0 | 2.6518 | 2.6518 | -11.3278 | -5.6639 | 5.5697 | 0 | 0 |  |  | 1.4557 |  | 0.056922 | 5.6922 | 11.1393 | 0 | 2014-07-27 12:00 | 2651.8333 | 2.6518
|  | 2014-07-28 00:05:01 | 24.4372 | 0.29567 | 1.1827 | 8.704 | 8.704 | 0.02 | 0.02 | 0.709 | 0.709 | 0 | 0 | 2.584 | 2.584 | -11.2375 | -5.6188 | 5.6639 | 0 | 0 |  |  | 1.1235 |  | 0.048396 | 4.8396 | 11.3278 | 0 | 2014-07-27 12:30 | 2584 | 2.584
|  | 2014-07-28 00:35:02 | 24.137 | 0.28817 | 1.1527 | 8.7097 | 8.7097 | 0.02 | 0.02 | 0.6515 | 0.6515 | 0 | 0 | 2.596 | 2.596 | -11.0072 | -5.5036 | 5.6188 | 0 | 0 |  |  | 1.072 |  | 0.047755 | 4.7755 | 11.2375 | 0 | 2014-07-27 13:00 | 2596 | 2.596
|  | 2014-07-28 01:05:02 | 23.9545 | 0.28483 | 1.1393 | 8.7092 | 8.7092 | 0.02 | 0.02 | 0.64267 | 0.64267 | 0 | 0 | 2.6902 | 2.6902 | -10.7532 | -5.3766 | 5.5036 | 0 | 0 |  |  | 1.2305 |  | 0.047562 | 4.7562 | 11.0072 | 0 | 2014-07-27 13:30 | 2690.1667 | 2.6902
|  | 2014-07-28 01:35:02 | 23.8368 | 0.27 | 1.08 | 8.7155 | 8.7155 | 0.020167 | 0.020167 | 0.58033 | 0.58033 | 0 | 0 | 2.7045 | 2.7045 | -10.7363 | -5.3682 | 5.3766 | 0 | 0 |  |  | 1.1556 |  | 0.045308 | 4.5308 | 10.7532 | 0 | 2014-07-27 14:00 | 2704.5 | 2.7045
|  | 2014-07-28 02:05:03 | 23.7767 | 0.3005 | 1.202 | 8.7288 | 8.7288 | 0.0205 | 0.0205 | 0.57283 | 0.57283 | 0 | 0 | 2.6587 | 2.6587 | -10.5938 | -5.2969 | 5.3682 | 0 | 0 |  |  | 1.2381 |  | 0.050554 | 5.0554 | 10.7363 | 0 | 2014-07-27 14:30 | 2658.6667 | 2.6587
|  | 2014-07-28 02:35:03 | 23.8122 | 0.2865 | 1.146 | 8.7338 | 8.7338 | 0.021167 | 0.021167 | 0.57383 | 0.57383 | 0 | 0 | 2.6488 | 2.6488 | -10.6885 | -5.3443 | 5.2969 | 0 | 0 |  |  | 1.146 |  | 0.048127 | 4.8127 | 10.5938 | 0 | 2014-07-27 15:00 | 2648.8333 | 2.6488
|  | 2014-07-28 03:05:06 | 23.8277 | 0.25167 | 1.0067 | 8.7338 | 8.7338 | 0.036333 | 0.036333 | 0.5725 | 0.5725 | 0 | 0 | 2.6762 | 2.6762 | -10.8022 | -5.4011 | 5.3443 | 0 | 0 |  |  | 1.057 |  | 0.042248 | 4.2248 | 10.6885 | 0 | 2014-07-27 15:30 | 2676.1667 | 2.6762
|  | 2014-07-28 03:35:03 | 23.8372 | 0.26417 | 1.0567 | 8.7325 | 8.7325 | 0.036167 | 0.036167 | 0.57033 | 0.57033 | 0 | 0 | 2.7567 | 2.7567 | -10.6848 | -5.3424 | 5.4011 | 0 | 0 |  |  | 1.1095 |  | 0.044329 | 4.4329 | 10.8022 | 0 | 2014-07-27 16:00 | 2756.6667 | 2.7567
|  | 2014-07-28 04:05:03 | 23.9122 | 0.26233 | 1.0493 | 8.7367 | 8.7367 | 0.0345 | 0.0345 | 0.56867 | 0.56867 | 0 | 0 | 2.887 | 2.887 | -10.636 | -5.318 | 5.3424 | 0 | 0 |  |  | 1.0913 |  | 0.043883 | 4.3883 | 10.6848 | 0 | 2014-07-27 16:30 | 2887 | 2.887
|  | 2014-07-28 04:35:04 | 24.2505 | 0.27717 | 1.1087 | 8.745 | 8.745 | 0.020167 | 0.020167 | 0.57783 | 0.57783 | 0 | 0 | 3.052 | 3.052 | -10.7468 | -5.3734 | 5.318 | 0 | 0 |  |  | 1.1863 |  | 0.045717 | 4.5717 | 10.636 | 0 | 2014-07-27 17:00 | 3052 | 3.052
|  | 2014-07-28 05:05:02 | 25.0172 | 0.3915 | 1.566 | 8.745 | 8.745 | 0.041167 | 0.041167 | 0.60317 | 0.60317 | 0 | 0 | 3.2682 | 3.2682 | -10.7937 | -5.3968 | 5.3734 | 0 | 0 |  |  | 1.6286 |  | 0.062597 | 6.2597 | 10.7468 | 0 | 2014-07-27 17:30 | 3268.1667 | 3.2682
|  | 2014-07-28 05:35:01 | 26.8778 | 0.58567 | 2.3427 | 8.7415 | 8.7415 | 0.042333 | 0.042333 | 0.61367 | 0.61367 | 0.0376 | 0.0376 | 3.653 | 3.653 | -11.4471 | -5.7235 | 5.3968 | 0 | 0 |  |  | 2.2021 |  | 0.08716 | 8.716 | 10.7937 | 0 | 2014-07-27 18:00 | 3653 | 3.653
|  | 2014-07-28 06:05:02 | 29.5012 | 0.834 | 3.336 | 8.7425 | 8.7425 | 0.053333 | 0.053333 | 0.69883 | 0.69883 | 0.0376 | 0.0376 | 4.6717 | 4.6717 | -11.9612 | -5.9806 | 5.7235 | 0 | 0 |  |  | 3.4694 |  | 0.11308 | 11.308 | 11.4471 | 0 | 2014-07-27 18:30 | 4671.6667 | 4.6717
|  | 2014-07-28 06:35:02 | 31.539 | 1.0878 | 4.3513 | 8.7347 | 8.7347 | 0.056833 | 0.056833 | 0.70883 | 0.70883 | 0.4096 | 0.4096 | 5.5387 | 5.5387 | -11.7391 | -5.8695 | 5.9806 | 0 | 0 |  |  | 4.4819 |  | 0.13797 | 13.7967 | 11.9612 | 0 | 2014-07-27 19:00 | 5538.6667 | 5.5387
|  | 2014-07-28 07:05:04 | 33.7237 | 1.145 | 4.58 | 8.7352 | 8.7352 | 0.051167 | 0.051167 | 0.71 | 0.71 | 0.4096 | 0.4096 | 5.8182 | 5.8182 | -13.4196 | -6.7098 | 5.8695 | 0 | 0 |  |  | 4.809 |  | 0.13581 | 13.581 | 11.7391 | 0 | 2014-07-27 19:30 | 5818.1667 | 5.8182
|  | 2014-07-28 07:35:02 | 35.1805 | 1.1312 | 4.5247 | 8.7385 | 8.7385 | 0.0655 | 0.0655 | 0.70783 | 0.70783 | 0.8904 | 0.8904 | 5.8587 | 5.8587 | -14.3949 | -7.1975 | 6.7098 | 0 | 0 |  |  | 4.4794 |  | 0.12861 | 12.8613 | 13.4196 | 0 | 2014-07-27 20:00 | 5858.6667 | 5.8587
|  | 2014-07-28 08:05:02 | 36.0847 | 1.1357 | 4.5427 | 8.7453 | 8.7453 | 0.13817 | 0.13817 | 0.70983 | 0.70983 | 0.8904 | 0.8904 | 6.2833 | 6.2833 | -14.7749 | -7.3875 | 7.1975 | 0 | 0 |  |  | 4.0884 |  | 0.12589 | 12.5889 | 14.3949 | 0 | 2014-07-27 20:30 | 6283.3333 | 6.2833
|  | 2014-07-28 08:35:02 | 36.3637 | 1.1468 | 4.5873 | 8.7545 | 8.7545 | 0.19 | 0.19 | 0.70867 | 0.70867 | 1.4232 | 1.4232 | 6.5887 | 6.5887 | -14.1113 | -7.0556 | 7.3875 | 0 | 0 |  |  | 4.5415 |  | 0.12615 | 12.6152 | 14.7749 | 0 | 2014-07-27 21:00 | 6588.6667 | 6.5887
|  | 2014-07-28 09:05:03 | 36.3973 | 1.182 | 4.728 | 8.7718 | 8.7718 | 0.2365 | 0.2365 | 0.69967 | 0.69967 | 1.4232 | 1.4232 | 6.626 | 6.626 | -13.9121 | -6.9561 | 7.0556 | 0 | 0 |  |  | 4.9171 |  | 0.1299 | 12.99 | 14.1113 | 0 | 2014-07-27 21:30 | 6626 | 6.626
|  | 2014-07-28 09:35:02 | 36.4072 | 1.2045 | 4.818 | 8.7742 | 8.7742 | 0.2345 | 0.2345 | 0.70017 | 0.70017 | 2.1956 | 2.1956 | 6.6797 | 6.6797 | -13.0051 | -6.5025 | 6.9561 | 0 | 0 |  |  | 5.1071 |  | 0.13234 | 13.2337 | 13.9121 | 0 | 2014-07-27 22:00 | 6679.6667 | 6.6797
|  | 2014-07-28 10:05:02 | 36.4983 | 1.1003 | 4.4013 | 8.7758 | 8.7758 | 0.24017 | 0.24017 | 0.69833 | 0.69833 | 2.1956 | 2.1956 | 6.6087 | 6.6087 | -13.5784 | -6.7892 | 6.5025 | 0 | 0 |  |  | 4.4894 |  | 0.12059 | 12.059 | 13.0051 | 0 | 2014-07-27 22:30 | 6608.6667 | 6.6087
|  | 2014-07-28 10:35:03 | 36.556 | 1.1323 | 4.5293 | 8.7727 | 8.7727 | 0.23067 | 0.23067 | 0.6885 | 0.6885 | 3.218 | 3.218 | 6.7123 | 6.7123 | -12.4045 | -6.2023 | 6.7892 | 0 | 0 |  |  | 4.5746 |  | 0.1239 | 12.3901 | 13.5784 | 0 | 2014-07-27 23:00 | 6712.3333 | 6.7123
|  | 2014-07-28 11:05:03 | 36.6045 | 1.2012 | 4.8047 | 8.7688 | 8.7688 | 0.16167 | 0.16167 | 0.69767 | 0.69767 | 3.218 | 3.218 | 6.812 | 6.812 | -12.1417 | -6.0708 | 6.2023 | 0 | 0 |  |  | 4.9008 |  | 0.13126 | 13.1259 | 12.4045 | 0 | 2014-07-27 23:30 | 6812 | 6.812
|  | 2014-07-28 11:35:04 | 36.4882 | 1.2018 | 4.8073 | 8.7658 | 8.7658 | 0.146 | 0.146 | 0.69883 | 0.69883 | 3.6804 | 3.6804 | 6.8188 | 6.8188 | -11.5709 | -5.7855 | 6.0708 | 0 | 0 |  |  | 4.615 |  | 0.13175 | 13.175 | 12.1417 | 0 | 2014-07-28 | 6818.8333 | 6.8188
|  | 2014-07-28 12:05:06 | 36.2945 | 1.1922 | 4.7687 | 8.7657 | 8.7657 | 0.10217 | 0.10217 | 0.70233 | 0.70233 | 3.6804 | 3.6804 | 6.8697 | 6.8697 | -11.4056 | -5.7028 | 5.7855 | 0 | 0 |  |  | 4.3395 |  | 0.13139 | 13.1388 | 11.5709 | 0 | 2014-07-28 00:30 | 6869.6667 | 6.8697
|  | 2014-07-28 12:35:01 | 36.0728 | 1.1493 | 4.5973 | 8.7653 | 8.7653 | 0.085 | 0.085 | 0.70467 | 0.70467 | 4.0556 | 4.0556 | 6.8303 | 6.8303 | -11.0346 | -5.5173 | 5.7028 | 0 | 0 |  |  | 4.6433 |  | 0.12745 | 12.7446 | 11.4056 | 0 | 2014-07-28 01:00 | 6830.3333 | 6.8303
|  | 2014-07-28 13:05:03 | 35.8848 | 1.059 | 4.236 | 8.763 | 8.763 | 0.075167 | 0.075167 | 0.70617 | 0.70617 | 4.0556 | 4.0556 | 6.7457 | 6.7457 | -11.3032 | -5.6516 | 5.5173 | 0 | 0 |  |  | 4.4478 |  | 0.11804 | 11.8044 | 11.0346 | 0 | 2014-07-28 01:30 | 6745.6667 | 6.7457
|  | 2014-07-28 13:35:02 | 35.8933 | 1.0975 | 4.39 | 8.7672 | 8.7672 | 0.0715 | 0.0715 | 0.70767 | 0.70767 | 4.3048 | 4.3048 | 6.7302 | 6.7302 | -10.922 | -5.461 | 5.6516 | 0 | 0 |  |  | 4.5217 |  | 0.12231 | 12.2307 | 11.3032 | 0 | 2014-07-28 02:00 | 6730.1667 | 6.7302
|  | 2014-07-28 14:05:02 | 35.9303 | 1.166 | 4.664 | 8.7793 | 8.7793 | 0.071333 | 0.071333 | 0.71067 | 0.71067 | 4.3048 | 4.3048 | 6.792 | 6.792 | -10.6082 | -5.3041 | 5.461 | 0 | 0 |  |  | 4.5707 |  | 0.12981 | 12.9807 | 10.922 | 0 | 2014-07-28 02:30 | 6792 | 6.792
|  | 2014-07-28 14:35:02 | 36.075 | 1.4085 | 5.634 | 8.7792 | 8.7792 | 0.0755 | 0.0755 | 0.71117 | 0.71117 | 4.1656 | 4.1656 | 6.7598 | 6.7598 | -9.9497 | -4.9749 | 5.3041 | 0 | 0 |  |  | 5.4086 |  | 0.15617 | 15.6175 | 10.6082 | 0 | 2014-07-28 03:00 | 6759.8333 | 6.7598
|  | 2014-07-28 15:05:03 | 36.1828 | 1.6425 | 6.57 | 8.7827 | 8.7827 | 0.12467 | 0.12467 | 0.70933 | 0.70933 | 4.1656 | 4.1656 | 6.7347 | 6.7347 | -9.0959 | -4.548 | 4.9749 | 0 | 0 |  |  | 6.6357 |  | 0.18158 | 18.1578 | 9.9497 | 0 | 2014-07-28 03:30 | 6734.6667 | 6.7347
|  | 2014-07-28 15:35:11 | 36.3328 | 1.8177 | 7.2707 | 8.7785 | 8.7785 | 0.1455 | 0.1455 | 0.70767 | 0.70767 | 3.5452 | 3.5452 | 6.7863 | 6.7863 | -9.099 | -4.5495 | 4.548 | 0 | 0 |  |  | 6.5436 |  | 0.20011 | 20.0113 | 9.0959 | 0 | 2014-07-28 04:00 | 6786.3333 | 6.7863
|  | 2014-07-28 16:05:02 | 36.6617 | 1.8412 | 7.3647 | 8.773 | 8.773 | 0.32117 | 0.32117 | 0.71 | 0.71 | 3.5452 | 3.5452 | 6.6962 | 6.6962 | -9.2515 | -4.6257 | 4.5495 | 0 | 0 |  |  | 7.2174 |  | 0.20088 | 20.0882 | 9.099 | 0 | 2014-07-28 04:30 | 6696.1667 | 6.6962
|  | 2014-07-28 16:35:02 | 36.6057 | 1.8905 | 7.562 | 8.7707 | 8.7707 | 0.219 | 0.219 | 0.71033 | 0.71033 | 2.9196 | 2.9196 | 6.4738 | 6.4738 | -9.9502 | -4.9751 | 4.6257 | 0 | 0 |  |  | 8.0913 |  | 0.20658 | 20.658 | 9.2515 | 0 | 2014-07-28 05:00 | 6473.8333 | 6.4738
|  | 2014-07-28 17:05:03 | 36.3173 | 1.9418 | 7.7673 | 8.7655 | 8.7655 | 0.21333 | 0.21333 | 0.72 | 0.72 | 2.9196 | 2.9196 | 6.2682 | 6.2682 | -9.6634 | -4.8317 | 4.9751 | 0 | 0 |  |  | 7.1459 |  | 0.21387 | 21.3874 | 9.9502 | 0 | 2014-07-28 05:30 | 6268.1667 | 6.2682
|  | 2014-07-28 17:35:03 | 36.0288 | 2.0105 | 8.042 | 8.7703 | 8.7703 | 0.22533 | 0.22533 | 0.73083 | 0.73083 | 2.6112 | 2.6112 | 6.0693 | 6.0693 | -9.5798 | -4.7899 | 4.8317 | 0 | 0 |  |  | 8.1224 |  | 0.22321 | 22.321 | 9.6634 | 0 | 2014-07-28 06:00 | 6069.3333 | 6.0693
|  | 2014-07-28 18:05:01 | 35.4913 | 2.0878 | 8.3513 | 8.7695 | 8.7695 | 0.18617 | 0.18617 | 0.7295 | 0.7295 | 2.6112 | 2.6112 | 6.0087 | 6.0087 | -8.835 | -4.4175 | 4.7899 | 0 | 0 |  |  | 8.8524 |  | 0.23531 | 23.5306 | 9.5798 | 0 | 2014-07-28 06:30 | 6008.6667 | 6.0087
|  | 2014-07-28 18:35:02 | 34.8333 | 2.1105 | 8.442 | 8.7693 | 8.7693 | 0.18117 | 0.18117 | 0.72783 | 0.72783 | 1.3612 | 1.3612 | 5.9108 | 5.9108 | -9.441 | -4.7205 | 4.4175 | 0 | 0 |  |  | 7.9355 |  | 0.24235 | 24.2354 | 8.835 | 0 | 2014-07-28 07:00 | 5910.8333 | 5.9108
|  | 2014-07-28 19:05:08 | 34.2538 | 2.1285 | 8.514 | 8.77 | 8.77 | 0.18133 | 0.18133 | 0.7275 | 0.7275 | 1.3612 | 1.3612 | 5.8315 | 5.8315 | -8.8683 | -4.4342 | 4.7205 | 0 | 0 |  |  | 8.0883 |  | 0.24856 | 24.8556 | 9.441 | 0 | 2014-07-28 07:30 | 5831.5 | 5.8315
|  | 2014-07-28 19:35:01 | 33.7113 | 2.1023 | 8.4093 | 8.7702 | 8.7702 | 0.17433 | 0.17433 | 0.72583 | 0.72583 | 0.5096 | 0.5096 | 5.7752 | 5.7752 | -9.3469 | -4.6735 | 4.4342 | 0 | 0 |  |  | 9.2503 |  | 0.24945 | 24.9451 | 8.8683 | 0 | 2014-07-28 08:00 | 5775.1667 | 5.7752
|  | 2014-07-28 20:05:02 | 33.7508 | 2.101 | 8.404 | 8.7622 | 8.7622 | 0.1595 | 0.1595 | 0.71917 | 0.71917 | 0.5096 | 0.5096 | 5.7948 | 5.7948 | -9.4016 | -4.7008 | 4.6735 | 0 | 0 |  |  | 8.9923 |  | 0.249 | 24.9001 | 9.3469 | 0 | 2014-07-28 08:30 | 5794.8333 | 5.7948
|  | 2014-07-28 20:35:02 | 33.7527 | 2.1213 | 8.4853 | 8.763 | 8.763 | 0.146 | 0.146 | 0.70817 | 0.70817 | 0.1384 | 0.1384 | 5.7745 | 5.7745 | -9.7373 | -4.8686 | 4.7008 | 0 | 0 |  |  | 7.8065 |  | 0.2514 | 25.1397 | 9.4016 | 0 | 2014-07-28 09:00 | 5774.5 | 5.7745
|  | 2014-07-28 21:05:02 | 32.7875 | 2.1258 | 8.5033 | 8.7728 | 8.7728 | 0.063 | 0.063 | 0.69817 | 0.69817 | 0.1384 | 0.1384 | 5.7147 | 5.7147 | -8.8971 | -4.4486 | 4.8686 | 0 | 0 |  |  | 8.8435 |  | 0.25935 | 25.9347 | 9.7373 | 0 | 2014-07-28 09:30 | 5714.6667 | 5.7147
|  | 2014-07-28 21:35:01 | 30.9088 | 2.0858 | 8.3433 | 8.7742 | 8.7742 | 0.055833 | 0.055833 | 0.69817 | 0.69817 | 0 | 0 | 5.1902 | 5.1902 | -7.8472 | -3.9236 | 4.4486 | 0 | 0 |  |  | 7.9262 |  | 0.26993 | 26.9934 | 8.8971 | 0 | 2014-07-28 10:00 | 5190.1667 | 5.1902
|  | 2014-07-28 22:05:02 | 28.9535 | 2.0682 | 8.2727 | 8.7787 | 8.7787 | 0.026167 | 0.026167 | 0.70033 | 0.70033 | 0 | 0 | 4.4702 | 4.4702 | -6.7055 | -3.3527 | 3.9236 | 0 | 0 |  |  | 7.5281 |  | 0.28572 | 28.5723 | 7.8472 | 0 | 2014-07-28 10:30 | 4470.1667 | 4.4702
|  | 2014-07-28 22:35:01 | 27.1925 | 2.0583 | 8.2333 | 8.7773 | 8.7773 | 0.022167 | 0.022167 | 0.701 | 0.701 | 0 | 0 | 4.1613 | 4.1613 | -5.2973 | -2.6487 | 3.3527 | 0 | 0 |  |  | 7.8217 |  | 0.30278 | 30.278 | 6.7055 | 0 | 2014-07-28 11:00 | 4161.3333 | 4.1613
|  | 2014-07-28 23:05:02 | 26.0955 | 1.9435 | 7.774 | 8.7793 | 8.7793 | 0.022 | 0.022 | 0.69933 | 0.69933 | 0 | 0 | 4.0917 | 4.0917 | -4.7292 | -2.3646 | 2.6487 | 0 | 0 |  |  | 7.9295 |  | 0.29791 | 29.7906 | 5.2973 | 0 | 2014-07-28 11:30 | 4091.6667 | 4.0917
|  | 2014-07-28 23:35:02 | 25.2048 | 1.8613 | 7.4453 | 8.7783 | 8.7783 | 0.020667 | 0.020667 | 0.62867 | 0.62867 | 0 | 0 | 3.9162 | 3.9162 | -4.4157 | -2.2078 | 2.3646 | 0 | 0 |  |  | 7.8921 |  | 0.29539 | 29.5393 | 4.7292 | 0 | 2014-07-28 12:00 | 3916.1667 | 3.9162
|  | 2014-07-29 00:05:02 | 24.5385 | 1.7857 | 7.1427 | 8.7707 | 8.7707 | 0.02 | 0.02 | 0.64033 | 0.64033 | 0 | 0 | 3.785 | 3.785 | -4.1798 | -2.0899 | 2.2078 | 0 | 0 |  |  | 7.7141 |  | 0.29108 | 29.108 | 4.4157 | 0 | 2014-07-28 12:30 | 3785 | 3.785
|  | 2014-07-29 00:35:02 | 24.3255 | 1.7455 | 6.982 | 8.7662 | 8.7662 | 0.020167 | 0.020167 | 0.54033 | 0.54033 | 0 | 0 | 3.762 | 3.762 | -4.2548 | -2.1274 | 2.0899 | 0 | 0 |  |  | 7.1216 |  | 0.28702 | 28.7024 | 4.1798 | 0 | 2014-07-28 13:00 | 3762 | 3.762
|  | 2014-07-29 01:05:01 | 24.306 | 1.7253 | 6.9013 | 8.7805 | 8.7805 | 0.02 | 0.02 | 0.5375 | 0.5375 | 0 | 0 | 3.8062 | 3.8062 | -4.2605 | -2.1302 | 2.1274 | 0 | 0 |  |  | 7.4534 |  | 0.28394 | 28.3935 | 4.2548 | 0 | 2014-07-28 13:30 | 3806.1667 | 3.8062
|  | 2014-07-29 01:35:01 | 24.1787 | 1.7557 | 7.0227 | 8.7793 | 8.7793 | 0.020167 | 0.020167 | 0.6 | 0.6 | 0 | 0 | 3.7783 | 3.7783 | -3.9782 | -1.9891 | 2.1302 | 0 | 0 |  |  | 6.7418 |  | 0.29045 | 29.0449 | 4.2605 | 0 | 2014-07-28 14:00 | 3778.3333 | 3.7783
|  | 2014-07-29 02:05:02 | 24.1528 | 1.7248 | 6.8993 | 8.7867 | 8.7867 | 0.020167 | 0.020167 | 0.57133 | 0.57133 | 0 | 0 | 3.7673 | 3.7673 | -4.108 | -2.054 | 1.9891 | 0 | 0 |  |  | 7.3133 |  | 0.28565 | 28.5653 | 3.9782 | 0 | 2014-07-28 14:30 | 3767.3333 | 3.7673
|  | 2014-07-29 02:35:01 | 24.2728 | 1.7928 | 7.1713 | 8.7905 | 8.7905 | 0.02 | 0.02 | 0.589 | 0.589 | 0 | 0 | 3.7445 | 3.7445 | -3.9575 | -1.9788 | 2.054 | 0 | 0 |  |  | 6.4542 |  | 0.29545 | 29.5447 | 4.108 | 0 | 2014-07-28 15:00 | 3744.5 | 3.7445
|  | 2014-07-29 03:05:02 | 24.2447 | 1.8487 | 7.3947 | 8.7887 | 8.7887 | 0.020167 | 0.020167 | 0.6585 | 0.6585 | 0 | 0 | 3.602 | 3.602 | -3.7807 | -1.8903 | 1.9788 | 0 | 0 |  |  | 7.2468 |  | 0.305 | 30.5002 | 3.9575 | 0 | 2014-07-28 15:30 | 3602 | 3.602
|  | 2014-07-29 03:35:02 | 24.2293 | 1.8532 | 7.4127 | 8.7987 | 8.7987 | 0.020167 | 0.020167 | 0.736 | 0.736 | 0 | 0 | 3.5977 | 3.5977 | -3.6642 | -1.8321 | 1.8903 | 0 | 0 |  |  | 7.635 |  | 0.30594 | 30.5938 | 3.7807 | 0 | 2014-07-28 16:00 | 3597.6667 | 3.5977
|  | 2014-07-29 04:05:01 | 24.2208 | 1.8553 | 7.4213 | 8.8045 | 8.8045 | 0.039 | 0.039 | 0.81383 | 0.81383 | 0 | 0 | 3.6233 | 3.6233 | -3.5188 | -1.7594 | 1.8321 | 0 | 0 |  |  | 7.7182 |  | 0.3064 | 30.6403 | 3.6642 | 0 | 2014-07-28 16:30 | 3623.3333 | 3.6233
|  | 2014-07-29 04:35:02 | 24.4723 | 1.8502 | 7.4007 | 8.805 | 8.805 | 0.042 | 0.042 | 0.85767 | 0.85767 | 0 | 0 | 3.7527 | 3.7527 | -3.6143 | -1.8072 | 1.7594 | 0 | 0 |  |  | 7.1046 |  | 0.30241 | 30.241 | 3.5188 | 0 | 2014-07-28 17:00 | 3752.6667 | 3.7527
|  | 2014-07-29 05:05:02 | 25.3118 | 1.7495 | 6.998 | 8.823 | 8.823 | 0.042 | 0.042 | 0.98783 | 0.98783 | 0 | 0 | 4.002 | 4.002 | -4.459 | -2.2295 | 1.8072 | 0 | 0 |  |  | 6.2982 |  | 0.27647 | 27.6471 | 3.6143 | 0 | 2014-07-28 17:30 | 4002 | 4.002
|  | 2014-07-29 05:35:02 | 26.9182 | 1.755 | 7.02 | 8.8087 | 8.8087 | 0.042 | 0.042 | 0.99367 | 0.99367 | 0 | 0 | 4.4827 | 4.4827 | -5.5712 | -2.7856 | 2.2295 | 0 | 0 |  |  | 6.318 |  | 0.26079 | 26.079 | 4.459 | 0 | 2014-07-28 18:00 | 4482.6667 | 4.4827
|  | 2014-07-29 06:05:03 | 29.4933 | 1.8593 | 7.4373 | 8.8087 | 8.8087 | 0.0525 | 0.0525 | 1.0295 | 1.0295 | 0 | 0 | 5.3062 | 5.3062 | -6.8592 | -3.4296 | 2.7856 | 0 | 0 |  |  | 7.363 |  | 0.25217 | 25.217 | 5.5712 | 0 | 2014-07-28 18:30 | 5306.1667 | 5.3062
|  | 2014-07-29 06:35:02 | 31.5093 | 1.992 | 7.968 | 8.8033 | 8.8033 | 0.054833 | 0.054833 | 1.0407 | 1.0407 | 0.48 | 0.48 | 5.6298 | 5.6298 | -7.5327 | -3.7663 | 3.4296 | 0 | 0 |  |  | 8.2867 |  | 0.25288 | 25.2877 | 6.8592 | 0 | 2014-07-28 19:00 | 5629.8333 | 5.6298
|  | 2014-07-29 07:05:03 | 33.4095 | 1.8708 | 7.4833 | 8.8018 | 8.8018 | 0.0285 | 0.0285 | 1.0443 | 1.0443 | 0.48 | 0.48 | 6.0807 | 6.0807 | -9.4908 | -4.7454 | 3.7663 | 0 | 0 |  |  | 7.9323 |  | 0.22399 | 22.3988 | 7.5327 | 0 | 2014-07-28 19:30 | 6080.6667 | 6.0807
|  | 2014-07-29 07:35:02 | 34.6605 | 1.8918 | 7.5673 | 8.802 | 8.802 | 0.048333 | 0.048333 | 1.0443 | 1.0443 | 0.9956 | 0.9956 | 6.4523 | 6.4523 | -9.7506 | -4.8753 | 4.7454 | 0 | 0 |  |  | 8.3241 |  | 0.21833 | 21.8327 | 9.4908 | 0 | 2014-07-28 20:00 | 6452.3333 | 6.4523
|  | 2014-07-29 08:05:03 | 35.5257 | 1.9682 | 7.8727 | 8.8022 | 8.8022 | 0.17233 | 0.17233 | 1.0452 | 1.0452 | 0.9956 | 0.9956 | 6.722 | 6.722 | -9.9157 | -4.9579 | 4.8753 | 0 | 0 |  |  | 7.0854 |  | 0.22161 | 22.1605 | 9.7506 | 0 | 2014-07-28 20:30 | 6722 | 6.722
|  | 2014-07-29 08:35:02 | 35.642 | 2.0587 | 8.2347 | 8.8028 | 8.8028 | 0.183 | 0.183 | 1.0443 | 1.0443 | 1.8216 | 1.8216 | 6.7143 | 6.7143 | -8.8412 | -4.4206 | 4.9579 | 0 | 0 |  |  | 7.5759 |  | 0.23104 | 23.1038 | 9.9157 | 0 | 2014-07-28 21:00 | 6714.3333 | 6.7143
|  | 2014-07-29 09:05:01 | 35.6418 | 2.0287 | 8.1147 | 8.7863 | 8.7863 | 0.191 | 0.191 | 1.0403 | 1.0403 | 1.8216 | 1.8216 | 6.773 | 6.773 | -8.9149 | -4.4574 | 4.4206 | 0 | 0 |  |  | 7.5466 |  | 0.22767 | 22.7673 | 8.8412 | 0 | 2014-07-28 21:30 | 6773 | 6.773
|  | 2014-07-29 09:35:02 | 35.7317 | 2.0642 | 8.2567 | 8.7773 | 8.7773 | 0.191 | 0.191 | 1.0452 | 1.0452 | 2.5028 | 2.5028 | 6.6883 | 6.6883 | -8.2704 | -4.1352 | 4.4574 | 0 | 0 |  |  | 8.2567 |  | 0.23107 | 23.1074 | 8.9149 | 0 | 2014-07-28 22:00 | 6688.3333 | 6.6883
|  | 2014-07-29 10:05:02 | 35.7538 | 2.0638 | 8.2553 | 8.7197 | 8.7197 | 0.191 | 0.191 | 1.0657 | 1.0657 | 2.5028 | 2.5028 | 6.741 | 6.741 | -8.2784 | -4.1392 | 4.1352 | 0 | 0 |  |  | 8.9158 |  | 0.23089 | 23.0894 | 8.2704 | 0 | 2014-07-28 22:30 | 6741 | 6.741
|  | 2014-07-29 10:35:02 | 35.7408 | 2.0862 | 8.3447 | 8.6322 | 8.6322 | 0.191 | 0.191 | 1.0478 | 1.0478 | 4.1604 | 4.1604 | 6.8275 | 6.8275 | -6.5373 | -3.2686 | 4.1392 | 0 | 0 |  |  | 8.3447 |  | 0.23348 | 23.3477 | 8.2784 | 0 | 2014-07-28 23:00 | 6827.5 | 6.8275
|  | 2014-07-29 11:05:02 | 35.7817 | 2.0067 | 8.0267 | 8.6548 | 8.6548 | 0.18283 | 0.18283 | 1.0593 | 1.0593 | 4.1604 | 4.1604 | 6.9193 | 6.9193 | -6.7783 | -3.3891 | 3.2686 | 0 | 0 |  |  | 7.3845 |  | 0.22432 | 22.4323 | 6.5373 | 0 | 2014-07-28 23:30 | 6919.3333 | 6.9193
|  | 2014-07-29 11:35:02 | 35.6498 | 1.8938 | 7.5753 | 8.6343 | 8.6343 | 0.17983 | 0.17983 | 1.066 | 1.066 | 4.4412 | 4.4412 | 6.9498 | 6.9498 | -6.8033 | -3.4017 | 3.3891 | 0 | 0 |  |  | 7.6511 |  | 0.21249 | 21.2493 | 6.7783 | 0 | 2014-07-29 | 6949.8333 | 6.9498
|  | 2014-07-29 12:05:05 | 35.4717 | 1.9635 | 7.854 | 8.6405 | 8.6405 | 0.11533 | 0.11533 | 1.0645 | 1.0645 | 4.4412 | 4.4412 | 6.9607 | 6.9607 | -6.3955 | -3.1977 | 3.4017 | 0 | 0 |  |  | 7.6184 |  | 0.22142 | 22.1416 | 6.8033 | 0 | 2014-07-29 00:30 | 6960.6667 | 6.9607
|  | 2014-07-29 12:35:01 | 35.2817 | 1.9202 | 7.6807 | 8.642 | 8.642 | 0.10867 | 0.10867 | 1.065 | 1.065 | 5.6828 | 5.6828 | 6.903 | 6.903 | -5.1995 | -2.5998 | 3.1977 | 0 | 0 |  |  | 8.2183 |  | 0.2177 | 21.7696 | 6.3955 | 0 | 2014-07-29 01:00 | 6903 | 6.903
|  | 2014-07-29 13:06:59 | 35.184 | 1.7912 | 7.1647 | 8.62 | 8.62 | 0.10833 | 0.10833 | 1.0213 | 1.0213 | 5.6828 | 5.6828 | 6.923 | 6.923 | -5.6639 | -2.8319 | 2.5998 | 0 | 0 |  |  | 7.0214 |  | 0.20363 | 20.3634 | 5.1995 | 0 | 2014-07-29 01:30 | 6923 | 6.923
|  | 2014-07-29 13:35:03 | 35.1172 | 1.8455 | 7.382 | 8.6373 | 8.6373 | 0.1085 | 0.1085 | 1.0213 | 1.0213 | 5.3416 | 5.3416 | 7.0135 | 7.0135 | -5.6129 | -2.8064 | 2.8319 | 0 | 0 |  |  | 8.0464 |  | 0.21021 | 21.0211 | 5.6639 | 0 | 2014-07-29 02:00 | 7013.5 | 7.0135
|  | 2014-07-29 14:05:02 | 35.1887 | 1.863 | 7.452 | 8.6293 | 8.6293 | 0.10883 | 0.10883 | 1.0358 | 1.0358 | 5.3416 | 5.3416 | 7.0778 | 7.0778 | -5.5432 | -2.7716 | 2.8064 | 0 | 0 |  |  | 8.0482 |  | 0.21177 | 21.1773 | 5.6129 | 0 | 2014-07-29 02:30 | 7077.8333 | 7.0778
|  | 2014-07-29 14:35:02 | 35.3663 | 1.8618 | 7.4473 | 8.6332 | 8.6332 | 0.10833 | 0.10833 | 1.0455 | 1.0455 | 4.4668 | 4.4668 | 7.0865 | 7.0865 | -6.5787 | -3.2893 | 2.7716 | 0 | 0 |  |  | 7.5963 |  | 0.21058 | 21.0577 | 5.5432 | 0 | 2014-07-29 03:00 | 7086.5 | 7.0865
|  | 2014-07-29 15:05:03 | 35.4738 | 1.8858 | 7.5433 | 8.6317 | 8.6317 | 0.10817 | 0.10817 | 1.0677 | 1.0677 | 4.4668 | 4.4668 | 7.1073 | 7.1073 | -6.5489 | -3.2744 | 3.2893 | 0 | 0 |  |  | 7.317 |  | 0.21265 | 21.2645 | 6.5787 | 0 | 2014-07-29 03:30 | 7107.3333 | 7.1073
|  | 2014-07-29 15:35:03 | 35.8107 | 1.959 | 7.836 | 8.6337 | 8.6337 | 0.108 | 0.108 | 1.084 | 1.084 | 3.1796 | 3.1796 | 7.0892 | 7.0892 | -7.8802 | -3.9401 | 3.2744 | 0 | 0 |  |  | 8.2278 |  | 0.21882 | 21.8817 | 6.5489 | 0 | 2014-07-29 04:00 | 7089.1667 | 7.0892
|  | 2014-07-29 16:05:03 | 35.9472 | 1.904 | 7.616 | 8.6362 | 8.6362 | 0.13933 | 0.13933 | 1.0673 | 1.0673 | 3.1796 | 3.1796 | 7.1845 | 7.1845 | -8.1242 | -4.0621 | 3.9401 | 0 | 0 |  |  | 8.3776 |  | 0.21187 | 21.1866 | 7.8802 | 0 | 2014-07-29 04:30 | 7184.5 | 7.1845
|  | 2014-07-29 16:35:06 | 35.9265 | 1.869 | 7.476 | 8.6342 | 8.6342 | 0.14333 | 0.14333 | 1.0758 | 1.0758 | 2.2844 | 2.2844 | 7.1522 | 7.1522 | -9.1606 | -4.5803 | 4.0621 | 0 | 0 |  |  | 7.775 |  | 0.20809 | 20.8092 | 8.1242 | 0 | 2014-07-29 05:00 | 7152.1667 | 7.1522
|  | 2014-07-29 17:05:02 | 35.9587 | 1.8603 | 7.4413 | 8.6323 | 8.6323 | 0.14167 | 0.14167 | 1.0842 | 1.0842 | 2.2844 | 2.2844 | 6.9967 | 6.9967 | -9.3781 | -4.689 | 4.5803 | 0 | 0 |  |  | 7.3669 |  | 0.20694 | 20.6941 | 9.1606 | 0 | 2014-07-29 05:30 | 6996.6667 | 6.9967
|  | 2014-07-29 17:35:02 | 35.4293 | 1.7337 | 6.9347 | 8.6312 | 8.6312 | 0.13933 | 0.13933 | 1.0855 | 1.0855 | 1.6332 | 1.6332 | 6.6617 | 6.6617 | -10.3438 | -5.1719 | 4.689 | 0 | 0 |  |  | 7.6281 |  | 0.19573 | 19.5732 | 9.3781 | 0 | 2014-07-29 06:00 | 6661.6667 | 6.6617
|  | 2014-07-29 18:05:02 | 34.8917 | 1.519 | 6.076 | 8.6173 | 8.6173 | 0.171 | 0.171 | 1.1178 | 1.1178 | 1.6332 | 1.6332 | 6.6377 | 6.6377 | -10.6386 | -5.3193 | 5.1719 | 0 | 0 |  |  | 6.6228 |  | 0.17414 | 17.4139 | 10.3438 | 0 | 2014-07-29 06:30 | 6637.6667 | 6.6377
|  | 2014-07-29 18:35:02 | 34.2078 | 1.569 | 6.276 | 8.473 | 8.473 | 0.17567 | 0.17567 | 1.1368 | 1.1368 | 0.9892 | 0.9892 | 6.64 | 6.64 | -10.5171 | -5.2586 | 5.3193 | 0 | 0 |  |  | 6.4015 |  | 0.18347 | 18.3467 | 10.6386 | 0 | 2014-07-29 07:00 | 6640 | 6.64
|  | 2014-07-29 19:05:01 | 33.6637 | 1.6208 | 6.4833 | 8.4093 | 8.4093 | 0.17767 | 0.17767 | 1.1207 | 1.1207 | 0.9892 | 0.9892 | 6.1348 | 6.1348 | -10.3486 | -5.1743 | 5.2586 | 0 | 0 |  |  | 6.224 |  | 0.19259 | 19.2591 | 10.5171 | 0 | 2014-07-29 07:30 | 6134.8333 | 6.1348
|  | 2014-07-29 19:35:03 | 33.2672 | 1.6203 | 6.4813 | 8.4107 | 8.4107 | 0.177 | 0.177 | 1.096 | 1.096 | 0.3388 | 0.3388 | 5.8565 | 5.8565 | -10.9069 | -5.4534 | 5.1743 | 0 | 0 |  |  | 6.1573 |  | 0.19483 | 19.4827 | 10.3486 | 0 | 2014-07-29 08:00 | 5856.5 | 5.8565
|  | 2014-07-29 20:05:02 | 33.3685 | 1.6082 | 6.4327 | 8.415 | 8.415 | 0.13883 | 0.13883 | 1.088 | 1.088 | 0.3388 | 0.3388 | 5.9833 | 5.9833 | -10.9719 | -5.4859 | 5.4534 | 0 | 0 |  |  | 6.9473 |  | 0.19278 | 19.2777 | 10.9069 | 0 | 2014-07-29 08:30 | 5983.3333 | 5.9833
|  | 2014-07-29 20:35:02 | 33.5988 | 1.7797 | 7.1187 | 8.4557 | 8.4557 | 0.12717 | 0.12717 | 1.0993 | 1.0993 | 0.0464 | 0.0464 | 6.0172 | 6.0172 | -10.7344 | -5.3672 | 5.4859 | 0 | 0 |  |  | 6.6915 |  | 0.21187 | 21.1872 | 10.9719 | 0 | 2014-07-29 09:00 | 6017.1667 | 6.0172
|  | 2014-07-29 21:05:02 | 32.48 | 1.7373 | 6.9493 | 8.6127 | 8.6127 | 0.10867 | 0.10867 | 1.1012 | 1.1012 | 0.0464 | 0.0464 | 5.8525 | 5.8525 | -9.8093 | -4.9046 | 5.3672 | 0 | 0 |  |  | 6.3239 |  | 0.21396 | 21.3957 | 10.7344 | 0 | 2014-07-29 09:30 | 5852.5 | 5.8525
|  | 2014-07-29 21:35:01 | 30.6725 | 1.7885 | 7.154 | 8.6438 | 8.6438 | 0.083333 | 0.083333 | 1.1 | 1.1 | 0 | 0 | 5.6225 | 5.6225 | -8.0688 | -4.0344 | 4.9046 | 0 | 0 |  |  | 7.5117 |  | 0.23324 | 23.3238 | 9.8093 | 0 | 2014-07-29 10:00 | 5622.5 | 5.6225
|  | 2014-07-29 22:05:03 | 28.7102 | 1.9108 | 7.6433 | 8.6502 | 8.6502 | 0.038167 | 0.038167 | 1.1053 | 1.1053 | 0 | 0 | 4.9585 | 4.9585 | -6.3147 | -3.1573 | 4.0344 | 0 | 0 |  |  | 7.5669 |  | 0.26622 | 26.6224 | 8.0688 | 0 | 2014-07-29 10:30 | 4958.5 | 4.9585
|  | 2014-07-29 22:35:02 | 26.8235 | 1.7538 | 7.0153 | 8.6618 | 8.6618 | 0.029333 | 0.029333 | 1.103 | 1.103 | 0 | 0 | 4.1205 | 4.1205 | -5.8935 | -2.9467 | 3.1573 | 0 | 0 |  |  | 7.1556 |  | 0.26154 | 26.1537 | 6.3147 | 0 | 2014-07-29 11:00 | 4120.5 | 4.1205
|  | 2014-07-29 23:05:02 | 25.3528 | 1.6498 | 6.5993 | 8.675 | 8.675 | 0.029 | 0.029 | 1.1 | 1.1 | 0 | 0 | 3.8097 | 3.8097 | -5.1398 | -2.5699 | 2.9467 | 0 | 0 |  |  | 6.3354 |  | 0.2603 | 26.03 | 5.8935 | 0 | 2014-07-29 11:30 | 3809.6667 | 3.8097
|  | 2014-07-29 23:35:04 | 24.7782 | 1.768 | 7.072 | 8.6682 | 8.6682 | 0.022 | 0.022 | 1.0952 | 1.0952 | 0 | 0 | 3.6028 | 3.6028 | -4.318 | -2.159 | 2.5699 | 0 | 0 |  |  | 7.2842 |  | 0.28541 | 28.5413 | 5.1398 | 0 | 2014-07-29 12:00 | 3602.8333 | 3.6028
|  | 2014-07-30 00:05:02 | 24.666 | 1.9248 | 7.6993 | 8.651 | 8.651 | 0.0155 | 0.0155 | 1.0972 | 1.0972 | 0 | 0 | 3.5195 | 3.5195 | -3.6835 | -1.8418 | 2.159 | 0 | 0 |  |  | 7.6223 |  | 0.31214 | 31.2144 | 4.318 | 0 | 2014-07-29 12:30 | 3519.5 | 3.5195
|  | 2014-07-30 00:35:02 | 24.2663 | 1.977 | 7.908 | 8.6447 | 8.6447 | 0.013 | 0.013 | 1.0662 | 1.0662 | 0 | 0 | 3.5387 | 3.5387 | -3.0958 | -1.5479 | 1.8418 | 0 | 0 |  |  | 7.9871 |  | 0.32588 | 32.5884 | 3.6835 | 0 | 2014-07-29 13:00 | 3538.6667 | 3.5387
|  | 2014-07-30 01:05:02 | 24.111 | 2.0422 | 8.1687 | 8.6518 | 8.6518 | 0.013333 | 0.013333 | 1.0637 | 1.0637 | 0 | 0 | 3.5577 | 3.5577 | -2.6558 | -1.3279 | 1.5479 | 0 | 0 |  |  | 8.9038 |  | 0.33879 | 33.8794 | 3.0958 | 0 | 2014-07-29 13:30 | 3557.6667 | 3.5577
|  | 2014-07-30 01:35:02 | 23.8478 | 2.1697 | 8.6787 | 8.652 | 8.652 | 0.029 | 0.029 | 1.0697 | 1.0697 | 0 | 0 | 3.5265 | 3.5265 | -1.892 | -0.946 | 1.3279 | 0 | 0 |  |  | 8.6787 |  | 0.36392 | 36.3918 | 2.6558 | 0 | 2014-07-29 14:00 | 3526.5 | 3.5265
|  | 2014-07-30 02:05:02 | 23.657 | 2.2005 | 8.802 | 8.6482 | 8.6482 | 0.029 | 0.029 | 0.95517 | 0.95517 | 0 | 0 | 3.4612 | 3.4612 | -1.7615 | -0.88075 | 0.946 | 0 | 0 |  |  | 8.626 |  | 0.37207 | 37.2067 | 1.892 | 0 | 2014-07-29 14:30 | 3461.1667 | 3.4612
|  | 2014-07-30 02:35:03 | 23.6027 | 2.3182 | 9.2727 | 8.5652 | 8.5652 | 0.017667 | 0.017667 | 0.95017 | 0.95017 | 0 | 0 | 3.4477 | 3.4477 | -1.3493 | -0.67467 | 0.88075 | 0 | 0 |  |  | 9.7363 |  | 0.39287 | 39.2865 | 1.7615 | 0 | 2014-07-29 15:00 | 3447.6667 | 3.4477
|  | 2014-07-30 03:05:01 | 23.5893 | 2.3843 | 9.5373 | 8.444 | 8.444 | 0.013 | 0.013 | 1.0967 | 1.0967 | 0 | 0 | 3.3605 | 3.3605 | -1.1378 | -0.56892 | 0.67467 | 0 | 0 |  |  | 10.1096 |  | 0.40431 | 40.4307 | 1.3493 | 0 | 2014-07-29 15:30 | 3360.5 | 3.3605
|  | 2014-07-30 03:35:03 | 23.5908 | 2.4408 | 9.7633 | 8.4522 | 8.4522 | 0.013 | 0.013 | 1.0997 | 1.0997 | 0 | 0 | 3.3268 | 3.3268 | -0.93583 | -0.46792 | 0.56892 | 0 | 0 |  |  | 10.3491 |  | 0.41386 | 41.3861 | 1.1378 | 0 | 2014-07-29 16:00 | 3326.8333 | 3.3268
|  | 2014-07-30 04:05:03 | 23.475 | 2.4985 | 9.994 | 8.4758 | 8.4758 | 0.013 | 0.013 | 1.0223 | 1.0223 | 0 | 0 | 3.451 | 3.451 | -0.51883 | -0.25942 | 0.46792 | 0 | 0 |  |  | 10.1939 |  | 0.42573 | 42.5729 | 0.93583 | 0 | 2014-07-29 16:30 | 3451 | 3.451
|  | 2014-07-30 04:35:02 | 23.7017 | 2.449 | 9.796 | 8.6382 | 8.6382 | 0.013 | 0.013 | 1.0172 | 1.0172 | 0 | 0 | 3.4797 | 3.4797 | -0.75767 | -0.37883 | 0.25942 | 0 | 0 |  |  | 9.9919 |  | 0.4133 | 41.3304 | 0.51883 | 0 | 2014-07-29 17:00 | 3479.6667 | 3.4797
|  | 2014-07-30 05:05:01 | 24.6835 | 2.4282 | 9.7127 | 8.6923 | 8.6923 | 0.013 | 0.013 | 1.017 | 1.017 | 0 | 0 | 3.6977 | 3.6977 | -1.5508 | -0.77542 | 0.37883 | 0 | 0 |  |  | 9.7127 |  | 0.39349 | 39.3488 | 0.75767 | 0 | 2014-07-29 17:30 | 3697.6667 | 3.6977
|  | 2014-07-30 05:35:02 | 26.4198 | 2.4158 | 9.6633 | 8.6973 | 8.6973 | 0.013 | 0.013 | 0.99817 | 0.99817 | 0 | 0 | 4.1417 | 4.1417 | -2.9063 | -1.4532 | 0.77542 | 0 | 0 |  |  | 9.3734 |  | 0.36576 | 36.5761 | 1.5508 | 0 | 2014-07-29 18:00 | 4141.6667 | 4.1417
|  | 2014-07-30 06:05:02 | 28.958 | 2.3958 | 9.5833 | 8.6907 | 8.6907 | 0.0375 | 0.0375 | 1.0017 | 1.0017 | 0 | 0 | 4.5738 | 4.5738 | -5.071 | -2.5355 | 1.4532 | 0 | 0 |  |  | 10.35 |  | 0.33094 | 33.0939 | 2.9063 | 0 | 2014-07-29 18:30 | 4573.8333 | 4.5738
|  | 2014-07-30 06:35:02 | 30.9713 | 2.4782 | 9.9127 | 8.7247 | 8.7247 | 0.043 | 0.043 | 1.0378 | 1.0378 | 0.414 | 0.414 | 4.9908 | 4.9908 | -5.8483 | -2.9242 | 2.5355 | 0 | 0 |  |  | 8.9214 |  | 0.32006 | 32.0059 | 5.071 | 0 | 2014-07-29 19:00 | 4990.8333 | 4.9908
|  | 2014-07-30 07:05:01 | 33.003 | 2.5482 | 10.1927 | 8.7322 | 8.7322 | 0.042833 | 0.042833 | 1.0843 | 1.0843 | 0.414 | 0.414 | 5.468 | 5.468 | -7.069 | -3.5345 | 2.9242 | 0 | 0 |  |  | 9.785 |  | 0.30884 | 30.8841 | 5.8483 | 0 | 2014-07-29 19:30 | 5468 | 5.468
|  | 2014-07-30 07:35:02 | 34.2202 | 2.6995 | 10.798 | 8.7295 | 8.7295 | 0.0425 | 0.0425 | 1.0785 | 1.0785 | 0.9756 | 0.9756 | 5.7427 | 5.7427 | -6.8534 | -3.4267 | 3.5345 | 0 | 0 |  |  | 11.014 |  | 0.31554 | 31.5545 | 7.069 | 0 | 2014-07-29 20:00 | 5742.6667 | 5.7427
|  | 2014-07-30 08:05:03 | 35.1192 | 2.7625 | 11.05 | 8.721 | 8.721 | 0.14267 | 0.14267 | 1.1148 | 1.1148 | 0.9756 | 0.9756 | 6.0683 | 6.0683 | -7.0467 | -3.5234 | 3.4267 | 0 | 0 |  |  | 10.2765 |  | 0.31464 | 31.4643 | 6.8534 | 0 | 2014-07-29 20:30 | 6068.3333 | 6.0683
|  | 2014-07-30 08:35:01 | 35.464 | 2.6557 | 10.6227 | 8.7203 | 8.7203 | 0.156 | 0.156 | 1.1243 | 1.1243 | 1.816 | 1.816 | 6.4688 | 6.4688 | -6.5558 | -3.2779 | 3.5234 | 0 | 0 |  |  | 9.5604 |  | 0.29953 | 29.9534 | 7.0467 | 0 | 2014-07-29 21:00 | 6468.8333 | 6.4688
|  | 2014-07-30 09:05:02 | 35.5217 | 2.6273 | 10.5093 | 8.7182 | 8.7182 | 0.171 | 0.171 | 1.1262 | 1.1262 | 1.816 | 1.816 | 6.6117 | 6.6117 | -6.5693 | -3.2847 | 3.2779 | 0 | 0 |  |  | 11.0348 |  | 0.29586 | 29.5857 | 6.5558 | 0 | 2014-07-29 21:30 | 6611.6667 | 6.6117
|  | 2014-07-30 09:35:02 | 35.5787 | 2.585 | 10.34 | 8.7447 | 8.7447 | 0.17067 | 0.17067 | 1.1222 | 1.1222 | 2.1656 | 2.1656 | 6.826 | 6.826 | -6.2096 | -3.1048 | 3.2847 | 0 | 0 |  |  | 10.9604 |  | 0.29062 | 29.0624 | 6.5693 | 0 | 2014-07-29 22:00 | 6826 | 6.826
|  | 2014-07-30 10:05:01 | 35.6717 | 2.6463 | 10.5853 | 8.7387 | 8.7387 | 0.17217 | 0.17217 | 1.1073 | 1.1073 | 2.1656 | 2.1656 | 6.8718 | 6.8718 | -6.0307 | -3.0154 | 3.1048 | 0 | 0 |  |  | 11.538 |  | 0.29674 | 29.6743 | 6.2096 | 0 | 2014-07-29 22:30 | 6871.8333 | 6.8718
|  | 2014-07-30 10:35:02 | 35.5555 | 2.613 | 10.452 | 8.7542 | 8.7542 | 0.17733 | 0.17733 | 1.1122 | 1.1122 | 3.8968 | 3.8968 | 6.6643 | 6.6643 | -4.4987 | -2.2493 | 3.0154 | 0 | 0 |  |  | 11.3927 |  | 0.29396 | 29.3963 | 6.0307 | 0 | 2014-07-29 23:00 | 6664.3333 | 6.6643
|  | 2014-07-30 11:05:02 | 35.5773 | 2.7423 | 10.9693 | 8.7905 | 8.7905 | 0.16633 | 0.16633 | 1.1137 | 1.1137 | 3.8968 | 3.8968 | 6.6603 | 6.6603 | -3.9804 | -1.9902 | 2.2493 | 0 | 0 |  |  | 10.5306 |  | 0.30832 | 30.8324 | 4.4987 | 0 | 2014-07-29 23:30 | 6660.3333 | 6.6603
|  | 2014-07-30 11:35:02 | 35.2647 | 2.8292 | 11.3167 | 8.7918 | 8.7918 | 0.162 | 0.162 | 1.136 | 1.136 | 4.3964 | 4.3964 | 6.7767 | 6.7767 | -2.6851 | -1.3425 | 1.9902 | 0 | 0 |  |  | 11.0903 |  | 0.32091 | 32.0907 | 3.9804 | 0 | 2014-07-30 | 6776.6667 | 6.7767
|  | 2014-07-30 12:05:04 | 35.1113 | 2.9112 | 11.6447 | 8.7875 | 8.7875 | 0.113 | 0.113 | 1.1325 | 1.1325 | 4.3964 | 4.3964 | 6.8255 | 6.8255 | -2.2118 | -1.1059 | 1.3425 | 0 | 0 |  |  | 11.4118 |  | 0.33165 | 33.165 | 2.6851 | 0 | 2014-07-30 00:30 | 6825.5 | 6.8255
|  | 2014-07-30 12:35:03 | 34.8135 | 3.0675 | 12.27 | 8.829 | 8.829 | 0.10017 | 0.10017 | 1.1257 | 1.1257 | 5.1236 | 5.1236 | 6.6893 | 6.6893 | -0.67573 | -0.33787 | 1.1059 | 0 | 0 |  |  | 12.6381 |  | 0.35245 | 35.2449 | 2.2118 | 0 | 2014-07-30 01:00 | 6689.3333 | 6.6893
|  | 2014-07-30 13:05:02 | 34.5438 | 2.9718 | 11.8873 | 8.8363 | 8.8363 | 0.10067 | 0.10067 | 1.1262 | 1.1262 | 5.1236 | 5.1236 | 6.5488 | 6.5488 | -0.9209 | -0.46045 | 0.33787 | 0 | 0 |  |  | 10.9363 |  | 0.34412 | 34.4123 | 0.67573 | 0 | 2014-07-30 01:30 | 6548.8333 | 6.5488
|  | 2014-07-30 13:35:03 | 34.404 | 2.8235 | 11.294 | 8.8237 | 8.8237 | 0.10083 | 0.10083 | 1.104 | 1.104 | 4.7164 | 4.7164 | 6.4882 | 6.4882 | -1.8769 | -0.93847 | 0.46045 | 0 | 0 |  |  | 10.5034 |  | 0.32828 | 32.8276 | 0.9209 | 0 | 2014-07-30 02:00 | 6488.1667 | 6.4882
|  | 2014-07-30 14:05:04 | 34.4658 | 2.6867 | 10.7467 | 8.8258 | 8.8258 | 0.0955 | 0.0955 | 1.0962 | 1.0962 | 4.7164 | 4.7164 | 6.4652 | 6.4652 | -2.5201 | -1.2601 | 0.93847 | 0 | 0 |  |  | 11.4989 |  | 0.31181 | 31.1806 | 1.8769 | 0 | 2014-07-30 02:30 | 6465.1667 | 6.4652
|  | 2014-07-30 14:35:02 | 34.6083 | 2.748 | 10.992 | 8.8327 | 8.8327 | 0.094 | 0.094 | 1.1237 | 1.1237 | 4.4948 | 4.4948 | 6.3662 | 6.3662 | -2.705 | -1.3525 | 1.2601 | 0 | 0 |  |  | 10.992 |  | 0.31761 | 31.7611 | 2.5201 | 0 | 2014-07-30 03:00 | 6366.1667 | 6.3662
|  | 2014-07-30 15:05:02 | 34.8375 | 2.9372 | 11.7487 | 8.8305 | 8.8305 | 0.094167 | 0.094167 | 1.1268 | 1.1268 | 4.4948 | 4.4948 | 6.3665 | 6.3665 | -2.176 | -1.088 | 1.3525 | 0 | 0 |  |  | 11.0437 |  | 0.33724 | 33.7242 | 2.705 | 0 | 2014-07-30 03:30 | 6366.5 | 6.3665
|  | 2014-07-30 15:35:02 | 35.351 | 2.8573 | 11.4293 | 8.822 | 8.822 | 0.13583 | 0.13583 | 1.1313 | 1.1313 | 2.664 | 2.664 | 6.3615 | 6.3615 | -4.807 | -2.4035 | 1.088 | 0 | 0 |  |  | 12.2294 |  | 0.32331 | 32.331 | 2.176 | 0 | 2014-07-30 04:00 | 6361.5 | 6.3615
|  | 2014-07-30 16:05:02 | 35.7873 | 2.7628 | 11.0513 | 8.8233 | 8.8233 | 0.141 | 0.141 | 1.1317 | 1.1317 | 2.664 | 2.664 | 6.4063 | 6.4063 | -5.5697 | -2.7848 | 2.4035 | 0 | 0 |  |  | 9.9462 |  | 0.30881 | 30.8806 | 4.807 | 0 | 2014-07-30 04:30 | 6406.3333 | 6.4063
|  | 2014-07-30 16:35:03 | 35.8405 | 2.7545 | 11.018 | 8.8263 | 8.8263 | 0.14367 | 0.14367 | 1.1338 | 1.1338 | 2.232 | 2.232 | 6.5715 | 6.5715 | -5.9152 | -2.9576 | 2.7848 | 0 | 0 |  |  | 10.0264 |  | 0.30742 | 30.7418 | 5.5697 | 0 | 2014-07-30 05:00 | 6571.5 | 6.5715
|  | 2014-07-30 17:05:02 | 35.6222 | 2.7397 | 10.9587 | 8.8263 | 8.8263 | 0.155 | 0.155 | 1.1347 | 1.1347 | 2.232 | 2.232 | 6.532 | 6.532 | -5.7835 | -2.8918 | 2.9576 | 0 | 0 |  |  | 11.7258 |  | 0.30764 | 30.7636 | 5.9152 | 0 | 2014-07-30 05:30 | 6532 | 6.532
|  | 2014-07-30 17:35:03 | 35.2632 | 2.6177 | 10.4707 | 8.8113 | 8.8113 | 0.1665 | 0.1665 | 1.1338 | 1.1338 | 2.024 | 2.024 | 6.2748 | 6.2748 | -6.382 | -3.191 | 2.8918 | 0 | 0 |  |  | 10.366 |  | 0.29693 | 29.6929 | 5.7835 | 0 | 2014-07-30 06:00 | 6274.8333 | 6.2748
|  | 2014-07-30 18:05:03 | 34.8837 | 2.5027 | 10.0107 | 8.8053 | 8.8053 | 0.18083 | 0.18083 | 1.1338 | 1.1338 | 2.024 | 2.024 | 5.9825 | 5.9825 | -6.7465 | -3.3732 | 3.191 | 0 | 0 |  |  | 11.0117 |  | 0.28697 | 28.6973 | 6.382 | 0 | 2014-07-30 06:30 | 5982.5 | 5.9825
|  | 2014-07-30 18:35:03 | 34.4102 | 2.2098 | 8.8393 | 8.8078 | 8.8078 | 0.17983 | 0.17983 | 1.1338 | 1.1338 | 1.1452 | 1.1452 | 5.7028 | 5.7028 | -8.6013 | -4.3006 | 3.3732 | 0 | 0 |  |  | 9.2813 |  | 0.25688 | 25.6881 | 6.7465 | 0 | 2014-07-30 07:00 | 5702.8333 | 5.7028
|  | 2014-07-30 19:05:04 | 34.0925 | 1.9143 | 7.6573 | 8.8045 | 8.8045 | 0.17767 | 0.17767 | 1.1333 | 1.1333 | 1.1452 | 1.1452 | 5.6755 | 5.6755 | -9.499 | -4.7495 | 4.3006 | 0 | 0 |  |  | 6.8916 |  | 0.2246 | 22.4605 | 8.6013 | 0 | 2014-07-30 07:30 | 5675.5 | 5.6755
|  | 2014-07-30 19:35:03 | 33.745 | 1.8283 | 7.3133 | 8.8072 | 8.8072 | 0.17033 | 0.17033 | 1.1328 | 1.1328 | 0.2964 | 0.2964 | 5.6905 | 5.6905 | -10.3344 | -5.1672 | 4.7495 | 0 | 0 |  |  | 7.679 |  | 0.21672 | 21.6723 | 9.499 | 0 | 2014-07-30 08:00 | 5690.5 | 5.6905
|  | 2014-07-30 20:05:02 | 34.0828 | 1.5532 | 6.2127 | 8.8073 | 8.8073 | 0.18817 | 0.18817 | 1.1342 | 1.1342 | 0.2964 | 0.2964 | 5.789 | 5.789 | -11.6551 | -5.8275 | 5.1672 | 0 | 0 |  |  | 5.5914 |  | 0.18228 | 18.2281 | 10.3344 | 0 | 2014-07-30 08:30 | 5789 | 5.789
|  | 2014-07-30 20:35:02 | 34.1348 | 1.346 | 5.384 | 8.814 | 8.814 | 0.40333 | 0.40333 | 1.1342 | 1.1342 | 0.04 | 0.04 | 5.8122 | 5.8122 | -12.5472 | -6.2736 | 5.8275 | 0 | 0 |  |  | 5.384 |  | 0.15773 | 15.7727 | 11.6551 | 0 | 2014-07-30 09:00 | 5812.1667 | 5.8122
|  | 2014-07-30 21:05:02 | 33.1018 | 1.2227 | 4.8907 | 8.8195 | 8.8195 | 0.34833 | 0.34833 | 1.1337 | 1.1337 | 0.04 | 0.04 | 5.7427 | 5.7427 | -12.127 | -6.0635 | 6.2736 | 0 | 0 |  |  | 5.3308 |  | 0.14775 | 14.7746 | 12.5472 | 0 | 2014-07-30 09:30 | 5742.6667 | 5.7427
|  | 2014-07-30 21:35:03 | 31.3603 | 1.099 | 4.396 | 8.8145 | 8.8145 | 0.0875 | 0.0875 | 1.1322 | 1.1322 | 0 | 0 | 5.433 | 5.433 | -11.4972 | -5.7486 | 6.0635 | 0 | 0 |  |  | 4.7916 |  | 0.14018 | 14.0177 | 12.127 | 0 | 2014-07-30 10:00 | 5433 | 5.433
|  | 2014-07-30 22:05:02 | 29.2753 | 1.0567 | 4.2267 | 8.822 | 8.822 | 0.022333 | 0.022333 | 1.1313 | 1.1313 | 0 | 0 | 4.7555 | 4.7555 | -10.3175 | -5.1587 | 5.7486 | 0 | 0 |  |  | 3.9308 |  | 0.14438 | 14.4376 | 11.4972 | 0 | 2014-07-30 10:30 | 4755.5 | 4.7555
|  | 2014-07-30 22:35:03 | 27.3458 | 1.1022 | 4.4087 | 8.832 | 8.832 | 0.0165 | 0.0165 | 1.105 | 1.105 | 0 | 0 | 4.3642 | 4.3642 | -8.6195 | -4.3097 | 5.1587 | 0 | 0 |  |  | 3.9678 |  | 0.16122 | 16.1219 | 10.3175 | 0 | 2014-07-30 11:00 | 4364.1667 | 4.3642
|  | 2014-07-30 23:05:03 | 26.4212 | 1.0808 | 4.3233 | 8.8397 | 8.8397 | 0.013 | 0.013 | 1.1265 | 1.1265 | 0 | 0 | 4.0195 | 4.0195 | -8.0992 | -4.0496 | 4.3097 | 0 | 0 |  |  | 4.2801 |  | 0.16363 | 16.3631 | 8.6195 | 0 | 2014-07-30 11:30 | 4019.5 | 4.0195
|  | 2014-07-30 23:35:02 | 25.7253 | 0.88783 | 3.5513 | 8.8063 | 8.8063 | 0.013 | 0.013 | 1.1217 | 1.1217 | 0 | 0 | 3.682 | 3.682 | -8.551 | -4.2755 | 4.0496 | 0 | 0 |  |  | 3.7644 |  | 0.13805 | 13.8048 | 8.0992 | 0 | 2014-07-30 12:00 | 3682 | 3.682
|  | 2014-07-31 00:05:02 | 25.2343 | 0.77917 | 3.1167 | 8.7785 | 8.7785 | 0.013 | 0.013 | 1.0927 | 1.0927 | 0 | 0 | 3.5593 | 3.5593 | -8.6742 | -4.3371 | 4.2755 | 0 | 0 |  |  | 3.3037 |  | 0.12351 | 12.3509 | 8.551 | 0 | 2014-07-30 12:30 | 3559.3333 | 3.5593
|  | 2014-07-31 00:35:01 | 24.7368 | 0.8435 | 3.374 | 8.7743 | 8.7743 | 0.013 | 0.013 | 1.1253 | 1.1253 | 0 | 0 | 3.316 | 3.316 | -8.1342 | -4.0671 | 4.3371 | 0 | 0 |  |  | 3.374 |  | 0.1364 | 13.6396 | 8.6742 | 0 | 2014-07-30 13:00 | 3316 | 3.316
|  | 2014-07-31 01:05:04 | 24.407 | 0.9005 | 3.602 | 8.7968 | 8.7968 | 0.013 | 0.013 | 1.1037 | 1.1037 | 0 | 0 | 3.2372 | 3.2372 | -7.6543 | -3.8272 | 4.0671 | 0 | 0 |  |  | 3.7821 |  | 0.14758 | 14.7581 | 8.1342 | 0 | 2014-07-30 13:30 | 3237.1667 | 3.2372
|  | 2014-07-31 01:35:03 | 24.0782 | 0.92783 | 3.7113 | 8.7803 | 8.7803 | 0.013 | 0.013 | 0.97283 | 0.97283 | 0 | 0 | 3.2378 | 3.2378 | -7.3628 | -3.6814 | 3.8272 | 0 | 0 |  |  | 3.7856 |  | 0.15414 | 15.4137 | 7.6543 | 0 | 2014-07-30 14:00 | 3237.8333 | 3.2378
|  | 2014-07-31 02:05:02 | 23.9513 | 0.75217 | 3.0087 | 8.7773 | 8.7773 | 0.013 | 0.013 | 0.97333 | 0.97333 | 0 | 0 | 3.2738 | 3.2738 | -7.9052 | -3.9526 | 3.6814 | 0 | 0 |  |  | 3.0087 |  | 0.12562 | 12.5616 | 7.3628 | 0 | 2014-07-30 14:30 | 3273.8333 | 3.2738
|  | 2014-07-31 02:35:02 | 23.8467 | 0.634 | 2.536 | 8.7717 | 8.7717 | 0.013 | 0.013 | 1.0222 | 1.0222 | 0 | 0 | 3.3147 | 3.3147 | -8.1892 | -4.0946 | 3.9526 | 0 | 0 |  |  | 2.3838 |  | 0.10635 | 10.6346 | 7.9052 | 0 | 2014-07-30 15:00 | 3314.6667 | 3.3147
|  | 2014-07-31 03:05:02 | 23.9448 | 0.59233 | 2.3693 | 8.7758 | 8.7758 | 0.013 | 0.013 | 1.0455 | 1.0455 | 0 | 0 | 3.3412 | 3.3412 | -8.4 | -4.2 | 4.0946 | 0 | 0 |  |  | 2.393 |  | 0.09895 | 9.895 | 8.1892 | 0 | 2014-07-30 15:30 | 3341.1667 | 3.3412
|  | 2014-07-31 03:35:02 | 23.9438 | 0.63733 | 2.5493 | 8.7872 | 8.7872 | 0.013 | 0.013 | 1.1265 | 1.1265 | 0 | 0 | 3.3743 | 3.3743 | -8.0935 | -4.0467 | 4.2 | 0 | 0 |  |  | 2.6513 |  | 0.10647 | 10.6471 | 8.4 | 0 | 2014-07-30 16:00 | 3374.3333 | 3.3743
|  | 2014-07-31 04:05:06 | 24.029 | 0.70333 | 2.8133 | 8.78 | 8.78 | 0.013 | 0.013 | 1.1277 | 1.1277 | 0 | 0 | 3.4583 | 3.4583 | -7.8367 | -3.9183 | 4.0467 | 0 | 0 |  |  | 2.5883 |  | 0.11708 | 11.7081 | 8.0935 | 0 | 2014-07-30 16:30 | 3458.3333 | 3.4583
|  | 2014-07-31 04:35:03 | 24.3532 | 0.65133 | 2.6053 | 8.783 | 8.783 | 0.013 | 0.013 | 1.1142 | 1.1142 | 0 | 0 | 3.6208 | 3.6208 | -8.2168 | -4.1084 | 3.9183 | 0 | 0 |  |  | 2.5793 |  | 0.10698 | 10.6981 | 7.8367 | 0 | 2014-07-30 17:00 | 3620.8333 | 3.6208
|  | 2014-07-31 05:05:01 | 25.95 | 0.68683 | 2.7473 | 8.7708 | 8.7708 | 0.013 | 0.013 | 1.1127 | 1.1127 | 0 | 0 | 4.0812 | 4.0812 | -9.225 | -4.6125 | 4.1084 | 0 | 0 |  |  | 2.9946 |  | 0.10587 | 10.587 | 8.2168 | 0 | 2014-07-30 17:30 | 4081.1667 | 4.0812
|  | 2014-07-31 05:35:02 | 27.2227 | 0.72383 | 2.8953 | 8.7725 | 8.7725 | 0.0155 | 0.0155 | 1.1362 | 1.1362 | 0 | 0 | 4.2198 | 4.2198 | -10.1833 | -5.0917 | 4.6125 | 0 | 0 |  |  | 2.6348 |  | 0.10636 | 10.6357 | 9.225 | 0 | 2014-07-30 18:00 | 4219.8333 | 4.2198
|  | 2014-07-31 06:05:02 | 29.5927 | 0.7365 | 2.946 | 8.7733 | 8.7733 | 0.064667 | 0.064667 | 1.119 | 1.119 | 0 | 0 | 4.7943 | 4.7943 | -11.8953 | -5.9477 | 5.0917 | 0 | 0 |  |  | 3.1817 |  | 0.099552 | 9.9552 | 10.1833 | 0 | 2014-07-30 18:30 | 4794.3333 | 4.7943
|  | 2014-07-31 06:35:02 | 31.6337 | 0.76717 | 3.0687 | 8.77 | 8.77 | 0.069167 | 0.069167 | 1.119 | 1.119 | 0.6448 | 0.6448 | 5.4397 | 5.4397 | -12.5224 | -6.2612 | 5.9477 | 0 | 0 |  |  | 3.2528 |  | 0.097006 | 9.7006 | 11.8953 | 0 | 2014-07-30 19:00 | 5439.6667 | 5.4397
|  | 2014-07-31 07:05:03 | 33.7342 | 0.82733 | 3.3093 | 8.7625 | 8.7625 | 0.07 | 0.07 | 1.1063 | 1.1063 | 0.6448 | 0.6448 | 6.1423 | 6.1423 | -13.6989 | -6.8494 | 6.2612 | 0 | 0 |  |  | 3.0446 |  | 0.0981 | 9.81 | 12.5224 | 0 | 2014-07-30 19:30 | 6142.3333 | 6.1423
|  | 2014-07-31 07:35:01 | 34.9105 | 0.832 | 3.328 | 8.7535 | 8.7535 | 0.077167 | 0.077167 | 1.084 | 1.084 | 1.1192 | 1.1192 | 6.3428 | 6.3428 | -14.2058 | -7.1029 | 6.8494 | 0 | 0 |  |  | 3.4944 |  | 0.095329 | 9.5329 | 13.6989 | 0 | 2014-07-30 20:00 | 6342.8333 | 6.3428
|  | 2014-07-31 08:05:05 | 35.7778 | 0.86017 | 3.4407 | 8.672 | 8.672 | 0.19483 | 0.19483 | 1.1022 | 1.1022 | 1.1192 | 1.1192 | 6.597 | 6.597 | -14.652 | -7.326 | 7.1029 | 0 | 0 |  |  | 3.6127 |  | 0.096168 | 9.6168 | 14.2058 | 0 | 2014-07-30 20:30 | 6597 | 6.597
|  | 2014-07-31 08:35:04 | 35.935 | 0.90067 | 3.6027 | 8.555 | 8.555 | 0.20783 | 0.20783 | 1.0747 | 1.0747 | 1.6336 | 1.6336 | 6.8463 | 6.8463 | -14.0149 | -7.0074 | 7.326 | 0 | 0 |  |  | 3.7468 |  | 0.10026 | 10.0255 | 14.652 | 0 | 2014-07-30 21:00 | 6846.3333 | 6.8463
|  | 2014-07-31 09:05:03 | 36.0263 | 0.88083 | 3.5233 | 8.4932 | 8.4932 | 0.2155 | 0.2155 | 1.0668 | 1.0668 | 1.6336 | 1.6336 | 7.017 | 7.017 | -14.0769 | -7.0385 | 7.0074 | 0 | 0 |  |  | 3.2062 |  | 0.097799 | 9.7799 | 14.0149 | 0 | 2014-07-30 21:30 | 7017 | 7.017
|  | 2014-07-31 09:35:09 | 36.0942 | 0.87367 | 3.4947 | 8.4845 | 8.4845 | 0.22133 | 0.22133 | 1.057 | 1.057 | 2.118 | 2.118 | 6.9987 | 6.9987 | -13.72 | -6.86 | 7.0385 | 0 | 0 |  |  | 3.3898 |  | 0.096821 | 9.6821 | 14.0769 | 0 | 2014-07-30 22:00 | 6998.6667 | 6.9987
|  | 2014-07-31 10:05:03 | 36.2162 | 0.85333 | 3.4133 | 8.4767 | 8.4767 | 0.254 | 0.254 | 1.044 | 1.044 | 2.118 | 2.118 | 6.689 | 6.689 | -14.2212 | -7.1106 | 6.86 | 0 | 0 |  |  | 3.1061 |  | 0.094249 | 9.4249 | 13.72 | 0 | 2014-07-30 22:30 | 6689 | 6.689
|  | 2014-07-31 10:35:03 | 36.2738 | 0.86317 | 3.4527 | 8.476 | 8.476 | 0.26417 | 0.26417 | 1.0395 | 1.0395 | 3.9704 | 3.9704 | 6.631 | 6.631 | -12.4401 | -6.2201 | 7.1106 | 0 | 0 |  |  | 3.5562 |  | 0.095183 | 9.5183 | 14.2212 | 0 | 2014-07-30 23:00 | 6631 | 6.631
|  | 2014-07-31 11:05:03 | 36.5135 | 0.8065 | 3.226 | 8.4793 | 8.4793 | 0.2605 | 0.2605 | 1.0362 | 1.0362 | 3.9704 | 3.9704 | 6.6023 | 6.6023 | -12.9388 | -6.4694 | 6.2201 | 0 | 0 |  |  | 3.2905 |  | 0.088351 | 8.8351 | 12.4401 | 0 | 2014-07-30 23:30 | 6602.3333 | 6.6023
|  | 2014-07-31 11:35:01 | 36.455 | 0.83333 | 3.3333 | 8.5017 | 8.5017 | 0.259 | 0.259 | 1.0358 | 1.0358 | 3.9292 | 3.9292 | 6.404 | 6.404 | -12.992 | -6.496 | 6.4694 | 0 | 0 |  |  | 3.2333 |  | 0.091437 | 9.1437 | 12.9388 | 0 | 2014-07-31 | 6404 | 6.404
|  | 2014-07-31 12:05:02 | 36.379 | 0.90933 | 3.6373 | 8.4803 | 8.4803 | 0.25083 | 0.25083 | 1.0375 | 1.0375 | 3.9292 | 3.9292 | 6.441 | 6.441 | -12.6028 | -6.3014 | 6.496 | 0 | 0 |  |  | 3.3463 |  | 0.099984 | 9.9984 | 12.992 | 0 | 2014-07-31 00:30 | 6441 | 6.441
|  | 2014-07-31 12:35:01 | 36.216 | 0.9145 | 3.658 | 8.4902 | 8.4902 | 0.20017 | 0.20017 | 1.0377 | 1.0377 | 4.8476 | 4.8476 | 6.5203 | 6.5203 | -11.4621 | -5.731 | 6.3014 | 0 | 0 |  |  | 3.3288 |  | 0.10101 | 10.1005 | 12.6028 | 0 | 2014-07-31 01:00 | 6520.3333 | 6.5203
|  | 2014-07-31 13:05:02 | 36.0948 | 0.83583 | 3.3433 | 8.4863 | 8.4863 | 0.15733 | 0.15733 | 1.037 | 1.037 | 4.8476 | 4.8476 | 6.4908 | 6.4908 | -11.7324 | -5.8662 | 5.731 | 0 | 0 |  |  | 3.0424 |  | 0.092626 | 9.2626 | 11.4621 | 0 | 2014-07-31 01:30 | 6490.8333 | 6.4908
|  | 2014-07-31 13:35:02 | 36.0448 | 0.94 | 3.76 | 8.4967 | 8.4967 | 0.14683 | 0.14683 | 1.0268 | 1.0268 | 4.7476 | 4.7476 | 6.3772 | 6.3772 | -11.4897 | -5.7449 | 5.8662 | 0 | 0 |  |  | 3.76 |  | 0.10431 | 10.4315 | 11.7324 | 0 | 2014-07-31 02:00 | 6377.1667 | 6.3772
|  | 2014-07-31 14:05:02 | 36.0818 | 0.95583 | 3.8233 | 8.4945 | 8.4945 | 0.147 | 0.147 | 1.0268 | 1.0268 | 4.7476 | 4.7476 | 6.4262 | 6.4262 | -11.4164 | -5.7082 | 5.7449 | 0 | 0 |  |  | 3.938 |  | 0.10596 | 10.5963 | 11.4897 | 0 | 2014-07-31 02:30 | 6426.1667 | 6.4262
|  | 2014-07-31 14:35:01 | 36.176 | 0.9745 | 3.898 | 8.4922 | 8.4922 | 0.14833 | 0.14833 | 1.0787 | 1.0787 | 5.1272 | 5.1272 | 6.4983 | 6.4983 | -10.9333 | -5.4666 | 5.7082 | 0 | 0 |  |  | 3.898 |  | 0.10775 | 10.7751 | 11.4164 | 0 | 2014-07-31 03:00 | 6498.3333 | 6.4983
|  | 2014-07-31 15:05:02 | 36.3855 | 0.98067 | 3.9227 | 8.4832 | 8.4832 | 0.183 | 0.183 | 1.1028 | 1.1028 | 5.1272 | 5.1272 | 6.5315 | 6.5315 | -11.0351 | -5.5176 | 5.4666 | 0 | 0 |  |  | 3.8834 |  | 0.10781 | 10.7809 | 10.9333 | 0 | 2014-07-31 03:30 | 6531.5 | 6.5315
|  | 2014-07-31 15:35:03 | 36.8498 | 0.90083 | 3.6033 | 8.4882 | 8.4882 | 0.24083 | 0.24083 | 1.1027 | 1.1027 | 3.9304 | 3.9304 | 6.5708 | 6.5708 | -12.9136 | -6.4568 | 5.5176 | 0 | 0 |  |  | 3.243 |  | 0.097784 | 9.7784 | 11.0351 | 0 | 2014-07-31 04:00 | 6570.8333 | 6.5708
|  | 2014-07-31 16:05:03 | 37.13 | 0.96283 | 3.8513 | 8.535 | 8.535 | 0.431 | 0.431 | 1.1027 | 1.1027 | 3.9304 | 3.9304 | 6.5555 | 6.5555 | -12.7241 | -6.3621 | 6.4568 | 0 | 0 |  |  | 4.2365 |  | 0.10373 | 10.3726 | 12.9136 | 0 | 2014-07-31 04:30 | 6555.5 | 6.5555
|  | 2014-07-31 16:35:03 | 36.9995 | 0.995 | 3.98 | 8.6173 | 8.6173 | 0.36333 | 0.36333 | 1.1025 | 1.1025 | 3.8788 | 3.8788 | 6.5432 | 6.5432 | -12.5144 | -6.2572 | 6.3621 | 0 | 0 |  |  | 3.9004 |  | 0.10757 | 10.7569 | 12.7241 | 0 | 2014-07-31 05:00 | 6543.1667 | 6.5432
|  | 2014-07-31 17:05:02 | 36.4395 | 1.0187 | 4.0747 | 8.63 | 8.63 | 0.23367 | 0.23367 | 1.1022 | 1.1022 | 3.8788 | 3.8788 | 6.3208 | 6.3208 | -12.1994 | -6.0997 | 6.2572 | 0 | 0 |  |  | 4.1154 |  | 0.11182 | 11.182 | 12.5144 | 0 | 2014-07-31 05:30 | 6320.8333 | 6.3208
|  | 2014-07-31 17:35:02 | 35.9887 | 0.95117 | 3.8047 | 8.6283 | 8.6283 | 0.18333 | 0.18333 | 1.0987 | 1.0987 | 3.3356 | 3.3356 | 5.9243 | 5.9243 | -13.0137 | -6.5069 | 6.0997 | 0 | 0 |  |  | 3.8047 |  | 0.10572 | 10.5718 | 12.1994 | 0 | 2014-07-31 06:00 | 5924.3333 | 5.9243
|  | 2014-07-31 18:05:01 | 35.3398 | 1.1195 | 4.478 | 8.6282 | 8.6282 | 0.1555 | 0.1555 | 1.0975 | 1.0975 | 3.3356 | 3.3356 | 5.4992 | 5.4992 | -12.1459 | -6.0729 | 6.5069 | 0 | 0 |  |  | 4.6571 |  | 0.12671 | 12.6713 | 13.0137 | 0 | 2014-07-31 06:30 | 5499.1667 | 5.4992
|  | 2014-07-31 18:35:02 | 34.7673 | 1.1573 | 4.6293 | 8.6187 | 8.6187 | 0.14783 | 0.14783 | 1.1012 | 1.1012 | 1.7384 | 1.7384 | 5.3875 | 5.3875 | -13.1444 | -6.5722 | 6.0729 | 0 | 0 |  |  | 4.6756 |  | 0.13315 | 13.3152 | 12.1459 | 0 | 2014-07-31 07:00 | 5387.5 | 5.3875
|  | 2014-07-31 19:05:02 | 34.0248 | 1.2503 | 5.0013 | 8.6207 | 8.6207 | 0.14733 | 0.14733 | 1.0762 | 1.0762 | 1.7384 | 1.7384 | 5.2662 | 5.2662 | -12.1748 | -6.0874 | 6.5722 | 0 | 0 |  |  | 4.6512 |  | 0.14699 | 14.6991 | 13.1444 | 0 | 2014-07-31 07:30 | 5266.1667 | 5.2662
|  | 2014-07-31 19:35:01 | 33.699 | 1.2413 | 4.9653 | 8.673 | 8.673 | 0.14533 | 0.14533 | 1.0898 | 1.0898 | 0.4284 | 0.4284 | 5.2328 | 5.2328 | -13.1643 | -6.5821 | 6.0874 | 0 | 0 |  |  | 5.4619 |  | 0.14734 | 14.7344 | 12.1748 | 0 | 2014-07-31 08:00 | 5232.8333 | 5.2328
|  | 2014-07-31 20:05:04 | 34.0863 | 1.162 | 4.648 | 8.712 | 8.712 | 0.0815 | 0.0815 | 1.1013 | 1.1013 | 0.4284 | 0.4284 | 5.4135 | 5.4135 | -13.7016 | -6.8508 | 6.5821 | 0 | 0 |  |  | 5.0663 |  | 0.13636 | 13.636 | 13.1643 | 0 | 2014-07-31 08:30 | 5413.5 | 5.4135
|  | 2014-07-31 20:35:03 | 34.0703 | 1.0613 | 4.2453 | 8.717 | 8.717 | 0.090167 | 0.090167 | 1.0992 | 1.0992 | 0.0504 | 0.0504 | 5.3813 | 5.3813 | -14.4869 | -7.2435 | 6.8508 | 0 | 0 |  |  | 3.9906 |  | 0.1246 | 12.4605 | 13.7016 | 0 | 2014-07-31 09:00 | 5381.3333 | 5.3813
|  | 2014-07-31 21:05:01 | 32.8417 | 0.988 | 3.952 | 8.7222 | 8.7222 | 0.094 | 0.094 | 1.1077 | 1.1077 | 0.0504 | 0.0504 | 5.2375 | 5.2375 | -13.6779 | -6.839 | 7.2435 | 0 | 0 |  |  | 4.1496 |  | 0.12033 | 12.0335 | 14.4869 | 0 | 2014-07-31 09:30 | 5237.5 | 5.2375
|  | 2014-07-31 21:35:01 | 31.0083 | 1.0662 | 4.2647 | 8.7285 | 8.7285 | 0.077333 | 0.077333 | 1.1245 | 1.1245 | 0 | 0 | 5.2072 | 5.2072 | -11.6062 | -5.8031 | 6.839 | 0 | 0 |  |  | 4.1367 |  | 0.13753 | 13.7533 | 13.6779 | 0 | 2014-07-31 10:00 | 5207.1667 | 5.2072
|  | 2014-07-31 22:05:02 | 29.1937 | 1.0167 | 4.0667 | 8.7125 | 8.7125 | 0.036833 | 0.036833 | 1.13 | 1.13 | 0 | 0 | 4.6323 | 4.6323 | -10.6153 | -5.3077 | 5.8031 | 0 | 0 |  |  | 3.782 |  | 0.1393 | 13.93 | 11.6062 | 0 | 2014-07-31 10:30 | 4632.3333 | 4.6323
|  | 2014-07-31 22:35:02 | 27.6155 | 0.91233 | 3.6493 | 8.6638 | 8.6638 | 0.036 | 0.036 | 1.1338 | 1.1338 | 0 | 0 | 3.9433 | 3.9433 | -10.1892 | -5.0946 | 5.3077 | 0 | 0 |  |  | 3.5399 |  | 0.13215 | 13.2148 | 10.6153 | 0 | 2014-07-31 11:00 | 3943.3333 | 3.9433
|  | 2014-07-31 23:05:04 | 26.684 | 0.8325 | 3.33 | 8.5368 | 8.5368 | 0.036 | 0.036 | 1.1293 | 1.1293 | 0 | 0 | 3.5532 | 3.5532 | -10.0987 | -5.0493 | 5.0946 | 0 | 0 |  |  | 3.5298 |  | 0.12479 | 12.4794 | 10.1892 | 0 | 2014-07-31 11:30 | 3553.1667 | 3.5532
|  | 2014-07-31 23:35:02 | 25.9662 | 0.70417 | 2.8167 | 8.3837 | 8.3837 | 0.036 | 0.036 | 1.127 | 1.127 | 0 | 0 | 3.211 | 3.211 | -10.3918 | -5.1959 | 5.0493 | 0 | 0 |  |  | 2.9293 |  | 0.10847 | 10.8474 | 10.0987 | 0 | 2014-07-31 12:00 | 3211 | 3.211
|  | 2014-08-01 00:05:02 | 25.2535 | 0.6475 | 2.59 | 7.931 | 7.931 | 0.036 | 0.036 | 1.1253 | 1.1253 | 0 | 0 | 3.3312 | 3.3312 | -10.24 | -5.12 | 5.1959 | 0 | 0 |  |  | 2.6677 |  | 0.10256 | 10.256 | 10.3918 | 0 | 2014-07-31 12:30 | 3331.1667 | 3.3312
|  | 2014-08-01 00:35:02 | 24.852 | 0.56667 | 2.2667 | 7.8148 | 7.8148 | 0.036 | 0.036 | 1.1077 | 1.1077 | 0 | 0 | 3.3977 | 3.3977 | -10.2292 | -5.1146 | 5.12 | 0 | 0 |  |  | 2.04 |  | 0.091207 | 9.1207 | 10.24 | 0 | 2014-07-31 13:00 | 3397.6667 | 3.3977
|  | 2014-08-01 01:05:02 | 24.4735 | 0.51267 | 2.0507 | 7.81 | 7.81 | 0.036 | 0.036 | 1.097 | 1.097 | 0 | 0 | 3.2558 | 3.2558 | -10.224 | -5.112 | 5.1146 | 0 | 0 |  |  | 2.2147 |  | 0.083791 | 8.3791 | 10.2292 | 0 | 2014-07-31 13:30 | 3255.8333 | 3.2558
|  | 2014-08-01 01:35:02 | 24.2448 | 0.49383 | 1.9753 | 7.8043 | 7.8043 | 0.036 | 0.036 | 1.0975 | 1.0975 | 0 | 0 | 3.1158 | 3.1158 | -10.2158 | -5.1079 | 5.112 | 0 | 0 |  |  | 1.8568 |  | 0.081474 | 8.1474 | 10.224 | 0 | 2014-07-31 14:00 | 3115.8333 | 3.1158
|  | 2014-08-01 02:05:02 | 24.0388 | 0.4935 | 1.974 | 7.8173 | 7.8173 | 0.036 | 0.036 | 1.0967 | 1.0967 | 0 | 0 | 3.1695 | 3.1695 | -9.9453 | -4.9727 | 5.1079 | 0 | 0 |  |  | 2.1122 |  | 0.082117 | 8.2117 | 10.2158 | 0 | 2014-07-31 14:30 | 3169.5 | 3.1695
|  | 2014-08-01 02:35:01 | 23.9383 | 0.477 | 1.908 | 7.8175 | 7.8175 | 0.036 | 0.036 | 1.096 | 1.096 | 0 | 0 | 3.1792 | 3.1792 | -9.9017 | -4.9508 | 4.9727 | 0 | 0 |  |  | 1.7744 |  | 0.079705 | 7.9705 | 9.9453 | 0 | 2014-07-31 15:00 | 3179.1667 | 3.1792
|  | 2014-08-01 03:05:02 | 24.0548 | 0.4555 | 1.822 | 7.8137 | 7.8137 | 0.036 | 0.036 | 1.0947 | 1.0947 | 0 | 0 | 3.1762 | 3.1762 | -10.1123 | -5.0562 | 4.9508 | 0 | 0 |  |  | 1.9678 |  | 0.075744 | 7.5744 | 9.9017 | 0 | 2014-07-31 15:30 | 3176.1667 | 3.1762
|  | 2014-08-01 03:35:02 | 24.0355 | 0.4365 | 1.746 | 7.8067 | 7.8067 | 0.036 | 0.036 | 1.0948 | 1.0948 | 0 | 0 | 3.1847 | 3.1847 | -10.1673 | -5.0837 | 5.0562 | 0 | 0 |  |  | 1.7984 |  | 0.072643 | 7.2643 | 10.1123 | 0 | 2014-07-31 16:00 | 3184.6667 | 3.1847
|  | 2014-08-01 04:05:02 | 24.224 | 0.35933 | 1.4373 | 7.7838 | 7.7838 | 0.036167 | 0.036167 | 1.0967 | 1.0967 | 0 | 0 | 3.2477 | 3.2477 | -10.6223 | -5.3112 | 5.0837 | 0 | 0 |  |  | 1.4661 |  | 0.059335 | 5.9335 | 10.1673 | 0 | 2014-07-31 16:30 | 3247.6667 | 3.2477
|  | 2014-08-01 04:35:02 | 24.375 | 0.3125 | 1.25 | 7.7778 | 7.7778 | 0.036167 | 0.036167 | 1.0998 | 1.0998 | 0 | 0 | 3.2948 | 3.2948 | -10.9163 | -5.4582 | 5.3112 | 0 | 0 |  |  | 1.225 |  | 0.051282 | 5.1282 | 10.6223 | 0 | 2014-07-31 17:00 | 3294.8333 | 3.2948
|  | 2014-08-01 05:05:03 | 25.0572 | 0.283 | 1.132 | 7.7632 | 7.7632 | 0.036167 | 0.036167 | 1.105 | 1.105 | 0 | 0 | 3.482 | 3.482 | -11.5388 | -5.7694 | 5.4582 | 0 | 0 |  |  | 1.0188 |  | 0.045177 | 4.5177 | 10.9163 | 0 | 2014-07-31 17:30 | 3482 | 3.482
|  | 2014-08-01 05:35:03 | 26.986 | 0.27217 | 1.0887 | 7.7675 | 7.7675 | 0.038 | 0.038 | 1.1103 | 1.1103 | 0 | 0 | 4.2627 | 4.2627 | -12.7188 | -6.3594 | 5.7694 | 0 | 0 |  |  | 0.9798 |  | 0.040342 | 4.0342 | 11.5388 | 0 | 2014-07-31 18:00 | 4262.6667 | 4.2627
|  | 2014-08-01 06:05:03 | 29.4823 | 0.26233 | 1.0493 | 7.7643 | 7.7643 | 0.077833 | 0.077833 | 1.1135 | 1.1135 | 0 | 0 | 5.1532 | 5.1532 | -14.3242 | -7.1621 | 6.3594 | 0 | 0 |  |  | 0.98637 |  | 0.035592 | 3.5592 | 12.7188 | 0 | 2014-07-31 18:30 | 5153.1667 | 5.1532
|  | 2014-08-01 06:35:03 | 31.5955 | 0.25917 | 1.0367 | 7.7605 | 7.7605 | 0.10533 | 0.10533 | 1.1153 | 1.1153 | 0.6028 | 0.6028 | 5.593 | 5.593 | -15.3819 | -7.6909 | 7.1621 | 0 | 0 |  |  | 0.9641 |  | 0.032811 | 3.2811 | 14.3242 | 0 | 2014-07-31 19:00 | 5593 | 5.593
|  | 2014-08-01 07:05:05 | 33.762 | 0.28017 | 1.1207 | 7.7527 | 7.7527 | 0.13983 | 0.13983 | 1.117 | 1.117 | 0.6028 | 0.6028 | 5.8757 | 5.8757 | -17.1534 | -8.5767 | 7.6909 | 0 | 0 |  |  | 1.0198 |  | 0.033193 | 3.3193 | 15.3819 | 0 | 2014-07-31 19:30 | 5875.6667 | 5.8757
|  | 2014-08-01 07:35:03 | 35.321 | 0.3105 | 1.242 | 7.7838 | 7.7838 | 0.50467 | 0.50467 | 1.1152 | 1.1152 | 1.1968 | 1.1968 | 5.9912 | 5.9912 | -17.4874 | -8.7437 | 8.5767 | 0 | 0 |  |  | 1.3414 |  | 0.035163 | 3.5163 | 17.1534 | 0 | 2014-07-31 20:00 | 5991.1667 | 5.9912
|  | 2014-08-01 08:05:01 | 36.205 | 0.36483 | 1.4593 | 7.8522 | 7.8522 | 0.613 | 0.613 | 1.1162 | 1.1162 | 1.1968 | 1.1968 | 6.1762 | 6.1762 | -17.7914 | -8.8957 | 8.7437 | 0 | 0 |  |  | 1.3864 |  | 0.040308 | 4.0308 | 17.4874 | 0 | 2014-07-31 20:30 | 6176.1667 | 6.1762
|  | 2014-08-01 08:35:02 | 36.6443 | 0.42517 | 1.7007 | 7.8563 | 7.8563 | 0.621 | 0.621 | 1.1168 | 1.1168 | 1.6988 | 1.6988 | 6.2858 | 6.2858 | -17.3649 | -8.6824 | 8.8957 | 0 | 0 |  |  | 1.6837 |  | 0.04641 | 4.641 | 17.7914 | 0 | 2014-07-31 21:00 | 6285.8333 | 6.2858
|  | 2014-08-01 09:05:01 | 36.6418 | 0.43483 | 1.7393 | 7.828 | 7.828 | 0.579 | 0.579 | 1.1137 | 1.1137 | 1.6988 | 1.6988 | 6.203 | 6.203 | -17.48 | -8.74 | 8.6824 | 0 | 0 |  |  | 1.6524 |  | 0.047469 | 4.7469 | 17.3649 | 0 | 2014-07-31 21:30 | 6203 | 6.203
|  | 2014-08-01 09:35:02 | 36.786 | 0.46683 | 1.8673 | 7.8372 | 7.8372 | 0.52567 | 0.52567 | 1.1112 | 1.1112 | 2.1212 | 2.1212 | 6.4183 | 6.4183 | -16.9051 | -8.4526 | 8.74 | 0 | 0 |  |  | 1.9234 |  | 0.050762 | 5.0762 | 17.48 | 0 | 2014-07-31 22:00 | 6418.3333 | 6.4183
|  | 2014-08-01 10:05:03 | 36.8245 | 0.45767 | 1.8307 | 7.8443 | 7.8443 | 0.43867 | 0.43867 | 1.1148 | 1.1148 | 2.1212 | 2.1212 | 6.5365 | 6.5365 | -16.9383 | -8.4691 | 8.4526 | 0 | 0 |  |  | 1.7941 |  | 0.049713 | 4.9713 | 16.9051 | 0 | 2014-07-31 22:30 | 6536.5 | 6.5365
|  | 2014-08-01 10:35:01 | 36.846 | 0.44283 | 1.7713 | 7.839 | 7.839 | 0.42233 | 0.42233 | 1.1425 | 1.1425 | 3.2712 | 3.2712 | 6.5282 | 6.5282 | -15.8715 | -7.9357 | 8.4691 | 0 | 0 |  |  | 1.7005 |  | 0.048074 | 4.8074 | 16.9383 | 0 | 2014-07-31 23:00 | 6528.1667 | 6.5282
|  | 2014-08-01 11:05:02 | 36.9505 | 0.42467 | 1.6987 | 7.8547 | 7.8547 | 0.40267 | 0.40267 | 1.148 | 1.148 | 3.2712 | 3.2712 | 6.4618 | 6.4618 | -16.1135 | -8.0567 | 7.9357 | 0 | 0 |  |  | 1.5967 |  | 0.045971 | 4.5971 | 15.8715 | 0 | 2014-07-31 23:30 | 6461.8333 | 6.4618
|  | 2014-08-01 11:35:01 | 36.746 | 0.43333 | 1.7333 | 7.8507 | 7.8507 | 0.343 | 0.343 | 1.1458 | 1.1458 | 3.6932 | 3.6932 | 6.5352 | 6.5352 | -15.4448 | -7.7224 | 8.0567 | 0 | 0 |  |  | 1.8027 |  | 0.047171 | 4.7171 | 16.1135 | 0 | 2014-08-01 | 6535.1667 | 6.5352
|  | 2014-08-01 12:05:02 | 36.4242 | 0.51017 | 2.0407 | 7.8545 | 7.8545 | 0.21183 | 0.21183 | 1.1425 | 1.1425 | 3.6932 | 3.6932 | 6.6622 | 6.6622 | -14.8193 | -7.4097 | 7.7224 | 0 | 0 |  |  | 1.9999 |  | 0.056025 | 5.6025 | 15.4448 | 0 | 2014-08-01 00:30 | 6662.1667 | 6.6622
|  | 2014-08-01 12:35:02 | 36.0645 | 0.641 | 2.564 | 7.765 | 7.765 | 0.18667 | 0.18667 | 1.1397 | 1.1397 | 4.62 | 4.62 | 6.7285 | 6.7285 | -13.0607 | -6.5303 | 7.4097 | 0 | 0 |  |  | 2.6153 |  | 0.071095 | 7.1095 | 14.8193 | 0 | 2014-08-01 01:00 | 6728.5 | 6.7285
|  | 2014-08-01 13:05:02 | 35.8495 | 0.751 | 3.004 | 7.6585 | 7.6585 | 0.17567 | 0.17567 | 1.1487 | 1.1487 | 4.62 | 4.62 | 6.6455 | 6.6455 | -12.5972 | -6.2986 | 6.5303 | 0 | 0 |  |  | 3.0641 |  | 0.083795 | 8.3795 | 13.0607 | 0 | 2014-08-01 01:30 | 6645.5 | 6.6455
|  | 2014-08-01 13:35:02 | 35.6337 | 0.77717 | 3.1087 | 7.6322 | 7.6322 | 0.159 | 0.159 | 1.1537 | 1.1537 | 5.1616 | 5.1616 | 6.6515 | 6.6515 | -11.7671 | -5.8835 | 6.2986 | 0 | 0 |  |  | 3.2641 |  | 0.08724 | 8.724 | 12.5972 | 0 | 2014-08-01 02:00 | 6651.5 | 6.6515
|  | 2014-08-01 14:05:02 | 35.4902 | 0.863 | 3.452 | 7.562 | 7.562 | 0.15617 | 0.15617 | 1.15 | 1.15 | 5.1616 | 5.1616 | 6.6933 | 6.6933 | -11.3151 | -5.6575 | 5.8835 | 0 | 0 |  |  | 3.5901 |  | 0.097266 | 9.7266 | 11.7671 | 0 | 2014-08-01 02:30 | 6693.3333 | 6.6933
|  | 2014-08-01 14:35:03 | 35.5007 | 1.0035 | 4.014 | 7.4157 | 7.4157 | 0.15617 | 0.15617 | 1.1487 | 1.1487 | 5.5788 | 5.5788 | 6.6478 | 6.6478 | -10.5395 | -5.2698 | 5.6575 | 0 | 0 |  |  | 3.6929 |  | 0.11307 | 11.3068 | 11.3151 | 0 | 2014-08-01 03:00 | 6647.8333 | 6.6478
|  | 2014-08-01 15:05:03 | 35.7128 | 1.058 | 4.232 | 7.4015 | 7.4015 | 0.16517 | 0.16517 | 1.1525 | 1.1525 | 5.5788 | 5.5788 | 6.6227 | 6.6227 | -10.5602 | -5.2801 | 5.2698 | 0 | 0 |  |  | 4.0627 |  | 0.1185 | 11.8501 | 10.5395 | 0 | 2014-08-01 03:30 | 6622.6667 | 6.6227
|  | 2014-08-01 15:35:03 | 36.2255 | 1.0697 | 4.2787 | 7.4063 | 7.4063 | 0.2595 | 0.2595 | 1.1433 | 1.1433 | 3.8464 | 3.8464 | 6.7577 | 6.7577 | -12.5336 | -6.2668 | 5.2801 | 0 | 0 |  |  | 4.2359 |  | 0.11811 | 11.8112 | 10.5602 | 0 | 2014-08-01 04:00 | 6757.6667 | 6.7577
|  | 2014-08-01 16:05:03 | 36.557 | 1.012 | 4.048 | 7.409 | 7.409 | 0.30117 | 0.30117 | 1.1368 | 1.1368 | 3.8464 | 3.8464 | 6.9323 | 6.9323 | -12.8833 | -6.4416 | 6.2668 | 0 | 0 |  |  | 3.6432 |  | 0.11073 | 11.0731 | 12.5336 | 0 | 2014-08-01 04:30 | 6932.3333 | 6.9323
|  | 2014-08-01 16:35:02 | 36.4097 | 0.90133 | 3.6053 | 7.4117 | 7.4117 | 0.218 | 0.218 | 1.1375 | 1.1375 | 3.5196 | 3.5196 | 6.9907 | 6.9907 | -13.5269 | -6.7634 | 6.4416 | 0 | 0 |  |  | 3.7495 |  | 0.099021 | 9.9021 | 12.8833 | 0 | 2014-08-01 05:00 | 6990.6667 | 6.9907
|  | 2014-08-01 17:05:01 | 36.0773 | 0.7265 | 2.906 | 7.323 | 7.323 | 0.20783 | 0.20783 | 1.1397 | 1.1397 | 3.5196 | 3.5196 | 6.8655 | 6.8655 | -14.1157 | -7.0579 | 6.7634 | 0 | 0 |  |  | 2.7026 |  | 0.080549 | 8.0549 | 13.5269 | 0 | 2014-08-01 05:30 | 6865.5 | 6.8655
|  | 2014-08-01 17:35:03 | 35.5782 | 0.65717 | 2.6287 | 7.2947 | 7.2947 | 0.1955 | 0.1955 | 1.1403 | 1.1403 | 2.5868 | 2.5868 | 6.6157 | 6.6157 | -15.1165 | -7.5583 | 7.0579 | 0 | 0 |  |  | 2.8127 |  | 0.073884 | 7.3884 | 14.1157 | 0 | 2014-08-01 06:00 | 6615.6667 | 6.6157
|  | 2014-08-01 18:05:03 | 34.9542 | 0.72117 | 2.8847 | 7.2998 | 7.2998 | 0.172 | 0.172 | 1.14 | 1.14 | 2.5868 | 2.5868 | 6.2923 | 6.2923 | -14.5785 | -7.2893 | 7.5583 | 0 | 0 |  |  | 2.7404 |  | 0.082527 | 8.2527 | 15.1165 | 0 | 2014-08-01 06:30 | 6292.3333 | 6.2923
|  | 2014-08-01 18:35:02 | 34.208 | 0.61933 | 2.4773 | 7.2962 | 7.2962 | 0.17067 | 0.17067 | 1.141 | 1.141 | 1.1808 | 1.1808 | 6.096 | 6.096 | -15.846 | -7.923 | 7.2893 | 0 | 0 |  |  | 2.5269 |  | 0.07242 | 7.242 | 14.5785 | 0 | 2014-08-01 07:00 | 6096 | 6.096
|  | 2014-08-01 19:05:04 | 33.6033 | 0.476 | 1.904 | 7.2922 | 7.2922 | 0.17067 | 0.17067 | 1.1408 | 1.1408 | 1.1808 | 1.1808 | 5.8422 | 5.8422 | -16.0727 | -8.0363 | 7.923 | 0 | 0 |  |  | 1.9421 |  | 0.056661 | 5.6661 | 15.846 | 0 | 2014-08-01 07:30 | 5842.1667 | 5.8422
|  | 2014-08-01 19:35:03 | 33.1495 | 0.46817 | 1.8727 | 7.2932 | 7.2932 | 0.14383 | 0.14383 | 1.1355 | 1.1355 | 0.3464 | 0.3464 | 5.7367 | 5.7367 | -16.6213 | -8.3106 | 8.0363 | 0 | 0 |  |  | 1.985 |  | 0.056492 | 5.6492 | 16.0727 | 0 | 2014-08-01 08:00 | 5736.6667 | 5.7367
|  | 2014-08-01 20:05:02 | 33.4012 | 0.4255 | 1.702 | 7.2763 | 7.2763 | 0.107 | 0.107 | 1.1352 | 1.1352 | 0.3464 | 0.3464 | 5.8055 | 5.8055 | -17.0288 | -8.5144 | 8.3106 | 0 | 0 |  |  | 1.5829 |  | 0.050956 | 5.0956 | 16.6213 | 0 | 2014-08-01 08:30 | 5805.5 | 5.8055
|  | 2014-08-01 20:35:03 | 33.0135 | 0.37733 | 1.5093 | 7.289 | 7.289 | 0.099833 | 0.099833 | 1.1342 | 1.1342 | 0.0372 | 0.0372 | 5.5623 | 5.5623 | -17.3816 | -8.6908 | 8.5144 | 0 | 0 |  |  | 1.5697 |  | 0.045719 | 4.5719 | 17.0288 | 0 | 2014-08-01 09:00 | 5562.3333 | 5.5623
|  | 2014-08-01 21:05:02 | 31.9995 | 0.28833 | 1.1533 | 7.2898 | 7.2898 | 0.084333 | 0.084333 | 1.0902 | 1.0902 | 0.0372 | 0.0372 | 5.2397 | 5.2397 | -17.105 | -8.5525 | 8.6908 | 0 | 0 |  |  | 1.0957 |  | 0.036042 | 3.6042 | 17.3816 | 0 | 2014-08-01 09:30 | 5239.6667 | 5.2397
|  | 2014-08-01 21:35:03 | 30.4833 | 0.22533 | 0.90133 | 7.2873 | 7.2873 | 0.083667 | 0.083667 | 0.9345 | 0.9345 | 0 | 0 | 4.8885 | 4.8885 | -16.388 | -8.194 | 8.5525 | 0 | 0 |  |  | 0.83824 |  | 0.029568 | 2.9568 | 17.105 | 0 | 2014-08-01 10:00 | 4888.5 | 4.8885
|  | 2014-08-01 22:05:02 | 28.7035 | 0.17367 | 0.69467 | 7.2873 | 7.2873 | 0.0395 | 0.0395 | 0.7665 | 0.7665 | 0 | 0 | 3.9708 | 3.9708 | -15.9447 | -7.9723 | 8.194 | 0 | 0 |  |  | 0.75024 |  | 0.024201 | 2.4201 | 16.388 | 0 | 2014-08-01 10:30 | 3970.8333 | 3.9708
|  | 2014-08-01 22:35:02 | 27.1632 | 0.1245 | 0.498 | 7.2878 | 7.2878 | 0.0355 | 0.0355 | 0.76617 | 0.76617 | 0 | 0 | 3.14 | 3.14 | -15.4357 | -7.7178 | 7.9723 | 0 | 0 |  |  | 0.46314 |  | 0.018334 | 1.8334 | 15.9447 | 0 | 2014-08-01 11:00 | 3140 | 3.14
|  | 2014-08-01 23:05:02 | 25.83 | 0.0975 | 0.39 | 7.3262 | 7.3262 | 0.034333 | 0.034333 | 0.7665 | 0.7665 | 0 | 0 | 2.6607 | 2.6607 | -14.6523 | -7.3262 | 7.7178 | 0 | 0 |  |  | 0.3705 |  | 0.015099 | 1.5099 | 15.4357 | 0 | 2014-08-01 11:30 | 2660.6667 | 2.6607
|  | 2014-08-01 23:35:01 | 25.5823 | 0.099167 | 0.39667 | 7.4523 | 7.4523 | 0.033 | 0.033 | 0.7655 | 0.7655 | 0 | 0 | 2.5213 | 2.5213 | -14.4135 | -7.2068 | 7.3262 | 0 | 0 |  |  | 0.40063 |  | 0.015505 | 1.5505 | 14.6523 | 0 | 2014-08-01 12:00 | 2521.3333 | 2.5213
|  | 2014-08-02 00:05:02 | 25.3647 | 0.12467 | 0.49867 | 7.5797 | 7.5797 | 0.034 | 0.034 | 0.76133 | 0.76133 | 0 | 0 | 2.5692 | 2.5692 | -13.9218 | -6.9609 | 7.2068 | 0 | 0 |  |  | 0.54853 |  | 0.01966 | 1.966 | 14.4135 | 0 | 2014-08-01 12:30 | 2569.1667 | 2.5692
|  | 2014-08-02 00:35:02 | 25.183 | 0.11417 | 0.45667 | 7.5928 | 7.5928 | 0.034 | 0.034 | 0.7645 | 0.7645 | 0 | 0 | 2.5662 | 2.5662 | -13.7688 | -6.8844 | 6.9609 | 0 | 0 |  |  | 0.47493 |  | 0.018134 | 1.8134 | 13.9218 | 0 | 2014-08-01 13:00 | 2566.1667 | 2.5662
|  | 2014-08-02 01:05:02 | 24.6608 | 0.11917 | 0.47667 | 7.6212 | 7.6212 | 0.033 | 0.033 | 0.765 | 0.765 | 0 | 0 | 2.5862 | 2.5862 | -13.1788 | -6.5894 | 6.8844 | 0 | 0 |  |  | 0.45283 |  | 0.019329 | 1.9329 | 13.7688 | 0 | 2014-08-01 13:30 | 2586.1667 | 2.5862
|  | 2014-08-02 01:35:02 | 24.2915 | 0.12183 | 0.48733 | 7.6285 | 7.6285 | 0.033 | 0.033 | 0.765 | 0.765 | 0 | 0 | 2.5597 | 2.5597 | -12.818 | -6.409 | 6.5894 | 0 | 0 |  |  | 0.49221 |  | 0.020062 | 2.0062 | 13.1788 | 0 | 2014-08-01 14:00 | 2559.6667 | 2.5597
|  | 2014-08-02 02:05:02 | 23.9968 | 0.14067 | 0.56267 | 7.6598 | 7.6598 | 0.033 | 0.033 | 0.76533 | 0.76533 | 0 | 0 | 2.4708 | 2.4708 | -12.5052 | -6.2526 | 6.409 | 0 | 0 |  |  | 0.51765 |  | 0.023448 | 2.3448 | 12.818 | 0 | 2014-08-01 14:30 | 2470.8333 | 2.4708
|  | 2014-08-02 02:35:02 | 23.8727 | 0.195 | 0.78 | 7.6703 | 7.6703 | 0.033333 | 0.033333 | 0.765 | 0.765 | 0 | 0 | 2.4785 | 2.4785 | -12.1455 | -6.0727 | 6.2526 | 0 | 0 |  |  | 0.8112 |  | 0.032673 | 3.2673 | 12.5052 | 0 | 2014-08-01 15:00 | 2478.5 | 2.4785
|  | 2014-08-02 03:05:03 | 23.697 | 0.21917 | 0.87667 | 7.5877 | 7.5877 | 0.032833 | 0.032833 | 0.75867 | 0.75867 | 0 | 0 | 2.4558 | 2.4558 | -11.9853 | -5.9927 | 6.0727 | 0 | 0 |  |  | 0.90297 |  | 0.036995 | 3.6995 | 12.1455 | 0 | 2014-08-01 15:30 | 2455.8333 | 2.4558
|  | 2014-08-02 03:35:02 | 23.5248 | 0.318 | 1.272 | 7.4807 | 7.4807 | 0.032167 | 0.032167 | 0.74517 | 0.74517 | 0 | 0 | 2.449 | 2.449 | -11.5458 | -5.7729 | 5.9927 | 0 | 0 |  |  | 1.2974 |  | 0.054071 | 5.4071 | 11.9853 | 0 | 2014-08-01 16:00 | 2449 | 2.449
|  | 2014-08-02 04:05:02 | 23.441 | 0.4305 | 1.722 | 7.4568 | 7.4568 | 0.032167 | 0.032167 | 0.74367 | 0.74367 | 0 | 0 | 2.4805 | 2.4805 | -11.0058 | -5.5029 | 5.7729 | 0 | 0 |  |  | 1.722 |  | 0.073461 | 7.3461 | 11.5458 | 0 | 2014-08-01 16:30 | 2480.5 | 2.4805
|  | 2014-08-02 04:35:02 | 23.2607 | 0.62167 | 2.4867 | 7.4578 | 7.4578 | 0.0325 | 0.0325 | 0.742 | 0.742 | 0 | 0 | 2.4577 | 2.4577 | -10.084 | -5.042 | 5.5029 | 0 | 0 |  |  | 2.3126 |  | 0.1069 | 10.6904 | 11.0058 | 0 | 2014-08-01 17:00 | 2457.6667 | 2.4577
|  | 2014-08-02 05:05:02 | 23.5958 | 0.786 | 3.144 | 7.453 | 7.453 | 0.033 | 0.033 | 0.74283 | 0.74283 | 0 | 0 | 2.501 | 2.501 | -9.722 | -4.861 | 5.042 | 0 | 0 |  |  | 3.2698 |  | 0.13324 | 13.3244 | 10.084 | 0 | 2014-08-01 17:30 | 2501 | 2.501
|  | 2014-08-02 05:35:03 | 23.3063 | 0.89317 | 3.5727 | 7.4513 | 7.4513 | 0.033 | 0.033 | 0.72167 | 0.72167 | 0 | 0 | 2.4368 | 2.4368 | -9.0908 | -4.5454 | 4.861 | 0 | 0 |  |  | 3.8942 |  | 0.15329 | 15.3292 | 9.722 | 0 | 2014-08-01 18:00 | 2436.8333 | 2.4368
|  | 2014-08-02 06:05:03 | 24.306 | 1.0312 | 4.1247 | 7.4565 | 7.4565 | 0.056833 | 0.056833 | 0.66867 | 0.66867 | 0 | 0 | 2.5628 | 2.5628 | -9.4365 | -4.7183 | 4.5454 | 0 | 0 |  |  | 4.1247 |  | 0.1697 | 16.9697 | 9.0908 | 0 | 2014-08-01 18:30 | 2562.8333 | 2.5628
|  | 2014-08-02 06:35:02 | 25.7918 | 1.12 | 4.48 | 7.4538 | 7.4538 | 0.061167 | 0.061167 | 0.70133 | 0.70133 | 0.5292 | 0.5292 | 2.9893 | 2.9893 | -9.577 | -4.7885 | 4.7183 | 0 | 0 |  |  | 4.256 |  | 0.1737 | 17.3698 | 9.4365 | 0 | 2014-08-01 19:00 | 2989.3333 | 2.9893
|  | 2014-08-02 07:05:03 | 27.6078 | 1.1733 | 4.6933 | 7.4547 | 7.4547 | 0.080167 | 0.080167 | 0.74367 | 0.74367 | 0.5292 | 0.5292 | 3.6017 | 3.6017 | -10.5051 | -5.2526 | 4.7885 | 0 | 0 |  |  | 4.3648 |  | 0.17 | 17 | 9.577 | 0 | 2014-08-01 19:30 | 3601.6667 | 3.6017
|  | 2014-08-02 07:35:03 | 28.9828 | 1.2947 | 5.1787 | 7.4547 | 7.4547 | 0.0965 | 0.0965 | 0.74367 | 0.74367 | 1.2984 | 1.2984 | 3.8343 | 3.8343 | -10.3766 | -5.1883 | 5.2526 | 0 | 0 |  |  | 5.6965 |  | 0.17868 | 17.868 | 10.5051 | 0 | 2014-08-01 20:00 | 3834.3333 | 3.8343
|  | 2014-08-02 08:05:01 | 30.493 | 1.3045 | 5.218 | 7.45 | 7.45 | 0.2185 | 0.2185 | 0.746 | 0.746 | 1.2984 | 1.2984 | 4.5498 | 4.5498 | -11.0123 | -5.5061 | 5.1883 | 0 | 0 |  |  | 5.6354 |  | 0.17112 | 17.1121 | 10.3766 | 0 | 2014-08-01 20:30 | 4549.8333 | 4.5498
|  | 2014-08-02 08:35:02 | 31.3512 | 1.3912 | 5.5647 | 7.4587 | 7.4587 | 0.231 | 0.231 | 0.74717 | 0.74717 | 2.176 | 2.176 | 4.7545 | 4.7545 | -10.4192 | -5.2096 | 5.5061 | 0 | 0 |  |  | 5.509 |  | 0.17749 | 17.7495 | 11.0123 | 0 | 2014-08-01 21:00 | 4754.5 | 4.7545
|  | 2014-08-02 09:05:02 | 31.6667 | 1.4933 | 5.9733 | 7.4533 | 7.4533 | 0.2535 | 0.2535 | 0.7505 | 0.7505 | 2.176 | 2.176 | 4.8722 | 4.8722 | -10.1878 | -5.0939 | 5.2096 | 0 | 0 |  |  | 5.4357 |  | 0.18863 | 18.8632 | 10.4192 | 0 | 2014-08-01 21:30 | 4872.1667 | 4.8722
|  | 2014-08-02 09:35:01 | 31.7592 | 1.5933 | 6.3733 | 7.4533 | 7.4533 | 0.2565 | 0.2565 | 0.75367 | 0.75367 | 3.0096 | 3.0096 | 4.8973 | 4.8973 | -9.0154 | -4.5077 | 5.0939 | 0 | 0 |  |  | 5.8635 |  | 0.20068 | 20.0677 | 10.1878 | 0 | 2014-08-01 22:00 | 4897.3333 | 4.8973
|  | 2014-08-02 10:05:03 | 31.7463 | 1.7618 | 7.0473 | 7.4578 | 7.4578 | 0.24 | 0.24 | 0.75133 | 0.75133 | 3.0096 | 3.0096 | 4.8188 | 4.8188 | -8.4214 | -4.2107 | 4.5077 | 0 | 0 |  |  | 6.7654 |  | 0.22199 | 22.1989 | 9.0154 | 0 | 2014-08-01 22:30 | 4818.8333 | 4.8188
|  | 2014-08-02 10:35:01 | 31.5313 | 1.7887 | 7.1547 | 7.5155 | 7.5155 | 0.2205 | 0.2205 | 0.74117 | 0.74117 | 4.226 | 4.226 | 4.6403 | 4.6403 | -7.0332 | -3.5166 | 4.2107 | 0 | 0 |  |  | 7.2978 |  | 0.22691 | 22.6907 | 8.4214 | 0 | 2014-08-01 23:00 | 4640.3333 | 4.6403
|  | 2014-08-02 11:05:01 | 31.4058 | 1.8043 | 7.2173 | 7.5863 | 7.5863 | 0.2 | 0.2 | 0.75367 | 0.75367 | 4.226 | 4.226 | 4.5578 | 4.5578 | -6.8647 | -3.4323 | 3.5166 | 0 | 0 |  |  | 7.2173 |  | 0.22981 | 22.9809 | 7.0332 | 0 | 2014-08-01 23:30 | 4557.8333 | 4.5578
|  | 2014-08-02 11:35:02 | 31.2087 | 1.9988 | 7.9953 | 7.6042 | 7.6042 | 0.19417 | 0.19417 | 0.7545 | 0.7545 | 4.7228 | 4.7228 | 4.2998 | 4.2998 | -5.6379 | -2.8189 | 3.4323 | 0 | 0 |  |  | 7.1958 |  | 0.25619 | 25.619 | 6.8647 | 0 | 2014-08-02 | 4299.8333 | 4.2998
|  | 2014-08-02 12:05:03 | 30.7242 | 2.0235 | 8.094 | 7.6008 | 7.6008 | 0.13817 | 0.13817 | 0.75533 | 0.75533 | 4.7228 | 4.7228 | 4.138 | 4.138 | -5.275 | -2.6375 | 2.8189 | 0 | 0 |  |  | 8.9034 |  | 0.26344 | 26.3441 | 5.6379 | 0 | 2014-08-02 00:30 | 4138 | 4.138
|  | 2014-08-02 12:35:02 | 30.1952 | 2.0212 | 8.0847 | 7.5982 | 7.5982 | 0.13 | 0.13 | 0.75667 | 0.75667 | 4.9428 | 4.9428 | 3.892 | 3.892 | -4.7909 | -2.3954 | 2.6375 | 0 | 0 |  |  | 7.5996 |  | 0.26775 | 26.7747 | 5.275 | 0 | 2014-08-02 01:00 | 3892 | 3.892
|  | 2014-08-02 13:05:02 | 29.7642 | 2.0467 | 8.1867 | 7.6058 | 7.6058 | 0.12917 | 0.12917 | 0.756 | 0.756 | 4.9428 | 4.9428 | 3.9707 | 3.9707 | -4.173 | -2.0865 | 2.3954 | 0 | 0 |  |  | 7.4499 |  | 0.27505 | 27.5051 | 4.7909 | 0 | 2014-08-02 01:30 | 3970.6667 | 3.9707
|  | 2014-08-02 13:35:02 | 29.3743 | 2.1065 | 8.426 | 7.603 | 7.603 | 0.12983 | 0.12983 | 0.75333 | 0.75333 | 4.6128 | 4.6128 | 3.9033 | 3.9033 | -3.946 | -1.973 | 2.0865 | 0 | 0 |  |  | 9.1843 |  | 0.28685 | 28.6849 | 4.173 | 0 | 2014-08-02 02:00 | 3903.3333 | 3.9033
|  | 2014-08-02 14:05:01 | 29.3625 | 2.2498 | 8.9993 | 7.6128 | 7.6128 | 0.13017 | 0.13017 | 0.75467 | 0.75467 | 4.6128 | 4.6128 | 3.805 | 3.805 | -3.4477 | -1.7239 | 1.973 | 0 | 0 |  |  | 9.0893 |  | 0.30649 | 30.6491 | 3.946 | 0 | 2014-08-02 02:30 | 3805 | 3.805
|  | 2014-08-02 14:35:03 | 29.2187 | 2.3063 | 9.2253 | 7.6097 | 7.6097 | 0.13017 | 0.13017 | 0.756 | 0.756 | 4.1804 | 4.1804 | 3.6328 | 3.6328 | -3.6843 | -1.8421 | 1.7239 | 0 | 0 |  |  | 8.5796 |  | 0.31573 | 31.5734 | 3.4477 | 0 | 2014-08-02 03:00 | 3632.8333 | 3.6328
|  | 2014-08-02 15:05:02 | 29.4223 | 2.3612 | 9.4447 | 7.5952 | 7.5952 | 0.1305 | 0.1305 | 0.75567 | 0.75567 | 4.1804 | 4.1804 | 3.5583 | 3.5583 | -3.7576 | -1.8788 | 1.8421 | 0 | 0 |  |  | 9.6336 |  | 0.321 | 32.1003 | 3.6843 | 0 | 2014-08-02 03:30 | 3558.3333 | 3.5583
|  | 2014-08-02 15:35:03 | 29.9277 | 2.4888 | 9.9553 | 7.4967 | 7.4967 | 0.14467 | 0.14467 | 0.75767 | 0.75767 | 2.6688 | 2.6688 | 3.7545 | 3.7545 | -5.15 | -2.575 | 1.8788 | 0 | 0 |  |  | 9.8558 |  | 0.33265 | 33.2646 | 3.7576 | 0 | 2014-08-02 04:00 | 3754.5 | 3.7545
|  | 2014-08-02 16:05:03 | 30.6012 | 2.6598 | 10.6393 | 7.4815 | 7.4815 | 0.20483 | 0.20483 | 0.75833 | 0.75833 | 2.6688 | 2.6688 | 3.939 | 3.939 | -4.9094 | -2.4547 | 2.575 | 0 | 0 |  |  | 11.4905 |  | 0.34768 | 34.7677 | 5.15 | 0 | 2014-08-02 04:30 | 3939 | 3.939
|  | 2014-08-02 16:35:01 | 31.115 | 2.7353 | 10.9413 | 7.4792 | 7.4792 | 0.22383 | 0.22383 | 0.75683 | 0.75683 | 2.0272 | 2.0272 | 3.9828 | 3.9828 | -5.7038 | -2.8519 | 2.4547 | 0 | 0 |  |  | 9.9566 |  | 0.35164 | 35.1642 | 4.9094 | 0 | 2014-08-02 05:00 | 3982.8333 | 3.9828
|  | 2014-08-02 17:05:02 | 31.0998 | 2.7837 | 11.1347 | 7.528 | 7.528 | 0.21133 | 0.21133 | 0.7565 | 0.7565 | 2.0272 | 2.0272 | 3.8767 | 3.8767 | -5.5655 | -2.7827 | 2.8519 | 0 | 0 |  |  | 11.6914 |  | 0.35803 | 35.803 | 5.7038 | 0 | 2014-08-02 05:30 | 3876.6667 | 3.8767
|  | 2014-08-02 17:35:03 | 30.9783 | 2.654 | 10.616 | 7.6185 | 7.6185 | 0.20367 | 0.20367 | 0.75633 | 0.75633 | 1.66 | 1.66 | 3.8295 | 3.8295 | -6.2943 | -3.1472 | 2.7827 | 0 | 0 |  |  | 10.9345 |  | 0.34269 | 34.2691 | 5.5655 | 0 | 2014-08-02 06:00 | 3829.5 | 3.8295
|  | 2014-08-02 18:05:03 | 30.849 | 2.4668 | 9.8673 | 7.6235 | 7.6235 | 0.18017 | 0.18017 | 0.75383 | 0.75383 | 1.66 | 1.66 | 3.7037 | 3.7037 | -7.0605 | -3.5302 | 3.1472 | 0 | 0 |  |  | 9.5713 |  | 0.31986 | 31.9859 | 6.2943 | 0 | 2014-08-02 06:30 | 3703.6667 | 3.7037
|  | 2014-08-02 18:35:02 | 30.419 | 2.498 | 9.992 | 7.6263 | 7.6263 | 0.17933 | 0.17933 | 0.7545 | 0.7545 | 0.9512 | 0.9512 | 3.518 | 3.518 | -7.3976 | -3.6988 | 3.5302 | 0 | 0 |  |  | 10.5915 |  | 0.32848 | 32.8479 | 7.0605 | 0 | 2014-08-02 07:00 | 3518 | 3.518
|  | 2014-08-02 19:05:03 | 29.8217 | 2.5063 | 10.0253 | 7.6193 | 7.6193 | 0.17467 | 0.17467 | 0.75517 | 0.75517 | 0.9512 | 0.9512 | 3.3712 | 3.3712 | -6.9248 | -3.4624 | 3.6988 | 0 | 0 |  |  | 9.9251 |  | 0.33618 | 33.6176 | 7.3976 | 0 | 2014-08-02 07:30 | 3371.1667 | 3.3712
|  | 2014-08-02 19:35:01 | 29.2915 | 2.3403 | 9.3613 | 7.5775 | 7.5775 | 0.162 | 0.162 | 0.7545 | 0.7545 | 0.2988 | 0.2988 | 3.35 | 3.35 | -7.7874 | -3.8937 | 3.4624 | 0 | 0 |  |  | 10.0166 |  | 0.31959 | 31.9592 | 6.9248 | 0 | 2014-08-02 08:00 | 3350 | 3.35
|  | 2014-08-02 20:05:01 | 29.8082 | 2.2843 | 9.1373 | 7.4475 | 7.4475 | 0.13967 | 0.13967 | 0.756 | 0.756 | 0.2988 | 0.2988 | 3.435 | 3.435 | -8.5939 | -4.2969 | 3.8937 | 0 | 0 |  |  | 9.3201 |  | 0.30654 | 30.6538 | 7.7874 | 0 | 2014-08-02 08:30 | 3435 | 3.435
|  | 2014-08-02 20:35:02 | 29.9917 | 2.2882 | 9.1527 | 7.4238 | 7.4238 | 0.142 | 0.142 | 0.75617 | 0.75617 | 0.016 | 0.016 | 3.6228 | 3.6228 | -8.8782 | -4.4391 | 4.2969 | 0 | 0 |  |  | 9.8849 |  | 0.30517 | 30.5174 | 8.5939 | 0 | 2014-08-02 09:00 | 3622.8333 | 3.6228
|  | 2014-08-02 21:05:01 | 29.22 | 2.3888 | 9.5553 | 7.4243 | 7.4243 | 0.12217 | 0.12217 | 0.7565 | 0.7565 | 0.016 | 0.016 | 3.4385 | 3.4385 | -7.9072 | -3.9536 | 4.4391 | 0 | 0 |  |  | 9.9375 |  | 0.32701 | 32.7013 | 8.8782 | 0 | 2014-08-02 09:30 | 3438.5 | 3.4385
|  | 2014-08-02 21:35:03 | 27.819 | 2.4133 | 9.6533 | 7.4223 | 7.4223 | 0.12317 | 0.12317 | 0.75667 | 0.75667 | 0 | 0 | 3.0892 | 3.0892 | -6.7743 | -3.3872 | 3.9536 | 0 | 0 |  |  | 8.9776 |  | 0.34701 | 34.7005 | 7.9072 | 0 | 2014-08-02 10:00 | 3089.1667 | 3.0892
|  | 2014-08-02 22:05:02 | 26.1483 | 2.3142 | 9.2567 | 7.4128 | 7.4128 | 0.113 | 0.113 | 0.75733 | 0.75733 | 0 | 0 | 2.5695 | 2.5695 | -6.039 | -3.0195 | 3.3872 | 0 | 0 |  |  | 8.8864 |  | 0.35401 | 35.4006 | 6.7743 | 0 | 2014-08-02 10:30 | 2569.5 | 2.5695
|  | 2014-08-02 22:35:03 | 24.6955 | 2.27 | 9.08 | 7.4123 | 7.4123 | 0.11283 | 0.11283 | 0.75733 | 0.75733 | 0 | 0 | 2.3222 | 2.3222 | -5.0108 | -2.5054 | 3.0195 | 0 | 0 |  |  | 9.8064 |  | 0.36768 | 36.7678 | 6.039 | 0 | 2014-08-02 11:00 | 2322.1667 | 2.3222
|  | 2014-08-02 23:05:02 | 23.3443 | 2.2505 | 9.002 | 7.409 | 7.409 | 0.11267 | 0.11267 | 0.7575 | 0.7575 | 0 | 0 | 2.311 | 2.311 | -3.7522 | -1.8761 | 2.5054 | 0 | 0 |  |  | 9.2721 |  | 0.38562 | 38.5618 | 5.0108 | 0 | 2014-08-02 11:30 | 2311 | 2.311
|  | 2014-08-02 23:35:02 | 22.461 | 2.2215 | 8.886 | 7.3182 | 7.3182 | 0.11267 | 0.11267 | 0.75833 | 0.75833 | 0 | 0 | 2.2903 | 2.2903 | -3.0955 | -1.5478 | 1.8761 | 0 | 0 |  |  | 8.7083 |  | 0.39562 | 39.5619 | 3.7522 | 0 | 2014-08-02 12:00 | 2290.3333 | 2.2903
|  | 2014-08-03 00:05:02 | 22.104 | 2.3807 | 9.5227 | 7.2597 | 7.2597 | 0.11317 | 0.11317 | 0.757 | 0.757 | 0 | 0 | 2.2658 | 2.2658 | -2.1857 | -1.0928 | 1.5478 | 0 | 0 |  |  | 9.237 |  | 0.43081 | 43.0812 | 3.0955 | 0 | 2014-08-02 12:30 | 2265.8333 | 2.2658
|  | 2014-08-03 00:35:01 | 21.92 | 2.3267 | 9.3067 | 7.2697 | 7.2697 | 0.1075 | 0.1075 | 0.7575 | 0.7575 | 0 | 0 | 2.2767 | 2.2767 | -2.202 | -1.101 | 1.0928 | 0 | 0 |  |  | 9.3997 |  | 0.42457 | 42.4574 | 2.1857 | 0 | 2014-08-02 13:00 | 2276.6667 | 2.2767
|  | 2014-08-03 01:05:03 | 21.7207 | 2.0862 | 8.3447 | 7.2703 | 7.2703 | 0.089333 | 0.089333 | 0.76 | 0.76 | 0 | 0 | 2.271 | 2.271 | -2.9853 | -1.4927 | 1.101 | 0 | 0 |  |  | 8.9288 |  | 0.38418 | 38.4181 | 2.202 | 0 | 2014-08-02 13:30 | 2271 | 2.271
|  | 2014-08-03 01:35:01 | 21.5893 | 1.9068 | 7.6273 | 7.329 | 7.329 | 0.0895 | 0.0895 | 0.74033 | 0.74033 | 0 | 0 | 2.2477 | 2.2477 | -3.5555 | -1.7777 | 1.4927 | 0 | 0 |  |  | 7.8562 |  | 0.35329 | 35.3292 | 2.9853 | 0 | 2014-08-02 14:00 | 2247.6667 | 2.2477
|  | 2014-08-03 02:05:02 | 21.5692 | 1.8247 | 7.2987 | 7.4062 | 7.4062 | 0.10667 | 0.10667 | 0.73917 | 0.73917 | 0 | 0 | 2.2503 | 2.2503 | -3.7682 | -1.8841 | 1.7777 | 0 | 0 |  |  | 7.8826 |  | 0.33838 | 33.8384 | 3.5555 | 0 | 2014-08-02 14:30 | 2250.3333 | 2.2503
|  | 2014-08-03 02:35:03 | 21.5427 | 1.8158 | 7.2633 | 7.4103 | 7.4103 | 0.11267 | 0.11267 | 0.74333 | 0.74333 | 0 | 0 | 2.2372 | 2.2372 | -3.7758 | -1.8879 | 1.8841 | 0 | 0 |  |  | 6.9002 |  | 0.33716 | 33.716 | 3.7682 | 0 | 2014-08-02 15:00 | 2237.1667 | 2.2372
|  | 2014-08-03 03:05:02 | 21.463 | 1.8782 | 7.5127 | 7.4192 | 7.4192 | 0.11783 | 0.11783 | 0.74083 | 0.74083 | 0 | 0 | 2.2297 | 2.2297 | -3.4428 | -1.7214 | 1.8879 | 0 | 0 |  |  | 7.2122 |  | 0.35003 | 35.0029 | 3.7758 | 0 | 2014-08-02 15:30 | 2229.6667 | 2.2297
|  | 2014-08-03 03:35:02 | 21.5408 | 1.8253 | 7.3013 | 7.5027 | 7.5027 | 0.122 | 0.122 | 0.7305 | 0.7305 | 0 | 0 | 2.2423 | 2.2423 | -3.642 | -1.821 | 1.7214 | 0 | 0 |  |  | 7.3743 |  | 0.33895 | 33.8953 | 3.4428 | 0 | 2014-08-02 16:00 | 2242.3333 | 2.2423
|  | 2014-08-03 04:05:03 | 21.5457 | 1.8512 | 7.4047 | 7.5137 | 7.5137 | 0.14 | 0.14 | 0.688 | 0.688 | 0 | 0 | 2.203 | 2.203 | -3.5963 | -1.7982 | 1.821 | 0 | 0 |  |  | 7.8489 |  | 0.34367 | 34.3673 | 3.642 | 0 | 2014-08-02 16:30 | 2203 | 2.203
|  | 2014-08-03 04:35:02 | 21.057 | 1.8597 | 7.4387 | 7.5147 | 7.5147 | 0.14117 | 0.14117 | 0.63767 | 0.63767 | 0 | 0 | 2.1258 | 2.1258 | -3.199 | -1.5995 | 1.7982 | 0 | 0 |  |  | 7.0667 |  | 0.35326 | 35.3263 | 3.5963 | 0 | 2014-08-02 17:00 | 2125.8333 | 2.1258
|  | 2014-08-03 05:05:01 | 21.4377 | 1.886 | 7.544 | 7.5065 | 7.5065 | 0.131 | 0.131 | 0.6865 | 0.6865 | 0 | 0 | 2.1357 | 2.1357 | -3.434 | -1.717 | 1.5995 | 0 | 0 |  |  | 7.9966 |  | 0.3519 | 35.1904 | 3.199 | 0 | 2014-08-02 17:30 | 2135.6667 | 2.1357
|  | 2014-08-03 05:35:02 | 21.6703 | 1.8898 | 7.5593 | 7.513 | 7.513 | 0.1275 | 0.1275 | 0.75933 | 0.75933 | 0 | 0 | 2.233 | 2.233 | -3.4782 | -1.7391 | 1.717 | 0 | 0 |  |  | 7.4837 |  | 0.34883 | 34.8833 | 3.434 | 0 | 2014-08-02 18:00 | 2233 | 2.233
|  | 2014-08-03 06:05:03 | 21.7003 | 1.9057 | 7.6227 | 7.5173 | 7.5173 | 0.13417 | 0.13417 | 0.72083 | 0.72083 | 0 | 0 | 2.3383 | 2.3383 | -3.367 | -1.6835 | 1.7391 | 0 | 0 |  |  | 8.2325 |  | 0.35127 | 35.127 | 3.4782 | 0 | 2014-08-02 18:30 | 2338.3333 | 2.3383
|  | 2014-08-03 06:35:02 | 22.224 | 1.8647 | 7.4587 | 7.5143 | 7.5143 | 0.15467 | 0.15467 | 0.69467 | 0.69467 | 0.3948 | 0.3948 | 2.3842 | 2.3842 | -3.6227 | -1.8114 | 1.6835 | 0 | 0 |  |  | 7.6824 |  | 0.33561 | 33.5613 | 3.367 | 0 | 2014-08-02 19:00 | 2384.1667 | 2.3842
|  | 2014-08-03 07:05:01 | 23.3897 | 1.8435 | 7.374 | 7.5132 | 7.5132 | 0.207 | 0.207 | 0.69567 | 0.69567 | 0.3948 | 0.3948 | 2.4167 | 2.4167 | -4.7884 | -2.3942 | 1.8114 | 0 | 0 |  |  | 7.2265 |  | 0.31527 | 31.5267 | 3.6227 | 0 | 2014-08-02 19:30 | 2416.6667 | 2.4167
|  | 2014-08-03 07:35:02 | 24.5277 | 1.8913 | 7.5653 | 7.4778 | 7.4778 | 0.2165 | 0.2165 | 0.69033 | 0.69033 | 0.9572 | 0.9572 | 2.8492 | 2.8492 | -4.7713 | -2.3857 | 2.3942 | 0 | 0 |  |  | 7.9436 |  | 0.30844 | 30.8441 | 4.7884 | 0 | 2014-08-02 20:00 | 2849.1667 | 2.8492
|  | 2014-08-03 08:05:03 | 25.78 | 1.9747 | 7.8987 | 7.3663 | 7.3663 | 0.25117 | 0.25117 | 0.69067 | 0.69067 | 0.9572 | 0.9572 | 3.1098 | 3.1098 | -5.5061 | -2.7531 | 2.3857 | 0 | 0 |  |  | 7.3458 |  | 0.30639 | 30.6387 | 4.7713 | 0 | 2014-08-02 20:30 | 3109.8333 | 3.1098
|  | 2014-08-03 08:35:02 | 26.8335 | 2.0525 | 8.21 | 7.2718 | 7.2718 | 0.257 | 0.257 | 0.74217 | 0.74217 | 2.1048 | 2.1048 | 3.2995 | 3.2995 | -4.9482 | -2.4741 | 2.7531 | 0 | 0 |  |  | 8.0458 |  | 0.30596 | 30.5961 | 5.5061 | 0 | 2014-08-02 21:00 | 3299.5 | 3.2995
|  | 2014-08-03 09:05:02 | 27.5255 | 2.0787 | 8.3147 | 7.2642 | 7.2642 | 0.27067 | 0.27067 | 0.7785 | 0.7785 | 2.1048 | 2.1048 | 3.5283 | 3.5283 | -5.2644 | -2.6322 | 2.4741 | 0 | 0 |  |  | 7.9821 |  | 0.30207 | 30.2071 | 4.9482 | 0 | 2014-08-02 21:30 | 3528.3333 | 3.5283
|  | 2014-08-03 09:35:03 | 27.877 | 2.1737 | 8.6947 | 7.2603 | 7.2603 | 0.27117 | 0.27117 | 0.77617 | 0.77617 | 3.1796 | 3.1796 | 3.7057 | 3.7057 | -3.9894 | -1.9947 | 2.6322 | 0 | 0 |  |  | 8.9555 |  | 0.31189 | 31.1894 | 5.2644 | 0 | 2014-08-02 22:00 | 3705.6667 | 3.7057
|  | 2014-08-03 10:05:03 | 28.3023 | 2.247 | 8.988 | 7.2413 | 7.2413 | 0.24967 | 0.24967 | 0.77617 | 0.77617 | 3.1796 | 3.1796 | 3.7523 | 3.7523 | -4.1152 | -2.0576 | 1.9947 | 0 | 0 |  |  | 8.1791 |  | 0.31757 | 31.7571 | 3.9894 | 0 | 2014-08-02 22:30 | 3752.3333 | 3.7523
|  | 2014-08-03 10:35:04 | 28.4883 | 2.3215 | 9.286 | 7.274 | 7.274 | 0.24333 | 0.24333 | 0.77683 | 0.77683 | 4.2716 | 4.2716 | 3.933 | 3.933 | -2.7036 | -1.3518 | 2.0576 | 0 | 0 |  |  | 10.1217 |  | 0.32596 | 32.5958 | 4.1152 | 0 | 2014-08-02 23:00 | 3933 | 3.933
|  | 2014-08-03 11:05:03 | 28.6905 | 2.4552 | 9.8207 | 7.2007 | 7.2007 | 0.24567 | 0.24567 | 0.766 | 0.766 | 4.2716 | 4.2716 | 3.9923 | 3.9923 | -2.3936 | -1.1968 | 1.3518 | 0 | 0 |  |  | 9.8207 |  | 0.3423 | 34.2297 | 2.7036 | 0 | 2014-08-02 23:30 | 3992.3333 | 3.9923
|  | 2014-08-03 11:35:02 | 28.6387 | 2.6702 | 10.6807 | 7.1938 | 7.1938 | 0.256 | 0.256 | 0.76517 | 0.76517 | 4.7872 | 4.7872 | 3.9532 | 3.9532 | -1.0026 | -0.50132 | 1.1968 | 0 | 0 |  |  | 11.5351 |  | 0.37295 | 37.2946 | 2.3936 | 0 | 2014-08-03 | 3953.1667 | 3.9532
|  | 2014-08-03 12:05:04 | 28.282 | 3.0815 | 12.326 | 7.1875 | 7.1875 | 0.24933 | 0.24933 | 0.75217 | 0.75217 | 4.7872 | 4.7872 | 3.7078 | 3.7078 | 0.72803 | 0.36402 | 0.50132 | 0.36402 | 0 |  |  | 13.4353 |  | 0.43582 | 43.5825 | 1.0026 | 0 | 2014-08-03 00:30 | 3707.8333 | 3.7078
|  | 2014-08-03 12:35:01 | 27.8153 | 3.0343 | 12.1373 | 7.1793 | 7.1793 | 0.24883 | 0.24883 | 0.66067 | 0.66067 | 5.706 | 5.706 | 3.5492 | 3.5492 | 1.666 | 0.833 | 0 | 1.197 | 0 |  |  | 12.016 |  | 0.43635 | 43.6354 | 0 | 0 | 2014-08-03 01:00 | 3549.1667 | 3.5492
|  | 2014-08-03 13:05:02 | 27.527 | 3.009 | 12.036 | 7.1802 | 7.1802 | 0.22867 | 0.22867 | 0.73183 | 0.73183 | 5.706 | 5.706 | 3.4923 | 3.4923 | 1.848 | 0.924 | 0 | 2.121 | 0 |  |  | 12.1564 |  | 0.43724 | 43.7243 | 0 | 0 | 2014-08-03 01:30 | 3492.3333 | 3.4923
|  | 2014-08-03 13:35:02 | 27.1927 | 3.0203 | 12.0813 | 7.1832 | 7.1832 | 0.22533 | 0.22533 | 0.755 | 0.755 | 5.524 | 5.524 | 3.4737 | 3.4737 | 2.0498 | 1.0249 | 0 | 3.1459 | 0 |  |  | 12.323 |  | 0.44429 | 44.4286 | 0 | 0 | 2014-08-03 02:00 | 3473.6667 | 3.4737
|  | 2014-08-03 14:05:02 | 27.1323 | 3.1317 | 12.5267 | 7.1847 | 7.1847 | 0.21083 | 0.21083 | 0.75467 | 0.75467 | 5.524 | 5.524 | 3.4515 | 3.4515 | 2.52 | 1.26 | 0 | 4.4059 | 0 |  |  | 13.6541 |  | 0.46169 | 46.1688 | 0 | 0 | 2014-08-03 02:30 | 3451.5 | 3.4515
|  | 2014-08-03 14:35:02 | 27.2285 | 3.1802 | 12.7207 | 7.2082 | 7.2082 | 0.20833 | 0.20833 | 0.7545 | 0.7545 | 5.7496 | 5.7496 | 3.4257 | 3.4257 | 2.8384 | 1.4192 | 0 | 5.8251 | 0 |  |  | 13.4839 |  | 0.46718 | 46.7182 | 0 | 0 | 2014-08-03 03:00 | 3425.6667 | 3.4257
|  | 2014-08-03 15:05:02 | 27.5737 | 3.2583 | 13.0333 | 7.3423 | 7.3423 | 0.18217 | 0.18217 | 0.7555 | 0.7555 | 5.7496 | 5.7496 | 3.4567 | 3.4567 | 2.9459 | 1.473 | 0 | 7.2981 | 0 |  |  | 13.1637 |  | 0.47267 | 47.2673 | 0 | 0 | 2014-08-03 03:30 | 3456.6667 | 3.4567
|  | 2014-08-03 15:35:02 | 28.1987 | 3.1857 | 12.7427 | 7.387 | 7.387 | 0.18233 | 0.18233 | 0.75617 | 0.75617 | 4.3148 | 4.3148 | 3.8018 | 3.8018 | 0.98613 | 0.49307 | 0 | 7.7912 | 0 |  |  | 12.9975 |  | 0.45189 | 45.1889 | 0 | 0 | 2014-08-03 04:00 | 3801.8333 | 3.8018
|  | 2014-08-03 16:05:02 | 28.6775 | 3.1317 | 12.5267 | 7.3923 | 7.3923 | 0.19333 | 0.19333 | 0.75817 | 0.75817 | 4.3148 | 4.3148 | 3.9542 | 3.9542 | 0.46197 | 0.23098 | 0 | 8.0222 | 0 |  |  | 12.7772 |  | 0.43681 | 43.6812 | 0 | 0 | 2014-08-03 04:30 | 3954.1667 | 3.9542
|  | 2014-08-03 16:35:02 | 29.0445 | 3.0033 | 12.0133 | 7.4012 | 7.4012 | 0.195 | 0.195 | 0.76333 | 0.76333 | 3.4428 | 3.4428 | 3.9798 | 3.9798 | -1.249 | -0.62452 | 0 | 7.3977 | 0 |  |  | 11.1724 |  | 0.41362 | 41.3618 | 0 | 1.249 | 2014-08-03 05:00 | 3979.8333 | 3.9798
|  | 2014-08-03 17:05:03 | 29.303 | 2.9797 | 11.9187 | 7.3995 | 7.3995 | 0.20433 | 0.20433 | 0.77017 | 0.77017 | 3.4428 | 3.4428 | 3.9102 | 3.9102 | -1.6574 | -0.82868 | 0 | 6.569 | 0 |  |  | 11.9187 |  | 0.40674 | 40.6739 | 0 | 1.6574 | 2014-08-03 05:30 | 3910.1667 | 3.9102
|  | 2014-08-03 17:35:02 | 29.3033 | 2.904 | 11.616 | 7.3942 | 7.3942 | 0.216 | 0.216 | 0.77317 | 0.77317 | 2.6576 | 2.6576 | 3.8833 | 3.8833 | -2.7631 | -1.3815 | 0 | 5.1874 | 0 |  |  | 12.6614 |  | 0.39641 | 39.6405 | 0 | 2.7631 | 2014-08-03 06:00 | 3883.3333 | 3.8833
|  | 2014-08-03 18:05:02 | 29.4108 | 2.9178 | 11.6713 | 7.406 | 7.406 | 0.22733 | 0.22733 | 0.77617 | 0.77617 | 2.6576 | 2.6576 | 3.8517 | 3.8517 | -2.8207 | -1.4104 | 0 | 3.7771 | 0 |  |  | 11.2045 |  | 0.39684 | 39.6838 | 0 | 2.8207 | 2014-08-03 06:30 | 3851.6667 | 3.8517
|  | 2014-08-03 18:35:03 | 29.1835 | 2.9015 | 11.606 | 7.4057 | 7.4057 | 0.236 | 0.236 | 0.77633 | 0.77633 | 1.6696 | 1.6696 | 3.8237 | 3.8237 | -3.6662 | -1.8331 | 0 | 1.944 | 0 |  |  | 11.0257 |  | 0.39769 | 39.769 | 0 | 3.6662 | 2014-08-03 07:00 | 3823.6667 | 3.8237
|  | 2014-08-03 19:05:01 | 29.1362 | 2.7975 | 11.19 | 7.4085 | 7.4085 | 0.23033 | 0.23033 | 0.77533 | 0.77533 | 1.6696 | 1.6696 | 3.783 | 3.783 | -4.0794 | -2.0397 | 0 | 0 | 0 |  |  | 11.19 |  | 0.38406 | 38.4059 | 0 | 3.8879 | 2014-08-03 07:30 | 3783 | 3.783
|  | 2014-08-03 19:35:02 | 29.143 | 2.6762 | 10.7047 | 7.4065 | 7.4065 | 0.22467 | 0.22467 | 0.76733 | 0.76733 | 0.3588 | 0.3588 | 3.8165 | 3.8165 | -5.8645 | -2.9323 | 2.0397 | 0 | 0 |  |  | 11.561 |  | 0.36732 | 36.7315 | 4.0794 | 0 | 2014-08-03 08:00 | 3816.5 | 3.8165
|  | 2014-08-03 20:05:02 | 30.1402 | 2.6282 | 10.5127 | 7.4343 | 7.4343 | 0.18683 | 0.18683 | 0.76517 | 0.76517 | 0.3588 | 0.3588 | 4.0853 | 4.0853 | -6.797 | -3.3985 | 2.9323 | 0 | 0 |  |  | 10.6178 |  | 0.34879 | 34.8793 | 5.8645 | 0 | 2014-08-03 08:30 | 4085.3333 | 4.0853
|  | 2014-08-03 20:35:01 | 30.3568 | 2.69 | 10.76 | 7.4908 | 7.4908 | 0.19717 | 0.19717 | 0.75883 | 0.75883 | 0.0412 | 0.0412 | 4.3723 | 4.3723 | -6.7365 | -3.3682 | 3.3985 | 0 | 0 |  |  | 11.4056 |  | 0.35445 | 35.4451 | 6.797 | 0 | 2014-08-03 09:00 | 4372.3333 | 4.3723
|  | 2014-08-03 21:05:02 | 29.5648 | 2.6718 | 10.6873 | 7.49 | 7.49 | 0.1735 | 0.1735 | 0.7565 | 0.7565 | 0.0412 | 0.0412 | 4.365 | 4.365 | -6.0513 | -3.0257 | 3.3682 | 0 | 0 |  |  | 9.6186 |  | 0.36149 | 36.1488 | 6.7365 | 0 | 2014-08-03 09:30 | 4365 | 4.365
|  | 2014-08-03 21:35:02 | 28.0832 | 2.5947 | 10.3787 | 7.4842 | 7.4842 | 0.187 | 0.187 | 0.763 | 0.763 | 0 | 0 | 3.8672 | 3.8672 | -5.4032 | -2.7016 | 3.0257 | 0 | 0 |  |  | 9.8597 |  | 0.36957 | 36.9569 | 6.0513 | 0 | 2014-08-03 10:00 | 3867.1667 | 3.8672
|  | 2014-08-03 22:05:01 | 26.2243 | 2.459 | 9.836 | 7.4847 | 7.4847 | 0.19983 | 0.19983 | 0.76417 | 0.76417 | 0 | 0 | 3.3917 | 3.3917 | -4.548 | -2.274 | 2.7016 | 0 | 0 |  |  | 8.9508 |  | 0.37507 | 37.5071 | 5.4032 | 0 | 2014-08-03 10:30 | 3391.6667 | 3.3917
|  | 2014-08-03 22:35:03 | 24.5352 | 2.4772 | 9.9087 | 7.4935 | 7.4935 | 0.11283 | 0.11283 | 0.76233 | 0.76233 | 0 | 0 | 3.1337 | 3.1337 | -3.1242 | -1.5621 | 2.274 | 0 | 0 |  |  | 10.8004 |  | 0.40386 | 40.3856 | 4.548 | 0 | 2014-08-03 11:00 | 3133.6667 | 3.1337
|  | 2014-08-03 23:05:03 | 23.5232 | 2.5712 | 10.2847 | 7.51 | 7.51 | 0.1025 | 0.1025 | 0.75933 | 0.75933 | 0 | 0 | 2.8772 | 2.8772 | -1.9895 | -0.99475 | 1.5621 | 0 | 0 |  |  | 11.0046 |  | 0.43721 | 43.7214 | 3.1242 | 0 | 2014-08-03 11:30 | 2877.1667 | 2.8772
|  | 2014-08-03 23:35:03 | 23.039 | 2.4263 | 9.7053 | 7.5333 | 7.5333 | 0.102 | 0.102 | 0.76567 | 0.76567 | 0 | 0 | 2.7413 | 2.7413 | -2.1913 | -1.0957 | 0.99475 | 0 | 0 |  |  | 9.5112 |  | 0.42126 | 42.1257 | 1.9895 | 0 | 2014-08-03 12:00 | 2741.3333 | 2.7413
|  | 2014-08-04 00:05:02 | 22.9937 | 2.3047 | 9.2187 | 7.4545 | 7.4545 | 0.10217 | 0.10217 | 0.76683 | 0.76683 | 0 | 0 | 2.7377 | 2.7377 | -2.7138 | -1.3569 | 1.0957 | 0 | 0 |  |  | 9.9562 |  | 0.40092 | 40.0922 | 2.1913 | 0 | 2014-08-03 12:30 | 2737.6667 | 2.7377
|  | 2014-08-04 00:35:01 | 22.778 | 2.2312 | 8.9247 | 7.323 | 7.323 | 0.10083 | 0.10083 | 0.76783 | 0.76783 | 0 | 0 | 2.751 | 2.751 | -2.9107 | -1.4553 | 1.3569 | 0 | 0 |  |  | 9.0139 |  | 0.39181 | 39.1811 | 2.7138 | 0 | 2014-08-03 13:00 | 2751 | 2.751
|  | 2014-08-04 01:05:02 | 22.628 | 2.2253 | 8.9013 | 7.2982 | 7.2982 | 0.1005 | 0.1005 | 0.76633 | 0.76633 | 0 | 0 | 2.7337 | 2.7337 | -2.828 | -1.414 | 1.4553 | 0 | 0 |  |  | 9.5244 |  | 0.39338 | 39.3377 | 2.9107 | 0 | 2014-08-03 13:30 | 2733.6667 | 2.7337
|  | 2014-08-04 01:35:01 | 22.3982 | 2.2475 | 8.99 | 7.3083 | 7.3083 | 0.094667 | 0.094667 | 0.76417 | 0.76417 | 0 | 0 | 2.6502 | 2.6502 | -2.5908 | -1.2954 | 1.414 | 0 | 0 |  |  | 8.1809 |  | 0.40137 | 40.1372 | 2.828 | 0 | 2014-08-03 14:00 | 2650.1667 | 2.6502
|  | 2014-08-04 02:05:02 | 22.3733 | 2.0927 | 8.3707 | 7.31 | 7.31 | 0.062667 | 0.062667 | 0.76333 | 0.76333 | 0 | 0 | 2.6437 | 2.6437 | -3.223 | -1.6115 | 1.2954 | 0 | 0 |  |  | 8.2033 |  | 0.37414 | 37.4136 | 2.5908 | 0 | 2014-08-03 14:30 | 2643.6667 | 2.6437
|  | 2014-08-04 02:35:03 | 22.3663 | 2.0923 | 8.3693 | 7.3065 | 7.3065 | 0.0585 | 0.0585 | 0.76383 | 0.76383 | 0 | 0 | 2.6463 | 2.6463 | -3.2218 | -1.6109 | 1.6115 | 0 | 0 |  |  | 8.1183 |  | 0.37419 | 37.4193 | 3.223 | 0 | 2014-08-03 15:00 | 2646.3333 | 2.6463
|  | 2014-08-04 03:05:03 | 22.4473 | 2.0658 | 8.2633 | 7.3185 | 7.3185 | 0.058 | 0.058 | 0.76633 | 0.76633 | 0 | 0 | 2.676 | 2.676 | -3.3652 | -1.6826 | 1.6109 | 0 | 0 |  |  | 7.437 |  | 0.36812 | 36.8121 | 3.2218 | 0 | 2014-08-03 15:30 | 2676 | 2.676
|  | 2014-08-04 03:35:01 | 22.6465 | 2.0208 | 8.0833 | 7.356 | 7.356 | 0.062833 | 0.062833 | 0.767 | 0.767 | 0 | 0 | 2.7833 | 2.7833 | -3.594 | -1.797 | 1.6826 | 0 | 0 |  |  | 7.3558 |  | 0.35694 | 35.6935 | 3.3652 | 0 | 2014-08-03 16:00 | 2783.3333 | 2.7833
|  | 2014-08-04 04:05:04 | 22.9445 | 1.953 | 7.812 | 7.5033 | 7.5033 | 0.091 | 0.091 | 0.76467 | 0.76467 | 0 | 0 | 2.889 | 2.889 | -3.8845 | -1.9422 | 1.797 | 0 | 0 |  |  | 8.2026 |  | 0.34047 | 34.0474 | 3.594 | 0 | 2014-08-03 16:30 | 2889 | 2.889
|  | 2014-08-04 04:35:02 | 23.3015 | 1.8382 | 7.3527 | 7.5485 | 7.5485 | 0.095167 | 0.095167 | 0.76783 | 0.76783 | 0 | 0 | 3.0782 | 3.0782 | -4.4592 | -2.2296 | 1.9422 | 0 | 0 |  |  | 6.985 |  | 0.31554 | 31.5545 | 3.8845 | 0 | 2014-08-03 17:00 | 3078.1667 | 3.0782
|  | 2014-08-04 05:05:04 | 24.3683 | 1.844 | 7.376 | 7.5658 | 7.5658 | 0.0935 | 0.0935 | 0.7635 | 0.7635 | 0 | 0 | 3.336 | 3.336 | -5.2335 | -2.6167 | 2.2296 | 0 | 0 |  |  | 7.081 |  | 0.30269 | 30.2688 | 4.4592 | 0 | 2014-08-03 17:30 | 3336 | 3.336
|  | 2014-08-04 05:35:02 | 25.8623 | 1.8492 | 7.3967 | 7.5707 | 7.5707 | 0.11083 | 0.11083 | 0.7545 | 0.7545 | 0 | 0 | 3.8423 | 3.8423 | -6.1873 | -3.0937 | 2.6167 | 0 | 0 |  |  | 7.8405 |  | 0.286 | 28.6002 | 5.2335 | 0 | 2014-08-03 18:00 | 3842.3333 | 3.8423
|  | 2014-08-04 06:05:02 | 28.3778 | 1.9272 | 7.7087 | 7.5763 | 7.5763 | 0.22333 | 0.22333 | 0.75483 | 0.75483 | 0 | 0 | 4.4703 | 4.4703 | -7.6443 | -3.8222 | 3.0937 | 0 | 0 |  |  | 7.6316 |  | 0.27164 | 27.1644 | 6.1873 | 0 | 2014-08-03 18:30 | 4470.3333 | 4.4703
|  | 2014-08-04 06:35:01 | 30.4587 | 1.8435 | 7.374 | 7.5748 | 7.5748 | 0.19667 | 0.19667 | 0.75483 | 0.75483 | 0.67 | 0.67 | 4.856 | 4.856 | -9.0323 | -4.5162 | 3.8222 | 0 | 0 |  |  | 7.0053 |  | 0.2421 | 24.2099 | 7.6443 | 0 | 2014-08-03 19:00 | 4856 | 4.856
|  | 2014-08-04 07:05:02 | 32.5178 | 1.872 | 7.488 | 7.5795 | 7.5795 | 0.22683 | 0.22683 | 0.75383 | 0.75383 | 0.67 | 0.67 | 5.19 | 5.19 | -10.6097 | -5.3048 | 4.5162 | 0 | 0 |  |  | 7.9373 |  | 0.23027 | 23.0274 | 9.0323 | 0 | 2014-08-03 19:30 | 5190 | 5.19
|  | 2014-08-04 07:35:02 | 33.844 | 2.0118 | 8.0473 | 7.5745 | 7.5745 | 0.23417 | 0.23417 | 0.75267 | 0.75267 | 1.724 | 1.724 | 5.0205 | 5.0205 | -10.4908 | -5.2454 | 5.3048 | 0 | 0 |  |  | 8.8521 |  | 0.23778 | 23.7777 | 10.6097 | 0 | 2014-08-03 20:00 | 5020.5 | 5.0205
|  | 2014-08-04 08:05:01 | 34.643 | 2.0682 | 8.2727 | 7.5718 | 7.5718 | 0.22183 | 0.22183 | 0.7525 | 0.7525 | 1.724 | 1.724 | 5.0495 | 5.0495 | -11.0507 | -5.5253 | 5.2454 | 0 | 0 |  |  | 8.8518 |  | 0.2388 | 23.8798 | 10.4908 | 0 | 2014-08-03 20:30 | 5049.5 | 5.0495
|  | 2014-08-04 08:35:02 | 34.9077 | 1.9197 | 7.6787 | 7.577 | 7.577 | 0.21283 | 0.21283 | 0.75283 | 0.75283 | 2.272 | 2.272 | 5.0343 | 5.0343 | -11.38 | -5.69 | 5.5253 | 0 | 0 |  |  | 8.293 |  | 0.21997 | 21.9971 | 11.0507 | 0 | 2014-08-03 21:00 | 5034.3333 | 5.0343
|  | 2014-08-04 09:05:02 | 34.9682 | 1.8192 | 7.2767 | 7.5977 | 7.5977 | 0.21417 | 0.21417 | 0.7535 | 0.7535 | 2.272 | 2.272 | 4.9778 | 4.9778 | -11.8763 | -5.9382 | 5.69 | 0 | 0 |  |  | 8.0043 |  | 0.20809 | 20.8094 | 11.38 | 0 | 2014-08-03 21:30 | 4977.8333 | 4.9778
|  | 2014-08-04 09:35:03 | 35.0035 | 1.865 | 7.46 | 7.5893 | 7.5893 | 0.22 | 0.22 | 0.76433 | 0.76433 | 3.066 | 3.066 | 5.0397 | 5.0397 | -10.8642 | -5.4321 | 5.9382 | 0 | 0 |  |  | 7.0124 |  | 0.21312 | 21.3122 | 11.8763 | 0 | 2014-08-03 22:00 | 5039.6667 | 5.0397
|  | 2014-08-04 10:05:05 | 35.114 | 1.7482 | 6.9927 | 7.5975 | 7.5975 | 0.24033 | 0.24033 | 0.76483 | 0.76483 | 3.066 | 3.066 | 5.2332 | 5.2332 | -11.2195 | -5.6097 | 5.4321 | 0 | 0 |  |  | 7.1325 |  | 0.19914 | 19.9142 | 10.8642 | 0 | 2014-08-03 22:30 | 5233.1667 | 5.2332
|  | 2014-08-04 10:35:02 | 35.234 | 1.5913 | 6.3653 | 7.5865 | 7.5865 | 0.242 | 0.242 | 0.76483 | 0.76483 | 4.6708 | 4.6708 | 5.4683 | 5.4683 | -10.1362 | -5.0681 | 5.6097 | 0 | 0 |  |  | 6.8746 |  | 0.18066 | 18.0659 | 11.2195 | 0 | 2014-08-03 23:00 | 5468.3333 | 5.4683
|  | 2014-08-04 11:05:03 | 35.505 | 1.6138 | 6.4553 | 7.5868 | 7.5868 | 0.242 | 0.242 | 0.76483 | 0.76483 | 4.6708 | 4.6708 | 5.5018 | 5.5018 | -10.2834 | -5.1417 | 5.0681 | 0 | 0 |  |  | 6.5199 |  | 0.18181 | 18.1815 | 10.1362 | 0 | 2014-08-03 23:30 | 5501.8333 | 5.5018
|  | 2014-08-04 11:35:02 | 35.4303 | 1.5442 | 6.1767 | 7.5765 | 7.5765 | 0.24567 | 0.24567 | 0.7645 | 0.7645 | 5.138 | 5.138 | 5.611 | 5.611 | -9.918 | -4.959 | 5.1417 | 0 | 0 |  |  | 6.362 |  | 0.17433 | 17.4333 | 10.2834 | 0 | 2014-08-04 | 5611 | 5.611
|  | 2014-08-04 12:05:03 | 35.1617 | 1.5167 | 6.0667 | 7.5755 | 7.5755 | 0.15367 | 0.15367 | 0.76417 | 0.76417 | 5.138 | 5.138 | 5.5415 | 5.5415 | -9.9222 | -4.9611 | 4.959 | 0 | 0 |  |  | 6.1273 |  | 0.17254 | 17.2536 | 9.918 | 0 | 2014-08-04 00:30 | 5541.5 | 5.5415
|  | 2014-08-04 12:35:02 | 34.8793 | 1.456 | 5.824 | 7.5792 | 7.5792 | 0.13883 | 0.13883 | 0.76433 | 0.76433 | 5.2428 | 5.2428 | 5.3322 | 5.3322 | -9.998 | -4.999 | 4.9611 | 0 | 0 |  |  | 6.1152 |  | 0.16698 | 16.6976 | 9.9222 | 0 | 2014-08-04 01:00 | 5332.1667 | 5.3322
|  | 2014-08-04 13:05:02 | 34.6862 | 1.5925 | 6.37 | 7.5798 | 7.5798 | 0.1395 | 0.1395 | 0.7645 | 0.7645 | 5.2428 | 5.2428 | 5.1265 | 5.1265 | -9.463 | -4.7315 | 4.999 | 0 | 0 |  |  | 6.0515 |  | 0.18365 | 18.3647 | 9.998 | 0 | 2014-08-04 01:30 | 5126.5 | 5.1265
|  | 2014-08-04 13:35:02 | 34.5758 | 1.7032 | 6.8127 | 7.5923 | 7.5923 | 0.13983 | 0.13983 | 0.76417 | 0.76417 | 5.294 | 5.294 | 5.029 | 5.029 | -8.9438 | -4.4719 | 4.7315 | 0 | 0 |  |  | 6.1314 |  | 0.19704 | 19.7036 | 9.463 | 0 | 2014-08-04 02:00 | 5029 | 5.029
|  | 2014-08-04 14:05:03 | 34.4893 | 1.7903 | 7.1613 | 7.6107 | 7.6107 | 0.14083 | 0.14083 | 0.7635 | 0.7635 | 5.294 | 5.294 | 4.9657 | 4.9657 | -8.5533 | -4.2767 | 4.4719 | 0 | 0 |  |  | 7.6626 |  | 0.20764 | 20.7639 | 8.9438 | 0 | 2014-08-04 02:30 | 4965.6667 | 4.9657
|  | 2014-08-04 14:35:02 | 34.5817 | 1.8115 | 7.246 | 7.5518 | 7.5518 | 0.141 | 0.141 | 0.76283 | 0.76283 | 5.26 | 5.26 | 5.108 | 5.108 | -8.512 | -4.256 | 4.2767 | 0 | 0 |  |  | 6.8112 |  | 0.20953 | 20.9533 | 8.5533 | 0 | 2014-08-04 03:00 | 5108 | 5.108
|  | 2014-08-04 15:05:04 | 34.8958 | 1.7545 | 7.018 | 7.4272 | 7.4272 | 0.15483 | 0.15483 | 0.766 | 0.766 | 5.26 | 5.26 | 5.4765 | 5.4765 | -8.7933 | -4.3967 | 4.256 | 0 | 0 |  |  | 6.5969 |  | 0.20111 | 20.1113 | 8.512 | 0 | 2014-08-04 03:30 | 5476.5 | 5.4765
|  | 2014-08-04 15:35:02 | 35.4973 | 1.7268 | 6.9073 | 7.4 | 7.4 | 0.17067 | 0.17067 | 0.76783 | 0.76783 | 3.7692 | 3.7692 | 5.818 | 5.818 | -10.6643 | -5.3322 | 4.3967 | 0 | 0 |  |  | 7.529 |  | 0.19459 | 19.4587 | 8.7933 | 0 | 2014-08-04 04:00 | 5818 | 5.818
|  | 2014-08-04 16:05:02 | 35.981 | 1.6727 | 6.6907 | 7.3952 | 7.3952 | 0.21333 | 0.21333 | 0.76933 | 0.76933 | 3.7692 | 3.7692 | 5.9832 | 5.9832 | -11.1601 | -5.5801 | 5.3322 | 0 | 0 |  |  | 6.9583 |  | 0.18595 | 18.595 | 10.6643 | 0 | 2014-08-04 04:30 | 5983.1667 | 5.9832
|  | 2014-08-04 16:35:02 | 36.083 | 1.5218 | 6.0873 | 7.3878 | 7.3878 | 0.21833 | 0.21833 | 0.76617 | 0.76617 | 3.1432 | 3.1432 | 6.115 | 6.115 | -12.3651 | -6.1826 | 5.5801 | 0 | 0 |  |  | 6.4526 |  | 0.1687 | 16.8704 | 11.1601 | 0 | 2014-08-04 05:00 | 6115 | 6.115
|  | 2014-08-04 17:05:03 | 35.8058 | 1.5513 | 6.2053 | 7.3915 | 7.3915 | 0.20417 | 0.20417 | 0.76567 | 0.76567 | 3.1432 | 3.1432 | 6.001 | 6.001 | -12.095 | -6.0475 | 6.1826 | 0 | 0 |  |  | 6.6397 |  | 0.17331 | 17.3305 | 12.3651 | 0 | 2014-08-04 05:30 | 6001 | 6.001
|  | 2014-08-04 17:35:02 | 35.389 | 1.4452 | 5.7807 | 7.3923 | 7.3923 | 0.203 | 0.203 | 0.76683 | 0.76683 | 2.2444 | 2.2444 | 5.8167 | 5.8167 | -13.1851 | -6.5926 | 6.0475 | 0 | 0 |  |  | 5.8385 |  | 0.16335 | 16.3346 | 12.095 | 0 | 2014-08-04 06:00 | 5816.6667 | 5.8167
|  | 2014-08-04 18:05:03 | 34.9043 | 1.2753 | 5.1013 | 7.3897 | 7.3897 | 0.16817 | 0.16817 | 0.76517 | 0.76517 | 2.2444 | 2.2444 | 5.6303 | 5.6303 | -13.6053 | -6.8026 | 6.5926 | 0 | 0 |  |  | 5.3054 |  | 0.14615 | 14.6152 | 13.1851 | 0 | 2014-08-04 06:30 | 5630.3333 | 5.6303
|  | 2014-08-04 18:35:02 | 34.4282 | 1.1515 | 4.606 | 7.3918 | 7.3918 | 0.15167 | 0.15167 | 0.76567 | 0.76567 | 1.2184 | 1.2184 | 5.1885 | 5.1885 | -15.1061 | -7.5531 | 6.8026 | 0 | 0 |  |  | 4.3296 |  | 0.13379 | 13.3786 | 13.6053 | 0 | 2014-08-04 07:00 | 5188.5 | 5.1885
|  | 2014-08-04 19:05:02 | 33.9163 | 0.98817 | 3.9527 | 7.4017 | 7.4017 | 0.14883 | 0.14883 | 0.7675 | 0.7675 | 1.2184 | 1.2184 | 4.8628 | 4.8628 | -15.5644 | -7.7822 | 7.5531 | 0 | 0 |  |  | 3.7155 |  | 0.11654 | 11.6542 | 15.1061 | 0 | 2014-08-04 07:30 | 4862.8333 | 4.8628
|  | 2014-08-04 19:35:03 | 33.6308 | 0.7555 | 3.022 | 7.4122 | 7.4122 | 0.13367 | 0.13367 | 0.76717 | 0.76717 | 0.2668 | 0.2668 | 4.6208 | 4.6208 | -17.4082 | -8.7041 | 7.7822 | 0 | 0 |  |  | 2.9616 |  | 0.089858 | 8.9858 | 15.5644 | 0 | 2014-08-04 08:00 | 4620.8333 | 4.6208
|  | 2014-08-04 20:05:02 | 34.2825 | 0.66117 | 2.6447 | 7.5288 | 7.5288 | 0.34417 | 0.34417 | 0.76783 | 0.76783 | 0.2668 | 0.2668 | 4.532 | 4.532 | -18.1982 | -9.0991 | 8.7041 | 0 | 0 |  |  | 2.6447 |  | 0.077143 | 7.7143 | 17.4082 | 0 | 2014-08-04 08:30 | 4532 | 4.532
|  | 2014-08-04 20:35:02 | 33.8462 | 0.592 | 2.368 | 7.6148 | 7.6148 | 0.39433 | 0.39433 | 0.7675 | 0.7675 | 0.0172 | 0.0172 | 4.4942 | 4.4942 | -18.1901 | -9.0951 | 9.0991 | 0 | 0 |  |  | 2.2022 |  | 0.069964 | 6.9964 | 18.1982 | 0 | 2014-08-04 09:00 | 4494.1667 | 4.4942
|  | 2014-08-04 21:05:02 | 32.1063 | 0.5565 | 2.226 | 7.6253 | 7.6253 | 0.16667 | 0.16667 | 0.76783 | 0.76783 | 0.0172 | 0.0172 | 4.3195 | 4.3195 | -16.9838 | -8.4919 | 9.0951 | 0 | 0 |  |  | 2.2705 |  | 0.069332 | 6.9332 | 18.1901 | 0 | 2014-08-04 09:30 | 4319.5 | 4.3195
|  | 2014-08-04 21:35:02 | 30.0895 | 0.50133 | 2.0053 | 7.6305 | 7.6305 | 0.1305 | 0.1305 | 0.768 | 0.768 | 0 | 0 | 4.2462 | 4.2462 | -15.309 | -7.6545 | 8.4919 | 0 | 0 |  |  | 1.9051 |  | 0.066646 | 6.6646 | 16.9838 | 0 | 2014-08-04 10:00 | 4246.1667 | 4.2462
|  | 2014-08-04 22:05:02 | 28.2683 | 0.44867 | 1.7947 | 7.6302 | 7.6302 | 0.069333 | 0.069333 | 0.76883 | 0.76883 | 0 | 0 | 3.9537 | 3.9537 | -14.0517 | -7.0258 | 7.6545 | 0 | 0 |  |  | 1.8665 |  | 0.063487 | 6.3487 | 15.309 | 0 | 2014-08-04 10:30 | 3953.6667 | 3.9537
|  | 2014-08-04 22:35:02 | 26.6277 | 0.39333 | 1.5733 | 7.624 | 7.624 | 0.059667 | 0.059667 | 0.768 | 0.768 | 0 | 0 | 3.1918 | 3.1918 | -13.4108 | -6.7054 | 7.0258 | 0 | 0 |  |  | 1.5104 |  | 0.059086 | 5.9086 | 14.0517 | 0 | 2014-08-04 11:00 | 3191.8333 | 3.1918
|  | 2014-08-04 23:05:01 | 25.5942 | 0.31733 | 1.2693 | 7.6323 | 7.6323 | 0.0585 | 0.0585 | 0.76717 | 0.76717 | 0 | 0 | 3.0568 | 3.0568 | -12.81 | -6.405 | 6.7054 | 0 | 0 |  |  | 1.2186 |  | 0.049595 | 4.9595 | 13.4108 | 0 | 2014-08-04 11:30 | 3056.8333 | 3.0568
|  | 2014-08-04 23:35:03 | 25.0432 | 0.2695 | 1.078 | 7.6312 | 7.6312 | 0.056833 | 0.056833 | 0.76967 | 0.76967 | 0 | 0 | 3.0042 | 3.0042 | -12.5033 | -6.2517 | 6.405 | 0 | 0 |  |  | 1.1319 |  | 0.043046 | 4.3046 | 12.81 | 0 | 2014-08-04 12:00 | 3004.1667 | 3.0042
|  | 2014-08-05 00:05:02 | 25.0715 | 0.25933 | 1.0373 | 7.6295 | 7.6295 | 0.056 | 0.056 | 0.76933 | 0.76933 | 0 | 0 | 2.8243 | 2.8243 | -12.755 | -6.3775 | 6.2517 | 0 | 0 |  |  | 0.99584 |  | 0.041375 | 4.1375 | 12.5033 | 0 | 2014-08-04 12:30 | 2824.3333 | 2.8243
|  | 2014-08-05 00:35:02 | 24.7283 | 0.28817 | 1.1527 | 7.633 | 7.633 | 0.056 | 0.056 | 0.75733 | 0.75733 | 0 | 0 | 2.7853 | 2.7853 | -12.344 | -6.172 | 6.3775 | 0 | 0 |  |  | 1.1296 |  | 0.046613 | 4.6613 | 12.755 | 0 | 2014-08-04 13:00 | 2785.3333 | 2.7853
|  | 2014-08-05 01:05:02 | 24.2607 | 0.296 | 1.184 | 7.6323 | 7.6323 | 0.056 | 0.056 | 0.76683 | 0.76683 | 0 | 0 | 2.7723 | 2.7723 | -11.8492 | -5.9246 | 6.172 | 0 | 0 |  |  | 1.2906 |  | 0.048803 | 4.8803 | 12.344 | 0 | 2014-08-04 13:30 | 2772.3333 | 2.7723
|  | 2014-08-05 01:35:02 | 23.9265 | 0.32783 | 1.3113 | 7.6312 | 7.6312 | 0.055667 | 0.055667 | 0.76917 | 0.76917 | 0 | 0 | 2.777 | 2.777 | -11.3822 | -5.6911 | 5.9246 | 0 | 0 |  |  | 1.4031 |  | 0.054807 | 5.4807 | 11.8492 | 0 | 2014-08-04 14:00 | 2777 | 2.777
|  | 2014-08-05 02:05:03 | 23.7055 | 0.33933 | 1.3573 | 7.6228 | 7.6228 | 0.055 | 0.055 | 0.77067 | 0.77067 | 0 | 0 | 2.7837 | 2.7837 | -11.116 | -5.558 | 5.6911 | 0 | 0 |  |  | 1.2216 |  | 0.057258 | 5.7258 | 11.3822 | 0 | 2014-08-04 14:30 | 2783.6667 | 2.7837
|  | 2014-08-05 02:35:02 | 23.6338 | 0.36417 | 1.4567 | 7.5657 | 7.5657 | 0.055 | 0.055 | 0.76733 | 0.76733 | 0 | 0 | 2.7847 | 2.7847 | -11.0045 | -5.5022 | 5.558 | 0 | 0 |  |  | 1.413 |  | 0.061635 | 6.1635 | 11.116 | 0 | 2014-08-04 15:00 | 2784.6667 | 2.7847
|  | 2014-08-05 03:05:03 | 23.6738 | 0.38083 | 1.5233 | 7.4332 | 7.4332 | 0.055 | 0.055 | 0.76883 | 0.76883 | 0 | 0 | 2.78 | 2.78 | -11.1135 | -5.5568 | 5.5022 | 0 | 0 |  |  | 1.5081 |  | 0.064347 | 6.4347 | 11.0045 | 0 | 2014-08-04 15:30 | 2780 | 2.78
|  | 2014-08-05 03:35:02 | 23.8665 | 0.3755 | 1.502 | 7.3992 | 7.3992 | 0.055 | 0.055 | 0.767 | 0.767 | 0 | 0 | 2.789 | 2.789 | -11.3543 | -5.6772 | 5.5568 | 0 | 0 |  |  | 1.5771 |  | 0.062933 | 6.2933 | 11.1135 | 0 | 2014-08-04 16:00 | 2789 | 2.789
|  | 2014-08-05 04:05:04 | 23.9775 | 0.38167 | 1.5267 | 7.3998 | 7.3998 | 0.055 | 0.055 | 0.76617 | 0.76617 | 0 | 0 | 2.7917 | 2.7917 | -11.4382 | -5.7191 | 5.6772 | 0 | 0 |  |  | 1.3893 |  | 0.063671 | 6.3671 | 11.3543 | 0 | 2014-08-04 16:30 | 2791.6667 | 2.7917
|  | 2014-08-05 04:35:01 | 23.8717 | 0.38767 | 1.5507 | 7.4032 | 7.4032 | 0.055 | 0.055 | 0.74817 | 0.74817 | 0 | 0 | 2.9615 | 2.9615 | -11.1532 | -5.5766 | 5.7191 | 0 | 0 |  |  | 1.6282 |  | 0.064958 | 6.4958 | 11.4382 | 0 | 2014-08-04 17:00 | 2961.5 | 2.9615
|  | 2014-08-05 05:05:01 | 24.7372 | 0.40217 | 1.6087 | 7.4122 | 7.4122 | 0.055 | 0.055 | 0.73567 | 0.73567 | 0 | 0 | 3.1927 | 3.1927 | -11.733 | -5.8665 | 5.5766 | 0 | 0 |  |  | 1.5604 |  | 0.06503 | 6.503 | 11.1532 | 0 | 2014-08-04 17:30 | 3192.6667 | 3.1927
|  | 2014-08-05 05:35:02 | 26.6233 | 0.38267 | 1.5307 | 7.4307 | 7.4307 | 0.063333 | 0.063333 | 0.7625 | 0.7625 | 0 | 0 | 3.8798 | 3.8798 | -12.9563 | -6.4782 | 5.8665 | 0 | 0 |  |  | 1.6684 |  | 0.057493 | 5.7493 | 11.733 | 0 | 2014-08-04 18:00 | 3879.8333 | 3.8798
|  | 2014-08-05 06:05:01 | 29.0863 | 0.39833 | 1.5933 | 7.536 | 7.536 | 0.157 | 0.157 | 0.76383 | 0.76383 | 0 | 0 | 4.7803 | 4.7803 | -14.2558 | -7.1279 | 6.4782 | 0 | 0 |  |  | 1.6411 |  | 0.054779 | 5.4779 | 12.9563 | 0 | 2014-08-04 18:30 | 4780.3333 | 4.7803
|  | 2014-08-05 06:35:03 | 31.225 | 0.42683 | 1.7073 | 7.6265 | 7.6265 | 0.16617 | 0.16617 | 0.76617 | 0.76617 | 0.9728 | 0.9728 | 5.425 | 5.425 | -14.561 | -7.2805 | 7.1279 | 0 | 0 |  |  | 1.7586 |  | 0.054678 | 5.4678 | 14.2558 | 0 | 2014-08-04 19:00 | 5425 | 5.425
|  | 2014-08-05 07:05:02 | 33.297 | 0.5325 | 2.13 | 7.6352 | 7.6352 | 0.166 | 0.166 | 0.76583 | 0.76583 | 0.9728 | 0.9728 | 5.5728 | 5.5728 | -16.0544 | -8.0272 | 7.2805 | 0 | 0 |  |  | 2.343 |  | 0.06397 | 6.397 | 14.561 | 0 | 2014-08-04 19:30 | 5572.8333 | 5.5728
|  | 2014-08-05 07:35:01 | 34.7855 | 0.53483 | 2.1393 | 7.6348 | 7.6348 | 0.16967 | 0.16967 | 0.77133 | 0.77133 | 1.8012 | 1.8012 | 5.5742 | 5.5742 | -16.695 | -8.3475 | 8.0272 | 0 | 0 |  |  | 1.9254 |  | 0.061501 | 6.1501 | 16.0544 | 0 | 2014-08-04 20:00 | 5574.1667 | 5.5742
|  | 2014-08-05 08:05:02 | 35.7357 | 0.5585 | 2.234 | 7.6392 | 7.6392 | 0.2795 | 0.2795 | 0.77517 | 0.77517 | 1.8012 | 1.8012 | 5.7407 | 5.7407 | -17.266 | -8.633 | 8.3475 | 0 | 0 |  |  | 2.1893 |  | 0.062515 | 6.2515 | 16.695 | 0 | 2014-08-04 20:30 | 5740.6667 | 5.7407
|  | 2014-08-05 08:35:02 | 35.9528 | 0.57017 | 2.2807 | 7.6435 | 7.6435 | 0.2825 | 0.2825 | 0.76433 | 0.76433 | 3.3424 | 3.3424 | 5.9613 | 5.9613 | -15.6781 | -7.839 | 8.633 | 0 | 0 |  |  | 2.2122 |  | 0.063435 | 6.3435 | 17.266 | 0 | 2014-08-04 21:00 | 5961.3333 | 5.9613
|  | 2014-08-05 09:05:03 | 35.881 | 0.6125 | 2.45 | 7.649 | 7.649 | 0.27583 | 0.27583 | 0.7675 | 0.7675 | 3.3424 | 3.3424 | 5.8985 | 5.8985 | -15.4978 | -7.7489 | 7.839 | 0 | 0 |  |  | 2.401 |  | 0.068281 | 6.8281 | 15.6781 | 0 | 2014-08-04 21:30 | 5898.5 | 5.8985
|  | 2014-08-05 09:35:02 | 35.9282 | 0.632 | 2.528 | 7.6385 | 7.6385 | 0.2915 | 0.2915 | 0.76633 | 0.76633 | 3.8376 | 3.8376 | 5.9258 | 5.9258 | -14.9404 | -7.4702 | 7.7489 | 0 | 0 |  |  | 2.7555 |  | 0.070363 | 7.0363 | 15.4978 | 0 | 2014-08-04 22:00 | 5925.8333 | 5.9258
|  | 2014-08-05 10:05:02 | 36.0225 | 0.68483 | 2.7393 | 7.6345 | 7.6345 | 0.29017 | 0.29017 | 0.7685 | 0.7685 | 3.8376 | 3.8376 | 5.9398 | 5.9398 | -14.8126 | -7.4063 | 7.4702 | 0 | 0 |  |  | 2.9311 |  | 0.076045 | 7.6045 | 14.9404 | 0 | 2014-08-04 22:30 | 5939.8333 | 5.9398
|  | 2014-08-05 10:35:02 | 36.1182 | 0.72817 | 2.9127 | 7.6295 | 7.6295 | 0.2875 | 0.2875 | 0.76833 | 0.76833 | 4.7464 | 4.7464 | 5.9103 | 5.9103 | -13.8634 | -6.9317 | 7.4063 | 0 | 0 |  |  | 3.0583 |  | 0.080643 | 8.0643 | 14.8126 | 0 | 2014-08-04 23:00 | 5910.3333 | 5.9103
|  | 2014-08-05 11:05:02 | 36.281 | 0.76067 | 3.0427 | 7.6302 | 7.6302 | 0.28867 | 0.28867 | 0.7685 | 0.7685 | 4.7464 | 4.7464 | 5.9607 | 5.9607 | -13.8439 | -6.922 | 6.9317 | 0 | 0 |  |  | 3.2557 |  | 0.083864 | 8.3864 | 13.8634 | 0 | 2014-08-04 23:30 | 5960.6667 | 5.9607
|  | 2014-08-05 11:35:02 | 36.225 | 0.86667 | 3.4667 | 7.6312 | 7.6312 | 0.289 | 0.289 | 0.767 | 0.767 | 5.638 | 5.638 | 5.9193 | 5.9193 | -12.5138 | -6.2569 | 6.922 | 0 | 0 |  |  | 3.744 |  | 0.095698 | 9.5698 | 13.8439 | 0 | 2014-08-05 | 5919.3333 | 5.9193
|  | 2014-08-05 12:05:02 | 35.9985 | 0.91917 | 3.6767 | 7.6332 | 7.6332 | 0.19483 | 0.19483 | 0.76717 | 0.76717 | 5.638 | 5.638 | 5.8088 | 5.8088 | -12.2798 | -6.1399 | 6.2569 | 0 | 0 |  |  | 3.6399 |  | 0.10213 | 10.2134 | 12.5138 | 0 | 2014-08-05 00:30 | 5808.8333 | 5.8088
|  | 2014-08-05 12:35:01 | 35.6912 | 1.0155 | 4.062 | 7.6362 | 7.6362 | 0.18083 | 0.18083 | 0.76517 | 0.76517 | 5.6796 | 5.6796 | 5.6572 | 5.6572 | -11.7102 | -5.8551 | 6.1399 | 0 | 0 |  |  | 4.0214 |  | 0.11381 | 11.381 | 12.2798 | 0 | 2014-08-05 01:00 | 5657.1667 | 5.6572
|  | 2014-08-05 13:05:02 | 35.52 | 1.044 | 4.176 | 7.6353 | 7.6353 | 0.182 | 0.182 | 0.76367 | 0.76367 | 5.6796 | 5.6796 | 5.4393 | 5.4393 | -11.6441 | -5.822 | 5.8551 | 0 | 0 |  |  | 4.4266 |  | 0.11757 | 11.7568 | 11.7102 | 0 | 2014-08-05 01:30 | 5439.3333 | 5.4393
|  | 2014-08-05 13:35:02 | 35.3035 | 1.1317 | 4.5267 | 7.634 | 7.634 | 0.18167 | 0.18167 | 0.76167 | 0.76167 | 6.4556 | 6.4556 | 5.3502 | 5.3502 | -10.3937 | -5.1969 | 5.822 | 0 | 0 |  |  | 4.7077 |  | 0.12822 | 12.8221 | 11.6441 | 0 | 2014-08-05 02:00 | 5350.1667 | 5.3502
|  | 2014-08-05 14:05:04 | 35.342 | 1.1037 | 4.4147 | 7.6317 | 7.6317 | 0.18133 | 0.18133 | 0.76233 | 0.76233 | 6.4556 | 6.4556 | 5.5438 | 5.5438 | -10.3526 | -5.1763 | 5.1969 | 0 | 0 |  |  | 4.812 |  | 0.12491 | 12.4913 | 10.3937 | 0 | 2014-08-05 02:30 | 5543.8333 | 5.5438
|  | 2014-08-05 14:35:01 | 35.5542 | 1.1898 | 4.7593 | 7.6037 | 7.6037 | 0.18067 | 0.18067 | 0.7615 | 0.7615 | 5.2576 | 5.2576 | 5.708 | 5.708 | -11.2834 | -5.6417 | 5.1763 | 0 | 0 |  |  | 4.4738 |  | 0.13386 | 13.3861 | 10.3526 | 0 | 2014-08-05 03:00 | 5708 | 5.708
|  | 2014-08-05 15:05:02 | 36.0177 | 1.336 | 5.344 | 7.5182 | 7.5182 | 0.19567 | 0.19567 | 0.76283 | 0.76283 | 5.2576 | 5.2576 | 6.2297 | 6.2297 | -10.7097 | -5.3549 | 5.6417 | 0 | 0 |  |  | 5.8784 |  | 0.14837 | 14.8372 | 11.2834 | 0 | 2014-08-05 03:30 | 6229.6667 | 6.2297
|  | 2014-08-05 15:35:02 | 36.6945 | 1.2113 | 4.8453 | 7.447 | 7.447 | 0.24267 | 0.24267 | 0.762 | 0.762 | 4.2264 | 4.2264 | 6.4463 | 6.4463 | -12.7248 | -6.3624 | 5.3549 | 0 | 0 |  |  | 5.3299 |  | 0.13205 | 13.2045 | 10.7097 | 0 | 2014-08-05 04:00 | 6446.3333 | 6.4463
|  | 2014-08-05 16:05:05 | 36.9588 | 1.2192 | 4.8767 | 7.4132 | 7.4132 | 0.29517 | 0.29517 | 0.76183 | 0.76183 | 4.2264 | 4.2264 | 6.558 | 6.558 | -12.8276 | -6.4138 | 6.3624 | 0 | 0 |  |  | 4.6816 |  | 0.13195 | 13.1949 | 12.7248 | 0 | 2014-08-05 04:30 | 6558 | 6.558
|  | 2014-08-05 16:35:02 | 37.064 | 1.2697 | 5.0787 | 7.406 | 7.406 | 0.49483 | 0.49483 | 0.76183 | 0.76183 | 4.0284 | 4.0284 | 6.588 | 6.588 | -12.7063 | -6.3531 | 6.4138 | 0 | 0 |  |  | 4.6216 |  | 0.13702 | 13.7024 | 12.8276 | 0 | 2014-08-05 05:00 | 6588 | 6.588
|  | 2014-08-05 17:05:02 | 36.8742 | 1.17 | 4.68 | 7.4093 | 7.4093 | 0.4975 | 0.4975 | 0.75283 | 0.75283 | 4.0284 | 4.0284 | 6.5675 | 6.5675 | -12.9386 | -6.4693 | 6.3531 | 0 | 0 |  |  | 4.3524 |  | 0.12692 | 12.6918 | 12.7063 | 0 | 2014-08-05 05:30 | 6567.5 | 6.5675
|  | 2014-08-05 17:35:03 | 36.439 | 1.0223 | 4.0893 | 7.4048 | 7.4048 | 0.33917 | 0.33917 | 0.71933 | 0.71933 | 2.9648 | 2.9648 | 6.4578 | 6.4578 | -14.4637 | -7.2318 | 6.4693 | 0 | 0 |  |  | 4.0075 |  | 0.11222 | 11.2224 | 12.9386 | 0 | 2014-08-05 06:00 | 6457.8333 | 6.4578
|  | 2014-08-05 18:05:03 | 35.8767 | 0.95517 | 3.8207 | 7.4122 | 7.4122 | 0.30333 | 0.30333 | 0.76117 | 0.76117 | 2.9648 | 2.9648 | 6.0332 | 6.0332 | -14.5814 | -7.2907 | 7.2318 | 0 | 0 |  |  | 3.515 |  | 0.10649 | 10.6494 | 14.4637 | 0 | 2014-08-05 06:30 | 6033.1667 | 6.0332
|  | 2014-08-05 18:35:02 | 35.1772 | 1.0167 | 4.0667 | 7.412 | 7.412 | 0.31483 | 0.31483 | 0.75817 | 0.75817 | 1.5224 | 1.5224 | 5.6198 | 5.6198 | -15.4833 | -7.7416 | 7.2907 | 0 | 0 |  |  | 4.1073 |  | 0.11561 | 11.5605 | 14.5814 | 0 | 2014-08-05 07:00 | 5619.8333 | 5.6198
|  | 2014-08-05 19:05:03 | 34.7722 | 1.009 | 4.036 | 7.4312 | 7.4312 | 0.28733 | 0.28733 | 0.7585 | 0.7585 | 1.5224 | 1.5224 | 5.4587 | 5.4587 | -15.2781 | -7.6391 | 7.7416 | 0 | 0 |  |  | 3.9553 |  | 0.11607 | 11.607 | 15.4833 | 0 | 2014-08-05 07:30 | 5458.6667 | 5.4587
|  | 2014-08-05 19:35:04 | 34.4843 | 1.0463 | 4.1853 | 7.5613 | 7.5613 | 0.28167 | 0.28167 | 0.75683 | 0.75683 | 0.4136 | 0.4136 | 5.4402 | 5.4402 | -15.8454 | -7.9227 | 7.6391 | 0 | 0 |  |  | 4.6039 |  | 0.12137 | 12.1369 | 15.2781 | 0 | 2014-08-05 08:00 | 5440.1667 | 5.4402
|  | 2014-08-05 20:05:03 | 34.928 | 1.1717 | 4.6867 | 7.6387 | 7.6387 | 0.24567 | 0.24567 | 0.75383 | 0.75383 | 0.4136 | 0.4136 | 5.4887 | 5.4887 | -15.7009 | -7.8504 | 7.9227 | 0 | 0 |  |  | 4.4992 |  | 0.13418 | 13.4181 | 15.8454 | 0 | 2014-08-05 08:30 | 5488.6667 | 5.4887
|  | 2014-08-05 20:35:02 | 34.1118 | 1.201 | 4.804 | 7.6483 | 7.6483 | 0.2325 | 0.2325 | 0.75817 | 0.75817 | 0.0372 | 0.0372 | 5.2485 | 5.2485 | -15.3831 | -7.6916 | 7.8504 | 0 | 0 |  |  | 4.804 |  | 0.14083 | 14.0831 | 15.7009 | 0 | 2014-08-05 09:00 | 5248.5 | 5.2485
|  | 2014-08-05 21:05:07 | 32.707 | 1.1638 | 4.6553 | 7.6515 | 7.6515 | 0.1845 | 0.1845 | 0.757 | 0.757 | 0.0372 | 0.0372 | 4.9408 | 4.9408 | -14.4806 | -7.2403 | 7.6916 | 0 | 0 |  |  | 4.9347 |  | 0.14233 | 14.2334 | 15.3831 | 0 | 2014-08-05 09:30 | 4940.8333 | 4.9408
|  | 2014-08-05 21:35:04 | 30.7452 | 1.0995 | 4.398 | 7.6567 | 7.6567 | 0.13283 | 0.13283 | 0.75933 | 0.75933 | 0 | 0 | 4.8125 | 4.8125 | -12.9858 | -6.4929 | 7.2403 | 0 | 0 |  |  | 4.5739 |  | 0.14305 | 14.3047 | 14.4806 | 0 | 2014-08-05 10:00 | 4812.5 | 4.8125
|  | 2014-08-05 22:05:01 | 28.794 | 1.0467 | 4.1867 | 7.653 | 7.653 | 0.060333 | 0.060333 | 0.75967 | 0.75967 | 0 | 0 | 4.3845 | 4.3845 | -11.7498 | -5.8749 | 6.4929 | 0 | 0 |  |  | 4.396 |  | 0.1454 | 14.5401 | 12.9858 | 0 | 2014-08-05 10:30 | 4384.5 | 4.3845
|  | 2014-08-05 22:35:02 | 26.9015 | 0.93433 | 3.7373 | 7.656 | 7.656 | 0.055833 | 0.055833 | 0.75983 | 0.75983 | 0 | 0 | 3.7113 | 3.7113 | -10.9812 | -5.4906 | 5.8749 | 0 | 0 |  |  | 3.8868 |  | 0.13893 | 13.8927 | 11.7498 | 0 | 2014-08-05 11:00 | 3711.3333 | 3.7113
|  | 2014-08-05 23:05:01 | 26.0333 | 0.889 | 3.556 | 7.6593 | 7.6593 | 0.056 | 0.056 | 0.76067 | 0.76067 | 0 | 0 | 3.535 | 3.535 | -10.4663 | -5.2332 | 5.4906 | 0 | 0 |  |  | 3.6627 |  | 0.13659 | 13.6594 | 10.9812 | 0 | 2014-08-05 11:30 | 3535 | 3.535
|  | 2014-08-05 23:35:02 | 25.456 | 0.89367 | 3.5747 | 7.6563 | 7.6563 | 0.055833 | 0.055833 | 0.76067 | 0.76067 | 0 | 0 | 3.5388 | 3.5388 | -9.8697 | -4.9348 | 5.2332 | 0 | 0 |  |  | 3.6104 |  | 0.14043 | 14.0425 | 10.4663 | 0 | 2014-08-05 12:00 | 3538.8333 | 3.5388
|  | 2014-08-06 00:05:02 | 25.257 | 0.8605 | 3.442 | 7.6567 | 7.6567 | 0.042167 | 0.042167 | 0.7595 | 0.7595 | 0 | 0 | 3.7303 | 3.7303 | -9.6263 | -4.8132 | 4.9348 | 0 | 0 |  |  | 3.5108 |  | 0.13628 | 13.6279 | 9.8697 | 0 | 2014-08-05 12:30 | 3730.3333 | 3.7303
|  | 2014-08-06 00:35:01 | 25.0738 | 0.826 | 3.304 | 7.6528 | 7.6528 | 0.040333 | 0.040333 | 0.76033 | 0.76033 | 0 | 0 | 3.7362 | 3.7362 | -9.5802 | -4.7901 | 4.8132 | 0 | 0 |  |  | 3.0066 |  | 0.13177 | 13.1771 | 9.6263 | 0 | 2014-08-05 13:00 | 3736.1667 | 3.7362
|  | 2014-08-06 01:05:03 | 24.6693 | 0.81917 | 3.2767 | 7.6528 | 7.6528 | 0.041 | 0.041 | 0.7635 | 0.7635 | 0 | 0 | 3.3847 | 3.3847 | -9.5507 | -4.7753 | 4.7901 | 0 | 0 |  |  | 3.4733 |  | 0.13282 | 13.2823 | 9.5802 | 0 | 2014-08-05 13:30 | 3384.6667 | 3.3847
|  | 2014-08-06 01:35:01 | 24.2917 | 0.82583 | 3.3033 | 7.6497 | 7.6497 | 0.041 | 0.041 | 0.76217 | 0.76217 | 0 | 0 | 3.2108 | 3.2108 | -9.3247 | -4.6623 | 4.7753 | 0 | 0 |  |  | 3.6006 |  | 0.13599 | 13.5986 | 9.5507 | 0 | 2014-08-05 14:00 | 3210.8333 | 3.2108
|  | 2014-08-06 02:05:03 | 24.0322 | 0.90133 | 3.6053 | 7.6462 | 7.6462 | 0.040333 | 0.040333 | 0.7585 | 0.7585 | 0 | 0 | 3.1903 | 3.1903 | -8.7915 | -4.3957 | 4.6623 | 0 | 0 |  |  | 3.4251 |  | 0.15002 | 15.0021 | 9.3247 | 0 | 2014-08-05 14:30 | 3190.3333 | 3.1903
|  | 2014-08-06 02:35:03 | 23.9808 | 0.9495 | 3.798 | 7.632 | 7.632 | 0.038 | 0.038 | 0.7605 | 0.7605 | 0 | 0 | 3.122 | 3.122 | -8.6303 | -4.3152 | 4.3957 | 0 | 0 |  |  | 3.6461 |  | 0.15838 | 15.8376 | 8.7915 | 0 | 2014-08-05 15:00 | 3122 | 3.122
|  | 2014-08-06 03:05:03 | 23.9848 | 1.004 | 4.016 | 7.5085 | 7.5085 | 0.036 | 0.036 | 0.76067 | 0.76067 | 0 | 0 | 3.1267 | 3.1267 | -8.537 | -4.2685 | 4.3152 | 0 | 0 |  |  | 3.9758 |  | 0.16744 | 16.7439 | 8.6303 | 0 | 2014-08-05 15:30 | 3126.6667 | 3.1267
|  | 2014-08-06 03:35:03 | 23.9177 | 0.96467 | 3.8587 | 7.429 | 7.429 | 0.036 | 0.036 | 0.76017 | 0.76017 | 0 | 0 | 3.1692 | 3.1692 | -8.6647 | -4.3323 | 4.2685 | 0 | 0 |  |  | 4.2059 |  | 0.16133 | 16.1331 | 8.537 | 0 | 2014-08-05 16:00 | 3169.1667 | 3.1692
|  | 2014-08-06 04:05:02 | 24.3878 | 0.89217 | 3.5687 | 7.422 | 7.422 | 0.036 | 0.036 | 0.75933 | 0.75933 | 0 | 0 | 3.3377 | 3.3377 | -9.2642 | -4.6321 | 4.3323 | 0 | 0 |  |  | 3.2475 |  | 0.14633 | 14.633 | 8.6647 | 0 | 2014-08-05 16:30 | 3337.6667 | 3.3377
|  | 2014-08-06 04:35:03 | 24.7617 | 0.72317 | 2.8927 | 7.422 | 7.422 | 0.035833 | 0.035833 | 0.76033 | 0.76033 | 0 | 0 | 3.625 | 3.625 | -10.0258 | -5.0129 | 4.6321 | 0 | 0 |  |  | 3.0952 |  | 0.11682 | 11.682 | 9.2642 | 0 | 2014-08-05 17:00 | 3625 | 3.625
|  | 2014-08-06 05:05:02 | 26.1635 | 0.64133 | 2.5653 | 7.4222 | 7.4222 | 0.035 | 0.035 | 0.7615 | 0.7615 | 0 | 0 | 4.4062 | 4.4062 | -10.9733 | -5.4867 | 5.0129 | 0 | 0 |  |  | 2.4371 |  | 0.09805 | 9.805 | 10.0258 | 0 | 2014-08-05 17:30 | 4406.1667 | 4.4062
|  | 2014-08-06 05:35:02 | 27.4208 | 0.62967 | 2.5187 | 7.4188 | 7.4188 | 0.035167 | 0.035167 | 0.76283 | 0.76283 | 0 | 0 | 4.547 | 4.547 | -12.1383 | -6.0692 | 5.4867 | 0 | 0 |  |  | 2.4935 |  | 0.091852 | 9.1852 | 10.9733 | 0 | 2014-08-05 18:00 | 4547 | 4.547
|  | 2014-08-06 06:05:02 | 29.8597 | 0.73083 | 2.9233 | 7.4258 | 7.4258 | 0.078833 | 0.078833 | 0.76017 | 0.76017 | 0 | 0 | 5.3565 | 5.3565 | -13.315 | -6.6575 | 6.0692 | 0 | 0 |  |  | 2.6602 |  | 0.097902 | 9.7902 | 12.1383 | 0 | 2014-08-05 18:30 | 5356.5 | 5.3565
|  | 2014-08-06 06:35:02 | 31.9843 | 0.84817 | 3.3927 | 7.4297 | 7.4297 | 0.085333 | 0.085333 | 0.759 | 0.759 | 0.3996 | 0.3996 | 5.6658 | 5.6658 | -14.2522 | -7.1261 | 6.6575 | 0 | 0 |  |  | 3.1552 |  | 0.10607 | 10.6073 | 13.315 | 0 | 2014-08-05 19:00 | 5665.8333 | 5.6658
|  | 2014-08-06 07:05:03 | 34.1038 | 1.0033 | 4.0133 | 7.4298 | 7.4298 | 0.085333 | 0.085333 | 0.75833 | 0.75833 | 0.3996 | 0.3996 | 6.0037 | 6.0037 | -15.4137 | -7.7069 | 7.1261 | 0 | 0 |  |  | 4.4147 |  | 0.11768 | 11.768 | 14.2522 | 0 | 2014-08-05 19:30 | 6003.6667 | 6.0037
|  | 2014-08-06 07:35:01 | 35.3602 | 1.2187 | 4.8747 | 7.4383 | 7.4383 | 0.1085 | 0.1085 | 0.76083 | 0.76083 | 1.0108 | 1.0108 | 6.038 | 6.038 | -15.129 | -7.5645 | 7.7069 | 0 | 0 |  |  | 5.2159 |  | 0.13786 | 13.7858 | 15.4137 | 0 | 2014-08-05 20:00 | 6038 | 6.038
|  | 2014-08-06 08:05:05 | 36.3292 | 1.3813 | 5.5253 | 7.5013 | 7.5013 | 0.32433 | 0.32433 | 0.76117 | 0.76117 | 1.0108 | 1.0108 | 6.1482 | 6.1482 | -15.058 | -7.529 | 7.5645 | 0 | 0 |  |  | 5.5253 |  | 0.15209 | 15.2091 | 15.129 | 0 | 2014-08-05 20:30 | 6148.1667 | 6.1482
|  | 2014-08-06 08:35:03 | 36.5358 | 1.5957 | 6.3827 | 7.6305 | 7.6305 | 0.475 | 0.475 | 0.7625 | 0.7625 | 1.5096 | 1.5096 | 6.0518 | 6.0518 | -13.7237 | -6.8619 | 7.529 | 0 | 0 |  |  | 5.9997 |  | 0.1747 | 17.4696 | 15.058 | 0 | 2014-08-05 21:00 | 6051.8333 | 6.0518
|  | 2014-08-06 09:05:04 | 36.6168 | 1.7093 | 6.8373 | 7.648 | 7.648 | 0.4735 | 0.4735 | 0.766 | 0.766 | 1.5096 | 1.5096 | 6.0148 | 6.0148 | -13.3676 | -6.6838 | 6.8619 | 0 | 0 |  |  | 6.7006 |  | 0.18673 | 18.6727 | 13.7237 | 0 | 2014-08-05 21:30 | 6014.8333 | 6.0148
|  | 2014-08-06 09:35:03 | 36.6618 | 1.8122 | 7.2487 | 7.6542 | 7.6542 | 0.46983 | 0.46983 | 0.75717 | 0.75717 | 2.2352 | 2.2352 | 6.0753 | 6.0753 | -12.2215 | -6.1107 | 6.6838 | 0 | 0 |  |  | 7.6111 |  | 0.19772 | 19.7717 | 13.3676 | 0 | 2014-08-05 22:00 | 6075.3333 | 6.0753
|  | 2014-08-06 10:05:03 | 36.7562 | 1.8577 | 7.4307 | 7.6572 | 7.6572 | 0.38183 | 0.38183 | 0.761 | 0.761 | 2.2352 | 2.2352 | 6.065 | 6.065 | -12.2253 | -6.1127 | 6.1107 | 0 | 0 |  |  | 6.9848 |  | 0.20216 | 20.2161 | 12.2215 | 0 | 2014-08-05 22:30 | 6065 | 6.065
|  | 2014-08-06 10:35:02 | 36.8415 | 1.8122 | 7.2487 | 7.6573 | 7.6573 | 0.311 | 0.311 | 0.766 | 0.766 | 3.7268 | 3.7268 | 6.0777 | 6.0777 | -11.054 | -5.527 | 6.1127 | 0 | 0 |  |  | 6.5238 |  | 0.19675 | 19.6753 | 12.2253 | 0 | 2014-08-05 23:00 | 6077.6667 | 6.0777
|  | 2014-08-06 11:05:03 | 36.8275 | 1.599 | 6.396 | 7.6532 | 7.6532 | 0.27883 | 0.27883 | 0.76567 | 0.76567 | 3.7268 | 3.7268 | 6.2012 | 6.2012 | -11.8059 | -5.9029 | 5.527 | 0 | 0 |  |  | 6.0122 |  | 0.17367 | 17.3675 | 11.054 | 0 | 2014-08-05 23:30 | 6201.1667 | 6.2012
|  | 2014-08-06 11:35:02 | 36.519 | 1.3103 | 5.2413 | 7.6518 | 7.6518 | 0.274 | 0.274 | 0.76317 | 0.76317 | 3.7868 | 3.7868 | 6.2193 | 6.2193 | -12.5825 | -6.2913 | 5.9029 | 0 | 0 |  |  | 5.5558 |  | 0.14352 | 14.3523 | 11.8059 | 0 | 2014-08-06 | 6219.3333 | 6.2193
|  | 2014-08-06 12:05:02 | 36.2125 | 1.2323 | 4.9293 | 7.6508 | 7.6508 | 0.23017 | 0.23017 | 0.76217 | 0.76217 | 3.7868 | 3.7868 | 6.2262 | 6.2262 | -12.627 | -6.3135 | 6.2913 | 0 | 0 |  |  | 5.2744 |  | 0.13612 | 13.6122 | 12.5825 | 0 | 2014-08-06 00:30 | 6226.1667 | 6.2262
|  | 2014-08-06 12:35:01 | 35.916 | 1.0618 | 4.2473 | 7.649 | 7.649 | 0.22383 | 0.22383 | 0.765 | 0.765 | 4.07 | 4.07 | 6.2727 | 6.2727 | -12.6882 | -6.3441 | 6.3135 | 0 | 0 |  |  | 4.5446 |  | 0.11826 | 11.8257 | 12.627 | 0 | 2014-08-06 01:00 | 6272.6667 | 6.2727
|  | 2014-08-06 13:05:02 | 35.6997 | 0.95717 | 3.8287 | 7.6597 | 7.6597 | 0.222 | 0.222 | 0.76417 | 0.76417 | 4.07 | 4.07 | 6.1337 | 6.1337 | -13.0215 | -6.5107 | 6.3441 | 0 | 0 |  |  | 3.6755 |  | 0.10725 | 10.7247 | 12.6882 | 0 | 2014-08-06 01:30 | 6133.6667 | 6.1337
|  | 2014-08-06 13:35:02 | 35.5835 | 0.88417 | 3.5367 | 7.649 | 7.649 | 0.2235 | 0.2235 | 0.76733 | 0.76733 | 4.5888 | 4.5888 | 6.0402 | 6.0402 | -12.778 | -6.389 | 6.5107 | 0 | 0 |  |  | 3.4659 |  | 0.099391 | 9.9391 | 13.0215 | 0 | 2014-08-06 02:00 | 6040.1667 | 6.0402
|  | 2014-08-06 14:05:01 | 35.4952 | 0.93367 | 3.7347 | 7.6497 | 7.6497 | 0.26017 | 0.26017 | 0.7685 | 0.7685 | 4.5888 | 4.5888 | 5.9803 | 5.9803 | -12.513 | -6.2565 | 6.389 | 0 | 0 |  |  | 3.8467 |  | 0.10522 | 10.5216 | 12.778 | 0 | 2014-08-06 02:30 | 5980.3333 | 5.9803
|  | 2014-08-06 14:35:01 | 35.6185 | 0.9475 | 3.79 | 7.6487 | 7.6487 | 0.27317 | 0.27317 | 0.766 | 0.766 | 4.4176 | 4.4176 | 5.9415 | 5.9415 | -12.7816 | -6.3908 | 6.2565 | 0 | 0 |  |  | 3.79 |  | 0.10641 | 10.6405 | 12.513 | 0 | 2014-08-06 03:00 | 5941.5 | 5.9415
|  | 2014-08-06 15:05:03 | 35.7163 | 1.0563 | 4.2253 | 7.6433 | 7.6433 | 0.27633 | 0.27633 | 0.76467 | 0.76467 | 4.4176 | 4.4176 | 6.3507 | 6.3507 | -12.0384 | -6.0192 | 6.3908 | 0 | 0 |  |  | 4.5211 |  | 0.1183 | 11.8303 | 12.7816 | 0 | 2014-08-06 03:30 | 6350.6667 | 6.3507
|  | 2014-08-06 15:35:02 | 36.1987 | 1.0685 | 4.274 | 7.6368 | 7.6368 | 0.34267 | 0.34267 | 0.76433 | 0.76433 | 2.7984 | 2.7984 | 6.7607 | 6.7607 | -13.6218 | -6.8109 | 6.0192 | 0 | 0 |  |  | 4.7014 |  | 0.11807 | 11.8071 | 12.0384 | 0 | 2014-08-06 04:00 | 6760.6667 | 6.7607
|  | 2014-08-06 16:05:02 | 35.4008 | 1.0965 | 4.386 | 7.6397 | 7.6397 | 0.48683 | 0.48683 | 0.7645 | 0.7645 | 2.7984 | 2.7984 | 6.8452 | 6.8452 | -12.4803 | -6.2401 | 6.8109 | 0 | 0 |  |  | 3.9474 |  | 0.1239 | 12.3895 | 13.6218 | 0 | 2014-08-06 04:30 | 6845.1667 | 6.8452
|  | 2014-08-06 16:35:02 | 36.4623 | 1.1012 | 4.4047 | 7.64 | 7.64 | 0.49233 | 0.49233 | 0.76517 | 0.76517 | 2.5084 | 2.5084 | 6.7732 | 6.7732 | -13.8786 | -6.9393 | 6.2401 | 0 | 0 |  |  | 4.2285 |  | 0.1208 | 12.08 | 12.4803 | 0 | 2014-08-06 05:00 | 6773.1667 | 6.7732
|  | 2014-08-06 17:05:02 | 36.1875 | 1.1947 | 4.7787 | 7.6375 | 7.6375 | 0.43533 | 0.43533 | 0.768 | 0.768 | 2.5084 | 2.5084 | 6.6275 | 6.6275 | -13.4321 | -6.716 | 6.9393 | 0 | 0 |  |  | 4.6353 |  | 0.13205 | 13.2053 | 13.8786 | 0 | 2014-08-06 05:30 | 6627.5 | 6.6275
|  | 2014-08-06 17:35:03 | 35.8613 | 1.3353 | 5.3413 | 7.6302 | 7.6302 | 0.32883 | 0.32883 | 0.7695 | 0.7695 | 2.7248 | 2.7248 | 6.5462 | 6.5462 | -12.5205 | -6.2603 | 6.716 | 0 | 0 |  |  | 5.7686 |  | 0.14894 | 14.8944 | 13.4321 | 0 | 2014-08-06 06:00 | 6546.1667 | 6.5462
|  | 2014-08-06 18:05:02 | 35.3787 | 1.3898 | 5.5593 | 7.6308 | 7.6308 | 0.23367 | 0.23367 | 0.7685 | 0.7685 | 2.7248 | 2.7248 | 6.2777 | 6.2777 | -12.1839 | -6.0919 | 6.2603 | 0 | 0 |  |  | 5.9485 |  | 0.15714 | 15.7138 | 12.5205 | 0 | 2014-08-06 06:30 | 6277.6667 | 6.2777
|  | 2014-08-06 18:35:03 | 34.708 | 1.4975 | 5.99 | 7.6362 | 7.6362 | 0.2265 | 0.2265 | 0.76683 | 0.76683 | 1.044 | 1.044 | 5.8107 | 5.8107 | -13.2338 | -6.6169 | 6.0919 | 0 | 0 |  |  | 5.391 |  | 0.17258 | 17.2583 | 12.1839 | 0 | 2014-08-06 07:00 | 5810.6667 | 5.8107
|  | 2014-08-06 19:05:04 | 34.2163 | 1.6233 | 6.4933 | 7.632 | 7.632 | 0.21833 | 0.21833 | 0.76717 | 0.76717 | 1.044 | 1.044 | 5.3747 | 5.3747 | -12.6868 | -6.3434 | 6.6169 | 0 | 0 |  |  | 7.1427 |  | 0.18977 | 18.9773 | 13.2338 | 0 | 2014-08-06 07:30 | 5374.6667 | 5.3747
|  | 2014-08-06 19:35:02 | 33.7627 | 1.7693 | 7.0773 | 7.6323 | 7.6323 | 0.216 | 0.216 | 0.76917 | 0.76917 | 0.3292 | 0.3292 | 4.996 | 4.996 | -12.7426 | -6.3713 | 6.3434 | 0 | 0 |  |  | 6.7942 |  | 0.20962 | 20.962 | 12.6868 | 0 | 2014-08-06 08:00 | 4996 | 4.996
|  | 2014-08-06 20:05:03 | 34.5757 | 1.7207 | 6.8827 | 7.6337 | 7.6337 | 0.217 | 0.217 | 0.76717 | 0.76717 | 0.3292 | 0.3292 | 5.108 | 5.108 | -13.638 | -6.819 | 6.3713 | 0 | 0 |  |  | 6.6074 |  | 0.19906 | 19.9061 | 12.7426 | 0 | 2014-08-06 08:30 | 5108 | 5.108
|  | 2014-08-06 20:35:02 | 34.2025 | 1.6122 | 6.4487 | 7.637 | 7.637 | 0.32933 | 0.32933 | 0.75467 | 0.75467 | 0.0692 | 0.0692 | 5.123 | 5.123 | -13.8406 | -6.9203 | 6.819 | 0 | 0 |  |  | 6.2552 |  | 0.18854 | 18.8544 | 13.638 | 0 | 2014-08-06 09:00 | 5123 | 5.123
|  | 2014-08-06 21:05:01 | 32.6662 | 1.5062 | 6.0247 | 7.6383 | 7.6383 | 0.16633 | 0.16633 | 0.74717 | 0.74717 | 0.0692 | 0.0692 | 4.9738 | 4.9738 | -13.0466 | -6.5233 | 6.9203 | 0 | 0 |  |  | 6.2054 |  | 0.18443 | 18.4431 | 13.8406 | 0 | 2014-08-06 09:30 | 4973.8333 | 4.9738
|  | 2014-08-06 21:35:02 | 30.965 | 1.4238 | 5.6953 | 7.6443 | 7.6443 | 0.14 | 0.14 | 0.74383 | 0.74383 | 0 | 0 | 4.6195 | 4.6195 | -12.122 | -6.061 | 6.5233 | 0 | 0 |  |  | 5.1258 |  | 0.18393 | 18.3928 | 13.0466 | 0 | 2014-08-06 10:00 | 4619.5 | 4.6195
|  | 2014-08-06 22:05:02 | 28.9133 | 1.49 | 5.96 | 7.657 | 7.657 | 0.089167 | 0.089167 | 0.74017 | 0.74017 | 0 | 0 | 4.1095 | 4.1095 | -10.3575 | -5.1787 | 6.061 | 0 | 0 |  |  | 6.3176 |  | 0.20613 | 20.6133 | 12.122 | 0 | 2014-08-06 10:30 | 4109.5 | 4.1095
|  | 2014-08-06 22:35:01 | 27.1802 | 1.4685 | 5.874 | 7.6617 | 7.6617 | 0.080833 | 0.080833 | 0.74667 | 0.74667 | 0 | 0 | 3.6655 | 3.6655 | -9.1515 | -4.5757 | 5.1787 | 0 | 0 |  |  | 5.3453 |  | 0.21611 | 21.6113 | 10.3575 | 0 | 2014-08-06 11:00 | 3665.5 | 3.6655
|  | 2014-08-06 23:05:02 | 26.1618 | 1.4572 | 5.8287 | 7.6462 | 7.6462 | 0.066833 | 0.066833 | 0.74717 | 0.74717 | 0 | 0 | 3.5432 | 3.5432 | -8.3298 | -4.1649 | 4.5757 | 0 | 0 |  |  | 5.2458 |  | 0.22279 | 22.2793 | 9.1515 | 0 | 2014-08-06 11:30 | 3543.1667 | 3.5432
|  | 2014-08-06 23:35:02 | 25.593 | 1.5642 | 6.2567 | 7.6443 | 7.6443 | 0.064667 | 0.064667 | 0.75033 | 0.75033 | 0 | 0 | 3.339 | 3.339 | -7.538 | -3.769 | 4.1649 | 0 | 0 |  |  | 6.6321 |  | 0.24447 | 24.4468 | 8.3298 | 0 | 2014-08-06 12:00 | 3339 | 3.339
|  | 2014-08-07 00:05:01 | 25.2095 | 1.5115 | 6.046 | 7.6423 | 7.6423 | 0.064333 | 0.064333 | 0.75183 | 0.75183 | 0 | 0 | 3.401 | 3.401 | -7.304 | -3.652 | 3.769 | 0 | 0 |  |  | 6.046 |  | 0.23983 | 23.983 | 7.538 | 0 | 2014-08-06 12:30 | 3401 | 3.401
|  | 2014-08-07 00:35:01 | 25.269 | 1.5072 | 6.0287 | 7.6507 | 7.6507 | 0.062667 | 0.062667 | 0.7505 | 0.7505 | 0 | 0 | 3.4505 | 3.4505 | -7.326 | -3.663 | 3.652 | 0 | 0 |  |  | 5.7875 |  | 0.23858 | 23.858 | 7.304 | 0 | 2014-08-06 13:00 | 3450.5 | 3.4505
|  | 2014-08-07 01:05:02 | 24.7637 | 1.4323 | 5.7293 | 7.6557 | 7.6557 | 0.063833 | 0.063833 | 0.75 | 0.75 | 0 | 0 | 3.3372 | 3.3372 | -7.2277 | -3.6138 | 3.663 | 0 | 0 |  |  | 5.9012 |  | 0.23136 | 23.136 | 7.326 | 0 | 2014-08-06 13:30 | 3337.1667 | 3.3372
|  | 2014-08-07 01:35:03 | 24.3327 | 1.3448 | 5.3793 | 7.6593 | 7.6593 | 0.0635 | 0.0635 | 0.7445 | 0.7445 | 0 | 0 | 3.2188 | 3.2188 | -7.2672 | -3.6336 | 3.6138 | 0 | 0 |  |  | 5.0566 |  | 0.22107 | 22.1075 | 7.2277 | 0 | 2014-08-06 14:00 | 3218.8333 | 3.2188
|  | 2014-08-07 02:05:02 | 24.16 | 1.2358 | 4.9433 | 7.6563 | 7.6563 | 0.062333 | 0.062333 | 0.74783 | 0.74783 | 0 | 0 | 3.0695 | 3.0695 | -7.6807 | -3.8403 | 3.6336 | 0 | 0 |  |  | 4.6962 |  | 0.20461 | 20.4608 | 7.2672 | 0 | 2014-08-06 14:30 | 3069.5 | 3.0695
|  | 2014-08-07 02:35:02 | 24.2125 | 1.1648 | 4.6593 | 7.6558 | 7.6558 | 0.061 | 0.061 | 0.74833 | 0.74833 | 0 | 0 | 3.1112 | 3.1112 | -7.9768 | -3.9884 | 3.8403 | 0 | 0 |  |  | 4.6127 |  | 0.19244 | 19.2435 | 7.6807 | 0 | 2014-08-06 15:00 | 3111.1667 | 3.1112
|  | 2014-08-07 03:05:02 | 24.2292 | 1.1135 | 4.454 | 7.662 | 7.662 | 0.059667 | 0.059667 | 0.74767 | 0.74767 | 0 | 0 | 3.1277 | 3.1277 | -8.1782 | -4.0891 | 3.9884 | 0 | 0 |  |  | 4.2758 |  | 0.18383 | 18.3828 | 7.9768 | 0 | 2014-08-06 15:30 | 3127.6667 | 3.1277
|  | 2014-08-07 03:35:03 | 24.198 | 1.0142 | 4.0567 | 7.6628 | 7.6628 | 0.059667 | 0.059667 | 0.74817 | 0.74817 | 0 | 0 | 3.1767 | 3.1767 | -8.494 | -4.247 | 4.0891 | 0 | 0 |  |  | 3.651 |  | 0.16764 | 16.7645 | 8.1782 | 0 | 2014-08-06 16:00 | 3176.6667 | 3.1767
|  | 2014-08-07 04:05:03 | 24.3887 | 0.969 | 3.876 | 7.6608 | 7.6608 | 0.059167 | 0.059167 | 0.7465 | 0.7465 | 0 | 0 | 3.3323 | 3.3323 | -8.7138 | -4.3569 | 4.247 | 0 | 0 |  |  | 3.721 |  | 0.15893 | 15.8926 | 8.494 | 0 | 2014-08-06 16:30 | 3332.3333 | 3.3323
|  | 2014-08-07 04:35:03 | 24.3547 | 0.8645 | 3.458 | 7.6633 | 7.6633 | 0.0585 | 0.0585 | 0.7475 | 0.7475 | 0 | 0 | 3.3537 | 3.3537 | -9.0737 | -4.5368 | 4.3569 | 0 | 0 |  |  | 3.2851 |  | 0.14199 | 14.1985 | 8.7138 | 0 | 2014-08-06 17:00 | 3353.6667 | 3.3537
|  | 2014-08-07 05:05:02 | 25.4778 | 0.81967 | 3.2787 | 7.6685 | 7.6685 | 0.058 | 0.058 | 0.74733 | 0.74733 | 0 | 0 | 3.8767 | 3.8767 | -9.8487 | -4.9243 | 4.5368 | 0 | 0 |  |  | 3.1803 |  | 0.12869 | 12.8687 | 9.0737 | 0 | 2014-08-06 17:30 | 3876.6667 | 3.8767
|  | 2014-08-07 05:35:02 | 27.1238 | 0.77517 | 3.1007 | 7.6622 | 7.6622 | 0.0585 | 0.0585 | 0.74783 | 0.74783 | 0 | 0 | 4.346 | 4.346 | -11.2087 | -5.6043 | 4.9243 | 0 | 0 |  |  | 3.0076 |  | 0.11432 | 11.4315 | 9.8487 | 0 | 2014-08-06 18:00 | 4346 | 4.346
|  | 2014-08-07 06:05:04 | 29.7757 | 0.70867 | 2.8347 | 7.662 | 7.662 | 0.10417 | 0.10417 | 0.74917 | 0.74917 | 0 | 0 | 4.9562 | 4.9562 | -13.4695 | -6.7348 | 5.6043 | 0 | 0 |  |  | 3.0898 |  | 0.095201 | 9.5201 | 11.2087 | 0 | 2014-08-06 18:30 | 4956.1667 | 4.9562
|  | 2014-08-07 06:35:03 | 31.8295 | 0.61817 | 2.4727 | 7.6553 | 7.6553 | 0.10683 | 0.10683 | 0.74867 | 0.74867 | 0.3412 | 0.3412 | 5.3752 | 5.3752 | -15.1296 | -7.5648 | 6.7348 | 0 | 0 |  |  | 2.3985 |  | 0.077685 | 7.7685 | 13.4695 | 0 | 2014-08-06 19:00 | 5375.1667 | 5.3752
|  | 2014-08-07 07:05:01 | 33.9577 | 0.613 | 2.452 | 7.66 | 7.66 | 0.17567 | 0.17567 | 0.74833 | 0.74833 | 0.3412 | 0.3412 | 5.8517 | 5.8517 | -16.7288 | -8.3644 | 7.5648 | 0 | 0 |  |  | 2.452 |  | 0.072208 | 7.2208 | 15.1296 | 0 | 2014-08-06 19:30 | 5851.6667 | 5.8517
|  | 2014-08-07 07:35:02 | 35.1673 | 0.60083 | 2.4033 | 7.659 | 7.659 | 0.25617 | 0.25617 | 0.749 | 0.749 | 0.9304 | 0.9304 | 6.0518 | 6.0518 | -17.1176 | -8.5588 | 8.3644 | 0 | 0 |  |  | 2.5956 |  | 0.06834 | 6.834 | 16.7288 | 0 | 2014-08-06 20:00 | 6051.8333 | 6.0518
|  | 2014-08-07 08:05:03 | 35.8905 | 0.61583 | 2.4633 | 7.6523 | 7.6523 | 0.3975 | 0.3975 | 0.75283 | 0.75283 | 0.9304 | 0.9304 | 6.095 | 6.095 | -17.5991 | -8.7995 | 8.5588 | 0 | 0 |  |  | 2.4387 |  | 0.068635 | 6.8635 | 17.1176 | 0 | 2014-08-06 20:30 | 6095 | 6.095
|  | 2014-08-07 08:35:03 | 36.0328 | 0.59567 | 2.3827 | 7.6583 | 7.6583 | 0.5435 | 0.5435 | 0.75883 | 0.75883 | 1.5176 | 1.5176 | 5.9895 | 5.9895 | -17.1824 | -8.5912 | 8.7995 | 0 | 0 |  |  | 2.6209 |  | 0.066125 | 6.6125 | 17.5991 | 0 | 2014-08-06 21:00 | 5989.5 | 5.9895
|  | 2014-08-07 09:05:04 | 35.9688 | 0.58733 | 2.3493 | 7.6597 | 7.6597 | 0.51283 | 0.51283 | 0.76183 | 0.76183 | 1.5176 | 1.5176 | 5.9097 | 5.9097 | -17.2579 | -8.6289 | 8.5912 | 0 | 0 |  |  | 2.4198 |  | 0.065316 | 6.5316 | 17.1824 | 0 | 2014-08-06 21:30 | 5909.6667 | 5.9097
|  | 2014-08-07 09:35:03 | 35.9822 | 0.61633 | 2.4653 | 7.6672 | 7.6672 | 0.49933 | 0.49933 | 0.75867 | 0.75867 | 2.7328 | 2.7328 | 6.0528 | 6.0528 | -15.806 | -7.903 | 8.6289 | 0 | 0 |  |  | 2.6379 |  | 0.068515 | 6.8515 | 17.2579 | 0 | 2014-08-06 22:00 | 6052.8333 | 6.0528
|  | 2014-08-07 10:05:02 | 36.0225 | 0.61667 | 2.4667 | 7.6633 | 7.6633 | 0.57367 | 0.57367 | 0.74583 | 0.74583 | 2.7328 | 2.7328 | 6.1518 | 6.1518 | -15.6884 | -7.8442 | 7.903 | 0 | 0 |  |  | 2.4173 |  | 0.068476 | 6.8476 | 15.806 | 0 | 2014-08-06 22:30 | 6151.8333 | 6.1518
|  | 2014-08-07 10:35:01 | 36.1305 | 0.613 | 2.452 | 7.6653 | 7.6653 | 0.57683 | 0.57683 | 0.75467 | 0.75467 | 4.1196 | 4.1196 | 6.1015 | 6.1015 | -14.4606 | -7.2303 | 7.8442 | 0 | 0 |  |  | 2.6727 |  | 0.067865 | 6.7865 | 15.6884 | 0 | 2014-08-06 23:00 | 6101.5 | 6.1015
|  | 2014-08-07 11:05:01 | 36.1798 | 0.61833 | 2.4733 | 7.6647 | 7.6647 | 0.57517 | 0.57517 | 0.77317 | 0.77317 | 4.1196 | 4.1196 | 6.0132 | 6.0132 | -14.5607 | -7.2804 | 7.2303 | 0 | 0 |  |  | 2.5723 |  | 0.068362 | 6.8362 | 14.4606 | 0 | 2014-08-06 23:30 | 6013.1667 | 6.0132
|  | 2014-08-07 11:35:01 | 35.947 | 0.6085 | 2.434 | 7.6627 | 7.6627 | 0.56517 | 0.56517 | 0.778 | 0.778 | 5.2024 | 5.2024 | 5.9093 | 5.9093 | -13.3954 | -6.6977 | 7.2804 | 0 | 0 |  |  | 2.4097 |  | 0.067711 | 6.7711 | 14.5607 | 0 | 2014-08-07 | 5909.3333 | 5.9093
|  | 2014-08-07 12:05:02 | 35.8055 | 0.59733 | 2.3893 | 7.6608 | 7.6608 | 0.2695 | 0.2695 | 0.77817 | 0.77817 | 5.2024 | 5.2024 | 6.3253 | 6.3253 | -13.1799 | -6.59 | 6.6977 | 0 | 0 |  |  | 2.3415 |  | 0.066731 | 6.6731 | 13.3954 | 0 | 2014-08-07 00:30 | 6325.3333 | 6.3253
|  | 2014-08-07 12:35:02 | 35.6457 | 0.62033 | 2.4813 | 7.652 | 7.652 | 0.19833 | 0.19833 | 0.77733 | 0.77733 | 5.6848 | 5.6848 | 6.4158 | 6.4158 | -12.436 | -6.218 | 6.59 | 0 | 0 |  |  | 2.5806 |  | 0.069611 | 6.9611 | 13.1799 | 0 | 2014-08-07 01:00 | 6415.8333 | 6.4158
|  | 2014-08-07 13:05:02 | 35.4845 | 0.61017 | 2.4407 | 7.653 | 7.653 | 0.19833 | 0.19833 | 0.77467 | 0.77467 | 5.6848 | 5.6848 | 6.3647 | 6.3647 | -12.3684 | -6.1842 | 6.218 | 0 | 0 |  |  | 2.5627 |  | 0.068781 | 6.8781 | 12.436 | 0 | 2014-08-07 01:30 | 6364.6667 | 6.3647
|  | 2014-08-07 13:35:02 | 35.3555 | 0.5665 | 2.266 | 7.6512 | 7.6512 | 0.1985 | 0.1985 | 0.76567 | 0.76567 | 6.2772 | 6.2772 | 6.3643 | 6.3643 | -11.8326 | -5.9163 | 6.1842 | 0 | 0 |  |  | 2.3113 |  | 0.064092 | 6.4092 | 12.3684 | 0 | 2014-08-07 02:00 | 6364.3333 | 6.3643
|  | 2014-08-07 14:05:01 | 35.285 | 0.56283 | 2.2513 | 7.6482 | 7.6482 | 0.2315 | 0.2315 | 0.7655 | 0.7655 | 6.2772 | 6.2772 | 6.3847 | 6.3847 | -11.7266 | -5.8633 | 5.9163 | 0 | 0 |  |  | 2.1838 |  | 0.063804 | 6.3804 | 11.8326 | 0 | 2014-08-07 02:30 | 6384.6667 | 6.3847
|  | 2014-08-07 14:35:01 | 35.384 | 0.62717 | 2.5087 | 7.6532 | 7.6532 | 0.24167 | 0.24167 | 0.76483 | 0.76483 | 6.258 | 6.258 | 6.2878 | 6.2878 | -11.6698 | -5.8349 | 5.8633 | 0 | 0 |  |  | 2.7094 |  | 0.070898 | 7.0898 | 11.7266 | 0 | 2014-08-07 03:00 | 6287.8333 | 6.2878
|  | 2014-08-07 15:05:02 | 35.7377 | 0.62 | 2.48 | 7.6558 | 7.6558 | 0.24233 | 0.24233 | 0.7655 | 0.7655 | 6.258 | 6.258 | 6.3682 | 6.3682 | -11.9678 | -5.9839 | 5.8349 | 0 | 0 |  |  | 2.604 |  | 0.069395 | 6.9395 | 11.6698 | 0 | 2014-08-07 03:30 | 6368.1667 | 6.3682
|  | 2014-08-07 15:35:03 | 36.2912 | 0.56883 | 2.2753 | 7.6613 | 7.6613 | 0.32383 | 0.32383 | 0.77333 | 0.77333 | 4.6224 | 4.6224 | 6.633 | 6.633 | -14.0019 | -7.001 | 5.9839 | 0 | 0 |  |  | 2.3208 |  | 0.062697 | 6.2697 | 11.9678 | 0 | 2014-08-07 04:00 | 6633 | 6.633
|  | 2014-08-07 16:05:02 | 36.6085 | 0.5345 | 2.138 | 7.656 | 7.656 | 0.533 | 0.533 | 0.7575 | 0.7575 | 4.6224 | 4.6224 | 6.6798 | 6.6798 | -14.2218 | -7.1109 | 7.001 | 0 | 0 |  |  | 1.9242 |  | 0.058402 | 5.8402 | 14.0019 | 0 | 2014-08-07 04:30 | 6679.8333 | 6.6798
|  | 2014-08-07 16:35:04 | 36.5133 | 0.55133 | 2.2053 | 7.6482 | 7.6482 | 0.56517 | 0.56517 | 0.74767 | 0.74767 | 4.096 | 4.096 | 6.5173 | 6.5173 | -14.7337 | -7.3668 | 7.1109 | 0 | 0 |  |  | 2.1612 |  | 0.060398 | 6.0398 | 14.2218 | 0 | 2014-08-07 05:00 | 6517.3333 | 6.5173
|  | 2014-08-07 17:05:01 | 36.2025 | 0.56717 | 2.2687 | 7.6462 | 7.6462 | 0.49933 | 0.49933 | 0.74367 | 0.74367 | 4.096 | 4.096 | 6.592 | 6.592 | -14.3567 | -7.1783 | 7.3668 | 0 | 0 |  |  | 2.1099 |  | 0.062666 | 6.2666 | 14.7337 | 0 | 2014-08-07 05:30 | 6592 | 6.592
|  | 2014-08-07 17:35:02 | 35.9118 | 0.64617 | 2.5847 | 7.722 | 7.722 | 0.32883 | 0.32883 | 0.75417 | 0.75417 | 2.876 | 2.876 | 6.5267 | 6.5267 | -15.1195 | -7.5597 | 7.1783 | 0 | 0 |  |  | 2.7397 |  | 0.071973 | 7.1973 | 14.3567 | 0 | 2014-08-07 06:00 | 6526.6667 | 6.5267
|  | 2014-08-07 18:05:02 | 35.3155 | 0.612 | 2.448 | 7.7855 | 7.7855 | 0.23683 | 0.23683 | 0.75183 | 0.75183 | 2.876 | 2.876 | 6.1892 | 6.1892 | -15.0282 | -7.5141 | 7.5597 | 0 | 0 |  |  | 2.6683 |  | 0.069318 | 6.9318 | 15.1195 | 0 | 2014-08-07 06:30 | 6189.1667 | 6.1892
|  | 2014-08-07 18:35:03 | 34.701 | 0.56817 | 2.2727 | 7.7817 | 7.7817 | 0.226 | 0.226 | 0.758 | 0.758 | 1.5696 | 1.5696 | 5.8597 | 5.8597 | -16.2334 | -8.1167 | 7.5141 | 0 | 0 |  |  | 2.2727 |  | 0.065493 | 6.5493 | 15.0282 | 0 | 2014-08-07 07:00 | 5859.6667 | 5.8597
|  | 2014-08-07 19:05:01 | 34.0018 | 0.59983 | 2.3993 | 7.7807 | 7.7807 | 0.217 | 0.217 | 0.76167 | 0.76167 | 1.5696 | 1.5696 | 5.4655 | 5.4655 | -15.8081 | -7.904 | 8.1167 | 0 | 0 |  |  | 2.2794 |  | 0.070565 | 7.0565 | 16.2334 | 0 | 2014-08-07 07:30 | 5465.5 | 5.4655
|  | 2014-08-07 19:35:02 | 34.1795 | 0.64683 | 2.5873 | 7.7755 | 7.7755 | 0.21383 | 0.21383 | 0.76067 | 0.76067 | 0.3332 | 0.3332 | 5.3628 | 5.3628 | -17.1461 | -8.5731 | 7.904 | 0 | 0 |  |  | 2.665 |  | 0.075698 | 7.5698 | 15.8081 | 0 | 2014-08-07 08:00 | 5362.8333 | 5.3628
|  | 2014-08-07 20:05:02 | 34.9035 | 0.60917 | 2.4367 | 7.7745 | 7.7745 | 0.24033 | 0.24033 | 0.7615 | 0.7615 | 0.3332 | 0.3332 | 5.8505 | 5.8505 | -17.5068 | -8.7534 | 8.5731 | 0 | 0 |  |  | 2.4367 |  | 0.069812 | 6.9812 | 17.1461 | 0 | 2014-08-07 08:30 | 5850.5 | 5.8505
|  | 2014-08-07 20:35:03 | 34.5052 | 0.65417 | 2.6167 | 7.7712 | 7.7712 | 0.23817 | 0.23817 | 0.76117 | 0.76117 | 0.048 | 0.048 | 5.6048 | 5.6048 | -17.4652 | -8.7326 | 8.7534 | 0 | 0 |  |  | 2.7737 |  | 0.075834 | 7.5834 | 17.5068 | 0 | 2014-08-07 09:00 | 5604.8333 | 5.6048
|  | 2014-08-07 21:05:02 | 33.0253 | 0.66933 | 2.6773 | 7.787 | 7.787 | 0.18067 | 0.18067 | 0.7635 | 0.7635 | 0.048 | 0.048 | 4.7633 | 4.7633 | -16.8055 | -8.4027 | 8.7326 | 0 | 0 |  |  | 2.7309 |  | 0.081069 | 8.1069 | 17.4652 | 0 | 2014-08-07 09:30 | 4763.3333 | 4.7633
|  | 2014-08-07 21:35:01 | 31.1933 | 0.66467 | 2.6587 | 7.7997 | 7.7997 | 0.11617 | 0.11617 | 0.761 | 0.761 | 0 | 0 | 4.4912 | 4.4912 | -15.3667 | -7.6833 | 8.4027 | 0 | 0 |  |  | 2.6587 |  | 0.085232 | 8.5232 | 16.8055 | 0 | 2014-08-07 10:00 | 4491.1667 | 4.4912
|  | 2014-08-07 22:05:01 | 29.6378 | 0.63417 | 2.5367 | 7.8283 | 7.8283 | 0.080833 | 0.080833 | 0.75483 | 0.75483 | 0 | 0 | 4.4602 | 4.4602 | -13.977 | -6.9885 | 7.6833 | 0 | 0 |  |  | 2.5113 |  | 0.085589 | 8.5589 | 15.3667 | 0 | 2014-08-07 10:30 | 4460.1667 | 4.4602
|  | 2014-08-07 22:35:01 | 27.647 | 0.6625 | 2.65 | 7.8327 | 7.8327 | 0.077 | 0.077 | 0.75833 | 0.75833 | 0 | 0 | 3.8172 | 3.8172 | -12.5118 | -6.2559 | 6.9885 | 0 | 0 |  |  | 2.6765 |  | 0.095851 | 9.5851 | 13.977 | 0 | 2014-08-07 11:00 | 3817.1667 | 3.8172
|  | 2014-08-07 23:05:02 | 26.6892 | 0.66183 | 2.6473 | 7.8277 | 7.8277 | 0.077 | 0.077 | 0.75983 | 0.75983 | 0 | 0 | 3.4577 | 3.4577 | -11.9197 | -5.9598 | 6.2559 | 0 | 0 |  |  | 2.515 |  | 0.099191 | 9.9191 | 12.5118 | 0 | 2014-08-07 11:30 | 3457.6667 | 3.4577
|  | 2014-08-07 23:35:02 | 25.892 | 0.6515 | 2.606 | 7.7772 | 7.7772 | 0.076333 | 0.076333 | 0.75517 | 0.75517 | 0 | 0 | 3.2487 | 3.2487 | -11.4287 | -5.7143 | 5.9598 | 0 | 0 |  |  | 2.606 |  | 0.10065 | 10.0649 | 11.9197 | 0 | 2014-08-07 12:00 | 3248.6667 | 3.2487
|  | 2014-08-08 00:05:01 | 25.3802 | 0.67533 | 2.7013 | 7.7243 | 7.7243 | 0.077 | 0.077 | 0.76 | 0.76 | 0 | 0 | 2.781 | 2.781 | -11.3365 | -5.6683 | 5.7143 | 0 | 0 |  |  | 2.7554 |  | 0.10643 | 10.6435 | 11.4287 | 0 | 2014-08-07 12:30 | 2781 | 2.781
|  | 2014-08-08 00:35:02 | 25.0425 | 0.75017 | 3.0007 | 7.69 | 7.69 | 0.076333 | 0.076333 | 0.76467 | 0.76467 | 0 | 0 | 2.4972 | 2.4972 | -11.0137 | -5.5068 | 5.6683 | 0 | 0 |  |  | 2.7306 |  | 0.11982 | 11.9823 | 11.3365 | 0 | 2014-08-07 13:00 | 2497.1667 | 2.4972
|  | 2014-08-08 01:05:01 | 24.5913 | 0.8375 | 3.35 | 7.662 | 7.662 | 0.074667 | 0.074667 | 0.76617 | 0.76617 | 0 | 0 | 2.4985 | 2.4985 | -10.24 | -5.12 | 5.5068 | 0 | 0 |  |  | 3.6515 |  | 0.13623 | 13.6227 | 11.0137 | 0 | 2014-08-07 13:30 | 2498.5 | 2.4985
|  | 2014-08-08 01:35:02 | 24.2242 | 0.90167 | 3.6067 | 7.6567 | 7.6567 | 0.072667 | 0.072667 | 0.76517 | 0.76517 | 0 | 0 | 2.4785 | 2.4785 | -9.6445 | -4.8222 | 5.12 | 0 | 0 |  |  | 3.6427 |  | 0.14889 | 14.8887 | 10.24 | 0 | 2014-08-07 14:00 | 2478.5 | 2.4785
|  | 2014-08-08 02:05:02 | 23.9735 | 1.0022 | 4.0087 | 7.633 | 7.633 | 0.072667 | 0.072667 | 0.76417 | 0.76417 | 0 | 0 | 2.2818 | 2.2818 | -9.2132 | -4.6066 | 4.8222 | 0 | 0 |  |  | 3.688 |  | 0.16721 | 16.7212 | 9.6445 | 0 | 2014-08-07 14:30 | 2281.8333 | 2.2818
|  | 2014-08-08 02:35:02 | 23.9415 | 1.0447 | 4.1787 | 7.6367 | 7.6367 | 0.072167 | 0.072167 | 0.76483 | 0.76483 | 0 | 0 | 2.24 | 2.24 | -9.0492 | -4.5246 | 4.6066 | 0 | 0 |  |  | 4.304 |  | 0.17454 | 17.4537 | 9.2132 | 0 | 2014-08-07 15:00 | 2240 | 2.24
|  | 2014-08-08 03:05:02 | 23.8992 | 1.034 | 4.136 | 7.6407 | 7.6407 | 0.072 | 0.072 | 0.766 | 0.766 | 0 | 0 | 2.2383 | 2.2383 | -9.0462 | -4.5231 | 4.5246 | 0 | 0 |  |  | 4.0946 |  | 0.17306 | 17.306 | 9.0492 | 0 | 2014-08-07 15:30 | 2238.3333 | 2.2383
|  | 2014-08-08 03:35:02 | 23.9267 | 1.0123 | 4.0493 | 7.639 | 7.639 | 0.072167 | 0.072167 | 0.76533 | 0.76533 | 0 | 0 | 2.2432 | 2.2432 | -9.1577 | -4.5788 | 4.5231 | 0 | 0 |  |  | 4.2923 |  | 0.16924 | 16.9239 | 9.0462 | 0 | 2014-08-07 16:00 | 2243.1667 | 2.2432
|  | 2014-08-08 04:05:02 | 24.128 | 1.12 | 4.48 | 7.6413 | 7.6413 | 0.072 | 0.072 | 0.76667 | 0.76667 | 0 | 0 | 2.2438 | 2.2438 | -8.9242 | -4.4621 | 4.5788 | 0 | 0 |  |  | 4.928 |  | 0.18568 | 18.5676 | 9.1577 | 0 | 2014-08-07 16:30 | 2243.8333 | 2.2438
|  | 2014-08-08 04:35:03 | 24.287 | 1.2132 | 4.8527 | 7.6385 | 7.6385 | 0.071833 | 0.071833 | 0.76583 | 0.76583 | 0 | 0 | 2.306 | 2.306 | -8.6522 | -4.3261 | 4.4621 | 0 | 0 |  |  | 4.7071 |  | 0.19981 | 19.9805 | 8.9242 | 0 | 2014-08-07 17:00 | 2306 | 2.306
|  | 2014-08-08 05:05:03 | 25.6042 | 1.1913 | 4.7653 | 7.6248 | 7.6248 | 0.072 | 0.072 | 0.76683 | 0.76683 | 0 | 0 | 2.7377 | 2.7377 | -9.6375 | -4.8188 | 4.3261 | 0 | 0 |  |  | 4.3841 |  | 0.18612 | 18.6116 | 8.6522 | 0 | 2014-08-07 17:30 | 2737.6667 | 2.7377
|  | 2014-08-08 05:35:03 | 26.9822 | 1.2087 | 4.8347 | 7.6268 | 7.6268 | 0.077833 | 0.077833 | 0.766 | 0.766 | 0 | 0 | 3.431 | 3.431 | -10.2458 | -5.1229 | 4.8188 | 0 | 0 |  |  | 4.738 |  | 0.17918 | 17.918 | 9.6375 | 0 | 2014-08-07 18:00 | 3431 | 3.431
|  | 2014-08-08 06:05:04 | 29.3028 | 1.1907 | 4.7627 | 7.6325 | 7.6325 | 0.1905 | 0.1905 | 0.7655 | 0.7655 | 0 | 0 | 4.0313 | 4.0313 | -11.9203 | -5.9602 | 5.1229 | 0 | 0 |  |  | 4.6674 |  | 0.16253 | 16.2533 | 10.2458 | 0 | 2014-08-07 18:30 | 4031.3333 | 4.0313
|  | 2014-08-08 06:35:01 | 31.4433 | 1.1598 | 4.6393 | 7.6298 | 7.6298 | 0.201 | 0.201 | 0.7645 | 0.7645 | 0.596 | 0.596 | 4.5243 | 4.5243 | -13.0883 | -6.5442 | 5.9602 | 0 | 0 |  |  | 4.3146 |  | 0.14755 | 14.7546 | 11.9203 | 0 | 2014-08-07 19:00 | 4524.3333 | 4.5243
|  | 2014-08-08 07:05:02 | 33.5107 | 1.1742 | 4.6967 | 7.6308 | 7.6308 | 0.2005 | 0.2005 | 0.758 | 0.758 | 0.596 | 0.596 | 5.3457 | 5.3457 | -14.283 | -7.1415 | 6.5442 | 0 | 0 |  |  | 4.9785 |  | 0.14015 | 14.0154 | 13.0883 | 0 | 2014-08-07 19:30 | 5345.6667 | 5.3457
|  | 2014-08-08 07:35:01 | 34.8953 | 1.1568 | 4.6273 | 7.6123 | 7.6123 | 0.241 | 0.241 | 0.74867 | 0.74867 | 1.1264 | 1.1264 | 5.5072 | 5.5072 | -15.0324 | -7.5162 | 7.1415 | 0 | 0 |  |  | 4.7199 |  | 0.13261 | 13.2606 | 14.283 | 0 | 2014-08-07 20:00 | 5507.1667 | 5.5072
|  | 2014-08-08 08:05:04 | 35.8127 | 1.081 | 4.324 | 7.6055 | 7.6055 | 0.48767 | 0.48767 | 0.7475 | 0.7475 | 1.1264 | 1.1264 | 5.4298 | 5.4298 | -16.0918 | -8.0459 | 7.5162 | 0 | 0 |  |  | 4.0213 |  | 0.12074 | 12.0739 | 15.0324 | 0 | 2014-08-07 20:30 | 5429.8333 | 5.4298
|  | 2014-08-08 08:35:03 | 36.261 | 1.0575 | 4.23 | 7.5905 | 7.5905 | 0.54183 | 0.54183 | 0.741 | 0.741 | 1.7256 | 1.7256 | 5.693 | 5.693 | -15.7391 | -7.8695 | 8.0459 | 0 | 0 |  |  | 4.0608 |  | 0.11665 | 11.6654 | 16.0918 | 0 | 2014-08-07 21:00 | 5693 | 5.693
|  | 2014-08-08 09:05:02 | 36.189 | 1.0888 | 4.3553 | 7.5913 | 7.5913 | 0.544 | 0.544 | 0.72833 | 0.72833 | 1.7256 | 1.7256 | 5.7052 | 5.7052 | -15.5392 | -7.7696 | 7.8695 | 0 | 0 |  |  | 3.9198 |  | 0.12035 | 12.035 | 15.7391 | 0 | 2014-08-07 21:30 | 5705.1667 | 5.7052
|  | 2014-08-08 09:35:03 | 36.2838 | 1.0662 | 4.2647 | 7.5912 | 7.5912 | 0.56033 | 0.56033 | 0.7275 | 0.7275 | 2.2152 | 2.2152 | 5.7352 | 5.7352 | -15.1898 | -7.5949 | 7.7696 | 0 | 0 |  |  | 4.4353 |  | 0.11754 | 11.7536 | 15.5392 | 0 | 2014-08-07 22:00 | 5735.1667 | 5.7352
|  | 2014-08-08 10:05:02 | 36.3748 | 1.0505 | 4.202 | 7.599 | 7.599 | 0.49267 | 0.49267 | 0.7255 | 0.7255 | 2.2152 | 2.2152 | 5.7973 | 5.7973 | -15.3431 | -7.6716 | 7.5949 | 0 | 0 |  |  | 3.9499 |  | 0.11552 | 11.5519 | 15.1898 | 0 | 2014-08-07 22:30 | 5797.3333 | 5.7973
|  | 2014-08-08 10:35:03 | 36.4442 | 1.1297 | 4.5187 | 7.6202 | 7.6202 | 0.48683 | 0.48683 | 0.7135 | 0.7135 | 3.5212 | 3.5212 | 5.8828 | 5.8828 | -13.701 | -6.8505 | 7.6716 | 0 | 0 |  |  | 4.3831 |  | 0.12399 | 12.3989 | 15.3431 | 0 | 2014-08-07 23:00 | 5882.8333 | 5.8828
|  | 2014-08-08 11:05:02 | 36.5823 | 1.241 | 4.964 | 7.6283 | 7.6283 | 0.4925 | 0.4925 | 0.71167 | 0.71167 | 3.5212 | 3.5212 | 5.9117 | 5.9117 | -13.353 | -6.6765 | 6.8505 | 0 | 0 |  |  | 5.2618 |  | 0.13569 | 13.5694 | 13.701 | 0 | 2014-08-07 23:30 | 5911.6667 | 5.9117
|  | 2014-08-08 11:35:03 | 36.3987 | 1.3028 | 5.2113 | 7.6323 | 7.6323 | 0.46483 | 0.46483 | 0.71333 | 0.71333 | 4.174 | 4.174 | 5.9142 | 5.9142 | -12.2887 | -6.1443 | 6.6765 | 0 | 0 |  |  | 5.3677 |  | 0.14317 | 14.3174 | 13.353 | 0 | 2014-08-08 | 5914.1667 | 5.9142
|  | 2014-08-08 12:05:03 | 36.221 | 1.2395 | 4.958 | 7.636 | 7.636 | 0.35017 | 0.35017 | 0.71283 | 0.71283 | 4.174 | 4.174 | 5.9338 | 5.9338 | -12.4562 | -6.2281 | 6.1443 | 0 | 0 |  |  | 5.1067 |  | 0.13688 | 13.6882 | 12.2887 | 0 | 2014-08-08 00:30 | 5933.8333 | 5.9338
|  | 2014-08-08 12:35:02 | 36.0957 | 1.0402 | 4.1607 | 7.6345 | 7.6345 | 0.29317 | 0.29317 | 0.71283 | 0.71283 | 4.5136 | 4.5136 | 5.9282 | 5.9282 | -12.8527 | -6.4264 | 6.2281 | 0 | 0 |  |  | 4.3271 |  | 0.11527 | 11.5268 | 12.4562 | 0 | 2014-08-08 01:00 | 5928.1667 | 5.9282
|  | 2014-08-08 13:05:02 | 35.807 | 1.101 | 4.404 | 7.6312 | 7.6312 | 0.272 | 0.272 | 0.7105 | 0.7105 | 4.5136 | 4.5136 | 6.1603 | 6.1603 | -12.1154 | -6.0577 | 6.4264 | 0 | 0 |  |  | 4.5361 |  | 0.12299 | 12.2993 | 12.8527 | 0 | 2014-08-08 01:30 | 6160.3333 | 6.1603
|  | 2014-08-08 13:35:02 | 35.6248 | 1.0877 | 4.3507 | 7.63 | 7.63 | 0.16467 | 0.16467 | 0.71083 | 0.71083 | 4.6032 | 4.6032 | 6.115 | 6.115 | -12.0505 | -6.0252 | 6.0577 | 0 | 0 |  |  | 4.0026 |  | 0.12212 | 12.2125 | 12.1154 | 0 | 2014-08-08 02:00 | 6115 | 6.115
|  | 2014-08-08 14:05:02 | 35.5828 | 1.0903 | 4.3613 | 7.6292 | 7.6292 | 0.16417 | 0.16417 | 0.71083 | 0.71083 | 4.6032 | 4.6032 | 6.193 | 6.193 | -11.9211 | -5.9606 | 6.0252 | 0 | 0 |  |  | 4.623 |  | 0.12257 | 12.2568 | 12.0505 | 0 | 2014-08-08 02:30 | 6193 | 6.193
|  | 2014-08-08 14:35:02 | 35.6115 | 1.1855 | 4.742 | 7.638 | 7.638 | 0.164 | 0.164 | 0.71817 | 0.71817 | 4.3932 | 4.3932 | 6.1953 | 6.1953 | -11.7608 | -5.8804 | 5.9606 | 0 | 0 |  |  | 4.3152 |  | 0.13316 | 13.3159 | 11.9211 | 0 | 2014-08-08 03:00 | 6195.3333 | 6.1953
|  | 2014-08-08 15:05:02 | 35.8573 | 1.1545 | 4.618 | 7.6403 | 7.6403 | 0.1695 | 0.1695 | 0.72 | 0.72 | 4.3932 | 4.3932 | 6.2707 | 6.2707 | -12.0456 | -6.0228 | 5.8804 | 0 | 0 |  |  | 4.618 |  | 0.12879 | 12.8788 | 11.7608 | 0 | 2014-08-08 03:30 | 6270.6667 | 6.2707
|  | 2014-08-08 15:35:02 | 36.3135 | 1.1225 | 4.49 | 7.631 | 7.631 | 0.231 | 0.231 | 0.72033 | 0.72033 | 4.0972 | 4.0972 | 6.3678 | 6.3678 | -12.7761 | -6.3881 | 6.0228 | 0 | 0 |  |  | 4.5349 |  | 0.12365 | 12.3645 | 12.0456 | 0 | 2014-08-08 04:00 | 6367.8333 | 6.3678
|  | 2014-08-08 16:05:02 | 36.6947 | 1.0707 | 4.2827 | 7.6303 | 7.6303 | 0.3525 | 0.3525 | 0.72117 | 0.72117 | 4.0972 | 4.0972 | 6.3855 | 6.3855 | -13.2253 | -6.6126 | 6.3881 | 0 | 0 |  |  | 4.7109 |  | 0.11671 | 11.6711 | 12.7761 | 0 | 2014-08-08 04:30 | 6385.5 | 6.3855
|  | 2014-08-08 16:35:03 | 36.7012 | 1.1025 | 4.41 | 7.6342 | 7.6342 | 0.38833 | 0.38833 | 0.72683 | 0.72683 | 3.52 | 3.52 | 6.1445 | 6.1445 | -13.8773 | -6.9387 | 6.6126 | 0 | 0 |  |  | 4.0572 |  | 0.12016 | 12.016 | 13.2253 | 0 | 2014-08-08 05:00 | 6144.5 | 6.1445
|  | 2014-08-08 17:05:03 | 36.4578 | 0.9185 | 3.674 | 7.6222 | 7.6222 | 0.387 | 0.387 | 0.72617 | 0.72617 | 3.52 | 3.52 | 6.0357 | 6.0357 | -14.4928 | -7.2464 | 6.9387 | 0 | 0 |  |  | 3.7475 |  | 0.10077 | 10.0774 | 13.8773 | 0 | 2014-08-08 05:30 | 6035.6667 | 6.0357
|  | 2014-08-08 17:35:02 | 36.0658 | 0.81667 | 3.2667 | 7.6262 | 7.6262 | 0.38817 | 0.38817 | 0.72767 | 0.72767 | 2.4168 | 2.4168 | 6.0093 | 6.0093 | -15.631 | -7.8155 | 7.2464 | 0 | 0 |  |  | 3.5607 |  | 0.090575 | 9.0575 | 14.4928 | 0 | 2014-08-08 06:00 | 6009.3333 | 6.0093
|  | 2014-08-08 18:05:02 | 35.5827 | 0.76667 | 3.0667 | 7.623 | 7.623 | 0.346 | 0.346 | 0.72817 | 0.72817 | 2.4168 | 2.4168 | 5.9052 | 5.9052 | -15.4969 | -7.7484 | 7.8155 | 0 | 0 |  |  | 2.944 |  | 0.086184 | 8.6184 | 15.631 | 0 | 2014-08-08 06:30 | 5905.1667 | 5.9052
|  | 2014-08-08 18:35:01 | 35.0095 | 0.632 | 2.528 | 7.6315 | 7.6315 | 0.259 | 0.259 | 0.7175 | 0.7175 | 0.9604 | 0.9604 | 5.5487 | 5.5487 | -17.3644 | -8.6822 | 7.7484 | 0 | 0 |  |  | 2.705 |  | 0.072209 | 7.2209 | 15.4969 | 0 | 2014-08-08 07:00 | 5548.6667 | 5.5487
|  | 2014-08-08 19:05:01 | 34.5288 | 0.535 | 2.14 | 7.6307 | 7.6307 | 0.20817 | 0.20817 | 0.71067 | 0.71067 | 0.9604 | 0.9604 | 5.4583 | 5.4583 | -17.4206 | -8.7103 | 8.6822 | 0 | 0 |  |  | 2.3326 |  | 0.061977 | 6.1977 | 17.3644 | 0 | 2014-08-08 07:30 | 5458.3333 | 5.4583
|  | 2014-08-08 19:35:01 | 34.1965 | 0.44883 | 1.7953 | 7.6285 | 7.6285 | 0.194 | 0.194 | 0.71033 | 0.71033 | 0.2564 | 0.2564 | 5.4197 | 5.4197 | -18.1923 | -9.0961 | 8.7103 | 0 | 0 |  |  | 1.8671 |  | 0.0525 | 5.25 | 17.4206 | 0 | 2014-08-08 08:00 | 5419.6667 | 5.4197
|  | 2014-08-08 20:05:02 | 34.1445 | 0.4495 | 1.798 | 7.6292 | 7.6292 | 0.19367 | 0.19367 | 0.73067 | 0.73067 | 0.2564 | 0.2564 | 5.384 | 5.384 | -18.1526 | -9.0763 | 9.0961 | 0 | 0 |  |  | 1.7441 |  | 0.052659 | 5.2659 | 18.1923 | 0 | 2014-08-08 08:30 | 5384 | 5.384
|  | 2014-08-08 20:35:03 | 33.3075 | 0.458 | 1.832 | 7.6287 | 7.6287 | 0.19417 | 0.19417 | 0.73583 | 0.73583 | 0.0252 | 0.0252 | 5.0203 | 5.0203 | -17.8713 | -8.9356 | 9.0763 | 0 | 0 |  |  | 1.8137 |  | 0.055003 | 5.5003 | 18.1526 | 0 | 2014-08-08 09:00 | 5020.3333 | 5.0203
|  | 2014-08-08 21:05:02 | 31.9272 | 0.49683 | 1.9873 | 7.623 | 7.623 | 0.14183 | 0.14183 | 0.73683 | 0.73683 | 0.0252 | 0.0252 | 4.4932 | 4.4932 | -16.9198 | -8.4599 | 8.9356 | 0 | 0 |  |  | 2.1066 |  | 0.062246 | 6.2246 | 17.8713 | 0 | 2014-08-08 09:30 | 4493.1667 | 4.4932
|  | 2014-08-08 21:35:02 | 30.228 | 0.507 | 2.028 | 7.6253 | 7.6253 | 0.128 | 0.128 | 0.74667 | 0.74667 | 0 | 0 | 4.2657 | 4.2657 | -15.4343 | -7.7172 | 8.4599 | 0 | 0 |  |  | 2.1497 |  | 0.06709 | 6.709 | 16.9198 | 0 | 2014-08-08 10:00 | 4265.6667 | 4.2657
|  | 2014-08-08 22:05:03 | 28.3263 | 0.46983 | 1.8793 | 7.6237 | 7.6237 | 0.067333 | 0.067333 | 0.74783 | 0.74783 | 0 | 0 | 3.5542 | 3.5542 | -14.454 | -7.227 | 7.7172 | 0 | 0 |  |  | 2.0673 |  | 0.066346 | 6.6346 | 15.4343 | 0 | 2014-08-08 10:30 | 3554.1667 | 3.5542
|  | 2014-08-08 22:35:03 | 26.6953 | 0.53033 | 2.1213 | 7.6173 | 7.6173 | 0.060333 | 0.060333 | 0.74917 | 0.74917 | 0 | 0 | 3.0595 | 3.0595 | -13.0877 | -6.5438 | 7.227 | 0 | 0 |  |  | 2.0153 |  | 0.079465 | 7.9465 | 14.454 | 0 | 2014-08-08 11:00 | 3059.5 | 3.0595
|  | 2014-08-08 23:05:01 | 25.5513 | 0.95617 | 3.8247 | 7.627 | 7.627 | 0.0615 | 0.0615 | 0.75083 | 0.75083 | 0 | 0 | 2.7578 | 2.7578 | -10.5295 | -5.2647 | 6.5438 | 0 | 0 |  |  | 3.5187 |  | 0.14969 | 14.9686 | 13.0877 | 0 | 2014-08-08 11:30 | 2757.8333 | 2.7578
|  | 2014-08-08 23:35:02 | 24.5698 | 1.4027 | 5.6107 | 7.6212 | 7.6212 | 0.062667 | 0.062667 | 0.75267 | 0.75267 | 0 | 0 | 2.4742 | 2.4742 | -8.0485 | -4.0243 | 5.2647 | 0 | 0 |  |  | 5.0496 |  | 0.22836 | 22.8356 | 10.5295 | 0 | 2014-08-08 12:00 | 2474.1667 | 2.4742
|  | 2014-08-09 00:05:02 | 24.485 | 1.5973 | 6.3893 | 7.6137 | 7.6137 | 0.062333 | 0.062333 | 0.7555 | 0.7555 | 0 | 0 | 2.324 | 2.324 | -7.3402 | -3.6701 | 4.0243 | 0 | 0 |  |  | 6.2615 |  | 0.26095 | 26.0949 | 8.0485 | 0 | 2014-08-08 12:30 | 2324 | 2.324
|  | 2014-08-09 00:35:02 | 24.214 | 1.9928 | 7.9713 | 7.6185 | 7.6185 | 0.061 | 0.061 | 0.7535 | 0.7535 | 0 | 0 | 1.9812 | 1.9812 | -5.8285 | -2.9142 | 3.6701 | 0 | 0 |  |  | 7.4133 |  | 0.3292 | 32.9203 | 7.3402 | 0 | 2014-08-08 13:00 | 1981.1667 | 1.9812
|  | 2014-08-09 01:05:02 | 23.677 | 2.1588 | 8.6353 | 7.6202 | 7.6202 | 0.060667 | 0.060667 | 0.75617 | 0.75617 | 0 | 0 | 1.9745 | 1.9745 | -4.6302 | -2.3151 | 2.9142 | 0 | 0 |  |  | 9.4125 |  | 0.36471 | 36.4714 | 5.8285 | 0 | 2014-08-08 13:30 | 1974.5 | 1.9745
|  | 2014-08-09 01:35:03 | 23.2498 | 2.2212 | 8.8847 | 7.6247 | 7.6247 | 0.060167 | 0.060167 | 0.74633 | 0.74633 | 0 | 0 | 1.9367 | 1.9367 | -3.9973 | -1.9987 | 2.3151 | 0 | 0 |  |  | 8.6181 |  | 0.38214 | 38.2139 | 4.6302 | 0 | 2014-08-08 14:00 | 1936.6667 | 1.9367
|  | 2014-08-09 02:05:02 | 22.9803 | 2.0673 | 8.2693 | 7.626 | 7.626 | 0.060333 | 0.060333 | 0.66067 | 0.66067 | 0 | 0 | 1.8845 | 1.8845 | -4.4795 | -2.2398 | 1.9987 | 0 | 0 |  |  | 7.6078 |  | 0.35984 | 35.9844 | 3.9973 | 0 | 2014-08-08 14:30 | 1884.5 | 1.8845
|  | 2014-08-09 02:35:03 | 22.8457 | 2.0727 | 8.2907 | 7.6312 | 7.6312 | 0.060333 | 0.060333 | 0.65383 | 0.65383 | 0 | 0 | 1.8792 | 1.8792 | -4.3305 | -2.1653 | 2.2398 | 0 | 0 |  |  | 7.7932 |  | 0.3629 | 36.2899 | 4.4795 | 0 | 2014-08-08 15:00 | 1879.1667 | 1.8792
|  | 2014-08-09 03:05:02 | 22.6407 | 2.1713 | 8.6853 | 7.6367 | 7.6367 | 0.061 | 0.061 | 0.66967 | 0.66967 | 0 | 0 | 1.8477 | 1.8477 | -3.7403 | -1.8702 | 2.1653 | 0 | 0 |  |  | 9.0327 |  | 0.38362 | 38.3617 | 4.3305 | 0 | 2014-08-08 15:30 | 1847.6667 | 1.8477
|  | 2014-08-09 03:35:01 | 22.479 | 2.1282 | 8.5127 | 7.6653 | 7.6653 | 0.061333 | 0.061333 | 0.589 | 0.589 | 0 | 0 | 1.8215 | 1.8215 | -3.8292 | -1.9146 | 1.8702 | 0 | 0 |  |  | 7.9168 |  | 0.37869 | 37.8694 | 3.7403 | 0 | 2014-08-08 16:00 | 1821.5 | 1.8215
|  | 2014-08-09 04:05:04 | 22.4298 | 1.9687 | 7.8747 | 7.6895 | 7.6895 | 0.061833 | 0.061833 | 0.574 | 0.574 | 0 | 0 | 1.8168 | 1.8168 | -4.413 | -2.2065 | 1.9146 | 0 | 0 |  |  | 8.2684 |  | 0.35108 | 35.108 | 3.8292 | 0 | 2014-08-08 16:30 | 1816.8333 | 1.8168
|  | 2014-08-09 04:35:03 | 22.2583 | 1.7963 | 7.1853 | 7.7207 | 7.7207 | 0.062167 | 0.062167 | 0.6075 | 0.6075 | 0 | 0 | 1.878 | 1.878 | -4.8047 | -2.4023 | 2.2065 | 0 | 0 |  |  | 6.4668 |  | 0.32282 | 32.2815 | 4.413 | 0 | 2014-08-08 17:00 | 1878 | 1.878
|  | 2014-08-09 05:05:02 | 22.5878 | 1.8738 | 7.4953 | 7.766 | 7.766 | 0.062333 | 0.062333 | 0.673 | 0.673 | 0 | 0 | 1.9515 | 1.9515 | -4.6397 | -2.3198 | 2.4023 | 0 | 0 |  |  | 7.6452 |  | 0.33183 | 33.1831 | 4.8047 | 0 | 2014-08-08 17:30 | 1951.5 | 1.9515
|  | 2014-08-09 05:35:02 | 23.2248 | 2.1097 | 8.4387 | 7.8063 | 7.8063 | 0.069833 | 0.069833 | 0.669 | 0.669 | 0 | 0 | 1.9677 | 1.9677 | -4.2733 | -2.1367 | 2.3198 | 0 | 0 |  |  | 8.1855 |  | 0.36335 | 36.3347 | 4.6397 | 0 | 2014-08-08 18:00 | 1967.6667 | 1.9677
|  | 2014-08-09 06:05:03 | 23.9278 | 2.2635 | 9.054 | 7.819 | 7.819 | 0.16083 | 0.16083 | 0.64233 | 0.64233 | 0 | 0 | 2.0198 | 2.0198 | -4.2318 | -2.1159 | 2.1367 | 0 | 0 |  |  | 8.7824 |  | 0.37839 | 37.8388 | 4.2733 | 0 | 2014-08-08 18:30 | 2019.8333 | 2.0198
|  | 2014-08-09 06:35:02 | 25.2275 | 2.329 | 9.316 | 7.8107 | 7.8107 | 0.16833 | 0.16833 | 0.7555 | 0.7555 | 0.3452 | 0.3452 | 2.5133 | 2.5133 | -4.3185 | -2.1592 | 2.1159 | 0 | 0 |  |  | 10.1544 |  | 0.36928 | 36.928 | 4.2318 | 0 | 2014-08-08 19:00 | 2513.3333 | 2.5133
|  | 2014-08-09 07:05:02 | 26.9733 | 2.3132 | 9.2527 | 7.819 | 7.819 | 0.18383 | 0.18383 | 0.75733 | 0.75733 | 0.3452 | 0.3452 | 2.9465 | 2.9465 | -5.6688 | -2.8344 | 2.1592 | 0 | 0 |  |  | 8.3274 |  | 0.34303 | 34.303 | 4.3185 | 0 | 2014-08-08 19:30 | 2946.5 | 2.9465
|  | 2014-08-09 07:35:02 | 28.367 | 2.354 | 9.416 | 7.822 | 7.822 | 0.18467 | 0.18467 | 0.7535 | 0.7535 | 1.1064 | 1.1064 | 3.2128 | 3.2128 | -5.8716 | -2.9358 | 2.8344 | 0 | 0 |  |  | 8.851 |  | 0.33193 | 33.1935 | 5.6688 | 0 | 2014-08-08 20:00 | 3212.8333 | 3.2128
|  | 2014-08-09 08:05:02 | 29.5615 | 2.3645 | 9.458 | 7.8145 | 7.8145 | 0.18483 | 0.18483 | 0.738 | 0.738 | 1.1064 | 1.1064 | 3.4598 | 3.4598 | -6.7999 | -3.4 | 2.9358 | 0 | 0 |  |  | 8.7014 |  | 0.31994 | 31.9943 | 5.8716 | 0 | 2014-08-08 20:30 | 3459.8333 | 3.4598
|  | 2014-08-09 08:35:02 | 29.9873 | 2.4137 | 9.6547 | 7.8087 | 7.8087 | 0.1845 | 0.1845 | 0.73833 | 0.73833 | 1.8944 | 1.8944 | 3.5055 | 3.5055 | -6.2013 | -3.1006 | 3.4 | 0 | 0 |  |  | 10.5236 |  | 0.32196 | 32.1958 | 6.7999 | 0 | 2014-08-08 21:00 | 3505.5 | 3.5055
|  | 2014-08-09 09:05:02 | 29.9633 | 2.5843 | 10.3373 | 7.8037 | 7.8037 | 0.186 | 0.186 | 0.73717 | 0.73717 | 1.8944 | 1.8944 | 3.4765 | 3.4765 | -5.5283 | -2.7641 | 3.1006 | 0 | 0 |  |  | 10.6475 |  | 0.345 | 34.4999 | 6.2013 | 0 | 2014-08-08 21:30 | 3476.5 | 3.4765
|  | 2014-08-09 09:35:03 | 29.8983 | 2.8163 | 11.2653 | 7.8038 | 7.8038 | 0.19467 | 0.19467 | 0.73817 | 0.73817 | 2.9948 | 2.9948 | 3.359 | 3.359 | -3.5425 | -1.7713 | 2.7641 | 0 | 0 |  |  | 11.7159 |  | 0.37679 | 37.6788 | 5.5283 | 0 | 2014-08-08 22:00 | 3359 | 3.359
|  | 2014-08-09 10:05:02 | 29.7697 | 3.0415 | 12.166 | 7.7985 | 7.7985 | 0.194 | 0.194 | 0.73983 | 0.73983 | 2.9948 | 2.9948 | 2.9795 | 2.9795 | -2.897 | -1.4485 | 1.7713 | 0 | 0 |  |  | 12.2877 |  | 0.40867 | 40.8671 | 3.5425 | 0 | 2014-08-08 22:30 | 2979.5 | 2.9795
|  | 2014-08-09 10:35:03 | 29.6527 | 3.2237 | 12.8947 | 7.7957 | 7.7957 | 0.194 | 0.194 | 0.73833 | 0.73833 | 5.0052 | 5.0052 | 2.8427 | 2.8427 | -0.18213 | -0.091067 | 1.4485 | 0 | 0 |  |  | 13.0236 |  | 0.43486 | 43.4857 | 2.897 | 0 | 2014-08-08 23:00 | 2842.6667 | 2.8427
|  | 2014-08-09 11:05:02 | 29.4227 | 3.1578 | 12.6313 | 7.7997 | 7.7997 | 0.19433 | 0.19433 | 0.73417 | 0.73417 | 5.0052 | 5.0052 | 2.562 | 2.562 | -0.49597 | -0.24798 | 0.091067 | 0 | 0 |  |  | 11.3682 |  | 0.42931 | 42.9306 | 0.18213 | 0 | 2014-08-08 23:30 | 2562 | 2.562
|  | 2014-08-09 11:35:02 | 29.0817 | 3.1318 | 12.5273 | 7.8 | 7.8 | 0.18467 | 0.18467 | 0.72433 | 0.72433 | 5.6372 | 5.6372 | 2.6172 | 2.6172 | 0.40903 | 0.20452 | 0.24798 | 0.20452 | 0 |  |  | 11.7757 |  | 0.43076 | 43.0764 | 0.49597 | 0 | 2014-08-09 | 2617.1667 | 2.6172
|  | 2014-08-09 12:05:03 | 28.5355 | 3.0632 | 12.2527 | 7.804 | 7.804 | 0.15467 | 0.15467 | 0.73683 | 0.73683 | 5.6372 | 5.6372 | 2.6433 | 2.6433 | 0.6932 | 0.3466 | 0 | 0.55112 | 0 |  |  | 11.7626 |  | 0.42938 | 42.9383 | 0 | 0 | 2014-08-09 00:30 | 2643.3333 | 2.6433
|  | 2014-08-09 12:35:03 | 28.0897 | 3.1282 | 12.5127 | 7.808 | 7.808 | 0.14933 | 0.14933 | 0.73667 | 0.73667 | 5.6624 | 5.6624 | 2.6908 | 2.6908 | 1.4702 | 0.73512 | 0 | 1.2862 | 0 |  |  | 11.6368 |  | 0.44545 | 44.5454 | 0 | 0 | 2014-08-09 01:00 | 2690.8333 | 2.6908
|  | 2014-08-09 13:05:02 | 27.6715 | 3.1232 | 12.4927 | 7.81 | 7.81 | 0.14917 | 0.14917 | 0.73683 | 0.73683 | 5.6624 | 5.6624 | 2.6757 | 2.6757 | 1.8552 | 0.92762 | 0 | 2.2138 | 0 |  |  | 13.3672 |  | 0.45146 | 45.1463 | 0 | 0 | 2014-08-09 01:30 | 2675.6667 | 2.6757
|  | 2014-08-09 13:35:01 | 27.5348 | 3.1923 | 12.7693 | 7.8075 | 7.8075 | 0.149 | 0.149 | 0.7375 | 0.7375 | 6.3556 | 6.3556 | 2.6942 | 2.6942 | 2.9783 | 1.4891 | 0 | 3.703 | 0 |  |  | 12.7693 |  | 0.46375 | 46.3752 | 0 | 0 | 2014-08-09 02:00 | 2694.1667 | 2.6942
|  | 2014-08-09 14:05:01 | 27.5063 | 3.0545 | 12.218 | 7.8135 | 7.8135 | 0.149 | 0.149 | 0.73817 | 0.73817 | 6.3556 | 6.3556 | 2.724 | 2.724 | 2.4919 | 1.246 | 0 | 4.949 | 0 |  |  | 11.4849 |  | 0.44419 | 44.4189 | 0 | 0 | 2014-08-09 02:30 | 2724 | 2.724
|  | 2014-08-09 14:35:02 | 27.7657 | 2.9533 | 11.8133 | 7.8363 | 7.8363 | 0.14917 | 0.14917 | 0.74217 | 0.74217 | 6.0924 | 6.0924 | 2.7623 | 2.7623 | 1.6301 | 0.81503 | 0 | 5.764 | 0 |  |  | 11.2227 |  | 0.42547 | 42.5466 | 0 | 0 | 2014-08-09 03:00 | 2762.3333 | 2.7623
|  | 2014-08-09 15:05:04 | 28.1063 | 2.8592 | 11.4367 | 7.8405 | 7.8405 | 0.14967 | 0.14967 | 0.7365 | 0.7365 | 6.0924 | 6.0924 | 2.7653 | 2.7653 | 0.91473 | 0.45737 | 0 | 6.2214 | 0 |  |  | 11.4367 |  | 0.40691 | 40.6907 | 0 | 0 | 2014-08-09 03:30 | 2765.3333 | 2.7653
|  | 2014-08-09 15:35:03 | 28.8895 | 3.0883 | 12.3533 | 7.841 | 7.841 | 0.18583 | 0.18583 | 0.736 | 0.736 | 4.6136 | 4.6136 | 2.8153 | 2.8153 | -0.3444 | -0.1722 | 0 | 6.0492 | 0 |  |  | 11.8592 |  | 0.42761 | 42.7606 | 0 | 0.3444 | 2014-08-09 04:00 | 2815.3333 | 2.8153
|  | 2014-08-09 16:05:04 | 29.7848 | 3.5768 | 14.3073 | 7.837 | 7.837 | 0.23633 | 0.23633 | 0.73183 | 0.73183 | 4.6136 | 4.6136 | 3.1585 | 3.1585 | 1.0998 | 0.54988 | 0 | 6.599 | 0 |  |  | 15.595 |  | 0.48036 | 48.0356 | 0 | 0 | 2014-08-09 04:30 | 3158.5 | 3.1585
|  | 2014-08-09 16:35:02 | 30.3918 | 3.575 | 14.3 | 7.8375 | 7.8375 | 0.23883 | 0.23883 | 0.73233 | 0.73233 | 3.5036 | 3.5036 | 3.4473 | 3.4473 | -0.33223 | -0.16612 | 0 | 6.4329 | 0 |  |  | 15.587 |  | 0.47052 | 47.0521 | 0 | 0.33223 | 2014-08-09 05:00 | 3447.3333 | 3.4473
|  | 2014-08-09 17:05:01 | 30.4378 | 3.5093 | 14.0373 | 7.836 | 7.836 | 0.23867 | 0.23867 | 0.73667 | 0.73667 | 3.5036 | 3.5036 | 3.4673 | 3.4673 | -0.61823 | -0.30912 | 0 | 6.1238 | 0 |  |  | 13.1951 |  | 0.46118 | 46.118 | 0 | 0.61823 | 2014-08-09 05:30 | 3467.3333 | 3.4673
|  | 2014-08-09 17:35:04 | 30.491 | 3.383 | 13.532 | 7.8383 | 7.8383 | 0.2215 | 0.2215 | 0.73767 | 0.73767 | 2.4232 | 2.4232 | 3.4863 | 3.4863 | -2.252 | -1.126 | 0 | 4.9978 | 0 |  |  | 13.126 |  | 0.4438 | 44.3803 | 0 | 2.252 | 2014-08-09 06:00 | 3486.3333 | 3.4863
|  | 2014-08-09 18:05:02 | 30.3705 | 2.9888 | 11.9553 | 7.8313 | 7.8313 | 0.25283 | 0.25283 | 0.73467 | 0.73467 | 2.4232 | 2.4232 | 3.4935 | 3.4935 | -3.6796 | -1.8398 | 0 | 3.158 | 0 |  |  | 12.314 |  | 0.39365 | 39.365 | 0 | 3.6796 | 2014-08-09 06:30 | 3493.5 | 3.4935
|  | 2014-08-09 18:35:02 | 30.159 | 2.5757 | 10.3027 | 7.8232 | 7.8232 | 0.2615 | 0.2615 | 0.733 | 0.733 | 1.418 | 1.418 | 3.4895 | 3.4895 | -6.1312 | -3.0656 | 0 | 0.092417 | 0 |  |  | 9.3754 |  | 0.34161 | 34.1612 | 0 | 6.1312 | 2014-08-09 07:00 | 3489.5 | 3.4895
|  | 2014-08-09 19:05:01 | 30.255 | 2.2692 | 9.0767 | 7.8298 | 7.8298 | 0.40583 | 0.40583 | 0.73783 | 0.73783 | 1.418 | 1.418 | 3.5558 | 3.5558 | -7.231 | -3.6155 | 0 | 0 | 0 |  |  | 8.2598 |  | 0.30001 | 30.0006 | 0 | 0.18483 | 2014-08-09 07:30 | 3555.8333 | 3.5558
|  | 2014-08-09 19:35:02 | 30.2198 | 2.1213 | 8.4853 | 7.8327 | 7.8327 | 0.5865 | 0.5865 | 0.73617 | 0.73617 | 0.2184 | 0.2184 | 3.6868 | 3.6868 | -8.6739 | -4.337 | 3.6155 | 0 | 0 |  |  | 8.8247 |  | 0.28079 | 28.0787 | 7.231 | 0 | 2014-08-09 08:00 | 3686.8333 | 3.6868
|  | 2014-08-09 20:05:02 | 30.5462 | 1.942 | 7.768 | 7.8393 | 7.8393 | 0.618 | 0.618 | 0.736 | 0.736 | 0.2184 | 0.2184 | 3.824 | 3.824 | -9.5424 | -4.7712 | 4.337 | 0 | 0 |  |  | 6.9912 |  | 0.2543 | 25.4304 | 8.6739 | 0 | 2014-08-09 08:30 | 3824 | 3.824
|  | 2014-08-09 20:35:02 | 30.1587 | 1.8563 | 7.4253 | 7.8388 | 7.8388 | 0.5335 | 0.5335 | 0.73633 | 0.73633 | 0.008 | 0.008 | 3.9463 | 3.9463 | -9.6703 | -4.8352 | 4.7712 | 0 | 0 |  |  | 7.5738 |  | 0.24621 | 24.6209 | 9.5424 | 0 | 2014-08-09 09:00 | 3946.3333 | 3.9463
|  | 2014-08-09 21:05:01 | 29.5885 | 1.6205 | 6.482 | 7.836 | 7.836 | 0.36133 | 0.36133 | 0.73567 | 0.73567 | 0.008 | 0.008 | 3.6445 | 3.6445 | -10.521 | -5.2605 | 4.8352 | 0 | 0 |  |  | 5.8986 |  | 0.21907 | 21.9072 | 9.6703 | 0 | 2014-08-09 09:30 | 3644.5 | 3.6445
|  | 2014-08-09 21:35:02 | 28.4378 | 1.5612 | 6.2447 | 7.8343 | 7.8343 | 0.26567 | 0.26567 | 0.737 | 0.737 | 0 | 0 | 3.5503 | 3.5503 | -9.8058 | -4.9029 | 5.2605 | 0 | 0 |  |  | 5.6826 |  | 0.21959 | 21.959 | 10.521 | 0 | 2014-08-09 10:00 | 3550.3333 | 3.5503
|  | 2014-08-09 22:05:01 | 26.7372 | 1.471 | 5.884 | 7.8357 | 7.8357 | 0.256 | 0.256 | 0.738 | 0.738 | 0 | 0 | 3.2255 | 3.2255 | -8.798 | -4.399 | 4.9029 | 0 | 0 |  |  | 6.2959 |  | 0.22007 | 22.0068 | 9.8058 | 0 | 2014-08-09 10:30 | 3225.5 | 3.2255
|  | 2014-08-09 22:35:02 | 25.1448 | 1.3545 | 5.418 | 7.8375 | 7.8375 | 0.2445 | 0.2445 | 0.73717 | 0.73717 | 0 | 0 | 2.8903 | 2.8903 | -8.0173 | -4.0087 | 4.399 | 0 | 0 |  |  | 5.5805 |  | 0.21547 | 21.5472 | 8.798 | 0 | 2014-08-09 11:00 | 2890.3333 | 2.8903
|  | 2014-08-09 23:05:02 | 23.9775 | 1.1818 | 4.7273 | 7.8388 | 7.8388 | 0.21233 | 0.21233 | 0.73733 | 0.73733 | 0 | 0 | 2.9113 | 2.9113 | -7.5503 | -3.7752 | 4.0087 | 0 | 0 |  |  | 4.7273 |  | 0.19716 | 19.7157 | 8.0173 | 0 | 2014-08-09 11:30 | 2911.3333 | 2.9113
|  | 2014-08-09 23:35:02 | 23.2507 | 1.0752 | 4.3007 | 7.838 | 7.838 | 0.20133 | 0.20133 | 0.7375 | 0.7375 | 0 | 0 | 2.8657 | 2.8657 | -7.3075 | -3.6538 | 3.7752 | 0 | 0 |  |  | 4.2147 |  | 0.18497 | 18.497 | 7.5503 | 0 | 2014-08-09 12:00 | 2865.6667 | 2.8657
|  | 2014-08-10 00:05:04 | 22.7685 | 1.1622 | 4.6487 | 7.8468 | 7.8468 | 0.108 | 0.108 | 0.738 | 0.738 | 0 | 0 | 2.68 | 2.68 | -6.747 | -3.3735 | 3.6538 | 0 | 0 |  |  | 4.5557 |  | 0.20417 | 20.4171 | 7.3075 | 0 | 2014-08-09 12:30 | 2680 | 2.68
|  | 2014-08-10 00:35:03 | 22.5533 | 1.1022 | 4.4087 | 7.842 | 7.842 | 0.095 | 0.095 | 0.73817 | 0.73817 | 0 | 0 | 2.5455 | 2.5455 | -6.924 | -3.462 | 3.3735 | 0 | 0 |  |  | 4.8495 |  | 0.19548 | 19.5477 | 6.747 | 0 | 2014-08-09 13:00 | 2545.5 | 2.5455
|  | 2014-08-10 01:05:02 | 22.173 | 1.0573 | 4.2293 | 7.8432 | 7.8432 | 0.077333 | 0.077333 | 0.73817 | 0.73817 | 0 | 0 | 2.5328 | 2.5328 | -6.7522 | -3.3761 | 3.462 | 0 | 0 |  |  | 3.8064 |  | 0.19074 | 19.0742 | 6.924 | 0 | 2014-08-09 13:30 | 2532.8333 | 2.5328
|  | 2014-08-10 01:35:02 | 22.015 | 1.1177 | 4.4707 | 7.842 | 7.842 | 0.062833 | 0.062833 | 0.73817 | 0.73817 | 0 | 0 | 2.4875 | 2.4875 | -6.4138 | -3.2069 | 3.3761 | 0 | 0 |  |  | 4.7836 |  | 0.20307 | 20.3074 | 6.7522 | 0 | 2014-08-09 14:00 | 2487.5 | 2.4875
|  | 2014-08-10 02:05:03 | 21.9782 | 1.3105 | 5.242 | 7.8567 | 7.8567 | 0.061 | 0.061 | 0.738 | 0.738 | 0 | 0 | 2.4928 | 2.4928 | -5.5877 | -2.7938 | 3.2069 | 0 | 0 |  |  | 5.242 |  | 0.23851 | 23.8509 | 6.4138 | 0 | 2014-08-09 14:30 | 2492.8333 | 2.4928
|  | 2014-08-10 02:35:03 | 21.804 | 1.0255 | 4.102 | 7.834 | 7.834 | 0.069 | 0.069 | 0.73817 | 0.73817 | 0 | 0 | 2.5338 | 2.5338 | -6.527 | -3.2635 | 2.7938 | 0 | 0 |  |  | 3.8559 |  | 0.18813 | 18.8131 | 5.5877 | 0 | 2014-08-09 15:00 | 2533.8333 | 2.5338
|  | 2014-08-10 03:05:01 | 21.5607 | 0.94583 | 3.7833 | 7.8257 | 7.8257 | 0.0765 | 0.0765 | 0.738 | 0.738 | 0 | 0 | 2.4798 | 2.4798 | -6.6573 | -3.3287 | 3.2635 | 0 | 0 |  |  | 3.632 |  | 0.17547 | 17.5474 | 6.527 | 0 | 2014-08-09 15:30 | 2479.8333 | 2.4798
|  | 2014-08-10 03:35:02 | 21.4308 | 0.95767 | 3.8307 | 7.8295 | 7.8295 | 0.077 | 0.077 | 0.73783 | 0.73783 | 0 | 0 | 2.49 | 2.49 | -6.4658 | -3.2329 | 3.3287 | 0 | 0 |  |  | 3.7541 |  | 0.17875 | 17.8746 | 6.6573 | 0 | 2014-08-09 16:00 | 2490 | 2.49
|  | 2014-08-10 04:05:02 | 21.4847 | 1.0635 | 4.254 | 7.8212 | 7.8212 | 0.076833 | 0.076833 | 0.73817 | 0.73817 | 0 | 0 | 2.5048 | 2.5048 | -6.0897 | -3.0448 | 3.2329 | 0 | 0 |  |  | 4.4667 |  | 0.198 | 19.8002 | 6.4658 | 0 | 2014-08-09 16:30 | 2504.8333 | 2.5048
|  | 2014-08-10 04:35:03 | 21.2607 | 1.234 | 4.936 | 7.8325 | 7.8325 | 0.076667 | 0.076667 | 0.73383 | 0.73383 | 0 | 0 | 2.488 | 2.488 | -5.1937 | -2.5968 | 3.0448 | 0 | 0 |  |  | 5.1334 |  | 0.23217 | 23.2166 | 6.0897 | 0 | 2014-08-09 17:00 | 2488 | 2.488
|  | 2014-08-10 05:05:02 | 21.3165 | 1.4643 | 5.8573 | 7.8373 | 7.8373 | 0.095 | 0.095 | 0.73683 | 0.73683 | 0 | 0 | 2.4405 | 2.4405 | -4.3495 | -2.1748 | 2.5968 | 0 | 0 |  |  | 5.7402 |  | 0.27478 | 27.4779 | 5.1937 | 0 | 2014-08-09 17:30 | 2440.5 | 2.4405
|  | 2014-08-10 05:35:03 | 21.729 | 1.666 | 6.664 | 7.8433 | 7.8433 | 0.10967 | 0.10967 | 0.73667 | 0.73667 | 0 | 0 | 2.4838 | 2.4838 | -3.8915 | -1.9457 | 2.1748 | 0 | 0 |  |  | 7.1305 |  | 0.30669 | 30.6687 | 4.3495 | 0 | 2014-08-09 18:00 | 2483.8333 | 2.4838
|  | 2014-08-10 06:05:01 | 22.8478 | 2.014 | 8.056 | 7.8368 | 7.8368 | 0.1825 | 0.1825 | 0.73767 | 0.73767 | 0 | 0 | 2.667 | 2.667 | -3.3678 | -1.6839 | 1.9457 | 0 | 0 |  |  | 7.4115 |  | 0.35259 | 35.2594 | 3.8915 | 0 | 2014-08-09 18:30 | 2667 | 2.667
|  | 2014-08-10 06:35:02 | 23.5028 | 2.2162 | 8.8647 | 7.836 | 7.836 | 0.186 | 0.186 | 0.7375 | 0.7375 | 0.3712 | 0.3712 | 2.6933 | 2.6933 | -2.8141 | -1.4071 | 1.6839 | 0 | 0 |  |  | 9.1306 |  | 0.37717 | 37.7174 | 3.3678 | 0 | 2014-08-09 19:00 | 2693.3333 | 2.6933
|  | 2014-08-10 07:05:01 | 24.6677 | 2.3638 | 9.4553 | 7.837 | 7.837 | 0.24033 | 0.24033 | 0.737 | 0.737 | 0.3712 | 0.3712 | 3.0173 | 3.0173 | -3.0095 | -1.5047 | 1.4071 | 0 | 0 |  |  | 8.6989 |  | 0.38331 | 38.3309 | 2.8141 | 0 | 2014-08-09 19:30 | 3017.3333 | 3.0173
|  | 2014-08-10 07:35:02 | 26.1795 | 2.6608 | 10.6433 | 7.8415 | 7.8415 | 0.248 | 0.248 | 0.73733 | 0.73733 | 1.1488 | 1.1488 | 3.2103 | 3.2103 | -2.3502 | -1.1751 | 1.5047 | 0 | 0 |  |  | 10.324 |  | 0.40655 | 40.6552 | 3.0095 | 0 | 2014-08-09 20:00 | 3210.3333 | 3.2103
|  | 2014-08-10 08:05:02 | 27.8922 | 2.8578 | 11.4313 | 7.8453 | 7.8453 | 0.288 | 0.288 | 0.73733 | 0.73733 | 1.1488 | 1.1488 | 3.5008 | 3.5008 | -2.9405 | -1.4703 | 1.1751 | 0 | 0 |  |  | 11.0884 |  | 0.40984 | 40.984 | 2.3502 | 0 | 2014-08-09 20:30 | 3500.8333 | 3.5008
|  | 2014-08-10 08:35:03 | 29.2392 | 3.0443 | 12.1773 | 7.8428 | 7.8428 | 0.2865 | 0.2865 | 0.73817 | 0.73817 | 1.6136 | 1.6136 | 3.8357 | 3.8357 | -2.7451 | -1.3725 | 1.4703 | 0 | 0 |  |  | 13.2733 |  | 0.41647 | 41.6473 | 2.9405 | 0 | 2014-08-09 21:00 | 3835.6667 | 3.8357
|  | 2014-08-10 09:05:02 | 30.4328 | 2.9893 | 11.9573 | 7.8347 | 7.8347 | 0.31167 | 0.31167 | 0.73617 | 0.73617 | 1.6136 | 1.6136 | 4.0583 | 4.0583 | -3.9211 | -1.9605 | 1.3725 | 0 | 0 |  |  | 11.9573 |  | 0.39291 | 39.2909 | 2.7451 | 0 | 2014-08-09 21:30 | 4058.3333 | 4.0583
|  | 2014-08-10 09:35:02 | 31.162 | 2.7905 | 11.162 | 7.8317 | 7.8317 | 0.3135 | 0.3135 | 0.72367 | 0.72367 | 2.616 | 2.616 | 4.0775 | 4.0775 | -4.4377 | -2.2188 | 1.9605 | 0 | 0 |  |  | 10.0458 |  | 0.35819 | 35.8193 | 3.9211 | 0 | 2014-08-09 22:00 | 4077.5 | 4.0775
|  | 2014-08-10 10:05:03 | 31.5325 | 2.6808 | 10.7233 | 7.8308 | 7.8308 | 0.313 | 0.313 | 0.7265 | 0.7265 | 2.616 | 2.616 | 4.2705 | 4.2705 | -5.0523 | -2.5262 | 2.2188 | 0 | 0 |  |  | 9.8655 |  | 0.34007 | 34.0072 | 4.4377 | 0 | 2014-08-09 22:30 | 4270.5 | 4.2705
|  | 2014-08-10 10:35:08 | 31.7853 | 2.5993 | 10.3973 | 7.8302 | 7.8302 | 0.42317 | 0.42317 | 0.73483 | 0.73483 | 3.9296 | 3.9296 | 4.4672 | 4.4672 | -4.0031 | -2.0015 | 2.5262 | 0 | 0 |  |  | 11.4371 |  | 0.32711 | 32.7111 | 5.0523 | 0 | 2014-08-09 23:00 | 4467.1667 | 4.4672
|  | 2014-08-10 11:05:01 | 31.9548 | 2.4437 | 9.7747 | 7.8213 | 7.8213 | 0.4625 | 0.4625 | 0.73783 | 0.73783 | 3.9296 | 3.9296 | 4.711 | 4.711 | -4.5179 | -2.259 | 2.0015 | 0 | 0 |  |  | 10.7521 |  | 0.30589 | 30.589 | 4.0031 | 0 | 2014-08-09 23:30 | 4711 | 4.711
|  | 2014-08-10 11:35:03 | 31.7545 | 2.4265 | 9.706 | 7.8258 | 7.8258 | 0.461 | 0.461 | 0.738 | 0.738 | 4.7408 | 4.7408 | 4.7203 | 4.7203 | -3.5625 | -1.7813 | 2.259 | 0 | 0 |  |  | 10.6766 |  | 0.30566 | 30.5657 | 4.5179 | 0 | 2014-08-10 | 4720.3333 | 4.7203
|  | 2014-08-10 12:05:01 | 31.295 | 2.5635 | 10.254 | 7.8192 | 7.8192 | 0.221 | 0.221 | 0.731 | 0.731 | 4.7408 | 4.7408 | 4.4862 | 4.4862 | -3.0429 | -1.5214 | 1.7813 | 0 | 0 |  |  | 9.8438 |  | 0.32766 | 32.7656 | 3.5625 | 0 | 2014-08-10 00:30 | 4486.1667 | 4.4862
|  | 2014-08-10 12:35:04 | 30.4922 | 2.6335 | 10.534 | 7.8255 | 7.8255 | 0.18617 | 0.18617 | 0.7285 | 0.7285 | 4.564 | 4.564 | 4.2488 | 4.2488 | -2.4052 | -1.2026 | 1.5214 | 0 | 0 |  |  | 9.902 |  | 0.34547 | 34.5466 | 3.0429 | 0 | 2014-08-10 01:00 | 4248.8333 | 4.2488
|  | 2014-08-10 13:05:02 | 29.9368 | 2.6828 | 10.7313 | 7.8302 | 7.8302 | 0.17567 | 0.17567 | 0.7295 | 0.7295 | 4.564 | 4.564 | 4.0033 | 4.0033 | -1.9028 | -0.95142 | 1.2026 | 0 | 0 |  |  | 11.4825 |  | 0.35847 | 35.8466 | 2.4052 | 0 | 2014-08-10 01:30 | 4003.3333 | 4.0033
|  | 2014-08-10 13:35:02 | 29.639 | 2.6498 | 10.5993 | 7.8323 | 7.8323 | 0.23983 | 0.23983 | 0.73067 | 0.73067 | 4.7 | 4.7 | 3.8263 | 3.8263 | -1.7105 | -0.85525 | 0.95142 | 0 | 0 |  |  | 9.8574 |  | 0.35761 | 35.7614 | 1.9028 | 0 | 2014-08-10 02:00 | 3826.3333 | 3.8263
|  | 2014-08-10 14:05:03 | 29.367 | 2.6093 | 10.4373 | 7.8377 | 7.8377 | 0.2565 | 0.2565 | 0.73267 | 0.73267 | 4.7 | 4.7 | 3.677 | 3.677 | -1.7258 | -0.86292 | 0.85525 | 0 | 0 |  |  | 10.333 |  | 0.35541 | 35.541 | 1.7105 | 0 | 2014-08-10 02:30 | 3677 | 3.677
|  | 2014-08-10 14:35:03 | 29.3538 | 2.5302 | 10.1207 | 7.8375 | 7.8375 | 0.31967 | 0.31967 | 0.73433 | 0.73433 | 4.1188 | 4.1188 | 3.6525 | 3.6525 | -2.5704 | -1.2852 | 0.86292 | 0 | 0 |  |  | 9.5134 |  | 0.34478 | 34.4782 | 1.7258 | 0 | 2014-08-10 03:00 | 3652.5 | 3.6525
|  | 2014-08-10 15:05:02 | 29.5453 | 2.6288 | 10.5153 | 7.8413 | 7.8413 | 0.34733 | 0.34733 | 0.73417 | 0.73417 | 4.1188 | 4.1188 | 3.663 | 3.663 | -2.3254 | -1.1627 | 1.2852 | 0 | 0 |  |  | 9.6741 |  | 0.35591 | 35.5905 | 2.5704 | 0 | 2014-08-10 03:30 | 3663 | 3.663
|  | 2014-08-10 15:35:02 | 29.95 | 3.0405 | 12.162 | 7.8413 | 7.8413 | 0.51517 | 0.51517 | 0.73 | 0.73 | 2.5032 | 2.5032 | 3.5057 | 3.5057 | -2.6926 | -1.3463 | 1.1627 | 0 | 0 |  |  | 12.2836 |  | 0.40608 | 40.6077 | 2.3254 | 0 | 2014-08-10 04:00 | 3505.6667 | 3.5057
|  | 2014-08-10 16:05:01 | 30.358 | 3.3457 | 13.3827 | 7.8513 | 7.8513 | 0.54333 | 0.54333 | 0.73283 | 0.73283 | 2.5032 | 2.5032 | 3.333 | 3.333 | -2.0116 | -1.0058 | 1.3463 | 0 | 0 |  |  | 12.5797 |  | 0.44083 | 44.0828 | 2.6926 | 0 | 2014-08-10 04:30 | 3333 | 3.333
|  | 2014-08-10 16:35:02 | 30.3785 | 3.4985 | 13.994 | 7.8445 | 7.8445 | 0.54517 | 0.54517 | 0.7315 | 0.7315 | 1.9836 | 1.9836 | 3.3665 | 3.3665 | -1.9132 | -0.95662 | 1.0058 | 0 | 0 |  |  | 14.6937 |  | 0.46065 | 46.0655 | 2.0116 | 0 | 2014-08-10 05:00 | 3366.5 | 3.3665
|  | 2014-08-10 17:05:01 | 30.3457 | 3.6443 | 14.5773 | 7.8408 | 7.8408 | 0.481 | 0.481 | 0.73167 | 0.73167 | 1.9836 | 1.9836 | 3.3303 | 3.3303 | -1.4009 | -0.70045 | 0.95662 | 0 | 0 |  |  | 14.4316 |  | 0.48038 | 48.0376 | 1.9132 | 0 | 2014-08-10 05:30 | 3330.3333 | 3.3303
|  | 2014-08-10 17:35:02 | 29.9887 | 3.7547 | 15.0187 | 7.8328 | 7.8328 | 0.37467 | 0.37467 | 0.73683 | 0.73683 | 1.3316 | 1.3316 | 3.291 | 3.291 | -1.4031 | -0.70153 | 0.70045 | 0 | 0 |  |  | 13.8172 |  | 0.50081 | 50.0811 | 1.4009 | 0 | 2014-08-10 06:00 | 3291 | 3.291
|  | 2014-08-10 18:05:02 | 29.6877 | 3.8792 | 15.5167 | 7.8167 | 7.8167 | 0.3785 | 0.3785 | 0.73917 | 0.73917 | 1.3316 | 1.3316 | 3.2437 | 3.2437 | -0.6614 | -0.3307 | 0.70153 | 0 | 0 |  |  | 16.6028 |  | 0.52266 | 52.2664 | 1.4031 | 0 | 2014-08-10 06:30 | 3243.6667 | 3.2437
|  | 2014-08-10 18:35:04 | 29.2038 | 4.0565 | 16.226 | 7.8147 | 7.8147 | 0.39117 | 0.39117 | 0.739 | 0.739 | 0.5916 | 0.5916 | 3.2488 | 3.2488 | -0.19257 | -0.096283 | 0.3307 | 0 | 0 |  |  | 17.8486 |  | 0.55561 | 55.5612 | 0.6614 | 0 | 2014-08-10 07:00 | 3248.8333 | 3.2488
|  | 2014-08-10 19:05:01 | 28.9938 | 4.3125 | 17.25 | 7.7998 | 7.7998 | 0.33583 | 0.33583 | 0.73833 | 0.73833 | 0.5916 | 0.5916 | 3.3277 | 3.3277 | 1.0494 | 0.52472 | 0.096283 | 0.52472 | 0 |  |  | 16.3875 |  | 0.59495 | 59.4954 | 0.19257 | 0 | 2014-08-10 07:30 | 3327.6667 | 3.3277
|  | 2014-08-10 19:35:01 | 29.1797 | 4.5865 | 18.346 | 7.7835 | 7.7835 | 0.35067 | 0.35067 | 0.73683 | 0.73683 | 0.1024 | 0.1024 | 3.3027 | 3.3027 | 1.4424 | 0.7212 | 0 | 1.2459 | 0 |  |  | 17.7956 |  | 0.62873 | 62.8725 | 0 | 0 | 2014-08-10 08:00 | 3302.6667 | 3.3027
|  | 2014-08-10 20:05:03 | 30.0243 | 4.799 | 19.196 | 7.7775 | 7.7775 | 0.31983 | 0.31983 | 0.73667 | 0.73667 | 0.1024 | 0.1024 | 3.3223 | 3.3223 | 1.4304 | 0.7152 | 0 | 1.9611 | 0 |  |  | 19.388 |  | 0.63935 | 63.9348 | 0 | 0 | 2014-08-10 08:30 | 3322.3333 | 3.3223
|  | 2014-08-10 20:35:02 | 29.1025 | 5.0135 | 20.054 | 7.7653 | 7.7653 | 0.3025 | 0.3025 | 0.73833 | 0.73833 | 0.02 | 0.02 | 3.1587 | 3.1587 | 2.9363 | 1.4682 | 0 | 3.4293 | 0 |  |  | 20.8562 |  | 0.68908 | 68.9082 | 0 | 0 | 2014-08-10 09:00 | 3158.6667 | 3.1587
|  | 2014-08-10 21:05:02 | 27.9373 | 4.9663 | 19.8653 | 7.7515 | 7.7515 | 0.21733 | 0.21733 | 0.72733 | 0.72733 | 0.02 | 0.02 | 2.8275 | 2.8275 | 3.4717 | 1.7358 | 0 | 5.1651 | 0 |  |  | 19.2694 |  | 0.71107 | 71.1068 | 0 | 0 | 2014-08-10 09:30 | 2827.5 | 2.8275
|  | 2014-08-10 21:35:03 | 26.308 | 4.8983 | 19.5933 | 7.7328 | 7.7328 | 0.21467 | 0.21467 | 0.62617 | 0.62617 | 0 | 0 | 2.467 | 2.467 | 4.326 | 2.163 | 0 | 7.3281 | 0 |  |  | 20.3771 |  | 0.74477 | 74.4767 | 0 | 0 | 2014-08-10 10:00 | 2467 | 2.467
|  | 2014-08-10 22:05:02 | 24.225 | 4.629 | 18.516 | 7.7228 | 7.7228 | 0.18 | 0.18 | 0.63083 | 0.63083 | 0 | 0 | 1.999 | 1.999 | 4.8237 | 2.4118 | 0 | 9.7399 | 0 |  |  | 19.8121 |  | 0.76433 | 76.4334 | 0 | 0 | 2014-08-10 10:30 | 1999 | 1.999
|  | 2014-08-10 22:35:01 | 22.9538 | 4.4857 | 17.9427 | 7.7058 | 7.7058 | 0.1605 | 0.1605 | 0.561 | 0.561 | 0 | 0 | 1.8768 | 1.8768 | 5.293 | 2.6465 | 0 | 12.3864 | 0 |  |  | 19.7369 |  | 0.78168 | 78.1685 | 0 | 0 | 2014-08-10 11:00 | 1876.8333 | 1.8768
|  | 2014-08-10 23:05:01 | 22.0655 | 4.3722 | 17.4887 | 7.6935 | 7.6935 | 0.15817 | 0.15817 | 0.56783 | 0.56783 | 0 | 0 | 1.9048 | 1.9048 | 5.7475 | 2.8737 | 0 | 15.2602 | 0 |  |  | 16.7891 |  | 0.79258 | 79.258 | 0 | 0 | 2014-08-10 11:30 | 1904.8333 | 1.9048
|  | 2014-08-10 23:35:03 | 21.3567 | 4.2442 | 16.9767 | 7.6768 | 7.6768 | 0.161 | 0.161 | 0.53733 | 0.53733 | 0 | 0 | 1.8402 | 1.8402 | 5.8353 | 2.9177 | 0 | 18.1779 | 0 |  |  | 16.8069 |  | 0.79491 | 79.4912 | 0 | 0 | 2014-08-10 12:00 | 1840.1667 | 1.8402
|  | 2014-08-11 00:05:01 | 20.8498 | 3.8597 | 15.4387 | 7.6653 | 7.6653 | 0.1635 | 0.1635 | 0.44583 | 0.44583 | 0 | 0 | 1.7912 | 1.7912 | 4.6547 | 2.3273 | 0 | 20.5052 | 0 |  |  | 14.6667 |  | 0.74047 | 74.047 | 0 | 0 | 2014-08-10 12:30 | 1791.1667 | 1.7912
|  | 2014-08-11 00:35:01 | 20.4243 | 3.7477 | 14.9907 | 7.6517 | 7.6517 | 0.1645 | 0.1645 | 0.41367 | 0.41367 | 0 | 0 | 1.7617 | 1.7617 | 4.5578 | 2.2789 | 0 | 22.7841 | 0 |  |  | 13.9413 |  | 0.73396 | 73.3961 | 0 | 0 | 2014-08-10 13:00 | 1761.6667 | 1.7617
|  | 2014-08-11 01:05:02 | 20.0907 | 3.5632 | 14.2527 | 7.6388 | 7.6388 | 0.16267 | 0.16267 | 0.41267 | 0.41267 | 0 | 0 | 1.7273 | 1.7273 | 4.1035 | 2.0517 | 0 | 24.8359 | 0 |  |  | 14.3952 |  | 0.70942 | 70.9417 | 0 | 0 | 2014-08-10 13:30 | 1727.3333 | 1.7273
|  | 2014-08-11 01:35:01 | 19.9198 | 3.494 | 13.976 | 7.6152 | 7.6152 | 0.16767 | 0.16767 | 0.41267 | 0.41267 | 0 | 0 | 1.722 | 1.722 | 3.9737 | 1.9868 | 0 | 26.8227 | 0 |  |  | 14.1158 |  | 0.70161 | 70.1612 | 0 | 0 | 2014-08-10 14:00 | 1722 | 1.722
|  | 2014-08-11 02:05:03 | 19.7202 | 3.1995 | 12.798 | 7.6017 | 7.6017 | 0.16833 | 0.16833 | 0.42067 | 0.42067 | 0 | 0 | 1.7363 | 1.7363 | 3.0048 | 1.5024 | 0 | 28.3251 | 0 |  |  | 13.1819 |  | 0.64898 | 64.898 | 0 | 0 | 2014-08-10 14:30 | 1736.3333 | 1.7363
|  | 2014-08-11 02:35:01 | 19.8638 | 3.2058 | 12.8233 | 7.5838 | 7.5838 | 0.1705 | 0.1705 | 0.50283 | 0.50283 | 0 | 0 | 1.8155 | 1.8155 | 3.0322 | 1.5161 | 0 | 29.8412 | 0 |  |  | 13.8492 |  | 0.64556 | 64.5562 | 0 | 0 | 2014-08-10 15:00 | 1815.5 | 1.8155
|  | 2014-08-11 03:05:02 | 20.033 | 3.1985 | 12.794 | 7.575 | 7.575 | 0.17367 | 0.17367 | 0.56983 | 0.56983 | 0 | 0 | 1.8977 | 1.8977 | 2.9772 | 1.4886 | 0 | 31.3298 | 0 |  |  | 11.7705 |  | 0.63865 | 63.8646 | 0 | 0 | 2014-08-10 15:30 | 1897.6667 | 1.8977
|  | 2014-08-11 03:35:02 | 20.1782 | 3.2212 | 12.8847 | 7.5523 | 7.5523 | 0.17467 | 0.17467 | 0.66417 | 0.66417 | 0 | 0 | 1.9787 | 1.9787 | 3.0763 | 1.5382 | 0 | 32.8679 | 0 |  |  | 12.1116 |  | 0.63854 | 63.8545 | 0 | 0 | 2014-08-10 16:00 | 1978.6667 | 1.9787
|  | 2014-08-11 04:05:02 | 20.5212 | 3.097 | 12.388 | 7.5312 | 7.5312 | 0.2045 | 0.2045 | 0.69183 | 0.69183 | 0 | 0 | 1.972 | 1.972 | 2.2663 | 1.1332 | 0 | 34.0011 | 0 |  |  | 12.5119 |  | 0.60367 | 60.3669 | 0 | 0 | 2014-08-10 16:30 | 1972 | 1.972
|  | 2014-08-11 04:35:03 | 20.8817 | 3.1255 | 12.502 | 7.5188 | 7.5188 | 0.20367 | 0.20367 | 0.7245 | 0.7245 | 0 | 0 | 1.9897 | 1.9897 | 2.057 | 1.0285 | 0 | 35.0296 | 0 |  |  | 12.252 |  | 0.59871 | 59.8707 | 0 | 0 | 2014-08-10 17:00 | 1989.6667 | 1.9897
|  | 2014-08-11 05:05:03 | 22.7712 | 3.1963 | 12.7853 | 7.5053 | 7.5053 | 0.20617 | 0.20617 | 0.66183 | 0.66183 | 0 | 0 | 2.1887 | 2.1887 | 0.57617 | 0.28808 | 0 | 35.3177 | 0 |  |  | 11.5068 |  | 0.56147 | 56.147 | 0 | 0 | 2014-08-10 17:30 | 2188.6667 | 2.1887
|  | 2014-08-11 05:35:03 | 24.4127 | 3.4728 | 13.8913 | 7.4875 | 7.4875 | 0.22033 | 0.22033 | 0.662 | 0.662 | 0 | 0 | 2.3863 | 2.3863 | 0.23483 | 0.11742 | 0 | 35.4351 | 0 |  |  | 14.447 |  | 0.56902 | 56.9022 | 0 | 0 | 2014-08-10 18:00 | 2386.3333 | 2.3863
|  | 2014-08-11 06:05:02 | 26.8557 | 3.75 | 15 | 7.4842 | 7.4842 | 0.23717 | 0.23717 | 0.7105 | 0.7105 | 0 | 0 | 2.8742 | 2.8742 | -0.54967 | -0.27483 | 0 | 35.1603 | 0 |  |  | 14.1 |  | 0.55854 | 55.8541 | 0 | 0.54967 | 2014-08-10 18:30 | 2874.1667 | 2.8742
|  | 2014-08-11 06:35:02 | 28.9323 | 3.9072 | 15.6287 | 7.4908 | 7.4908 | 0.30333 | 0.30333 | 0.73817 | 0.73817 | 0.52 | 0.52 | 3.1177 | 3.1177 | -1.1337 | -0.56683 | 0 | 34.5934 | 0 |  |  | 16.4101 |  | 0.54018 | 54.018 | 0 | 1.1337 | 2014-08-10 19:00 | 3117.6667 | 3.1177
|  | 2014-08-11 07:05:03 | 31.0667 | 4.5348 | 18.1393 | 7.4648 | 7.4648 | 0.342 | 0.342 | 0.73733 | 0.73733 | 0.52 | 0.52 | 3.1757 | 3.1757 | -0.6875 | -0.34375 | 0 | 34.2497 | 0 |  |  | 16.6882 |  | 0.58388 | 58.3884 | 0 | 0.6875 | 2014-08-10 19:30 | 3175.6667 | 3.1757
|  | 2014-08-11 07:35:02 | 32.1605 | 4.9427 | 19.7707 | 7.4612 | 7.4612 | 0.31117 | 0.31117 | 0.7385 | 0.7385 | 1.1592 | 1.1592 | 3.2402 | 3.2402 | 0.52037 | 0.26018 | 0 | 34.5099 | 0 |  |  | 19.573 |  | 0.61475 | 61.475 | 0 | 0 | 2014-08-10 20:00 | 3240.1667 | 3.2402
|  | 2014-08-11 08:05:02 | 33.071 | 5.1142 | 20.4567 | 7.3143 | 7.3143 | 0.29017 | 0.29017 | 0.73683 | 0.73683 | 1.1592 | 1.1592 | 3.4833 | 3.4833 | 0.36953 | 0.18477 | 0 | 34.6946 | 0 |  |  | 19.0247 |  | 0.61857 | 61.8568 | 0 | 0 | 2014-08-10 20:30 | 3483.3333 | 3.4833
|  | 2014-08-11 08:35:01 | 33.3705 | 5.2442 | 20.9767 | 7.2868 | 7.2868 | 0.29567 | 0.29567 | 0.73683 | 0.73683 | 2.0808 | 2.0808 | 3.6893 | 3.6893 | 1.6956 | 0.84782 | 0 | 35.5425 | 0 |  |  | 20.3474 |  | 0.6286 | 62.8599 | 0 | 0 | 2014-08-10 21:00 | 3689.3333 | 3.6893
|  | 2014-08-11 09:05:02 | 33.4742 | 5.2793 | 21.1173 | 7.2838 | 7.2838 | 0.3155 | 0.3155 | 0.73833 | 0.73833 | 2.0808 | 2.0808 | 3.6973 | 3.6973 | 1.759 | 0.87948 | 0 | 36.4219 | 0 |  |  | 21.3285 |  | 0.63085 | 63.0855 | 0 | 0 | 2014-08-10 21:30 | 3697.3333 | 3.6973
|  | 2014-08-11 09:35:04 | 33.5135 | 5.3358 | 21.3433 | 7.2875 | 7.2875 | 0.3425 | 0.3425 | 0.745 | 0.745 | 2.3376 | 2.3376 | 3.6895 | 3.6895 | 2.2319 | 1.116 | 0 | 37.5379 | 0 |  |  | 20.2762 |  | 0.63686 | 63.6858 | 0 | 0 | 2014-08-10 22:00 | 3689.5 | 3.6895
|  | 2014-08-11 10:05:02 | 33.635 | 5.2458 | 20.9833 | 7.2763 | 7.2763 | 0.3485 | 0.3485 | 0.748 | 0.748 | 2.3376 | 2.3376 | 3.6988 | 3.6988 | 1.7576 | 0.8788 | 0 | 38.4167 | 0 |  |  | 19.0948 |  | 0.62385 | 62.3854 | 0 | 0 | 2014-08-10 22:30 | 3698.8333 | 3.6988
|  | 2014-08-11 10:35:01 | 33.7625 | 5.1325 | 20.53 | 7.269 | 7.269 | 0.3505 | 0.3505 | 0.749 | 0.749 | 3.2792 | 3.2792 | 3.8575 | 3.8575 | 2.2727 | 1.1364 | 0 | 39.5531 | 0 |  |  | 19.5035 |  | 0.60807 | 60.8071 | 0 | 0 | 2014-08-10 23:00 | 3857.5 | 3.8575
|  | 2014-08-11 11:05:06 | 34.0635 | 5.15 | 20.6 | 7.262 | 7.262 | 0.35483 | 0.35483 | 0.74317 | 0.74317 | 3.2792 | 3.2792 | 3.8887 | 3.8887 | 2.0644 | 1.0322 | 0 | 40.5852 | 0 |  |  | 20.188 |  | 0.60475 | 60.4753 | 0 | 0 | 2014-08-10 23:30 | 3888.6667 | 3.8887
|  | 2014-08-11 11:35:02 | 33.7978 | 5.1952 | 20.7807 | 7.2645 | 7.2645 | 0.36467 | 0.36467 | 0.73883 | 0.73883 | 3.7672 | 3.7672 | 3.9115 | 3.9115 | 3.0295 | 1.5148 | 0 | 42.1 | 0 |  |  | 22.6509 |  | 0.61485 | 61.4852 | 0 | 0 | 2014-08-11 | 3911.5 | 3.9115
|  | 2014-08-11 12:05:07 | 33.573 | 5.1268 | 20.5073 | 7.2643 | 7.2643 | 0.38467 | 0.38467 | 0.73817 | 0.73817 | 3.7672 | 3.7672 | 3.8332 | 3.8332 | 2.9219 | 1.4609 | 0 | 43.5609 | 0 |  |  | 22.1479 |  | 0.61083 | 61.0828 | 0 | 0 | 2014-08-11 00:30 | 3833.1667 | 3.8332
|  | 2014-08-11 12:35:03 | 33.3292 | 5.1493 | 20.5973 | 7.2668 | 7.2668 | 0.387 | 0.387 | 0.73917 | 0.73917 | 4.0504 | 4.0504 | 3.8322 | 3.8322 | 3.5437 | 1.7719 | 0 | 45.3328 | 0 |  |  | 19.1555 |  | 0.618 | 61.7997 | 0 | 0 | 2014-08-11 01:00 | 3832.1667 | 3.8322
|  | 2014-08-11 13:05:01 | 33.1625 | 5.1457 | 20.5827 | 7.2653 | 7.2653 | 0.39567 | 0.39567 | 0.73883 | 0.73883 | 4.0504 | 4.0504 | 3.8688 | 3.8688 | 3.7392 | 1.8696 | 0 | 47.2024 | 0 |  |  | 22.0235 |  | 0.62066 | 62.0661 | 0 | 0 | 2014-08-11 01:30 | 3868.8333 | 3.8688
|  | 2014-08-11 13:35:01 | 33.0355 | 5.0375 | 20.15 | 7.2658 | 7.2658 | 0.40383 | 0.40383 | 0.738 | 0.738 | 5.3508 | 5.3508 | 3.771 | 3.771 | 4.644 | 2.322 | 0 | 49.5244 | 0 |  |  | 19.1425 |  | 0.60995 | 60.995 | 0 | 0 | 2014-08-11 02:00 | 3771 | 3.771
|  | 2014-08-11 14:05:04 | 33.032 | 5.0262 | 20.1047 | 7.264 | 7.264 | 0.42267 | 0.42267 | 0.73583 | 0.73583 | 5.3508 | 5.3508 | 3.7758 | 3.7758 | 4.6218 | 2.3109 | 0 | 51.8353 | 0 |  |  | 18.0942 |  | 0.60864 | 60.8642 | 0 | 0 | 2014-08-11 02:30 | 3775.8333 | 3.7758
|  | 2014-08-11 14:35:05 | 33.1495 | 5.0148 | 20.0593 | 7.2608 | 7.2608 | 0.42517 | 0.42517 | 0.732 | 0.732 | 4.5356 | 4.5356 | 3.689 | 3.689 | 3.5524 | 1.7762 | 0 | 53.6115 | 0 |  |  | 21.8647 |  | 0.60512 | 60.5117 | 0 | 0 | 2014-08-11 03:00 | 3689 | 3.689
|  | 2014-08-11 15:05:13 | 33.4995 | 5.0443 | 20.1773 | 7.2603 | 7.2603 | 0.42933 | 0.42933 | 0.73033 | 0.73033 | 4.5356 | 4.5356 | 3.681 | 3.681 | 3.3144 | 1.6572 | 0 | 55.2687 | 0 |  |  | 19.7738 |  | 0.60232 | 60.2317 | 0 | 0 | 2014-08-11 03:30 | 3681 | 3.681
|  | 2014-08-11 15:35:03 | 33.7555 | 5.0555 | 20.222 | 7.2642 | 7.2642 | 0.434 | 0.434 | 0.72633 | 0.72633 | 3.1296 | 3.1296 | 3.7657 | 3.7657 | 1.7863 | 0.89313 | 0 | 56.1619 | 0 |  |  | 19.6153 |  | 0.59907 | 59.9073 | 0 | 0 | 2014-08-11 04:00 | 3765.6667 | 3.7657
|  | 2014-08-11 16:05:03 | 34.316 | 4.9767 | 19.9067 | 7.2633 | 7.2633 | 0.46317 | 0.46317 | 0.72583 | 0.72583 | 3.1296 | 3.1296 | 3.8278 | 3.8278 | 1.0004 | 0.50022 | 0 | 56.6621 | 0 |  |  | 18.7123 |  | 0.5801 | 58.0099 | 0 | 0 | 2014-08-11 04:30 | 3827.8333 | 3.8278
|  | 2014-08-11 16:35:02 | 34.356 | 5.0523 | 20.2093 | 7.2667 | 7.2667 | 0.46033 | 0.46033 | 0.72733 | 0.72733 | 1.766 | 1.766 | 3.9068 | 3.9068 | -0.0195 | -0.00975 | 0 | 56.6523 | 0 |  |  | 18.7947 |  | 0.58823 | 58.8233 | 0 | 0.0195 | 2014-08-11 05:00 | 3906.8333 | 3.9068
|  | 2014-08-11 17:05:02 | 34.302 | 5.0618 | 20.2473 | 7.2608 | 7.2608 | 0.45983 | 0.45983 | 0.72717 | 0.72717 | 1.766 | 1.766 | 3.997 | 3.997 | 0.15617 | 0.078083 | 0 | 56.7304 | 0 |  |  | 20.0449 |  | 0.59027 | 59.0267 | 0 | 0 | 2014-08-11 05:30 | 3997 | 3.997
|  | 2014-08-11 17:35:02 | 34.1663 | 5.0363 | 20.1453 | 7.2598 | 7.2598 | 0.46017 | 0.46017 | 0.73217 | 0.73217 | 1.2396 | 1.2396 | 3.8122 | 3.8122 | -0.51707 | -0.25853 | 0 | 56.4719 | 0 |  |  | 19.7424 |  | 0.58963 | 58.9625 | 0 | 0.51707 | 2014-08-11 06:00 | 3812.1667 | 3.8122
|  | 2014-08-11 18:05:05 | 33.7127 | 5.0255 | 20.102 | 7.2652 | 7.2652 | 0.4625 | 0.4625 | 0.74417 | 0.74417 | 1.2396 | 1.2396 | 3.487 | 3.487 | -0.41223 | -0.20612 | 0 | 56.2658 | 0 |  |  | 21.5091 |  | 0.59627 | 59.6274 | 0 | 0.41223 | 2014-08-11 06:30 | 3487 | 3.487
|  | 2014-08-11 18:35:02 | 33.0983 | 4.9578 | 19.8313 | 7.2662 | 7.2662 | 0.45767 | 0.45767 | 0.74617 | 0.74617 | 0.7276 | 0.7276 | 3.4187 | 3.4187 | -0.65073 | -0.32537 | 0 | 55.9404 | 0 |  |  | 18.6415 |  | 0.59916 | 59.9164 | 0 | 0.65073 | 2014-08-11 07:00 | 3418.6667 | 3.4187
|  | 2014-08-11 19:05:04 | 32.778 | 4.9042 | 19.6167 | 7.2547 | 7.2547 | 0.45617 | 0.45617 | 0.747 | 0.747 | 0.7276 | 0.7276 | 3.2567 | 3.2567 | -0.71923 | -0.35962 | 0 | 55.5808 | 0 |  |  | 18.6358 |  | 0.59847 | 59.8471 | 0 | 0.71923 | 2014-08-11 07:30 | 3256.6667 | 3.2567
|  | 2014-08-11 19:35:02 | 32.9563 | 4.9228 | 19.6913 | 7.2367 | 7.2367 | 0.45683 | 0.45683 | 0.74717 | 0.74717 | 0.1704 | 0.1704 | 3.3902 | 3.3902 | -1.2638 | -0.63188 | 0 | 54.9489 | 0 |  |  | 20.6759 |  | 0.5975 | 59.7498 | 0 | 1.2638 | 2014-08-11 08:00 | 3390.1667 | 3.3902
|  | 2014-08-11 20:05:03 | 33.5208 | 4.8402 | 19.3607 | 7.2248 | 7.2248 | 0.45583 | 0.45583 | 0.74783 | 0.74783 | 0.1704 | 0.1704 | 3.6283 | 3.6283 | -1.9329 | -0.96647 | 0 | 53.9824 | 0 |  |  | 18.7798 |  | 0.57757 | 57.7571 | 0 | 1.9329 | 2014-08-11 08:30 | 3628.3333 | 3.6283
|  | 2014-08-11 20:35:03 | 32.5628 | 4.7223 | 18.8893 | 7.2132 | 7.2132 | 0.46 | 0.46 | 0.74767 | 0.74767 | 0.068 | 0.068 | 3.5457 | 3.5457 | -1.639 | -0.8195 | 0 | 53.1629 | 0 |  |  | 17.0004 |  | 0.58009 | 58.0089 | 0 | 1.639 | 2014-08-11 09:00 | 3545.6667 | 3.5457
|  | 2014-08-11 21:05:02 | 31.0105 | 4.6373 | 18.5493 | 7.2032 | 7.2032 | 0.445 | 0.445 | 0.7475 | 0.7475 | 0.068 | 0.068 | 3.3747 | 3.3747 | -0.62283 | -0.31142 | 0 | 52.8515 | 0 |  |  | 20.4043 |  | 0.59816 | 59.8163 | 0 | 0.62283 | 2014-08-11 09:30 | 3374.6667 | 3.3747
|  | 2014-08-11 21:35:02 | 29.0523 | 4.4938 | 17.9753 | 7.189 | 7.189 | 0.44283 | 0.44283 | 0.7485 | 0.7485 | 0 | 0 | 3.282 | 3.282 | 0.58533 | 0.29267 | 0 | 53.1442 | 0 |  |  | 19.0539 |  | 0.61872 | 61.8723 | 0 | 0 | 2014-08-11 10:00 | 3282 | 3.282
|  | 2014-08-11 22:05:01 | 26.8062 | 4.3027 | 17.2107 | 7.1307 | 7.1307 | 0.41067 | 0.41067 | 0.74917 | 0.74917 | 0 | 0 | 3.0075 | 3.0075 | 1.7025 | 0.85125 | 0 | 53.9954 | 0 |  |  | 18.7596 |  | 0.64204 | 64.2041 | 0 | 0 | 2014-08-11 10:30 | 3007.5 | 3.0075
|  | 2014-08-11 22:35:02 | 25.0327 | 4.1868 | 16.7473 | 6.9845 | 6.9845 | 0.38667 | 0.38667 | 0.74917 | 0.74917 | 0 | 0 | 2.7367 | 2.7367 | 2.5717 | 1.2858 | 0 | 55.2813 | 0 |  |  | 16.2449 |  | 0.66902 | 66.9019 | 0 | 0 | 2014-08-11 11:00 | 2736.6667 | 2.7367
|  | 2014-08-11 23:05:03 | 23.6683 | 4.0823 | 16.3293 | 6.948 | 6.948 | 0.38367 | 0.38367 | 0.72833 | 0.72833 | 0 | 0 | 2.657 | 2.657 | 3.378 | 1.689 | 0 | 56.9703 | 0 |  |  | 17.6357 |  | 0.68992 | 68.9923 | 0 | 0 | 2014-08-11 11:30 | 2657 | 2.657
|  | 2014-08-11 23:35:02 | 22.9922 | 3.9912 | 15.9647 | 6.9295 | 6.9295 | 0.3695 | 0.3695 | 0.66433 | 0.66433 | 0 | 0 | 2.5978 | 2.5978 | 3.5337 | 1.7668 | 0 | 58.7371 | 0 |  |  | 15.3261 |  | 0.69435 | 69.4352 | 0 | 0 | 2014-08-11 12:00 | 2597.8333 | 2.5978
|  | 2014-08-12 00:05:02 | 22.8867 | 3.8468 | 15.3873 | 6.9097 | 6.9097 | 0.37017 | 0.37017 | 0.67617 | 0.67617 | 0 | 0 | 2.5428 | 2.5428 | 2.9995 | 1.4998 | 0 | 60.2369 | 0 |  |  | 15.2335 |  | 0.67233 | 67.2327 | 0 | 0 | 2014-08-11 12:30 | 2542.8333 | 2.5428
|  | 2014-08-12 00:35:03 | 22.5612 | 3.7962 | 15.1847 | 6.8957 | 6.8957 | 0.37133 | 0.37133 | 0.61617 | 0.61617 | 0 | 0 | 2.5012 | 2.5012 | 3.0078 | 1.5039 | 0 | 61.7408 | 0 |  |  | 16.0957 |  | 0.67304 | 67.3044 | 0 | 0 | 2014-08-11 13:00 | 2501.1667 | 2.5012
|  | 2014-08-12 01:05:02 | 22.5913 | 3.7822 | 15.1287 | 6.8815 | 6.8815 | 0.3485 | 0.3485 | 0.61033 | 0.61033 | 0 | 0 | 2.5445 | 2.5445 | 2.9222 | 1.4611 | 0 | 63.2019 | 0 |  |  | 15.4312 |  | 0.66967 | 66.9667 | 0 | 0 | 2014-08-11 13:30 | 2544.5 | 2.5445
|  | 2014-08-12 01:35:02 | 22.59 | 3.7535 | 15.014 | 6.8642 | 6.8642 | 0.342 | 0.342 | 0.60583 | 0.60583 | 0 | 0 | 2.5515 | 2.5515 | 2.7875 | 1.3937 | 0 | 64.5956 | 0 |  |  | 16.3653 |  | 0.66463 | 66.463 | 0 | 0 | 2014-08-11 14:00 | 2551.5 | 2.5515
|  | 2014-08-12 02:05:02 | 22.4088 | 3.685 | 14.74 | 6.8617 | 6.8617 | 0.34333 | 0.34333 | 0.60683 | 0.60683 | 0 | 0 | 2.5638 | 2.5638 | 2.7068 | 1.3534 | 0 | 65.949 | 0 |  |  | 14.4452 |  | 0.65778 | 65.7776 | 0 | 0 | 2014-08-11 14:30 | 2563.8333 | 2.5638
|  | 2014-08-12 02:35:03 | 22.3835 | 3.6833 | 14.7333 | 6.8527 | 6.8527 | 0.34483 | 0.34483 | 0.61233 | 0.61233 | 0 | 0 | 2.6093 | 2.6093 | 2.769 | 1.3845 | 0 | 67.3335 | 0 |  |  | 13.8493 |  | 0.65822 | 65.8223 | 0 | 0 | 2014-08-11 15:00 | 2609.3333 | 2.6093
|  | 2014-08-12 03:05:02 | 22.4872 | 3.8237 | 15.2947 | 6.8517 | 6.8517 | 0.3735 | 0.3735 | 0.60367 | 0.60367 | 0 | 0 | 2.6642 | 2.6642 | 3.3005 | 1.6502 | 0 | 68.9838 | 0 |  |  | 15.6006 |  | 0.68015 | 68.0151 | 0 | 0 | 2014-08-11 15:30 | 2664.1667 | 2.6642
|  | 2014-08-12 03:35:01 | 22.4398 | 3.7763 | 15.1053 | 6.8358 | 6.8358 | 0.42267 | 0.42267 | 0.615 | 0.615 | 0 | 0 | 2.6895 | 2.6895 | 3.2285 | 1.6142 | 0 | 70.598 | 0 |  |  | 15.5585 |  | 0.67315 | 67.3148 | 0 | 0 | 2014-08-11 16:00 | 2689.5 | 2.6895
|  | 2014-08-12 04:05:02 | 22.6987 | 3.7597 | 15.0387 | 6.8295 | 6.8295 | 0.42517 | 0.42517 | 0.67117 | 0.67117 | 0 | 0 | 2.8928 | 2.8928 | 3.1587 | 1.5793 | 0 | 72.1774 | 0 |  |  | 15.0387 |  | 0.66254 | 66.2535 | 0 | 0 | 2014-08-11 16:30 | 2892.8333 | 2.8928
|  | 2014-08-12 04:35:02 | 22.7967 | 3.8177 | 15.2707 | 6.8223 | 6.8223 | 0.42433 | 0.42433 | 0.74 | 0.74 | 0 | 0 | 3.1062 | 3.1062 | 3.5668 | 1.7834 | 0 | 73.9608 | 0 |  |  | 16.4923 |  | 0.66986 | 66.9864 | 0 | 0 | 2014-08-11 17:00 | 3106.1667 | 3.1062
|  | 2014-08-12 05:05:03 | 24.1432 | 3.8118 | 15.2473 | 6.805 | 6.805 | 0.42533 | 0.42533 | 0.73383 | 0.73383 | 0 | 0 | 3.5908 | 3.5908 | 2.6592 | 1.3296 | 0 | 75.2904 | 0 |  |  | 15.5523 |  | 0.63154 | 63.1538 | 0 | 0 | 2014-08-11 17:30 | 3590.8333 | 3.5908
|  | 2014-08-12 05:35:01 | 25.6478 | 3.9082 | 15.6327 | 6.785 | 6.785 | 0.435 | 0.435 | 0.72267 | 0.72267 | 0 | 0 | 4.275 | 4.275 | 2.2025 | 1.1012 | 0 | 76.3916 | 0 |  |  | 16.8833 |  | 0.60951 | 60.9512 | 0 | 0 | 2014-08-11 18:00 | 4275 | 4.275
|  | 2014-08-12 06:05:02 | 28.2387 | 4.0857 | 16.3427 | 6.7635 | 6.7635 | 0.495 | 0.495 | 0.722 | 0.722 | 0 | 0 | 4.4502 | 4.4502 | 0.53467 | 0.26733 | 0 | 76.6589 | 0 |  |  | 15.5255 |  | 0.57873 | 57.8734 | 0 | 0 | 2014-08-11 18:30 | 4450.1667 | 4.4502
|  | 2014-08-12 06:35:02 | 30.269 | 4.2483 | 16.9933 | 6.7335 | 6.7335 | 0.49433 | 0.49433 | 0.72183 | 0.72183 | 0.3872 | 0.3872 | 4.4533 | 4.4533 | -0.48547 | -0.24273 | 0 | 76.4162 | 0 |  |  | 15.4639 |  | 0.56141 | 56.141 | 0 | 0.48547 | 2014-08-11 19:00 | 4453.3333 | 4.4533
|  | 2014-08-12 07:05:03 | 32.0003 | 4.3865 | 17.546 | 6.705 | 6.705 | 0.48833 | 0.48833 | 0.7215 | 0.7215 | 0.3872 | 0.3872 | 4.5822 | 4.5822 | -1.5701 | -0.78507 | 0 | 75.6311 | 0 |  |  | 18.7742 |  | 0.54831 | 54.8307 | 0 | 1.5701 | 2014-08-11 19:30 | 4582.1667 | 4.5822
|  | 2014-08-12 07:35:01 | 33.234 | 4.6792 | 18.7167 | 6.6867 | 6.6867 | 0.499 | 0.499 | 0.7205 | 0.7205 | 1.2088 | 1.2088 | 4.5412 | 4.5412 | -0.8612 | -0.4306 | 0 | 75.2005 | 0 |  |  | 19.6525 |  | 0.56318 | 56.3178 | 0 | 0.8612 | 2014-08-11 20:00 | 4541.1667 | 4.5412
|  | 2014-08-12 08:05:03 | 33.874 | 4.8305 | 19.322 | 6.5288 | 6.5288 | 0.53017 | 0.53017 | 0.72117 | 0.72117 | 1.2088 | 1.2088 | 4.6767 | 4.6767 | -0.88637 | -0.44318 | 0 | 74.7574 | 0 |  |  | 20.6745 |  | 0.57041 | 57.0408 | 0 | 0.88637 | 2014-08-11 20:30 | 4676.6667 | 4.6767
|  | 2014-08-12 08:35:02 | 33.937 | 4.803 | 19.212 | 6.493 | 6.493 | 0.6045 | 0.6045 | 0.71333 | 0.71333 | 1.8284 | 1.8284 | 4.6713 | 4.6713 | -0.41443 | -0.20722 | 0 | 74.5501 | 0 |  |  | 17.675 |  | 0.56611 | 56.6108 | 0 | 0.41443 | 2014-08-11 21:00 | 4671.3333 | 4.6713
|  | 2014-08-12 09:05:05 | 33.9067 | 4.7592 | 19.0367 | 6.4942 | 6.4942 | 0.608 | 0.608 | 0.71167 | 0.71167 | 1.8284 | 1.8284 | 4.6532 | 4.6532 | -0.5746 | -0.2873 | 0 | 74.2628 | 0 |  |  | 19.227 |  | 0.56144 | 56.1443 | 0 | 0.5746 | 2014-08-11 21:30 | 4653.1667 | 4.6532
|  | 2014-08-12 09:35:02 | 34.1087 | 4.6995 | 18.798 | 6.4905 | 6.4905 | 0.60267 | 0.60267 | 0.71217 | 0.71217 | 2.366 | 2.366 | 4.798 | 4.798 | -0.34133 | -0.17067 | 0 | 74.0922 | 0 |  |  | 17.6701 |  | 0.55112 | 55.1121 | 0 | 0.34133 | 2014-08-11 22:00 | 4798 | 4.798
|  | 2014-08-12 10:05:02 | 34.1513 | 4.6355 | 18.542 | 6.494 | 6.494 | 0.60783 | 0.60783 | 0.71683 | 0.71683 | 2.366 | 2.366 | 4.8985 | 4.8985 | -0.52617 | -0.26308 | 0 | 73.8291 | 0 |  |  | 19.6545 |  | 0.54294 | 54.2936 | 0 | 0.52617 | 2014-08-11 22:30 | 4898.5 | 4.8985
|  | 2014-08-12 10:35:01 | 34.4067 | 4.5885 | 18.354 | 6.4652 | 6.4652 | 0.6165 | 0.6165 | 0.7285 | 0.7285 | 4.0508 | 4.0508 | 5.1478 | 5.1478 | 0.95613 | 0.47807 | 0 | 74.3072 | 0 |  |  | 19.6388 |  | 0.53344 | 53.3443 | 0 | 0 | 2014-08-11 23:00 | 5147.8333 | 5.1478
|  | 2014-08-12 11:05:03 | 34.443 | 4.6047 | 18.4187 | 6.3233 | 6.3233 | 0.625 | 0.625 | 0.731 | 0.731 | 4.0508 | 4.0508 | 5.2743 | 5.2743 | 0.98013 | 0.49007 | 0 | 74.7972 | 0 |  |  | 19.708 |  | 0.53476 | 53.4758 | 0 | 0 | 2014-08-11 23:30 | 5274.3333 | 5.2743
|  | 2014-08-12 11:35:02 | 34.3222 | 4.4647 | 17.8587 | 6.2357 | 6.2357 | 0.633 | 0.633 | 0.73167 | 0.73167 | 4.5552 | 4.5552 | 5.2495 | 5.2495 | 0.94153 | 0.47077 | 0 | 75.268 | 0 |  |  | 16.9657 |  | 0.52032 | 52.0325 | 0 | 0 | 2014-08-12 | 5249.5 | 5.2495
|  | 2014-08-12 12:05:02 | 34.0713 | 4.3828 | 17.5313 | 6.2248 | 6.2248 | 0.62217 | 0.62217 | 0.7315 | 0.7315 | 4.5552 | 4.5552 | 5.0755 | 5.0755 | 0.6692 | 0.3346 | 0 | 75.6026 | 0 |  |  | 16.4795 |  | 0.51455 | 51.4548 | 0 | 0 | 2014-08-12 00:30 | 5075.5 | 5.0755
|  | 2014-08-12 12:35:02 | 33.7445 | 4.3913 | 17.5653 | 6.2163 | 6.2163 | 0.615 | 0.615 | 0.7315 | 0.7315 | 4.8216 | 4.8216 | 4.9407 | 4.9407 | 1.1459 | 0.57297 | 0 | 76.1756 | 0 |  |  | 18.7949 |  | 0.52054 | 52.0539 | 0 | 0 | 2014-08-12 01:00 | 4940.6667 | 4.9407
|  | 2014-08-12 13:05:01 | 33.7892 | 4.3218 | 17.2873 | 6.204 | 6.204 | 0.61367 | 0.61367 | 0.73167 | 0.73167 | 4.8216 | 4.8216 | 4.9225 | 4.9225 | 0.7916 | 0.3958 | 0 | 76.5714 | 0 |  |  | 17.6331 |  | 0.51162 | 51.1624 | 0 | 0 | 2014-08-12 01:30 | 4922.5 | 4.9225
|  | 2014-08-12 13:35:02 | 33.6667 | 4.265 | 17.06 | 6.1957 | 6.1957 | 0.61367 | 0.61367 | 0.731 | 0.731 | 4.0948 | 4.0948 | 4.903 | 4.903 | -0.068533 | -0.034267 | 0 | 76.5371 | 0 |  |  | 17.4012 |  | 0.50673 | 50.6733 | 0 | 0.068533 | 2014-08-12 02:00 | 4903 | 4.903
|  | 2014-08-12 14:05:02 | 33.6098 | 4.2195 | 16.878 | 6.24 | 6.24 | 0.60833 | 0.60833 | 0.73167 | 0.73167 | 4.0948 | 4.0948 | 5.2688 | 5.2688 | 0.2118 | 0.1059 | 0 | 76.643 | 0 |  |  | 15.6965 |  | 0.50217 | 50.2174 | 0 | 0 | 2014-08-12 02:30 | 5268.8333 | 5.2688
|  | 2014-08-12 14:35:01 | 33.7058 | 4.124 | 16.496 | 6.3808 | 6.3808 | 0.614 | 0.614 | 0.73117 | 0.73117 | 3.9088 | 3.9088 | 5.4023 | 5.4023 | -0.1727 | -0.08635 | 0 | 76.5566 | 0 |  |  | 17.3208 |  | 0.48941 | 48.9411 | 0 | 0.1727 | 2014-08-12 03:00 | 5402.3333 | 5.4023
|  | 2014-08-12 15:05:08 | 34.1617 | 4.2828 | 17.1313 | 6.4202 | 6.4202 | 0.622 | 0.622 | 0.731 | 0.731 | 3.9088 | 3.9088 | 5.4953 | 5.4953 | 0.14697 | 0.073483 | 0 | 76.6301 | 0 |  |  | 17.474 |  | 0.50148 | 50.1478 | 0 | 0 | 2014-08-12 03:30 | 5495.3333 | 5.4953
|  | 2014-08-12 15:35:02 | 34.8578 | 4.1843 | 16.7373 | 6.4218 | 6.4218 | 0.61933 | 0.61933 | 0.7315 | 0.7315 | 2.3532 | 2.3532 | 5.5783 | 5.5783 | -2.4163 | -1.2081 | 0 | 75.422 | 0 |  |  | 16.0678 |  | 0.48016 | 48.016 | 0 | 2.4163 | 2014-08-12 04:00 | 5578.3333 | 5.5783
|  | 2014-08-12 16:05:04 | 35.5433 | 4.282 | 17.128 | 6.4257 | 6.4257 | 0.618 | 0.618 | 0.733 | 0.733 | 2.3532 | 2.3532 | 5.743 | 5.743 | -2.5425 | -1.2712 | 0 | 74.1507 | 0 |  |  | 15.7578 |  | 0.48189 | 48.1891 | 0 | 2.5425 | 2014-08-12 04:30 | 5743 | 5.743
|  | 2014-08-12 16:35:02 | 35.5087 | 4.118 | 16.472 | 6.4312 | 6.4312 | 0.61683 | 0.61683 | 0.733 | 0.733 | 2.2028 | 2.2028 | 5.8685 | 5.8685 | -3.1844 | -1.5922 | 0 | 72.5586 | 0 |  |  | 14.9895 |  | 0.46389 | 46.3887 | 0 | 3.1844 | 2014-08-12 05:00 | 5868.5 | 5.8685
|  | 2014-08-12 17:05:02 | 35.225 | 4.0318 | 16.1273 | 6.4525 | 6.4525 | 0.61483 | 0.61483 | 0.7315 | 0.7315 | 2.2028 | 2.2028 | 5.913 | 5.913 | -3.183 | -1.5915 | 0 | 70.967 | 0 |  |  | 15.6435 |  | 0.45784 | 45.7838 | 0 | 3.183 | 2014-08-12 05:30 | 5913 | 5.913
|  | 2014-08-12 17:35:03 | 34.9358 | 4.0828 | 16.3313 | 6.4848 | 6.4848 | 0.6435 | 0.6435 | 0.732 | 0.732 | 1.5316 | 1.5316 | 6.047 | 6.047 | -3.1656 | -1.5828 | 0 | 69.3843 | 0 |  |  | 14.8615 |  | 0.46747 | 46.7467 | 0 | 3.1656 | 2014-08-12 06:00 | 6047 | 6.047
|  | 2014-08-12 18:05:01 | 34.5392 | 4.0268 | 16.1073 | 6.4848 | 6.4848 | 0.6495 | 0.6495 | 0.73167 | 0.73167 | 1.5316 | 1.5316 | 6.0403 | 6.0403 | -2.9939 | -1.497 | 0 | 67.8873 | 0 |  |  | 16.1073 |  | 0.46635 | 46.635 | 0 | 2.9939 | 2014-08-12 06:30 | 6040.3333 | 6.0403
|  | 2014-08-12 18:35:02 | 34.2338 | 3.979 | 15.916 | 6.4842 | 6.4842 | 0.65367 | 0.65367 | 0.73167 | 0.73167 | 0.8056 | 0.8056 | 5.8625 | 5.8625 | -3.7802 | -1.8901 | 0 | 65.9972 | 0 |  |  | 15.916 |  | 0.46492 | 46.492 | 0 | 3.7802 | 2014-08-12 07:00 | 5862.5 | 5.8625
|  | 2014-08-12 19:05:03 | 34.1012 | 3.9465 | 15.786 | 6.5005 | 6.5005 | 0.63517 | 0.63517 | 0.73167 | 0.73167 | 0.8056 | 0.8056 | 5.8407 | 5.8407 | -3.8016 | -1.9008 | 0 | 64.0964 | 0 |  |  | 14.9967 |  | 0.46292 | 46.2917 | 0 | 3.8016 | 2014-08-12 07:30 | 5840.6667 | 5.8407
|  | 2014-08-12 19:35:03 | 34.2705 | 3.8348 | 15.3393 | 6.5072 | 6.5072 | 0.617 | 0.617 | 0.731 | 0.731 | 0.2048 | 0.2048 | 6.0632 | 6.0632 | -4.808 | -2.404 | 0 | 61.6924 | 0 |  |  | 16.8733 |  | 0.4476 | 44.7596 | 0 | 4.808 | 2014-08-12 08:00 | 6063.1667 | 6.0632
|  | 2014-08-12 20:05:02 | 34.6457 | 3.7268 | 14.9073 | 6.5078 | 6.5078 | 0.61733 | 0.61733 | 0.73167 | 0.73167 | 0.2048 | 0.2048 | 5.9992 | 5.9992 | -5.6775 | -2.8388 | 0 | 58.8536 | 0 |  |  | 14.162 |  | 0.43028 | 43.028 | 0 | 5.6775 | 2014-08-12 08:30 | 5999.1667 | 5.9992
|  | 2014-08-12 20:35:02 | 33.4012 | 3.8755 | 15.502 | 6.51 | 6.51 | 0.62717 | 0.62717 | 0.731 | 0.731 | 0.052 | 0.052 | 5.3565 | 5.3565 | -4.6225 | -2.3112 | 0 | 56.5424 | 0 |  |  | 16.4321 |  | 0.46412 | 46.4116 | 0 | 4.6225 | 2014-08-12 09:00 | 5356.5 | 5.3565
|  | 2014-08-12 21:05:02 | 31.7968 | 3.9267 | 15.7067 | 6.4983 | 6.4983 | 0.60033 | 0.60033 | 0.7295 | 0.7295 | 0.052 | 0.052 | 4.9072 | 4.9072 | -3.3028 | -1.6514 | 0 | 54.891 | 0 |  |  | 16.492 |  | 0.49397 | 49.397 | 0 | 3.3028 | 2014-08-12 09:30 | 4907.1667 | 4.9072
|  | 2014-08-12 21:35:03 | 29.797 | 3.9312 | 15.7247 | 6.3847 | 6.3847 | 0.59517 | 0.59517 | 0.7305 | 0.7305 | 0 | 0 | 4.8313 | 4.8313 | -1.5307 | -0.76533 | 0 | 54.1256 | 0 |  |  | 15.7247 |  | 0.52773 | 52.7727 | 0 | 1.5307 | 2014-08-12 10:00 | 4831.3333 | 4.8313
|  | 2014-08-12 22:05:02 | 27.6167 | 3.8542 | 15.4167 | 6.275 | 6.275 | 0.57367 | 0.57367 | 0.7325 | 0.7325 | 0 | 0 | 4.1333 | 4.1333 | -0.4855 | -0.24275 | 0 | 53.8829 | 0 |  |  | 15.4167 |  | 0.55824 | 55.8238 | 0 | 0.4855 | 2014-08-12 10:30 | 4133.3333 | 4.1333
|  | 2014-08-12 22:35:03 | 25.5872 | 3.6225 | 14.49 | 6.2508 | 6.2508 | 0.55767 | 0.55767 | 0.73433 | 0.73433 | 0 | 0 | 3.383 | 3.383 | -0.17133 | -0.085667 | 0 | 53.7972 | 0 |  |  | 15.5043 |  | 0.5663 | 56.63 | 0 | 0.17133 | 2014-08-12 11:00 | 3383 | 3.383
|  | 2014-08-12 23:05:04 | 24.3443 | 3.5887 | 14.3547 | 6.2133 | 6.2133 | 0.54083 | 0.54083 | 0.70567 | 0.70567 | 0 | 0 | 3.3745 | 3.3745 | 0.84467 | 0.42233 | 0 | 54.2195 | 0 |  |  | 13.3498 |  | 0.58965 | 58.9651 | 0 | 0 | 2014-08-12 11:30 | 3374.5 | 3.3745
|  | 2014-08-12 23:35:02 | 23.6147 | 3.617 | 14.468 | 6.117 | 6.117 | 0.53733 | 0.53733 | 0.6385 | 0.6385 | 0 | 0 | 3.4022 | 3.4022 | 1.5483 | 0.77417 | 0 | 54.9937 | 0 |  |  | 13.4552 |  | 0.61267 | 61.267 | 0 | 0 | 2014-08-12 12:00 | 3402.1667 | 3.4022
|  | 2014-08-13 00:05:02 | 23.5248 | 3.7488 | 14.9953 | 6.0122 | 6.0122 | 0.53617 | 0.53617 | 0.56017 | 0.56017 | 0 | 0 | 3.5063 | 3.5063 | 2.0853 | 1.0427 | 0 | 56.0364 | 0 |  |  | 14.5455 |  | 0.63743 | 63.7426 | 0 | 0 | 2014-08-12 12:30 | 3506.3333 | 3.5063
|  | 2014-08-13 00:35:01 | 23.4627 | 3.6937 | 14.7747 | 5.9662 | 5.9662 | 0.52983 | 0.52983 | 0.64283 | 0.64283 | 0 | 0 | 3.4762 | 3.4762 | 1.927 | 0.9635 | 0 | 56.9999 | 0 |  |  | 14.7747 |  | 0.62971 | 62.971 | 0 | 0 | 2014-08-12 13:00 | 3476.1667 | 3.4762
|  | 2014-08-13 01:05:04 | 23.3388 | 3.577 | 14.308 | 6.0192 | 6.0192 | 0.52233 | 0.52233 | 0.70117 | 0.70117 | 0 | 0 | 3.3988 | 3.3988 | 1.6107 | 0.80533 | 0 | 57.8052 | 0 |  |  | 13.5926 |  | 0.61306 | 61.3055 | 0 | 0 | 2014-08-12 13:30 | 3398.8333 | 3.3988
|  | 2014-08-13 01:35:01 | 23.2205 | 3.4927 | 13.9707 | 6.1525 | 6.1525 | 0.51867 | 0.51867 | 0.702 | 0.702 | 0 | 0 | 3.4325 | 3.4325 | 1.5558 | 0.77792 | 0 | 58.5831 | 0 |  |  | 14.9486 |  | 0.60165 | 60.1652 | 0 | 0 | 2014-08-12 14:00 | 3432.5 | 3.4325
|  | 2014-08-13 02:05:01 | 23.0102 | 3.5087 | 14.0347 | 6.1733 | 6.1733 | 0.50117 | 0.50117 | 0.72867 | 0.72867 | 0 | 0 | 3.5117 | 3.5117 | 1.9393 | 0.96967 | 0 | 59.5528 | 0 |  |  | 14.5961 |  | 0.60993 | 60.9933 | 0 | 0 | 2014-08-12 14:30 | 3511.6667 | 3.5117
|  | 2014-08-13 02:35:04 | 22.9572 | 3.5238 | 14.0953 | 6.1692 | 6.1692 | 0.5025 | 0.5025 | 0.7295 | 0.7295 | 0 | 0 | 3.5442 | 3.5442 | 2.0835 | 1.0418 | 0 | 60.5945 | 0 |  |  | 13.1087 |  | 0.61398 | 61.3984 | 0 | 0 | 2014-08-12 15:00 | 3544.1667 | 3.5442
|  | 2014-08-13 03:05:04 | 23.0893 | 3.5165 | 14.066 | 6.157 | 6.157 | 0.50317 | 0.50317 | 0.73217 | 0.73217 | 0 | 0 | 3.4932 | 3.4932 | 1.8622 | 0.93108 | 0 | 61.5256 | 0 |  |  | 13.222 |  | 0.6092 | 60.9199 | 0 | 0 | 2014-08-12 15:30 | 3493.1667 | 3.4932
|  | 2014-08-13 03:35:01 | 23.1373 | 3.3728 | 13.4913 | 6.1475 | 6.1475 | 0.5025 | 0.5025 | 0.73267 | 0.73267 | 0 | 0 | 3.4905 | 3.4905 | 1.2272 | 0.61358 | 0 | 62.1392 | 0 |  |  | 12.5469 |  | 0.5831 | 58.3098 | 0 | 0 | 2014-08-12 16:00 | 3490.5 | 3.4905
|  | 2014-08-13 04:05:03 | 23.606 | 3.3458 | 13.3833 | 6.1413 | 6.1413 | 0.50233 | 0.50233 | 0.73367 | 0.73367 | 0 | 0 | 3.4893 | 3.4893 | 0.644 | 0.322 | 0 | 62.4612 | 0 |  |  | 12.1788 |  | 0.56695 | 56.6946 | 0 | 0 | 2014-08-12 16:30 | 3489.3333 | 3.4893
|  | 2014-08-13 04:35:02 | 23.2567 | 3.4032 | 13.6127 | 6.1362 | 6.1362 | 0.50217 | 0.50217 | 0.69317 | 0.69317 | 0 | 0 | 3.386 | 3.386 | 1.0735 | 0.53675 | 0 | 62.998 | 0 |  |  | 14.4294 |  | 0.58532 | 58.5323 | 0 | 0 | 2014-08-12 17:00 | 3386 | 3.386
|  | 2014-08-13 05:05:05 | 24.134 | 3.3312 | 13.3247 | 6.1217 | 6.1217 | 0.50233 | 0.50233 | 0.7285 | 0.7285 | 0 | 0 | 3.5675 | 3.5675 | 0.11067 | 0.055333 | 0 | 63.0533 | 0 |  |  | 13.9909 |  | 0.55211 | 55.2112 | 0 | 0 | 2014-08-12 17:30 | 3567.5 | 3.5675
|  | 2014-08-13 05:35:03 | 26.2895 | 3.4312 | 13.7247 | 6.101 | 6.101 | 0.50567 | 0.50567 | 0.73283 | 0.73283 | 0 | 0 | 4.1475 | 4.1475 | -1.0778 | -0.53892 | 0 | 62.5144 | 0 |  |  | 12.4894 |  | 0.52206 | 52.2059 | 0 | 1.0778 | 2014-08-12 18:00 | 4147.5 | 4.1475
|  | 2014-08-13 06:05:02 | 28.9073 | 3.4513 | 13.8053 | 6.093 | 6.093 | 0.51483 | 0.51483 | 0.7355 | 0.7355 | 0 | 0 | 4.8178 | 4.8178 | -2.9408 | -1.4704 | 0 | 61.044 | 0 |  |  | 13.1151 |  | 0.47757 | 47.7572 | 0 | 2.9408 | 2014-08-12 18:30 | 4817.8333 | 4.8178
|  | 2014-08-13 06:35:03 | 30.9995 | 3.4503 | 13.8013 | 6.0802 | 6.0802 | 0.51917 | 0.51917 | 0.7365 | 0.7365 | 0.3568 | 0.3568 | 5.1458 | 5.1458 | -4.3597 | -2.1799 | 0 | 58.8641 | 0 |  |  | 13.9393 |  | 0.44521 | 44.5211 | 0 | 4.3597 | 2014-08-12 19:00 | 5145.8333 | 5.1458
|  | 2014-08-13 07:05:03 | 33.218 | 3.5225 | 14.09 | 6.0245 | 6.0245 | 0.55017 | 0.55017 | 0.73467 | 0.73467 | 0.3568 | 0.3568 | 5.7842 | 5.7842 | -5.6777 | -2.8389 | 0 | 56.0253 | 0 |  |  | 13.5264 |  | 0.42417 | 42.4168 | 0 | 5.6777 | 2014-08-12 19:30 | 5784.1667 | 5.7842
|  | 2014-08-13 07:35:02 | 34.2367 | 3.4902 | 13.9607 | 5.8828 | 5.8828 | 0.5805 | 0.5805 | 0.73383 | 0.73383 | 1.3464 | 1.3464 | 6.1105 | 6.1105 | -5.6219 | -2.811 | 0 | 53.2143 | 0 |  |  | 12.5646 |  | 0.40777 | 40.7769 | 0 | 5.6219 | 2014-08-12 20:00 | 6110.5 | 6.1105
|  | 2014-08-13 08:05:02 | 34.8305 | 3.3613 | 13.4453 | 5.6925 | 5.6925 | 0.60533 | 0.60533 | 0.73433 | 0.73433 | 1.3464 | 1.3464 | 6.2218 | 6.2218 | -6.7848 | -3.3924 | 0 | 49.8219 | 0 |  |  | 12.3697 |  | 0.38602 | 38.6022 | 0 | 6.7848 | 2014-08-12 20:30 | 6221.8333 | 6.2218
|  | 2014-08-13 08:35:03 | 35.0528 | 3.328 | 13.312 | 5.6317 | 5.6317 | 0.57833 | 0.57833 | 0.73983 | 0.73983 | 1.9532 | 1.9532 | 6.388 | 6.388 | -6.4498 | -3.2249 | 0 | 46.597 | 0 |  |  | 13.9776 |  | 0.37977 | 37.977 | 0 | 6.4498 | 2014-08-12 21:00 | 6388 | 6.388
|  | 2014-08-13 09:05:02 | 35.0855 | 3.3355 | 13.342 | 5.6087 | 5.6087 | 0.5635 | 0.5635 | 0.73933 | 0.73933 | 1.9532 | 1.9532 | 6.4118 | 6.4118 | -6.467 | -3.2335 | 0 | 43.3635 | 0 |  |  | 12.9417 |  | 0.38027 | 38.0271 | 0 | 6.467 | 2014-08-12 21:30 | 6411.8333 | 6.4118
|  | 2014-08-13 09:35:02 | 35.0402 | 3.3565 | 13.426 | 5.6018 | 5.6018 | 0.5545 | 0.5545 | 0.73867 | 0.73867 | 3.5976 | 3.5976 | 6.3252 | 6.3252 | -4.7964 | -2.3982 | 0 | 40.9653 | 0 |  |  | 13.0232 |  | 0.38316 | 38.316 | 0 | 4.7964 | 2014-08-12 22:00 | 6325.1667 | 6.3252
|  | 2014-08-13 10:05:01 | 35.0065 | 3.3277 | 13.3107 | 5.5953 | 5.5953 | 0.54 | 0.54 | 0.737 | 0.737 | 3.5976 | 3.5976 | 6.3953 | 6.3953 | -4.8306 | -2.4153 | 0 | 38.55 | 0 |  |  | 14.1093 |  | 0.38023 | 38.0234 | 0 | 4.8306 | 2014-08-12 22:30 | 6395.3333 | 6.3953
|  | 2014-08-13 10:35:09 | 34.9852 | 3.4197 | 13.6787 | 5.5992 | 5.5992 | 0.53967 | 0.53967 | 0.73367 | 0.73367 | 4.7032 | 4.7032 | 6.3727 | 6.3727 | -3.3581 | -1.6791 | 0 | 36.871 | 0 |  |  | 13.9522 |  | 0.39098 | 39.0985 | 0 | 3.3581 | 2014-08-12 23:00 | 6372.6667 | 6.3727
|  | 2014-08-13 11:05:02 | 35.2555 | 3.3742 | 13.4967 | 5.6053 | 5.6053 | 0.546 | 0.546 | 0.73267 | 0.73267 | 4.7032 | 4.7032 | 6.3913 | 6.3913 | -3.7803 | -1.8902 | 0 | 34.9808 | 0 |  |  | 13.3617 |  | 0.38282 | 38.2824 | 0 | 3.7803 | 2014-08-12 23:30 | 6391.3333 | 6.3913
|  | 2014-08-13 11:35:01 | 35.151 | 3.3185 | 13.274 | 5.7173 | 5.7173 | 0.53983 | 0.53983 | 0.73133 | 0.73133 | 5.5756 | 5.5756 | 6.4447 | 6.4447 | -2.8682 | -1.4341 | 0 | 33.5467 | 0 |  |  | 12.2121 |  | 0.37763 | 37.7628 | 0 | 2.8682 | 2014-08-13 | 6444.6667 | 6.4447
|  | 2014-08-13 12:05:02 | 34.9552 | 3.3643 | 13.4573 | 5.8063 | 5.8063 | 0.53917 | 0.53917 | 0.7305 | 0.7305 | 5.5756 | 5.5756 | 6.4573 | 6.4573 | -2.3889 | -1.1944 | 0 | 32.3523 | 0 |  |  | 12.1116 |  | 0.38499 | 38.4988 | 0 | 2.3889 | 2014-08-13 00:30 | 6457.3333 | 6.4573
|  | 2014-08-13 12:35:01 | 34.7553 | 3.4548 | 13.8193 | 5.799 | 5.799 | 0.5685 | 0.5685 | 0.72433 | 0.72433 | 6.8944 | 6.8944 | 6.3315 | 6.3315 | -0.61827 | -0.30913 | 0 | 32.0431 | 0 |  |  | 13.8193 |  | 0.39762 | 39.7618 | 0 | 0.61827 | 2014-08-13 01:00 | 6331.5 | 6.3315
|  | 2014-08-13 13:05:01 | 34.4927 | 3.4572 | 13.8287 | 5.804 | 5.804 | 0.57017 | 0.57017 | 0.72483 | 0.72483 | 6.8944 | 6.8944 | 6.1025 | 6.1025 | -0.5681 | -0.28405 | 0 | 31.7591 | 0 |  |  | 13.8287 |  | 0.40092 | 40.0916 | 0 | 0.5681 | 2014-08-13 01:30 | 6102.5 | 6.1025
|  | 2014-08-13 13:35:01 | 34.3602 | 3.5032 | 14.0127 | 5.7965 | 5.7965 | 0.5335 | 0.5335 | 0.72983 | 0.72983 | 7.0844 | 7.0844 | 5.9848 | 5.9848 | -0.21843 | -0.10922 | 0 | 31.6499 | 0 |  |  | 14.5732 |  | 0.40782 | 40.7817 | 0 | 0.21843 | 2014-08-13 02:00 | 5984.8333 | 5.9848
|  | 2014-08-13 14:05:01 | 34.363 | 3.5502 | 14.2007 | 5.7905 | 5.7905 | 0.53283 | 0.53283 | 0.736 | 0.736 | 7.0844 | 7.0844 | 6.0468 | 6.0468 | 0.028233 | 0.014117 | 0 | 31.664 | 0 |  |  | 13.7746 |  | 0.41325 | 41.3255 | 0 | 0 | 2014-08-13 02:30 | 6046.8333 | 6.0468
|  | 2014-08-13 14:35:02 | 34.6292 | 3.6137 | 14.4547 | 5.7858 | 5.7858 | 0.52183 | 0.52183 | 0.73633 | 0.73633 | 5.8752 | 5.8752 | 6.1725 | 6.1725 | -1.0828 | -0.5414 | 0 | 31.1226 | 0 |  |  | 14.7438 |  | 0.41741 | 41.7413 | 0 | 1.0828 | 2014-08-13 03:00 | 6172.5 | 6.1725
|  | 2014-08-13 15:05:02 | 34.9797 | 3.618 | 14.472 | 5.7912 | 5.7912 | 0.55733 | 0.55733 | 0.73783 | 0.73783 | 5.8752 | 5.8752 | 6.16 | 6.16 | -1.3861 | -0.69307 | 0 | 30.4295 | 0 |  |  | 14.0378 |  | 0.41373 | 41.3726 | 0 | 1.3861 | 2014-08-13 03:30 | 6160 | 6.16
|  | 2014-08-13 15:35:03 | 35.4298 | 3.6282 | 14.5127 | 5.778 | 5.778 | 0.5725 | 0.5725 | 0.73917 | 0.73917 | 4.1572 | 4.1572 | 6.305 | 6.305 | -3.3653 | -1.6827 | 0 | 28.7469 | 0 |  |  | 15.2383 |  | 0.40962 | 40.9617 | 0 | 3.3653 | 2014-08-13 04:00 | 6305 | 6.305
|  | 2014-08-13 16:05:02 | 36.0283 | 3.5845 | 14.338 | 5.7505 | 5.7505 | 0.55433 | 0.55433 | 0.7375 | 0.7375 | 4.1572 | 4.1572 | 6.5197 | 6.5197 | -3.9711 | -1.9856 | 0 | 26.7613 | 0 |  |  | 13.9079 |  | 0.39796 | 39.7965 | 0 | 3.9711 | 2014-08-13 04:30 | 6519.6667 | 6.5197
|  | 2014-08-13 16:35:01 | 36.0125 | 3.5358 | 14.1433 | 5.7132 | 5.7132 | 0.57233 | 0.57233 | 0.73717 | 0.73717 | 3.482 | 3.482 | 6.7148 | 6.7148 | -4.6497 | -2.3248 | 0 | 24.4365 | 0 |  |  | 15.5577 |  | 0.39273 | 39.2734 | 0 | 4.6497 | 2014-08-13 05:00 | 6714.8333 | 6.7148
|  | 2014-08-13 17:05:01 | 35.8848 | 3.3852 | 13.5407 | 5.6878 | 5.6878 | 0.59833 | 0.59833 | 0.738 | 0.738 | 3.482 | 3.482 | 6.7862 | 6.7862 | -5.0518 | -2.5259 | 0 | 21.9105 | 0 |  |  | 12.1866 |  | 0.37734 | 37.7337 | 0 | 5.0518 | 2014-08-13 05:30 | 6786.1667 | 6.7862
|  | 2014-08-13 17:35:04 | 35.5287 | 3.4243 | 13.6973 | 5.6815 | 5.6815 | 0.64683 | 0.64683 | 0.744 | 0.744 | 2.2516 | 2.2516 | 6.7765 | 6.7765 | -5.7309 | -2.8654 | 0 | 19.0451 | 0 |  |  | 12.6015 |  | 0.38553 | 38.5529 | 0 | 5.7309 | 2014-08-13 06:00 | 6776.5 | 6.7765
|  | 2014-08-13 18:05:03 | 35.1968 | 2.9882 | 11.9527 | 5.6682 | 5.6682 | 0.62733 | 0.62733 | 0.74333 | 0.74333 | 2.2516 | 2.2516 | 6.7567 | 6.7567 | -7.1971 | -3.5985 | 0 | 15.4466 | 0 |  |  | 12.7894 |  | 0.33959 | 33.9595 | 0 | 7.1971 | 2014-08-13 06:30 | 6756.6667 | 6.7567
|  | 2014-08-13 18:35:04 | 34.7397 | 2.7605 | 11.042 | 5.6492 | 5.6492 | 0.61883 | 0.61883 | 0.742 | 0.742 | 1.2756 | 1.2756 | 6.7727 | 6.7727 | -8.6394 | -4.3197 | 0 | 11.1269 | 0 |  |  | 11.3733 |  | 0.31785 | 31.785 | 0 | 8.6394 | 2014-08-13 07:00 | 6772.6667 | 6.7727
|  | 2014-08-13 19:05:03 | 34.5128 | 2.7783 | 11.1133 | 5.6225 | 5.6225 | 0.61933 | 0.61933 | 0.74167 | 0.74167 | 1.2756 | 1.2756 | 6.7748 | 6.7748 | -8.3656 | -4.1828 | 0 | 6.9441 | 0 |  |  | 11.2245 |  | 0.32201 | 32.2006 | 0 | 8.3656 | 2014-08-13 07:30 | 6774.8333 | 6.7748
|  | 2014-08-13 19:35:03 | 34.4888 | 2.644 | 10.576 | 5.6165 | 5.6165 | 0.642 | 0.642 | 0.741 | 0.741 | 0.2168 | 0.2168 | 6.8175 | 6.8175 | -9.879 | -4.9395 | 0 | 2.0046 | 0 |  |  | 11.4221 |  | 0.30665 | 30.665 | 0 | 9.879 | 2014-08-13 08:00 | 6817.5 | 6.8175
|  | 2014-08-13 20:05:02 | 34.9402 | 2.4295 | 9.718 | 5.6012 | 5.6012 | 0.63417 | 0.63417 | 0.74083 | 0.74083 | 0.2168 | 0.2168 | 6.8605 | 6.8605 | -11.1687 | -5.5843 | 0 | 0 | 0 |  |  | 10.3011 |  | 0.27813 | 27.8133 | 0 | 4.0091 | 2014-08-13 08:30 | 6860.5 | 6.8605
|  | 2014-08-13 20:35:01 | 34.147 | 2.3135 | 9.254 | 5.4713 | 5.4713 | 0.63933 | 0.63933 | 0.74033 | 0.74033 | 0.028 | 0.028 | 6.7983 | 6.7983 | -11.2157 | -5.6078 | 5.5843 | 0 | 0 |  |  | 8.4211 |  | 0.271 | 27.1005 | 11.1687 | 0 | 2014-08-13 09:00 | 6798.3333 | 6.7983
|  | 2014-08-13 21:05:04 | 32.6573 | 2.2488 | 8.9953 | 5.389 | 5.389 | 0.6405 | 0.6405 | 0.74233 | 0.74233 | 0.028 | 0.028 | 6.539 | 6.539 | -10.3232 | -5.1616 | 5.6078 | 0 | 0 |  |  | 9.2652 |  | 0.27545 | 27.5446 | 11.2157 | 0 | 2014-08-13 09:30 | 6539 | 6.539
|  | 2014-08-13 21:35:02 | 30.7153 | 2.3323 | 9.3293 | 5.3918 | 5.3918 | 0.60583 | 0.60583 | 0.742 | 0.742 | 0 | 0 | 5.9195 | 5.9195 | -8.7268 | -4.3634 | 5.1616 | 0 | 0 |  |  | 10.169 |  | 0.30374 | 30.3735 | 10.3232 | 0 | 2014-08-13 10:00 | 5919.5 | 5.9195
|  | 2014-08-13 22:05:02 | 28.6947 | 2.3112 | 9.2447 | 5.3823 | 5.3823 | 0.5055 | 0.5055 | 0.609 | 0.609 | 0 | 0 | 5.4672 | 5.4672 | -7.486 | -3.743 | 4.3634 | 0 | 0 |  |  | 8.5975 |  | 0.32217 | 32.2174 | 8.7268 | 0 | 2014-08-13 10:30 | 5467.1667 | 5.4672
|  | 2014-08-13 22:35:04 | 27.0373 | 2.2747 | 9.0987 | 5.3867 | 5.3867 | 0.46567 | 0.46567 | 0.48367 | 0.48367 | 0 | 0 | 4.9108 | 4.9108 | -6.6918 | -3.3459 | 3.743 | 0 | 0 |  |  | 8.8257 |  | 0.33652 | 33.6522 | 7.486 | 0 | 2014-08-13 11:00 | 4910.8333 | 4.9108
|  | 2014-08-13 23:05:02 | 25.968 | 2.2443 | 8.9773 | 5.3952 | 5.3952 | 0.45983 | 0.45983 | 0.3955 | 0.3955 | 0 | 0 | 4.5583 | 4.5583 | -6.1818 | -3.0909 | 3.3459 | 0 | 0 |  |  | 9.3364 |  | 0.34571 | 34.5708 | 6.6918 | 0 | 2014-08-13 11:30 | 4558.3333 | 4.5583
|  | 2014-08-13 23:35:02 | 25.1218 | 2.0225 | 8.09 | 5.4068 | 5.4068 | 0.4595 | 0.4595 | 0.395 | 0.395 | 0 | 0 | 4.4693 | 4.4693 | -6.3012 | -3.1506 | 3.0909 | 0 | 0 |  |  | 7.5237 |  | 0.32203 | 32.2031 | 6.1818 | 0 | 2014-08-13 12:00 | 4469.3333 | 4.4693
|  | 2014-08-14 00:05:01 | 24.9062 | 1.916 | 7.664 | 5.5147 | 5.5147 | 0.45067 | 0.45067 | 0.39967 | 0.39967 | 0 | 0 | 4.5068 | 4.5068 | -6.3703 | -3.1852 | 3.1506 | 0 | 0 |  |  | 8.2005 |  | 0.30771 | 30.7715 | 6.3012 | 0 | 2014-08-13 12:30 | 4506.8333 | 4.5068
|  | 2014-08-14 00:35:01 | 24.6212 | 1.892 | 7.568 | 5.6762 | 5.6762 | 0.44183 | 0.44183 | 0.3975 | 0.3975 | 0 | 0 | 4.5297 | 4.5297 | -6.008 | -3.004 | 3.1852 | 0 | 0 |  |  | 7.8707 |  | 0.30738 | 30.7378 | 6.3703 | 0 | 2014-08-13 13:00 | 4529.6667 | 4.5297
|  | 2014-08-14 01:05:02 | 24.6927 | 1.89 | 7.56 | 5.7302 | 5.7302 | 0.39383 | 0.39383 | 0.39783 | 0.39783 | 0 | 0 | 4.5758 | 4.5758 | -6.035 | -3.0175 | 3.004 | 0 | 0 |  |  | 8.0136 |  | 0.30616 | 30.6164 | 6.008 | 0 | 2014-08-13 13:30 | 4575.8333 | 4.5758
|  | 2014-08-14 01:35:02 | 24.5995 | 1.8062 | 7.2247 | 5.7548 | 5.7548 | 0.389 | 0.389 | 0.39833 | 0.39833 | 0 | 0 | 4.4918 | 4.4918 | -6.3408 | -3.1704 | 3.0175 | 0 | 0 |  |  | 7.8749 |  | 0.29369 | 29.3692 | 6.035 | 0 | 2014-08-13 14:00 | 4491.8333 | 4.4918
|  | 2014-08-14 02:05:01 | 24.4828 | 1.7318 | 6.9273 | 5.7998 | 5.7998 | 0.38267 | 0.38267 | 0.39783 | 0.39783 | 0 | 0 | 4.4078 | 4.4078 | -6.5673 | -3.2837 | 3.1704 | 0 | 0 |  |  | 7.343 |  | 0.28295 | 28.2947 | 6.3408 | 0 | 2014-08-13 14:30 | 4407.8333 | 4.4078
|  | 2014-08-14 02:35:03 | 24.4557 | 1.6705 | 6.682 | 5.8128 | 5.8128 | 0.376 | 0.376 | 0.39767 | 0.39767 | 0 | 0 | 4.4042 | 4.4042 | -6.783 | -3.3915 | 3.2837 | 0 | 0 |  |  | 6.4147 |  | 0.27323 | 27.3229 | 6.5673 | 0 | 2014-08-13 15:00 | 4404.1667 | 4.4042
|  | 2014-08-14 03:05:02 | 24.5522 | 1.6303 | 6.5213 | 5.8153 | 5.8153 | 0.37717 | 0.37717 | 0.397 | 0.397 | 0 | 0 | 4.3192 | 4.3192 | -7.1222 | -3.5611 | 3.3915 | 0 | 0 |  |  | 6.9126 |  | 0.26561 | 26.5611 | 6.783 | 0 | 2014-08-13 15:30 | 4319.1667 | 4.3192
|  | 2014-08-14 03:35:02 | 24.6473 | 1.6393 | 6.5573 | 5.8192 | 5.8192 | 0.37433 | 0.37433 | 0.3985 | 0.3985 | 0 | 0 | 4.3247 | 4.3247 | -7.1733 | -3.5867 | 3.5611 | 0 | 0 |  |  | 6.1639 |  | 0.26605 | 26.6046 | 7.1222 | 0 | 2014-08-13 16:00 | 4324.6667 | 4.3247
|  | 2014-08-14 04:05:06 | 25.1038 | 1.5792 | 6.3167 | 5.8195 | 5.8195 | 0.3765 | 0.3765 | 0.39883 | 0.39883 | 0 | 0 | 4.6262 | 4.6262 | -7.5662 | -3.7831 | 3.5867 | 0 | 0 |  |  | 6.1272 |  | 0.25162 | 25.1622 | 7.1733 | 0 | 2014-08-13 16:30 | 4626.1667 | 4.6262
|  | 2014-08-14 04:35:03 | 25.4423 | 1.5912 | 6.3647 | 5.8237 | 5.8237 | 0.38 | 0.38 | 0.39883 | 0.39883 | 0 | 0 | 4.8233 | 4.8233 | -7.6518 | -3.8259 | 3.7831 | 0 | 0 |  |  | 6.4283 |  | 0.25016 | 25.016 | 7.5662 | 0 | 2014-08-13 17:00 | 4823.3333 | 4.8233
|  | 2014-08-14 05:05:01 | 26.5913 | 1.6238 | 6.4953 | 5.8202 | 5.8202 | 0.44317 | 0.44317 | 0.39917 | 0.39917 | 0 | 0 | 5.0132 | 5.0132 | -8.4203 | -4.2102 | 3.8259 | 0 | 0 |  |  | 6.1706 |  | 0.24427 | 24.4265 | 7.6518 | 0 | 2014-08-13 17:30 | 5013.1667 | 5.0132
|  | 2014-08-14 05:35:03 | 28.3692 | 1.5533 | 6.2133 | 5.8193 | 5.8193 | 0.4515 | 0.4515 | 0.50033 | 0.50033 | 0 | 0 | 5.3965 | 5.3965 | -9.9882 | -4.9941 | 4.2102 | 0 | 0 |  |  | 5.7784 |  | 0.21902 | 21.9017 | 8.4203 | 0 | 2014-08-13 18:00 | 5396.5 | 5.3965
|  | 2014-08-14 06:05:01 | 30.1682 | 1.3922 | 5.5687 | 5.8102 | 5.8102 | 0.51533 | 0.51533 | 0.71583 | 0.71583 | 0 | 0 | 5.4232 | 5.4232 | -12.135 | -6.0675 | 4.9941 | 0 | 0 |  |  | 5.1232 |  | 0.18459 | 18.4588 | 9.9882 | 0 | 2014-08-13 18:30 | 5423.1667 | 5.4232
|  | 2014-08-14 06:35:02 | 32.4732 | 1.281 | 5.124 | 5.761 | 5.761 | 0.62483 | 0.62483 | 0.69967 | 0.69967 | 0.3408 | 0.3408 | 6.0848 | 6.0848 | -13.838 | -6.919 | 6.0675 | 0 | 0 |  |  | 5.2777 |  | 0.15779 | 15.7792 | 12.135 | 0 | 2014-08-13 19:00 | 6084.8333 | 6.0848
|  | 2014-08-14 07:05:01 | 34.4133 | 1.2393 | 4.9573 | 5.63 | 5.63 | 0.632 | 0.632 | 0.698 | 0.698 | 0.3408 | 0.3408 | 6.8002 | 6.8002 | -15.355 | -7.6775 | 6.919 | 0 | 0 |  |  | 4.5112 |  | 0.14405 | 14.4053 | 13.838 | 0 | 2014-08-13 19:30 | 6800.1667 | 6.8002
|  | 2014-08-14 07:35:04 | 35.5982 | 1.2578 | 5.0313 | 5.5937 | 5.5937 | 0.61967 | 0.61967 | 0.694 | 0.694 | 1.1728 | 1.1728 | 7.1233 | 7.1233 | -15.3634 | -7.6817 | 7.6775 | 0 | 0 |  |  | 4.6288 |  | 0.14134 | 14.1337 | 15.355 | 0 | 2014-08-13 20:00 | 7123.3333 | 7.1233
|  | 2014-08-14 08:05:03 | 36.5345 | 1.1852 | 4.7407 | 5.5917 | 5.5917 | 0.63083 | 0.63083 | 0.69183 | 0.69183 | 1.1728 | 1.1728 | 7.2795 | 7.2795 | -16.4272 | -8.2136 | 7.6817 | 0 | 0 |  |  | 4.4562 |  | 0.12976 | 12.9759 | 15.3634 | 0 | 2014-08-13 20:30 | 7279.5 | 7.2795
|  | 2014-08-14 08:35:01 | 36.747 | 1.0772 | 4.3087 | 5.5902 | 5.5902 | 0.64533 | 0.64533 | 0.693 | 0.693 | 2.1264 | 2.1264 | 7.3118 | 7.3118 | -16.0716 | -8.0358 | 8.2136 | 0 | 0 |  |  | 4.6103 |  | 0.11725 | 11.7252 | 16.4272 | 0 | 2014-08-13 21:00 | 7311.8333 | 7.3118
|  | 2014-08-14 09:05:02 | 36.67 | 0.9825 | 3.93 | 5.5648 | 5.5648 | 0.67333 | 0.67333 | 0.69117 | 0.69117 | 2.1264 | 2.1264 | 7.2563 | 7.2563 | -16.4279 | -8.214 | 8.0358 | 0 | 0 |  |  | 4.1658 |  | 0.10717 | 10.7172 | 16.0716 | 0 | 2014-08-13 21:30 | 7256.3333 | 7.2563
|  | 2014-08-14 09:35:03 | 36.533 | 0.96467 | 3.8587 | 5.548 | 5.548 | 0.636 | 0.636 | 0.69233 | 0.69233 | 3.1172 | 3.1172 | 7.1995 | 7.1995 | -15.4813 | -7.7407 | 8.214 | 0 | 0 |  |  | 3.8973 |  | 0.10562 | 10.5621 | 16.4279 | 0 | 2014-08-13 22:00 | 7199.5 | 7.1995
|  | 2014-08-14 10:05:02 | 36.7458 | 0.97717 | 3.9087 | 5.5463 | 5.5463 | 0.673 | 0.673 | 0.69467 | 0.69467 | 3.1172 | 3.1172 | 7.1683 | 7.1683 | -15.6376 | -7.8188 | 7.7407 | 0 | 0 |  |  | 4.2995 |  | 0.10637 | 10.637 | 15.4813 | 0 | 2014-08-13 22:30 | 7168.3333 | 7.1683
|  | 2014-08-14 10:35:03 | 36.9087 | 1.0078 | 4.0313 | 5.5502 | 5.5502 | 0.67233 | 0.67233 | 0.72233 | 0.72233 | 3.824 | 3.824 | 7.1722 | 7.1722 | -14.9363 | -7.4682 | 7.8188 | 0 | 0 |  |  | 4.1523 |  | 0.10922 | 10.9225 | 15.6376 | 0 | 2014-08-13 23:00 | 7172.1667 | 7.1722
|  | 2014-08-14 11:05:01 | 37.1022 | 1.032 | 4.128 | 5.553 | 5.553 | 0.6865 | 0.6865 | 0.74267 | 0.74267 | 3.824 | 3.824 | 7.1785 | 7.1785 | -14.9895 | -7.4947 | 7.4682 | 0 | 0 |  |  | 4.417 |  | 0.11126 | 11.126 | 14.9363 | 0 | 2014-08-13 23:30 | 7178.5 | 7.1785
|  | 2014-08-14 11:35:02 | 36.9715 | 1.1517 | 4.6067 | 5.5902 | 5.5902 | 0.683 | 0.683 | 0.74817 | 0.74817 | 4.8416 | 4.8416 | 7.4163 | 7.4163 | -13.0856 | -6.5428 | 7.4947 | 0 | 0 |  |  | 4.146 |  | 0.1246 | 12.46 | 14.9895 | 0 | 2014-08-14 | 7416.3333 | 7.4163
|  | 2014-08-14 12:05:04 | 37.0005 | 1.2137 | 4.8547 | 5.7233 | 5.7233 | 0.651 | 0.651 | 0.75117 | 0.75117 | 4.8416 | 4.8416 | 7.3868 | 7.3868 | -12.7919 | -6.3959 | 6.5428 | 0 | 0 |  |  | 4.6119 |  | 0.13121 | 13.1205 | 13.0856 | 0 | 2014-08-14 00:30 | 7386.8333 | 7.3868
|  | 2014-08-14 12:35:02 | 36.9115 | 1.1957 | 4.7827 | 5.7635 | 5.7635 | 0.4985 | 0.4985 | 0.75483 | 0.75483 | 5.3856 | 5.3856 | 7.5283 | 7.5283 | -12.1981 | -6.099 | 6.3959 | 0 | 0 |  |  | 5.2609 |  | 0.12957 | 12.9571 | 12.7919 | 0 | 2014-08-14 01:00 | 7528.3333 | 7.5283
|  | 2014-08-14 13:05:02 | 36.7613 | 1.6245 | 6.498 | 5.7585 | 5.7585 | 0.4905 | 0.4905 | 0.75433 | 0.75433 | 5.3856 | 5.3856 | 7.3932 | 7.3932 | -10.4812 | -5.2406 | 6.099 | 0 | 0 |  |  | 5.9132 |  | 0.17676 | 17.6762 | 12.1981 | 0 | 2014-08-14 01:30 | 7393.1667 | 7.3932
|  | 2014-08-14 13:35:02 | 36.498 | 1.5622 | 6.2487 | 5.7583 | 5.7583 | 0.43817 | 0.43817 | 0.74833 | 0.74833 | 5.5488 | 5.5488 | 7.2217 | 7.2217 | -10.534 | -5.267 | 5.2406 | 0 | 0 |  |  | 6.6236 |  | 0.17121 | 17.1206 | 10.4812 | 0 | 2014-08-14 02:00 | 7221.6667 | 7.2217
|  | 2014-08-14 14:05:03 | 36.4428 | 1.5837 | 6.3347 | 5.762 | 5.762 | 0.433 | 0.433 | 0.757 | 0.757 | 5.5488 | 5.5488 | 7.2778 | 7.2778 | -10.3295 | -5.1648 | 5.267 | 0 | 0 |  |  | 6.5247 |  | 0.17382 | 17.3825 | 10.534 | 0 | 2014-08-14 02:30 | 7277.8333 | 7.2778
|  | 2014-08-14 14:35:03 | 36.4033 | 1.5445 | 6.178 | 5.7623 | 5.7623 | 0.47333 | 0.47333 | 0.75517 | 0.75517 | 5.7008 | 5.7008 | 7.3457 | 7.3457 | -10.188 | -5.094 | 5.1648 | 0 | 0 |  |  | 6.6722 |  | 0.16971 | 16.971 | 10.3295 | 0 | 2014-08-14 03:00 | 7345.6667 | 7.3457
|  | 2014-08-14 15:05:02 | 36.6013 | 1.5653 | 6.2613 | 5.7663 | 5.7663 | 0.518 | 0.518 | 0.74517 | 0.74517 | 5.7008 | 5.7008 | 7.2952 | 7.2952 | -10.3145 | -5.1573 | 5.094 | 0 | 0 |  |  | 6.4492 |  | 0.17107 | 17.1068 | 10.188 | 0 | 2014-08-14 03:30 | 7295.1667 | 7.2952
|  | 2014-08-14 15:35:03 | 37.2598 | 1.9882 | 7.9527 | 5.7568 | 5.7568 | 0.598 | 0.598 | 0.74367 | 0.74367 | 4.14 | 4.14 | 7.1745 | 7.1745 | -10.8942 | -5.4471 | 5.1573 | 0 | 0 |  |  | 8.7479 |  | 0.21344 | 21.3438 | 10.3145 | 0 | 2014-08-14 04:00 | 7174.5 | 7.1745
|  | 2014-08-14 16:05:03 | 37.6607 | 1.5783 | 6.3133 | 5.7628 | 5.7628 | 0.6155 | 0.6155 | 0.74467 | 0.74467 | 4.14 | 4.14 | 7.1458 | 7.1458 | -12.9385 | -6.4692 | 5.4471 | 0 | 0 |  |  | 5.8083 |  | 0.16764 | 16.7637 | 10.8942 | 0 | 2014-08-14 04:30 | 7145.8333 | 7.1458
|  | 2014-08-14 16:35:02 | 37.5042 | 1.2583 | 5.0333 | 5.7613 | 5.7613 | 0.62517 | 0.62517 | 0.74733 | 0.74733 | 3.4848 | 3.4848 | 7.1505 | 7.1505 | -14.7017 | -7.3508 | 6.4692 | 0 | 0 |  |  | 4.9327 |  | 0.13421 | 13.4207 | 12.9385 | 0 | 2014-08-14 05:00 | 7150.5 | 7.1505
|  | 2014-08-14 17:05:02 | 37.1997 | 1.119 | 4.476 | 5.7623 | 5.7623 | 0.626 | 0.626 | 0.74717 | 0.74717 | 3.4848 | 3.4848 | 7.25 | 7.25 | -14.8534 | -7.4267 | 7.3508 | 0 | 0 |  |  | 4.476 |  | 0.12032 | 12.0324 | 14.7017 | 0 | 2014-08-14 05:30 | 7250 | 7.25
|  | 2014-08-14 17:35:01 | 36.9012 | 1.0192 | 4.0767 | 5.76 | 5.76 | 0.64533 | 0.64533 | 0.7465 | 0.7465 | 2.9068 | 2.9068 | 7.3078 | 7.3078 | -15.458 | -7.729 | 7.4267 | 0 | 0 |  |  | 3.669 |  | 0.11048 | 11.0475 | 14.8534 | 0 | 2014-08-14 06:00 | 7307.8333 | 7.3078
|  | 2014-08-14 18:05:03 | 36.5367 | 1.0128 | 4.0513 | 5.7582 | 5.7582 | 0.66117 | 0.66117 | 0.7445 | 0.7445 | 2.9068 | 2.9068 | 7.342 | 7.342 | -15.0727 | -7.5364 | 7.729 | 0 | 0 |  |  | 4.2539 |  | 0.11088 | 11.0884 | 15.458 | 0 | 2014-08-14 06:30 | 7342 | 7.342
|  | 2014-08-14 18:35:03 | 36.0005 | 1.0283 | 4.1133 | 5.7038 | 5.7038 | 0.66833 | 0.66833 | 0.74917 | 0.74917 | 1.3396 | 1.3396 | 7.3292 | 7.3292 | -16.0971 | -8.0485 | 7.5364 | 0 | 0 |  |  | 4.2779 |  | 0.11426 | 11.4258 | 15.0727 | 0 | 2014-08-14 07:00 | 7329.1667 | 7.3292
|  | 2014-08-14 19:05:01 | 35.5128 | 0.9885 | 3.954 | 5.5893 | 5.5893 | 0.68017 | 0.68017 | 0.747 | 0.747 | 1.3396 | 1.3396 | 7.2312 | 7.2312 | -15.9716 | -7.9858 | 8.0485 | 0 | 0 |  |  | 4.3099 |  | 0.11134 | 11.134 | 16.0971 | 0 | 2014-08-14 07:30 | 7231.1667 | 7.2312
|  | 2014-08-14 19:35:01 | 35.8222 | 0.93617 | 3.7447 | 5.569 | 5.569 | 0.68783 | 0.68783 | 0.746 | 0.746 | 0.2656 | 0.2656 | 7.0713 | 7.0713 | -17.7377 | -8.8689 | 7.9858 | 0 | 0 |  |  | 3.6698 |  | 0.10453 | 10.4535 | 15.9716 | 0 | 2014-08-14 08:00 | 7071.3333 | 7.0713
|  | 2014-08-14 20:05:02 | 35.8838 | 0.89017 | 3.5607 | 5.5838 | 5.5838 | 0.68533 | 0.68533 | 0.74633 | 0.74633 | 0.2656 | 0.2656 | 6.9855 | 6.9855 | -18.0566 | -9.0283 | 8.8689 | 0 | 0 |  |  | 3.7743 |  | 0.099228 | 9.9228 | 17.7377 | 0 | 2014-08-14 08:30 | 6985.5 | 6.9855
|  | 2014-08-14 20:35:03 | 34.781 | 0.85617 | 3.4247 | 5.6013 | 5.6013 | 0.66983 | 0.66983 | 0.75017 | 0.75017 | 0.044 | 0.044 | 6.6497 | 6.6497 | -17.6413 | -8.8207 | 9.0283 | 0 | 0 |  |  | 3.6644 |  | 0.098464 | 9.8464 | 18.0566 | 0 | 2014-08-14 09:00 | 6649.6667 | 6.6497
|  | 2014-08-14 21:05:02 | 33.3008 | 0.85 | 3.4 | 5.6083 | 5.6083 | 0.648 | 0.648 | 0.75233 | 0.75233 | 0.044 | 0.044 | 6.2467 | 6.2467 | -16.6015 | -8.3007 | 8.8207 | 0 | 0 |  |  | 3.298 |  | 0.1021 | 10.21 | 17.6413 | 0 | 2014-08-14 09:30 | 6246.6667 | 6.2467
|  | 2014-08-14 21:35:04 | 31.3392 | 0.85867 | 3.4347 | 5.6118 | 5.6118 | 0.64133 | 0.64133 | 0.75267 | 0.75267 | 0 | 0 | 5.8777 | 5.8777 | -15.021 | -7.5105 | 8.3007 | 0 | 0 |  |  | 3.2629 |  | 0.1096 | 10.9597 | 16.6015 | 0 | 2014-08-14 10:00 | 5877.6667 | 5.8777
|  | 2014-08-14 22:05:01 | 29.0623 | 0.90917 | 3.6367 | 5.6118 | 5.6118 | 0.37967 | 0.37967 | 0.75217 | 0.75217 | 0 | 0 | 5.5833 | 5.5833 | -13.0987 | -6.5493 | 7.5105 | 0 | 0 |  |  | 4.0003 |  | 0.12513 | 12.5133 | 15.021 | 0 | 2014-08-14 10:30 | 5583.3333 | 5.5833
|  | 2014-08-14 22:35:02 | 27.2938 | 0.87667 | 3.5067 | 5.63 | 5.63 | 0.306 | 0.306 | 0.7525 | 0.7525 | 0 | 0 | 5.3823 | 5.3823 | -11.7163 | -5.8582 | 6.5493 | 0 | 0 |  |  | 3.3664 |  | 0.12848 | 12.8478 | 13.0987 | 0 | 2014-08-14 11:00 | 5382.3333 | 5.3823
|  | 2014-08-14 23:05:02 | 26.5948 | 0.86217 | 3.4487 | 5.7573 | 5.7573 | 0.30667 | 0.30667 | 0.75083 | 0.75083 | 0 | 0 | 5.185 | 5.185 | -11.1463 | -5.5732 | 5.8582 | 0 | 0 |  |  | 3.4142 |  | 0.12967 | 12.9674 | 11.7163 | 0 | 2014-08-14 11:30 | 5185 | 5.185
|  | 2014-08-14 23:35:01 | 25.9298 | 0.8705 | 3.482 | 5.858 | 5.858 | 0.306 | 0.306 | 0.74917 | 0.74917 | 0 | 0 | 5.0142 | 5.0142 | -10.5205 | -5.2602 | 5.5732 | 0 | 0 |  |  | 3.4472 |  | 0.13429 | 13.4285 | 11.1463 | 0 | 2014-08-14 12:00 | 5014.1667 | 5.0142
|  | 2014-08-15 00:05:03 | 25.561 | 0.9165 | 3.666 | 5.88 | 5.88 | 0.28067 | 0.28067 | 0.7515 | 0.7515 | 0 | 0 | 4.919 | 4.919 | -10.0638 | -5.0319 | 5.2602 | 0 | 0 |  |  | 3.7393 |  | 0.14342 | 14.3422 | 10.5205 | 0 | 2014-08-14 12:30 | 4919 | 4.919
|  | 2014-08-15 00:35:01 | 25.4443 | 0.93717 | 3.7487 | 5.8888 | 5.8888 | 0.27133 | 0.27133 | 0.7525 | 0.7525 | 0 | 0 | 4.9527 | 4.9527 | -9.8303 | -4.9152 | 5.0319 | 0 | 0 |  |  | 3.8986 |  | 0.14733 | 14.7328 | 10.0638 | 0 | 2014-08-14 13:00 | 4952.6667 | 4.9527
|  | 2014-08-15 01:05:04 | 25.1687 | 0.99867 | 3.9947 | 5.9032 | 5.9032 | 0.27217 | 0.27217 | 0.75283 | 0.75283 | 0 | 0 | 4.9148 | 4.9148 | -9.331 | -4.6655 | 4.9152 | 0 | 0 |  |  | 4.3142 |  | 0.15872 | 15.8716 | 9.8303 | 0 | 2014-08-14 13:30 | 4914.8333 | 4.9148
|  | 2014-08-15 01:35:02 | 24.8992 | 0.97867 | 3.9147 | 5.9038 | 5.9038 | 0.271 | 0.271 | 0.75267 | 0.75267 | 0 | 0 | 4.8563 | 4.8563 | -9.2007 | -4.6003 | 4.6655 | 0 | 0 |  |  | 3.993 |  | 0.15722 | 15.7221 | 9.331 | 0 | 2014-08-14 14:00 | 4856.3333 | 4.8563
|  | 2014-08-15 02:05:02 | 24.7405 | 0.97133 | 3.8853 | 5.9003 | 5.9003 | 0.27133 | 0.27133 | 0.7525 | 0.7525 | 0 | 0 | 4.9287 | 4.9287 | -9.0023 | -4.5012 | 4.6003 | 0 | 0 |  |  | 3.7299 |  | 0.15704 | 15.7043 | 9.2007 | 0 | 2014-08-14 14:30 | 4928.6667 | 4.9287
|  | 2014-08-15 02:35:02 | 24.633 | 1.0167 | 4.0667 | 5.9017 | 5.9017 | 0.27117 | 0.27117 | 0.75283 | 0.75283 | 0 | 0 | 4.9063 | 4.9063 | -8.7343 | -4.3672 | 4.5012 | 0 | 0 |  |  | 4.148 |  | 0.16509 | 16.509 | 9.0023 | 0 | 2014-08-14 15:00 | 4906.3333 | 4.9063
|  | 2014-08-15 03:05:02 | 24.5672 | 0.99433 | 3.9773 | 5.8858 | 5.8858 | 0.27067 | 0.27067 | 0.75267 | 0.75267 | 0 | 0 | 4.9112 | 4.9112 | -8.7695 | -4.3848 | 4.3672 | 0 | 0 |  |  | 4.216 |  | 0.1619 | 16.1896 | 8.7343 | 0 | 2014-08-14 15:30 | 4911.1667 | 4.9112
|  | 2014-08-15 03:35:02 | 24.7085 | 0.927 | 3.708 | 5.883 | 5.883 | 0.272 | 0.272 | 0.753 | 0.753 | 0 | 0 | 4.8623 | 4.8623 | -9.2302 | -4.6151 | 4.3848 | 0 | 0 |  |  | 4.0046 |  | 0.15007 | 15.007 | 8.7695 | 0 | 2014-08-14 16:00 | 4862.3333 | 4.8623
|  | 2014-08-15 04:05:02 | 25.1858 | 0.91417 | 3.6567 | 5.885 | 5.885 | 0.30383 | 0.30383 | 0.75117 | 0.75117 | 0 | 0 | 4.9247 | 4.9247 | -9.6645 | -4.8323 | 4.6151 | 0 | 0 |  |  | 3.8395 |  | 0.14519 | 14.5187 | 9.2302 | 0 | 2014-08-14 16:30 | 4924.6667 | 4.9247
|  | 2014-08-15 04:35:02 | 25.642 | 0.9765 | 3.906 | 5.8862 | 5.8862 | 0.30467 | 0.30467 | 0.75133 | 0.75133 | 0 | 0 | 5.029 | 5.029 | -9.7648 | -4.8824 | 4.8323 | 0 | 0 |  |  | 3.9451 |  | 0.15233 | 15.2328 | 9.6645 | 0 | 2014-08-14 17:00 | 5029 | 5.029
|  | 2014-08-15 05:05:02 | 26.8218 | 0.959 | 3.836 | 5.8863 | 5.8863 | 0.30533 | 0.30533 | 0.757 | 0.757 | 0 | 0 | 5.394 | 5.394 | -10.6432 | -5.3216 | 4.8824 | 0 | 0 |  |  | 3.4908 |  | 0.14302 | 14.3018 | 9.7648 | 0 | 2014-08-14 17:30 | 5394 | 5.394
|  | 2014-08-15 05:35:02 | 27.9675 | 0.96717 | 3.8687 | 5.9665 | 5.9665 | 0.309 | 0.309 | 0.75933 | 0.75933 | 0 | 0 | 5.5713 | 5.5713 | -11.4927 | -5.7463 | 5.3216 | 0 | 0 |  |  | 4.0621 |  | 0.13833 | 13.8327 | 10.6432 | 0 | 2014-08-14 18:00 | 5571.3333 | 5.5713
|  | 2014-08-15 06:05:01 | 30.141 | 0.9765 | 3.906 | 5.979 | 5.979 | 0.59283 | 0.59283 | 0.76033 | 0.76033 | 0 | 0 | 5.7932 | 5.7932 | -13.1097 | -6.5548 | 5.7463 | 0 | 0 |  |  | 3.906 |  | 0.12959 | 12.9591 | 11.4927 | 0 | 2014-08-14 18:30 | 5793.1667 | 5.7932
|  | 2014-08-15 06:35:05 | 32.2513 | 1.0332 | 4.1327 | 5.9802 | 5.9802 | 0.70633 | 0.70633 | 0.7635 | 0.7635 | 0.2996 | 0.2996 | 6.1377 | 6.1377 | -14.2314 | -7.1157 | 6.5548 | 0 | 0 |  |  | 4.2566 |  | 0.12814 | 12.8139 | 13.1097 | 0 | 2014-08-14 19:00 | 6137.6667 | 6.1377
|  | 2014-08-15 07:05:01 | 34.1653 | 1.0788 | 4.3153 | 5.9755 | 5.9755 | 0.70617 | 0.70617 | 0.76983 | 0.76983 | 0.2996 | 0.2996 | 6.42 | 6.42 | -15.6789 | -7.8394 | 7.1157 | 0 | 0 |  |  | 4.4879 |  | 0.12631 | 12.6307 | 14.2314 | 0 | 2014-08-14 19:30 | 6420 | 6.42
|  | 2014-08-15 07:35:03 | 35.1547 | 1.1243 | 4.4973 | 5.9725 | 5.9725 | 0.69933 | 0.69933 | 0.77783 | 0.77783 | 1.1316 | 1.1316 | 6.5708 | 6.5708 | -15.5052 | -7.7526 | 7.8394 | 0 | 0 |  |  | 4.7222 |  | 0.12793 | 12.793 | 15.6789 | 0 | 2014-08-14 20:00 | 6570.8333 | 6.5708
|  | 2014-08-15 08:05:01 | 35.995 | 1.1957 | 4.7827 | 5.9713 | 5.9713 | 0.71917 | 0.71917 | 0.785 | 0.785 | 1.1316 | 1.1316 | 6.6682 | 6.6682 | -15.9371 | -7.9685 | 7.7526 | 0 | 0 |  |  | 4.4957 |  | 0.13287 | 13.287 | 15.5052 | 0 | 2014-08-14 20:30 | 6668.1667 | 6.6682
|  | 2014-08-15 08:35:02 | 36.1242 | 1.1485 | 4.594 | 5.9693 | 5.9693 | 0.70033 | 0.70033 | 0.78583 | 0.78583 | 2.0444 | 2.0444 | 6.3428 | 6.3428 | -15.6874 | -7.8437 | 7.9685 | 0 | 0 |  |  | 4.2724 |  | 0.12717 | 12.7172 | 15.9371 | 0 | 2014-08-14 21:00 | 6342.8333 | 6.3428
|  | 2014-08-15 09:05:02 | 36.095 | 1.133 | 4.532 | 5.9753 | 5.9753 | 0.6925 | 0.6925 | 0.78567 | 0.78567 | 2.0444 | 2.0444 | 6.1167 | 6.1167 | -15.9484 | -7.9742 | 7.8437 | 0 | 0 |  |  | 4.5773 |  | 0.12556 | 12.5558 | 15.6874 | 0 | 2014-08-14 21:30 | 6116.6667 | 6.1167
|  | 2014-08-15 09:35:02 | 35.9858 | 1.0507 | 4.2027 | 5.9762 | 5.9762 | 0.67167 | 0.67167 | 0.7845 | 0.7845 | 2.7384 | 2.7384 | 6.092 | 6.092 | -15.5204 | -7.7602 | 7.9742 | 0 | 0 |  |  | 3.9925 |  | 0.11679 | 11.6787 | 15.9484 | 0 | 2014-08-14 22:00 | 6092 | 6.092
|  | 2014-08-15 10:05:03 | 35.9727 | 1.0282 | 4.1127 | 6.0192 | 6.0192 | 0.6815 | 0.6815 | 0.78767 | 0.78767 | 2.7384 | 2.7384 | 6.0855 | 6.0855 | -15.5478 | -7.7739 | 7.7602 | 0 | 0 |  |  | 4.3183 |  | 0.11433 | 11.4328 | 15.5204 | 0 | 2014-08-14 22:30 | 6085.5 | 6.0855
|  | 2014-08-15 10:35:01 | 35.9757 | 1.0207 | 4.0827 | 6.0522 | 6.0522 | 0.68383 | 0.68383 | 0.789 | 0.789 | 3.1236 | 3.1236 | 6.069 | 6.069 | -15.1754 | -7.5877 | 7.7739 | 0 | 0 |  |  | 4.1643 |  | 0.11348 | 11.3484 | 15.5478 | 0 | 2014-08-14 23:00 | 6069 | 6.069
|  | 2014-08-15 11:05:02 | 35.8678 | 1.0838 | 4.3353 | 6.0568 | 6.0568 | 0.66783 | 0.66783 | 0.785 | 0.785 | 3.1236 | 3.1236 | 6.0677 | 6.0677 | -14.8316 | -7.4158 | 7.5877 | 0 | 0 |  |  | 3.9885 |  | 0.12087 | 12.087 | 15.1754 | 0 | 2014-08-14 23:30 | 6067.6667 | 6.0677
|  | 2014-08-15 11:35:01 | 35.7907 | 1.3497 | 5.3987 | 6.062 | 6.062 | 0.6605 | 0.6605 | 0.78617 | 0.78617 | 4.8364 | 4.8364 | 6.0698 | 6.0698 | -11.9771 | -5.9886 | 7.4158 | 0 | 0 |  |  | 5.8306 |  | 0.15084 | 15.084 | 14.8316 | 0 | 2014-08-15 | 6069.8333 | 6.0698
|  | 2014-08-15 12:05:03 | 35.5465 | 1.352 | 5.408 | 6.1045 | 6.1045 | 0.64617 | 0.64617 | 0.7855 | 0.7855 | 4.8364 | 4.8364 | 6.01 | 6.01 | -11.7559 | -5.878 | 5.9886 | 0 | 0 |  |  | 5.5702 |  | 0.15214 | 15.2139 | 11.9771 | 0 | 2014-08-15 00:30 | 6010 | 6.01
|  | 2014-08-15 12:35:02 | 35.2602 | 1.3452 | 5.3807 | 6.1112 | 6.1112 | 0.602 | 0.602 | 0.78233 | 0.78233 | 5.1968 | 5.1968 | 6.0127 | 6.0127 | -11.1745 | -5.5873 | 5.878 | 0 | 0 |  |  | 5.4883 |  | 0.1526 | 15.2599 | 11.7559 | 0 | 2014-08-15 01:00 | 6012.6667 | 6.0127
|  | 2014-08-15 13:05:02 | 35.1205 | 1.3342 | 5.3367 | 6.1093 | 6.1093 | 0.60017 | 0.60017 | 0.78083 | 0.78083 | 5.1968 | 5.1968 | 6.0008 | 6.0008 | -11.0959 | -5.5479 | 5.5873 | 0 | 0 |  |  | 4.9631 |  | 0.15195 | 15.1953 | 11.1745 | 0 | 2014-08-15 01:30 | 6000.8333 | 6.0008
|  | 2014-08-15 13:35:02 | 34.8143 | 1.3417 | 5.3667 | 6.1043 | 6.1043 | 0.63483 | 0.63483 | 0.778 | 0.778 | 5.4964 | 5.4964 | 5.9275 | 5.9275 | -10.5066 | -5.2533 | 5.5479 | 0 | 0 |  |  | 5.4203 |  | 0.15415 | 15.4151 | 11.0959 | 0 | 2014-08-15 02:00 | 5927.5 | 5.9275
|  | 2014-08-15 14:05:02 | 34.6243 | 1.3525 | 5.41 | 6.0985 | 6.0985 | 0.44233 | 0.44233 | 0.7695 | 0.7695 | 5.4964 | 5.4964 | 5.9198 | 5.9198 | -10.4878 | -5.2439 | 5.2533 | 0 | 0 |  |  | 5.3559 |  | 0.15625 | 15.6248 | 10.5066 | 0 | 2014-08-15 02:30 | 5919.8333 | 5.9198
|  | 2014-08-15 14:35:04 | 34.481 | 1.4365 | 5.746 | 6.0962 | 6.0962 | 0.38367 | 0.38367 | 0.75867 | 0.75867 | 5.4872 | 5.4872 | 5.7698 | 5.7698 | -10.2395 | -5.1197 | 5.2439 | 0 | 0 |  |  | 5.3438 |  | 0.16664 | 16.6642 | 10.4878 | 0 | 2014-08-15 03:00 | 5769.8333 | 5.7698
|  | 2014-08-15 15:05:02 | 34.464 | 1.524 | 6.096 | 6.0968 | 6.0968 | 0.3745 | 0.3745 | 0.75333 | 0.75333 | 5.4872 | 5.4872 | 5.7788 | 5.7788 | -9.8773 | -4.9386 | 5.1197 | 0 | 0 |  |  | 5.4864 |  | 0.17688 | 17.688 | 10.2395 | 0 | 2014-08-15 03:30 | 5778.8333 | 5.7788
|  | 2014-08-15 15:35:01 | 34.8248 | 1.5725 | 6.29 | 6.0907 | 6.0907 | 0.4345 | 0.4345 | 0.75333 | 0.75333 | 4.04 | 4.04 | 5.8568 | 5.8568 | -11.3595 | -5.6797 | 4.9386 | 0 | 0 |  |  | 5.661 |  | 0.18062 | 18.0618 | 9.8773 | 0 | 2014-08-15 04:00 | 5856.8333 | 5.8568
|  | 2014-08-15 16:05:04 | 35.2202 | 1.6148 | 6.4593 | 6.0907 | 6.0907 | 0.5845 | 0.5845 | 0.75317 | 0.75317 | 4.04 | 4.04 | 6.0313 | 6.0313 | -11.2612 | -5.6306 | 5.6797 | 0 | 0 |  |  | 6.2656 |  | 0.1834 | 18.3399 | 11.3595 | 0 | 2014-08-15 04:30 | 6031.3333 | 6.0313
|  | 2014-08-15 16:35:02 | 35.0653 | 1.775 | 7.1 | 6.0912 | 6.0912 | 0.60583 | 0.60583 | 0.753 | 0.753 | 3.3384 | 3.3384 | 5.9308 | 5.9308 | -11.2461 | -5.6231 | 5.6306 | 0 | 0 |  |  | 6.461 |  | 0.20248 | 20.2479 | 11.2612 | 0 | 2014-08-15 05:00 | 5930.8333 | 5.9308
|  | 2014-08-15 17:05:03 | 34.916 | 1.8732 | 7.4927 | 6.0898 | 6.0898 | 0.6055 | 0.6055 | 0.7535 | 0.7535 | 3.3384 | 3.3384 | 5.8685 | 5.8685 | -10.7676 | -5.3838 | 5.6231 | 0 | 0 |  |  | 7.118 |  | 0.21459 | 21.4591 | 11.2461 | 0 | 2014-08-15 05:30 | 5868.5 | 5.8685
|  | 2014-08-15 17:35:03 | 34.7253 | 1.8547 | 7.4187 | 6.0847 | 6.0847 | 0.61083 | 0.61083 | 0.75217 | 0.75217 | 2.3312 | 2.3312 | 5.8365 | 5.8365 | -11.6913 | -5.8456 | 5.3838 | 0 | 0 |  |  | 7.1219 |  | 0.21364 | 21.3638 | 10.7676 | 0 | 2014-08-15 06:00 | 5836.5 | 5.8365
|  | 2014-08-15 18:05:02 | 34.226 | 1.7705 | 7.082 | 6.0933 | 6.0933 | 0.556 | 0.556 | 0.743 | 0.743 | 2.3312 | 2.3312 | 5.735 | 5.735 | -11.6855 | -5.8427 | 5.8456 | 0 | 0 |  |  | 6.7279 |  | 0.20692 | 20.6919 | 11.6913 | 0 | 2014-08-15 06:30 | 5735 | 5.735
|  | 2014-08-15 18:35:01 | 33.802 | 1.8025 | 7.21 | 6.098 | 6.098 | 0.594 | 0.594 | 0.74317 | 0.74317 | 1.1656 | 1.1656 | 5.8365 | 5.8365 | -12.1547 | -6.0774 | 5.8427 | 0 | 0 |  |  | 7.21 |  | 0.2133 | 21.3301 | 11.6855 | 0 | 2014-08-15 07:00 | 5836.5 | 5.8365
|  | 2014-08-15 19:05:06 | 33.386 | 1.8095 | 7.238 | 6.092 | 6.092 | 0.57367 | 0.57367 | 0.74483 | 0.74483 | 1.1656 | 1.1656 | 5.7693 | 5.7693 | -11.8026 | -5.9013 | 6.0774 | 0 | 0 |  |  | 6.7313 |  | 0.2168 | 21.6797 | 12.1547 | 0 | 2014-08-15 07:30 | 5769.3333 | 5.7693
|  | 2014-08-15 19:35:01 | 33.6627 | 1.6695 | 6.678 | 6.0897 | 6.0897 | 0.58083 | 0.58083 | 0.74817 | 0.74817 | 0.2376 | 0.2376 | 5.714 | 5.714 | -13.6144 | -6.8072 | 5.9013 | 0 | 0 |  |  | 6.7448 |  | 0.19838 | 19.838 | 11.8026 | 0 | 2014-08-15 08:00 | 5714 | 5.714
|  | 2014-08-15 20:05:03 | 33.9398 | 1.529 | 6.116 | 6.0987 | 6.0987 | 0.60867 | 0.60867 | 0.7465 | 0.7465 | 0.2376 | 0.2376 | 5.6093 | 5.6093 | -14.5231 | -7.2615 | 6.8072 | 0 | 0 |  |  | 6.483 |  | 0.1802 | 18.0201 | 13.6144 | 0 | 2014-08-15 08:30 | 5609.3333 | 5.6093
|  | 2014-08-15 20:35:02 | 32.9195 | 1.4853 | 5.9413 | 6.1108 | 6.1108 | 0.5015 | 0.5015 | 0.74567 | 0.74567 | 0.028 | 0.028 | 5.5158 | 5.5158 | -14.0763 | -7.0382 | 7.2615 | 0 | 0 |  |  | 5.466 |  | 0.18048 | 18.0481 | 14.5231 | 0 | 2014-08-15 09:00 | 5515.8333 | 5.5158
|  | 2014-08-15 21:05:01 | 31.371 | 1.4247 | 5.6987 | 6.1168 | 6.1168 | 0.417 | 0.417 | 0.74583 | 0.74583 | 0.028 | 0.028 | 5.1918 | 5.1918 | -13.1728 | -6.5864 | 7.0382 | 0 | 0 |  |  | 5.7557 |  | 0.18165 | 18.1654 | 14.0763 | 0 | 2014-08-15 09:30 | 5191.8333 | 5.1918
|  | 2014-08-15 21:35:02 | 29.6538 | 1.4198 | 5.6793 | 6.1128 | 6.1128 | 0.41 | 0.41 | 0.74633 | 0.74633 | 0 | 0 | 4.9452 | 4.9452 | -11.7602 | -5.8801 | 6.5864 | 0 | 0 |  |  | 5.509 |  | 0.19152 | 19.1521 | 13.1728 | 0 | 2014-08-15 10:00 | 4945.1667 | 4.9452
|  | 2014-08-15 22:05:03 | 28.0993 | 1.427 | 5.708 | 6.113 | 6.113 | 0.29683 | 0.29683 | 0.74833 | 0.74833 | 0 | 0 | 4.8817 | 4.8817 | -10.3515 | -5.1757 | 5.8801 | 0 | 0 |  |  | 6.2788 |  | 0.20314 | 20.3136 | 11.7602 | 0 | 2014-08-15 10:30 | 4881.6667 | 4.8817
|  | 2014-08-15 22:35:02 | 26.2777 | 1.4523 | 5.8093 | 6.0663 | 6.0663 | 0.2745 | 0.2745 | 0.74083 | 0.74083 | 0 | 0 | 4.761 | 4.761 | -8.6257 | -4.3128 | 5.1757 | 0 | 0 |  |  | 5.7512 |  | 0.22107 | 22.1075 | 10.3515 | 0 | 2014-08-15 11:00 | 4761 | 4.761
|  | 2014-08-15 23:05:04 | 24.9115 | 1.4 | 5.6 | 6.0027 | 6.0027 | 0.27567 | 0.27567 | 0.74633 | 0.74633 | 0 | 0 | 4.364 | 4.364 | -7.9228 | -3.9614 | 4.3128 | 0 | 0 |  |  | 5.04 |  | 0.2248 | 22.4796 | 8.6257 | 0 | 2014-08-15 11:30 | 4364 | 4.364
|  | 2014-08-15 23:35:02 | 24.3482 | 1.36 | 5.44 | 5.9547 | 5.9547 | 0.26067 | 0.26067 | 0.748 | 0.748 | 0 | 0 | 4.3217 | 4.3217 | -7.6232 | -3.8116 | 3.9614 | 0 | 0 |  |  | 5.44 |  | 0.22343 | 22.3425 | 7.9228 | 0 | 2014-08-15 12:00 | 4321.6667 | 4.3217
|  | 2014-08-16 00:05:02 | 24.6422 | 1.3318 | 5.3273 | 5.9467 | 5.9467 | 0.23133 | 0.23133 | 0.74683 | 0.74683 | 0 | 0 | 4.662 | 4.662 | -7.728 | -3.864 | 3.8116 | 0 | 0 |  |  | 5.1675 |  | 0.21619 | 21.6188 | 7.6232 | 0 | 2014-08-15 12:30 | 4662 | 4.662
|  | 2014-08-16 00:35:02 | 24.5315 | 1.3162 | 5.2647 | 5.9463 | 5.9463 | 0.22767 | 0.22767 | 0.7475 | 0.7475 | 0 | 0 | 4.6292 | 4.6292 | -7.7162 | -3.8581 | 3.864 | 0 | 0 |  |  | 5.1067 |  | 0.21461 | 21.4608 | 7.728 | 0 | 2014-08-15 13:00 | 4629.1667 | 4.6292
|  | 2014-08-16 01:05:02 | 23.971 | 1.3822 | 5.5287 | 5.9492 | 5.9492 | 0.22683 | 0.22683 | 0.747 | 0.747 | 0 | 0 | 4.5913 | 4.5913 | -6.928 | -3.464 | 3.8581 | 0 | 0 |  |  | 5.971 |  | 0.23064 | 23.064 | 7.7162 | 0 | 2014-08-15 13:30 | 4591.3333 | 4.5913
|  | 2014-08-16 01:35:03 | 23.4352 | 1.5478 | 6.1913 | 5.951 | 5.951 | 0.227 | 0.227 | 0.74267 | 0.74267 | 0 | 0 | 4.243 | 4.243 | -6.0802 | -3.0401 | 3.464 | 0 | 0 |  |  | 6.3771 |  | 0.26419 | 26.419 | 6.928 | 0 | 2014-08-15 14:00 | 4243 | 4.243
|  | 2014-08-16 02:05:02 | 23.2312 | 1.6987 | 6.7947 | 5.9565 | 5.9565 | 0.23033 | 0.23033 | 0.7455 | 0.7455 | 0 | 0 | 4.0315 | 4.0315 | -5.4727 | -2.7363 | 3.0401 | 0 | 0 |  |  | 6.7947 |  | 0.29248 | 29.2481 | 6.0802 | 0 | 2014-08-15 14:30 | 4031.5 | 4.0315
|  | 2014-08-16 02:35:03 | 22.8393 | 1.8437 | 7.3747 | 5.955 | 5.955 | 0.2295 | 0.2295 | 0.68283 | 0.68283 | 0 | 0 | 4.0243 | 4.0243 | -4.573 | -2.2865 | 2.7363 | 0 | 0 |  |  | 7.0797 |  | 0.32289 | 32.2893 | 5.4727 | 0 | 2014-08-15 15:00 | 4024.3333 | 4.0243
|  | 2014-08-16 03:05:01 | 22.6072 | 2.1315 | 8.526 | 5.9517 | 5.9517 | 0.22717 | 0.22717 | 0.63683 | 0.63683 | 0 | 0 | 3.7147 | 3.7147 | -3.5508 | -1.7754 | 2.2865 | 0 | 0 |  |  | 8.3555 |  | 0.37714 | 37.7137 | 4.573 | 0 | 2014-08-15 15:30 | 3714.6667 | 3.7147
|  | 2014-08-16 03:35:03 | 22.5318 | 2.3903 | 9.5613 | 5.9485 | 5.9485 | 0.22833 | 0.22833 | 0.6005 | 0.6005 | 0 | 0 | 3.4245 | 3.4245 | -2.7687 | -1.3843 | 1.7754 | 0 | 0 |  |  | 10.4219 |  | 0.42435 | 42.4348 | 3.5508 | 0 | 2014-08-15 16:00 | 3424.5 | 3.4245
|  | 2014-08-16 04:05:03 | 22.6905 | 2.6433 | 10.5733 | 5.9473 | 5.9473 | 0.23033 | 0.23033 | 0.60383 | 0.60383 | 0 | 0 | 3.4545 | 3.4545 | -1.8812 | -0.94058 | 1.3843 | 0 | 0 |  |  | 9.516 |  | 0.46598 | 46.5981 | 2.7687 | 0 | 2014-08-15 16:30 | 3454.5 | 3.4545
|  | 2014-08-16 04:35:02 | 22.5535 | 2.7677 | 11.0707 | 5.9507 | 5.9507 | 0.23117 | 0.23117 | 0.57217 | 0.57217 | 0 | 0 | 3.2378 | 3.2378 | -1.491 | -0.7455 | 0.94058 | 0 | 0 |  |  | 10.4064 |  | 0.49086 | 49.0862 | 1.8812 | 0 | 2014-08-15 17:00 | 3237.8333 | 3.2378
|  | 2014-08-16 05:05:02 | 23.0077 | 2.9628 | 11.8513 | 5.9577 | 5.9577 | 0.246 | 0.246 | 0.56517 | 0.56517 | 0 | 0 | 3.3862 | 3.3862 | -1.0013 | -0.50067 | 0.7455 | 0 | 0 |  |  | 11.7328 |  | 0.5151 | 51.5104 | 1.491 | 0 | 2014-08-15 17:30 | 3386.1667 | 3.3862
|  | 2014-08-16 05:35:02 | 23.8395 | 3.1582 | 12.6327 | 5.957 | 5.957 | 0.2595 | 0.2595 | 0.69717 | 0.69717 | 0 | 0 | 3.8272 | 3.8272 | -0.466 | -0.233 | 0.50067 | 0 | 0 |  |  | 12.001 |  | 0.5299 | 52.9905 | 1.0013 | 0 | 2014-08-15 18:00 | 3827.1667 | 3.8272
|  | 2014-08-16 06:05:02 | 24.8253 | 3.385 | 13.54 | 5.9562 | 5.9562 | 0.38483 | 0.38483 | 0.74733 | 0.74733 | 0 | 0 | 3.8717 | 3.8717 | -0.32533 | -0.16267 | 0.233 | 0 | 0 |  |  | 13.2692 |  | 0.54541 | 54.5411 | 0.466 | 0 | 2014-08-15 18:30 | 3871.6667 | 3.8717
|  | 2014-08-16 06:35:03 | 25.4083 | 3.437 | 13.748 | 5.9592 | 5.9592 | 0.39017 | 0.39017 | 0.74717 | 0.74717 | 0.2528 | 0.2528 | 4.0342 | 4.0342 | -0.27687 | -0.13843 | 0.16267 | 0 | 0 |  |  | 14.023 |  | 0.54108 | 54.1082 | 0.32533 | 0 | 2014-08-15 19:00 | 4034.1667 | 4.0342
|  | 2014-08-16 07:05:03 | 27.0227 | 3.5865 | 14.346 | 5.956 | 5.956 | 0.392 | 0.392 | 0.74817 | 0.74817 | 0.2528 | 0.2528 | 4.3552 | 4.3552 | -0.97253 | -0.48627 | 0.13843 | 0 | 0 |  |  | 12.9114 |  | 0.53089 | 53.0888 | 0.27687 | 0 | 2014-08-15 19:30 | 4355.1667 | 4.3552
|  | 2014-08-16 07:35:02 | 28.3012 | 3.7165 | 14.866 | 5.955 | 5.955 | 0.39367 | 0.39367 | 0.7485 | 0.7485 | 1.022 | 1.022 | 4.7548 | 4.7548 | -0.56117 | -0.28058 | 0.48627 | 0 | 0 |  |  | 13.5281 |  | 0.52528 | 52.5279 | 0.97253 | 0 | 2014-08-15 20:00 | 4754.8333 | 4.7548
|  | 2014-08-16 08:05:01 | 29.4675 | 3.8513 | 15.4053 | 5.9543 | 5.9543 | 0.45467 | 0.45467 | 0.74833 | 0.74833 | 1.022 | 1.022 | 4.868 | 4.868 | -1.0148 | -0.50742 | 0.28058 | 0 | 0 |  |  | 16.1756 |  | 0.52279 | 52.2791 | 0.56117 | 0 | 2014-08-15 20:30 | 4868 | 4.868
|  | 2014-08-16 08:35:01 | 30.025 | 3.8898 | 15.5593 | 5.9765 | 5.9765 | 0.45217 | 0.45217 | 0.74833 | 0.74833 | 2.1896 | 2.1896 | 4.8222 | 4.8222 | -0.2769 | -0.13845 | 0.50742 | 0 | 0 |  |  | 14.159 |  | 0.51821 | 51.8213 | 1.0148 | 0 | 2014-08-15 21:00 | 4822.1667 | 4.8222
|  | 2014-08-16 09:05:02 | 30.1198 | 4.0537 | 16.2147 | 5.9873 | 5.9873 | 0.462 | 0.462 | 0.7485 | 0.7485 | 2.1896 | 2.1896 | 4.79 | 4.79 | 0.27227 | 0.13613 | 0.13845 | 0.13613 | 0 |  |  | 17.8361 |  | 0.53834 | 53.8339 | 0.2769 | 0 | 2014-08-15 21:30 | 4790 | 4.79
|  | 2014-08-16 09:35:02 | 30.1853 | 4.055 | 16.22 | 5.9955 | 5.9955 | 0.44017 | 0.44017 | 0.75033 | 0.75033 | 3.17 | 3.17 | 4.8005 | 4.8005 | 1.1912 | 0.59558 | 0 | 0.73172 | 0 |  |  | 14.7602 |  | 0.53735 | 53.7347 | 0 | 0 | 2014-08-15 22:00 | 4800.5 | 4.8005
|  | 2014-08-16 10:05:02 | 30.3422 | 3.9763 | 15.9053 | 6.0045 | 6.0045 | 0.43217 | 0.43217 | 0.7515 | 0.7515 | 3.17 | 3.17 | 4.753 | 4.753 | 0.67433 | 0.33717 | 0 | 1.0689 | 0 |  |  | 16.5415 |  | 0.5242 | 52.4199 | 0 | 0 | 2014-08-15 22:30 | 4753 | 4.753
|  | 2014-08-16 10:35:02 | 30.3338 | 3.9397 | 15.7587 | 6.008 | 6.008 | 0.425 | 0.425 | 0.75267 | 0.75267 | 3.932 | 3.932 | 5.0208 | 5.0208 | 1.5633 | 0.78167 | 0 | 1.8506 | 0 |  |  | 16.0738 |  | 0.51951 | 51.9508 | 0 | 0 | 2014-08-15 23:00 | 5020.8333 | 5.0208
|  | 2014-08-16 11:05:01 | 30.0852 | 3.8178 | 15.2713 | 6.0178 | 6.0178 | 0.41883 | 0.41883 | 0.75333 | 0.75333 | 3.932 | 3.932 | 5.1755 | 5.1755 | 1.4837 | 0.74183 | 0 | 2.5924 | 0 |  |  | 15.5768 |  | 0.5076 | 50.7603 | 0 | 0 | 2014-08-15 23:30 | 5175.5 | 5.1755
|  | 2014-08-16 11:35:01 | 29.7265 | 3.7952 | 15.1807 | 6.0173 | 6.0173 | 0.41433 | 0.41433 | 0.75317 | 0.75317 | 6.1552 | 6.1552 | 5.203 | 5.203 | 3.9972 | 1.9986 | 0 | 4.591 | 0 |  |  | 15.1807 |  | 0.51068 | 51.0678 | 0 | 0 | 2014-08-16 | 5203 | 5.203
|  | 2014-08-16 12:05:02 | 28.9372 | 3.7962 | 15.1847 | 6.0262 | 6.0262 | 0.348 | 0.348 | 0.7525 | 0.7525 | 6.1552 | 6.1552 | 5.2555 | 5.2555 | 4.7849 | 2.3924 | 0 | 6.9834 | 0 |  |  | 14.881 |  | 0.52475 | 52.4746 | 0 | 0 | 2014-08-16 00:30 | 5255.5 | 5.2555
|  | 2014-08-16 12:35:02 | 28.3638 | 3.6842 | 14.7367 | 6.0468 | 6.0468 | 0.343 | 0.343 | 0.75283 | 0.75283 | 4.7648 | 4.7648 | 5.2482 | 5.2482 | 3.5285 | 1.7642 | 0 | 8.7476 | 0 |  |  | 15.0314 |  | 0.51956 | 51.9558 | 0 | 0 | 2014-08-16 01:00 | 5248.1667 | 5.2482
|  | 2014-08-16 13:05:04 | 28.0468 | 3.8228 | 15.2913 | 6.074 | 6.074 | 0.34083 | 0.34083 | 0.75183 | 0.75183 | 4.7648 | 4.7648 | 5.1765 | 5.1765 | 4.3525 | 2.1762 | 0 | 10.9239 | 0 |  |  | 15.5972 |  | 0.54521 | 54.5207 | 0 | 0 | 2014-08-16 01:30 | 5176.5 | 5.1765
|  | 2014-08-16 13:35:05 | 27.726 | 3.9242 | 15.6967 | 6.0902 | 6.0902 | 0.3425 | 0.3425 | 0.75283 | 0.75283 | 4.9536 | 4.9536 | 5.0772 | 5.0772 | 5.1869 | 2.5935 | 0 | 13.5173 | 0 |  |  | 17.2663 |  | 0.56614 | 56.6135 | 0 | 0 | 2014-08-16 02:00 | 5077.1667 | 5.0772
|  | 2014-08-16 14:05:02 | 27.4922 | 3.8825 | 15.53 | 6.0898 | 6.0898 | 0.34383 | 0.34383 | 0.75267 | 0.75267 | 4.9536 | 4.9536 | 5.1138 | 5.1138 | 5.2916 | 2.6458 | 0 | 16.1631 | 0 |  |  | 16.7724 |  | 0.56489 | 56.4888 | 0 | 0 | 2014-08-16 02:30 | 5113.8333 | 5.1138
|  | 2014-08-16 14:35:03 | 27.4745 | 3.798 | 15.192 | 6.086 | 6.086 | 0.352 | 0.352 | 0.75067 | 0.75067 | 4.5616 | 4.5616 | 5.1697 | 5.1697 | 4.6374 | 2.3187 | 0 | 18.4819 | 0 |  |  | 16.2554 |  | 0.55295 | 55.2949 | 0 | 0 | 2014-08-16 03:00 | 5169.6667 | 5.1697
|  | 2014-08-16 15:05:01 | 27.6415 | 3.891 | 15.564 | 6.0845 | 6.0845 | 0.3515 | 0.3515 | 0.74483 | 0.74483 | 4.5616 | 4.5616 | 5.0885 | 5.0885 | 4.7534 | 2.3767 | 0 | 20.8586 | 0 |  |  | 14.1632 |  | 0.56307 | 56.3066 | 0 | 0 | 2014-08-16 03:30 | 5088.5 | 5.0885
|  | 2014-08-16 15:35:01 | 28.278 | 4.0292 | 16.1167 | 6.0832 | 6.0832 | 0.3745 | 0.3745 | 0.73783 | 0.73783 | 3.2888 | 3.2888 | 5.1392 | 5.1392 | 3.4621 | 1.7311 | 0 | 22.5896 | 0 |  |  | 17.0837 |  | 0.56994 | 56.9937 | 0 | 0 | 2014-08-16 04:00 | 5139.1667 | 5.1392
|  | 2014-08-16 16:05:02 | 29.1583 | 4.1623 | 16.6493 | 6.0943 | 6.0943 | 0.40317 | 0.40317 | 0.7435 | 0.7435 | 3.2888 | 3.2888 | 4.9348 | 4.9348 | 2.9556 | 1.4778 | 0 | 24.0675 | 0 |  |  | 15.4839 |  | 0.571 | 57.0997 | 0 | 0 | 2014-08-16 04:30 | 4934.8333 | 4.9348
|  | 2014-08-16 16:35:02 | 29.6108 | 4.3215 | 17.286 | 6.1035 | 6.1035 | 0.42833 | 0.42833 | 0.7435 | 0.7435 | 2.3508 | 2.3508 | 4.9005 | 4.9005 | 2.2018 | 1.1009 | 0 | 25.1684 | 0 |  |  | 15.7303 |  | 0.58377 | 58.3773 | 0 | 0 | 2014-08-16 05:00 | 4900.5 | 4.9005
|  | 2014-08-16 17:05:04 | 29.6173 | 4.3183 | 17.2733 | 6.1043 | 6.1043 | 0.42983 | 0.42983 | 0.74383 | 0.74383 | 2.3508 | 2.3508 | 4.8723 | 4.8723 | 2.1571 | 1.0786 | 0 | 26.2469 | 0 |  |  | 18.4825 |  | 0.58322 | 58.3217 | 0 | 0 | 2014-08-16 05:30 | 4872.3333 | 4.8723
|  | 2014-08-16 17:35:01 | 29.606 | 4.3597 | 17.4387 | 6.102 | 6.102 | 0.429 | 0.429 | 0.74383 | 0.74383 | 1.842 | 1.842 | 4.9155 | 4.9155 | 1.865 | 0.9325 | 0 | 27.1794 | 0 |  |  | 16.3923 |  | 0.58902 | 58.9025 | 0 | 0 | 2014-08-16 06:00 | 4915.5 | 4.9155
|  | 2014-08-16 18:05:01 | 29.3623 | 4.5058 | 18.0233 | 6.0982 | 6.0982 | 0.41 | 0.41 | 0.741 | 0.741 | 1.842 | 1.842 | 4.9158 | 4.9158 | 2.668 | 1.334 | 0 | 28.5134 | 0 |  |  | 16.4012 |  | 0.61382 | 61.3825 | 0 | 0 | 2014-08-16 06:30 | 4915.8333 | 4.9158
|  | 2014-08-16 18:35:02 | 29.1155 | 4.4 | 17.6 | 6.0958 | 6.0958 | 0.40733 | 0.40733 | 0.74033 | 0.74033 | 0.8292 | 0.8292 | 4.8583 | 4.8583 | 1.4155 | 0.70777 | 0 | 29.2212 | 0 |  |  | 17.6 |  | 0.60449 | 60.4489 | 0 | 0 | 2014-08-16 07:00 | 4858.3333 | 4.8583
|  | 2014-08-16 19:05:02 | 29.0285 | 4.4275 | 17.71 | 6.0908 | 6.0908 | 0.39317 | 0.39317 | 0.74283 | 0.74283 | 0.8292 | 0.8292 | 4.7865 | 4.7865 | 1.524 | 0.76202 | 0 | 29.9832 | 0 |  |  | 19.3039 |  | 0.61009 | 61.009 | 0 | 0 | 2014-08-16 07:30 | 4786.5 | 4.7865
|  | 2014-08-16 19:35:02 | 29.5372 | 4.3153 | 17.2613 | 6.092 | 6.092 | 0.39 | 0.39 | 0.74317 | 0.74317 | 0.0848 | 0.0848 | 4.8105 | 4.8105 | -0.15537 | -0.077683 | 0 | 29.9055 | 0 |  |  | 17.2613 |  | 0.58439 | 58.4394 | 0 | 0.15537 | 2014-08-16 08:00 | 4810.5 | 4.8105
|  | 2014-08-16 20:05:02 | 29.6418 | 4.3185 | 17.274 | 6.0935 | 6.0935 | 0.3605 | 0.3605 | 0.74367 | 0.74367 | 0.0848 | 0.0848 | 4.7357 | 4.7357 | -0.3497 | -0.17485 | 0 | 29.7307 | 0 |  |  | 16.0648 |  | 0.58276 | 58.2757 | 0 | 0.3497 | 2014-08-16 08:30 | 4735.6667 | 4.7357
|  | 2014-08-16 20:35:02 | 28.7142 | 4.3187 | 17.2747 | 6.0935 | 6.0935 | 0.34617 | 0.34617 | 0.74467 | 0.74467 | 0.004 | 0.004 | 4.7322 | 4.7322 | 0.481 | 0.2405 | 0 | 29.9712 | 0 |  |  | 18.1384 |  | 0.60161 | 60.1608 | 0 | 0 | 2014-08-16 09:00 | 4732.1667 | 4.7322
|  | 2014-08-16 21:05:02 | 27.5907 | 4.3587 | 17.4347 | 6.1015 | 6.1015 | 0.34133 | 0.34133 | 0.74883 | 0.74883 | 0.004 | 0.004 | 4.4618 | 4.4618 | 1.5015 | 0.75075 | 0 | 30.7219 | 0 |  |  | 18.6551 |  | 0.6319 | 63.1905 | 0 | 0 | 2014-08-16 09:30 | 4461.8333 | 4.4618
|  | 2014-08-16 21:35:03 | 26.313 | 4.5055 | 18.022 | 6.1155 | 6.1155 | 0.31583 | 0.31583 | 0.749 | 0.749 | 0 | 0 | 4.2033 | 4.2033 | 3.0927 | 1.5463 | 0 | 32.2683 | 0 |  |  | 16.5802 |  | 0.68491 | 68.4909 | 0 | 0 | 2014-08-16 10:00 | 4203.3333 | 4.2033
|  | 2014-08-16 22:05:03 | 24.7438 | 4.5487 | 18.1947 | 6.1117 | 6.1117 | 0.253 | 0.253 | 0.749 | 0.749 | 0 | 0 | 3.56 | 3.56 | 4.1245 | 2.0622 | 0 | 34.3305 | 0 |  |  | 20.0141 |  | 0.73532 | 73.5321 | 0 | 0 | 2014-08-16 10:30 | 3560 | 3.56
|  | 2014-08-16 22:35:02 | 23.4158 | 4.3225 | 17.29 | 6.111 | 6.111 | 0.24533 | 0.24533 | 0.74833 | 0.74833 | 0 | 0 | 2.8425 | 2.8425 | 3.8213 | 1.9107 | 0 | 36.2412 | 0 |  |  | 15.9068 |  | 0.73839 | 73.8389 | 0 | 0 | 2014-08-16 11:00 | 2842.5 | 2.8425
|  | 2014-08-16 23:05:02 | 22.0402 | 4.1738 | 16.6953 | 6.1123 | 6.1123 | 0.23233 | 0.23233 | 0.74067 | 0.74067 | 0 | 0 | 2.819 | 2.819 | 4.5595 | 2.2797 | 0 | 38.5209 | 0 |  |  | 15.0258 |  | 0.7575 | 75.7496 | 0 | 0 | 2014-08-16 11:30 | 2819 | 2.819
|  | 2014-08-16 23:35:03 | 21.097 | 4.2297 | 16.9187 | 6.1563 | 6.1563 | 0.23417 | 0.23417 | 0.54933 | 0.54933 | 0 | 0 | 2.6037 | 2.6037 | 5.3652 | 2.6826 | 0 | 41.2035 | 0 |  |  | 16.0727 |  | 0.80195 | 80.1947 | 0 | 0 | 2014-08-16 12:00 | 2603.6667 | 2.6037
|  | 2014-08-17 00:05:03 | 20.6665 | 4.1977 | 16.7907 | 6.175 | 6.175 | 0.20783 | 0.20783 | 0.48167 | 0.48167 | 0 | 0 | 2.5557 | 2.5557 | 5.5443 | 2.7722 | 0 | 43.9757 | 0 |  |  | 15.1116 |  | 0.81246 | 81.2458 | 0 | 0 | 2014-08-16 12:30 | 2555.6667 | 2.5557
|  | 2014-08-17 00:35:01 | 20.4932 | 4.2032 | 16.8127 | 6.2415 | 6.2415 | 0.1965 | 0.1965 | 0.5495 | 0.5495 | 0 | 0 | 2.5268 | 2.5268 | 5.8338 | 2.9169 | 0 | 46.8926 | 0 |  |  | 18.3258 |  | 0.8204 | 82.0404 | 0 | 0 | 2014-08-16 13:00 | 2526.8333 | 2.5268
|  | 2014-08-17 01:05:01 | 20.3072 | 4.171 | 16.684 | 6.2647 | 6.2647 | 0.1555 | 0.1555 | 0.59533 | 0.59533 | 0 | 0 | 2.4722 | 2.4722 | 5.8645 | 2.9323 | 0 | 49.8248 | 0 |  |  | 16.0166 |  | 0.82158 | 82.1582 | 0 | 0 | 2014-08-16 13:30 | 2472.1667 | 2.4722
|  | 2014-08-17 01:35:02 | 20.0545 | 4.1678 | 16.6713 | 6.2858 | 6.2858 | 0.156 | 0.156 | 0.5725 | 0.5725 | 0 | 0 | 2.4858 | 2.4858 | 6.117 | 3.0585 | 0 | 52.8833 | 0 |  |  | 17.3382 |  | 0.8313 | 83.1301 | 0 | 0 | 2014-08-16 14:00 | 2485.8333 | 2.4858
|  | 2014-08-17 02:05:02 | 20.2468 | 4.1418 | 16.5673 | 6.2857 | 6.2857 | 0.156 | 0.156 | 0.6815 | 0.6815 | 0 | 0 | 2.382 | 2.382 | 5.8257 | 2.9128 | 0 | 55.7962 | 0 |  |  | 16.4017 |  | 0.81827 | 81.8268 | 0 | 0 | 2014-08-16 14:30 | 2382 | 2.382
|  | 2014-08-17 02:35:01 | 20.5235 | 4.1415 | 16.566 | 6.2833 | 6.2833 | 0.15717 | 0.15717 | 0.67667 | 0.67667 | 0 | 0 | 2.5923 | 2.5923 | 5.752 | 2.876 | 0 | 58.6722 | 0 |  |  | 17.56 |  | 0.80717 | 80.7172 | 0 | 0 | 2014-08-16 15:00 | 2592.3333 | 2.5923
|  | 2014-08-17 03:05:03 | 20.4368 | 4.1462 | 16.5847 | 6.289 | 6.289 | 0.158 | 0.158 | 0.66467 | 0.66467 | 0 | 0 | 2.7355 | 2.7355 | 5.995 | 2.9975 | 0 | 61.6697 | 0 |  |  | 16.253 |  | 0.81151 | 81.1509 | 0 | 0 | 2014-08-16 15:30 | 2735.5 | 2.7355
|  | 2014-08-17 03:35:01 | 20.407 | 4.2238 | 16.8953 | 6.2845 | 6.2845 | 0.15717 | 0.15717 | 0.6765 | 0.6765 | 0 | 0 | 2.8088 | 2.8088 | 6.4153 | 3.2077 | 0 | 64.8773 | 0 |  |  | 16.2195 |  | 0.82792 | 82.7919 | 0 | 0 | 2014-08-16 16:00 | 2808.8333 | 2.8088
|  | 2014-08-17 04:05:03 | 20.493 | 4.256 | 17.024 | 6.2863 | 6.2863 | 0.17167 | 0.17167 | 0.6775 | 0.6775 | 0 | 0 | 2.8288 | 2.8288 | 6.4953 | 3.2477 | 0 | 68.125 | 0 |  |  | 17.705 |  | 0.83072 | 83.0723 | 0 | 0 | 2014-08-16 16:30 | 2828.8333 | 2.8288
|  | 2014-08-17 04:35:02 | 20.3663 | 4.204 | 16.816 | 6.289 | 6.289 | 0.174 | 0.174 | 0.6015 | 0.6015 | 0 | 0 | 2.8043 | 2.8043 | 6.3185 | 3.1592 | 0 | 71.2843 | 0 |  |  | 15.6389 |  | 0.82568 | 82.5676 | 0 | 0 | 2014-08-16 17:00 | 2804.3333 | 2.8043
|  | 2014-08-17 05:05:02 | 20.357 | 4.1535 | 16.614 | 6.2873 | 6.2873 | 0.17217 | 0.17217 | 0.58783 | 0.58783 | 0 | 0 | 2.7815 | 2.7815 | 6.0858 | 3.0429 | 0 | 74.3272 | 0 |  |  | 18.2754 |  | 0.81613 | 81.6132 | 0 | 0 | 2014-08-16 17:30 | 2781.5 | 2.7815
|  | 2014-08-17 05:35:04 | 20.8523 | 4.214 | 16.856 | 6.2965 | 6.2965 | 0.1775 | 0.1775 | 0.63783 | 0.63783 | 0 | 0 | 2.9083 | 2.9083 | 6.0238 | 3.0119 | 0 | 77.3391 | 0 |  |  | 15.8446 |  | 0.80835 | 80.8351 | 0 | 0 | 2014-08-16 18:00 | 2908.3333 | 2.9083
|  | 2014-08-17 06:05:02 | 21.1812 | 4.2833 | 17.1333 | 6.2925 | 6.2925 | 0.192 | 0.192 | 0.6545 | 0.6545 | 0 | 0 | 2.6447 | 2.6447 | 5.7358 | 2.8679 | 0 | 80.207 | 0 |  |  | 16.448 |  | 0.80889 | 80.8895 | 0 | 0 | 2014-08-16 18:30 | 2644.6667 | 2.6447
|  | 2014-08-17 06:35:01 | 21.3285 | 4.3147 | 17.2587 | 6.2988 | 6.2988 | 0.21233 | 0.21233 | 0.70967 | 0.70967 | 0.2676 | 0.2676 | 2.9107 | 2.9107 | 6.3293 | 3.1646 | 0 | 83.3716 | 0 |  |  | 15.878 |  | 0.80918 | 80.9183 | 0 | 0 | 2014-08-16 19:00 | 2910.6667 | 2.9107
|  | 2014-08-17 07:05:02 | 22.7177 | 4.3298 | 17.3193 | 6.3005 | 6.3005 | 0.215 | 0.215 | 0.74833 | 0.74833 | 0.2676 | 0.2676 | 3.445 | 3.445 | 5.5781 | 2.7891 | 0 | 86.1607 | 0 |  |  | 16.107 |  | 0.76237 | 76.2373 | 0 | 0 | 2014-08-16 19:30 | 3445 | 3.445
|  | 2014-08-17 07:35:02 | 23.9765 | 4.3935 | 17.574 | 6.314 | 6.314 | 0.231 | 0.231 | 0.748 | 0.748 | 1.052 | 1.052 | 3.7437 | 3.7437 | 5.6862 | 2.8431 | 0 | 89.0038 | 0 |  |  | 16.5196 |  | 0.73297 | 73.2968 | 0 | 0 | 2014-08-16 20:00 | 3743.6667 | 3.7437
|  | 2014-08-17 08:05:02 | 25.5578 | 4.511 | 18.044 | 6.312 | 6.312 | 0.3135 | 0.3135 | 0.74683 | 0.74683 | 1.052 | 1.052 | 3.7203 | 3.7203 | 4.6308 | 2.3154 | 0 | 91.3192 | 0 |  |  | 18.2244 |  | 0.70601 | 70.6007 | 0 | 0 | 2014-08-16 20:30 | 3720.3333 | 3.7203
|  | 2014-08-17 08:35:02 | 26.7568 | 4.4798 | 17.9193 | 6.3303 | 6.3303 | 0.32733 | 0.32733 | 0.74217 | 0.74217 | 2.0904 | 2.0904 | 3.8333 | 3.8333 | 4.4861 | 2.243 | 0 | 93.5622 | 0 |  |  | 18.9945 |  | 0.66971 | 66.9711 | 0 | 0 | 2014-08-16 21:00 | 3833.3333 | 3.8333
|  | 2014-08-17 09:05:02 | 27.6063 | 4.4733 | 17.8933 | 6.3348 | 6.3348 | 0.33983 | 0.33983 | 0.7425 | 0.7425 | 2.0904 | 2.0904 | 4.0083 | 4.0083 | 3.8029 | 1.9014 | 0 | 95.4637 | 0 |  |  | 19.5037 |  | 0.64816 | 64.816 | 0 | 0 | 2014-08-16 21:30 | 4008.3333 | 4.0083
|  | 2014-08-17 09:35:02 | 28.1687 | 4.526 | 18.104 | 6.3273 | 6.3273 | 0.341 | 0.341 | 0.74417 | 0.74417 | 2.9944 | 2.9944 | 4.3667 | 4.3667 | 4.7089 | 2.3544 | 0 | 97.8181 | 0 |  |  | 18.285 |  | 0.6427 | 64.27 | 0 | 0 | 2014-08-16 22:00 | 4366.6667 | 4.3667
|  | 2014-08-17 10:05:03 | 28.3937 | 4.5433 | 18.1733 | 6.3245 | 6.3245 | 0.343 | 0.343 | 0.74883 | 0.74883 | 2.9944 | 2.9944 | 4.415 | 4.415 | 4.6054 | 2.3027 | 0 | 100 | 2.3027 |  |  | 19.2637 |  | 0.64005 | 64.0049 | 0 | 0 | 2014-08-16 22:30 | 4415 | 4.415
|  | 2014-08-17 10:35:02 | 28.48 | 4.5128 | 18.0513 | 6.3232 | 6.3232 | 0.35783 | 0.35783 | 0.74883 | 0.74883 | 3.25 | 3.25 | 4.4338 | 4.4338 | 4.685 | 2.3425 | 0 | 100 | 2.3425 |  |  | 17.8708 |  | 0.63382 | 63.3825 | 0 | 0 | 2014-08-16 23:00 | 4433.8333 | 4.4338
|  | 2014-08-17 11:05:03 | 28.6488 | 4.851 | 19.404 | 6.3212 | 6.3212 | 0.36667 | 0.36667 | 0.74867 | 0.74867 | 3.25 | 3.25 | 4.3192 | 4.3192 | 5.7608 | 2.8804 | 0 | 100 | 2.8804 |  |  | 17.6576 |  | 0.67731 | 67.7305 | 0 | 0 | 2014-08-16 23:30 | 4319.1667 | 4.3192
|  | 2014-08-17 11:35:03 | 28.5973 | 4.85 | 19.4 | 6.3178 | 6.3178 | 0.36683 | 0.36683 | 0.749 | 0.749 | 4.7088 | 4.7088 | 4.3783 | 4.3783 | 7.3235 | 3.6617 | 0 | 100 | 3.6617 |  |  | 20.564 |  | 0.67838 | 67.8385 | 0 | 0 | 2014-08-17 | 4378.3333 | 4.3783
|  | 2014-08-17 12:05:03 | 28.307 | 4.9262 | 19.7047 | 6.3238 | 6.3238 | 0.367 | 0.367 | 0.749 | 0.749 | 4.7088 | 4.7088 | 4.268 | 4.268 | 7.8143 | 3.9071 | 0 | 100 | 3.9071 |  |  | 20.0988 |  | 0.69611 | 69.6106 | 0 | 0 | 2014-08-17 00:30 | 4268 | 4.268
|  | 2014-08-17 12:35:04 | 27.625 | 4.9515 | 19.806 | 6.3295 | 6.3295 | 0.36917 | 0.36917 | 0.7485 | 0.7485 | 4.7016 | 4.7016 | 4.0055 | 4.0055 | 8.3353 | 4.1676 | 0 | 100 | 4.1676 |  |  | 19.2118 |  | 0.71696 | 71.6959 | 0 | 0 | 2014-08-17 01:00 | 4005.5 | 4.0055
|  | 2014-08-17 13:05:02 | 27.3103 | 4.8315 | 19.326 | 6.3332 | 6.3332 | 0.381 | 0.381 | 0.74833 | 0.74833 | 4.7016 | 4.7016 | 3.8262 | 3.8262 | 8.0059 | 4.003 | 0 | 100 | 4.003 |  |  | 19.9058 |  | 0.70764 | 70.7644 | 0 | 0 | 2014-08-17 01:30 | 3826.1667 | 3.8262
|  | 2014-08-17 13:35:02 | 26.9695 | 4.7483 | 18.9933 | 6.3347 | 6.3347 | 0.383 | 0.383 | 0.74883 | 0.74883 | 5.1148 | 5.1148 | 3.8495 | 3.8495 | 8.4546 | 4.2273 | 0 | 100 | 4.2273 |  |  | 17.4739 |  | 0.70425 | 70.4252 | 0 | 0 | 2014-08-17 02:00 | 3849.5 | 3.8495
|  | 2014-08-17 14:05:02 | 26.9137 | 4.802 | 19.208 | 6.3378 | 6.3378 | 0.38583 | 0.38583 | 0.74867 | 0.74867 | 5.1148 | 5.1148 | 3.806 | 3.806 | 8.6875 | 4.3437 | 0 | 100 | 4.3437 |  |  | 19.4001 |  | 0.71369 | 71.3689 | 0 | 0 | 2014-08-17 02:30 | 3806 | 3.806
|  | 2014-08-17 14:35:01 | 27.095 | 4.7997 | 19.1987 | 6.333 | 6.333 | 0.41517 | 0.41517 | 0.7485 | 0.7485 | 4.8712 | 4.8712 | 3.9907 | 3.9907 | 8.4622 | 4.2311 | 0 | 100 | 4.2311 |  |  | 19.9666 |  | 0.70857 | 70.8569 | 0 | 0 | 2014-08-17 03:00 | 3990.6667 | 3.9907
|  | 2014-08-17 15:05:01 | 27.4942 | 4.7962 | 19.1847 | 6.3342 | 6.3342 | 0.41733 | 0.41733 | 0.74883 | 0.74883 | 4.8712 | 4.8712 | 4.1213 | 4.1213 | 8.1834 | 4.0917 | 0 | 100 | 4.0917 |  |  | 20.7194 |  | 0.69777 | 69.7772 | 0 | 0 | 2014-08-17 03:30 | 4121.3333 | 4.1213
|  | 2014-08-17 15:35:04 | 27.9555 | 4.8845 | 19.538 | 6.336 | 6.336 | 0.42117 | 0.42117 | 0.749 | 0.749 | 3.6384 | 3.6384 | 4.2552 | 4.2552 | 6.9822 | 3.4911 | 0 | 100 | 3.4911 |  |  | 17.5842 |  | 0.6989 | 69.8896 | 0 | 0 | 2014-08-17 04:00 | 4255.1667 | 4.2552
|  | 2014-08-17 16:05:03 | 28.4313 | 4.8973 | 19.5893 | 6.3355 | 6.3355 | 0.42333 | 0.42333 | 0.749 | 0.749 | 3.6384 | 3.6384 | 4.3357 | 4.3357 | 6.6399 | 3.32 | 0 | 100 | 3.32 |  |  | 20.9606 |  | 0.68901 | 68.9005 | 0 | 0 | 2014-08-17 04:30 | 4335.6667 | 4.3357
|  | 2014-08-17 16:35:02 | 28.8212 | 5.0047 | 20.0187 | 6.3302 | 6.3302 | 0.42417 | 0.42417 | 0.748 | 0.748 | 2.2548 | 2.2548 | 4.452 | 4.452 | 5.4066 | 2.7033 | 0 | 100 | 2.7033 |  |  | 19.4181 |  | 0.69458 | 69.4582 | 0 | 0 | 2014-08-17 05:00 | 4452 | 4.452
|  | 2014-08-17 17:05:02 | 28.93 | 5.0997 | 20.3987 | 6.328 | 6.328 | 0.42067 | 0.42067 | 0.746 | 0.746 | 2.2548 | 2.2548 | 4.4428 | 4.4428 | 5.661 | 2.8305 | 0 | 100 | 2.8305 |  |  | 19.3787 |  | 0.7051 | 70.5104 | 0 | 0 | 2014-08-17 05:30 | 4442.8333 | 4.4428
|  | 2014-08-17 17:35:02 | 28.8883 | 5.0308 | 20.1233 | 6.3245 | 6.3245 | 0.41967 | 0.41967 | 0.74817 | 0.74817 | 1.4156 | 1.4156 | 4.357 | 4.357 | 4.4999 | 2.25 | 0 | 100 | 2.25 |  |  | 19.7209 |  | 0.69659 | 69.659 | 0 | 0 | 2014-08-17 06:00 | 4357 | 4.357
|  | 2014-08-17 18:05:03 | 28.8802 | 4.903 | 19.612 | 6.3215 | 6.3215 | 0.40517 | 0.40517 | 0.74883 | 0.74883 | 1.4156 | 1.4156 | 4.0562 | 4.0562 | 3.6791 | 1.8396 | 0 | 100 | 1.8396 |  |  | 18.6314 |  | 0.67908 | 67.9082 | 0 | 0 | 2014-08-17 06:30 | 4056.1667 | 4.0562
|  | 2014-08-17 18:35:02 | 28.7478 | 4.9037 | 19.6147 | 6.3258 | 6.3258 | 0.39983 | 0.39983 | 0.74817 | 0.74817 | 0.7956 | 0.7956 | 4.0617 | 4.0617 | 3.1979 | 1.599 | 0 | 100 | 1.599 |  |  | 19.0262 |  | 0.6823 | 68.2301 | 0 | 0 | 2014-08-17 07:00 | 4061.6667 | 4.0617
|  | 2014-08-17 19:05:02 | 29.0095 | 4.8807 | 19.5227 | 6.3273 | 6.3273 | 0.3965 | 0.3965 | 0.748 | 0.748 | 0.7956 | 0.7956 | 4.0728 | 4.0728 | 2.8534 | 1.4267 | 0 | 100 | 1.4267 |  |  | 18.7418 |  | 0.67297 | 67.2975 | 0 | 0 | 2014-08-17 07:30 | 4072.8333 | 4.0728
|  | 2014-08-17 19:35:03 | 29.6445 | 4.9668 | 19.8673 | 6.324 | 6.324 | 0.3925 | 0.3925 | 0.7395 | 0.7395 | 0.1516 | 0.1516 | 4.073 | 4.073 | 1.9034 | 0.95172 | 0 | 100 | 0.95172 |  |  | 21.4567 |  | 0.67019 | 67.0186 | 0 | 0 | 2014-08-17 08:00 | 4073 | 4.073
|  | 2014-08-17 20:05:02 | 30.2128 | 4.9988 | 19.9953 | 6.3323 | 6.3323 | 0.36717 | 0.36717 | 0.73817 | 0.73817 | 0.1516 | 0.1516 | 4.0468 | 4.0468 | 1.4186 | 0.7093 | 0 | 100 | 0.7093 |  |  | 20.3952 |  | 0.66182 | 66.1816 | 0 | 0 | 2014-08-17 08:30 | 4046.8333 | 4.0468
|  | 2014-08-17 20:35:02 | 29.169 | 4.9543 | 19.8173 | 6.3357 | 6.3357 | 0.40583 | 0.40583 | 0.73883 | 0.73883 | 0.036 | 0.036 | 3.8778 | 3.8778 | 2.0425 | 1.0213 | 0 | 100 | 1.0213 |  |  | 19.0246 |  | 0.6794 | 67.9397 | 0 | 0 | 2014-08-17 09:00 | 3877.8333 | 3.8778
|  | 2014-08-17 21:05:04 | 28.2087 | 4.6688 | 18.6753 | 6.3345 | 6.3345 | 0.4075 | 0.4075 | 0.73883 | 0.73883 | 0.036 | 0.036 | 3.9028 | 3.9028 | 1.8863 | 0.94317 | 0 | 100 | 0.94317 |  |  | 19.2356 |  | 0.66204 | 66.2042 | 0 | 0 | 2014-08-17 09:30 | 3902.8333 | 3.9028
|  | 2014-08-17 21:35:02 | 26.5143 | 4.5628 | 18.2513 | 6.3358 | 6.3358 | 0.4075 | 0.4075 | 0.7265 | 0.7265 | 0 | 0 | 3.5012 | 3.5012 | 2.708 | 1.354 | 0 | 100 | 1.354 |  |  | 19.894 |  | 0.68836 | 68.8357 | 0 | 0 | 2014-08-17 10:00 | 3501.1667 | 3.5012
|  | 2014-08-17 22:05:02 | 24.7388 | 4.4595 | 17.838 | 6.3353 | 6.3353 | 0.369 | 0.369 | 0.70267 | 0.70267 | 0 | 0 | 3.1893 | 3.1893 | 3.6955 | 1.8477 | 0 | 100 | 1.8477 |  |  | 19.0867 |  | 0.72105 | 72.1053 | 0 | 0 | 2014-08-17 10:30 | 3189.3333 | 3.1893
|  | 2014-08-17 22:35:03 | 23.179 | 4.593 | 18.372 | 6.3445 | 6.3445 | 0.36083 | 0.36083 | 0.7235 | 0.7235 | 0 | 0 | 2.9532 | 2.9532 | 5.575 | 2.7875 | 0 | 100 | 2.7875 |  |  | 19.8418 |  | 0.79261 | 79.2614 | 0 | 0 | 2014-08-17 11:00 | 2953.1667 | 2.9532
|  | 2014-08-17 23:05:03 | 22.2803 | 4.6342 | 18.5367 | 6.3432 | 6.3432 | 0.36433 | 0.36433 | 0.60817 | 0.60817 | 0 | 0 | 2.8312 | 2.8312 | 6.4032 | 3.2016 | 0 | 100 | 3.2016 |  |  | 20.205 |  | 0.83197 | 83.1974 | 0 | 0 | 2014-08-17 11:30 | 2831.1667 | 2.8312
|  | 2014-08-17 23:35:04 | 22.2023 | 4.4278 | 17.7113 | 6.343 | 6.343 | 0.36533 | 0.36533 | 0.67717 | 0.67717 | 0 | 0 | 3.0445 | 3.0445 | 5.939 | 2.9695 | 0 | 100 | 2.9695 |  |  | 17.18 |  | 0.79772 | 79.7724 | 0 | 0 | 2014-08-17 12:00 | 3044.5 | 3.0445
|  | 2014-08-18 00:05:02 | 21.9532 | 4.372 | 17.488 | 6.341 | 6.341 | 0.33917 | 0.33917 | 0.683 | 0.683 | 0 | 0 | 3.0163 | 3.0163 | 5.9143 | 2.9572 | 0 | 100 | 2.9572 |  |  | 16.7885 |  | 0.7966 | 79.6605 | 0 | 0 | 2014-08-17 12:30 | 3016.3333 | 3.0163
|  | 2014-08-18 00:35:03 | 21.9198 | 4.3327 | 17.3307 | 6.345 | 6.345 | 0.3335 | 0.3335 | 0.68967 | 0.68967 | 0 | 0 | 3.0815 | 3.0815 | 5.8605 | 2.9303 | 0 | 100 | 2.9303 |  |  | 18.3705 |  | 0.79064 | 79.0639 | 0 | 0 | 2014-08-17 13:00 | 3081.5 | 3.0815
|  | 2014-08-18 01:05:05 | 21.8803 | 4.2712 | 17.0847 | 6.3442 | 6.3442 | 0.3355 | 0.3355 | 0.66133 | 0.66133 | 0 | 0 | 3.191 | 3.191 | 5.7363 | 2.8682 | 0 | 100 | 2.8682 |  |  | 16.743 |  | 0.78082 | 78.0823 | 0 | 0 | 2014-08-17 13:30 | 3191 | 3.191
|  | 2014-08-18 01:35:04 | 21.7685 | 4.3168 | 17.2673 | 6.34 | 6.34 | 0.332 | 0.332 | 0.67617 | 0.67617 | 0 | 0 | 3.1807 | 3.1807 | 6.0277 | 3.0138 | 0 | 100 | 3.0138 |  |  | 15.8859 |  | 0.79323 | 79.3226 | 0 | 0 | 2014-08-17 14:00 | 3180.6667 | 3.1807
|  | 2014-08-18 02:05:03 | 21.5515 | 4.3578 | 17.4313 | 6.3387 | 6.3387 | 0.27317 | 0.27317 | 0.74183 | 0.74183 | 0 | 0 | 3.0998 | 3.0998 | 6.3333 | 3.1667 | 0 | 100 | 3.1667 |  |  | 18.6515 |  | 0.80882 | 80.8822 | 0 | 0 | 2014-08-17 14:30 | 3099.8333 | 3.0998
|  | 2014-08-18 02:35:03 | 21.584 | 4.3548 | 17.4193 | 6.3378 | 6.3378 | 0.24433 | 0.24433 | 0.69833 | 0.69833 | 0 | 0 | 3.148 | 3.148 | 6.2638 | 3.1319 | 0 | 100 | 3.1319 |  |  | 19.1613 |  | 0.80705 | 80.7048 | 0 | 0 | 2014-08-17 15:00 | 3148 | 3.148
|  | 2014-08-18 03:05:04 | 21.72 | 4.232 | 16.928 | 6.3345 | 6.3345 | 0.24067 | 0.24067 | 0.68483 | 0.68483 | 0 | 0 | 3.2283 | 3.2283 | 5.6963 | 2.8482 | 0 | 100 | 2.8482 |  |  | 16.0816 |  | 0.77937 | 77.9374 | 0 | 0 | 2014-08-17 15:30 | 3228.3333 | 3.2283
|  | 2014-08-18 03:35:04 | 21.8953 | 4.1932 | 16.7727 | 6.3275 | 6.3275 | 0.23967 | 0.23967 | 0.64133 | 0.64133 | 0 | 0 | 3.2655 | 3.2655 | 5.3513 | 2.6757 | 0 | 100 | 2.6757 |  |  | 16.4372 |  | 0.76604 | 76.6038 | 0 | 0 | 2014-08-17 16:00 | 3265.5 | 3.2655
|  | 2014-08-18 04:05:07 | 21.9305 | 4.3087 | 17.2347 | 6.3303 | 6.3303 | 0.24483 | 0.24483 | 0.57217 | 0.57217 | 0 | 0 | 3.3312 | 3.3312 | 5.7827 | 2.8913 | 0 | 100 | 2.8913 |  |  | 17.407 |  | 0.78588 | 78.5877 | 0 | 0 | 2014-08-17 16:30 | 3331.1667 | 3.3312
|  | 2014-08-18 04:35:03 | 22.276 | 4.293 | 17.172 | 6.3337 | 6.3337 | 0.2665 | 0.2665 | 0.62 | 0.62 | 0 | 0 | 3.2867 | 3.2867 | 5.4028 | 2.7014 | 0 | 100 | 2.7014 |  |  | 16.4851 |  | 0.77087 | 77.0874 | 0 | 0 | 2014-08-17 17:00 | 3286.6667 | 3.2867
|  | 2014-08-18 05:05:01 | 23.5593 | 4.2565 | 17.026 | 6.3342 | 6.3342 | 0.28067 | 0.28067 | 0.63 | 0.63 | 0 | 0 | 3.2487 | 3.2487 | 3.9602 | 1.9801 | 0 | 100 | 1.9801 |  |  | 15.4937 |  | 0.72269 | 72.2686 | 0 | 0 | 2014-08-17 17:30 | 3248.6667 | 3.2487
|  | 2014-08-18 05:35:03 | 25.8325 | 4.2818 | 17.1273 | 6.3388 | 6.3388 | 0.28383 | 0.28383 | 0.66817 | 0.66817 | 0 | 0 | 3.7597 | 3.7597 | 2.3453 | 1.1727 | 0 | 100 | 1.1727 |  |  | 15.5859 |  | 0.66301 | 66.3015 | 0 | 0 | 2014-08-17 18:00 | 3759.6667 | 3.7597
|  | 2014-08-18 06:05:03 | 28.5755 | 4.2313 | 16.9253 | 6.3363 | 6.3363 | 0.33133 | 0.33133 | 0.746 | 0.746 | 0 | 0 | 4.4658 | 4.4658 | 0.22933 | 0.11467 | 0 | 100 | 0.11467 |  |  | 17.6023 |  | 0.5923 | 59.2302 | 0 | 0 | 2014-08-17 18:30 | 4465.8333 | 4.4658
|  | 2014-08-18 06:35:02 | 30.739 | 4.2452 | 16.9807 | 6.3362 | 6.3362 | 0.46983 | 0.46983 | 0.75117 | 0.75117 | 0.2612 | 0.2612 | 5.0108 | 5.0108 | -0.92913 | -0.46457 | 0 | 99.5354 | 0 |  |  | 17.1505 |  | 0.55241 | 55.2414 | 0 | 0.92913 | 2014-08-17 19:00 | 5010.8333 | 5.0108
|  | 2014-08-18 07:05:03 | 32.8225 | 4.2838 | 17.1353 | 6.3435 | 6.3435 | 0.61917 | 0.61917 | 0.75433 | 0.75433 | 0.2612 | 0.2612 | 5.5947 | 5.5947 | -2.1143 | -1.0572 | 0 | 98.4783 | 0 |  |  | 16.6213 |  | 0.52206 | 52.2061 | 0 | 2.1143 | 2014-08-17 19:30 | 5594.6667 | 5.5947
|  | 2014-08-18 07:35:04 | 33.8975 | 4.2863 | 17.1453 | 6.344 | 6.344 | 0.5635 | 0.5635 | 0.7555 | 0.7555 | 1.0476 | 1.0476 | 5.6545 | 5.6545 | -2.3871 | -1.1935 | 0 | 97.2848 | 0 |  |  | 17.6597 |  | 0.5058 | 50.5799 | 0 | 2.3871 | 2014-08-17 20:00 | 5654.5 | 5.6545
|  | 2014-08-18 08:05:03 | 34.6828 | 4.1652 | 16.6607 | 6.341 | 6.341 | 0.58817 | 0.58817 | 0.75433 | 0.75433 | 1.0476 | 1.0476 | 6.1103 | 6.1103 | -3.1807 | -1.5904 | 0 | 95.6944 | 0 |  |  | 14.9946 |  | 0.48037 | 48.0372 | 0 | 3.1807 | 2014-08-17 20:30 | 6110.3333 | 6.1103
|  | 2014-08-18 08:35:03 | 35.0378 | 4.1158 | 16.4633 | 6.34 | 6.34 | 0.61967 | 0.61967 | 0.7555 | 0.7555 | 1.4092 | 1.4092 | 6.2842 | 6.2842 | -3.166 | -1.583 | 0 | 94.1114 | 0 |  |  | 16.4633 |  | 0.46987 | 46.9873 | 0 | 3.166 | 2014-08-17 21:00 | 6284.1667 | 6.2842
|  | 2014-08-18 09:05:01 | 35.0805 | 3.8655 | 15.462 | 6.3383 | 6.3383 | 0.57467 | 0.57467 | 0.759 | 0.759 | 1.4092 | 1.4092 | 6.2775 | 6.2775 | -4.2598 | -2.1299 | 0 | 91.9815 | 0 |  |  | 14.6889 |  | 0.44076 | 44.0758 | 0 | 4.2598 | 2014-08-17 21:30 | 6277.5 | 6.2775
|  | 2014-08-18 09:35:03 | 35.3018 | 3.6725 | 14.69 | 6.3412 | 6.3412 | 0.58783 | 0.58783 | 0.76483 | 0.76483 | 2.2688 | 2.2688 | 6.2015 | 6.2015 | -4.4477 | -2.2239 | 0 | 89.7576 | 0 |  |  | 14.69 |  | 0.41613 | 41.6126 | 0 | 4.4477 | 2014-08-17 22:00 | 6201.5 | 6.2015
|  | 2014-08-18 10:05:05 | 35.2847 | 3.5718 | 14.2873 | 6.3407 | 6.3407 | 0.56017 | 0.56017 | 0.765 | 0.765 | 2.2688 | 2.2688 | 5.8118 | 5.8118 | -5.2509 | -2.6254 | 0 | 87.1322 | 0 |  |  | 14.5731 |  | 0.40492 | 40.4916 | 0 | 5.2509 | 2014-08-17 22:30 | 5811.8333 | 5.8118
|  | 2014-08-18 10:35:04 | 35.4582 | 3.4262 | 13.7047 | 6.3348 | 6.3348 | 0.53233 | 0.53233 | 0.77367 | 0.77367 | 3.3364 | 3.3364 | 5.8303 | 5.8303 | -4.9459 | -2.473 | 0 | 84.6593 | 0 |  |  | 14.664 |  | 0.3865 | 38.6502 | 0 | 4.9459 | 2014-08-17 23:00 | 5830.3333 | 5.8303
|  | 2014-08-18 11:05:03 | 35.651 | 3.3007 | 13.2027 | 6.333 | 6.333 | 0.52583 | 0.52583 | 0.775 | 0.775 | 3.3364 | 3.3364 | 5.8552 | 5.8552 | -5.6229 | -2.8115 | 0 | 81.8478 | 0 |  |  | 13.2027 |  | 0.37033 | 37.0331 | 0 | 5.6229 | 2014-08-17 23:30 | 5855.1667 | 5.8552
|  | 2014-08-18 11:35:03 | 35.7087 | 3.2743 | 13.0973 | 6.3412 | 6.3412 | 0.526 | 0.526 | 0.77417 | 0.77417 | 4.7244 | 4.7244 | 5.9392 | 5.9392 | -4.3064 | -2.1532 | 0 | 79.6946 | 0 |  |  | 13.6212 |  | 0.36678 | 36.6783 | 0 | 4.3064 | 2014-08-18 | 5939.1667 | 5.9392
|  | 2014-08-18 12:05:02 | 35.616 | 3.2175 | 12.87 | 6.335 | 6.335 | 0.486 | 0.486 | 0.76033 | 0.76033 | 4.7244 | 4.7244 | 5.9532 | 5.9532 | -4.4871 | -2.2435 | 0 | 77.451 | 0 |  |  | 13.3848 |  | 0.36135 | 36.1354 | 0 | 4.4871 | 2014-08-18 00:30 | 5953.1667 | 5.9532
|  | 2014-08-18 12:35:02 | 35.363 | 3.1898 | 12.7593 | 6.3367 | 6.3367 | 0.48533 | 0.48533 | 0.75983 | 0.75983 | 5.1468 | 5.1468 | 5.9493 | 5.9493 | -3.9257 | -1.9629 | 0 | 75.4882 | 0 |  |  | 13.6525 |  | 0.36081 | 36.081 | 0 | 3.9257 | 2014-08-18 01:00 | 5949.3333 | 5.9493
|  | 2014-08-18 13:05:01 | 35.2428 | 3.1678 | 12.6713 | 6.3312 | 6.3312 | 0.46217 | 0.46217 | 0.76 | 0.76 | 5.1468 | 5.1468 | 5.8325 | 5.8325 | -4.0389 | -2.0194 | 0 | 73.4687 | 0 |  |  | 13.0515 |  | 0.35954 | 35.9544 | 0 | 4.0389 | 2014-08-18 01:30 | 5832.5 | 5.8325
|  | 2014-08-18 13:35:03 | 35.1722 | 3.1437 | 12.5747 | 6.3368 | 6.3368 | 0.5095 | 0.5095 | 0.763 | 0.763 | 5.4436 | 5.4436 | 5.6653 | 5.6653 | -3.8792 | -1.9396 | 0 | 71.5291 | 0 |  |  | 12.9519 |  | 0.35752 | 35.7518 | 0 | 3.8792 | 2014-08-18 02:00 | 5665.3333 | 5.6653
|  | 2014-08-18 14:05:02 | 35.0428 | 3.2377 | 12.9507 | 6.3378 | 6.3378 | 0.605 | 0.605 | 0.75117 | 0.75117 | 5.4436 | 5.4436 | 5.6238 | 5.6238 | -3.3307 | -1.6654 | 0 | 69.8637 | 0 |  |  | 11.7851 |  | 0.36957 | 36.9567 | 0 | 3.3307 | 2014-08-18 02:30 | 5623.8333 | 5.6238
|  | 2014-08-18 14:35:03 | 35.1462 | 3.177 | 12.708 | 6.3363 | 6.3363 | 0.56417 | 0.56417 | 0.73767 | 0.73767 | 3.852 | 3.852 | 5.703 | 5.703 | -5.245 | -2.6225 | 0 | 67.2412 | 0 |  |  | 11.9455 |  | 0.36158 | 36.1576 | 0 | 5.245 | 2014-08-18 03:00 | 5703 | 5.703
|  | 2014-08-18 15:05:02 | 35.4313 | 3.0347 | 12.1387 | 6.3462 | 6.3462 | 0.554 | 0.554 | 0.737 | 0.737 | 3.852 | 3.852 | 5.7377 | 5.7377 | -6.0658 | -3.0329 | 0 | 64.2083 | 0 |  |  | 10.9248 |  | 0.3426 | 34.2597 | 0 | 6.0658 | 2014-08-18 03:30 | 5737.6667 | 5.7377
|  | 2014-08-18 15:35:02 | 35.9682 | 2.9578 | 11.8313 | 6.3403 | 6.3403 | 0.55417 | 0.55417 | 0.73633 | 0.73633 | 3.4208 | 3.4208 | 5.9433 | 5.9433 | -7.1419 | -3.5709 | 0 | 60.6374 | 0 |  |  | 12.6595 |  | 0.32894 | 32.8939 | 0 | 7.1419 | 2014-08-18 04:00 | 5943.3333 | 5.9433
|  | 2014-08-18 16:05:04 | 36.4582 | 2.9488 | 11.7953 | 6.3422 | 6.3422 | 0.607 | 0.607 | 0.73633 | 0.73633 | 3.4208 | 3.4208 | 6.1457 | 6.1457 | -7.4109 | -3.7054 | 0 | 56.932 | 0 |  |  | 12.739 |  | 0.32353 | 32.3531 | 0 | 7.4109 | 2014-08-18 04:30 | 6145.6667 | 6.1457
|  | 2014-08-18 16:35:04 | 36.5797 | 2.9703 | 11.8813 | 6.3382 | 6.3382 | 0.60817 | 0.60817 | 0.73817 | 0.73817 | 2.6988 | 2.6988 | 6.3352 | 6.3352 | -7.9799 | -3.9899 | 0 | 52.942 | 0 |  |  | 13.0695 |  | 0.32481 | 32.4807 | 0 | 7.9799 | 2014-08-18 05:00 | 6335.1667 | 6.3352
|  | 2014-08-18 17:05:02 | 36.6542 | 2.9712 | 11.8847 | 6.3393 | 6.3393 | 0.60733 | 0.60733 | 0.74217 | 0.74217 | 2.6988 | 2.6988 | 6.3288 | 6.3288 | -8.053 | -4.0265 | 0 | 48.9155 | 0 |  |  | 10.9339 |  | 0.32424 | 32.4238 | 0 | 8.053 | 2014-08-18 05:30 | 6328.8333 | 6.3288
|  | 2014-08-18 17:35:01 | 36.4788 | 2.7877 | 11.1507 | 6.3377 | 6.3377 | 0.5925 | 0.5925 | 0.7425 | 0.7425 | 1.57 | 1.57 | 6.2713 | 6.2713 | -9.8142 | -4.9071 | 0 | 44.0084 | 0 |  |  | 10.2586 |  | 0.30567 | 30.5675 | 0 | 9.8142 | 2014-08-18 06:00 | 6271.3333 | 6.2713
|  | 2014-08-18 18:05:02 | 36.1422 | 2.5778 | 10.3113 | 6.3373 | 6.3373 | 0.57433 | 0.57433 | 0.74317 | 0.74317 | 1.57 | 1.57 | 6.2448 | 6.2448 | -10.3612 | -5.1806 | 0 | 38.8278 | 0 |  |  | 9.7958 |  | 0.2853 | 28.5299 | 0 | 10.3612 | 2014-08-18 06:30 | 6244.8333 | 6.2448
|  | 2014-08-18 18:35:02 | 35.8303 | 2.4213 | 9.6853 | 6.3373 | 6.3373 | 0.592 | 0.592 | 0.74317 | 0.74317 | 0.6284 | 0.6284 | 6.2588 | 6.2588 | -11.5853 | -5.7926 | 0 | 33.0352 | 0 |  |  | 9.6853 |  | 0.27031 | 27.0311 | 0 | 11.5853 | 2014-08-18 07:00 | 6258.8333 | 6.2588
|  | 2014-08-18 19:05:02 | 35.6327 | 2.4662 | 9.8647 | 6.3423 | 6.3423 | 0.576 | 0.576 | 0.74333 | 0.74333 | 0.6284 | 0.6284 | 6.3125 | 6.3125 | -11.1654 | -5.5827 | 0 | 27.4525 | 0 |  |  | 8.8782 |  | 0.27684 | 27.6843 | 0 | 11.1654 | 2014-08-18 07:30 | 6312.5 | 6.3125
|  | 2014-08-18 19:35:01 | 35.7262 | 2.4173 | 9.6693 | 6.3402 | 6.3402 | 0.57483 | 0.57483 | 0.74367 | 0.74367 | 0.1048 | 0.1048 | 6.4453 | 6.4453 | -11.848 | -5.924 | 0 | 21.5285 | 0 |  |  | 8.7991 |  | 0.27065 | 27.0651 | 0 | 11.848 | 2014-08-18 08:00 | 6445.3333 | 6.4453
|  | 2014-08-18 20:05:03 | 35.7498 | 2.3095 | 9.238 | 6.3433 | 6.3433 | 0.55633 | 0.55633 | 0.743 | 0.743 | 0.1048 | 0.1048 | 6.374 | 6.374 | -12.3904 | -6.1952 | 0 | 15.3333 | 0 |  |  | 9.238 |  | 0.25841 | 25.8407 | 0 | 12.3904 | 2014-08-18 08:30 | 6374 | 6.374
|  | 2014-08-18 20:35:02 | 34.1935 | 2.4062 | 9.6247 | 6.3445 | 6.3445 | 0.49267 | 0.49267 | 0.726 | 0.726 | 0.012 | 0.012 | 5.9877 | 5.9877 | -11.006 | -5.503 | 0 | 9.8303 | 0 |  |  | 9.2397 |  | 0.28148 | 28.1476 | 0 | 11.006 | 2014-08-18 09:00 | 5987.6667 | 5.9877
|  | 2014-08-18 21:05:03 | 32.678 | 2.6158 | 10.4633 | 6.3365 | 6.3365 | 0.43583 | 0.43583 | 0.74083 | 0.74083 | 0.012 | 0.012 | 5.7297 | 5.7297 | -8.9598 | -4.4799 | 0 | 5.3504 | 0 |  |  | 10.6726 |  | 0.3202 | 32.0195 | 0 | 8.9598 | 2014-08-18 09:30 | 5729.6667 | 5.7297
|  | 2014-08-18 21:35:03 | 30.5953 | 2.4392 | 9.7567 | 6.3432 | 6.3432 | 0.42817 | 0.42817 | 0.74083 | 0.74083 | 0 | 0 | 5.6347 | 5.6347 | -7.6918 | -3.8459 | 0 | 1.5045 | 0 |  |  | 10.6348 |  | 0.31889 | 31.8894 | 0 | 7.6918 | 2014-08-18 10:00 | 5634.6667 | 5.6347
|  | 2014-08-18 22:05:02 | 28.1442 | 2.3298 | 9.3193 | 6.3378 | 6.3378 | 0.415 | 0.415 | 0.7435 | 0.7435 | 0 | 0 | 5.8537 | 5.8537 | -5.4748 | -2.7374 | 0 | 0 | 0 |  |  | 9.4125 |  | 0.33113 | 33.1128 | 0 | 3.0089 | 2014-08-18 10:30 | 5853.6667 | 5.8537
|  | 2014-08-18 22:35:03 | 26.4752 | 2.3048 | 9.2193 | 6.3378 | 6.3378 | 0.4135 | 0.4135 | 0.744 | 0.744 | 0 | 0 | 5.5793 | 5.5793 | -4.1812 | -2.0906 | 2.7374 | 0 | 0 |  |  | 10.1413 |  | 0.34823 | 34.8226 | 5.4748 | 0 | 2014-08-18 11:00 | 5579.3333 | 5.5793
|  | 2014-08-18 23:05:02 | 25.4212 | 2.3277 | 9.3107 | 6.3385 | 6.3385 | 0.41233 | 0.41233 | 0.74333 | 0.74333 | 0 | 0 | 5.189 | 5.189 | -3.4273 | -1.7137 | 2.0906 | 0 | 0 |  |  | 8.8451 |  | 0.36626 | 36.6256 | 4.1812 | 0 | 2014-08-18 11:30 | 5189 | 5.189
|  | 2014-08-18 23:35:03 | 24.356 | 2.5352 | 10.1407 | 6.3517 | 6.3517 | 0.41333 | 0.41333 | 0.73367 | 0.73367 | 0 | 0 | 5.053 | 5.053 | -1.6637 | -0.83183 | 1.7137 | 0 | 0 |  |  | 10.0393 |  | 0.41635 | 41.6352 | 3.4273 | 0 | 2014-08-18 12:00 | 5053 | 5.053
|  | 2014-08-19 00:06:11 | 24.46 | 2.8953 | 11.5813 | 6.3555 | 6.3555 | 0.25567 | 0.25567 | 0.73933 | 0.73933 | 0 | 0 | 5.2513 | 5.2513 | -0.27683 | -0.13842 | 0.83183 | 0 | 0 |  |  | 11.4655 |  | 0.47348 | 47.3481 | 1.6637 | 0 | 2014-08-18 12:30 | 5251.3333 | 5.2513
|  | 2014-08-19 00:35:03 | 24.6732 | 2.958 | 11.832 | 6.3502 | 6.3502 | 0.25567 | 0.25567 | 0.73883 | 0.73883 | 0 | 0 | 5.3353 | 5.3353 | -0.16117 | -0.080583 | 0.13842 | 0 | 0 |  |  | 11.5954 |  | 0.47955 | 47.9549 | 0.27683 | 0 | 2014-08-18 13:00 | 5335.3333 | 5.3353
|  | 2014-08-19 01:05:02 | 24.4313 | 3.1645 | 12.658 | 6.3562 | 6.3562 | 0.25533 | 0.25533 | 0.73683 | 0.73683 | 0 | 0 | 5.2465 | 5.2465 | 0.8215 | 0.41075 | 0.080583 | 0.41075 | 0 |  |  | 12.658 |  | 0.51811 | 51.8105 | 0.16117 | 0 | 2014-08-18 13:30 | 5246.5 | 5.2465
|  | 2014-08-19 01:35:02 | 24.3437 | 3.3182 | 13.2727 | 6.349 | 6.349 | 0.25533 | 0.25533 | 0.70033 | 0.70033 | 0 | 0 | 5.1465 | 5.1465 | 1.3802 | 0.69008 | 0 | 1.1008 | 0 |  |  | 13.2727 |  | 0.54522 | 54.5221 | 0 | 0 | 2014-08-18 14:00 | 5146.5 | 5.1465
|  | 2014-08-19 02:05:02 | 24.0688 | 3.2607 | 13.0427 | 6.353 | 6.353 | 0.25567 | 0.25567 | 0.6845 | 0.6845 | 0 | 0 | 5.2872 | 5.2872 | 1.5542 | 0.77708 | 0 | 1.8779 | 0 |  |  | 13.4339 |  | 0.54189 | 54.189 | 0 | 0 | 2014-08-18 14:30 | 5287.1667 | 5.2872
|  | 2014-08-19 02:35:04 | 24.0627 | 3.299 | 13.196 | 6.3493 | 6.3493 | 0.25533 | 0.25533 | 0.64667 | 0.64667 | 0 | 0 | 5.2628 | 5.2628 | 1.6475 | 0.82375 | 0 | 2.7017 | 0 |  |  | 12.0084 |  | 0.5484 | 54.8401 | 0 | 0 | 2014-08-18 15:00 | 5262.8333 | 5.2628
|  | 2014-08-19 03:05:02 | 24.1377 | 3.3138 | 13.2553 | 6.3478 | 6.3478 | 0.254 | 0.254 | 0.64367 | 0.64367 | 0 | 0 | 5.333 | 5.333 | 1.6962 | 0.84808 | 0 | 3.5498 | 0 |  |  | 12.0624 |  | 0.54916 | 54.9156 | 0 | 0 | 2014-08-18 15:30 | 5333 | 5.333
|  | 2014-08-19 03:35:01 | 24.1388 | 3.1875 | 12.75 | 6.345 | 6.345 | 0.25483 | 0.25483 | 0.63867 | 0.63867 | 0 | 0 | 5.4533 | 5.4533 | 1.303 | 0.6515 | 0 | 4.2013 | 0 |  |  | 12.6225 |  | 0.52819 | 52.8195 | 0 | 0 | 2014-08-18 16:00 | 5453.3333 | 5.4533
|  | 2014-08-19 04:05:03 | 24.7213 | 3.3395 | 13.358 | 6.3452 | 6.3452 | 0.255 | 0.255 | 0.68183 | 0.68183 | 0 | 0 | 5.6997 | 5.6997 | 1.6183 | 0.80917 | 0 | 5.0104 | 0 |  |  | 12.8237 |  | 0.54034 | 54.0343 | 0 | 0 | 2014-08-18 16:30 | 5699.6667 | 5.6997
|  | 2014-08-19 04:35:04 | 24.6015 | 3.3448 | 13.3793 | 6.3413 | 6.3413 | 0.255 | 0.255 | 0.69 | 0.69 | 0 | 0 | 5.349 | 5.349 | 1.4132 | 0.70658 | 0 | 5.717 | 0 |  |  | 14.1821 |  | 0.54384 | 54.3842 | 0 | 0 | 2014-08-18 17:00 | 5349 | 5.349
|  | 2014-08-19 05:05:03 | 25.1133 | 3.4447 | 13.7787 | 6.3522 | 6.3522 | 0.26867 | 0.26867 | 0.60683 | 0.60683 | 0 | 0 | 5.2312 | 5.2312 | 1.1242 | 0.56208 | 0 | 6.2791 | 0 |  |  | 13.0897 |  | 0.54866 | 54.8659 | 0 | 0 | 2014-08-18 17:30 | 5231.1667 | 5.2312
|  | 2014-08-19 05:35:02 | 27.2878 | 3.474 | 13.896 | 6.3493 | 6.3493 | 0.27267 | 0.27267 | 0.73517 | 0.73517 | 0 | 0 | 5.869 | 5.869 | -0.16567 | -0.082833 | 0 | 6.1963 | 0 |  |  | 15.2856 |  | 0.50924 | 50.9238 | 0 | 0.16567 | 2014-08-18 18:00 | 5869 | 5.869
|  | 2014-08-19 06:05:03 | 29.8942 | 3.5102 | 14.0407 | 6.3463 | 6.3463 | 0.4065 | 0.4065 | 0.717 | 0.717 | 0 | 0 | 5.8045 | 5.8045 | -2.5792 | -1.2896 | 0 | 4.9067 | 0 |  |  | 13.479 |  | 0.46968 | 46.9679 | 0 | 2.5792 | 2014-08-18 18:30 | 5804.5 | 5.8045
|  | 2014-08-19 06:35:06 | 32.0583 | 3.4658 | 13.8633 | 6.3558 | 6.3558 | 0.419 | 0.419 | 0.74233 | 0.74233 | 0.1996 | 0.1996 | 6.2145 | 6.2145 | -4.2637 | -2.1319 | 0 | 2.7748 | 0 |  |  | 13.0315 |  | 0.43244 | 43.2441 | 0 | 4.2637 | 2014-08-18 19:00 | 6214.5 | 6.2145
|  | 2014-08-19 07:05:02 | 33.8935 | 3.2735 | 13.094 | 6.3443 | 6.3443 | 0.419 | 0.419 | 0.742 | 0.742 | 0.1996 | 0.1996 | 6.5367 | 6.5367 | -6.5579 | -3.2789 | 0 | 0 | 0 |  |  | 13.8796 |  | 0.38633 | 38.6328 | 0 | 5.5496 | 2014-08-18 19:30 | 6536.6667 | 6.5367
|  | 2014-08-19 07:35:01 | 34.8957 | 3.314 | 13.256 | 6.3578 | 6.3578 | 0.495 | 0.495 | 0.74283 | 0.74283 | 0.9248 | 0.9248 | 6.6147 | 6.6147 | -6.5045 | -3.2523 | 3.2789 | 0 | 0 |  |  | 13.6537 |  | 0.37988 | 37.9875 | 6.5579 | 0 | 2014-08-18 20:00 | 6614.6667 | 6.6147
|  | 2014-08-19 08:05:02 | 35.5145 | 3.1578 | 12.6313 | 6.351 | 6.351 | 0.58317 | 0.58317 | 0.74333 | 0.74333 | 0.9248 | 0.9248 | 6.6675 | 6.6675 | -7.6134 | -3.8067 | 3.2523 | 0 | 0 |  |  | 13.2629 |  | 0.35567 | 35.5667 | 6.5045 | 0 | 2014-08-18 20:30 | 6667.5 | 6.6675
|  | 2014-08-19 08:35:02 | 35.716 | 3.103 | 12.412 | 6.3583 | 6.3583 | 0.5965 | 0.5965 | 0.7435 | 0.7435 | 1.36 | 1.36 | 6.8945 | 6.8945 | -7.3512 | -3.6756 | 3.8067 | 0 | 0 |  |  | 13.5291 |  | 0.34752 | 34.7519 | 7.6134 | 0 | 2014-08-18 21:00 | 6894.5 | 6.8945
|  | 2014-08-19 09:05:03 | 35.6018 | 2.997 | 11.988 | 6.354 | 6.354 | 0.596 | 0.596 | 0.74317 | 0.74317 | 1.36 | 1.36 | 6.9872 | 6.9872 | -7.5735 | -3.7868 | 3.6756 | 0 | 0 |  |  | 12.947 |  | 0.33672 | 33.6724 | 7.3512 | 0 | 2014-08-18 21:30 | 6987.1667 | 6.9872
|  | 2014-08-19 09:35:02 | 35.8323 | 2.9518 | 11.8073 | 6.3372 | 6.3372 | 0.59433 | 0.59433 | 0.743 | 0.743 | 2.1792 | 2.1792 | 7.1638 | 7.1638 | -7.0075 | -3.5037 | 3.7868 | 0 | 0 |  |  | 11.0989 |  | 0.32952 | 32.9516 | 7.5735 | 0 | 2014-08-18 22:00 | 7163.8333 | 7.1638
|  | 2014-08-19 10:05:01 | 35.9767 | 2.9202 | 11.6807 | 6.3563 | 6.3563 | 0.5655 | 0.5655 | 0.74333 | 0.74333 | 2.1792 | 2.1792 | 7.5628 | 7.5628 | -6.8888 | -3.4444 | 3.5037 | 0 | 0 |  |  | 11.7975 |  | 0.32467 | 32.4673 | 7.0075 | 0 | 2014-08-18 22:30 | 7562.8333 | 7.5628
|  | 2014-08-19 10:35:03 | 36.0632 | 2.7265 | 10.906 | 6.3463 | 6.3463 | 0.54283 | 0.54283 | 0.743 | 0.743 | 2.3752 | 2.3752 | 7.8608 | 7.8608 | -7.289 | -3.6445 | 3.4444 | 0 | 0 |  |  | 10.2516 |  | 0.30241 | 30.2414 | 6.8888 | 0 | 2014-08-18 23:00 | 7860.8333 | 7.8608
|  | 2014-08-19 11:05:03 | 36.2568 | 2.6125 | 10.45 | 6.3507 | 6.3507 | 0.53467 | 0.53467 | 0.74333 | 0.74333 | 2.3752 | 2.3752 | 7.9812 | 7.9812 | -7.8218 | -3.9109 | 3.6445 | 0 | 0 |  |  | 11.3905 |  | 0.28822 | 28.8222 | 7.289 | 0 | 2014-08-18 23:30 | 7981.1667 | 7.9812
|  | 2014-08-19 11:35:01 | 36.1775 | 2.5118 | 10.0473 | 6.3468 | 6.3468 | 0.5295 | 0.5295 | 0.7435 | 0.7435 | 4.1012 | 4.1012 | 7.9353 | 7.9353 | -6.4738 | -3.2369 | 3.9109 | 0 | 0 |  |  | 9.6454 |  | 0.27772 | 27.7723 | 7.8218 | 0 | 2014-08-19 | 7935.3333 | 7.9353
|  | 2014-08-19 12:05:02 | 35.9922 | 2.423 | 9.692 | 6.3493 | 6.3493 | 0.44267 | 0.44267 | 0.7435 | 0.7435 | 4.1012 | 4.1012 | 7.756 | 7.756 | -6.9075 | -3.4537 | 3.2369 | 0 | 0 |  |  | 9.3043 |  | 0.26928 | 26.9281 | 6.4738 | 0 | 2014-08-19 00:30 | 7756 | 7.756
|  | 2014-08-19 12:35:02 | 35.5168 | 2.0623 | 8.2493 | 6.3477 | 6.3477 | 0.42867 | 0.42867 | 0.7435 | 0.7435 | 4.7704 | 4.7704 | 7.7552 | 7.7552 | -7.2221 | -3.611 | 3.4537 | 0 | 0 |  |  | 8.7443 |  | 0.23227 | 23.2265 | 6.9075 | 0 | 2014-08-19 01:00 | 7755.1667 | 7.7552
|  | 2014-08-19 13:05:01 | 35.322 | 2.079 | 8.316 | 6.3318 | 6.3318 | 0.4285 | 0.4285 | 0.74333 | 0.74333 | 4.7704 | 4.7704 | 7.757 | 7.757 | -6.9749 | -3.4875 | 3.611 | 0 | 0 |  |  | 7.817 |  | 0.23543 | 23.5434 | 7.2221 | 0 | 2014-08-19 01:30 | 7757 | 7.757
|  | 2014-08-19 13:35:02 | 35.096 | 2.123 | 8.492 | 6.3423 | 6.3423 | 0.42617 | 0.42617 | 0.743 | 0.743 | 5.102 | 5.102 | 7.7202 | 7.7202 | -6.2703 | -3.1352 | 3.4875 | 0 | 0 |  |  | 9.0864 |  | 0.24196 | 24.1965 | 6.9749 | 0 | 2014-08-19 02:00 | 7720.1667 | 7.7202
|  | 2014-08-19 14:05:01 | 35.1343 | 2.1675 | 8.67 | 6.3398 | 6.3398 | 0.424 | 0.424 | 0.7435 | 0.7435 | 5.102 | 5.102 | 7.8473 | 7.8473 | -6.0077 | -3.0038 | 3.1352 | 0 | 0 |  |  | 9.2769 |  | 0.24677 | 24.6767 | 6.2703 | 0 | 2014-08-19 02:30 | 7847.3333 | 7.8473
|  | 2014-08-19 14:35:03 | 35.3635 | 2.141 | 8.564 | 6.3405 | 6.3405 | 0.42433 | 0.42433 | 0.743 | 0.743 | 3.1828 | 3.1828 | 7.8483 | 7.8483 | -8.2605 | -4.1303 | 3.0038 | 0 | 0 |  |  | 8.564 |  | 0.24217 | 24.2171 | 6.0077 | 0 | 2014-08-19 03:00 | 7848.3333 | 7.8483
|  | 2014-08-19 15:05:03 | 35.6973 | 2.188 | 8.752 | 6.3473 | 6.3473 | 0.43983 | 0.43983 | 0.74183 | 0.74183 | 3.1828 | 3.1828 | 7.8967 | 7.8967 | -8.3369 | -4.1684 | 4.1303 | 0 | 0 |  |  | 7.8768 |  | 0.24517 | 24.5172 | 8.2605 | 0 | 2014-08-19 03:30 | 7896.6667 | 7.8967
|  | 2014-08-19 15:35:02 | 36.3595 | 2.1653 | 8.6613 | 6.3477 | 6.3477 | 0.4935 | 0.4935 | 0.74133 | 0.74133 | 2.752 | 2.752 | 8.067 | 8.067 | -9.2967 | -4.6483 | 4.1684 | 0 | 0 |  |  | 8.8346 |  | 0.23821 | 23.8214 | 8.3369 | 0 | 2014-08-19 04:00 | 8067 | 8.067
|  | 2014-08-19 16:05:04 | 36.9967 | 2.0557 | 8.2227 | 6.3538 | 6.3538 | 0.55733 | 0.55733 | 0.74117 | 0.74117 | 2.752 | 2.752 | 8.3287 | 8.3287 | -10.041 | -5.0205 | 4.6483 | 0 | 0 |  |  | 8.6338 |  | 0.22225 | 22.2254 | 9.2967 | 0 | 2014-08-19 04:30 | 8328.6667 | 8.3287
|  | 2014-08-19 16:35:02 | 36.9215 | 1.9222 | 7.6887 | 6.3718 | 6.3718 | 0.56917 | 0.56917 | 0.74233 | 0.74233 | 2.5604 | 2.5604 | 8.3603 | 8.3603 | -10.6288 | -5.3144 | 5.0205 | 0 | 0 |  |  | 7.458 |  | 0.20824 | 20.8244 | 10.041 | 0 | 2014-08-19 05:00 | 8360.3333 | 8.3603
|  | 2014-08-19 17:05:02 | 36.7782 | 1.9165 | 7.666 | 6.3732 | 6.3732 | 0.5565 | 0.5565 | 0.74383 | 0.74383 | 2.5604 | 2.5604 | 8.4083 | 8.4083 | -10.4699 | -5.235 | 5.3144 | 0 | 0 |  |  | 7.9726 |  | 0.20844 | 20.8439 | 10.6288 | 0 | 2014-08-19 05:30 | 8408.3333 | 8.4083
|  | 2014-08-19 17:35:02 | 36.4258 | 1.8485 | 7.394 | 6.376 | 6.376 | 0.55483 | 0.55483 | 0.7435 | 0.7435 | 1.9828 | 1.9828 | 8.4268 | 8.4268 | -10.9479 | -5.4739 | 5.235 | 0 | 0 |  |  | 7.0982 |  | 0.20299 | 20.2988 | 10.4699 | 0 | 2014-08-19 06:00 | 8426.8333 | 8.4268
|  | 2014-08-19 18:05:03 | 36.0088 | 1.728 | 6.912 | 6.378 | 6.378 | 0.55383 | 0.55383 | 0.74333 | 0.74333 | 1.9828 | 1.9828 | 8.3363 | 8.3363 | -11.1025 | -5.5513 | 5.4739 | 0 | 0 |  |  | 6.7046 |  | 0.19195 | 19.1953 | 10.9479 | 0 | 2014-08-19 06:30 | 8336.3333 | 8.3363
|  | 2014-08-19 18:35:02 | 35.6462 | 1.5668 | 6.2673 | 6.3823 | 6.3823 | 0.5345 | 0.5345 | 0.74383 | 0.74383 | 0.9096 | 0.9096 | 8.2395 | 8.2395 | -12.5691 | -6.2845 | 5.5513 | 0 | 0 |  |  | 6.33 |  | 0.17582 | 17.5821 | 11.1025 | 0 | 2014-08-19 07:00 | 8239.5 | 8.2395
|  | 2014-08-19 19:05:01 | 35.513 | 1.5045 | 6.018 | 6.3717 | 6.3717 | 0.54133 | 0.54133 | 0.74367 | 0.74367 | 0.9096 | 0.9096 | 8.1463 | 8.1463 | -12.7824 | -6.3912 | 6.2845 | 0 | 0 |  |  | 5.7171 |  | 0.16946 | 16.9459 | 12.5691 | 0 | 2014-08-19 07:30 | 8146.3333 | 8.1463
|  | 2014-08-19 19:35:02 | 36.2322 | 1.4518 | 5.8073 | 6.3678 | 6.3678 | 0.54133 | 0.54133 | 0.744 | 0.744 | 0.1352 | 0.1352 | 8.3107 | 8.3107 | -14.3258 | -7.1629 | 6.3912 | 0 | 0 |  |  | 5.7493 |  | 0.16028 | 16.0281 | 12.7824 | 0 | 2014-08-19 08:00 | 8310.6667 | 8.3107
|  | 2014-08-19 20:05:02 | 36.3038 | 1.4307 | 5.7227 | 6.3723 | 6.3723 | 0.49283 | 0.49283 | 0.74383 | 0.74383 | 0.1352 | 0.1352 | 8.3287 | 8.3287 | -14.5083 | -7.2542 | 7.1629 | 0 | 0 |  |  | 5.3793 |  | 0.15763 | 15.7633 | 14.3258 | 0 | 2014-08-19 08:30 | 8328.6667 | 8.3287
|  | 2014-08-19 20:35:02 | 34.9488 | 1.458 | 5.832 | 6.374 | 6.374 | 0.43367 | 0.43367 | 0.7435 | 0.7435 | 0.004 | 0.004 | 8.1942 | 8.1942 | -13.3675 | -6.6838 | 7.2542 | 0 | 0 |  |  | 5.2488 |  | 0.16687 | 16.6873 | 14.5083 | 0 | 2014-08-19 09:00 | 8194.1667 | 8.1942
|  | 2014-08-19 21:05:02 | 33.1285 | 1.5183 | 6.0733 | 6.3773 | 6.3773 | 0.43 | 0.43 | 0.72633 | 0.72633 | 0.004 | 0.004 | 7.929 | 7.929 | -11.5885 | -5.7942 | 6.6838 | 0 | 0 |  |  | 6.6199 |  | 0.18333 | 18.3327 | 13.3675 | 0 | 2014-08-19 09:30 | 7929 | 7.929
|  | 2014-08-19 21:35:02 | 31.104 | 1.4927 | 5.9707 | 6.3712 | 6.3712 | 0.42567 | 0.42567 | 0.742 | 0.742 | 0 | 0 | 7.6508 | 7.6508 | -9.9437 | -4.9718 | 5.7942 | 0 | 0 |  |  | 5.7318 |  | 0.19196 | 19.1958 | 11.5885 | 0 | 2014-08-19 10:00 | 7650.8333 | 7.6508
|  | 2014-08-19 22:05:02 | 28.9555 | 1.4558 | 5.8233 | 6.3795 | 6.3795 | 0.3205 | 0.3205 | 0.74283 | 0.74283 | 0 | 0 | 7.0308 | 7.0308 | -8.6585 | -4.3293 | 4.9718 | 0 | 0 |  |  | 5.9398 |  | 0.20111 | 20.1113 | 9.9437 | 0 | 2014-08-19 10:30 | 7030.8333 | 7.0308
|  | 2014-08-19 22:35:02 | 27.0325 | 1.3748 | 5.4993 | 6.3807 | 6.3807 | 0.30383 | 0.30383 | 0.742 | 0.742 | 0 | 0 | 6.2653 | 6.2653 | -7.8413 | -3.9207 | 4.3293 | 0 | 0 |  |  | 5.7193 |  | 0.20343 | 20.3434 | 8.6585 | 0 | 2014-08-19 11:00 | 6265.3333 | 6.2653
|  | 2014-08-19 23:05:04 | 25.9162 | 1.3438 | 5.3753 | 6.382 | 6.382 | 0.30267 | 0.30267 | 0.7385 | 0.7385 | 0 | 0 | 6.1145 | 6.1145 | -7.0032 | -3.5016 | 3.9207 | 0 | 0 |  |  | 5.2141 |  | 0.20741 | 20.7412 | 7.8413 | 0 | 2014-08-19 11:30 | 6114.5 | 6.1145
|  | 2014-08-19 23:35:01 | 25.6058 | 1.2415 | 4.966 | 6.3813 | 6.3813 | 0.28583 | 0.28583 | 0.74017 | 0.74017 | 0 | 0 | 5.9295 | 5.9295 | -7.303 | -3.6515 | 3.5016 | 0 | 0 |  |  | 4.6184 |  | 0.19394 | 19.394 | 7.0032 | 0 | 2014-08-19 12:00 | 5929.5 | 5.9295
|  | 2014-08-20 00:05:02 | 25.4508 | 1.1937 | 4.7747 | 6.3833 | 6.3833 | 0.19383 | 0.19383 | 0.74033 | 0.74033 | 0 | 0 | 5.8183 | 5.8183 | -7.5403 | -3.7702 | 3.6515 | 0 | 0 |  |  | 4.5837 |  | 0.1876 | 18.7604 | 7.303 | 0 | 2014-08-19 12:30 | 5818.3333 | 5.8183
|  | 2014-08-20 00:35:02 | 25.21 | 1.2218 | 4.8873 | 6.382 | 6.382 | 0.18783 | 0.18783 | 0.742 | 0.742 | 0 | 0 | 5.8635 | 5.8635 | -7.1473 | -3.5737 | 3.7702 | 0 | 0 |  |  | 5.3761 |  | 0.19386 | 19.3865 | 7.5403 | 0 | 2014-08-19 13:00 | 5863.5 | 5.8635
|  | 2014-08-20 01:05:05 | 24.9538 | 1.2065 | 4.826 | 6.3838 | 6.3838 | 0.18767 | 0.18767 | 0.74117 | 0.74117 | 0 | 0 | 5.6567 | 5.6567 | -7.1585 | -3.5792 | 3.5737 | 0 | 0 |  |  | 4.7295 |  | 0.1934 | 19.3397 | 7.1473 | 0 | 2014-08-19 13:30 | 5656.6667 | 5.6567
|  | 2014-08-20 01:35:03 | 24.5493 | 1.1762 | 4.7047 | 6.3872 | 6.3872 | 0.187 | 0.187 | 0.74183 | 0.74183 | 0 | 0 | 5.402 | 5.402 | -7.1267 | -3.5633 | 3.5792 | 0 | 0 |  |  | 4.7988 |  | 0.19164 | 19.1641 | 7.1585 | 0 | 2014-08-19 14:00 | 5402 | 5.402
|  | 2014-08-20 02:05:03 | 24.3368 | 1.1315 | 4.526 | 6.3805 | 6.3805 | 0.187 | 0.187 | 0.74417 | 0.74417 | 0 | 0 | 5.3462 | 5.3462 | -7.153 | -3.5765 | 3.5633 | 0 | 0 |  |  | 4.1187 |  | 0.18597 | 18.5973 | 7.1267 | 0 | 2014-08-19 14:30 | 5346.1667 | 5.3462
|  | 2014-08-20 02:35:02 | 24.273 | 1.067 | 4.268 | 6.377 | 6.377 | 0.187 | 0.187 | 0.74367 | 0.74367 | 0 | 0 | 5.3955 | 5.3955 | -7.3018 | -3.6509 | 3.5765 | 0 | 0 |  |  | 4.6948 |  | 0.17583 | 17.5833 | 7.153 | 0 | 2014-08-19 15:00 | 5395.5 | 5.3955
|  | 2014-08-20 03:05:02 | 24.3408 | 1.0827 | 4.3307 | 6.375 | 6.375 | 0.18683 | 0.18683 | 0.74333 | 0.74333 | 0 | 0 | 5.4222 | 5.4222 | -7.2828 | -3.6414 | 3.6509 | 0 | 0 |  |  | 4.0708 |  | 0.17792 | 17.7918 | 7.3018 | 0 | 2014-08-19 15:30 | 5422.1667 | 5.4222
|  | 2014-08-20 03:35:02 | 24.4515 | 1.073 | 4.292 | 6.3745 | 6.3745 | 0.18683 | 0.18683 | 0.74317 | 0.74317 | 0 | 0 | 5.6652 | 5.6652 | -7.1898 | -3.5949 | 3.6414 | 0 | 0 |  |  | 4.7212 |  | 0.17553 | 17.5531 | 7.2828 | 0 | 2014-08-19 16:00 | 5665.1667 | 5.6652
|  | 2014-08-20 04:05:01 | 24.7958 | 1.0193 | 4.0773 | 6.3717 | 6.3717 | 0.185 | 0.185 | 0.74367 | 0.74367 | 0 | 0 | 5.969 | 5.969 | -7.4492 | -3.7246 | 3.5949 | 0 | 0 |  |  | 4.3627 |  | 0.16444 | 16.4436 | 7.1898 | 0 | 2014-08-19 16:30 | 5969 | 5.969
|  | 2014-08-20 04:35:02 | 25.3858 | 1.013 | 4.052 | 6.3727 | 6.3727 | 0.18467 | 0.18467 | 0.7425 | 0.7425 | 0 | 0 | 6.3473 | 6.3473 | -7.6867 | -3.8433 | 3.7246 | 0 | 0 |  |  | 3.9304 |  | 0.15962 | 15.9617 | 7.4492 | 0 | 2014-08-19 17:00 | 6347.3333 | 6.3473
|  | 2014-08-20 05:05:01 | 26.2183 | 0.96 | 3.84 | 6.3712 | 6.3712 | 0.18417 | 0.18417 | 0.74183 | 0.74183 | 0 | 0 | 6.4182 | 6.4182 | -8.663 | -4.3315 | 3.8433 | 0 | 0 |  |  | 3.456 |  | 0.14646 | 14.6462 | 7.6867 | 0 | 2014-08-19 17:30 | 6418.1667 | 6.4182
|  | 2014-08-20 05:35:02 | 27.8933 | 1.0368 | 4.1473 | 6.376 | 6.376 | 0.18467 | 0.18467 | 0.74333 | 0.74333 | 0 | 0 | 6.809 | 6.809 | -9.633 | -4.8165 | 4.3315 | 0 | 0 |  |  | 4.2718 |  | 0.14869 | 14.8685 | 8.663 | 0 | 2014-08-19 18:00 | 6809 | 6.809
|  | 2014-08-20 06:05:02 | 30.663 | 1 | 4 | 6.3717 | 6.3717 | 0.275 | 0.275 | 0.74367 | 0.74367 | 0 | 0 | 7.513 | 7.513 | -11.7597 | -5.8798 | 4.8165 | 0 | 0 |  |  | 4.36 |  | 0.13045 | 13.045 | 9.633 | 0 | 2014-08-19 18:30 | 7513 | 7.513
|  | 2014-08-20 06:35:03 | 32.8397 | 0.99683 | 3.9873 | 6.3668 | 6.3668 | 0.281 | 0.281 | 0.743 | 0.743 | 0.566 | 0.566 | 8.0533 | 8.0533 | -12.8422 | -6.4211 | 5.8798 | 0 | 0 |  |  | 4.3462 |  | 0.12142 | 12.1418 | 11.7597 | 0 | 2014-08-19 19:00 | 8053.3333 | 8.0533
|  | 2014-08-20 07:05:01 | 34.5522 | 1.0323 | 4.1293 | 6.3673 | 6.3673 | 0.32567 | 0.32567 | 0.7435 | 0.7435 | 0.566 | 0.566 | 8.324 | 8.324 | -14.0963 | -7.0482 | 6.4211 | 0 | 0 |  |  | 4.1706 |  | 0.11951 | 11.951 | 12.8422 | 0 | 2014-08-19 19:30 | 8324 | 8.324
|  | 2014-08-20 07:35:02 | 35.4473 | 1.0763 | 4.3053 | 6.377 | 6.377 | 0.3805 | 0.3805 | 0.74417 | 0.74417 | 1.4896 | 1.4896 | 8.402 | 8.402 | -13.7487 | -6.8744 | 7.0482 | 0 | 0 |  |  | 4.7359 |  | 0.12146 | 12.1457 | 14.0963 | 0 | 2014-08-19 20:00 | 8402 | 8.402
|  | 2014-08-20 08:05:01 | 36.1595 | 1.0755 | 4.302 | 6.3695 | 6.3695 | 0.38533 | 0.38533 | 0.74433 | 0.74433 | 1.4896 | 1.4896 | 8.5073 | 8.5073 | -14.3614 | -7.1807 | 6.8744 | 0 | 0 |  |  | 4.6462 |  | 0.11897 | 11.8973 | 13.7487 | 0 | 2014-08-19 20:30 | 8507.3333 | 8.5073
|  | 2014-08-20 08:35:02 | 36.3177 | 1.122 | 4.488 | 6.377 | 6.377 | 0.39917 | 0.39917 | 0.743 | 0.743 | 2.602 | 2.602 | 8.6422 | 8.6422 | -13.0663 | -6.5332 | 7.1807 | 0 | 0 |  |  | 4.7573 |  | 0.12358 | 12.3576 | 14.3614 | 0 | 2014-08-19 21:00 | 8642.1667 | 8.6422
|  | 2014-08-20 09:05:04 | 36.2962 | 1.1595 | 4.638 | 6.3723 | 6.3723 | 0.41317 | 0.41317 | 0.743 | 0.743 | 2.602 | 2.602 | 8.543 | 8.543 | -12.9847 | -6.4923 | 6.5332 | 0 | 0 |  |  | 4.6844 |  | 0.12778 | 12.7782 | 13.0663 | 0 | 2014-08-19 21:30 | 8543 | 8.543
|  | 2014-08-20 09:35:03 | 36.3785 | 1.1745 | 4.698 | 6.3817 | 6.3817 | 0.4125 | 0.4125 | 0.74217 | 0.74217 | 3.0516 | 3.0516 | 8.6803 | 8.6803 | -12.4122 | -6.2061 | 6.4923 | 0 | 0 |  |  | 4.3222 |  | 0.12914 | 12.9142 | 12.9847 | 0 | 2014-08-19 22:00 | 8680.3333 | 8.6803
|  | 2014-08-20 10:05:02 | 36.5805 | 1.1512 | 4.6047 | 6.3782 | 6.3782 | 0.39617 | 0.39617 | 0.742 | 0.742 | 3.0516 | 3.0516 | 8.5503 | 8.5503 | -12.8576 | -6.4288 | 6.2061 | 0 | 0 |  |  | 4.3744 |  | 0.12588 | 12.5878 | 12.4122 | 0 | 2014-08-19 22:30 | 8550.3333 | 8.5503
|  | 2014-08-20 10:35:02 | 36.7113 | 1.1353 | 4.5413 | 6.3797 | 6.3797 | 0.37883 | 0.37883 | 0.73617 | 0.73617 | 3.6724 | 3.6724 | 8.4178 | 8.4178 | -12.5851 | -6.2926 | 6.4288 | 0 | 0 |  |  | 4.0872 |  | 0.1237 | 12.3704 | 12.8576 | 0 | 2014-08-19 23:00 | 8417.8333 | 8.4178
|  | 2014-08-20 11:05:02 | 36.8282 | 1.1093 | 4.4373 | 6.376 | 6.376 | 0.35967 | 0.35967 | 0.7225 | 0.7225 | 3.6724 | 3.6724 | 8.403 | 8.403 | -12.8573 | -6.4286 | 6.2926 | 0 | 0 |  |  | 4.6592 |  | 0.12049 | 12.0487 | 12.5851 | 0 | 2014-08-19 23:30 | 8403 | 8.403
|  | 2014-08-20 11:35:03 | 36.6332 | 1.1265 | 4.506 | 6.3742 | 6.3742 | 0.31417 | 0.31417 | 0.73317 | 0.73317 | 4.9844 | 4.9844 | 8.3535 | 8.3535 | -11.3678 | -5.6839 | 6.4286 | 0 | 0 |  |  | 4.3258 |  | 0.123 | 12.3003 | 12.8573 | 0 | 2014-08-20 | 8353.5 | 8.3535
|  | 2014-08-20 12:05:01 | 36.3215 | 1.0957 | 4.3827 | 6.3685 | 6.3685 | 0.26167 | 0.26167 | 0.7425 | 0.7425 | 4.9844 | 4.9844 | 8.3542 | 8.3542 | -11.2276 | -5.6138 | 5.6839 | 0 | 0 |  |  | 4.0321 |  | 0.12066 | 12.0663 | 11.3678 | 0 | 2014-08-20 00:30 | 8354.1667 | 8.3542
|  | 2014-08-20 12:35:01 | 36.2087 | 1.0935 | 4.374 | 6.3648 | 6.3648 | 0.2375 | 0.2375 | 0.74333 | 0.74333 | 5.3132 | 5.3132 | 8.3667 | 8.3667 | -10.8091 | -5.4046 | 5.6138 | 0 | 0 |  |  | 4.1116 |  | 0.1208 | 12.08 | 11.2276 | 0 | 2014-08-20 01:00 | 8366.6667 | 8.3667
|  | 2014-08-20 13:05:03 | 36.0428 | 1.1055 | 4.422 | 6.3678 | 6.3678 | 0.2375 | 0.2375 | 0.743 | 0.743 | 5.3132 | 5.3132 | 8.4017 | 8.4017 | -10.5576 | -5.2788 | 5.4046 | 0 | 0 |  |  | 4.7315 |  | 0.12269 | 12.2687 | 10.8091 | 0 | 2014-08-20 01:30 | 8401.6667 | 8.4017
|  | 2014-08-20 13:35:03 | 35.7483 | 1.1325 | 4.53 | 6.3698 | 6.3698 | 0.23833 | 0.23833 | 0.7435 | 0.7435 | 5.7212 | 5.7212 | 8.4322 | 8.4322 | -9.7133 | -4.8567 | 5.2788 | 0 | 0 |  |  | 4.53 |  | 0.12672 | 12.6719 | 10.5576 | 0 | 2014-08-20 02:00 | 8432.1667 | 8.4322
|  | 2014-08-20 14:05:01 | 35.6355 | 1.253 | 5.012 | 6.3675 | 6.3675 | 0.25617 | 0.25617 | 0.74383 | 0.74383 | 5.7212 | 5.7212 | 8.4935 | 8.4935 | -9.0413 | -4.5206 | 4.8567 | 0 | 0 |  |  | 5.3628 |  | 0.14065 | 14.0646 | 9.7133 | 0 | 2014-08-20 02:30 | 8493.5 | 8.4935
|  | 2014-08-20 14:35:02 | 35.655 | 1.358 | 5.432 | 6.3677 | 6.3677 | 0.25717 | 0.25717 | 0.74367 | 0.74367 | 5.1124 | 5.1124 | 8.5462 | 8.5462 | -9.1959 | -4.598 | 4.5206 | 0 | 0 |  |  | 5.2147 |  | 0.15235 | 15.2349 | 9.0413 | 0 | 2014-08-20 03:00 | 8546.1667 | 8.5462
|  | 2014-08-20 15:05:01 | 36.256 | 1.5975 | 6.39 | 6.3713 | 6.3713 | 0.2575 | 0.2575 | 0.74333 | 0.74333 | 5.1124 | 5.1124 | 8.4635 | 8.4635 | -8.9179 | -4.459 | 4.598 | 0 | 0 |  |  | 6.5178 |  | 0.17625 | 17.6247 | 9.1959 | 0 | 2014-08-20 03:30 | 8463.5 | 8.4635
|  | 2014-08-20 15:35:02 | 36.6767 | 1.647 | 6.588 | 6.372 | 6.372 | 0.3325 | 0.3325 | 0.74333 | 0.74333 | 3.8684 | 3.8684 | 8.5012 | 8.5012 | -10.2713 | -5.1356 | 4.459 | 0 | 0 |  |  | 7.0492 |  | 0.17962 | 17.9624 | 8.9179 | 0 | 2014-08-20 04:00 | 8501.1667 | 8.5012
|  | 2014-08-20 16:05:02 | 37.1882 | 1.6132 | 6.4527 | 6.373 | 6.373 | 0.43733 | 0.43733 | 0.74317 | 0.74317 | 3.8684 | 3.8684 | 8.6207 | 8.6207 | -10.6929 | -5.3465 | 5.1356 | 0 | 0 |  |  | 6.3881 |  | 0.17351 | 17.3514 | 10.2713 | 0 | 2014-08-20 04:30 | 8620.6667 | 8.6207
|  | 2014-08-20 16:35:03 | 37.214 | 1.603 | 6.412 | 6.3683 | 6.3683 | 0.46 | 0.46 | 0.74367 | 0.74367 | 3.1276 | 3.1276 | 8.5757 | 8.5757 | -11.5267 | -5.7634 | 5.3465 | 0 | 0 |  |  | 5.7708 |  | 0.1723 | 17.2301 | 10.6929 | 0 | 2014-08-20 05:00 | 8575.6667 | 8.5757
|  | 2014-08-20 17:05:03 | 37.0053 | 1.5123 | 6.0493 | 6.3753 | 6.3753 | 0.45933 | 0.45933 | 0.742 | 0.742 | 3.1276 | 3.1276 | 8.4818 | 8.4818 | -11.7699 | -5.8849 | 5.7634 | 0 | 0 |  |  | 6.2308 |  | 0.16347 | 16.3472 | 11.5267 | 0 | 2014-08-20 05:30 | 8481.8333 | 8.4818
|  | 2014-08-20 17:35:02 | 36.7113 | 1.4508 | 5.8033 | 6.3758 | 6.3758 | 0.45967 | 0.45967 | 0.74083 | 0.74083 | 2.2016 | 2.2016 | 8.4028 | 8.4028 | -12.7272 | -6.3636 | 5.8849 | 0 | 0 |  |  | 6.0355 |  | 0.15808 | 15.808 | 11.7699 | 0 | 2014-08-20 06:00 | 8402.8333 | 8.4028
|  | 2014-08-20 18:05:05 | 36.3563 | 1.4555 | 5.822 | 6.3817 | 6.3817 | 0.373 | 0.373 | 0.74317 | 0.74317 | 2.2016 | 2.2016 | 8.096 | 8.096 | -12.7389 | -6.3694 | 6.3636 | 0 | 0 |  |  | 5.9967 |  | 0.16014 | 16.0137 | 12.7272 | 0 | 2014-08-20 06:30 | 8096 | 8.096
|  | 2014-08-20 18:35:03 | 35.9158 | 1.4578 | 5.8313 | 6.3758 | 6.3758 | 0.35483 | 0.35483 | 0.7435 | 0.7435 | 1.248 | 1.248 | 8.0628 | 8.0628 | -13.2995 | -6.6497 | 6.3694 | 0 | 0 |  |  | 6.4145 |  | 0.16236 | 16.2361 | 12.7389 | 0 | 2014-08-20 07:00 | 8062.8333 | 8.0628
|  | 2014-08-20 19:05:03 | 36.1008 | 1.3292 | 5.3167 | 6.3792 | 6.3792 | 0.37717 | 0.37717 | 0.744 | 0.744 | 1.248 | 1.248 | 8.1302 | 8.1302 | -13.9057 | -6.9528 | 6.6497 | 0 | 0 |  |  | 5.6357 |  | 0.14727 | 14.7273 | 13.2995 | 0 | 2014-08-20 07:30 | 8130.1667 | 8.1302
|  | 2014-08-20 19:35:02 | 36.5253 | 1.2135 | 4.854 | 6.3762 | 6.3762 | 0.5175 | 0.5175 | 0.74367 | 0.74367 | 0.0972 | 0.0972 | 8.2093 | 8.2093 | -15.7275 | -7.8637 | 6.9528 | 0 | 0 |  |  | 4.4657 |  | 0.13289 | 13.2894 | 13.9057 | 0 | 2014-08-20 08:00 | 8209.3333 | 8.2093
|  | 2014-08-20 20:05:02 | 36.3502 | 1.1688 | 4.6753 | 6.3833 | 6.3833 | 0.456 | 0.456 | 0.74367 | 0.74367 | 0.0972 | 0.0972 | 8.3167 | 8.3167 | -15.678 | -7.839 | 7.8637 | 0 | 0 |  |  | 4.3013 |  | 0.12862 | 12.8619 | 15.7275 | 0 | 2014-08-20 08:30 | 8316.6667 | 8.3167
|  | 2014-08-20 20:35:03 | 35.062 | 1.1573 | 4.6293 | 6.3795 | 6.3795 | 0.44767 | 0.44767 | 0.7445 | 0.7445 | 0.028 | 0.028 | 8.1637 | 8.1637 | -14.6693 | -7.3347 | 7.839 | 0 | 0 |  |  | 4.3516 |  | 0.13203 | 13.2033 | 15.678 | 0 | 2014-08-20 09:00 | 8163.6667 | 8.1637
|  | 2014-08-20 21:05:02 | 33.1625 | 1.1282 | 4.5127 | 6.3773 | 6.3773 | 0.31517 | 0.31517 | 0.744 | 0.744 | 0.028 | 0.028 | 8.0368 | 8.0368 | -13.1485 | -6.5742 | 7.3347 | 0 | 0 |  |  | 4.7383 |  | 0.13608 | 13.6077 | 14.6693 | 0 | 2014-08-20 09:30 | 8036.8333 | 8.0368
|  | 2014-08-20 21:35:02 | 30.9652 | 1.1412 | 4.5647 | 6.3787 | 6.3787 | 0.29733 | 0.29733 | 0.744 | 0.744 | 0 | 0 | 7.3997 | 7.3997 | -11.5808 | -5.7904 | 6.5742 | 0 | 0 |  |  | 4.4734 |  | 0.14741 | 14.7413 | 13.1485 | 0 | 2014-08-20 10:00 | 7399.6667 | 7.3997
|  | 2014-08-20 22:05:04 | 28.9908 | 1.1517 | 4.6067 | 6.3747 | 6.3747 | 0.2285 | 0.2285 | 0.74367 | 0.74367 | 0 | 0 | 7.0018 | 7.0018 | -10.0355 | -5.0177 | 5.7904 | 0 | 0 |  |  | 4.146 |  | 0.1589 | 15.8901 | 11.5808 | 0 | 2014-08-20 10:30 | 7001.8333 | 7.0018
|  | 2014-08-20 22:35:03 | 27.0913 | 1.1542 | 4.6167 | 6.3813 | 6.3813 | 0.2225 | 0.2225 | 0.74217 | 0.74217 | 0 | 0 | 6.598 | 6.598 | -8.5307 | -4.2653 | 5.0177 | 0 | 0 |  |  | 4.155 |  | 0.17041 | 17.0411 | 10.0355 | 0 | 2014-08-20 11:00 | 6598 | 6.598
|  | 2014-08-20 23:05:03 | 25.9247 | 1.2018 | 4.8073 | 6.3878 | 6.3878 | 0.2215 | 0.2215 | 0.7395 | 0.7395 | 0 | 0 | 6.165 | 6.165 | -7.6035 | -3.8018 | 4.2653 | 0 | 0 |  |  | 4.7112 |  | 0.18543 | 18.5435 | 8.5307 | 0 | 2014-08-20 11:30 | 6165 | 6.165
|  | 2014-08-20 23:35:02 | 25.2243 | 1.2863 | 5.1453 | 6.3852 | 6.3852 | 0.222 | 0.222 | 0.73683 | 0.73683 | 0 | 0 | 5.5423 | 5.5423 | -7.1927 | -3.5963 | 3.8018 | 0 | 0 |  |  | 5.2482 |  | 0.20398 | 20.3983 | 7.6035 | 0 | 2014-08-20 12:00 | 5542.3333 | 5.5423
|  | 2014-08-21 00:05:04 | 25.2772 | 1.3415 | 5.366 | 6.3845 | 6.3845 | 0.156 | 0.156 | 0.74217 | 0.74217 | 0 | 0 | 5.0412 | 5.0412 | -7.5873 | -3.7937 | 3.5963 | 0 | 0 |  |  | 5.366 |  | 0.21229 | 21.2286 | 7.1927 | 0 | 2014-08-20 12:30 | 5041.1667 | 5.0412
|  | 2014-08-21 00:35:02 | 25.1213 | 1.4618 | 5.8473 | 6.3885 | 6.3885 | 0.14733 | 0.14733 | 0.746 | 0.746 | 0 | 0 | 5.0792 | 5.0792 | -6.913 | -3.4565 | 3.7937 | 0 | 0 |  |  | 5.2626 |  | 0.23276 | 23.2764 | 7.5873 | 0 | 2014-08-20 13:00 | 5079.1667 | 5.0792
|  | 2014-08-21 01:05:02 | 24.793 | 1.4915 | 5.966 | 6.3893 | 6.3893 | 0.14767 | 0.14767 | 0.689 | 0.689 | 0 | 0 | 5.0507 | 5.0507 | -6.5503 | -3.2752 | 3.4565 | 0 | 0 |  |  | 5.7274 |  | 0.24063 | 24.0632 | 6.913 | 0 | 2014-08-20 13:30 | 5050.6667 | 5.0507
|  | 2014-08-21 01:35:02 | 24.384 | 1.624 | 6.496 | 6.3875 | 6.3875 | 0.14617 | 0.14617 | 0.665 | 0.665 | 0 | 0 | 4.8785 | 4.8785 | -5.8108 | -2.9054 | 3.2752 | 0 | 0 |  |  | 6.1712 |  | 0.2664 | 26.6404 | 6.5503 | 0 | 2014-08-20 14:00 | 4878.5 | 4.8785
|  | 2014-08-21 02:05:02 | 23.9883 | 1.8292 | 7.3167 | 6.3898 | 6.3898 | 0.14667 | 0.14667 | 0.65383 | 0.65383 | 0 | 0 | 4.5755 | 4.5755 | -4.9058 | -2.4529 | 2.9054 | 0 | 0 |  |  | 7.3167 |  | 0.30501 | 30.5009 | 5.8108 | 0 | 2014-08-20 14:30 | 4575.5 | 4.5755
|  | 2014-08-21 02:35:02 | 23.836 | 1.8873 | 7.5493 | 6.3863 | 6.3863 | 0.147 | 0.147 | 0.60333 | 0.60333 | 0 | 0 | 4.3898 | 4.3898 | -4.7602 | -2.3801 | 2.4529 | 0 | 0 |  |  | 7.3983 |  | 0.31672 | 31.672 | 4.9058 | 0 | 2014-08-20 15:00 | 4389.8333 | 4.3898
|  | 2014-08-21 03:05:01 | 23.8148 | 1.8392 | 7.3567 | 6.3853 | 6.3853 | 0.14567 | 0.14567 | 0.60167 | 0.60167 | 0 | 0 | 4.3628 | 4.3628 | -4.9627 | -2.4813 | 2.3801 | 0 | 0 |  |  | 7.7981 |  | 0.30891 | 30.8911 | 4.7602 | 0 | 2014-08-20 15:30 | 4362.8333 | 4.3628
|  | 2014-08-21 03:35:03 | 23.8918 | 1.8433 | 7.3733 | 6.3875 | 6.3875 | 0.145 | 0.145 | 0.60367 | 0.60367 | 0 | 0 | 4.3658 | 4.3658 | -5.0165 | -2.5083 | 2.4813 | 0 | 0 |  |  | 8.0369 |  | 0.30861 | 30.8613 | 4.9627 | 0 | 2014-08-20 16:00 | 4365.8333 | 4.3658
|  | 2014-08-21 04:05:02 | 24.2272 | 1.8895 | 7.558 | 6.3828 | 6.3828 | 0.144 | 0.144 | 0.62867 | 0.62867 | 0 | 0 | 4.5368 | 4.5368 | -4.9768 | -2.4884 | 2.5083 | 0 | 0 |  |  | 7.4824 |  | 0.31196 | 31.1964 | 5.0165 | 0 | 2014-08-20 16:30 | 4536.8333 | 4.5368
|  | 2014-08-21 04:35:02 | 24.7958 | 1.8557 | 7.4227 | 6.3833 | 6.3833 | 0.14283 | 0.14283 | 0.65833 | 0.65833 | 0 | 0 | 4.8733 | 4.8733 | -5.3153 | -2.6577 | 2.4884 | 0 | 0 |  |  | 6.6804 |  | 0.29935 | 29.9351 | 4.9768 | 0 | 2014-08-20 17:00 | 4873.3333 | 4.8733
|  | 2014-08-21 05:05:01 | 25.5462 | 1.9158 | 7.6633 | 6.3848 | 6.3848 | 0.13383 | 0.13383 | 0.61483 | 0.61483 | 0 | 0 | 4.9245 | 4.9245 | -5.8248 | -2.9124 | 2.6577 | 0 | 0 |  |  | 8.353 |  | 0.29998 | 29.998 | 5.3153 | 0 | 2014-08-20 17:30 | 4924.5 | 4.9245
|  | 2014-08-21 05:35:02 | 27.4355 | 2.0163 | 8.0653 | 6.3815 | 6.3815 | 0.12883 | 0.12883 | 0.6825 | 0.6825 | 0 | 0 | 5.7357 | 5.7357 | -6.4417 | -3.2208 | 2.9124 | 0 | 0 |  |  | 7.2588 |  | 0.29397 | 29.3974 | 5.8248 | 0 | 2014-08-20 18:00 | 5735.6667 | 5.7357
|  | 2014-08-21 06:05:02 | 30.2152 | 2.0577 | 8.2307 | 6.3818 | 6.3818 | 0.21617 | 0.21617 | 0.71233 | 0.71233 | 0 | 0 | 6.3483 | 6.3483 | -8.3258 | -4.1629 | 3.2208 | 0 | 0 |  |  | 8.3953 |  | 0.2724 | 27.2402 | 6.4417 | 0 | 2014-08-20 18:30 | 6348.3333 | 6.3483
|  | 2014-08-21 06:35:03 | 32.3048 | 2.0368 | 8.1473 | 6.3807 | 6.3807 | 0.2255 | 0.2255 | 0.78333 | 0.78333 | 0.4936 | 0.4936 | 6.9748 | 6.9748 | -9.2996 | -4.6498 | 4.1629 | 0 | 0 |  |  | 8.3103 |  | 0.2522 | 25.2202 | 8.3258 | 0 | 2014-08-20 19:00 | 6974.8333 | 6.9748
|  | 2014-08-21 07:05:02 | 34.3288 | 2.1628 | 8.6513 | 6.3797 | 6.3797 | 0.30583 | 0.30583 | 0.78433 | 0.78433 | 0.4936 | 0.4936 | 7.238 | 7.238 | -10.4761 | -5.238 | 4.6498 | 0 | 0 |  |  | 8.0457 |  | 0.25201 | 25.2014 | 9.2996 | 0 | 2014-08-20 19:30 | 7238 | 7.238
|  | 2014-08-21 07:35:02 | 35.3625 | 2.2535 | 9.014 | 6.3772 | 6.3772 | 0.52217 | 0.52217 | 0.785 | 0.785 | 1.6084 | 1.6084 | 7.5527 | 7.5527 | -9.5031 | -4.7515 | 5.238 | 0 | 0 |  |  | 9.2844 |  | 0.2549 | 25.4903 | 10.4761 | 0 | 2014-08-20 20:00 | 7552.6667 | 7.5527
|  | 2014-08-21 08:05:02 | 36.0538 | 2.314 | 9.256 | 6.3805 | 6.3805 | 0.6365 | 0.6365 | 0.784 | 0.784 | 1.6084 | 1.6084 | 7.6315 | 7.6315 | -9.7569 | -4.8785 | 4.7515 | 0 | 0 |  |  | 9.9039 |  | 0.25673 | 25.6727 | 9.5031 | 0 | 2014-08-20 20:30 | 7631.5 | 7.6315
|  | 2014-08-21 08:35:02 | 36.1133 | 2.3448 | 9.3793 | 6.3798 | 6.3798 | 0.63467 | 0.63467 | 0.78667 | 0.78667 | 2.8416 | 2.8416 | 7.6943 | 7.6943 | -8.3969 | -4.1985 | 4.8785 | 0 | 0 |  |  | 10.2235 |  | 0.25972 | 25.9719 | 9.7569 | 0 | 2014-08-20 21:00 | 7694.3333 | 7.6943
|  | 2014-08-21 09:05:01 | 35.83 | 2.348 | 9.392 | 6.3855 | 6.3855 | 0.43133 | 0.43133 | 0.7815 | 0.7815 | 2.8416 | 2.8416 | 7.7315 | 7.7315 | -8.2666 | -4.1333 | 4.1985 | 0 | 0 |  |  | 8.8285 |  | 0.26213 | 26.2127 | 8.3969 | 0 | 2014-08-20 21:30 | 7731.5 | 7.7315
|  | 2014-08-21 09:35:02 | 35.7753 | 2.455 | 9.82 | 6.3857 | 6.3857 | 0.41067 | 0.41067 | 0.77783 | 0.77783 | 4.6508 | 4.6508 | 7.723 | 7.723 | -6.0074 | -3.0037 | 4.1333 | 0 | 0 |  |  | 10.7038 |  | 0.27449 | 27.4491 | 8.2666 | 0 | 2014-08-20 22:00 | 7723 | 7.723
|  | 2014-08-21 10:05:04 | 35.888 | 2.4797 | 9.9187 | 6.3835 | 6.3835 | 0.41283 | 0.41283 | 0.777 | 0.777 | 4.6508 | 4.6508 | 7.7063 | 7.7063 | -6.0389 | -3.0194 | 3.0037 | 0 | 0 |  |  | 9.1252 |  | 0.27638 | 27.6378 | 6.0074 | 0 | 2014-08-20 22:30 | 7706.3333 | 7.7063
|  | 2014-08-21 10:35:02 | 36.027 | 2.4897 | 9.9587 | 6.3873 | 6.3873 | 0.4305 | 0.4305 | 0.77617 | 0.77617 | 6.0548 | 6.0548 | 7.7325 | 7.7325 | -4.687 | -2.3435 | 3.0194 | 0 | 0 |  |  | 9.8591 |  | 0.27642 | 27.6422 | 6.0389 | 0 | 2014-08-20 23:00 | 7732.5 | 7.7325
|  | 2014-08-21 11:05:04 | 36.2535 | 2.4497 | 9.7987 | 6.376 | 6.376 | 0.418 | 0.418 | 0.77483 | 0.77483 | 6.0548 | 6.0548 | 7.8017 | 7.8017 | -5.0295 | -2.5148 | 2.3435 | 0 | 0 |  |  | 10.4846 |  | 0.27028 | 27.0282 | 4.687 | 0 | 2014-08-20 23:30 | 7801.6667 | 7.8017
|  | 2014-08-21 11:35:01 | 35.9943 | 2.4617 | 9.8467 | 6.3843 | 6.3843 | 0.41817 | 0.41817 | 0.77583 | 0.77583 | 6.9628 | 6.9628 | 7.7367 | 7.7367 | -3.8699 | -1.9349 | 2.5148 | 0 | 0 |  |  | 10.339 |  | 0.27356 | 27.3562 | 5.0295 | 0 | 2014-08-21 | 7736.6667 | 7.7367
|  | 2014-08-21 12:05:05 | 35.6305 | 2.5253 | 10.1013 | 6.381 | 6.381 | 0.36467 | 0.36467 | 0.77617 | 0.77617 | 6.9628 | 6.9628 | 7.5102 | 7.5102 | -3.5344 | -1.7672 | 1.9349 | 0 | 0 |  |  | 10.5054 |  | 0.2835 | 28.3502 | 3.8699 | 0 | 2014-08-21 00:30 | 7510.1667 | 7.5102
|  | 2014-08-21 12:35:01 | 35.3282 | 2.5945 | 10.378 | 6.3762 | 6.3762 | 0.35917 | 0.35917 | 0.77617 | 0.77617 | 6.9832 | 6.9832 | 7.3777 | 7.3777 | -3.0778 | -1.5389 | 1.7672 | 0 | 0 |  |  | 10.378 |  | 0.29376 | 29.376 | 3.5344 | 0 | 2014-08-21 01:00 | 7377.6667 | 7.3777
|  | 2014-08-21 13:05:02 | 35.2438 | 2.6562 | 10.6247 | 6.3718 | 6.3718 | 0.3505 | 0.3505 | 0.77617 | 0.77617 | 6.9832 | 6.9832 | 7.3467 | 7.3467 | -2.7908 | -1.3954 | 1.5389 | 0 | 0 |  |  | 10.9434 |  | 0.30146 | 30.1462 | 3.0778 | 0 | 2014-08-21 01:30 | 7346.6667 | 7.3467
|  | 2014-08-21 13:35:03 | 35.2025 | 2.934 | 11.736 | 6.3747 | 6.3747 | 0.361 | 0.361 | 0.84783 | 0.84783 | 7.3024 | 7.3024 | 7.3092 | 7.3092 | -1.2714 | -0.63572 | 1.3954 | 0 | 0 |  |  | 11.8534 |  | 0.33339 | 33.3385 | 2.7908 | 0 | 2014-08-21 02:00 | 7309.1667 | 7.3092
|  | 2014-08-21 14:05:01 | 35.237 | 3.0472 | 12.1887 | 6.3708 | 6.3708 | 0.38633 | 0.38633 | 0.97533 | 0.97533 | 7.3024 | 7.3024 | 6.9387 | 6.9387 | -1.0748 | -0.53738 | 0.63572 | 0 | 0 |  |  | 12.1887 |  | 0.34591 | 34.5905 | 1.2714 | 0 | 2014-08-21 02:30 | 6938.6667 | 6.9387
|  | 2014-08-21 14:35:02 | 35.2748 | 3.2052 | 12.8207 | 6.372 | 6.372 | 0.3745 | 0.3745 | 1.0932 | 1.0932 | 7.1428 | 7.1428 | 6.7663 | 6.7663 | -0.70537 | -0.35268 | 0.53738 | 0 | 0 |  |  | 11.5386 |  | 0.36345 | 36.3451 | 1.0748 | 0 | 2014-08-21 03:00 | 6766.3333 | 6.7663
|  | 2014-08-21 15:05:02 | 35.647 | 3.2653 | 13.0613 | 6.3715 | 6.3715 | 0.37933 | 0.37933 | 1.0953 | 1.0953 | 7.1428 | 7.1428 | 6.8635 | 6.8635 | -0.7332 | -0.3666 | 0.35268 | 0 | 0 |  |  | 13.845 |  | 0.36641 | 36.6408 | 0.70537 | 0 | 2014-08-21 03:30 | 6863.5 | 6.8635
|  | 2014-08-21 15:35:01 | 36.2775 | 3.4758 | 13.9033 | 6.3783 | 6.3783 | 0.39933 | 0.39933 | 1.0718 | 1.0718 | 6.3644 | 6.3644 | 7.1443 | 7.1443 | -1.0159 | -0.50797 | 0.3666 | 0 | 0 |  |  | 13.9033 |  | 0.38325 | 38.3249 | 0.7332 | 0 | 2014-08-21 04:00 | 7144.3333 | 7.1443
|  | 2014-08-21 16:05:03 | 36.8727 | 3.5548 | 14.2193 | 6.372 | 6.372 | 0.47717 | 0.47717 | 1.0568 | 1.0568 | 6.3644 | 6.3644 | 7.2602 | 7.2602 | -1.1228 | -0.56138 | 0.50797 | 0 | 0 |  |  | 13.6506 |  | 0.38563 | 38.5633 | 1.0159 | 0 | 2014-08-21 04:30 | 7260.1667 | 7.2602
|  | 2014-08-21 16:35:03 | 37.048 | 3.7473 | 14.9893 | 6.3768 | 6.3768 | 0.49133 | 0.49133 | 1.0893 | 1.0893 | 5.3628 | 5.3628 | 7.2955 | 7.2955 | -1.4429 | -0.72143 | 0.56138 | 0 | 0 |  |  | 16.4883 |  | 0.40459 | 40.4592 | 1.1228 | 0 | 2014-08-21 05:00 | 7295.5 | 7.2955
|  | 2014-08-21 17:05:03 | 37.0108 | 3.5628 | 14.2513 | 6.3752 | 6.3752 | 0.492 | 0.492 | 1.1132 | 1.1132 | 5.3628 | 5.3628 | 7.3498 | 7.3498 | -2.0665 | -1.0333 | 0.72143 | 0 | 0 |  |  | 14.2513 |  | 0.38506 | 38.5058 | 1.4429 | 0 | 2014-08-21 05:30 | 7349.8333 | 7.3498
|  | 2014-08-21 17:35:03 | 37.0455 | 3.3158 | 13.2633 | 6.3772 | 6.3772 | 0.4965 | 0.4965 | 1.1113 | 1.1113 | 2.9484 | 2.9484 | 7.3383 | 7.3383 | -5.5104 | -2.7552 | 1.0333 | 0 | 0 |  |  | 14.0591 |  | 0.35803 | 35.8028 | 2.0665 | 0 | 2014-08-21 06:00 | 7338.3333 | 7.3383
|  | 2014-08-21 18:05:03 | 36.8027 | 3.2778 | 13.1113 | 6.3787 | 6.3787 | 0.42033 | 0.42033 | 1.1157 | 1.1157 | 2.9484 | 2.9484 | 7.3218 | 7.3218 | -5.5064 | -2.7532 | 2.7552 | 0 | 0 |  |  | 13.6358 |  | 0.35626 | 35.626 | 5.5104 | 0 | 2014-08-21 06:30 | 7321.8333 | 7.3218
|  | 2014-08-21 18:35:02 | 36.2735 | 2.9948 | 11.9793 | 6.3805 | 6.3805 | 0.4075 | 0.4075 | 1.1157 | 1.1157 | 1.0492 | 1.0492 | 7.2995 | 7.2995 | -8.0418 | -4.0209 | 2.7532 | 0 | 0 |  |  | 11.3804 |  | 0.33025 | 33.025 | 5.5064 | 0 | 2014-08-21 07:00 | 7299.5 | 7.2995
|  | 2014-08-21 19:05:04 | 36.2068 | 2.7495 | 10.998 | 6.3762 | 6.3762 | 0.40933 | 0.40933 | 1.1142 | 1.1142 | 1.0492 | 1.0492 | 7.2363 | 7.2363 | -9.0236 | -4.5118 | 4.0209 | 0 | 0 |  |  | 12.0978 |  | 0.30375 | 30.3755 | 8.0418 | 0 | 2014-08-21 07:30 | 7236.3333 | 7.2363
|  | 2014-08-21 19:35:01 | 36.5605 | 2.599 | 10.396 | 6.3798 | 6.3798 | 0.558 | 0.558 | 1.103 | 1.103 | 0.1208 | 0.1208 | 7.3697 | 7.3697 | -10.6332 | -5.3166 | 4.5118 | 0 | 0 |  |  | 11.1237 |  | 0.28435 | 28.4351 | 9.0236 | 0 | 2014-08-21 08:00 | 7369.6667 | 7.3697
|  | 2014-08-21 20:05:02 | 35.833 | 2.5208 | 10.0833 | 6.3842 | 6.3842 | 0.61133 | 0.61133 | 1.102 | 1.102 | 0.1208 | 0.1208 | 7.3333 | 7.3333 | -10.198 | -5.099 | 5.3166 | 0 | 0 |  |  | 10.0833 |  | 0.2814 | 28.1398 | 10.6332 | 0 | 2014-08-21 08:30 | 7333.3333 | 7.3333
|  | 2014-08-21 20:35:02 | 34.4962 | 2.5245 | 10.098 | 6.3765 | 6.3765 | 0.52617 | 0.52617 | 1.1263 | 1.1263 | 0.012 | 0.012 | 7.0215 | 7.0215 | -9.3357 | -4.6678 | 5.099 | 0 | 0 |  |  | 9.1892 |  | 0.29273 | 29.2728 | 10.198 | 0 | 2014-08-21 09:00 | 7021.5 | 7.0215
|  | 2014-08-21 21:05:02 | 32.7893 | 2.5548 | 10.2193 | 6.3777 | 6.3777 | 0.53017 | 0.53017 | 1.1258 | 1.1258 | 0.012 | 0.012 | 6.591 | 6.591 | -7.9333 | -3.9667 | 4.6678 | 0 | 0 |  |  | 10.6281 |  | 0.31167 | 31.1666 | 9.3357 | 0 | 2014-08-21 09:30 | 6591 | 6.591
|  | 2014-08-21 21:35:02 | 30.4458 | 2.7915 | 11.166 | 6.3828 | 6.3828 | 0.433 | 0.433 | 1.124 | 1.124 | 0 | 0 | 6.2012 | 6.2012 | -5.1388 | -2.5694 | 3.9667 | 0 | 0 |  |  | 11.0543 |  | 0.36675 | 36.675 | 7.9333 | 0 | 2014-08-21 10:00 | 6201.1667 | 6.2012
|  | 2014-08-21 22:05:03 | 28.1087 | 2.7708 | 11.0833 | 6.3768 | 6.3768 | 0.33283 | 0.33283 | 1.1237 | 1.1237 | 0 | 0 | 5.7172 | 5.7172 | -3.4748 | -1.7374 | 2.5694 | 0 | 0 |  |  | 11.305 |  | 0.3943 | 39.4303 | 5.1388 | 0 | 2014-08-21 10:30 | 5717.1667 | 5.7172
|  | 2014-08-21 22:35:02 | 26.1927 | 2.7307 | 10.9227 | 6.3765 | 6.3765 | 0.32583 | 0.32583 | 1.1288 | 1.1288 | 0 | 0 | 5.2353 | 5.2353 | -2.2035 | -1.1018 | 1.7374 | 0 | 0 |  |  | 11.7965 |  | 0.41701 | 41.7012 | 3.4748 | 0 | 2014-08-21 11:00 | 5235.3333 | 5.2353
|  | 2014-08-21 23:05:08 | 25.4243 | 2.7055 | 10.822 | 6.3768 | 6.3768 | 0.32533 | 0.32533 | 1.1333 | 1.1333 | 0 | 0 | 4.8892 | 4.8892 | -1.8777 | -0.93883 | 1.1018 | 0 | 0 |  |  | 10.7138 |  | 0.42566 | 42.5655 | 2.2035 | 0 | 2014-08-21 11:30 | 4889.1667 | 4.8892
|  | 2014-08-21 23:35:03 | 24.8658 | 2.5902 | 10.3607 | 6.3807 | 6.3807 | 0.32667 | 0.32667 | 1.1013 | 1.1013 | 0 | 0 | 4.4418 | 4.4418 | -2.2547 | -1.1273 | 0.93883 | 0 | 0 |  |  | 11.0859 |  | 0.41666 | 41.6663 | 1.8777 | 0 | 2014-08-21 12:00 | 4441.8333 | 4.4418
|  | 2014-08-22 00:05:02 | 24.443 | 2.5118 | 10.0473 | 6.3022 | 6.3022 | 0.274 | 0.274 | 0.99417 | 0.99417 | 0 | 0 | 4.0932 | 4.0932 | -2.7322 | -1.3661 | 1.1273 | 0 | 0 |  |  | 11.0521 |  | 0.41105 | 41.1052 | 2.2547 | 0 | 2014-08-21 12:30 | 4093.1667 | 4.0932
|  | 2014-08-22 00:35:02 | 24.4132 | 2.581 | 10.324 | 5.9857 | 5.9857 | 0.26717 | 0.26717 | 1.038 | 1.038 | 0 | 0 | 4.231 | 4.231 | -2.5673 | -1.2837 | 1.3661 | 0 | 0 |  |  | 10.0143 |  | 0.42289 | 42.2887 | 2.7322 | 0 | 2014-08-21 13:00 | 4231 | 4.231
|  | 2014-08-22 01:05:02 | 24.2482 | 2.6037 | 10.4147 | 5.9825 | 5.9825 | 0.26683 | 0.26683 | 1.0335 | 1.0335 | 0 | 0 | 4.115 | 4.115 | -2.4357 | -1.2178 | 1.2837 | 0 | 0 |  |  | 10.8313 |  | 0.4295 | 42.9503 | 2.5673 | 0 | 2014-08-21 13:30 | 4115 | 4.115
|  | 2014-08-22 01:35:03 | 24.233 | 2.5395 | 10.158 | 5.9873 | 5.9873 | 0.258 | 0.258 | 1.015 | 1.015 | 0 | 0 | 4.0428 | 4.0428 | -2.7718 | -1.3859 | 1.2178 | 0 | 0 |  |  | 9.6501 |  | 0.41918 | 41.918 | 2.4357 | 0 | 2014-08-21 14:00 | 4042.8333 | 4.0428
|  | 2014-08-22 02:05:02 | 24.1487 | 2.4042 | 9.6167 | 5.9803 | 5.9803 | 0.25183 | 0.25183 | 1.0433 | 1.0433 | 0 | 0 | 4.003 | 4.003 | -3.2535 | -1.6267 | 1.3859 | 0 | 0 |  |  | 10.386 |  | 0.39823 | 39.8228 | 2.7718 | 0 | 2014-08-21 14:30 | 4003 | 4.003
|  | 2014-08-22 02:35:02 | 24.1263 | 2.3858 | 9.5433 | 5.9867 | 5.9867 | 0.24817 | 0.24817 | 1.0443 | 1.0443 | 0 | 0 | 4.026 | 4.026 | -3.2778 | -1.6389 | 1.6267 | 0 | 0 |  |  | 9.257 |  | 0.39556 | 39.5557 | 3.2535 | 0 | 2014-08-21 15:00 | 4026 | 4.026
|  | 2014-08-22 03:05:02 | 24.1683 | 2.4167 | 9.6667 | 5.9858 | 5.9858 | 0.245 | 0.245 | 0.99967 | 0.99967 | 0 | 0 | 4.1262 | 4.1262 | -3.145 | -1.5725 | 1.6389 | 0 | 0 |  |  | 10.6333 |  | 0.39997 | 39.9972 | 3.2778 | 0 | 2014-08-21 15:30 | 4126.1667 | 4.1262
|  | 2014-08-22 03:35:04 | 24.2043 | 2.3472 | 9.3887 | 5.9837 | 5.9837 | 0.24383 | 0.24383 | 0.99317 | 0.99317 | 0 | 0 | 4.3498 | 4.3498 | -3.2452 | -1.6226 | 1.5725 | 0 | 0 |  |  | 10.1398 |  | 0.38789 | 38.7892 | 3.145 | 0 | 2014-08-21 16:00 | 4349.8333 | 4.3498
|  | 2014-08-22 04:05:03 | 24.663 | 2.249 | 8.996 | 5.9848 | 5.9848 | 0.2425 | 0.2425 | 1.0395 | 1.0395 | 0 | 0 | 4.6597 | 4.6597 | -3.7405 | -1.8703 | 1.6226 | 0 | 0 |  |  | 8.4562 |  | 0.36476 | 36.4757 | 3.2452 | 0 | 2014-08-21 16:30 | 4659.6667 | 4.6597
|  | 2014-08-22 04:35:03 | 25.2285 | 2.2338 | 8.9353 | 5.9832 | 5.9832 | 0.24133 | 0.24133 | 1.1077 | 1.1077 | 0 | 0 | 4.9328 | 4.9328 | -4.0282 | -2.0141 | 1.8703 | 0 | 0 |  |  | 8.3992 |  | 0.35418 | 35.4176 | 3.7405 | 0 | 2014-08-21 17:00 | 4932.8333 | 4.9328
|  | 2014-08-22 05:05:03 | 25.8873 | 2.2018 | 8.8073 | 5.982 | 5.982 | 0.2415 | 0.2415 | 1.1345 | 1.1345 | 0 | 0 | 4.9392 | 4.9392 | -4.7828 | -2.3914 | 2.0141 | 0 | 0 |  |  | 8.1027 |  | 0.34022 | 34.0218 | 4.0282 | 0 | 2014-08-21 17:30 | 4939.1667 | 4.9392
|  | 2014-08-22 05:35:02 | 27.763 | 2.0588 | 8.2353 | 5.9798 | 5.9798 | 0.24167 | 0.24167 | 1.1353 | 1.1353 | 0 | 0 | 5.795 | 5.795 | -6.3758 | -3.1879 | 2.3914 | 0 | 0 |  |  | 8.4 |  | 0.29663 | 29.663 | 4.7828 | 0 | 2014-08-21 18:00 | 5795 | 5.795
|  | 2014-08-22 06:05:02 | 30.5117 | 1.8402 | 7.3607 | 5.9818 | 5.9818 | 0.32033 | 0.32033 | 1.1368 | 1.1368 | 0 | 0 | 6.2732 | 6.2732 | -9.4388 | -4.7194 | 3.1879 | 0 | 0 |  |  | 6.919 |  | 0.24124 | 24.1241 | 6.3758 | 0 | 2014-08-21 18:30 | 6273.1667 | 6.2732
|  | 2014-08-22 06:35:02 | 32.7007 | 1.7457 | 6.9827 | 5.9798 | 5.9798 | 0.31233 | 0.31233 | 1.1362 | 1.1362 | 0.2348 | 0.2348 | 6.8548 | 6.8548 | -11.2 | -5.6 | 4.7194 | 0 | 0 |  |  | 6.5637 |  | 0.21353 | 21.3533 | 9.4388 | 0 | 2014-08-21 19:00 | 6854.8333 | 6.8548
|  | 2014-08-22 07:05:03 | 34.8695 | 1.7615 | 7.046 | 5.976 | 5.976 | 0.27717 | 0.27717 | 1.1323 | 1.1323 | 0.2348 | 0.2348 | 7.5005 | 7.5005 | -12.7027 | -6.3514 | 5.6 | 0 | 0 |  |  | 7.3278 |  | 0.20207 | 20.2068 | 11.2 | 0 | 2014-08-21 19:30 | 7500.5 | 7.5005
|  | 2014-08-22 07:35:04 | 35.8385 | 1.5633 | 6.2533 | 5.977 | 5.977 | 0.3 | 0.3 | 1.1292 | 1.1292 | 1.0432 | 1.0432 | 7.9442 | 7.9442 | -13.1916 | -6.5958 | 6.3514 | 0 | 0 |  |  | 6.3159 |  | 0.17449 | 17.4486 | 12.7027 | 0 | 2014-08-21 20:00 | 7944.1667 | 7.9442
|  | 2014-08-22 08:05:04 | 36.4917 | 1.537 | 6.148 | 5.9787 | 5.9787 | 0.50867 | 0.50867 | 1.12 | 1.12 | 1.0432 | 1.0432 | 8.138 | 8.138 | -13.5551 | -6.7776 | 6.5958 | 0 | 0 |  |  | 6.6398 |  | 0.16848 | 16.8477 | 13.1916 | 0 | 2014-08-21 20:30 | 8138 | 8.138
|  | 2014-08-22 08:35:01 | 36.5178 | 1.4347 | 5.7387 | 5.9727 | 5.9727 | 0.66067 | 0.66067 | 1.1047 | 1.1047 | 1.4 | 1.4 | 8.0755 | 8.0755 | -13.5657 | -6.7828 | 6.7776 | 0 | 0 |  |  | 6.083 |  | 0.15715 | 15.7147 | 13.5551 | 0 | 2014-08-21 21:00 | 8075.5 | 8.0755
|  | 2014-08-22 09:05:03 | 36.4142 | 1.4037 | 5.6147 | 5.9768 | 5.9768 | 0.58267 | 0.58267 | 1.1013 | 1.1013 | 1.4 | 1.4 | 8.0115 | 8.0115 | -13.7272 | -6.8636 | 6.7828 | 0 | 0 |  |  | 6.0638 |  | 0.15419 | 15.4189 | 13.5657 | 0 | 2014-08-21 21:30 | 8011.5 | 8.0115
|  | 2014-08-22 09:35:02 | 36.3505 | 1.3168 | 5.2673 | 5.9657 | 5.9657 | 0.52817 | 0.52817 | 1.1025 | 1.1025 | 3.1264 | 3.1264 | 8.0035 | 8.0035 | -12.3569 | -6.1785 | 6.8636 | 0 | 0 |  |  | 5.478 |  | 0.1449 | 14.4904 | 13.7272 | 0 | 2014-08-21 22:00 | 8003.5 | 8.0035
|  | 2014-08-22 10:05:04 | 36.4817 | 1.303 | 5.212 | 5.9588 | 5.9588 | 0.52467 | 0.52467 | 1.1175 | 1.1175 | 3.1264 | 3.1264 | 8.019 | 8.019 | -12.5233 | -6.2616 | 6.1785 | 0 | 0 |  |  | 5.5768 |  | 0.14287 | 14.2866 | 12.3569 | 0 | 2014-08-21 22:30 | 8019 | 8.019
|  | 2014-08-22 10:35:03 | 36.4457 | 1.3283 | 5.3133 | 5.9603 | 5.9603 | 0.48883 | 0.48883 | 1.1302 | 1.1302 | 4.204 | 4.204 | 7.9967 | 7.9967 | -11.3523 | -5.6762 | 6.2616 | 0 | 0 |  |  | 4.9945 |  | 0.14579 | 14.5788 | 12.5233 | 0 | 2014-08-21 23:00 | 7996.6667 | 7.9967
|  | 2014-08-22 11:05:02 | 36.2937 | 1.2958 | 5.1833 | 5.9572 | 5.9572 | 0.46133 | 0.46133 | 1.1277 | 1.1277 | 4.204 | 4.204 | 7.9165 | 7.9165 | -11.4437 | -5.7218 | 5.6762 | 0 | 0 |  |  | 5.2352 |  | 0.14282 | 14.2816 | 11.3523 | 0 | 2014-08-21 23:30 | 7916.5 | 7.9165
|  | 2014-08-22 11:35:02 | 36.1122 | 1.3397 | 5.3587 | 5.9597 | 5.9597 | 0.42767 | 0.42767 | 1.1297 | 1.1297 | 6.1372 | 6.1372 | 7.9607 | 7.9607 | -9.1386 | -4.5693 | 5.7218 | 0 | 0 |  |  | 5.4123 |  | 0.14839 | 14.839 | 11.4437 | 0 | 2014-08-22 | 7960.6667 | 7.9607
|  | 2014-08-22 12:05:02 | 35.6327 | 1.3853 | 5.5413 | 5.9747 | 5.9747 | 0.30217 | 0.30217 | 1.1315 | 1.1315 | 6.1372 | 6.1372 | 7.5765 | 7.5765 | -8.9693 | -4.4847 | 4.5693 | 0 | 0 |  |  | 5.3751 |  | 0.15551 | 15.5513 | 9.1386 | 0 | 2014-08-22 00:30 | 7576.5 | 7.5765
|  | 2014-08-22 12:35:03 | 35.069 | 1.4618 | 5.8473 | 5.9788 | 5.9788 | 0.28833 | 0.28833 | 1.137 | 1.137 | 6.8956 | 6.8956 | 7.2237 | 7.2237 | -7.6982 | -3.8491 | 4.4847 | 0 | 0 |  |  | 6.0812 |  | 0.16674 | 16.6738 | 8.9693 | 0 | 2014-08-22 01:00 | 7223.6667 | 7.2237
|  | 2014-08-22 13:05:01 | 34.6503 | 1.4215 | 5.686 | 6.0043 | 6.0043 | 0.27833 | 0.27833 | 1.1393 | 1.1393 | 6.8956 | 6.8956 | 7.168 | 7.168 | -7.4787 | -3.7394 | 3.8491 | 0 | 0 |  |  | 5.9134 |  | 0.1641 | 16.4097 | 7.6982 | 0 | 2014-08-22 01:30 | 7168 | 7.168
|  | 2014-08-22 13:35:02 | 34.2198 | 1.2625 | 5.05 | 6.0043 | 6.0043 | 0.2895 | 0.2895 | 1.1298 | 1.1298 | 7.308 | 7.308 | 7.1435 | 7.1435 | -7.2947 | -3.6473 | 3.7394 | 0 | 0 |  |  | 5.1005 |  | 0.14758 | 14.7575 | 7.4787 | 0 | 2014-08-22 02:00 | 7143.5 | 7.1435
|  | 2014-08-22 14:05:03 | 33.8153 | 1.2082 | 4.8327 | 6.0002 | 6.0002 | 0.288 | 0.288 | 1.1297 | 1.1297 | 7.308 | 7.308 | 7.314 | 7.314 | -6.9428 | -3.4714 | 3.6473 | 0 | 0 |  |  | 4.3977 |  | 0.14291 | 14.2913 | 7.2947 | 0 | 2014-08-22 02:30 | 7314 | 7.314
|  | 2014-08-22 14:35:02 | 33.714 | 1.1358 | 4.5433 | 6.0012 | 6.0012 | 0.282 | 0.282 | 1.1262 | 1.1262 | 5.0676 | 5.0676 | 7.324 | 7.324 | -9.3697 | -4.6849 | 3.4714 | 0 | 0 |  |  | 4.8614 |  | 0.13476 | 13.4761 | 6.9428 | 0 | 2014-08-22 03:00 | 7324 | 7.324
|  | 2014-08-22 15:05:02 | 33.996 | 1.2987 | 5.1947 | 6.0005 | 6.0005 | 0.28133 | 0.28133 | 1.1225 | 1.1225 | 5.0676 | 5.0676 | 7.362 | 7.362 | -8.9674 | -4.4837 | 4.6849 | 0 | 0 |  |  | 5.1947 |  | 0.1528 | 15.2802 | 9.3697 | 0 | 2014-08-22 03:30 | 7362 | 7.362
|  | 2014-08-22 15:35:01 | 34.6195 | 1.4065 | 5.626 | 6.002 | 6.002 | 0.297 | 0.297 | 1.1108 | 1.1108 | 4.1616 | 4.1616 | 7.7515 | 7.7515 | -9.6706 | -4.8353 | 4.4837 | 0 | 0 |  |  | 6.0761 |  | 0.16251 | 16.251 | 8.9674 | 0 | 2014-08-22 04:00 | 7751.5 | 7.7515
|  | 2014-08-22 16:05:04 | 35.1277 | 1.4013 | 5.6053 | 6.0035 | 6.0035 | 0.4125 | 0.4125 | 0.87133 | 0.87133 | 4.1616 | 4.1616 | 7.9843 | 7.9843 | -10.0891 | -5.0445 | 4.8353 | 0 | 0 |  |  | 6.1659 |  | 0.15957 | 15.957 | 9.6706 | 0 | 2014-08-22 04:30 | 7984.3333 | 7.9843
|  | 2014-08-22 16:35:03 | 35.0872 | 1.3998 | 5.5993 | 6.0025 | 6.0025 | 0.42483 | 0.42483 | 0.7745 | 0.7745 | 3.012 | 3.012 | 7.9425 | 7.9425 | -11.3315 | -5.6657 | 5.0445 | 0 | 0 |  |  | 5.1514 |  | 0.15958 | 15.9584 | 10.0891 | 0 | 2014-08-22 05:00 | 7942.5 | 7.9425
|  | 2014-08-22 17:05:02 | 34.9277 | 1.4395 | 5.758 | 6.0003 | 6.0003 | 0.42467 | 0.42467 | 0.7765 | 0.7765 | 3.012 | 3.012 | 7.8562 | 7.8562 | -11.1 | -5.55 | 5.6657 | 0 | 0 |  |  | 5.758 |  | 0.16485 | 16.4855 | 11.3315 | 0 | 2014-08-22 05:30 | 7856.1667 | 7.8562
|  | 2014-08-22 17:35:02 | 34.6078 | 1.4295 | 5.718 | 6.0022 | 6.0022 | 0.42933 | 0.42933 | 0.777 | 0.777 | 2.0812 | 2.0812 | 7.6577 | 7.6577 | -11.9425 | -5.9712 | 5.55 | 0 | 0 |  |  | 6.1754 |  | 0.16522 | 16.5223 | 11.1 | 0 | 2014-08-22 06:00 | 7657.6667 | 7.6577
|  | 2014-08-22 18:05:03 | 34.439 | 1.4282 | 5.7127 | 5.9995 | 5.9995 | 0.39383 | 0.39383 | 0.77633 | 0.77633 | 2.0812 | 2.0812 | 7.4055 | 7.4055 | -12.07 | -6.035 | 5.9712 | 0 | 0 |  |  | 5.5984 |  | 0.16588 | 16.5878 | 11.9425 | 0 | 2014-08-22 06:30 | 7405.5 | 7.4055
|  | 2014-08-22 18:35:01 | 34.09 | 1.3418 | 5.3673 | 5.995 | 5.995 | 0.392 | 0.392 | 0.775 | 0.775 | 0.976 | 0.976 | 7.2045 | 7.2045 | -13.3802 | -6.6901 | 6.035 | 0 | 0 |  |  | 5.2063 |  | 0.15745 | 15.7446 | 12.07 | 0 | 2014-08-22 07:00 | 7204.5 | 7.2045
|  | 2014-08-22 19:05:02 | 34.1113 | 1.3467 | 5.3867 | 5.9983 | 5.9983 | 0.37867 | 0.37867 | 0.77533 | 0.77533 | 0.976 | 0.976 | 7.2018 | 7.2018 | -13.3945 | -6.6973 | 6.6901 | 0 | 0 |  |  | 5.3328 |  | 0.15791 | 15.7914 | 13.3802 | 0 | 2014-08-22 07:30 | 7201.8333 | 7.2018
|  | 2014-08-22 19:35:03 | 34.5525 | 1.43 | 5.72 | 6.0035 | 6.0035 | 0.52283 | 0.52283 | 0.77467 | 0.77467 | 0.0888 | 0.0888 | 7.1792 | 7.1792 | -14.2635 | -7.1318 | 6.6973 | 0 | 0 |  |  | 6.2348 |  | 0.16555 | 16.5545 | 13.3945 | 0 | 2014-08-22 08:00 | 7179.1667 | 7.1792
|  | 2014-08-22 20:05:03 | 34.3647 | 1.5652 | 6.2607 | 5.999 | 5.999 | 0.53067 | 0.53067 | 0.63133 | 0.63133 | 0.0888 | 0.0888 | 6.8493 | 6.8493 | -14.0049 | -7.0024 | 7.1318 | 0 | 0 |  |  | 6.1981 |  | 0.18218 | 18.2183 | 14.2635 | 0 | 2014-08-22 08:30 | 6849.3333 | 6.8493
|  | 2014-08-22 20:35:02 | 33.2912 | 1.2943 | 5.1773 | 5.997 | 5.997 | 0.42183 | 0.42183 | 0.434 | 0.434 | 0 | 0 | 6.2568 | 6.2568 | -15.0042 | -7.5021 | 7.0024 | 0 | 0 |  |  | 5.4362 |  | 0.15552 | 15.5517 | 14.0049 | 0 | 2014-08-22 09:00 | 6256.8333 | 6.2568
|  | 2014-08-22 21:05:02 | 31.8298 | 1.1247 | 4.4987 | 5.999 | 5.999 | 0.41767 | 0.41767 | 0.42917 | 0.42917 | 0 | 0 | 6.0208 | 6.0208 | -14.4645 | -7.2323 | 7.5021 | 0 | 0 |  |  | 4.2737 |  | 0.14133 | 14.1335 | 15.0042 | 0 | 2014-08-22 09:30 | 6020.8333 | 6.0208
|  | 2014-08-22 21:35:04 | 30.1652 | 1.0737 | 4.2947 | 5.9925 | 5.9925 | 0.41817 | 0.41817 | 0.42933 | 0.42933 | 0 | 0 | 6.0093 | 6.0093 | -13.0212 | -6.5106 | 7.2323 | 0 | 0 |  |  | 4.0799 |  | 0.14237 | 14.2372 | 14.4645 | 0 | 2014-08-22 10:00 | 6009.3333 | 6.0093
|  | 2014-08-22 22:05:03 | 28.2567 | 1.0582 | 4.2327 | 6.001 | 6.001 | 0.3525 | 0.3525 | 0.42 | 0.42 | 0 | 0 | 5.631 | 5.631 | -11.6195 | -5.8098 | 6.5106 | 0 | 0 |  |  | 4.021 |  | 0.14979 | 14.9794 | 13.0212 | 0 | 2014-08-22 10:30 | 5631 | 5.631
|  | 2014-08-22 22:35:03 | 26.4825 | 1.1222 | 4.4887 | 5.9943 | 5.9943 | 0.34533 | 0.34533 | 0.2935 | 0.2935 | 0 | 0 | 5.4713 | 5.4713 | -9.8893 | -4.9447 | 5.8098 | 0 | 0 |  |  | 4.0398 |  | 0.1695 | 16.9496 | 11.6195 | 0 | 2014-08-22 11:00 | 5471.3333 | 5.4713
|  | 2014-08-22 23:05:03 | 25.0358 | 1.1043 | 4.4173 | 5.9977 | 5.9977 | 0.33017 | 0.33017 | 0.33583 | 0.33583 | 0 | 0 | 4.9518 | 4.9518 | -9.003 | -4.5015 | 4.9447 | 0 | 0 |  |  | 4.4615 |  | 0.17644 | 17.644 | 9.8893 | 0 | 2014-08-22 11:30 | 4951.8333 | 4.9518
|  | 2014-08-22 23:35:02 | 24.0223 | 1.1263 | 4.5053 | 6.004 | 6.004 | 0.228 | 0.228 | 0.46967 | 0.46967 | 0 | 0 | 4.7588 | 4.7588 | -8.0565 | -4.0283 | 4.5015 | 0 | 0 |  |  | 4.7757 |  | 0.18755 | 18.7548 | 9.003 | 0 | 2014-08-22 12:00 | 4758.8333 | 4.7588
|  | 2014-08-23 00:05:02 | 24.2935 | 1.1968 | 4.7873 | 5.998 | 5.998 | 0.17933 | 0.17933 | 0.4895 | 0.4895 | 0 | 0 | 4.9147 | 4.9147 | -7.9247 | -3.9623 | 4.0283 | 0 | 0 |  |  | 4.6437 |  | 0.19706 | 19.7062 | 8.0565 | 0 | 2014-08-22 12:30 | 4914.6667 | 4.9147
|  | 2014-08-23 00:35:02 | 24.1685 | 1.3385 | 5.354 | 5.9993 | 5.9993 | 0.1675 | 0.1675 | 0.61867 | 0.61867 | 0 | 0 | 4.7712 | 4.7712 | -7.2578 | -3.6289 | 3.9623 | 0 | 0 |  |  | 5.8894 |  | 0.22153 | 22.1528 | 7.9247 | 0 | 2014-08-22 13:00 | 4771.1667 | 4.7712
|  | 2014-08-23 01:05:02 | 23.899 | 1.3438 | 5.3753 | 6.0022 | 6.0022 | 0.15267 | 0.15267 | 0.74533 | 0.74533 | 0 | 0 | 4.797 | 4.797 | -6.8265 | -3.4132 | 3.6289 | 0 | 0 |  |  | 5.4828 |  | 0.22492 | 22.4919 | 7.2578 | 0 | 2014-08-22 13:30 | 4797 | 4.797
|  | 2014-08-23 01:35:03 | 23.5957 | 1.4168 | 5.6673 | 6.0007 | 6.0007 | 0.14967 | 0.14967 | 0.75267 | 0.75267 | 0 | 0 | 4.8032 | 4.8032 | -6.2222 | -3.1111 | 3.4132 | 0 | 0 |  |  | 5.3273 |  | 0.24019 | 24.0185 | 6.8265 | 0 | 2014-08-22 14:00 | 4803.1667 | 4.8032
|  | 2014-08-23 02:05:02 | 23.3487 | 1.4798 | 5.9193 | 6.0082 | 6.0082 | 0.1505 | 0.1505 | 0.84717 | 0.84717 | 0 | 0 | 4.6478 | 4.6478 | -5.7757 | -2.8878 | 3.1111 | 0 | 0 |  |  | 5.9193 |  | 0.25352 | 25.3519 | 6.2222 | 0 | 2014-08-22 14:30 | 4647.8333 | 4.6478
|  | 2014-08-23 02:35:02 | 23.2778 | 1.5237 | 6.0947 | 6.0067 | 6.0067 | 0.15017 | 0.15017 | 1.0988 | 1.0988 | 0 | 0 | 4.5582 | 4.5582 | -5.3693 | -2.6847 | 2.8878 | 0 | 0 |  |  | 6.5213 |  | 0.26182 | 26.1823 | 5.7757 | 0 | 2014-08-22 15:00 | 4558.1667 | 4.5582
|  | 2014-08-23 03:05:03 | 23.1495 | 1.4268 | 5.7073 | 6.0023 | 6.0023 | 0.14767 | 0.14767 | 1.1438 | 1.1438 | 0 | 0 | 4.5653 | 4.5653 | -5.583 | -2.7915 | 2.6847 | 0 | 0 |  |  | 6.2781 |  | 0.24654 | 24.6542 | 5.3693 | 0 | 2014-08-22 15:30 | 4565.3333 | 4.5653
|  | 2014-08-23 03:35:01 | 23.0335 | 1.3953 | 5.5813 | 6.0075 | 6.0075 | 0.146 | 0.146 | 1.1273 | 1.1273 | 0 | 0 | 4.5643 | 4.5643 | -5.607 | -2.8035 | 2.7915 | 0 | 0 |  |  | 5.1348 |  | 0.24231 | 24.2314 | 5.583 | 0 | 2014-08-22 16:00 | 4564.3333 | 4.5643
|  | 2014-08-23 04:05:02 | 23.231 | 1.4513 | 5.8053 | 6.0095 | 6.0095 | 0.146 | 0.146 | 1.1278 | 1.1278 | 0 | 0 | 4.6023 | 4.6023 | -5.54 | -2.77 | 2.8035 | 0 | 0 |  |  | 5.8053 |  | 0.2499 | 24.9896 | 5.607 | 0 | 2014-08-22 16:30 | 4602.3333 | 4.6023
|  | 2014-08-23 04:35:03 | 23.501 | 1.505 | 6.02 | 6.0058 | 6.0058 | 0.14633 | 0.14633 | 1.1398 | 1.1398 | 0 | 0 | 4.5795 | 4.5795 | -5.6095 | -2.8047 | 2.77 | 0 | 0 |  |  | 6.5016 |  | 0.25616 | 25.6159 | 5.54 | 0 | 2014-08-22 17:00 | 4579.5 | 4.5795
|  | 2014-08-23 05:05:01 | 23.8027 | 1.5093 | 6.0373 | 6.0115 | 6.0115 | 0.14583 | 0.14583 | 1.1418 | 1.1418 | 0 | 0 | 4.6667 | 4.6667 | -5.7995 | -2.8997 | 2.8047 | 0 | 0 |  |  | 5.5543 |  | 0.25364 | 25.3641 | 5.6095 | 0 | 2014-08-22 17:30 | 4666.6667 | 4.6667
|  | 2014-08-23 05:35:02 | 24.4277 | 1.6615 | 6.646 | 6.008 | 6.008 | 0.146 | 0.146 | 1.1447 | 1.1447 | 0 | 0 | 4.7298 | 4.7298 | -5.7532 | -2.8766 | 2.8997 | 0 | 0 |  |  | 7.3106 |  | 0.27207 | 27.2069 | 5.7995 | 0 | 2014-08-22 18:00 | 4729.8333 | 4.7298
|  | 2014-08-23 06:05:02 | 25.1787 | 1.7285 | 6.914 | 6.01 | 6.01 | 0.1845 | 0.1845 | 1.1442 | 1.1442 | 0 | 0 | 4.7995 | 4.7995 | -6.1265 | -3.0633 | 2.8766 | 0 | 0 |  |  | 7.1906 |  | 0.2746 | 27.4598 | 5.7532 | 0 | 2014-08-22 18:30 | 4799.5 | 4.7995
|  | 2014-08-23 06:35:02 | 26.3177 | 1.6193 | 6.4773 | 6.0115 | 6.0115 | 0.18667 | 0.18667 | 1.1437 | 1.1437 | 0.1128 | 0.1128 | 4.9502 | 4.9502 | -7.4355 | -3.7178 | 3.0633 | 0 | 0 |  |  | 6.8012 |  | 0.24612 | 24.6121 | 6.1265 | 0 | 2014-08-22 19:00 | 4950.1667 | 4.9502
|  | 2014-08-23 07:05:01 | 28.078 | 1.486 | 5.944 | 6.0125 | 6.0125 | 0.187 | 0.187 | 1.1428 | 1.1428 | 0.1128 | 0.1128 | 5.4777 | 5.4777 | -9.2012 | -4.6006 | 3.7178 | 0 | 0 |  |  | 5.5279 |  | 0.2117 | 21.1696 | 7.4355 | 0 | 2014-08-22 19:30 | 5477.6667 | 5.4777
|  | 2014-08-23 07:35:03 | 29.3785 | 1.3415 | 5.366 | 6.0123 | 6.0123 | 0.193 | 0.193 | 1.1428 | 1.1428 | 0.6504 | 0.6504 | 5.854 | 5.854 | -10.1599 | -5.08 | 4.6006 | 0 | 0 |  |  | 5.1514 |  | 0.18265 | 18.2651 | 9.2012 | 0 | 2014-08-22 20:00 | 5854 | 5.854
|  | 2014-08-23 08:05:01 | 30.5585 | 1.323 | 5.292 | 6.0088 | 6.0088 | 0.42833 | 0.42833 | 1.141 | 1.141 | 0.6504 | 0.6504 | 6.0153 | 6.0153 | -11.0226 | -5.5113 | 5.08 | 0 | 0 |  |  | 4.8157 |  | 0.17318 | 17.3176 | 10.1599 | 0 | 2014-08-22 20:30 | 6015.3333 | 6.0153
|  | 2014-08-23 08:35:02 | 30.9895 | 1.2542 | 5.0167 | 6.0007 | 6.0007 | 0.53233 | 0.53233 | 1.1415 | 1.1415 | 1.1836 | 1.1836 | 6.1052 | 6.1052 | -11.0096 | -5.5048 | 5.5113 | 0 | 0 |  |  | 4.9163 |  | 0.16188 | 16.1883 | 11.0226 | 0 | 2014-08-22 21:00 | 6105.1667 | 6.1052
|  | 2014-08-23 09:05:02 | 31.199 | 1.2468 | 4.9873 | 5.9985 | 5.9985 | 0.5375 | 0.5375 | 1.126 | 1.126 | 1.1836 | 1.1836 | 6.0993 | 6.0993 | -11.2667 | -5.6334 | 5.5048 | 0 | 0 |  |  | 5.0871 |  | 0.15986 | 15.9856 | 11.0096 | 0 | 2014-08-22 21:30 | 6099.3333 | 6.0993
|  | 2014-08-23 09:35:02 | 31.189 | 1.3162 | 5.2647 | 5.9988 | 5.9988 | 0.6155 | 0.6155 | 1.1317 | 1.1317 | 1.706 | 1.706 | 6.1013 | 6.1013 | -10.371 | -5.1855 | 5.6334 | 0 | 0 |  |  | 5.6332 |  | 0.1688 | 16.8799 | 11.2667 | 0 | 2014-08-22 22:00 | 6101.3333 | 6.1013
|  | 2014-08-23 10:05:03 | 31.0012 | 1.2502 | 5.0007 | 5.9983 | 5.9983 | 0.557 | 0.557 | 1.1368 | 1.1368 | 1.706 | 1.706 | 6.1203 | 6.1203 | -10.482 | -5.241 | 5.1855 | 0 | 0 |  |  | 4.8506 |  | 0.16131 | 16.1306 | 10.371 | 0 | 2014-08-22 22:30 | 6120.3333 | 6.1203
|  | 2014-08-23 10:35:03 | 31.0307 | 1.1742 | 4.6967 | 5.9973 | 5.9973 | 0.57467 | 0.57467 | 1.1352 | 1.1352 | 2.5504 | 2.5504 | 6.2088 | 6.2088 | -9.8676 | -4.9338 | 5.241 | 0 | 0 |  |  | 4.3209 |  | 0.15136 | 15.1356 | 10.482 | 0 | 2014-08-22 23:00 | 6208.8333 | 6.2088
|  | 2014-08-23 11:05:03 | 30.8352 | 1.1743 | 4.6973 | 6.0005 | 6.0005 | 0.56617 | 0.56617 | 1.1427 | 1.1427 | 2.5504 | 2.5504 | 6.3147 | 6.3147 | -9.5634 | -4.7817 | 4.9338 | 0 | 0 |  |  | 4.5094 |  | 0.15234 | 15.2337 | 9.8676 | 0 | 2014-08-22 23:30 | 6314.6667 | 6.3147
|  | 2014-08-23 11:35:02 | 30.6972 | 1.1427 | 4.5707 | 5.9975 | 5.9975 | 0.53067 | 0.53067 | 1.1428 | 1.1428 | 4.9924 | 4.9924 | 6.2598 | 6.2598 | -7.2033 | -3.6016 | 4.7817 | 0 | 0 |  |  | 4.3878 |  | 0.1489 | 14.8895 | 9.5634 | 0 | 2014-08-23 | 6259.8333 | 6.2598
|  | 2014-08-23 12:05:03 | 30.234 | 1.1803 | 4.7213 | 5.9982 | 5.9982 | 0.44817 | 0.44817 | 1.1437 | 1.1437 | 4.9924 | 4.9924 | 6.1362 | 6.1362 | -6.7941 | -3.3971 | 3.6016 | 0 | 0 |  |  | 4.2964 |  | 0.15616 | 15.616 | 7.2033 | 0 | 2014-08-23 00:30 | 6136.1667 | 6.1362
|  | 2014-08-23 12:35:02 | 29.6585 | 1.2198 | 4.8793 | 6.0048 | 6.0048 | 0.357 | 0.357 | 1.1443 | 1.1443 | 5.618 | 5.618 | 6.0308 | 6.0308 | -5.6242 | -2.8121 | 3.3971 | 0 | 0 |  |  | 4.4402 |  | 0.16452 | 16.4517 | 6.7941 | 0 | 2014-08-23 01:00 | 6030.8333 | 6.0308
|  | 2014-08-23 13:05:03 | 29.0365 | 1.4037 | 5.6147 | 6.0043 | 6.0043 | 0.35283 | 0.35283 | 1.1443 | 1.1443 | 5.618 | 5.618 | 5.6925 | 5.6925 | -4.6098 | -2.3049 | 2.8121 | 0 | 0 |  |  | 5.8954 |  | 0.19337 | 19.3366 | 5.6242 | 0 | 2014-08-23 01:30 | 5692.5 | 5.6925
|  | 2014-08-23 13:35:02 | 28.5687 | 1.4365 | 5.746 | 6.0023 | 6.0023 | 0.35633 | 0.35633 | 1.1443 | 1.1443 | 5.6972 | 5.6972 | 5.3862 | 5.3862 | -4.2363 | -2.1182 | 2.3049 | 0 | 0 |  |  | 6.0908 |  | 0.20113 | 20.1129 | 4.6098 | 0 | 2014-08-23 02:00 | 5386.1667 | 5.3862
|  | 2014-08-23 14:05:03 | 28.3627 | 1.539 | 6.156 | 5.9997 | 5.9997 | 0.35433 | 0.35433 | 1.1445 | 1.1445 | 5.6972 | 5.6972 | 5.3387 | 5.3387 | -3.6723 | -1.8362 | 2.1182 | 0 | 0 |  |  | 6.4638 |  | 0.21705 | 21.7046 | 4.2363 | 0 | 2014-08-23 02:30 | 5338.6667 | 5.3387
|  | 2014-08-23 14:35:02 | 28.3032 | 1.6333 | 6.5333 | 5.9992 | 5.9992 | 0.354 | 0.354 | 1.1458 | 1.1458 | 4.4264 | 4.4264 | 5.3263 | 5.3263 | -4.5181 | -2.2591 | 1.8362 | 0 | 0 |  |  | 6.4027 |  | 0.23083 | 23.0834 | 3.6723 | 0 | 2014-08-23 03:00 | 5326.3333 | 5.3263
|  | 2014-08-23 15:05:03 | 28.6038 | 1.8142 | 7.2567 | 5.956 | 5.956 | 0.34417 | 0.34417 | 1.1455 | 1.1455 | 4.4264 | 4.4264 | 5.479 | 5.479 | -3.9961 | -1.998 | 2.2591 | 0 | 0 |  |  | 7.6195 |  | 0.2537 | 25.3696 | 4.5181 | 0 | 2014-08-23 03:30 | 5479 | 5.479
|  | 2014-08-23 15:35:04 | 29.248 | 1.8412 | 7.3647 | 5.8325 | 5.8325 | 0.3385 | 0.3385 | 1.146 | 1.146 | 2.902 | 2.902 | 6.0007 | 6.0007 | -5.6637 | -2.8318 | 1.998 | 0 | 0 |  |  | 7.8802 |  | 0.2518 | 25.1801 | 3.9961 | 0 | 2014-08-23 04:00 | 6000.6667 | 6.0007
|  | 2014-08-23 16:05:03 | 30.2655 | 1.7122 | 6.8487 | 5.8253 | 5.8253 | 0.36417 | 0.36417 | 1.1485 | 1.1485 | 2.902 | 2.902 | 6.3463 | 6.3463 | -6.8305 | -3.4153 | 2.8318 | 0 | 0 |  |  | 6.7117 |  | 0.22629 | 22.6286 | 5.6637 | 0 | 2014-08-23 04:30 | 6346.3333 | 6.3463
|  | 2014-08-23 16:35:02 | 30.7958 | 1.8498 | 7.3993 | 5.8197 | 5.8197 | 0.36967 | 0.36967 | 1.1493 | 1.1493 | 2.0624 | 2.0624 | 6.4152 | 6.4152 | -7.5803 | -3.7901 | 3.4153 | 0 | 0 |  |  | 7.8433 |  | 0.24027 | 24.0271 | 6.8305 | 0 | 2014-08-23 05:00 | 6415.1667 | 6.4152
|  | 2014-08-23 17:05:01 | 31.0087 | 1.779 | 7.116 | 5.817 | 5.817 | 0.368 | 0.368 | 1.1478 | 1.1478 | 2.0624 | 2.0624 | 6.4213 | 6.4213 | -8.0761 | -4.0381 | 3.7901 | 0 | 0 |  |  | 6.689 |  | 0.22948 | 22.9484 | 7.5803 | 0 | 2014-08-23 05:30 | 6421.3333 | 6.4213
|  | 2014-08-23 17:35:03 | 31.0932 | 1.8813 | 7.5253 | 5.818 | 5.818 | 0.38117 | 0.38117 | 1.1468 | 1.1468 | 1.5068 | 1.5068 | 6.442 | 6.442 | -8.273 | -4.1365 | 4.0381 | 0 | 0 |  |  | 8.2779 |  | 0.24203 | 24.2025 | 8.0761 | 0 | 2014-08-23 06:00 | 6442 | 6.442
|  | 2014-08-23 18:05:03 | 31.0152 | 1.8328 | 7.3313 | 5.8187 | 5.8187 | 0.36733 | 0.36733 | 1.1482 | 1.1482 | 1.5068 | 1.5068 | 6.4432 | 6.4432 | -8.3997 | -4.1999 | 4.1365 | 0 | 0 |  |  | 7.3313 |  | 0.23638 | 23.6379 | 8.273 | 0 | 2014-08-23 06:30 | 6443.1667 | 6.4432
|  | 2014-08-23 18:35:01 | 30.8455 | 1.651 | 6.604 | 5.8225 | 5.8225 | 0.366 | 0.366 | 1.1487 | 1.1487 | 0.4396 | 0.4396 | 6.4473 | 6.4473 | -10.0174 | -5.0087 | 4.1999 | 0 | 0 |  |  | 7.1323 |  | 0.2141 | 21.4099 | 8.3997 | 0 | 2014-08-23 07:00 | 6447.3333 | 6.4473
|  | 2014-08-23 19:05:05 | 30.9938 | 1.6117 | 6.4467 | 5.8238 | 5.8238 | 0.44067 | 0.44067 | 1.1483 | 1.1483 | 0.4396 | 0.4396 | 6.5618 | 6.5618 | -10.1329 | -5.0664 | 5.0087 | 0 | 0 |  |  | 6.1243 |  | 0.208 | 20.7998 | 10.0174 | 0 | 2014-08-23 07:30 | 6561.8333 | 6.5618
|  | 2014-08-23 19:35:05 | 31.7572 | 1.6025 | 6.41 | 5.8278 | 5.8278 | 0.47033 | 0.47033 | 1.1502 | 1.1502 | 0.0504 | 0.0504 | 6.6322 | 6.6322 | -11.2163 | -5.6081 | 5.0664 | 0 | 0 |  |  | 6.0254 |  | 0.20184 | 20.1844 | 10.1329 | 0 | 2014-08-23 08:00 | 6632.1667 | 6.6322
|  | 2014-08-23 20:05:03 | 31.7113 | 1.4605 | 5.842 | 5.8223 | 5.8223 | 0.469 | 0.469 | 1.1498 | 1.1498 | 0.0504 | 0.0504 | 6.6445 | 6.6445 | -11.7333 | -5.8666 | 5.6081 | 0 | 0 |  |  | 6.1925 |  | 0.18422 | 18.4224 | 11.2163 | 0 | 2014-08-23 08:30 | 6644.5 | 6.6445
|  | 2014-08-23 20:35:03 | 30.8875 | 1.4042 | 5.6167 | 5.8292 | 5.8292 | 0.42283 | 0.42283 | 1.1492 | 1.1492 | 0.004 | 0.004 | 6.5582 | 6.5582 | -11.3075 | -5.6538 | 5.8666 | 0 | 0 |  |  | 5.8975 |  | 0.18184 | 18.1843 | 11.7333 | 0 | 2014-08-23 09:00 | 6558.1667 | 6.5582
|  | 2014-08-23 21:05:03 | 29.8397 | 1.165 | 4.66 | 5.8287 | 5.8287 | 0.424 | 0.424 | 1.1493 | 1.1493 | 0.004 | 0.004 | 6.4868 | 6.4868 | -11.2868 | -5.6434 | 5.6538 | 0 | 0 |  |  | 4.9396 |  | 0.15617 | 15.6168 | 11.3075 | 0 | 2014-08-23 09:30 | 6486.8333 | 6.4868
|  | 2014-08-23 21:35:02 | 28.465 | 0.98933 | 3.9573 | 5.8305 | 5.8305 | 0.42033 | 0.42033 | 1.1492 | 1.1492 | 0 | 0 | 6.3437 | 6.3437 | -10.764 | -5.382 | 5.6434 | 0 | 0 |  |  | 4.2343 |  | 0.13902 | 13.9025 | 11.2868 | 0 | 2014-08-23 10:00 | 6343.6667 | 6.3437
|  | 2014-08-23 22:05:01 | 26.8637 | 0.88733 | 3.5493 | 5.8258 | 5.8258 | 0.34083 | 0.34083 | 1.138 | 1.138 | 0 | 0 | 6.184 | 6.184 | -9.8257 | -4.9128 | 5.382 | 0 | 0 |  |  | 3.7268 |  | 0.13212 | 13.2124 | 10.764 | 0 | 2014-08-23 10:30 | 6184 | 6.184
|  | 2014-08-23 22:35:01 | 25.326 | 0.828 | 3.312 | 5.8225 | 5.8225 | 0.33383 | 0.33383 | 1.1265 | 1.1265 | 0 | 0 | 6.0795 | 6.0795 | -8.6517 | -4.3258 | 4.9128 | 0 | 0 |  |  | 3.5438 |  | 0.13077 | 13.0775 | 9.8257 | 0 | 2014-08-23 11:00 | 6079.5 | 6.0795
|  | 2014-08-23 23:05:01 | 24.1618 | 0.84267 | 3.3707 | 5.8243 | 5.8243 | 0.31733 | 0.31733 | 1.1503 | 1.1503 | 0 | 0 | 5.6137 | 5.6137 | -7.8855 | -3.9428 | 4.3258 | 0 | 0 |  |  | 3.101 |  | 0.1395 | 13.9504 | 8.6517 | 0 | 2014-08-23 11:30 | 5613.6667 | 5.6137
|  | 2014-08-23 23:35:02 | 23.3915 | 0.8535 | 3.414 | 5.8235 | 5.8235 | 0.31417 | 0.31417 | 1.1463 | 1.1463 | 0 | 0 | 5.1657 | 5.1657 | -7.5278 | -3.7639 | 3.9428 | 0 | 0 |  |  | 3.3799 |  | 0.14595 | 14.595 | 7.8855 | 0 | 2014-08-23 12:00 | 5165.6667 | 5.1657
|  | 2014-08-24 00:05:02 | 23.4425 | 0.82433 | 3.2973 | 5.815 | 5.815 | 0.27967 | 0.27967 | 1.1502 | 1.1502 | 0 | 0 | 5.1948 | 5.1948 | -7.7055 | -3.8527 | 3.7639 | 0 | 0 |  |  | 3.0665 |  | 0.14066 | 14.0656 | 7.5278 | 0 | 2014-08-23 12:30 | 5194.8333 | 5.1948
|  | 2014-08-24 00:35:02 | 23.3025 | 0.7385 | 2.954 | 5.8097 | 5.8097 | 0.272 | 0.272 | 1.1502 | 1.1502 | 0 | 0 | 5.1442 | 5.1442 | -7.9725 | -3.9862 | 3.8527 | 0 | 0 |  |  | 2.6881 |  | 0.12677 | 12.6768 | 7.7055 | 0 | 2014-08-23 13:00 | 5144.1667 | 5.1442
|  | 2014-08-24 01:05:02 | 23.0128 | 0.7365 | 2.946 | 5.8165 | 5.8165 | 0.2715 | 0.2715 | 1.1067 | 1.1067 | 0 | 0 | 4.9695 | 4.9695 | -7.9027 | -3.9513 | 3.9862 | 0 | 0 |  |  | 2.7398 |  | 0.12802 | 12.8016 | 7.9725 | 0 | 2014-08-23 13:30 | 4969.5 | 4.9695
|  | 2014-08-24 01:35:03 | 22.7925 | 0.77233 | 3.0893 | 5.824 | 5.824 | 0.27067 | 0.27067 | 1.1163 | 1.1163 | 0 | 0 | 4.681 | 4.681 | -7.8112 | -3.9056 | 3.9513 | 0 | 0 |  |  | 3.1511 |  | 0.13554 | 13.5542 | 7.9027 | 0 | 2014-08-23 14:00 | 4681 | 4.681
|  | 2014-08-24 02:05:02 | 22.5882 | 0.81617 | 3.2647 | 5.8245 | 5.8245 | 0.27083 | 0.27083 | 1.116 | 1.116 | 0 | 0 | 4.6542 | 4.6542 | -7.458 | -3.729 | 3.9056 | 0 | 0 |  |  | 3.2973 |  | 0.14453 | 14.453 | 7.8112 | 0 | 2014-08-23 14:30 | 4654.1667 | 4.6542
|  | 2014-08-24 02:35:02 | 22.451 | 0.79567 | 3.1827 | 5.83 | 5.83 | 0.27 | 0.27 | 1.1145 | 1.1145 | 0 | 0 | 4.6095 | 4.6095 | -7.4443 | -3.7222 | 3.729 | 0 | 0 |  |  | 3.31 |  | 0.14176 | 14.1761 | 7.458 | 0 | 2014-08-23 15:00 | 4609.5 | 4.6095
|  | 2014-08-24 03:05:02 | 22.4475 | 0.77517 | 3.1007 | 5.828 | 5.828 | 0.2695 | 0.2695 | 1.1148 | 1.1148 | 0 | 0 | 4.6113 | 4.6113 | -7.5232 | -3.7616 | 3.7222 | 0 | 0 |  |  | 3.2867 |  | 0.13813 | 13.813 | 7.4443 | 0 | 2014-08-23 15:30 | 4611.3333 | 4.6113
|  | 2014-08-24 03:35:02 | 22.4303 | 0.772 | 3.088 | 5.8307 | 5.8307 | 0.26833 | 0.26833 | 1.1148 | 1.1148 | 0 | 0 | 4.6207 | 4.6207 | -7.5078 | -3.7539 | 3.7616 | 0 | 0 |  |  | 2.9336 |  | 0.13767 | 13.7671 | 7.5232 | 0 | 2014-08-23 16:00 | 4620.6667 | 4.6207
|  | 2014-08-24 04:05:02 | 22.499 | 0.73717 | 2.9487 | 5.8225 | 5.8225 | 0.26667 | 0.26667 | 1.116 | 1.116 | 0 | 0 | 4.6222 | 4.6222 | -7.723 | -3.8615 | 3.7539 | 0 | 0 |  |  | 3.0371 |  | 0.13106 | 13.1058 | 7.5078 | 0 | 2014-08-23 16:30 | 4622.1667 | 4.6222
|  | 2014-08-24 04:35:02 | 22.58 | 0.67617 | 2.7047 | 5.8295 | 5.8295 | 0.267 | 0.267 | 1.1167 | 1.1167 | 0 | 0 | 4.6038 | 4.6038 | -8.0583 | -4.0292 | 3.8615 | 0 | 0 |  |  | 2.9481 |  | 0.11978 | 11.9782 | 7.723 | 0 | 2014-08-23 17:00 | 4603.8333 | 4.6038
|  | 2014-08-24 05:05:02 | 22.5312 | 0.70067 | 2.8027 | 5.834 | 5.834 | 0.26667 | 0.26667 | 1.1152 | 1.1152 | 0 | 0 | 4.6217 | 4.6217 | -7.891 | -3.9455 | 4.0292 | 0 | 0 |  |  | 2.6906 |  | 0.12439 | 12.4391 | 8.0583 | 0 | 2014-08-23 17:30 | 4621.6667 | 4.6217
|  | 2014-08-24 05:35:03 | 22.9445 | 0.61683 | 2.4673 | 5.8293 | 5.8293 | 0.26683 | 0.26683 | 1.1155 | 1.1155 | 0 | 0 | 4.619 | 4.619 | -8.6465 | -4.3233 | 3.9455 | 0 | 0 |  |  | 2.3193 |  | 0.10753 | 10.7535 | 7.891 | 0 | 2014-08-23 18:00 | 4619 | 4.619
|  | 2014-08-24 06:05:02 | 22.9803 | 0.58583 | 2.3433 | 5.8365 | 5.8365 | 0.26633 | 0.26633 | 1.1318 | 1.1318 | 0 | 0 | 4.4927 | 4.4927 | -8.9097 | -4.4548 | 4.3233 | 0 | 0 |  |  | 2.109 |  | 0.10197 | 10.1971 | 8.6465 | 0 | 2014-08-23 18:30 | 4492.6667 | 4.4927
|  | 2014-08-24 06:35:02 | 23.7353 | 0.5265 | 2.106 | 5.832 | 5.832 | 0.26583 | 0.26583 | 1.1375 | 1.1375 | 0.1128 | 0.1128 | 4.4528 | 4.4528 | -9.8284 | -4.9142 | 4.4548 | 0 | 0 |  |  | 2.0849 |  | 0.088728 | 8.8728 | 8.9097 | 0 | 2014-08-23 19:00 | 4452.8333 | 4.4528
|  | 2014-08-24 07:05:02 | 25.2157 | 0.472 | 1.888 | 5.8337 | 5.8337 | 0.26617 | 0.26617 | 1.136 | 1.136 | 0.1128 | 0.1128 | 5.0528 | 5.0528 | -10.9262 | -5.4631 | 4.9142 | 0 | 0 |  |  | 1.7747 |  | 0.074874 | 7.4874 | 9.8284 | 0 | 2014-08-23 19:30 | 5052.8333 | 5.0528
|  | 2014-08-24 07:35:01 | 26.5128 | 0.42533 | 1.7013 | 5.8307 | 5.8307 | 0.27817 | 0.27817 | 1.1088 | 1.1088 | 0.932 | 0.932 | 5.4707 | 5.4707 | -11.1912 | -5.5956 | 5.4631 | 0 | 0 |  |  | 1.6843 |  | 0.06417 | 6.417 | 10.9262 | 0 | 2014-08-23 20:00 | 5470.6667 | 5.4707
|  | 2014-08-24 08:05:02 | 27.6885 | 0.40717 | 1.6287 | 5.8328 | 5.8328 | 0.482 | 0.482 | 1.1095 | 1.1095 | 0.932 | 0.932 | 5.8353 | 5.8353 | -11.8682 | -5.9341 | 5.5956 | 0 | 0 |  |  | 1.6938 |  | 0.058821 | 5.8821 | 11.1912 | 0 | 2014-08-23 20:30 | 5835.3333 | 5.8353
|  | 2014-08-24 08:35:03 | 28.7005 | 0.36433 | 1.4573 | 5.8262 | 5.8262 | 0.4655 | 0.4655 | 1.1362 | 1.1362 | 1.8364 | 1.8364 | 6.6165 | 6.6165 | -11.3624 | -5.6812 | 5.9341 | 0 | 0 |  |  | 1.5302 |  | 0.050777 | 5.0777 | 11.8682 | 0 | 2014-08-23 21:00 | 6616.5 | 6.6165
|  | 2014-08-24 09:05:03 | 29.3063 | 0.33417 | 1.3367 | 5.8212 | 5.8212 | 0.38783 | 0.38783 | 1.1368 | 1.1368 | 1.8364 | 1.8364 | 6.994 | 6.994 | -11.7934 | -5.8967 | 5.6812 | 0 | 0 |  |  | 1.2164 |  | 0.04561 | 4.561 | 11.3624 | 0 | 2014-08-23 21:30 | 6994 | 6.994
|  | 2014-08-24 09:35:03 | 29.7632 | 0.3265 | 1.306 | 5.8135 | 5.8135 | 0.384 | 0.384 | 1.1212 | 1.1212 | 2.544 | 2.544 | 7.135 | 7.135 | -11.4595 | -5.7297 | 5.8967 | 0 | 0 |  |  | 1.2146 |  | 0.04388 | 4.388 | 11.7934 | 0 | 2014-08-23 22:00 | 7135 | 7.135
|  | 2014-08-24 10:05:02 | 30.0355 | 0.3125 | 1.25 | 5.8137 | 5.8137 | 0.37233 | 0.37233 | 1.125 | 1.125 | 2.544 | 2.544 | 7.1023 | 7.1023 | -11.8282 | -5.9141 | 5.7297 | 0 | 0 |  |  | 1.3125 |  | 0.041617 | 4.1617 | 11.4595 | 0 | 2014-08-23 22:30 | 7102.3333 | 7.1023
|  | 2014-08-24 10:35:02 | 30.2498 | 0.30833 | 1.2333 | 5.8105 | 5.8105 | 0.37317 | 0.37317 | 1.139 | 1.139 | 4.2212 | 4.2212 | 6.9943 | 6.9943 | -10.4783 | -5.2392 | 5.9141 | 0 | 0 |  |  | 1.332 |  | 0.040772 | 4.0772 | 11.8282 | 0 | 2014-08-23 23:00 | 6994.3333 | 6.9943
|  | 2014-08-24 11:05:02 | 30.5438 | 0.3315 | 1.326 | 5.8162 | 5.8162 | 0.37617 | 0.37617 | 1.1382 | 1.1382 | 4.2212 | 4.2212 | 6.9703 | 6.9703 | -10.6958 | -5.3479 | 5.2392 | 0 | 0 |  |  | 1.273 |  | 0.043413 | 4.3413 | 10.4783 | 0 | 2014-08-23 23:30 | 6970.3333 | 6.9703
|  | 2014-08-24 11:35:02 | 30.4773 | 0.29017 | 1.1607 | 5.8148 | 5.8148 | 0.377 | 0.377 | 1.1365 | 1.1365 | 4.7832 | 4.7832 | 6.989 | 6.989 | -10.2161 | -5.1081 | 5.3479 | 0 | 0 |  |  | 1.2535 |  | 0.038083 | 3.8083 | 10.6958 | 0 | 2014-08-24 | 6989 | 6.989
|  | 2014-08-24 12:05:02 | 30.0672 | 0.2585 | 1.034 | 5.8095 | 5.8095 | 0.30717 | 0.30717 | 1.1372 | 1.1372 | 4.7832 | 4.7832 | 6.9058 | 6.9058 | -10.0903 | -5.0451 | 5.1081 | 0 | 0 |  |  | 0.96162 |  | 0.03439 | 3.439 | 10.2161 | 0 | 2014-08-24 00:30 | 6905.8333 | 6.9058
|  | 2014-08-24 12:35:01 | 29.6217 | 0.26667 | 1.0667 | 5.8042 | 5.8042 | 0.2995 | 0.2995 | 1.1387 | 1.1387 | 4.9536 | 4.9536 | 6.8137 | 6.8137 | -9.5454 | -4.7727 | 5.0451 | 0 | 0 |  |  | 1.12 |  | 0.03601 | 3.601 | 10.0903 | 0 | 2014-08-24 01:00 | 6813.6667 | 6.8137
|  | 2014-08-24 13:05:02 | 29.405 | 0.24633 | 0.98533 | 5.7508 | 5.7508 | 0.31033 | 0.31033 | 1.1383 | 1.1383 | 4.9536 | 4.9536 | 6.823 | 6.823 | -9.4436 | -4.7218 | 4.7727 | 0 | 0 |  |  | 1.0839 |  | 0.033509 | 3.3509 | 9.5454 | 0 | 2014-08-24 01:30 | 6823 | 6.823
|  | 2014-08-24 13:35:01 | 29.103 | 0.25733 | 1.0293 | 5.6638 | 5.6638 | 0.31417 | 0.31417 | 1.138 | 1.138 | 4.916 | 4.916 | 6.7708 | 6.7708 | -9.2708 | -4.6354 | 4.7218 | 0 | 0 |  |  | 1.0808 |  | 0.035369 | 3.5369 | 9.4436 | 0 | 2014-08-24 02:00 | 6770.8333 | 6.7708
|  | 2014-08-24 14:05:03 | 29.0055 | 0.246 | 0.984 | 5.562 | 5.562 | 0.30433 | 0.30433 | 1.1385 | 1.1385 | 4.916 | 4.916 | 6.631 | 6.631 | -9.4697 | -4.7348 | 4.6354 | 0 | 0 |  |  | 1.0234 |  | 0.033925 | 3.3925 | 9.2708 | 0 | 2014-08-24 02:30 | 6631 | 6.631
|  | 2014-08-24 14:35:02 | 29.1258 | 0.27 | 1.08 | 5.5313 | 5.5313 | 0.302 | 0.302 | 1.147 | 1.147 | 3.9712 | 3.9712 | 6.6093 | 6.6093 | -10.485 | -5.2425 | 4.7348 | 0 | 0 |  |  | 0.972 |  | 0.03708 | 3.708 | 9.4697 | 0 | 2014-08-24 03:00 | 6609.3333 | 6.6093
|  | 2014-08-24 15:05:02 | 29.4778 | 0.304 | 1.216 | 5.5292 | 5.5292 | 0.39317 | 0.39317 | 1.15 | 1.15 | 3.9712 | 3.9712 | 6.5968 | 6.5968 | -10.6215 | -5.3107 | 5.2425 | 0 | 0 |  |  | 1.1674 |  | 0.041251 | 4.1251 | 10.485 | 0 | 2014-08-24 03:30 | 6596.8333 | 6.5968
|  | 2014-08-24 15:35:02 | 30.0332 | 0.352 | 1.408 | 5.53 | 5.53 | 0.50533 | 0.50533 | 1.1505 | 1.1505 | 3.5704 | 3.5704 | 6.6275 | 6.6275 | -11.2414 | -5.6207 | 5.3107 | 0 | 0 |  |  | 1.2813 |  | 0.046882 | 4.6882 | 10.6215 | 0 | 2014-08-24 04:00 | 6627.5 | 6.6275
|  | 2014-08-24 16:05:02 | 30.621 | 0.401 | 1.604 | 5.5263 | 5.5263 | 0.5445 | 0.5445 | 1.1507 | 1.1507 | 3.5704 | 3.5704 | 6.7058 | 6.7058 | -11.5193 | -5.7596 | 5.6207 | 0 | 0 |  |  | 1.604 |  | 0.052382 | 5.2382 | 11.2414 | 0 | 2014-08-24 04:30 | 6705.8333 | 6.7058
|  | 2014-08-24 16:35:01 | 30.8485 | 0.41283 | 1.6513 | 5.526 | 5.526 | 0.543 | 0.543 | 1.1497 | 1.1497 | 3.2064 | 3.2064 | 6.7473 | 6.7473 | -12.0248 | -6.0124 | 5.7596 | 0 | 0 |  |  | 1.5523 |  | 0.05353 | 5.353 | 11.5193 | 0 | 2014-08-24 05:00 | 6747.3333 | 6.7473
|  | 2014-08-24 17:05:02 | 30.9167 | 0.42317 | 1.6927 | 5.5295 | 5.5295 | 0.54267 | 0.54267 | 1.15 | 1.15 | 3.2064 | 3.2064 | 6.8523 | 6.8523 | -11.9431 | -5.9716 | 6.0124 | 0 | 0 |  |  | 1.7942 |  | 0.054749 | 5.4749 | 12.0248 | 0 | 2014-08-24 05:30 | 6852.3333 | 6.8523
|  | 2014-08-24 17:35:02 | 30.7428 | 0.42333 | 1.6933 | 5.5312 | 5.5312 | 0.54083 | 0.54083 | 1.1495 | 1.1495 | 1.7476 | 1.7476 | 6.8445 | 6.8445 | -13.2359 | -6.618 | 5.9716 | 0 | 0 |  |  | 1.7103 |  | 0.055081 | 5.5081 | 11.9431 | 0 | 2014-08-24 06:00 | 6844.5 | 6.8445
|  | 2014-08-24 18:05:02 | 30.7822 | 0.39767 | 1.5907 | 5.5288 | 5.5288 | 0.503 | 0.503 | 1.149 | 1.149 | 1.7476 | 1.7476 | 6.8152 | 6.8152 | -13.4479 | -6.7239 | 6.618 | 0 | 0 |  |  | 1.7338 |  | 0.051675 | 5.1675 | 13.2359 | 0 | 2014-08-24 06:30 | 6815.1667 | 6.8152
|  | 2014-08-24 18:35:02 | 30.5332 | 0.4055 | 1.622 | 5.5333 | 5.5333 | 0.49967 | 0.49967 | 1.1228 | 1.1228 | 0.6524 | 0.6524 | 6.7902 | 6.7902 | -14.3128 | -7.1564 | 6.7239 | 0 | 0 |  |  | 1.7355 |  | 0.053123 | 5.3123 | 13.4479 | 0 | 2014-08-24 07:00 | 6790.1667 | 6.7902
|  | 2014-08-24 19:05:02 | 30.998 | 0.4435 | 1.774 | 5.5362 | 5.5362 | 0.6075 | 0.6075 | 1.1302 | 1.1302 | 0.6524 | 0.6524 | 6.7965 | 6.7965 | -14.5013 | -7.2506 | 7.1564 | 0 | 0 |  |  | 1.6498 |  | 0.057229 | 5.7229 | 14.3128 | 0 | 2014-08-24 07:30 | 6796.5 | 6.7965
|  | 2014-08-24 19:35:02 | 31.616 | 0.51417 | 2.0567 | 5.5368 | 5.5368 | 0.6865 | 0.6865 | 1.1473 | 1.1473 | 0.1144 | 0.1144 | 6.8032 | 6.8032 | -15.2711 | -7.6356 | 7.2506 | 0 | 0 |  |  | 2.1184 |  | 0.065051 | 6.5051 | 14.5013 | 0 | 2014-08-24 08:00 | 6803.1667 | 6.8032
|  | 2014-08-24 20:05:01 | 31.3888 | 0.49283 | 1.9713 | 5.5372 | 5.5372 | 0.67283 | 0.67283 | 1.148 | 1.148 | 0.1144 | 0.1144 | 6.8205 | 6.8205 | -15.1246 | -7.5623 | 7.6356 | 0 | 0 |  |  | 1.991 |  | 0.062804 | 6.2804 | 15.2711 | 0 | 2014-08-24 08:30 | 6820.5 | 6.8205
|  | 2014-08-24 20:35:01 | 30.4262 | 0.53667 | 2.1467 | 5.5397 | 5.5397 | 0.48633 | 0.48633 | 1.147 | 1.147 | 0.028 | 0.028 | 6.7877 | 6.7877 | -14.2908 | -7.1454 | 7.5623 | 0 | 0 |  |  | 2.1896 |  | 0.070553 | 7.0553 | 15.1246 | 0 | 2014-08-24 09:00 | 6787.6667 | 6.7877
|  | 2014-08-24 21:05:02 | 29.5668 | 0.58867 | 2.3547 | 5.5348 | 5.5348 | 0.43967 | 0.43967 | 1.1475 | 1.1475 | 0.028 | 0.028 | 6.652 | 6.652 | -13.4102 | -6.7051 | 7.1454 | 0 | 0 |  |  | 2.4959 |  | 0.079639 | 7.9639 | 14.2908 | 0 | 2014-08-24 09:30 | 6652 | 6.652
|  | 2014-08-24 21:35:02 | 28.0177 | 0.58167 | 2.3267 | 5.5422 | 5.5422 | 0.39167 | 0.39167 | 1.1488 | 1.1488 | 0 | 0 | 6.415 | 6.415 | -12.1933 | -6.0967 | 6.7051 | 0 | 0 |  |  | 2.5128 |  | 0.083043 | 8.3043 | 13.4102 | 0 | 2014-08-24 10:00 | 6415 | 6.415
|  | 2014-08-24 22:05:01 | 26.1293 | 0.5845 | 2.338 | 5.5393 | 5.5393 | 0.31733 | 0.31733 | 1.152 | 1.152 | 0 | 0 | 6.1918 | 6.1918 | -10.5908 | -5.2954 | 6.0967 | 0 | 0 |  |  | 2.338 |  | 0.089478 | 8.9478 | 12.1933 | 0 | 2014-08-24 10:30 | 6191.8333 | 6.1918
|  | 2014-08-24 22:35:03 | 24.481 | 0.50867 | 2.0347 | 5.5408 | 5.5408 | 0.30233 | 0.30233 | 1.1512 | 1.1512 | 0 | 0 | 5.7532 | 5.7532 | -9.6988 | -4.8494 | 5.2954 | 0 | 0 |  |  | 2.1974 |  | 0.083112 | 8.3112 | 10.5908 | 0 | 2014-08-24 11:00 | 5753.1667 | 5.7532
|  | 2014-08-24 23:05:03 | 23.4387 | 0.47233 | 1.8893 | 5.5333 | 5.5333 | 0.2885 | 0.2885 | 1.1505 | 1.1505 | 0 | 0 | 5.3283 | 5.3283 | -9.2487 | -4.6243 | 4.8494 | 0 | 0 |  |  | 2.0027 |  | 0.080608 | 8.0608 | 9.6988 | 0 | 2014-08-24 11:30 | 5328.3333 | 5.3283
|  | 2014-08-24 23:35:03 | 21.7132 | 0.495 | 1.98 | 5.538 | 5.538 | 0.21833 | 0.21833 | 1.1507 | 1.1507 | 0 | 0 | 5.0213 | 5.0213 | -7.8048 | -3.9024 | 4.6243 | 0 | 0 |  |  | 1.9998 |  | 0.091189 | 9.1189 | 9.2487 | 0 | 2014-08-24 12:00 | 5021.3333 | 5.0213
|  | 2014-08-25 00:05:02 | 20.6257 | 0.53983 | 2.1593 | 5.5343 | 5.5343 | 0.18933 | 0.18933 | 1.1498 | 1.1498 | 0 | 0 | 4.9835 | 4.9835 | -6.6093 | -3.3047 | 3.9024 | 0 | 0 |  |  | 1.9866 |  | 0.10469 | 10.4692 | 7.8048 | 0 | 2014-08-24 12:30 | 4983.5 | 4.9835
|  | 2014-08-25 00:35:02 | 22.5432 | 0.63217 | 2.5287 | 5.5392 | 5.5392 | 0.185 | 0.185 | 1.1498 | 1.1498 | 0 | 0 | 5.0177 | 5.0177 | -8.1228 | -4.0614 | 3.3047 | 0 | 0 |  |  | 2.6045 |  | 0.11217 | 11.217 | 6.6093 | 0 | 2014-08-24 13:00 | 5017.6667 | 5.0177
|  | 2014-08-25 01:05:04 | 22.794 | 0.73267 | 2.9307 | 5.5365 | 5.5365 | 0.1855 | 0.1855 | 1.15 | 1.15 | 0 | 0 | 4.957 | 4.957 | -8.0343 | -4.0172 | 4.0614 | 0 | 0 |  |  | 2.7548 |  | 0.12857 | 12.8572 | 8.1228 | 0 | 2014-08-24 13:30 | 4957 | 4.957
|  | 2014-08-25 01:35:01 | 22.502 | 0.76633 | 3.0653 | 5.5375 | 5.5375 | 0.18483 | 0.18483 | 1.1503 | 1.1503 | 0 | 0 | 4.9367 | 4.9367 | -7.6273 | -3.8137 | 4.0172 | 0 | 0 |  |  | 3.2186 |  | 0.13622 | 13.6225 | 8.0343 | 0 | 2014-08-24 14:00 | 4936.6667 | 4.9367
|  | 2014-08-25 02:05:03 | 22.2297 | 0.8665 | 3.466 | 5.5378 | 5.5378 | 0.17167 | 0.17167 | 1.1503 | 1.1503 | 0 | 0 | 4.9625 | 4.9625 | -6.9413 | -3.4707 | 3.8137 | 0 | 0 |  |  | 3.8126 |  | 0.15592 | 15.5918 | 7.6273 | 0 | 2014-08-24 14:30 | 4962.5 | 4.9625
|  | 2014-08-25 02:35:03 | 22.1203 | 1.0207 | 4.0827 | 5.5383 | 5.5383 | 0.1685 | 0.1685 | 1.1512 | 1.1512 | 0 | 0 | 4.914 | 4.914 | -6.2657 | -3.1328 | 3.4707 | 0 | 0 |  |  | 3.7561 |  | 0.18457 | 18.4566 | 6.9413 | 0 | 2014-08-24 15:00 | 4914 | 4.914
|  | 2014-08-25 03:05:07 | 22.0102 | 1.143 | 4.572 | 5.5668 | 5.5668 | 0.16733 | 0.16733 | 1.1515 | 1.1515 | 0 | 0 | 4.9367 | 4.9367 | -5.6158 | -2.8079 | 3.1328 | 0 | 0 |  |  | 4.1605 |  | 0.20772 | 20.7722 | 6.2657 | 0 | 2014-08-24 15:30 | 4936.6667 | 4.9367
|  | 2014-08-25 03:35:03 | 22.0853 | 1.3363 | 5.3453 | 5.6178 | 5.6178 | 0.167 | 0.167 | 1.1518 | 1.1518 | 0 | 0 | 4.786 | 4.786 | -5.0173 | -2.5087 | 2.8079 | 0 | 0 |  |  | 5.6661 |  | 0.24203 | 24.2031 | 5.6158 | 0 | 2014-08-24 16:00 | 4786 | 4.786
|  | 2014-08-25 04:05:02 | 22.3188 | 1.5037 | 6.0147 | 5.682 | 5.682 | 0.16667 | 0.16667 | 1.1512 | 1.1512 | 0 | 0 | 4.8017 | 4.8017 | -4.5027 | -2.2513 | 2.5087 | 0 | 0 |  |  | 6.1951 |  | 0.26949 | 26.9488 | 5.0173 | 0 | 2014-08-24 16:30 | 4801.6667 | 4.8017
|  | 2014-08-25 04:35:03 | 22.7942 | 1.6235 | 6.494 | 5.7452 | 5.7452 | 0.16717 | 0.16717 | 1.1495 | 1.1495 | 0 | 0 | 5.0537 | 5.0537 | -4.1847 | -2.0923 | 2.2513 | 0 | 0 |  |  | 5.9745 |  | 0.2849 | 28.4897 | 4.5027 | 0 | 2014-08-24 17:00 | 5053.6667 | 5.0537
|  | 2014-08-25 05:05:04 | 23.0452 | 1.7363 | 6.9453 | 5.803 | 5.803 | 0.16683 | 0.16683 | 1.1482 | 1.1482 | 0 | 0 | 5.6817 | 5.6817 | -3.3002 | -1.6501 | 2.0923 | 0 | 0 |  |  | 7.2231 |  | 0.30138 | 30.1379 | 4.1847 | 0 | 2014-08-24 17:30 | 5681.6667 | 5.6817
|  | 2014-08-25 05:35:02 | 23.6138 | 1.7875 | 7.15 | 5.8002 | 5.8002 | 0.16683 | 0.16683 | 1.1465 | 1.1465 | 0 | 0 | 6.0085 | 6.0085 | -3.3418 | -1.6709 | 1.6501 | 0 | 0 |  |  | 7.15 |  | 0.30279 | 30.2789 | 3.3002 | 0 | 2014-08-24 18:00 | 6008.5 | 6.0085
|  | 2014-08-25 06:05:01 | 24.0423 | 1.8747 | 7.4987 | 5.8038 | 5.8038 | 0.1885 | 0.1885 | 1.1428 | 1.1428 | 0 | 0 | 6.0737 | 6.0737 | -3.3348 | -1.6674 | 1.6709 | 0 | 0 |  |  | 7.1987 |  | 0.31189 | 31.1894 | 3.3418 | 0 | 2014-08-24 18:30 | 6073.6667 | 6.0737
|  | 2014-08-25 06:35:02 | 24.814 | 1.7675 | 7.07 | 5.6577 | 5.6577 | 0.19117 | 0.19117 | 1.1202 | 1.1202 | 0.1504 | 0.1504 | 6.3328 | 6.3328 | -4.2918 | -2.1459 | 1.6674 | 0 | 0 |  |  | 6.6458 |  | 0.28492 | 28.492 | 3.3348 | 0 | 2014-08-24 19:00 | 6332.8333 | 6.3328
|  | 2014-08-25 07:05:02 | 27.613 | 1.9973 | 7.9893 | 5.7988 | 5.7988 | 0.23067 | 0.23067 | 1.1453 | 1.1453 | 0.1504 | 0.1504 | 6.5138 | 6.5138 | -5.7846 | -2.8923 | 2.1459 | 0 | 0 |  |  | 7.7497 |  | 0.28933 | 28.9332 | 4.2918 | 0 | 2014-08-24 19:30 | 6513.8333 | 6.5138
|  | 2014-08-25 07:35:03 | 28.9638 | 2.1317 | 8.5267 | 5.8018 | 5.8018 | 0.29733 | 0.29733 | 1.1468 | 1.1468 | 1.054 | 1.054 | 6.8445 | 6.8445 | -5.2927 | -2.6463 | 2.8923 | 0 | 0 |  |  | 9.2941 |  | 0.29439 | 29.439 | 5.7846 | 0 | 2014-08-24 20:00 | 6844.5 | 6.8445
|  | 2014-08-25 08:05:02 | 30.474 | 2.2727 | 9.0907 | 5.7952 | 5.7952 | 0.38533 | 0.38533 | 1.1475 | 1.1475 | 1.054 | 1.054 | 7.2922 | 7.2922 | -5.7092 | -2.8546 | 2.6463 | 0 | 0 |  |  | 9.6361 |  | 0.29831 | 29.8309 | 5.2927 | 0 | 2014-08-24 20:30 | 7292.1667 | 7.2922
|  | 2014-08-25 08:35:01 | 31.5487 | 2.385 | 9.54 | 5.7997 | 5.7997 | 0.40633 | 0.40633 | 1.1468 | 1.1468 | 2.1232 | 2.1232 | 7.408 | 7.408 | -5.1246 | -2.5623 | 2.8546 | 0 | 0 |  |  | 9.9216 |  | 0.30239 | 30.239 | 5.7092 | 0 | 2014-08-24 21:00 | 7408 | 7.408
|  | 2014-08-25 09:05:04 | 31.9748 | 2.58 | 10.32 | 5.805 | 5.805 | 0.49817 | 0.49817 | 1.1478 | 1.1478 | 2.1232 | 2.1232 | 7.3987 | 7.3987 | -4.682 | -2.341 | 2.5623 | 0 | 0 |  |  | 10.5264 |  | 0.32275 | 32.2754 | 5.1246 | 0 | 2014-08-24 21:30 | 7398.6667 | 7.3987
|  | 2014-08-25 09:35:02 | 32.4293 | 2.8112 | 11.2447 | 5.812 | 5.812 | 0.45667 | 0.45667 | 1.1468 | 1.1468 | 2.8988 | 2.8988 | 7.4285 | 7.4285 | -3.4419 | -1.7209 | 2.341 | 0 | 0 |  |  | 10.6824 |  | 0.34674 | 34.6744 | 4.682 | 0 | 2014-08-24 22:00 | 7428.5 | 7.4285
|  | 2014-08-25 10:05:01 | 32.765 | 2.9825 | 11.93 | 5.818 | 5.818 | 0.41767 | 0.41767 | 1.1467 | 1.1467 | 2.8988 | 2.8988 | 7.458 | 7.458 | -3.0959 | -1.5479 | 1.7209 | 0 | 0 |  |  | 11.8107 |  | 0.36411 | 36.4108 | 3.4419 | 0 | 2014-08-24 22:30 | 7458 | 7.458
|  | 2014-08-25 10:35:03 | 33.048 | 3.2227 | 12.8907 | 5.8128 | 5.8128 | 0.41167 | 0.41167 | 1.1462 | 1.1462 | 3.2808 | 3.2808 | 7.4733 | 7.4733 | -2.0325 | -1.0163 | 1.5479 | 0 | 0 |  |  | 12.1172 |  | 0.39006 | 39.0059 | 3.0959 | 0 | 2014-08-24 23:00 | 7473.3333 | 7.4733
|  | 2014-08-25 11:05:02 | 33.3202 | 3.3878 | 13.5513 | 5.8115 | 5.8115 | 0.4095 | 0.4095 | 1.1457 | 1.1457 | 3.2808 | 3.2808 | 7.516 | 7.516 | -1.6054 | -0.80268 | 1.0163 | 0 | 0 |  |  | 14.2289 |  | 0.4067 | 40.6701 | 2.0325 | 0 | 2014-08-24 23:30 | 7516 | 7.516
|  | 2014-08-25 11:35:03 | 33.1625 | 3.631 | 14.524 | 5.8163 | 5.8163 | 0.36417 | 0.36417 | 1.1477 | 1.1477 | 4.568 | 4.568 | 7.5062 | 7.5062 | 0.76383 | 0.38192 | 0.80268 | 0.38192 | 0 |  |  | 15.9764 |  | 0.43796 | 43.7965 | 1.6054 | 0 | 2014-08-25 | 7506.1667 | 7.5062
|  | 2014-08-25 12:05:02 | 32.924 | 3.7913 | 15.1653 | 5.8097 | 5.8097 | 0.29483 | 0.29483 | 1.147 | 1.147 | 4.568 | 4.568 | 7.4023 | 7.4023 | 1.4632 | 0.73158 | 0 | 1.1135 | 0 |  |  | 13.6488 |  | 0.46062 | 46.0616 | 0 | 0 | 2014-08-25 00:30 | 7402.3333 | 7.4023
|  | 2014-08-25 12:35:02 | 32.5043 | 4.0085 | 16.034 | 5.8152 | 5.8152 | 0.29 | 0.29 | 1.145 | 1.145 | 4.0656 | 4.0656 | 7.2248 | 7.2248 | 2.0703 | 1.0351 | 0 | 2.1486 | 0 |  |  | 16.515 |  | 0.49329 | 49.3288 | 0 | 0 | 2014-08-25 01:00 | 7224.8333 | 7.2248
|  | 2014-08-25 13:05:02 | 32.2648 | 4.1542 | 16.6167 | 5.8098 | 5.8098 | 0.29017 | 0.29017 | 1.1447 | 1.1447 | 4.0656 | 4.0656 | 7.1825 | 7.1825 | 2.8446 | 1.4223 | 0 | 3.5709 | 0 |  |  | 18.2783 |  | 0.51501 | 51.5009 | 0 | 0 | 2014-08-25 01:30 | 7182.5 | 7.1825
|  | 2014-08-25 13:35:04 | 32.0817 | 4.112 | 16.448 | 5.8072 | 5.8072 | 0.2755 | 0.2755 | 1.1423 | 1.1423 | 3.896 | 3.896 | 7.0182 | 7.0182 | 2.5055 | 1.2527 | 0 | 4.8237 | 0 |  |  | 16.777 |  | 0.51269 | 51.2692 | 0 | 0 | 2014-08-25 02:00 | 7018.1667 | 7.0182
|  | 2014-08-25 14:05:01 | 32.0352 | 4.3425 | 17.37 | 5.804 | 5.804 | 0.27367 | 0.27367 | 1.1303 | 1.1303 | 3.896 | 3.896 | 6.9053 | 6.9053 | 3.3442 | 1.6721 | 0 | 6.4958 | 0 |  |  | 17.7174 |  | 0.54222 | 54.2217 | 0 | 0 | 2014-08-25 02:30 | 6905.3333 | 6.9053
|  | 2014-08-25 14:35:02 | 32.283 | 4.5927 | 18.3707 | 5.8013 | 5.8013 | 0.26667 | 0.26667 | 1.1295 | 1.1295 | 2.662 | 2.662 | 6.9287 | 6.9287 | 2.8758 | 1.4379 | 0 | 7.9337 | 0 |  |  | 20.024 |  | 0.56905 | 56.9051 | 0 | 0 | 2014-08-25 03:00 | 6928.6667 | 6.9287
|  | 2014-08-25 15:05:02 | 32.3725 | 4.5862 | 18.3447 | 5.799 | 5.799 | 0.3225 | 0.3225 | 1.1158 | 1.1158 | 2.662 | 2.662 | 6.926 | 6.926 | 2.7975 | 1.3987 | 0 | 9.3324 | 0 |  |  | 19.8122 |  | 0.56667 | 56.6674 | 0 | 0 | 2014-08-25 03:30 | 6926 | 6.926
|  | 2014-08-25 15:35:01 | 33.2395 | 4.5423 | 18.1693 | 5.8005 | 5.8005 | 0.38483 | 0.38483 | 1.034 | 1.034 | 2.3376 | 2.3376 | 7.154 | 7.154 | 1.6408 | 0.82038 | 0 | 10.1528 | 0 |  |  | 16.5341 |  | 0.54662 | 54.6619 | 0 | 0 | 2014-08-25 04:00 | 7154 | 7.154
|  | 2014-08-25 16:05:03 | 34.1163 | 4.4448 | 17.7793 | 5.795 | 5.795 | 0.4205 | 0.4205 | 1.0652 | 1.0652 | 2.3376 | 2.3376 | 7.2975 | 7.2975 | 0.57877 | 0.28938 | 0 | 10.4422 | 0 |  |  | 19.5573 |  | 0.52114 | 52.1138 | 0 | 0 | 2014-08-25 04:30 | 7297.5 | 7.2975
|  | 2014-08-25 16:35:05 | 34.4423 | 4.4223 | 17.6893 | 5.7957 | 5.7957 | 0.4235 | 0.4235 | 1.1392 | 1.1392 | 2.0748 | 2.0748 | 7.5865 | 7.5865 | 0.26663 | 0.13332 | 0 | 10.5755 | 0 |  |  | 16.0973 |  | 0.51359 | 51.3593 | 0 | 0 | 2014-08-25 05:00 | 7586.5 | 7.5865
|  | 2014-08-25 17:05:02 | 34.4493 | 4.3212 | 17.2847 | 5.7987 | 5.7987 | 0.32067 | 0.32067 | 1.148 | 1.148 | 2.0748 | 2.0748 | 7.7177 | 7.7177 | -0.10487 | -0.052433 | 0 | 10.5231 | 0 |  |  | 15.9019 |  | 0.50174 | 50.1742 | 0 | 0.10487 | 2014-08-25 05:30 | 7717.6667 | 7.7177
|  | 2014-08-25 17:35:02 | 34.0465 | 4.3022 | 17.2087 | 5.7988 | 5.7988 | 0.2935 | 0.2935 | 1.1475 | 1.1475 | 1.3812 | 1.3812 | 7.7485 | 7.7485 | -0.4683 | -0.23415 | 0 | 10.2889 | 0 |  |  | 18.2412 |  | 0.50545 | 50.5446 | 0 | 0.4683 | 2014-08-25 06:00 | 7748.5 | 7.7485
|  | 2014-08-25 18:05:02 | 33.7872 | 4.2217 | 16.8867 | 5.8025 | 5.8025 | 0.363 | 0.363 | 1.1478 | 1.1478 | 1.3812 | 1.3812 | 7.3262 | 7.3262 | -0.8798 | -0.4399 | 0 | 9.849 | 0 |  |  | 17.3933 |  | 0.4998 | 49.9795 | 0 | 0.8798 | 2014-08-25 06:30 | 7326.1667 | 7.3262
|  | 2014-08-25 18:35:04 | 33.5115 | 4.0758 | 16.3033 | 5.8018 | 5.8018 | 0.37533 | 0.37533 | 1.1468 | 1.1468 | 0.4412 | 0.4412 | 7.208 | 7.208 | -2.235 | -1.1175 | 0 | 8.7316 | 0 |  |  | 15.1621 |  | 0.4865 | 48.65 | 0 | 2.235 | 2014-08-25 07:00 | 7208 | 7.208
|  | 2014-08-25 19:05:02 | 33.7657 | 4.1617 | 16.6467 | 5.7975 | 5.7975 | 0.37617 | 0.37617 | 1.1472 | 1.1472 | 0.4412 | 0.4412 | 7.0532 | 7.0532 | -2.3038 | -1.1519 | 0 | 7.5797 | 0 |  |  | 15.3149 |  | 0.49301 | 49.3006 | 0 | 2.3038 | 2014-08-25 07:30 | 7053.1667 | 7.0532
|  | 2014-08-25 19:35:02 | 33.6743 | 4.1307 | 16.5227 | 5.795 | 5.795 | 0.4235 | 0.4235 | 1.1448 | 1.1448 | 0.0732 | 0.0732 | 6.9397 | 6.9397 | -2.7755 | -1.3877 | 0 | 6.1919 | 0 |  |  | 15.5313 |  | 0.49066 | 49.0661 | 0 | 2.7755 | 2014-08-25 08:00 | 6939.6667 | 6.9397
|  | 2014-08-25 20:05:03 | 33.1037 | 4.0255 | 16.102 | 5.7997 | 5.7997 | 0.34633 | 0.34633 | 1.1468 | 1.1468 | 0.0732 | 0.0732 | 6.7955 | 6.7955 | -2.8401 | -1.4201 | 0 | 4.7719 | 0 |  |  | 16.7461 |  | 0.48641 | 48.6411 | 0 | 2.8401 | 2014-08-25 08:30 | 6795.5 | 6.7955
|  | 2014-08-25 20:35:03 | 31.5875 | 3.942 | 15.768 | 5.8003 | 5.8003 | 0.28983 | 0.28983 | 1.146 | 1.146 | 0 | 0 | 6.305 | 6.305 | -2.2783 | -1.1392 | 0 | 3.6327 | 0 |  |  | 14.9796 |  | 0.49918 | 49.9185 | 0 | 2.2783 | 2014-08-25 09:00 | 6305 | 6.305
|  | 2014-08-25 21:05:01 | 30.2502 | 3.8592 | 15.4367 | 5.8052 | 5.8052 | 0.26717 | 0.26717 | 1.148 | 1.148 | 0 | 0 | 5.8932 | 5.8932 | -1.7 | -0.85 | 0 | 2.7827 | 0 |  |  | 16.6716 |  | 0.5103 | 51.03 | 0 | 1.7 | 2014-08-25 09:30 | 5893.1667 | 5.8932
|  | 2014-08-25 21:35:02 | 28.3047 | 3.6128 | 14.4513 | 5.8102 | 5.8102 | 0.24917 | 0.24917 | 1.1475 | 1.1475 | 0 | 0 | 5.7433 | 5.7433 | -0.90317 | -0.45158 | 0 | 2.3311 | 0 |  |  | 15.0294 |  | 0.51056 | 51.0564 | 0 | 0.90317 | 2014-08-25 10:00 | 5743.3333 | 5.7433
|  | 2014-08-25 22:05:04 | 26.252 | 3.7145 | 14.858 | 5.8068 | 5.8068 | 0.22483 | 0.22483 | 1.147 | 1.147 | 0 | 0 | 5.399 | 5.399 | 1.1837 | 0.59183 | 0 | 2.9229 | 0 |  |  | 15.8981 |  | 0.56598 | 56.5976 | 0 | 0 | 2014-08-25 10:30 | 5399 | 5.399
|  | 2014-08-25 22:35:02 | 24.381 | 3.866 | 15.464 | 5.8075 | 5.8075 | 0.19783 | 0.19783 | 1.0778 | 1.0778 | 0 | 0 | 4.7083 | 4.7083 | 2.8745 | 1.4373 | 0 | 4.3602 | 0 |  |  | 15.3094 |  | 0.63426 | 63.4264 | 0 | 0 | 2014-08-25 11:00 | 4708.3333 | 4.7083
|  | 2014-08-25 23:05:07 | 23.5882 | 3.8008 | 15.2033 | 5.8028 | 5.8028 | 0.193 | 0.193 | 1.0505 | 1.0505 | 0 | 0 | 4.7408 | 4.7408 | 3.4023 | 1.7012 | 0 | 6.0614 | 0 |  |  | 16.5716 |  | 0.64453 | 64.4532 | 0 | 0 | 2014-08-25 11:30 | 4740.8333 | 4.7408
|  | 2014-08-25 23:35:03 | 23.0822 | 3.79 | 15.16 | 5.8062 | 5.8062 | 0.193 | 0.193 | 1.1188 | 1.1188 | 0 | 0 | 4.6362 | 4.6362 | 3.832 | 1.916 | 0 | 7.9774 | 0 |  |  | 15.16 |  | 0.65678 | 65.6784 | 0 | 0 | 2014-08-25 12:00 | 4636.1667 | 4.6362
|  | 2014-08-26 00:05:02 | 22.8877 | 3.8458 | 15.3833 | 5.8072 | 5.8072 | 0.182 | 0.182 | 1.1465 | 1.1465 | 0 | 0 | 4.6523 | 4.6523 | 4.2837 | 2.1418 | 0 | 10.1192 | 0 |  |  | 16.4602 |  | 0.67212 | 67.2123 | 0 | 0 | 2014-08-25 12:30 | 4652.3333 | 4.6523
|  | 2014-08-26 00:35:02 | 22.806 | 3.8345 | 15.338 | 5.7993 | 5.7993 | 0.177 | 0.177 | 1.1458 | 1.1458 | 0 | 0 | 4.6052 | 4.6052 | 4.2593 | 2.1297 | 0 | 12.2489 | 0 |  |  | 13.8042 |  | 0.67254 | 67.2542 | 0 | 0 | 2014-08-25 13:00 | 4605.1667 | 4.6052
|  | 2014-08-26 01:05:04 | 22.5453 | 3.8053 | 15.2213 | 5.8028 | 5.8028 | 0.176 | 0.176 | 1.1458 | 1.1458 | 0 | 0 | 4.4147 | 4.4147 | 4.2153 | 2.1077 | 0 | 14.3565 | 0 |  |  | 14.6125 |  | 0.67514 | 67.5143 | 0 | 0 | 2014-08-25 13:30 | 4414.6667 | 4.4147
|  | 2014-08-26 01:35:02 | 22.3825 | 3.733 | 14.932 | 5.8002 | 5.8002 | 0.1755 | 0.1755 | 1.1462 | 1.1462 | 0 | 0 | 4.3028 | 4.3028 | 3.9742 | 1.9871 | 0 | 16.3436 | 0 |  |  | 14.3347 |  | 0.66713 | 66.7128 | 0 | 0 | 2014-08-25 14:00 | 4302.8333 | 4.3028
|  | 2014-08-26 02:05:02 | 22.2122 | 3.6363 | 14.5453 | 5.7978 | 5.7978 | 0.17567 | 0.17567 | 1.1462 | 1.1462 | 0 | 0 | 4.4275 | 4.4275 | 3.8803 | 1.9402 | 0 | 18.2838 | 0 |  |  | 15.709 |  | 0.65484 | 65.4836 | 0 | 0 | 2014-08-25 14:30 | 4427.5 | 4.4275
|  | 2014-08-26 02:35:01 | 22.0423 | 3.548 | 14.192 | 5.8053 | 5.8053 | 0.1755 | 0.1755 | 1.1167 | 1.1167 | 0 | 0 | 4.3313 | 4.3313 | 3.5785 | 1.7892 | 0 | 20.073 | 0 |  |  | 14.192 |  | 0.64385 | 64.3852 | 0 | 0 | 2014-08-25 15:00 | 4331.3333 | 4.3313
|  | 2014-08-26 03:05:12 | 21.9163 | 3.5117 | 14.0467 | 5.8018 | 5.8018 | 0.17583 | 0.17583 | 1.0488 | 1.0488 | 0 | 0 | 4.3473 | 4.3473 | 3.5042 | 1.7521 | 0 | 21.8251 | 0 |  |  | 12.642 |  | 0.64092 | 64.0922 | 0 | 0 | 2014-08-25 15:30 | 4347.3333 | 4.3473
|  | 2014-08-26 03:35:02 | 22.0263 | 3.4833 | 13.9333 | 5.7977 | 5.7977 | 0.17583 | 0.17583 | 1.048 | 1.048 | 0 | 0 | 4.4128 | 4.4128 | 3.3413 | 1.6707 | 0 | 23.4958 | 0 |  |  | 12.54 |  | 0.63258 | 63.2576 | 0 | 0 | 2014-08-25 16:00 | 4412.8333 | 4.4128
|  | 2014-08-26 04:05:02 | 22.5135 | 3.406 | 13.624 | 5.802 | 5.802 | 0.17517 | 0.17517 | 1.0177 | 1.0177 | 0 | 0 | 4.6452 | 4.6452 | 2.7505 | 1.3752 | 0 | 24.871 | 0 |  |  | 14.5777 |  | 0.60515 | 60.5148 | 0 | 0 | 2014-08-25 16:30 | 4645.1667 | 4.6452
|  | 2014-08-26 04:35:02 | 23.1948 | 3.3658 | 13.4633 | 5.8037 | 5.8037 | 0.1755 | 0.1755 | 0.895 | 0.895 | 0 | 0 | 4.6233 | 4.6233 | 1.766 | 0.883 | 0 | 25.754 | 0 |  |  | 13.3287 |  | 0.58045 | 58.0445 | 0 | 0 | 2014-08-25 17:00 | 4623.3333 | 4.6233
|  | 2014-08-26 05:05:03 | 24.276 | 3.4135 | 13.654 | 5.8103 | 5.8103 | 0.17467 | 0.17467 | 0.73167 | 0.73167 | 0 | 0 | 4.8437 | 4.8437 | 0.93833 | 0.46917 | 0 | 26.2232 | 0 |  |  | 13.1078 |  | 0.56245 | 56.2449 | 0 | 0 | 2014-08-25 17:30 | 4843.6667 | 4.8437
|  | 2014-08-26 05:35:03 | 26.4957 | 3.5443 | 14.1773 | 5.8138 | 5.8138 | 0.17517 | 0.17517 | 0.769 | 0.769 | 0 | 0 | 5.435 | 5.435 | -0.12533 | -0.062667 | 0 | 26.1605 | 0 |  |  | 14.3191 |  | 0.53508 | 53.5081 | 0 | 0.12533 | 2014-08-25 18:00 | 5435 | 5.435
|  | 2014-08-26 06:05:02 | 29.4293 | 3.6508 | 14.6033 | 5.816 | 5.816 | 0.19983 | 0.19983 | 0.771 | 0.771 | 0 | 0 | 6.2402 | 6.2402 | -1.799 | -0.8995 | 0 | 25.261 | 0 |  |  | 14.3113 |  | 0.49622 | 49.6217 | 0 | 1.799 | 2014-08-25 18:30 | 6240.1667 | 6.2402
|  | 2014-08-26 06:35:02 | 31.7452 | 3.6782 | 14.7127 | 5.8133 | 5.8133 | 0.2045 | 0.2045 | 0.77383 | 0.77383 | 0 | 0 | 6.8143 | 6.8143 | -3.4265 | -1.7133 | 0 | 23.5478 | 0 |  |  | 13.8299 |  | 0.46346 | 46.3462 | 0 | 3.4265 | 2014-08-25 19:00 | 6814.3333 | 6.8143
|  | 2014-08-26 07:05:05 | 33.7018 | 3.7393 | 14.9573 | 5.8143 | 5.8143 | 0.22833 | 0.22833 | 0.772 | 0.772 | 0 | 0 | 7.3048 | 7.3048 | -4.625 | -2.3125 | 0 | 21.2353 | 0 |  |  | 13.6112 |  | 0.44381 | 44.3814 | 0 | 4.625 | 2014-08-25 19:30 | 7304.8333 | 7.3048
|  | 2014-08-26 07:35:03 | 34.8055 | 3.8185 | 15.274 | 5.8105 | 5.8105 | 0.296 | 0.296 | 0.7715 | 0.7715 | 0.8204 | 0.8204 | 7.4628 | 7.4628 | -4.3703 | -2.1851 | 0 | 19.0501 | 0 |  |  | 13.7466 |  | 0.43884 | 43.8839 | 0 | 4.3703 | 2014-08-25 20:00 | 7462.8333 | 7.4628
|  | 2014-08-26 08:05:03 | 35.6132 | 3.8688 | 15.4753 | 5.8105 | 5.8105 | 0.358 | 0.358 | 0.77033 | 0.77033 | 0.8204 | 0.8204 | 7.5628 | 7.5628 | -4.8158 | -2.4079 | 0 | 16.6423 | 0 |  |  | 15.3206 |  | 0.43454 | 43.454 | 0 | 4.8158 | 2014-08-25 20:30 | 7562.8333 | 7.5628
|  | 2014-08-26 08:35:02 | 35.8917 | 3.8987 | 15.5947 | 5.8062 | 5.8062 | 0.49167 | 0.49167 | 0.77067 | 0.77067 | 1.7192 | 1.7192 | 7.542 | 7.542 | -3.9673 | -1.9836 | 0 | 14.6586 | 0 |  |  | 16.3744 |  | 0.43449 | 43.4493 | 0 | 3.9673 | 2014-08-25 21:00 | 7542 | 7.542
|  | 2014-08-26 09:05:02 | 36.1068 | 3.9087 | 15.6347 | 5.8065 | 5.8065 | 0.51233 | 0.51233 | 0.77433 | 0.77433 | 1.7192 | 1.7192 | 7.6183 | 7.6183 | -4.0415 | -2.0207 | 0 | 12.6379 | 0 |  |  | 14.3839 |  | 0.43301 | 43.3011 | 0 | 4.0415 | 2014-08-25 21:30 | 7618.3333 | 7.6183
|  | 2014-08-26 09:35:02 | 36.2187 | 3.913 | 15.652 | 5.8103 | 5.8103 | 0.52417 | 0.52417 | 0.77517 | 0.77517 | 2.0808 | 2.0808 | 7.4277 | 7.4277 | -3.9485 | -1.9743 | 0 | 10.6636 | 0 |  |  | 14.5564 |  | 0.43215 | 43.2153 | 0 | 3.9485 | 2014-08-25 22:00 | 7427.6667 | 7.4277
|  | 2014-08-26 10:05:05 | 36.2638 | 3.9208 | 15.6833 | 5.8038 | 5.8038 | 0.571 | 0.571 | 0.777 | 0.777 | 2.0808 | 2.0808 | 7.2157 | 7.2157 | -4.1322 | -2.0661 | 0 | 8.5975 | 0 |  |  | 14.2718 |  | 0.43248 | 43.2479 | 0 | 4.1322 | 2014-08-25 22:30 | 7215.6667 | 7.2157
|  | 2014-08-26 10:35:03 | 36.2815 | 3.8923 | 15.5693 | 5.804 | 5.804 | 0.57133 | 0.57133 | 0.77783 | 0.77783 | 2.3624 | 2.3624 | 7.3302 | 7.3302 | -3.8664 | -1.9332 | 0 | 6.6643 | 0 |  |  | 15.5693 |  | 0.42913 | 42.9126 | 0 | 3.8664 | 2014-08-25 23:00 | 7330.1667 | 7.3302
|  | 2014-08-26 11:05:03 | 36.4775 | 3.8407 | 15.3627 | 5.7973 | 5.7973 | 0.56283 | 0.56283 | 0.7755 | 0.7755 | 2.3624 | 2.3624 | 7.5373 | 7.5373 | -4.0794 | -2.0397 | 0 | 4.6246 | 0 |  |  | 14.7482 |  | 0.42115 | 42.1155 | 0 | 4.0794 | 2014-08-25 23:30 | 7537.3333 | 7.5373
|  | 2014-08-26 11:35:02 | 36.3733 | 3.696 | 14.784 | 5.7957 | 5.7957 | 0.56083 | 0.56083 | 0.77267 | 0.77267 | 3.7032 | 3.7032 | 7.6632 | 7.6632 | -3.0938 | -1.5469 | 0 | 3.0777 | 0 |  |  | 14.3405 |  | 0.40645 | 40.6452 | 0 | 3.0938 | 2014-08-26 | 7663.1667 | 7.6632
|  | 2014-08-26 12:05:03 | 36.1305 | 3.5125 | 14.05 | 5.8012 | 5.8012 | 0.43017 | 0.43017 | 0.77117 | 0.77117 | 3.7032 | 3.7032 | 7.8697 | 7.8697 | -3.5051 | -1.7526 | 0 | 1.3251 | 0 |  |  | 13.207 |  | 0.38887 | 38.8868 | 0 | 3.5051 | 2014-08-26 00:30 | 7869.6667 | 7.8697
|  | 2014-08-26 12:35:02 | 36.0103 | 3.3835 | 13.534 | 5.7923 | 5.7923 | 0.2695 | 0.2695 | 0.76583 | 0.76583 | 4.4704 | 4.4704 | 7.835 | 7.835 | -3.3433 | -1.6716 | 0 | 0 | 0 |  |  | 14.0754 |  | 0.37584 | 37.5837 | 0 | 2.6502 | 2014-08-26 01:00 | 7835 | 7.835
|  | 2014-08-26 13:05:02 | 35.8172 | 3.2375 | 12.95 | 5.7918 | 5.7918 | 0.27317 | 0.27317 | 0.765 | 0.765 | 4.4704 | 4.4704 | 7.7048 | 7.7048 | -3.8619 | -1.931 | 1.6716 | 0 | 0 |  |  | 13.0795 |  | 0.36156 | 36.1558 | 3.3433 | 0 | 2014-08-26 01:30 | 7704.8333 | 7.7048
|  | 2014-08-26 13:35:02 | 35.685 | 3.1295 | 12.518 | 5.7952 | 5.7952 | 0.27417 | 0.27417 | 0.76683 | 0.76683 | 4.5212 | 4.5212 | 7.8692 | 7.8692 | -3.9405 | -1.9702 | 1.931 | 0 | 0 |  |  | 13.2691 |  | 0.35079 | 35.0792 | 3.8619 | 0 | 2014-08-26 02:00 | 7869.1667 | 7.8692
|  | 2014-08-26 14:05:02 | 35.7015 | 3.1178 | 12.4713 | 5.7987 | 5.7987 | 0.27683 | 0.27683 | 0.76833 | 0.76833 | 4.5212 | 4.5212 | 7.8552 | 7.8552 | -4.01 | -2.005 | 1.9702 | 0 | 0 |  |  | 12.596 |  | 0.34932 | 34.9322 | 3.9405 | 0 | 2014-08-26 02:30 | 7855.1667 | 7.8552
|  | 2014-08-26 14:35:04 | 35.8592 | 3.1005 | 12.402 | 5.7987 | 5.7987 | 0.27767 | 0.27767 | 0.7695 | 0.7695 | 3.6488 | 3.6488 | 7.851 | 7.851 | -5.1115 | -2.5558 | 2.005 | 0 | 0 |  |  | 11.7819 |  | 0.34585 | 34.5853 | 4.01 | 0 | 2014-08-26 03:00 | 7851 | 7.851
|  | 2014-08-26 15:05:03 | 36.2657 | 3.074 | 12.296 | 5.7958 | 5.7958 | 0.27867 | 0.27867 | 0.77433 | 0.77433 | 3.6488 | 3.6488 | 7.9733 | 7.9733 | -5.4987 | -2.7494 | 2.5558 | 0 | 0 |  |  | 12.9108 |  | 0.33905 | 33.9053 | 5.1115 | 0 | 2014-08-26 03:30 | 7973.3333 | 7.9733
|  | 2014-08-26 15:35:03 | 36.8923 | 2.9823 | 11.9293 | 5.7985 | 5.7985 | 0.29217 | 0.29217 | 0.77883 | 0.77883 | 3.4744 | 3.4744 | 8.0332 | 8.0332 | -6.5859 | -3.293 | 2.7494 | 0 | 0 |  |  | 11.3329 |  | 0.32336 | 32.3355 | 5.4987 | 0 | 2014-08-26 04:00 | 8033.1667 | 8.0332
|  | 2014-08-26 16:05:03 | 37.3937 | 2.8945 | 11.578 | 5.8035 | 5.8035 | 0.49167 | 0.49167 | 0.781 | 0.781 | 3.4744 | 3.4744 | 8.072 | 8.072 | -7.1931 | -3.5965 | 3.293 | 0 | 0 |  |  | 11.8096 |  | 0.30962 | 30.9625 | 6.5859 | 0 | 2014-08-26 04:30 | 8072 | 8.072
|  | 2014-08-26 16:35:03 | 37.4545 | 2.9478 | 11.7913 | 5.7985 | 5.7985 | 0.51317 | 0.51317 | 0.77833 | 0.77833 | 2.7812 | 2.7812 | 8.0965 | 8.0965 | -7.6955 | -3.8477 | 3.5965 | 0 | 0 |  |  | 12.0272 |  | 0.31482 | 31.4818 | 7.1931 | 0 | 2014-08-26 05:00 | 8096.5 | 8.0965
|  | 2014-08-26 17:05:02 | 37.3032 | 2.933 | 11.732 | 5.7995 | 5.7995 | 0.485 | 0.485 | 0.778 | 0.778 | 2.7812 | 2.7812 | 8.1693 | 8.1693 | -7.5581 | -3.7791 | 3.8477 | 0 | 0 |  |  | 11.0281 |  | 0.3145 | 31.4504 | 7.6955 | 0 | 2014-08-26 05:30 | 8169.3333 | 8.1693
|  | 2014-08-26 17:35:02 | 37.1338 | 2.882 | 11.528 | 5.7957 | 5.7957 | 0.39883 | 0.39883 | 0.77583 | 0.77583 | 2.1832 | 2.1832 | 8.2313 | 8.2313 | -8.221 | -4.1105 | 3.7791 | 0 | 0 |  |  | 11.2974 |  | 0.31044 | 31.0445 | 7.5581 | 0 | 2014-08-26 06:00 | 8231.3333 | 8.2313
|  | 2014-08-26 18:05:02 | 36.7067 | 2.8502 | 11.4007 | 5.7992 | 5.7992 | 0.40417 | 0.40417 | 0.77717 | 0.77717 | 2.1832 | 2.1832 | 8.261 | 8.261 | -7.8813 | -3.9407 | 4.1105 | 0 | 0 |  |  | 10.7166 |  | 0.31059 | 31.0588 | 8.221 | 0 | 2014-08-26 06:30 | 8261 | 8.261
|  | 2014-08-26 18:35:02 | 36.3355 | 2.7938 | 11.1753 | 5.7977 | 5.7977 | 0.40383 | 0.40383 | 0.77767 | 0.77767 | 0.5356 | 0.5356 | 8.34 | 8.34 | -9.3054 | -4.6527 | 3.9407 | 0 | 0 |  |  | 12.2929 |  | 0.30756 | 30.756 | 7.8813 | 0 | 2014-08-26 07:00 | 8340 | 8.34
|  | 2014-08-26 19:05:02 | 36.3953 | 2.6775 | 10.71 | 5.7967 | 5.7967 | 0.40183 | 0.40183 | 0.77467 | 0.77467 | 0.5356 | 0.5356 | 8.3092 | 8.3092 | -9.8674 | -4.9337 | 4.6527 | 0 | 0 |  |  | 11.3526 |  | 0.29427 | 29.4268 | 9.3054 | 0 | 2014-08-26 07:30 | 8309.1667 | 8.3092
|  | 2014-08-26 19:35:02 | 36.8818 | 2.7473 | 10.9893 | 5.7957 | 5.7957 | 0.40167 | 0.40167 | 0.7735 | 0.7735 | 0.0744 | 0.0744 | 8.3682 | 8.3682 | -10.4791 | -5.2395 | 4.9337 | 0 | 0 |  |  | 11.0992 |  | 0.29796 | 29.7961 | 9.8674 | 0 | 2014-08-26 08:00 | 8368.1667 | 8.3682
|  | 2014-08-26 20:05:02 | 36.1932 | 2.7865 | 11.146 | 5.7987 | 5.7987 | 0.37317 | 0.37317 | 0.77433 | 0.77433 | 0.0744 | 0.0744 | 8.4 | 8.4 | -9.6266 | -4.8133 | 5.2395 | 0 | 0 |  |  | 10.2543 |  | 0.30796 | 30.7959 | 10.4791 | 0 | 2014-08-26 08:30 | 8400 | 8.4
|  | 2014-08-26 20:35:03 | 34.4372 | 2.8117 | 11.2467 | 5.7975 | 5.7975 | 0.31417 | 0.31417 | 0.77283 | 0.77283 | 0 | 0 | 8.144 | 8.144 | -8.162 | -4.081 | 4.8133 | 0 | 0 |  |  | 11.5841 |  | 0.32659 | 32.6585 | 9.6266 | 0 | 2014-08-26 09:00 | 8144 | 8.144
|  | 2014-08-26 21:05:02 | 32.6988 | 2.7282 | 10.9127 | 5.8015 | 5.8015 | 0.2865 | 0.2865 | 0.77667 | 0.77667 | 0 | 0 | 7.7203 | 7.7203 | -7.2012 | -3.6006 | 4.081 | 0 | 0 |  |  | 10.1488 |  | 0.33373 | 33.3733 | 8.162 | 0 | 2014-08-26 09:30 | 7720.3333 | 7.7203
|  | 2014-08-26 21:35:03 | 30.6805 | 2.6065 | 10.426 | 5.8033 | 5.8033 | 0.28383 | 0.28383 | 0.77717 | 0.77717 | 0 | 0 | 7.3718 | 7.3718 | -6.0183 | -3.0092 | 3.6006 | 0 | 0 |  |  | 9.5919 |  | 0.33982 | 33.9825 | 7.2012 | 0 | 2014-08-26 10:00 | 7371.8333 | 7.3718
|  | 2014-08-26 22:05:03 | 28.494 | 2.4667 | 9.8667 | 5.8085 | 5.8085 | 0.21183 | 0.21183 | 0.77617 | 0.77617 | 0 | 0 | 7.0495 | 7.0495 | -4.7813 | -2.3907 | 3.0092 | 0 | 0 |  |  | 10.1627 |  | 0.34627 | 34.6272 | 6.0183 | 0 | 2014-08-26 10:30 | 7049.5 | 7.0495
|  | 2014-08-26 22:35:02 | 26.878 | 2.3085 | 9.234 | 5.8167 | 5.8167 | 0.19483 | 0.19483 | 0.7755 | 0.7755 | 0 | 0 | 6.7618 | 6.7618 | -4.0952 | -2.0476 | 2.3907 | 0 | 0 |  |  | 9.9727 |  | 0.34355 | 34.3552 | 4.7813 | 0 | 2014-08-26 11:00 | 6761.8333 | 6.7618
|  | 2014-08-26 23:05:04 | 25.9788 | 2.2478 | 8.9913 | 5.8055 | 5.8055 | 0.18267 | 0.18267 | 0.77583 | 0.77583 | 0 | 0 | 6.7803 | 6.7803 | -3.4432 | -1.7216 | 2.0476 | 0 | 0 |  |  | 9.351 |  | 0.3461 | 34.6102 | 4.0952 | 0 | 2014-08-26 11:30 | 6780.3333 | 6.7803
|  | 2014-08-26 23:35:01 | 25.4545 | 2.2505 | 9.002 | 5.8017 | 5.8017 | 0.18333 | 0.18333 | 0.779 | 0.779 | 0 | 0 | 6.48 | 6.48 | -3.2085 | -1.6042 | 1.7216 | 0 | 0 |  |  | 9.5421 |  | 0.35365 | 35.3651 | 3.4432 | 0 | 2014-08-26 12:00 | 6480 | 6.48
|  | 2014-08-27 00:05:01 | 25.2645 | 2.1025 | 8.41 | 5.7912 | 5.7912 | 0.18317 | 0.18317 | 0.77583 | 0.77583 | 0 | 0 | 6.3753 | 6.3753 | -3.729 | -1.8645 | 1.6042 | 0 | 0 |  |  | 8.2418 |  | 0.33288 | 33.2878 | 3.2085 | 0 | 2014-08-26 12:30 | 6375.3333 | 6.3753
|  | 2014-08-27 00:35:01 | 25.2535 | 1.8848 | 7.5393 | 5.7932 | 5.7932 | 0.18283 | 0.18283 | 0.77517 | 0.77517 | 0 | 0 | 6.3775 | 6.3775 | -4.5855 | -2.2927 | 1.8645 | 0 | 0 |  |  | 8.1425 |  | 0.29855 | 29.8546 | 3.729 | 0 | 2014-08-26 13:00 | 6377.5 | 6.3775
|  | 2014-08-27 01:05:02 | 24.874 | 1.7855 | 7.142 | 5.7953 | 5.7953 | 0.1835 | 0.1835 | 0.77583 | 0.77583 | 0 | 0 | 6.2575 | 6.2575 | -4.7198 | -2.3599 | 2.2927 | 0 | 0 |  |  | 7.6419 |  | 0.28713 | 28.7127 | 4.5855 | 0 | 2014-08-26 13:30 | 6257.5 | 6.2575
|  | 2014-08-27 01:35:02 | 24.4545 | 1.493 | 5.972 | 5.7957 | 5.7957 | 0.17767 | 0.17767 | 0.7765 | 0.7765 | 0 | 0 | 6.1485 | 6.1485 | -5.5842 | -2.7921 | 2.3599 | 0 | 0 |  |  | 5.7928 |  | 0.24421 | 24.4209 | 4.7198 | 0 | 2014-08-26 14:00 | 6148.5 | 6.1485
|  | 2014-08-27 02:05:01 | 24.2435 | 1.3203 | 5.2813 | 5.7927 | 5.7927 | 0.1685 | 0.1685 | 0.775 | 0.775 | 0 | 0 | 6.3605 | 6.3605 | -5.8655 | -2.9328 | 2.7921 | 0 | 0 |  |  | 5.387 |  | 0.21785 | 21.7845 | 5.5842 | 0 | 2014-08-26 14:30 | 6360.5 | 6.3605
|  | 2014-08-27 02:35:01 | 24.2027 | 1.2438 | 4.9753 | 5.7908 | 5.7908 | 0.167 | 0.167 | 0.76833 | 0.76833 | 0 | 0 | 6.4108 | 6.4108 | -6.0903 | -3.0452 | 2.9328 | 0 | 0 |  |  | 4.8758 |  | 0.20557 | 20.557 | 5.8655 | 0 | 2014-08-26 15:00 | 6410.8333 | 6.4108
|  | 2014-08-27 03:05:07 | 24.19 | 1.1772 | 4.7087 | 5.7908 | 5.7908 | 0.16683 | 0.16683 | 0.76333 | 0.76333 | 0 | 0 | 6.4685 | 6.4685 | -6.2918 | -3.1459 | 3.0452 | 0 | 0 |  |  | 5.0854 |  | 0.19465 | 19.4653 | 6.0903 | 0 | 2014-08-26 15:30 | 6468.5 | 6.4685
|  | 2014-08-27 03:35:01 | 24.1792 | 1.1097 | 4.4387 | 5.7945 | 5.7945 | 0.16783 | 0.16783 | 0.76467 | 0.76467 | 0 | 0 | 6.5772 | 6.5772 | -6.4363 | -3.2182 | 3.1459 | 0 | 0 |  |  | 4.705 |  | 0.18357 | 18.3574 | 6.2918 | 0 | 2014-08-26 16:00 | 6577.1667 | 6.5772
|  | 2014-08-27 04:05:04 | 24.679 | 1.0683 | 4.2733 | 5.7945 | 5.7945 | 0.16733 | 0.16733 | 0.778 | 0.778 | 0 | 0 | 6.9038 | 6.9038 | -6.762 | -3.381 | 3.2182 | 0 | 0 |  |  | 4.6579 |  | 0.17316 | 17.3157 | 6.4363 | 0 | 2014-08-26 16:30 | 6903.8333 | 6.9038
|  | 2014-08-27 04:35:02 | 25.2813 | 1.0493 | 4.1973 | 5.7933 | 5.7933 | 0.16767 | 0.16767 | 0.779 | 0.779 | 0 | 0 | 7.0377 | 7.0377 | -7.3063 | -3.6532 | 3.381 | 0 | 0 |  |  | 3.9035 |  | 0.16602 | 16.6025 | 6.762 | 0 | 2014-08-26 17:00 | 7037.6667 | 7.0377
|  | 2014-08-27 05:05:04 | 25.9057 | 1.0988 | 4.3953 | 5.7947 | 5.7947 | 0.171 | 0.171 | 0.876 | 0.876 | 0 | 0 | 7.3102 | 7.3102 | -7.3585 | -3.6792 | 3.6532 | 0 | 0 |  |  | 4.2195 |  | 0.16967 | 16.9667 | 7.3063 | 0 | 2014-08-26 17:30 | 7310.1667 | 7.3102
|  | 2014-08-27 05:35:01 | 27.7445 | 1.0653 | 4.2613 | 5.7992 | 5.7992 | 0.1715 | 0.1715 | 0.97017 | 0.97017 | 0 | 0 | 7.5777 | 7.5777 | -8.9647 | -4.4823 | 3.6792 | 0 | 0 |  |  | 4.6022 |  | 0.15359 | 15.3592 | 7.3585 | 0 | 2014-08-26 18:00 | 7577.6667 | 7.5777
|  | 2014-08-27 06:05:02 | 30.5682 | 1.0337 | 4.1347 | 5.7997 | 5.7997 | 0.1845 | 0.1845 | 1.1072 | 1.1072 | 0 | 0 | 8.2652 | 8.2652 | -11.077 | -5.5385 | 4.4823 | 0 | 0 |  |  | 4.3414 |  | 0.13526 | 13.5261 | 8.9647 | 0 | 2014-08-26 18:30 | 8265.1667 | 8.2652
|  | 2014-08-27 06:35:01 | 32.774 | 0.98267 | 3.9307 | 5.803 | 5.803 | 0.19417 | 0.19417 | 1.1403 | 1.1403 | 0 | 0 | 8.5185 | 8.5185 | -13.1873 | -6.5937 | 5.5385 | 0 | 0 |  |  | 4.2058 |  | 0.11993 | 11.9932 | 11.077 | 0 | 2014-08-26 19:00 | 8518.5 | 8.5185
|  | 2014-08-27 07:05:03 | 34.5607 | 0.9405 | 3.762 | 5.7995 | 5.7995 | 0.24883 | 0.24883 | 1.1387 | 1.1387 | 0 | 0 | 8.9532 | 8.9532 | -14.6585 | -7.3293 | 6.5937 | 0 | 0 |  |  | 4.1006 |  | 0.10885 | 10.8852 | 13.1873 | 0 | 2014-08-26 19:30 | 8953.1667 | 8.9532
|  | 2014-08-27 07:35:03 | 35.1017 | 0.94633 | 3.7853 | 5.805 | 5.805 | 0.52167 | 0.52167 | 1.1387 | 1.1387 | 0.724 | 0.724 | 9.1207 | 9.1207 | -14.0063 | -7.0032 | 7.3293 | 0 | 0 |  |  | 3.5582 |  | 0.10784 | 10.7839 | 14.6585 | 0 | 2014-08-26 20:00 | 9120.6667 | 9.1207
|  | 2014-08-27 08:05:04 | 35.703 | 0.98933 | 3.9573 | 5.7985 | 5.7985 | 0.6205 | 0.6205 | 1.1385 | 1.1385 | 0.724 | 0.724 | 9.0185 | 9.0185 | -14.4457 | -7.2228 | 7.0032 | 0 | 0 |  |  | 4.1552 |  | 0.11084 | 11.084 | 14.0063 | 0 | 2014-08-26 20:30 | 9018.5 | 9.0185
|  | 2014-08-27 08:35:03 | 35.9345 | 1.0078 | 4.0313 | 5.7982 | 5.7982 | 0.61667 | 0.61667 | 1.14 | 1.14 | 1.3424 | 1.3424 | 8.8355 | 8.8355 | -14.1704 | -7.0852 | 7.2228 | 0 | 0 |  |  | 3.8298 |  | 0.11219 | 11.2186 | 14.4457 | 0 | 2014-08-26 21:00 | 8835.5 | 8.8355
|  | 2014-08-27 09:05:03 | 35.9358 | 1.1608 | 4.6433 | 5.8028 | 5.8028 | 0.50567 | 0.50567 | 1.1393 | 1.1393 | 1.3424 | 1.3424 | 8.5402 | 8.5402 | -13.9621 | -6.9811 | 7.0852 | 0 | 0 |  |  | 4.3647 |  | 0.12921 | 12.9212 | 14.1704 | 0 | 2014-08-26 21:30 | 8540.1667 | 8.5402
|  | 2014-08-27 09:35:02 | 36.1057 | 1.1597 | 4.6387 | 5.7998 | 5.7998 | 0.3815 | 0.3815 | 1.1393 | 1.1393 | 2.046 | 2.046 | 8.7012 | 8.7012 | -13.3992 | -6.6996 | 6.9811 | 0 | 0 |  |  | 4.314 |  | 0.12847 | 12.8475 | 13.9621 | 0 | 2014-08-26 22:00 | 8701.1667 | 8.7012
|  | 2014-08-27 10:05:03 | 36.3453 | 1.2025 | 4.81 | 5.8002 | 5.8002 | 0.4535 | 0.4535 | 1.1207 | 1.1207 | 2.046 | 2.046 | 8.7582 | 8.7582 | -13.3568 | -6.6784 | 6.6996 | 0 | 0 |  |  | 5.0986 |  | 0.13234 | 13.2342 | 13.3992 | 0 | 2014-08-26 22:30 | 8758.1667 | 8.7582
|  | 2014-08-27 10:35:03 | 36.4822 | 1.2527 | 5.0107 | 5.7965 | 5.7965 | 0.517 | 0.517 | 1.1095 | 1.1095 | 2.6784 | 2.6784 | 8.5362 | 8.5362 | -12.8339 | -6.417 | 6.6784 | 0 | 0 |  |  | 5.2111 |  | 0.13735 | 13.7346 | 13.3568 | 0 | 2014-08-26 23:00 | 8536.1667 | 8.5362
|  | 2014-08-27 11:05:02 | 36.4188 | 1.3052 | 5.2207 | 5.793 | 5.793 | 0.5195 | 0.5195 | 1.1102 | 1.1102 | 2.6784 | 2.6784 | 8.5107 | 8.5107 | -12.5864 | -6.2932 | 6.417 | 0 | 0 |  |  | 5.5861 |  | 0.14335 | 14.3351 | 12.8339 | 0 | 2014-08-26 23:30 | 8510.6667 | 8.5107
|  | 2014-08-27 11:35:02 | 36.041 | 1.3647 | 5.4587 | 5.7875 | 5.7875 | 0.4645 | 0.4645 | 1.1102 | 1.1102 | 4.724 | 4.724 | 8.502 | 8.502 | -9.9942 | -4.9971 | 6.2932 | 0 | 0 |  |  | 5.9499 |  | 0.15146 | 15.1457 | 12.5864 | 0 | 2014-08-27 | 8502 | 8.502
|  | 2014-08-27 12:05:02 | 35.8218 | 1.4992 | 5.9967 | 5.7873 | 5.7873 | 0.30383 | 0.30383 | 1.1125 | 1.1125 | 4.724 | 4.724 | 8.5332 | 8.5332 | -9.3643 | -4.6822 | 4.9971 | 0 | 0 |  |  | 5.7568 |  | 0.1674 | 16.7403 | 9.9942 | 0 | 2014-08-27 00:30 | 8533.1667 | 8.5332
|  | 2014-08-27 12:35:02 | 35.6288 | 1.5875 | 6.35 | 5.7848 | 5.7848 | 0.26517 | 0.26517 | 1.1112 | 1.1112 | 5.1212 | 5.1212 | 8.4958 | 8.4958 | -8.5006 | -4.2503 | 4.6822 | 0 | 0 |  |  | 6.5405 |  | 0.17823 | 17.8226 | 9.3643 | 0 | 2014-08-27 01:00 | 8495.8333 | 8.4958
|  | 2014-08-27 13:05:02 | 35.3827 | 1.7328 | 6.9313 | 5.7848 | 5.7848 | 0.2635 | 0.2635 | 1.1047 | 1.1047 | 5.1212 | 5.1212 | 8.4395 | 8.4395 | -7.7376 | -3.8688 | 4.2503 | 0 | 0 |  |  | 6.4461 |  | 0.1959 | 19.5896 | 8.5006 | 0 | 2014-08-27 01:30 | 8439.5 | 8.4395
|  | 2014-08-27 13:35:03 | 35.2763 | 1.8962 | 7.5847 | 5.7862 | 5.7862 | 0.261 | 0.261 | 1.101 | 1.101 | 5.4144 | 5.4144 | 8.4128 | 8.4128 | -6.7163 | -3.3581 | 3.8688 | 0 | 0 |  |  | 6.9779 |  | 0.21501 | 21.5007 | 7.7376 | 0 | 2014-08-27 02:00 | 8412.8333 | 8.4128
|  | 2014-08-27 14:05:01 | 35.1535 | 2.1207 | 8.4827 | 5.7913 | 5.7913 | 0.25983 | 0.25983 | 1.0988 | 1.0988 | 5.4144 | 5.4144 | 8.4103 | 8.4103 | -5.6961 | -2.8481 | 3.3581 | 0 | 0 |  |  | 7.6344 |  | 0.2413 | 24.1304 | 6.7163 | 0 | 2014-08-27 02:30 | 8410.3333 | 8.4103
|  | 2014-08-27 14:35:01 | 35.294 | 2.2805 | 9.122 | 5.7895 | 5.7895 | 0.26217 | 0.26217 | 1.1128 | 1.1128 | 4.1468 | 4.1468 | 8.4852 | 8.4852 | -6.3755 | -3.1878 | 2.8481 | 0 | 0 |  |  | 8.301 |  | 0.25846 | 25.8458 | 5.6961 | 0 | 2014-08-27 03:00 | 8485.1667 | 8.4852
|  | 2014-08-27 15:05:02 | 35.6625 | 2.4377 | 9.7507 | 5.7953 | 5.7953 | 0.26183 | 0.26183 | 1.113 | 1.113 | 4.1468 | 4.1468 | 8.4162 | 8.4162 | -6.1787 | -3.0894 | 3.1878 | 0 | 0 |  |  | 9.2631 |  | 0.27342 | 27.3415 | 6.3755 | 0 | 2014-08-27 03:30 | 8416.1667 | 8.4162
|  | 2014-08-27 15:35:02 | 36.1905 | 2.556 | 10.224 | 5.79 | 5.79 | 0.323 | 0.323 | 1.1085 | 1.1085 | 3.67 | 3.67 | 8.4412 | 8.4412 | -6.6338 | -3.3169 | 3.0894 | 0 | 0 |  |  | 9.9173 |  | 0.28251 | 28.2505 | 6.1787 | 0 | 2014-08-27 04:00 | 8441.1667 | 8.4412
|  | 2014-08-27 16:05:06 | 36.6557 | 2.7077 | 10.8307 | 5.7902 | 5.7902 | 0.387 | 0.387 | 1.1017 | 1.1017 | 3.67 | 3.67 | 8.3612 | 8.3612 | -6.515 | -3.2575 | 3.3169 | 0 | 0 |  |  | 10.1808 |  | 0.29547 | 29.547 | 6.6338 | 0 | 2014-08-27 04:30 | 8361.1667 | 8.3612
|  | 2014-08-27 16:35:02 | 36.7965 | 3.1072 | 12.4287 | 5.7907 | 5.7907 | 0.39133 | 0.39133 | 1.101 | 1.101 | 3.6788 | 3.6788 | 8.3928 | 8.3928 | -5.0132 | -2.5066 | 3.2575 | 0 | 0 |  |  | 11.9315 |  | 0.33777 | 33.7768 | 6.515 | 0 | 2014-08-27 05:00 | 8392.8333 | 8.3928
|  | 2014-08-27 17:05:02 | 36.5825 | 3.2125 | 12.85 | 5.7952 | 5.7952 | 0.37967 | 0.37967 | 1.1188 | 1.1188 | 3.6788 | 3.6788 | 8.301 | 8.301 | -4.459 | -2.2295 | 2.5066 | 0 | 0 |  |  | 11.565 |  | 0.35126 | 35.1261 | 5.0132 | 0 | 2014-08-27 05:30 | 8301 | 8.301
|  | 2014-08-27 17:35:03 | 36.375 | 3.2042 | 12.8167 | 5.7955 | 5.7955 | 0.37833 | 0.37833 | 1.132 | 1.132 | 2.318 | 2.318 | 8.0195 | 8.0195 | -5.915 | -2.9575 | 2.2295 | 0 | 0 |  |  | 13.3293 |  | 0.35235 | 35.2348 | 4.459 | 0 | 2014-08-27 06:00 | 8019.5 | 8.0195
|  | 2014-08-27 18:05:03 | 36.0188 | 3.258 | 13.032 | 5.796 | 5.796 | 0.38433 | 0.38433 | 1.1223 | 1.1223 | 2.318 | 2.318 | 8.0648 | 8.0648 | -5.3013 | -2.6507 | 2.9575 | 0 | 0 |  |  | 12.9017 |  | 0.36181 | 36.1811 | 5.915 | 0 | 2014-08-27 06:30 | 8064.8333 | 8.0648
|  | 2014-08-27 18:35:03 | 35.9578 | 3.326 | 13.304 | 5.7932 | 5.7932 | 0.36067 | 0.36067 | 1.1138 | 1.1138 | 0.784 | 0.784 | 8.0548 | 8.0548 | -6.5473 | -3.2737 | 2.6507 | 0 | 0 |  |  | 12.1066 |  | 0.36999 | 36.9989 | 5.3013 | 0 | 2014-08-27 07:00 | 8054.8333 | 8.0548
|  | 2014-08-27 19:05:02 | 36.3647 | 3.3407 | 13.3627 | 5.7913 | 5.7913 | 0.353 | 0.353 | 1.1363 | 1.1363 | 0.784 | 0.784 | 7.9483 | 7.9483 | -6.989 | -3.4945 | 3.2737 | 0 | 0 |  |  | 13.229 |  | 0.36746 | 36.7463 | 6.5473 | 0 | 2014-08-27 07:30 | 7948.3333 | 7.9483
|  | 2014-08-27 19:35:01 | 36.2328 | 3.3023 | 13.2093 | 5.7935 | 5.7935 | 0.30467 | 0.30467 | 1.1368 | 1.1368 | 0.0876 | 0.0876 | 7.8007 | 7.8007 | -7.9002 | -3.9501 | 3.4945 | 0 | 0 |  |  | 12.9451 |  | 0.36457 | 36.4568 | 6.989 | 0 | 2014-08-27 08:00 | 7800.6667 | 7.8007
|  | 2014-08-27 20:05:03 | 35.3428 | 3.3687 | 13.4747 | 5.7962 | 5.7962 | 0.29833 | 0.29833 | 1.1363 | 1.1363 | 0.0876 | 0.0876 | 7.405 | 7.405 | -7.1447 | -3.5724 | 3.9501 | 0 | 0 |  |  | 12.6662 |  | 0.38126 | 38.1256 | 7.9002 | 0 | 2014-08-27 08:30 | 7405 | 7.405
|  | 2014-08-27 20:35:02 | 33.6642 | 3.4695 | 13.878 | 5.7922 | 5.7922 | 0.29067 | 0.29067 | 1.1357 | 1.1357 | 0 | 0 | 7.0153 | 7.0153 | -5.5523 | -2.7762 | 3.5724 | 0 | 0 |  |  | 13.878 |  | 0.41225 | 41.2248 | 7.1447 | 0 | 2014-08-27 09:00 | 7015.3333 | 7.0153
|  | 2014-08-27 21:05:03 | 31.8378 | 3.4813 | 13.9253 | 5.7965 | 5.7965 | 0.24933 | 0.24933 | 1.1335 | 1.1335 | 0 | 0 | 6.612 | 6.612 | -4.1212 | -2.0606 | 2.7762 | 0 | 0 |  |  | 15.1786 |  | 0.43738 | 43.7383 | 5.5523 | 0 | 2014-08-27 09:30 | 6612 | 6.612
|  | 2014-08-27 21:35:03 | 29.819 | 3.4927 | 13.9707 | 5.796 | 5.796 | 0.24567 | 0.24567 | 1.1318 | 1.1318 | 0 | 0 | 6.3405 | 6.3405 | -2.3343 | -1.1672 | 2.0606 | 0 | 0 |  |  | 13.9707 |  | 0.46852 | 46.8516 | 4.1212 | 0 | 2014-08-27 10:00 | 6340.5 | 6.3405
|  | 2014-08-27 22:05:02 | 27.7823 | 3.505 | 14.02 | 5.8035 | 5.8035 | 0.19733 | 0.19733 | 1.1328 | 1.1328 | 0 | 0 | 6.0953 | 6.0953 | -0.53333 | -0.26667 | 1.1672 | 0 | 0 |  |  | 14.721 |  | 0.50464 | 50.4637 | 2.3343 | 0 | 2014-08-27 10:30 | 6095.3333 | 6.0953
|  | 2014-08-27 22:35:02 | 26.3815 | 3.6438 | 14.5753 | 5.8053 | 5.8053 | 0.18567 | 0.18567 | 1.1375 | 1.1375 | 0 | 0 | 5.903 | 5.903 | 1.2253 | 0.61267 | 0.26667 | 0.61267 | 0 |  |  | 13.7008 |  | 0.55248 | 55.2483 | 0.53333 | 0 | 2014-08-27 11:00 | 5903 | 5.903
|  | 2014-08-27 23:05:03 | 25.658 | 3.6265 | 14.506 | 5.8012 | 5.8012 | 0.15883 | 0.15883 | 1.1423 | 1.1423 | 0 | 0 | 5.9393 | 5.9393 | 1.8897 | 0.94483 | 0 | 1.5575 | 0 |  |  | 13.6356 |  | 0.56536 | 56.536 | 0 | 0 | 2014-08-27 11:30 | 5939.3333 | 5.9393
|  | 2014-08-27 23:35:02 | 25.0408 | 3.7213 | 14.8853 | 5.7962 | 5.7962 | 0.15267 | 0.15267 | 1.1435 | 1.1435 | 0 | 0 | 5.8737 | 5.8737 | 2.8105 | 1.4053 | 0 | 2.9627 | 0 |  |  | 14.8853 |  | 0.59444 | 59.4442 | 0 | 0 | 2014-08-27 12:00 | 5873.6667 | 5.8737
|  | 2014-08-28 00:05:02 | 24.6858 | 3.7802 | 15.1207 | 5.7958 | 5.7958 | 0.13767 | 0.13767 | 1.1415 | 1.1415 | 0 | 0 | 5.523 | 5.523 | 3.0328 | 1.5164 | 0 | 4.4792 | 0 |  |  | 13.7598 |  | 0.61252 | 61.2524 | 0 | 0 | 2014-08-27 12:30 | 5523 | 5.523
|  | 2014-08-28 00:35:02 | 24.4002 | 3.9007 | 15.6027 | 5.7947 | 5.7947 | 0.12867 | 0.12867 | 1.1242 | 1.1242 | 0 | 0 | 5.3355 | 5.3355 | 3.5855 | 1.7927 | 0 | 6.2719 | 0 |  |  | 14.3545 |  | 0.63945 | 63.9449 | 0 | 0 | 2014-08-27 13:00 | 5335.5 | 5.3355
|  | 2014-08-28 01:05:05 | 24.0577 | 3.615 | 14.46 | 5.7627 | 5.7627 | 0.119 | 0.119 | 1.1417 | 1.1417 | 0 | 0 | 5.4538 | 5.4538 | 2.8795 | 1.4397 | 0 | 7.7117 | 0 |  |  | 13.1586 |  | 0.60106 | 60.1056 | 0 | 0 | 2014-08-27 13:30 | 5453.8333 | 5.4538
|  | 2014-08-28 01:35:03 | 23.8448 | 3.6377 | 14.5507 | 5.7303 | 5.7303 | 0.11867 | 0.11867 | 1.143 | 1.143 | 0 | 0 | 5.3983 | 5.3983 | 3.0962 | 1.5481 | 0 | 9.2597 | 0 |  |  | 16.0057 |  | 0.61022 | 61.0223 | 0 | 0 | 2014-08-27 14:00 | 5398.3333 | 5.3983
|  | 2014-08-28 02:05:04 | 23.584 | 3.5695 | 14.278 | 5.7208 | 5.7208 | 0.118 | 0.118 | 1.1322 | 1.1322 | 0 | 0 | 5.2487 | 5.2487 | 2.9137 | 1.4568 | 0 | 10.7166 | 0 |  |  | 14.8491 |  | 0.60541 | 60.541 | 0 | 0 | 2014-08-27 14:30 | 5248.6667 | 5.2487
|  | 2014-08-28 02:35:02 | 23.5902 | 3.5853 | 14.3413 | 5.7175 | 5.7175 | 0.11767 | 0.11767 | 1.086 | 1.086 | 0 | 0 | 5.228 | 5.228 | 2.9003 | 1.4502 | 0 | 12.1667 | 0 |  |  | 13.9111 |  | 0.60794 | 60.7937 | 0 | 0 | 2014-08-27 15:00 | 5228 | 5.228
|  | 2014-08-28 03:05:02 | 23.2303 | 3.5172 | 14.0687 | 5.6618 | 5.6618 | 0.13183 | 0.13183 | 0.7235 | 0.7235 | 0 | 0 | 4.8338 | 4.8338 | 2.1893 | 1.0947 | 0 | 13.2614 | 0 |  |  | 13.928 |  | 0.60562 | 60.5616 | 0 | 0 | 2014-08-27 15:30 | 4833.8333 | 4.8338
|  | 2014-08-28 03:35:02 | 23.7422 | 3.3955 | 13.582 | 5.576 | 5.576 | 0.135 | 0.135 | 0.76183 | 0.76183 | 0 | 0 | 5.2237 | 5.2237 | 1.5363 | 0.76817 | 0 | 14.0296 | 0 |  |  | 13.3104 |  | 0.57206 | 57.2062 | 0 | 0 | 2014-08-27 16:00 | 5223.6667 | 5.2237
|  | 2014-08-28 04:05:02 | 24.4408 | 3.4628 | 13.8513 | 5.5275 | 5.5275 | 0.13517 | 0.13517 | 0.92583 | 0.92583 | 0 | 0 | 5.6207 | 5.6207 | 1.6197 | 0.80983 | 0 | 14.8394 | 0 |  |  | 13.8513 |  | 0.56673 | 56.6729 | 0 | 0 | 2014-08-27 16:30 | 5620.6667 | 5.6207
|  | 2014-08-28 04:35:01 | 25.1727 | 3.2822 | 13.1287 | 5.514 | 5.514 | 0.13483 | 0.13483 | 1.0518 | 1.0518 | 0 | 0 | 5.652 | 5.652 | 0.30867 | 0.15433 | 0 | 14.9937 | 0 |  |  | 12.3409 |  | 0.52154 | 52.1545 | 0 | 0 | 2014-08-27 17:00 | 5652 | 5.652
|  | 2014-08-28 05:05:02 | 25.953 | 3.1 | 12.4 | 5.512 | 5.512 | 0.13533 | 0.13533 | 1.0977 | 1.0977 | 0 | 0 | 5.7348 | 5.7348 | -1.0732 | -0.53658 | 0 | 14.4572 | 0 |  |  | 13.64 |  | 0.47779 | 47.7787 | 0 | 1.0732 | 2014-08-27 17:30 | 5734.8333 | 5.7348
|  | 2014-08-28 05:35:03 | 27.832 | 2.9475 | 11.79 | 5.5163 | 5.5163 | 0.152 | 0.152 | 1.0965 | 1.0965 | 0 | 0 | 6.4205 | 6.4205 | -2.8567 | -1.4283 | 0 | 13.0288 | 0 |  |  | 11.0826 |  | 0.42361 | 42.3613 | 0 | 2.8567 | 2014-08-27 18:00 | 6420.5 | 6.4205
|  | 2014-08-28 06:05:03 | 30.6485 | 2.9043 | 11.6173 | 5.5183 | 5.5183 | 0.19533 | 0.19533 | 1.0968 | 1.0968 | 0 | 0 | 6.9505 | 6.9505 | -5.2702 | -2.6351 | 0 | 10.3937 | 0 |  |  | 10.5718 |  | 0.37905 | 37.9051 | 0 | 5.2702 | 2014-08-27 18:30 | 6950.5 | 6.9505
|  | 2014-08-28 06:35:04 | 33.1098 | 2.9005 | 11.602 | 5.5232 | 5.5232 | 0.198 | 0.198 | 1.1007 | 1.1007 | 0 | 0 | 7.2223 | 7.2223 | -7.4637 | -3.7318 | 0 | 6.6619 | 0 |  |  | 10.9059 |  | 0.35041 | 35.0409 | 0 | 7.4637 | 2014-08-27 19:00 | 7222.3333 | 7.2223
|  | 2014-08-28 07:05:01 | 34.894 | 2.9297 | 11.7187 | 5.5208 | 5.5208 | 0.33283 | 0.33283 | 1.1067 | 1.1067 | 0 | 0 | 7.6438 | 7.6438 | -8.5712 | -4.2856 | 0 | 2.3763 | 0 |  |  | 11.2499 |  | 0.33584 | 33.5836 | 0 | 8.5712 | 2014-08-27 19:30 | 7643.8333 | 7.6438
|  | 2014-08-28 07:35:02 | 35.5527 | 2.6837 | 10.7347 | 5.5222 | 5.5222 | 0.46183 | 0.46183 | 1.1078 | 1.1078 | 0.9396 | 0.9396 | 7.97 | 7.97 | -8.8166 | -4.4083 | 0 | 0 | 0 |  |  | 9.7685 |  | 0.30194 | 30.1937 | 0 | 4.7527 | 2014-08-27 20:00 | 7970 | 7.97
|  | 2014-08-28 08:05:04 | 36.3168 | 2.4675 | 9.87 | 5.5075 | 5.5075 | 0.61617 | 0.61617 | 1.108 | 1.108 | 0.9396 | 0.9396 | 8.258 | 8.258 | -10.0176 | -5.0088 | 4.4083 | 0 | 0 |  |  | 9.2778 |  | 0.27177 | 27.1775 | 8.8166 | 0 | 2014-08-27 20:30 | 8258 | 8.258
|  | 2014-08-28 08:35:02 | 36.6493 | 2.2493 | 8.9973 | 5.4935 | 5.4935 | 0.62267 | 0.62267 | 1.1093 | 1.1093 | 1.9148 | 1.9148 | 8.4472 | 8.4472 | -10.0645 | -5.0323 | 5.0088 | 0 | 0 |  |  | 9.1773 |  | 0.2455 | 24.5498 | 10.0176 | 0 | 2014-08-27 21:00 | 8447.1667 | 8.4472
|  | 2014-08-28 09:05:03 | 36.5647 | 2.0733 | 8.2933 | 5.4397 | 5.4397 | 0.6185 | 0.6185 | 1.1093 | 1.1093 | 1.9148 | 1.9148 | 8.5468 | 8.5468 | -10.6422 | -5.3211 | 5.0323 | 0 | 0 |  |  | 8.2104 |  | 0.22681 | 22.6813 | 10.0645 | 0 | 2014-08-27 21:30 | 8546.8333 | 8.5468
|  | 2014-08-28 09:35:03 | 36.4667 | 2.124 | 8.496 | 5.4407 | 5.4407 | 0.52783 | 0.52783 | 1.1093 | 1.1093 | 2.8732 | 2.8732 | 8.4458 | 8.4458 | -9.5738 | -4.7869 | 5.3211 | 0 | 0 |  |  | 8.411 |  | 0.23298 | 23.298 | 10.6422 | 0 | 2014-08-27 22:00 | 8445.8333 | 8.4458
|  | 2014-08-28 10:05:03 | 36.4868 | 2.1182 | 8.4727 | 5.4382 | 5.4382 | 0.41383 | 0.41383 | 1.1095 | 1.1095 | 2.8732 | 2.8732 | 8.2612 | 8.2612 | -9.9183 | -4.9591 | 4.7869 | 0 | 0 |  |  | 9.0658 |  | 0.23221 | 23.2212 | 9.5738 | 0 | 2014-08-27 22:30 | 8261.1667 | 8.2612
|  | 2014-08-28 10:35:02 | 36.621 | 2.075 | 8.3 | 5.432 | 5.432 | 0.34483 | 0.34483 | 1.1127 | 1.1127 | 4.7764 | 4.7764 | 8.101 | 8.101 | -8.5541 | -4.2771 | 4.9591 | 0 | 0 |  |  | 7.885 |  | 0.22665 | 22.6646 | 9.9183 | 0 | 2014-08-27 23:00 | 8101 | 8.101
|  | 2014-08-28 11:05:01 | 36.7005 | 1.9023 | 7.6093 | 5.4342 | 5.4342 | 0.3445 | 0.3445 | 1.113 | 1.113 | 4.7764 | 4.7764 | 8.0347 | 8.0347 | -9.3884 | -4.6942 | 4.2771 | 0 | 0 |  |  | 8.3703 |  | 0.20734 | 20.7336 | 8.5541 | 0 | 2014-08-27 23:30 | 8034.6667 | 8.0347
|  | 2014-08-28 11:35:01 | 36.5775 | 1.9233 | 7.6933 | 5.4312 | 5.4312 | 0.36067 | 0.36067 | 1.1138 | 1.1138 | 5.8636 | 5.8636 | 7.9953 | 7.9953 | -8.1196 | -4.0598 | 4.6942 | 0 | 0 |  |  | 7.6164 |  | 0.21033 | 21.033 | 9.3884 | 0 | 2014-08-28 | 7995.3333 | 7.9953
|  | 2014-08-28 12:05:03 | 36.4478 | 2.007 | 8.028 | 5.4423 | 5.4423 | 0.28117 | 0.28117 | 1.1103 | 1.1103 | 5.8636 | 5.8636 | 7.9672 | 7.9672 | -7.7552 | -3.8776 | 4.0598 | 0 | 0 |  |  | 7.3858 |  | 0.22026 | 22.026 | 8.1196 | 0 | 2014-08-28 00:30 | 7967.1667 | 7.9672
|  | 2014-08-28 12:35:03 | 36.0108 | 2.116 | 8.464 | 5.4382 | 5.4382 | 0.262 | 0.262 | 1.1062 | 1.1062 | 6.5148 | 6.5148 | 7.7683 | 7.7683 | -6.4574 | -3.2287 | 3.8776 | 0 | 0 |  |  | 7.7869 |  | 0.23504 | 23.504 | 7.7552 | 0 | 2014-08-28 01:00 | 7768.3333 | 7.7683
|  | 2014-08-28 13:05:02 | 35.8002 | 2.266 | 9.064 | 5.4403 | 5.4403 | 0.26117 | 0.26117 | 1.1057 | 1.1057 | 6.5148 | 6.5148 | 7.2777 | 7.2777 | -6.1365 | -3.0683 | 3.2287 | 0 | 0 |  |  | 8.7014 |  | 0.25318 | 25.3183 | 6.4574 | 0 | 2014-08-28 01:30 | 7277.6667 | 7.2777
|  | 2014-08-28 13:35:02 | 35.4472 | 2.2943 | 9.1773 | 5.4413 | 5.4413 | 0.237 | 0.237 | 1.102 | 1.102 | 6.2876 | 6.2876 | 7.1337 | 7.1337 | -6.0682 | -3.0341 | 3.0683 | 0 | 0 |  |  | 9.4527 |  | 0.2589 | 25.8902 | 6.1365 | 0 | 2014-08-28 02:00 | 7133.6667 | 7.1337
|  | 2014-08-28 14:05:02 | 35.3295 | 2.1695 | 8.678 | 5.4312 | 5.4312 | 0.2405 | 0.2405 | 1.0763 | 1.0763 | 6.2876 | 6.2876 | 7.1077 | 7.1077 | -6.5082 | -3.2541 | 3.0341 | 0 | 0 |  |  | 8.1573 |  | 0.24563 | 24.563 | 6.0682 | 0 | 2014-08-28 02:30 | 7107.6667 | 7.1077
|  | 2014-08-28 14:35:03 | 35.4552 | 2.2975 | 9.19 | 5.4303 | 5.4303 | 0.232 | 0.232 | 1.0863 | 1.0863 | 4.6796 | 4.6796 | 6.9995 | 6.9995 | -7.8374 | -3.9187 | 3.2541 | 0 | 0 |  |  | 9.0981 |  | 0.2592 | 25.9201 | 6.5082 | 0 | 2014-08-28 03:00 | 6999.5 | 6.9995
|  | 2014-08-28 15:05:02 | 35.575 | 2.462 | 9.848 | 5.412 | 5.412 | 0.2305 | 0.2305 | 1.093 | 1.093 | 4.6796 | 4.6796 | 7.0902 | 7.0902 | -7.2217 | -3.6109 | 3.9187 | 0 | 0 |  |  | 9.7495 |  | 0.27682 | 27.6824 | 7.8374 | 0 | 2014-08-28 03:30 | 7090.1667 | 7.0902
|  | 2014-08-28 15:35:01 | 36.0217 | 2.6667 | 10.6667 | 5.3912 | 5.3912 | 0.23067 | 0.23067 | 1.1325 | 1.1325 | 3.7548 | 3.7548 | 7.3343 | 7.3343 | -7.5115 | -3.7558 | 3.6109 | 0 | 0 |  |  | 10.9867 |  | 0.29612 | 29.6118 | 7.2217 | 0 | 2014-08-28 04:00 | 7334.3333 | 7.3343
|  | 2014-08-28 16:05:03 | 36.4357 | 2.9258 | 11.7033 | 5.3153 | 5.3153 | 0.36883 | 0.36883 | 1.128 | 1.128 | 3.7548 | 3.7548 | 7.4547 | 7.4547 | -6.7107 | -3.3553 | 3.7558 | 0 | 0 |  |  | 11.9374 |  | 0.32121 | 32.1205 | 7.5115 | 0 | 2014-08-28 04:30 | 7454.6667 | 7.4547
|  | 2014-08-28 16:35:01 | 36.3805 | 3.1855 | 12.742 | 5.2995 | 5.2995 | 0.41183 | 0.41183 | 1.1313 | 1.1313 | 3.098 | 3.098 | 7.5178 | 7.5178 | -6.18 | -3.09 | 3.3553 | 0 | 0 |  |  | 11.7226 |  | 0.35024 | 35.0243 | 6.7107 | 0 | 2014-08-28 05:00 | 7517.8333 | 7.5178
|  | 2014-08-28 17:05:04 | 36.138 | 3.235 | 12.94 | 5.2982 | 5.2982 | 0.4065 | 0.4065 | 1.1318 | 1.1318 | 3.098 | 3.098 | 7.5415 | 7.5415 | -5.722 | -2.861 | 3.09 | 0 | 0 |  |  | 12.6812 |  | 0.35807 | 35.8072 | 6.18 | 0 | 2014-08-28 05:30 | 7541.5 | 7.5415
|  | 2014-08-28 17:35:03 | 35.8542 | 3.3623 | 13.4493 | 5.2992 | 5.2992 | 0.406 | 0.406 | 1.127 | 1.127 | 1.6752 | 1.6752 | 7.543 | 7.543 | -6.3545 | -3.1772 | 2.861 | 0 | 0 |  |  | 12.7769 |  | 0.37511 | 37.5112 | 5.722 | 0 | 2014-08-28 06:00 | 7543 | 7.543
|  | 2014-08-28 18:05:02 | 35.5425 | 3.4227 | 13.6907 | 5.2982 | 5.2982 | 0.35783 | 0.35783 | 1.1255 | 1.1255 | 1.6752 | 1.6752 | 7.4868 | 7.4868 | -5.9083 | -2.9542 | 3.1772 | 0 | 0 |  |  | 13.4169 |  | 0.38519 | 38.5191 | 6.3545 | 0 | 2014-08-28 06:30 | 7486.8333 | 7.4868
|  | 2014-08-28 18:35:03 | 35.3732 | 3.3815 | 13.526 | 5.298 | 5.298 | 0.3475 | 0.3475 | 1.1173 | 1.1173 | 0.688 | 0.688 | 7.3683 | 7.3683 | -7.028 | -3.514 | 2.9542 | 0 | 0 |  |  | 12.7144 |  | 0.38238 | 38.238 | 5.9083 | 0 | 2014-08-28 07:00 | 7368.3333 | 7.3683
|  | 2014-08-28 19:05:02 | 35.8232 | 3.4838 | 13.9353 | 5.2942 | 5.2942 | 0.34683 | 0.34683 | 1.107 | 1.107 | 0.688 | 0.688 | 7.2317 | 7.2317 | -7.2202 | -3.6101 | 3.514 | 0 | 0 |  |  | 12.6812 |  | 0.389 | 38.9003 | 7.028 | 0 | 2014-08-28 07:30 | 7231.6667 | 7.2317
|  | 2014-08-28 19:35:01 | 36.6617 | 3.672 | 14.688 | 5.3155 | 5.3155 | 0.3255 | 0.3255 | 1.1213 | 1.1213 | 0.1092 | 0.1092 | 7.2562 | 7.2562 | -7.846 | -3.923 | 3.6101 | 0 | 0 |  |  | 14.1005 |  | 0.40064 | 40.0636 | 7.2202 | 0 | 2014-08-28 08:00 | 7256.1667 | 7.2562
|  | 2014-08-28 20:05:02 | 35.8545 | 3.8228 | 15.2913 | 5.5068 | 5.5068 | 0.238 | 0.238 | 1.1263 | 1.1263 | 0.1092 | 0.1092 | 7.2572 | 7.2572 | -6.3256 | -3.1628 | 3.923 | 0 | 0 |  |  | 13.7622 |  | 0.42648 | 42.6483 | 7.846 | 0 | 2014-08-28 08:30 | 7257.1667 | 7.2572
|  | 2014-08-28 20:35:01 | 34.1028 | 3.871 | 15.484 | 5.5807 | 5.5807 | 0.23333 | 0.23333 | 1.1247 | 1.1247 | 0 | 0 | 7.1872 | 7.1872 | -4.493 | -2.2465 | 3.1628 | 0 | 0 |  |  | 16.2582 |  | 0.45404 | 45.4039 | 6.3256 | 0 | 2014-08-28 09:00 | 7187.1667 | 7.1872
|  | 2014-08-28 21:05:02 | 32.0995 | 3.913 | 15.652 | 5.6648 | 5.6648 | 0.23367 | 0.23367 | 1.1203 | 1.1203 | 0 | 0 | 6.9013 | 6.9013 | -2.5273 | -1.2637 | 2.2465 | 0 | 0 |  |  | 14.8694 |  | 0.48761 | 48.7609 | 4.493 | 0 | 2014-08-28 09:30 | 6901.3333 | 6.9013
|  | 2014-08-28 21:35:02 | 30.0137 | 3.849 | 15.396 | 5.6663 | 5.6663 | 0.22483 | 0.22483 | 1.117 | 1.117 | 0 | 0 | 6.5802 | 6.5802 | -1.0293 | -0.51467 | 1.2637 | 0 | 0 |  |  | 16.3198 |  | 0.51297 | 51.2966 | 2.5273 | 0 | 2014-08-28 10:00 | 6580.1667 | 6.5802
|  | 2014-08-28 22:05:02 | 28.2782 | 3.9317 | 15.7267 | 5.6158 | 5.6158 | 0.17617 | 0.17617 | 1.112 | 1.112 | 0 | 0 | 6.2005 | 6.2005 | 0.553 | 0.2765 | 0.51467 | 0.2765 | 0 |  |  | 16.8275 |  | 0.55614 | 55.6142 | 1.0293 | 0 | 2014-08-28 10:30 | 6200.5 | 6.2005
|  | 2014-08-28 22:35:04 | 26.8642 | 3.8438 | 15.3753 | 5.4993 | 5.4993 | 0.17217 | 0.17217 | 1.1143 | 1.1143 | 0 | 0 | 5.9917 | 5.9917 | 1.2887 | 0.64433 | 0 | 0.92083 | 0 |  |  | 15.3753 |  | 0.57234 | 57.2336 | 0 | 0 | 2014-08-28 11:00 | 5991.6667 | 5.9917
|  | 2014-08-28 23:05:04 | 25.8622 | 3.8703 | 15.4813 | 5.4365 | 5.4365 | 0.1725 | 0.1725 | 1.113 | 1.113 | 0 | 0 | 6.0585 | 6.0585 | 2.3997 | 1.1998 | 0 | 2.1207 | 0 |  |  | 14.3976 |  | 0.59861 | 59.8609 | 0 | 0 | 2014-08-28 11:30 | 6058.5 | 6.0585
|  | 2014-08-28 23:35:02 | 24.9442 | 3.9308 | 15.7233 | 5.4315 | 5.4315 | 0.17117 | 0.17117 | 1.1142 | 1.1142 | 0 | 0 | 6.072 | 6.072 | 3.568 | 1.784 | 0 | 3.9047 | 0 |  |  | 17.2957 |  | 0.63034 | 63.0341 | 0 | 0 | 2014-08-28 12:00 | 6072 | 6.072
|  | 2014-08-29 00:05:02 | 24.378 | 3.9087 | 15.6347 | 5.4297 | 5.4297 | 0.15717 | 0.15717 | 1.111 | 1.111 | 0 | 0 | 5.8583 | 5.8583 | 3.8128 | 1.9064 | 0 | 5.8111 | 0 |  |  | 17.0418 |  | 0.64134 | 64.1343 | 0 | 0 | 2014-08-28 12:30 | 5858.3333 | 5.8583
|  | 2014-08-29 00:35:02 | 24.1115 | 3.6977 | 14.7907 | 5.4257 | 5.4257 | 0.15283 | 0.15283 | 1.1192 | 1.1192 | 0 | 0 | 5.3902 | 5.3902 | 2.767 | 1.3835 | 0 | 7.1946 | 0 |  |  | 16.2697 |  | 0.61343 | 61.3428 | 0 | 0 | 2014-08-28 13:00 | 5390.1667 | 5.3902
|  | 2014-08-29 01:05:02 | 23.7007 | 3.6658 | 14.6633 | 5.4403 | 5.4403 | 0.15333 | 0.15333 | 1.1185 | 1.1185 | 0 | 0 | 5.2898 | 5.2898 | 2.9647 | 1.4823 | 0 | 8.6769 | 0 |  |  | 14.9566 |  | 0.61869 | 61.8689 | 0 | 0 | 2014-08-28 13:30 | 5289.8333 | 5.2898
|  | 2014-08-29 01:35:02 | 23.3415 | 3.7763 | 15.1053 | 5.44 | 5.44 | 0.16683 | 0.16683 | 1.1088 | 1.1088 | 0 | 0 | 5.1352 | 5.1352 | 3.6147 | 1.8073 | 0 | 10.4843 | 0 |  |  | 13.7459 |  | 0.64714 | 64.7145 | 0 | 0 | 2014-08-28 14:00 | 5135.1667 | 5.1352
|  | 2014-08-29 02:05:01 | 23.0622 | 3.8055 | 15.222 | 5.4427 | 5.4427 | 0.1965 | 0.1965 | 1.0958 | 1.0958 | 0 | 0 | 4.5633 | 4.5633 | 3.4582 | 1.7291 | 0 | 12.2133 | 0 |  |  | 15.0698 |  | 0.66004 | 66.0042 | 0 | 0 | 2014-08-28 14:30 | 4563.3333 | 4.5633
|  | 2014-08-29 02:35:01 | 22.9183 | 3.8947 | 15.5787 | 5.373 | 5.373 | 0.201 | 0.201 | 1.029 | 1.029 | 0 | 0 | 4.336 | 4.336 | 3.5993 | 1.7997 | 0 | 14.013 | 0 |  |  | 14.0208 |  | 0.67975 | 67.9747 | 0 | 0 | 2014-08-28 15:00 | 4336 | 4.336
|  | 2014-08-29 03:05:02 | 22.8115 | 3.9842 | 15.9367 | 5.2755 | 5.2755 | 0.20083 | 0.20083 | 1.0255 | 1.0255 | 0 | 0 | 4.3295 | 4.3295 | 3.9565 | 1.9783 | 0 | 15.9913 | 0 |  |  | 15.1398 |  | 0.69862 | 69.8624 | 0 | 0 | 2014-08-28 15:30 | 4329.5 | 4.3295
|  | 2014-08-29 03:35:02 | 22.8555 | 3.8587 | 15.4347 | 5.1735 | 5.1735 | 0.19167 | 0.19167 | 1.0313 | 1.0313 | 0 | 0 | 4.4083 | 4.4083 | 3.384 | 1.692 | 0 | 17.6833 | 0 |  |  | 16.2064 |  | 0.67532 | 67.5315 | 0 | 0 | 2014-08-28 16:00 | 4408.3333 | 4.4083
|  | 2014-08-29 04:05:03 | 23.3715 | 4.2082 | 16.8327 | 5.1718 | 5.1718 | 0.17167 | 0.17167 | 1.052 | 1.052 | 0 | 0 | 4.7585 | 4.7585 | 4.6152 | 2.3076 | 0 | 19.9908 | 0 |  |  | 16.3277 |  | 0.72022 | 72.0222 | 0 | 0 | 2014-08-28 16:30 | 4758.5 | 4.7585
|  | 2014-08-29 04:35:02 | 24.2087 | 4.4003 | 17.6013 | 5.1713 | 5.1713 | 0.17167 | 0.17167 | 1.1057 | 1.1057 | 0 | 0 | 5.284 | 5.284 | 5.1253 | 2.5627 | 0 | 22.5535 | 0 |  |  | 17.0733 |  | 0.72707 | 72.7067 | 0 | 0 | 2014-08-28 17:00 | 5284 | 5.284
|  | 2014-08-29 05:05:04 | 25.4222 | 4.3247 | 17.2987 | 5.1677 | 5.1677 | 0.17167 | 0.17167 | 1.0275 | 1.0275 | 0 | 0 | 5.8215 | 5.8215 | 4.0648 | 2.0324 | 0 | 24.5859 | 0 |  |  | 16.7797 |  | 0.68046 | 68.0456 | 0 | 0 | 2014-08-28 17:30 | 5821.5 | 5.8215
|  | 2014-08-29 05:35:01 | 26.4373 | 4.1622 | 16.6487 | 5.2243 | 5.2243 | 0.17383 | 0.17383 | 1.0462 | 1.0462 | 0 | 0 | 6.3988 | 6.3988 | 3.0545 | 1.5273 | 0 | 26.1132 | 0 |  |  | 16.1492 |  | 0.62974 | 62.9741 | 0 | 0 | 2014-08-28 18:00 | 6398.8333 | 6.3988
|  | 2014-08-29 06:05:02 | 28.998 | 4.263 | 17.052 | 5.2785 | 5.2785 | 0.2105 | 0.2105 | 1.089 | 1.089 | 0 | 0 | 7.127 | 7.127 | 1.759 | 0.8795 | 0 | 26.9927 | 0 |  |  | 17.7341 |  | 0.58804 | 58.8041 | 0 | 0 | 2014-08-28 18:30 | 7127 | 7.127
|  | 2014-08-29 06:35:03 | 31.2613 | 4.3 | 17.2 | 5.2773 | 5.2773 | 0.2485 | 0.2485 | 1.1167 | 1.1167 | 0 | 0 | 7.8277 | 7.8277 | 0.40883 | 0.20442 | 0 | 27.1971 | 0 |  |  | 16.856 |  | 0.5502 | 55.02 | 0 | 0 | 2014-08-28 19:00 | 7827.6667 | 7.8277
|  | 2014-08-29 07:05:02 | 33.0762 | 4.3898 | 17.5593 | 5.2817 | 5.2817 | 0.286 | 0.286 | 1.1158 | 1.1158 | 0 | 0 | 8.1528 | 8.1528 | -0.6805 | -0.34025 | 0 | 26.8568 | 0 |  |  | 18.4373 |  | 0.53088 | 53.0876 | 0 | 0.6805 | 2014-08-28 19:30 | 8152.8333 | 8.1528
|  | 2014-08-29 07:35:01 | 33.9577 | 4.5103 | 18.0413 | 5.2825 | 5.2825 | 0.27983 | 0.27983 | 1.1135 | 1.1135 | 0.9816 | 0.9816 | 8.4785 | 8.4785 | 0.2196 | 0.1098 | 0 | 26.9666 | 0 |  |  | 16.2372 |  | 0.53129 | 53.1289 | 0 | 0 | 2014-08-28 20:00 | 8478.5 | 8.4785
|  | 2014-08-29 08:05:02 | 34.6938 | 4.6197 | 18.4787 | 5.2847 | 5.2847 | 0.398 | 0.398 | 1.1138 | 1.1138 | 0.9816 | 0.9816 | 8.3968 | 8.3968 | -0.040233 | -0.020117 | 0 | 26.9465 | 0 |  |  | 19.957 |  | 0.53262 | 53.2621 | 0 | 0.040233 | 2014-08-28 20:30 | 8396.8333 | 8.3968
|  | 2014-08-29 08:35:01 | 34.9703 | 4.8602 | 19.4407 | 5.295 | 5.295 | 0.41567 | 0.41567 | 1.1167 | 1.1167 | 1.5252 | 1.5252 | 8.3365 | 8.3365 | 1.1594 | 0.57968 | 0 | 27.5262 | 0 |  |  | 18.0798 |  | 0.55592 | 55.5919 | 0 | 0 | 2014-08-28 21:00 | 8336.5 | 8.3365
|  | 2014-08-29 09:05:02 | 35.139 | 4.8347 | 19.3387 | 5.4122 | 5.4122 | 0.41433 | 0.41433 | 1.0665 | 1.0665 | 1.5252 | 1.5252 | 8.3643 | 8.3643 | 0.9822 | 0.4911 | 0 | 28.0173 | 0 |  |  | 19.1453 |  | 0.55035 | 55.0348 | 0 | 0 | 2014-08-28 21:30 | 8364.3333 | 8.3643
|  | 2014-08-29 09:35:03 | 35.439 | 4.9128 | 19.6513 | 5.5127 | 5.5127 | 0.4185 | 0.4185 | 1.0595 | 1.0595 | 2.3964 | 2.3964 | 8.3065 | 8.3065 | 1.9059 | 0.95295 | 0 | 28.9703 | 0 |  |  | 19.6513 |  | 0.55451 | 55.4512 | 0 | 0 | 2014-08-28 22:00 | 8306.5 | 8.3065
|  | 2014-08-29 10:05:01 | 35.6558 | 4.9428 | 19.7713 | 5.551 | 5.551 | 0.423 | 0.423 | 1.0575 | 1.0575 | 2.3964 | 2.3964 | 8.3767 | 8.3767 | 1.9201 | 0.96003 | 0 | 29.9303 | 0 |  |  | 17.9919 |  | 0.5545 | 55.4505 | 0 | 0 | 2014-08-28 22:30 | 8376.6667 | 8.3767
|  | 2014-08-29 10:35:02 | 35.7727 | 4.9095 | 19.638 | 5.5602 | 5.5602 | 0.43833 | 0.43833 | 1.0575 | 1.0575 | 3.3712 | 3.3712 | 8.3915 | 8.3915 | 2.684 | 1.342 | 0 | 31.2723 | 0 |  |  | 19.4416 |  | 0.54897 | 54.8967 | 0 | 0 | 2014-08-28 23:00 | 8391.5 | 8.3915
|  | 2014-08-29 11:05:02 | 35.889 | 5.156 | 20.624 | 5.5487 | 5.5487 | 0.43633 | 0.43633 | 1.0497 | 1.0497 | 3.3712 | 3.3712 | 8.5188 | 8.5188 | 3.6597 | 1.8298 | 0 | 33.1022 | 0 |  |  | 21.6552 |  | 0.57466 | 57.4661 | 0 | 0 | 2014-08-28 23:30 | 8518.8333 | 8.5188
|  | 2014-08-29 11:35:01 | 35.7758 | 5.0887 | 20.3547 | 5.4638 | 5.4638 | 0.43583 | 0.43583 | 1.0568 | 1.0568 | 5.364 | 5.364 | 8.5402 | 8.5402 | 5.4395 | 2.7198 | 0 | 35.8219 | 0 |  |  | 21.3724 |  | 0.56895 | 56.895 | 0 | 0 | 2014-08-29 | 8540.1667 | 8.5402
|  | 2014-08-29 12:05:02 | 35.4912 | 4.9282 | 19.7127 | 5.4332 | 5.4332 | 0.30083 | 0.30083 | 1.053 | 1.053 | 5.364 | 5.364 | 8.6068 | 8.6068 | 4.9793 | 2.4897 | 0 | 38.3116 | 0 |  |  | 19.3184 |  | 0.55542 | 55.5425 | 0 | 0 | 2014-08-29 00:30 | 8606.8333 | 8.6068
|  | 2014-08-29 12:35:01 | 35.177 | 5.2003 | 20.8013 | 5.4358 | 5.4358 | 0.27933 | 0.27933 | 1.0482 | 1.0482 | 5.7764 | 5.7764 | 8.6745 | 8.6745 | 6.8386 | 3.4193 | 0 | 41.7309 | 0 |  |  | 22.8815 |  | 0.59133 | 59.1333 | 0 | 0 | 2014-08-29 01:00 | 8674.5 | 8.6745
|  | 2014-08-29 13:05:03 | 34.8927 | 5.0102 | 20.0407 | 5.4317 | 5.4317 | 0.25817 | 0.25817 | 1.0445 | 1.0445 | 5.7764 | 5.7764 | 8.8757 | 8.8757 | 6.5344 | 3.2672 | 0 | 44.9981 | 0 |  |  | 20.8423 |  | 0.57435 | 57.4352 | 0 | 0 | 2014-08-29 01:30 | 8875.6667 | 8.8757
|  | 2014-08-29 13:35:02 | 34.511 | 5.0263 | 20.1053 | 5.4325 | 5.4325 | 0.2555 | 0.2555 | 1.0532 | 1.0532 | 5.878 | 5.878 | 8.564 | 8.564 | 6.7775 | 3.3888 | 0 | 48.3868 | 0 |  |  | 20.3064 |  | 0.58258 | 58.2578 | 0 | 0 | 2014-08-29 02:00 | 8564 | 8.564
|  | 2014-08-29 14:05:02 | 34.4147 | 5.0027 | 20.0107 | 5.4318 | 5.4318 | 0.25567 | 0.25567 | 1.0545 | 1.0545 | 5.878 | 5.878 | 8.5047 | 8.5047 | 6.7207 | 3.3603 | 0 | 51.7471 | 0 |  |  | 20.611 |  | 0.58146 | 58.1458 | 0 | 0 | 2014-08-29 02:30 | 8504.6667 | 8.5047
|  | 2014-08-29 14:35:02 | 34.4463 | 4.9418 | 19.7673 | 5.4323 | 5.4323 | 0.25583 | 0.25583 | 1.0535 | 1.0535 | 4.552 | 4.552 | 8.621 | 8.621 | 5.2357 | 2.6178 | 0 | 54.365 | 0 |  |  | 19.7673 |  | 0.57386 | 57.3859 | 0 | 0 | 2014-08-29 03:00 | 8621 | 8.621
|  | 2014-08-29 15:05:02 | 34.8518 | 4.9802 | 19.9207 | 5.37 | 5.37 | 0.2555 | 0.2555 | 1.0498 | 1.0498 | 4.552 | 4.552 | 8.5647 | 8.5647 | 4.8608 | 2.4304 | 0 | 56.7954 | 0 |  |  | 19.5223 |  | 0.57158 | 57.1582 | 0 | 0 | 2014-08-29 03:30 | 8564.6667 | 8.5647
|  | 2014-08-29 15:35:01 | 35.5012 | 5.1578 | 20.6313 | 5.2605 | 5.2605 | 0.29517 | 0.29517 | 1.0335 | 1.0335 | 2.876 | 2.876 | 8.5312 | 8.5312 | 3.1265 | 1.5632 | 0 | 58.3586 | 0 |  |  | 19.5998 |  | 0.58115 | 58.1145 | 0 | 0 | 2014-08-29 04:00 | 8531.1667 | 8.5312
|  | 2014-08-29 16:05:03 | 35.994 | 5.0935 | 20.374 | 5.1643 | 5.1643 | 0.40117 | 0.40117 | 1.023 | 1.023 | 2.876 | 2.876 | 8.6723 | 8.6723 | 2.5168 | 1.2584 | 0 | 59.6171 | 0 |  |  | 20.374 |  | 0.56604 | 56.6039 | 0 | 0 | 2014-08-29 04:30 | 8672.3333 | 8.6723
|  | 2014-08-29 16:35:02 | 36.0818 | 5.1218 | 20.4873 | 5.1697 | 5.1697 | 0.42767 | 0.42767 | 1.0588 | 1.0588 | 1.834 | 1.834 | 8.7955 | 8.7955 | 1.6912 | 0.84558 | 0 | 60.4626 | 0 |  |  | 22.3312 |  | 0.5678 | 56.7802 | 0 | 0 | 2014-08-29 05:00 | 8795.5 | 8.7955
|  | 2014-08-29 17:05:04 | 36.1113 | 5.0513 | 20.2053 | 5.1715 | 5.1715 | 0.4185 | 0.4185 | 1.05 | 1.05 | 1.834 | 1.834 | 8.9942 | 8.9942 | 1.5622 | 0.78108 | 0 | 61.2437 | 0 |  |  | 20.8115 |  | 0.55953 | 55.9529 | 0 | 0 | 2014-08-29 05:30 | 8994.1667 | 8.9942
|  | 2014-08-29 17:35:03 | 35.9528 | 5.0003 | 20.0013 | 5.2545 | 5.2545 | 0.41 | 0.41 | 1.0427 | 1.0427 | 1.4872 | 1.4872 | 9.0513 | 9.0513 | 1.2942 | 0.6471 | 0 | 61.8908 | 0 |  |  | 22.0015 |  | 0.55632 | 55.6321 | 0 | 0 | 2014-08-29 06:00 | 9051.3333 | 9.0513
|  | 2014-08-29 18:05:02 | 35.5418 | 5.0487 | 20.1947 | 5.277 | 5.277 | 0.38283 | 0.38283 | 1.042 | 1.042 | 1.4872 | 1.4872 | 9.0208 | 9.0208 | 1.8627 | 0.93135 | 0 | 62.8222 | 0 |  |  | 21.4063 |  | 0.56819 | 56.8194 | 0 | 0 | 2014-08-29 06:30 | 9020.8333 | 9.0208
|  | 2014-08-29 18:35:02 | 35.4603 | 5.0253 | 20.1013 | 5.2748 | 5.2748 | 0.37167 | 0.37167 | 1.0717 | 1.0717 | 0.5128 | 0.5128 | 9.0753 | 9.0753 | 0.9473 | 0.47365 | 0 | 63.2958 | 0 |  |  | 19.0963 |  | 0.56687 | 56.6868 | 0 | 0 | 2014-08-29 07:00 | 9075.3333 | 9.0753
|  | 2014-08-29 19:05:05 | 35.5553 | 4.985 | 19.94 | 5.2793 | 5.2793 | 0.35433 | 0.35433 | 1.0403 | 1.0403 | 0.5128 | 0.5128 | 8.704 | 8.704 | 0.27547 | 0.13773 | 0 | 63.4335 | 0 |  |  | 20.937 |  | 0.56082 | 56.0816 | 0 | 0 | 2014-08-29 07:30 | 8704 | 8.704
|  | 2014-08-29 19:35:02 | 35.1867 | 4.973 | 19.892 | 5.3265 | 5.3265 | 0.34117 | 0.34117 | 0.80883 | 0.80883 | 0.0704 | 0.0704 | 8.37 | 8.37 | -0.37777 | -0.18888 | 0 | 63.2447 | 0 |  |  | 18.6985 |  | 0.56533 | 56.5328 | 0 | 0.37777 | 2014-08-29 08:00 | 8370 | 8.37
|  | 2014-08-29 20:05:02 | 34.3677 | 4.895 | 19.58 | 5.435 | 5.435 | 0.32733 | 0.32733 | 0.7245 | 0.7245 | 0.0704 | 0.0704 | 7.9662 | 7.9662 | -0.26427 | -0.13213 | 0 | 63.1125 | 0 |  |  | 17.8178 |  | 0.56972 | 56.9722 | 0 | 0.26427 | 2014-08-29 08:30 | 7966.1667 | 7.9662
|  | 2014-08-29 20:35:02 | 32.7797 | 4.7062 | 18.8247 | 5.6155 | 5.6155 | 0.31767 | 0.31767 | 0.72433 | 0.72433 | 0 | 0 | 7.8655 | 7.8655 | 0.568 | 0.284 | 0 | 63.3965 | 0 |  |  | 19.9541 |  | 0.57428 | 57.4279 | 0 | 0 | 2014-08-29 09:00 | 7865.5 | 7.8655
|  | 2014-08-29 21:05:03 | 31.2608 | 4.6552 | 18.6207 | 5.6728 | 5.6728 | 0.29267 | 0.29267 | 0.72267 | 0.72267 | 0 | 0 | 7.6892 | 7.6892 | 1.7372 | 0.86858 | 0 | 64.2651 | 0 |  |  | 17.131 |  | 0.59565 | 59.5655 | 0 | 0 | 2014-08-29 09:30 | 7689.1667 | 7.6892
|  | 2014-08-29 21:35:02 | 29.5665 | 4.676 | 18.704 | 5.6712 | 5.6712 | 0.28333 | 0.28333 | 0.727 | 0.727 | 0 | 0 | 7.0458 | 7.0458 | 2.8648 | 1.4324 | 0 | 65.6975 | 0 |  |  | 18.3299 |  | 0.63261 | 63.2608 | 0 | 0 | 2014-08-29 10:00 | 7045.8333 | 7.0458
|  | 2014-08-29 22:05:02 | 27.6832 | 4.5807 | 18.3227 | 5.6667 | 5.6667 | 0.251 | 0.251 | 0.72567 | 0.72567 | 0 | 0 | 6.5297 | 6.5297 | 3.8125 | 1.9062 | 0 | 67.6038 | 0 |  |  | 19.6053 |  | 0.66187 | 66.187 | 0 | 0 | 2014-08-29 10:30 | 6529.6667 | 6.5297
|  | 2014-08-29 22:35:03 | 25.9893 | 4.6262 | 18.5047 | 5.5897 | 5.5897 | 0.25317 | 0.25317 | 0.7155 | 0.7155 | 0 | 0 | 6.2247 | 6.2247 | 5.2983 | 2.6492 | 0 | 70.2529 | 0 |  |  | 17.2093 |  | 0.71201 | 71.201 | 0 | 0 | 2014-08-29 11:00 | 6224.6667 | 6.2247
|  | 2014-08-29 23:05:03 | 24.5105 | 4.6323 | 18.5293 | 5.4827 | 5.4827 | 0.25367 | 0.25367 | 0.7225 | 0.7225 | 0 | 0 | 5.891 | 5.891 | 6.3687 | 3.1843 | 0 | 73.4373 | 0 |  |  | 17.4176 |  | 0.75598 | 75.5975 | 0 | 0 | 2014-08-29 11:30 | 5891 | 5.891
|  | 2014-08-29 23:35:02 | 23.8622 | 4.5987 | 18.3947 | 5.4617 | 5.4617 | 0.25767 | 0.25767 | 0.71867 | 0.71867 | 0 | 0 | 5.71 | 5.71 | 6.6805 | 3.3403 | 0 | 76.7775 | 0 |  |  | 17.8428 |  | 0.77087 | 77.0872 | 0 | 0 | 2014-08-29 12:00 | 5710 | 5.71
|  | 2014-08-30 00:05:02 | 23.9728 | 4.6105 | 18.442 | 5.4533 | 5.4533 | 0.21117 | 0.21117 | 0.71633 | 0.71633 | 0 | 0 | 5.7843 | 5.7843 | 6.6343 | 3.3172 | 0 | 80.0947 | 0 |  |  | 16.5978 |  | 0.76929 | 76.9287 | 0 | 0 | 2014-08-29 12:30 | 5784.3333 | 5.7843
|  | 2014-08-30 00:35:01 | 23.5435 | 4.5882 | 18.3527 | 5.45 | 5.45 | 0.19517 | 0.19517 | 0.72383 | 0.72383 | 0 | 0 | 5.5523 | 5.5523 | 6.7305 | 3.3652 | 0 | 83.4599 | 0 |  |  | 17.2515 |  | 0.77952 | 77.9522 | 0 | 0 | 2014-08-29 13:00 | 5552.3333 | 5.5523
|  | 2014-08-30 01:05:03 | 23.0623 | 4.481 | 17.924 | 5.4515 | 5.4515 | 0.16083 | 0.16083 | 0.723 | 0.723 | 0 | 0 | 5.1722 | 5.1722 | 6.3692 | 3.1846 | 0 | 86.6445 | 0 |  |  | 16.3108 |  | 0.7772 | 77.7198 | 0 | 0 | 2014-08-29 13:30 | 5172.1667 | 5.1722
|  | 2014-08-30 01:35:01 | 22.7518 | 4.4982 | 17.9927 | 5.4543 | 5.4543 | 0.15633 | 0.15633 | 0.72267 | 0.72267 | 0 | 0 | 4.8625 | 4.8625 | 6.4367 | 3.2183 | 0 | 89.8629 | 0 |  |  | 16.1934 |  | 0.79082 | 79.0823 | 0 | 0 | 2014-08-29 14:00 | 4862.5 | 4.8625
|  | 2014-08-30 02:05:02 | 22.5213 | 4.5493 | 18.1973 | 5.4482 | 5.4482 | 0.153 | 0.153 | 0.72233 | 0.72233 | 0 | 0 | 4.7325 | 4.7325 | 6.732 | 3.366 | 0 | 93.2289 | 0 |  |  | 17.4694 |  | 0.808 | 80.8004 | 0 | 0 | 2014-08-29 14:30 | 4732.5 | 4.7325
|  | 2014-08-30 02:35:01 | 22.2618 | 4.4205 | 17.682 | 5.4433 | 5.4433 | 0.16517 | 0.16517 | 0.72383 | 0.72383 | 0 | 0 | 4.7142 | 4.7142 | 6.4667 | 3.2333 | 0 | 96.4622 | 0 |  |  | 18.9197 |  | 0.79427 | 79.4274 | 0 | 0 | 2014-08-29 15:00 | 4714.1667 | 4.7142
|  | 2014-08-30 03:05:04 | 22.2265 | 4.4788 | 17.9153 | 5.3853 | 5.3853 | 0.171 | 0.171 | 0.72133 | 0.72133 | 0 | 0 | 4.7057 | 4.7057 | 6.6722 | 3.3361 | 0 | 99.7983 | 0 |  |  | 17.0196 |  | 0.80603 | 80.6035 | 0 | 0 | 2014-08-29 15:30 | 4705.6667 | 4.7057
|  | 2014-08-30 03:35:02 | 22.1362 | 4.5872 | 18.3487 | 5.3227 | 5.3227 | 0.17283 | 0.17283 | 0.72217 | 0.72217 | 0 | 0 | 4.7102 | 4.7102 | 7.1403 | 3.5702 | 0 | 100 | 3.5702 |  |  | 19.8166 |  | 0.8289 | 82.89 | 0 | 0 | 2014-08-29 16:00 | 4710.1667 | 4.7102
|  | 2014-08-30 04:05:02 | 22.382 | 4.5793 | 18.3173 | 5.2595 | 5.2595 | 0.17333 | 0.17333 | 0.736 | 0.736 | 0 | 0 | 4.9427 | 4.9427 | 7.0468 | 3.5234 | 0 | 100 | 3.5234 |  |  | 17.5846 |  | 0.8184 | 81.8396 | 0 | 0 | 2014-08-29 16:30 | 4942.6667 | 4.9427
|  | 2014-08-30 04:35:02 | 22.5288 | 4.4317 | 17.7267 | 5.2612 | 5.2612 | 0.1815 | 0.1815 | 0.7385 | 0.7385 | 0 | 0 | 5.0687 | 5.0687 | 6.4477 | 3.2238 | 0 | 100 | 3.2238 |  |  | 17.1949 |  | 0.78684 | 78.6844 | 0 | 0 | 2014-08-29 17:00 | 5068.6667 | 5.0687
|  | 2014-08-30 05:05:03 | 23.1638 | 4.3602 | 17.4407 | 5.342 | 5.342 | 0.193 | 0.193 | 0.73667 | 0.73667 | 0 | 0 | 5.4487 | 5.4487 | 5.9972 | 2.9986 | 0 | 100 | 2.9986 |  |  | 15.6966 |  | 0.75293 | 75.2927 | 0 | 0 | 2014-08-29 17:30 | 5448.6667 | 5.4487
|  | 2014-08-30 05:35:02 | 23.8237 | 4.423 | 17.692 | 5.3618 | 5.3618 | 0.22933 | 0.22933 | 0.73633 | 0.73633 | 0 | 0 | 5.6797 | 5.6797 | 5.8755 | 2.9378 | 0 | 100 | 2.9378 |  |  | 15.9228 |  | 0.74262 | 74.2623 | 0 | 0 | 2014-08-29 18:00 | 5679.6667 | 5.6797
|  | 2014-08-30 06:05:02 | 24.7468 | 4.3193 | 17.2773 | 5.3573 | 5.3573 | 0.3095 | 0.3095 | 0.7395 | 0.7395 | 0 | 0 | 5.7625 | 5.7625 | 4.6993 | 2.3497 | 0 | 100 | 2.3497 |  |  | 16.5862 |  | 0.69816 | 69.8163 | 0 | 0 | 2014-08-29 18:30 | 5762.5 | 5.7625
|  | 2014-08-30 06:35:02 | 26.2997 | 4.206 | 16.824 | 5.3977 | 5.3977 | 0.32117 | 0.32117 | 0.73967 | 0.73967 | 0 | 0 | 5.9658 | 5.9658 | 2.9487 | 1.4743 | 0 | 100 | 1.4743 |  |  | 15.1416 |  | 0.6397 | 63.9704 | 0 | 0 | 2014-08-29 19:00 | 5965.8333 | 5.9658
|  | 2014-08-30 07:05:04 | 28.2922 | 4.0875 | 16.35 | 5.4213 | 5.4213 | 0.62167 | 0.62167 | 0.74 | 0.74 | 0 | 0 | 6.1897 | 6.1897 | 1.0305 | 0.51525 | 0 | 100 | 0.51525 |  |  | 17.004 |  | 0.5779 | 57.7898 | 0 | 0 | 2014-08-29 19:30 | 6189.6667 | 6.1897
|  | 2014-08-30 07:35:02 | 29.5775 | 4.1475 | 16.59 | 5.4342 | 5.4342 | 0.626 | 0.626 | 0.74033 | 0.74033 | 0.7688 | 0.7688 | 6.2603 | 6.2603 | 0.84213 | 0.42107 | 0 | 100 | 0.42107 |  |  | 17.0877 |  | 0.5609 | 56.0899 | 0 | 0 | 2014-08-29 20:00 | 6260.3333 | 6.2603
|  | 2014-08-30 08:05:02 | 30.6897 | 4.1298 | 16.5193 | 5.5282 | 5.5282 | 0.63833 | 0.63833 | 0.74067 | 0.74067 | 0.7688 | 0.7688 | 6.4175 | 6.4175 | -0.076867 | -0.038433 | 0 | 99.9616 | 0 |  |  | 18.0061 |  | 0.53827 | 53.827 | 0 | 0.076867 | 2014-08-29 20:30 | 6417.5 | 6.4175
|  | 2014-08-30 08:35:02 | 31.165 | 3.94 | 15.76 | 5.5495 | 5.5495 | 0.65433 | 0.65433 | 0.73933 | 0.73933 | 1.702 | 1.702 | 6.5393 | 6.5393 | -0.2205 | -0.11025 | 0 | 99.8513 | 0 |  |  | 15.2872 |  | 0.5057 | 50.5695 | 0 | 0.2205 | 2014-08-29 21:00 | 6539.3333 | 6.5393
|  | 2014-08-30 09:05:02 | 31.4443 | 4.0395 | 16.158 | 5.6272 | 5.6272 | 0.664 | 0.664 | 0.7375 | 0.7375 | 1.702 | 1.702 | 6.6175 | 6.6175 | 0.061833 | 0.030917 | 0 | 99.8822 | 0 |  |  | 17.6122 |  | 0.51386 | 51.386 | 0 | 0 | 2014-08-29 21:30 | 6617.5 | 6.6175
|  | 2014-08-30 09:35:02 | 31.3808 | 4.0295 | 16.118 | 5.6775 | 5.6775 | 0.593 | 0.593 | 0.73383 | 0.73383 | 2.0924 | 2.0924 | 6.5367 | 6.5367 | 0.37057 | 0.18528 | 0 | 100 | 0.18528 |  |  | 17.5686 |  | 0.51363 | 51.3626 | 0 | 0 | 2014-08-29 22:00 | 6536.6667 | 6.5367
|  | 2014-08-30 10:05:02 | 31.3558 | 3.9757 | 15.9027 | 5.6763 | 5.6763 | 0.52367 | 0.52367 | 0.73383 | 0.73383 | 2.0924 | 2.0924 | 6.5565 | 6.5565 | 0.12957 | 0.064783 | 0 | 100 | 0.064783 |  |  | 16.8568 |  | 0.50717 | 50.7168 | 0 | 0 | 2014-08-29 22:30 | 6556.5 | 6.5565
|  | 2014-08-30 10:35:02 | 31.1267 | 3.8332 | 15.3327 | 5.679 | 5.679 | 0.50933 | 0.50933 | 0.73133 | 0.73133 | 2.8812 | 2.8812 | 6.6252 | 6.6252 | 0.63203 | 0.31602 | 0 | 100 | 0.31602 |  |  | 14.1061 |  | 0.49259 | 49.2589 | 0 | 0 | 2014-08-29 23:00 | 6625.1667 | 6.6252
|  | 2014-08-30 11:05:03 | 31.0097 | 3.7283 | 14.9133 | 5.6802 | 5.6802 | 0.50967 | 0.50967 | 0.73 | 0.73 | 2.8812 | 2.8812 | 6.5458 | 6.5458 | 0.25053 | 0.12527 | 0 | 100 | 0.12527 |  |  | 15.2116 |  | 0.48093 | 48.0925 | 0 | 0 | 2014-08-29 23:30 | 6545.8333 | 6.5458
|  | 2014-08-30 11:35:01 | 30.679 | 3.6325 | 14.53 | 5.6848 | 5.6848 | 0.5045 | 0.5045 | 0.72683 | 0.72683 | 3.0004 | 3.0004 | 6.4415 | 6.4415 | 0.20907 | 0.10453 | 0 | 100 | 0.10453 |  |  | 13.2223 |  | 0.47361 | 47.3614 | 0 | 0 | 2014-08-30 | 6441.5 | 6.4415
|  | 2014-08-30 12:05:02 | 30.2152 | 3.6538 | 14.6153 | 5.672 | 5.672 | 0.33617 | 0.33617 | 0.72917 | 0.72917 | 3.0004 | 3.0004 | 6.3055 | 6.3055 | 0.4434 | 0.2217 | 0 | 100 | 0.2217 |  |  | 14.1769 |  | 0.48371 | 48.3709 | 0 | 0 | 2014-08-30 00:30 | 6305.5 | 6.3055
|  | 2014-08-30 12:35:02 | 29.801 | 3.5982 | 14.3927 | 5.571 | 5.571 | 0.32 | 0.32 | 0.73183 | 0.73183 | 3.7476 | 3.7476 | 6.2928 | 6.2928 | 1.2549 | 0.62747 | 0 | 100 | 0.62747 |  |  | 13.5291 |  | 0.48296 | 48.2959 | 0 | 0 | 2014-08-30 01:00 | 6292.8333 | 6.2928
|  | 2014-08-30 13:05:02 | 29.3848 | 3.52 | 14.08 | 5.4618 | 5.4618 | 0.319 | 0.319 | 0.73083 | 0.73083 | 3.7476 | 3.7476 | 6.2713 | 6.2713 | 1.2258 | 0.61288 | 0 | 100 | 0.61288 |  |  | 15.3472 |  | 0.47916 | 47.9159 | 0 | 0 | 2014-08-30 01:30 | 6271.3333 | 6.2713
|  | 2014-08-30 13:35:02 | 29.0748 | 3.651 | 14.604 | 5.3447 | 5.3447 | 0.31883 | 0.31883 | 0.72867 | 0.72867 | 3.846 | 3.846 | 6.2905 | 6.2905 | 2.0578 | 1.0289 | 0 | 100 | 1.0289 |  |  | 14.458 |  | 0.50229 | 50.229 | 0 | 0 | 2014-08-30 02:00 | 6290.5 | 6.2905
|  | 2014-08-30 14:05:03 | 29.0677 | 3.6218 | 14.4873 | 5.2618 | 5.2618 | 0.31783 | 0.31783 | 0.73067 | 0.73067 | 3.846 | 3.846 | 6.5752 | 6.5752 | 2.1512 | 1.0756 | 0 | 100 | 1.0756 |  |  | 15.5014 |  | 0.4984 | 49.84 | 0 | 0 | 2014-08-30 02:30 | 6575.1667 | 6.5752
|  | 2014-08-30 14:35:02 | 29.125 | 3.4413 | 13.7653 | 5.2052 | 5.2052 | 0.31883 | 0.31883 | 0.73017 | 0.73017 | 2.1596 | 2.1596 | 6.7455 | 6.7455 | -0.2004 | -0.1002 | 0 | 99.8998 | 0 |  |  | 14.1783 |  | 0.47263 | 47.2629 | 0 | 0.2004 | 2014-08-30 03:00 | 6745.5 | 6.7455
|  | 2014-08-30 15:05:02 | 29.4563 | 3.456 | 13.824 | 5.208 | 5.208 | 0.324 | 0.324 | 0.72833 | 0.72833 | 2.1596 | 2.1596 | 6.8263 | 6.8263 | -0.38607 | -0.19303 | 0 | 99.7068 | 0 |  |  | 13.5475 |  | 0.4693 | 46.9305 | 0 | 0.38607 | 2014-08-30 03:30 | 6826.3333 | 6.8263
|  | 2014-08-30 15:35:03 | 30.2723 | 3.3707 | 13.4827 | 5.2225 | 5.2225 | 0.3265 | 0.3265 | 0.73183 | 0.73183 | 2.0728 | 2.0728 | 7.0067 | 7.0067 | -1.4294 | -0.71468 | 0 | 98.9921 | 0 |  |  | 14.6961 |  | 0.44538 | 44.5379 | 0 | 1.4294 | 2014-08-30 04:00 | 7006.6667 | 7.0067
|  | 2014-08-30 16:05:02 | 31.4242 | 3.3458 | 13.3833 | 5.3207 | 5.3207 | 0.3805 | 0.3805 | 0.727 | 0.727 | 2.0728 | 2.0728 | 7.341 | 7.341 | -2.1989 | -1.0994 | 0 | 97.8927 | 0 |  |  | 13.3833 |  | 0.42589 | 42.5893 | 0 | 2.1989 | 2014-08-30 04:30 | 7341 | 7.341
|  | 2014-08-30 16:35:02 | 31.8578 | 3.2827 | 13.1307 | 5.3767 | 5.3767 | 0.44783 | 0.44783 | 0.72217 | 0.72217 | 1.7916 | 1.7916 | 7.4898 | 7.4898 | -2.8991 | -1.4495 | 0 | 96.4431 | 0 |  |  | 12.0802 |  | 0.41216 | 41.2164 | 0 | 2.8991 | 2014-08-30 05:00 | 7489.8333 | 7.4898
|  | 2014-08-30 17:05:02 | 32.07 | 3.047 | 12.188 | 5.471 | 5.471 | 0.43083 | 0.43083 | 0.72267 | 0.72267 | 1.7916 | 1.7916 | 7.3497 | 7.3497 | -4.1162 | -2.0581 | 0 | 94.385 | 0 |  |  | 11.8224 |  | 0.38004 | 38.0044 | 0 | 4.1162 | 2014-08-30 05:30 | 7349.6667 | 7.3497
|  | 2014-08-30 17:35:03 | 32.0952 | 2.947 | 11.788 | 5.6158 | 5.6158 | 0.45567 | 0.45567 | 0.72217 | 0.72217 | 1.1644 | 1.1644 | 7.3037 | 7.3037 | -5.0454 | -2.5227 | 0 | 91.8623 | 0 |  |  | 11.1986 |  | 0.36728 | 36.7283 | 0 | 5.0454 | 2014-08-30 06:00 | 7303.6667 | 7.3037
|  | 2014-08-30 18:05:03 | 32.0223 | 2.8678 | 11.4713 | 5.6975 | 5.6975 | 0.539 | 0.539 | 0.72233 | 0.72233 | 1.1644 | 1.1644 | 7.1182 | 7.1182 | -5.3096 | -2.6548 | 0 | 89.2075 | 0 |  |  | 11.1272 |  | 0.35823 | 35.8229 | 0 | 5.3096 | 2014-08-30 06:30 | 7118.1667 | 7.1182
|  | 2014-08-30 18:35:03 | 32.0957 | 2.7282 | 10.9127 | 5.7015 | 5.7015 | 0.62883 | 0.62883 | 0.72283 | 0.72283 | 0.4156 | 0.4156 | 7.1713 | 7.1713 | -6.5429 | -3.2714 | 0 | 85.936 | 0 |  |  | 11.0218 |  | 0.34 | 34.0004 | 0 | 6.5429 | 2014-08-30 07:00 | 7171.3333 | 7.1713
|  | 2014-08-30 19:05:01 | 32.6018 | 2.564 | 10.256 | 5.7018 | 5.7018 | 0.64417 | 0.64417 | 0.72317 | 0.72317 | 0.4156 | 0.4156 | 7.1892 | 7.1892 | -7.6719 | -3.8359 | 0 | 82.1001 | 0 |  |  | 9.4355 |  | 0.31458 | 31.4584 | 0 | 7.6719 | 2014-08-30 07:30 | 7189.1667 | 7.1892
|  | 2014-08-30 19:35:04 | 32.7373 | 2.6385 | 10.554 | 5.7095 | 5.7095 | 0.63283 | 0.63283 | 0.72317 | 0.72317 | 0.0852 | 0.0852 | 7.1967 | 7.1967 | -7.836 | -3.918 | 0 | 78.1821 | 0 |  |  | 9.7097 |  | 0.32238 | 32.2384 | 0 | 7.836 | 2014-08-30 08:00 | 7196.6667 | 7.1967
|  | 2014-08-30 20:05:02 | 31.9772 | 2.6113 | 10.4453 | 5.718 | 5.718 | 0.59167 | 0.59167 | 0.72283 | 0.72283 | 0.0852 | 0.0852 | 7.1542 | 7.1542 | -7.26 | -3.63 | 0 | 74.5521 | 0 |  |  | 11.4899 |  | 0.32665 | 32.665 | 0 | 7.26 | 2014-08-30 08:30 | 7154.1667 | 7.1542
|  | 2014-08-30 20:35:03 | 31.2713 | 2.5843 | 10.3373 | 5.7282 | 5.7282 | 0.3665 | 0.3665 | 0.722 | 0.722 | 0 | 0 | 7.0572 | 7.0572 | -7.0602 | -3.5301 | 0 | 71.022 | 0 |  |  | 9.5103 |  | 0.33057 | 33.0569 | 0 | 7.0602 | 2014-08-30 09:00 | 7057.1667 | 7.0572
|  | 2014-08-30 21:05:01 | 30.0085 | 2.6387 | 10.5547 | 5.735 | 5.735 | 0.26467 | 0.26467 | 0.7215 | 0.7215 | 0 | 0 | 6.9862 | 6.9862 | -5.7465 | -2.8733 | 0 | 68.1488 | 0 |  |  | 9.4992 |  | 0.35172 | 35.1723 | 0 | 5.7465 | 2014-08-30 09:30 | 6986.1667 | 6.9862
|  | 2014-08-30 21:35:04 | 28.5113 | 2.5638 | 10.2553 | 5.6865 | 5.6865 | 0.25417 | 0.25417 | 0.72017 | 0.72017 | 0 | 0 | 6.8705 | 6.8705 | -4.7247 | -2.3623 | 0 | 65.7865 | 0 |  |  | 11.0758 |  | 0.35969 | 35.9693 | 0 | 4.7247 | 2014-08-30 10:00 | 6870.5 | 6.8705
|  | 2014-08-30 22:05:02 | 26.8073 | 2.5577 | 10.2307 | 5.5733 | 5.5733 | 0.28117 | 0.28117 | 0.72117 | 0.72117 | 0 | 0 | 6.8393 | 6.8393 | -3.1617 | -1.5808 | 0 | 64.2056 | 0 |  |  | 9.6168 |  | 0.38164 | 38.1637 | 0 | 3.1617 | 2014-08-30 10:30 | 6839.3333 | 6.8393
|  | 2014-08-30 22:35:01 | 25.3972 | 2.6285 | 10.514 | 5.5158 | 5.5158 | 0.287 | 0.287 | 0.72333 | 0.72333 | 0 | 0 | 6.6887 | 6.6887 | -1.6683 | -0.83417 | 0 | 63.3715 | 0 |  |  | 10.7243 |  | 0.41398 | 41.3983 | 0 | 1.6683 | 2014-08-30 11:00 | 6688.6667 | 6.6887
|  | 2014-08-30 23:05:03 | 23.893 | 2.5748 | 10.2993 | 5.52 | 5.52 | 0.28433 | 0.28433 | 0.7235 | 0.7235 | 0 | 0 | 6.6005 | 6.6005 | -0.46533 | -0.23267 | 0 | 63.1388 | 0 |  |  | 11.0203 |  | 0.43106 | 43.1061 | 0 | 0.46533 | 2014-08-30 11:30 | 6600.5 | 6.6005
|  | 2014-08-30 23:35:03 | 23.0078 | 2.5012 | 10.0047 | 5.5367 | 5.5367 | 0.28267 | 0.28267 | 0.72317 | 0.72317 | 0 | 0 | 6.2748 | 6.2748 | -0.18583 | -0.092917 | 0 | 63.0459 | 0 |  |  | 9.9046 |  | 0.43484 | 43.4837 | 0 | 0.18583 | 2014-08-30 12:00 | 6274.8333 | 6.2748
|  | 2014-08-31 00:05:02 | 22.9135 | 2.3125 | 9.25 | 5.5243 | 5.5243 | 0.28183 | 0.28183 | 0.72283 | 0.72283 | 0 | 0 | 6.342 | 6.342 | -0.7925 | -0.39625 | 0 | 62.6496 | 0 |  |  | 9.7125 |  | 0.40369 | 40.3692 | 0 | 0.7925 | 2014-08-30 12:30 | 6342 | 6.342
|  | 2014-08-31 00:35:02 | 22.9168 | 2.2175 | 8.87 | 5.578 | 5.578 | 0.28133 | 0.28133 | 0.7225 | 0.7225 | 0 | 0 | 6.2507 | 6.2507 | -1.2143 | -0.60717 | 0 | 62.0425 | 0 |  |  | 9.2248 |  | 0.38705 | 38.7052 | 0 | 1.2143 | 2014-08-30 13:00 | 6250.6667 | 6.2507
|  | 2014-08-31 01:05:01 | 22.3257 | 2.1862 | 8.7447 | 5.6572 | 5.6572 | 0.24417 | 0.24417 | 0.723 | 0.723 | 0 | 0 | 5.8818 | 5.8818 | -1.0748 | -0.53742 | 0 | 61.505 | 0 |  |  | 8.3074 |  | 0.39169 | 39.1687 | 0 | 1.0748 | 2014-08-30 13:30 | 5881.8333 | 5.8818
|  | 2014-08-31 01:35:05 | 22.0193 | 2.0722 | 8.2887 | 5.6022 | 5.6022 | 0.19967 | 0.19967 | 0.72317 | 0.72317 | 0 | 0 | 5.8023 | 5.8023 | -1.4033 | -0.70167 | 0 | 60.8034 | 0 |  |  | 7.9571 |  | 0.37643 | 37.6427 | 0 | 1.4033 | 2014-08-30 14:00 | 5802.3333 | 5.8023
|  | 2014-08-31 02:05:02 | 21.9018 | 2.0848 | 8.3393 | 5.5475 | 5.5475 | 0.19533 | 0.19533 | 0.72283 | 0.72283 | 0 | 0 | 5.9108 | 5.9108 | -1.186 | -0.593 | 0 | 60.2104 | 0 |  |  | 8.6729 |  | 0.38076 | 38.076 | 0 | 1.186 | 2014-08-30 14:30 | 5910.8333 | 5.9108
|  | 2014-08-31 02:35:02 | 21.9508 | 2.1548 | 8.6193 | 5.5947 | 5.5947 | 0.195 | 0.195 | 0.723 | 0.723 | 0 | 0 | 5.9042 | 5.9042 | -0.91467 | -0.45733 | 0 | 59.753 | 0 |  |  | 8.7917 |  | 0.39267 | 39.2665 | 0 | 0.91467 | 2014-08-30 15:00 | 5904.1667 | 5.9042
|  | 2014-08-31 03:05:04 | 21.766 | 2.1057 | 8.4227 | 5.5648 | 5.5648 | 0.2075 | 0.2075 | 0.72267 | 0.72267 | 0 | 0 | 5.698 | 5.698 | -1.1503 | -0.57517 | 0 | 59.1779 | 0 |  |  | 8.5069 |  | 0.38696 | 38.6964 | 0 | 1.1503 | 2014-08-30 15:30 | 5698 | 5.698
|  | 2014-08-31 03:35:01 | 21.6768 | 2.0612 | 8.2447 | 5.5683 | 5.5683 | 0.20833 | 0.20833 | 0.723 | 0.723 | 0 | 0 | 5.6717 | 5.6717 | -1.2608 | -0.63042 | 0 | 58.5475 | 0 |  |  | 8.8218 |  | 0.38034 | 38.0345 | 0 | 1.2608 | 2014-08-30 16:00 | 5671.6667 | 5.6717
|  | 2014-08-31 04:05:03 | 21.8072 | 2.0035 | 8.014 | 5.5633 | 5.5633 | 0.20817 | 0.20817 | 0.73133 | 0.73133 | 0 | 0 | 5.7185 | 5.7185 | -1.5718 | -0.78592 | 0 | 57.7615 | 0 |  |  | 7.2126 |  | 0.36749 | 36.7494 | 0 | 1.5718 | 2014-08-30 16:30 | 5718.5 | 5.7185
|  | 2014-08-31 04:35:03 | 22.0292 | 1.9698 | 7.8793 | 5.5665 | 5.5665 | 0.209 | 0.209 | 0.73233 | 0.73233 | 0 | 0 | 5.938 | 5.938 | -1.704 | -0.852 | 0 | 56.9095 | 0 |  |  | 7.8793 |  | 0.35768 | 35.7677 | 0 | 1.704 | 2014-08-30 17:00 | 5938 | 5.938
|  | 2014-08-31 05:05:02 | 22.2383 | 1.9827 | 7.9307 | 5.5727 | 5.5727 | 0.20867 | 0.20867 | 0.731 | 0.731 | 0 | 0 | 6.2635 | 6.2635 | -1.5318 | -0.76592 | 0 | 56.1436 | 0 |  |  | 7.5341 |  | 0.35662 | 35.6621 | 0 | 1.5318 | 2014-08-30 17:30 | 6263.5 | 6.2635
|  | 2014-08-31 05:35:02 | 22.5743 | 1.8135 | 7.254 | 5.6392 | 5.6392 | 0.21017 | 0.21017 | 0.73167 | 0.73167 | 0 | 0 | 6.4477 | 6.4477 | -2.2917 | -1.1458 | 0 | 54.9978 | 0 |  |  | 7.8343 |  | 0.32134 | 32.1338 | 0 | 2.2917 | 2014-08-30 18:00 | 6447.6667 | 6.4477
|  | 2014-08-31 06:05:01 | 23.526 | 1.673 | 6.692 | 5.7078 | 5.7078 | 0.24133 | 0.24133 | 0.73183 | 0.73183 | 0 | 0 | 6.835 | 6.835 | -3.318 | -1.659 | 0 | 53.3388 | 0 |  |  | 6.8928 |  | 0.28445 | 28.4451 | 0 | 3.318 | 2014-08-30 18:30 | 6835 | 6.835
|  | 2014-08-31 06:35:01 | 24.4652 | 1.4887 | 5.9547 | 5.7535 | 5.7535 | 0.24633 | 0.24633 | 0.73217 | 0.73217 | 0 | 0 | 7.1922 | 7.1922 | -4.5863 | -2.2932 | 0 | 51.0456 | 0 |  |  | 5.5974 |  | 0.24339 | 24.3394 | 0 | 4.5863 | 2014-08-30 19:00 | 7192.1667 | 7.1922
|  | 2014-08-31 07:05:03 | 25.0467 | 1.4085 | 5.634 | 5.7482 | 5.7482 | 0.25683 | 0.25683 | 0.73217 | 0.73217 | 0 | 0 | 7.3925 | 7.3925 | -5.283 | -2.6415 | 0 | 48.4041 | 0 |  |  | 5.2396 |  | 0.22494 | 22.494 | 0 | 5.283 | 2014-08-30 19:30 | 7392.5 | 7.3925
|  | 2014-08-31 07:35:03 | 26.4625 | 1.3363 | 5.3453 | 5.7395 | 5.7395 | 0.25833 | 0.25833 | 0.73233 | 0.73233 | 0.47 | 0.47 | 7.4878 | 7.4878 | -6.4292 | -3.2146 | 0 | 45.1895 | 0 |  |  | 5.8264 |  | 0.202 | 20.1997 | 0 | 6.4292 | 2014-08-30 20:00 | 7487.8333 | 7.4878
|  | 2014-08-31 08:05:02 | 27.916 | 1.1533 | 4.6133 | 5.733 | 5.733 | 0.30267 | 0.30267 | 0.73233 | 0.73233 | 0.47 | 0.47 | 7.7475 | 7.7475 | -8.3172 | -4.1586 | 0 | 41.031 | 0 |  |  | 4.7517 |  | 0.16526 | 16.5258 | 0 | 8.3172 | 2014-08-30 20:30 | 7747.5 | 7.7475
|  | 2014-08-31 08:35:03 | 29.024 | 0.87233 | 3.4893 | 5.7652 | 5.7652 | 0.3445 | 0.3445 | 0.73233 | 0.73233 | 0.95 | 0.95 | 8.0088 | 8.0088 | -9.7338 | -4.8669 | 0 | 36.164 | 0 |  |  | 3.5242 |  | 0.12022 | 12.0222 | 0 | 9.7338 | 2014-08-30 21:00 | 8008.8333 | 8.0088
|  | 2014-08-31 09:05:01 | 29.7552 | 0.7465 | 2.986 | 5.8108 | 5.8108 | 0.73883 | 0.73883 | 0.73267 | 0.73267 | 0.95 | 0.95 | 8.006 | 8.006 | -10.5308 | -5.2654 | 0 | 30.8986 | 0 |  |  | 2.9263 |  | 0.10035 | 10.0352 | 0 | 10.5308 | 2014-08-30 21:30 | 8006 | 8.006
|  | 2014-08-31 09:35:03 | 30.1845 | 0.68117 | 2.7247 | 5.8395 | 5.8395 | 0.78433 | 0.78433 | 0.73267 | 0.73267 | 1.8884 | 1.8884 | 7.9302 | 7.9302 | -10.2848 | -5.1424 | 0 | 25.7562 | 0 |  |  | 2.5339 |  | 0.090267 | 9.0267 | 0 | 10.2848 | 2014-08-30 22:00 | 7930.1667 | 7.9302
|  | 2014-08-31 10:05:01 | 30.4342 | 0.63133 | 2.5253 | 5.8722 | 5.8722 | 0.773 | 0.773 | 0.73283 | 0.73283 | 1.8884 | 1.8884 | 7.928 | 7.928 | -10.7144 | -5.3572 | 0 | 20.399 | 0 |  |  | 2.5253 |  | 0.082977 | 8.2977 | 0 | 10.7144 | 2014-08-30 22:30 | 7928 | 7.928
|  | 2014-08-31 10:35:01 | 30.76 | 0.65717 | 2.6287 | 5.898 | 5.898 | 0.76533 | 0.76533 | 0.73267 | 0.73267 | 2.3908 | 2.3908 | 7.9888 | 7.9888 | -10.3557 | -5.1779 | 0 | 15.2212 | 0 |  |  | 2.839 |  | 0.085457 | 8.5457 | 0 | 10.3557 | 2014-08-30 23:00 | 7988.8333 | 7.9888
|  | 2014-08-31 11:05:01 | 31.0168 | 0.61733 | 2.4693 | 5.9183 | 5.9183 | 0.75567 | 0.75567 | 0.73267 | 0.73267 | 2.3908 | 2.3908 | 7.9923 | 7.9923 | -10.7577 | -5.3789 | 0 | 9.8423 | 0 |  |  | 2.3706 |  | 0.079613 | 7.9613 | 0 | 10.7577 | 2014-08-30 23:30 | 7992.3333 | 7.9923
|  | 2014-08-31 11:35:01 | 30.8898 | 0.57517 | 2.3007 | 5.916 | 5.916 | 0.537 | 0.537 | 0.73233 | 0.73233 | 2.9644 | 2.9644 | 8.012 | 8.012 | -10.4274 | -5.2137 | 0 | 4.6286 | 0 |  |  | 2.4847 |  | 0.07448 | 7.448 | 0 | 10.4274 | 2014-08-31 | 8012 | 8.012
|  | 2014-08-31 12:05:01 | 30.5175 | 0.62617 | 2.5047 | 5.9202 | 5.9202 | 0.3785 | 0.3785 | 0.73217 | 0.73217 | 2.9644 | 2.9644 | 7.8588 | 7.8588 | -10.1588 | -5.0794 | 0 | 0 | 0 |  |  | 2.705 |  | 0.082073 | 8.2073 | 0 | 9.2572 | 2014-08-31 00:30 | 7858.8333 | 7.8588
|  | 2014-08-31 12:35:03 | 30.017 | 0.66117 | 2.6447 | 5.9233 | 5.9233 | 0.35517 | 0.35517 | 0.73233 | 0.73233 | 4.1332 | 4.1332 | 7.7492 | 7.7492 | -8.4791 | -4.2396 | 5.0794 | 0 | 0 |  |  | 2.4066 |  | 0.088106 | 8.8106 | 10.1588 | 0 | 2014-08-31 01:00 | 7749.1667 | 7.7492
|  | 2014-08-31 13:05:02 | 29.7032 | 0.67817 | 2.7127 | 5.8562 | 5.8562 | 0.3055 | 0.3055 | 0.732 | 0.732 | 4.1332 | 4.1332 | 7.7445 | 7.7445 | -8.2191 | -4.1096 | 4.2396 | 0 | 0 |  |  | 2.6042 |  | 0.091326 | 9.1326 | 8.4791 | 0 | 2014-08-31 01:30 | 7744.5 | 7.7445
|  | 2014-08-31 13:35:02 | 29.4858 | 0.658 | 2.632 | 5.7422 | 5.7422 | 0.27683 | 0.27683 | 0.72367 | 0.72367 | 2.0652 | 2.0652 | 7.544 | 7.544 | -10.502 | -5.251 | 4.1096 | 0 | 0 |  |  | 2.5267 |  | 0.089263 | 8.9263 | 8.2191 | 0 | 2014-08-31 02:00 | 7544 | 7.544
|  | 2014-08-31 14:05:04 | 29.5395 | 0.72667 | 2.9067 | 5.7323 | 5.7323 | 0.274 | 0.274 | 0.7305 | 0.7305 | 2.0652 | 2.0652 | 7.4325 | 7.4325 | -10.3983 | -5.1991 | 5.251 | 0 | 0 |  |  | 2.9939 |  | 0.098399 | 9.8399 | 10.502 | 0 | 2014-08-31 02:30 | 7432.5 | 7.4325
|  | 2014-08-31 14:35:02 | 29.7462 | 0.84033 | 3.3613 | 5.7643 | 5.7643 | 0.27183 | 0.27183 | 0.73033 | 0.73033 | 1.8712 | 1.8712 | 7.451 | 7.451 | -10.2961 | -5.1481 | 5.1991 | 0 | 0 |  |  | 3.0252 |  | 0.113 | 11.3001 | 10.3983 | 0 | 2014-08-31 03:00 | 7451 | 7.451
|  | 2014-08-31 15:05:02 | 30.1078 | 0.95933 | 3.8373 | 5.788 | 5.788 | 0.27 | 0.27 | 0.72983 | 0.72983 | 1.8712 | 1.8712 | 7.4223 | 7.4223 | -10.1891 | -5.0946 | 5.1481 | 0 | 0 |  |  | 3.7606 |  | 0.12745 | 12.7453 | 10.2961 | 0 | 2014-08-31 03:30 | 7422.3333 | 7.4223
|  | 2014-08-31 15:35:03 | 30.7502 | 1.0532 | 4.2127 | 5.8122 | 5.8122 | 0.28617 | 0.28617 | 0.7305 | 0.7305 | 1.5704 | 1.5704 | 7.6008 | 7.6008 | -10.5374 | -5.2687 | 5.0946 | 0 | 0 |  |  | 4.5497 |  | 0.137 | 13.6997 | 10.1891 | 0 | 2014-08-31 04:00 | 7600.8333 | 7.6008
|  | 2014-08-31 16:05:03 | 31.2747 | 1.1322 | 4.5287 | 5.8697 | 5.8697 | 0.3735 | 0.3735 | 0.73317 | 0.73317 | 1.5704 | 1.5704 | 7.701 | 7.701 | -10.4983 | -5.2491 | 5.2687 | 0 | 0 |  |  | 4.8457 |  | 0.1448 | 14.4803 | 10.5374 | 0 | 2014-08-31 04:30 | 7701 | 7.701
|  | 2014-08-31 16:35:02 | 31.6163 | 1.236 | 4.944 | 6.0068 | 6.0068 | 0.39967 | 0.39967 | 0.73283 | 0.73283 | 1.3892 | 1.3892 | 7.8303 | 7.8303 | -10.3135 | -5.1567 | 5.2491 | 0 | 0 |  |  | 4.499 |  | 0.15637 | 15.6375 | 10.4983 | 0 | 2014-08-31 05:00 | 7830.3333 | 7.8303
|  | 2014-08-31 17:05:02 | 31.8392 | 1.4145 | 5.658 | 6.0723 | 6.0723 | 0.379 | 0.379 | 0.73267 | 0.73267 | 1.3892 | 1.3892 | 7.8455 | 7.8455 | -9.7625 | -4.8812 | 5.1567 | 0 | 0 |  |  | 6.1106 |  | 0.17771 | 17.7706 | 10.3135 | 0 | 2014-08-31 05:30 | 7845.5 | 7.8455
|  | 2014-08-31 17:35:03 | 31.9177 | 1.492 | 5.968 | 6.0933 | 6.0933 | 0.37133 | 0.37133 | 0.73283 | 0.73283 | 0.8108 | 0.8108 | 7.8257 | 7.8257 | -10.1157 | -5.0578 | 4.8812 | 0 | 0 |  |  | 5.6099 |  | 0.18698 | 18.6981 | 9.7625 | 0 | 2014-08-31 06:00 | 7825.6667 | 7.8257
|  | 2014-08-31 18:05:03 | 31.9725 | 1.5108 | 6.0433 | 6.0873 | 6.0873 | 0.4035 | 0.4035 | 0.73283 | 0.73283 | 0.8108 | 0.8108 | 7.8355 | 7.8355 | -10.0592 | -5.0296 | 5.0578 | 0 | 0 |  |  | 6.2246 |  | 0.18902 | 18.9017 | 10.1157 | 0 | 2014-08-31 06:30 | 7835.5 | 7.8355
|  | 2014-08-31 18:35:01 | 31.9382 | 1.3742 | 5.4967 | 6.0975 | 6.0975 | 0.40667 | 0.40667 | 0.73233 | 0.73233 | 0.2 | 0.2 | 7.8123 | 7.8123 | -11.1927 | -5.5963 | 5.0296 | 0 | 0 |  |  | 5.9914 |  | 0.1721 | 17.2103 | 10.0592 | 0 | 2014-08-31 07:00 | 7812.3333 | 7.8123
|  | 2014-08-31 19:05:02 | 32.9542 | 1.4233 | 5.6933 | 6.0922 | 6.0922 | 0.512 | 0.512 | 0.73167 | 0.73167 | 0.2 | 0.2 | 7.8295 | 7.8295 | -11.8955 | -5.9478 | 5.5963 | 0 | 0 |  |  | 5.6933 |  | 0.17277 | 17.2765 | 11.1927 | 0 | 2014-08-31 07:30 | 7829.5 | 7.8295
|  | 2014-08-31 19:35:03 | 33.5385 | 1.4292 | 5.7167 | 6.1047 | 6.1047 | 0.57567 | 0.57567 | 0.7325 | 0.7325 | 0.004 | 0.004 | 7.9523 | 7.9523 | -12.4527 | -6.2263 | 5.9478 | 0 | 0 |  |  | 5.8882 |  | 0.17045 | 17.0451 | 11.8955 | 0 | 2014-08-31 08:00 | 7952.3333 | 7.9523
|  | 2014-08-31 20:05:03 | 32.9572 | 1.3598 | 5.4393 | 6.111 | 6.111 | 0.34183 | 0.34183 | 0.731 | 0.731 | 0.004 | 0.004 | 8.0212 | 8.0212 | -12.3088 | -6.1544 | 6.2263 | 0 | 0 |  |  | 5.3849 |  | 0.16504 | 16.5043 | 12.4527 | 0 | 2014-08-31 08:30 | 8021.1667 | 8.0212
|  | 2014-08-31 20:35:01 | 31.6698 | 1.2462 | 4.9847 | 6.1025 | 6.1025 | 0.26483 | 0.26483 | 0.7325 | 0.7325 | 0 | 0 | 7.8558 | 7.8558 | -11.7295 | -5.8647 | 6.1544 | 0 | 0 |  |  | 4.9847 |  | 0.15739 | 15.7395 | 12.3088 | 0 | 2014-08-31 09:00 | 7855.8333 | 7.8558
|  | 2014-08-31 21:05:01 | 30.4237 | 1.2088 | 4.8353 | 6.1108 | 6.1108 | 0.25683 | 0.25683 | 0.7325 | 0.7325 | 0 | 0 | 7.8527 | 7.8527 | -10.6355 | -5.3178 | 5.8647 | 0 | 0 |  |  | 4.4969 |  | 0.15893 | 15.8933 | 11.7295 | 0 | 2014-08-31 09:30 | 7852.6667 | 7.8527
|  | 2014-08-31 21:35:03 | 28.5982 | 1.1543 | 4.6173 | 6.115 | 6.115 | 0.25333 | 0.25333 | 0.73267 | 0.73267 | 0 | 0 | 7.7495 | 7.7495 | -9.1303 | -4.5652 | 5.3178 | 0 | 0 |  |  | 4.1556 |  | 0.16146 | 16.1456 | 10.6355 | 0 | 2014-08-31 10:00 | 7749.5 | 7.7495
|  | 2014-08-31 22:05:02 | 26.894 | 1.0793 | 4.3173 | 6.107 | 6.107 | 0.206 | 0.206 | 0.73133 | 0.73133 | 0 | 0 | 7.3822 | 7.3822 | -8.1502 | -4.0751 | 4.5652 | 0 | 0 |  |  | 4.4469 |  | 0.16053 | 16.0531 | 9.1303 | 0 | 2014-08-31 10:30 | 7382.1667 | 7.3822
|  | 2014-08-31 22:35:03 | 25.4345 | 1.0228 | 4.0913 | 6.1107 | 6.1107 | 0.19417 | 0.19417 | 0.73233 | 0.73233 | 0 | 0 | 7.0012 | 7.0012 | -7.3048 | -3.6524 | 4.0751 | 0 | 0 |  |  | 3.9686 |  | 0.16086 | 16.0858 | 8.1502 | 0 | 2014-08-31 11:00 | 7001.1667 | 7.0012
|  | 2014-08-31 23:05:01 | 24.3972 | 1.0418 | 4.1673 | 6.1203 | 6.1203 | 0.193 | 0.193 | 0.721 | 0.721 | 0 | 0 | 6.8262 | 6.8262 | -6.3693 | -3.1847 | 3.6524 | 0 | 0 |  |  | 3.959 |  | 0.17081 | 17.0812 | 7.3048 | 0 | 2014-08-31 11:30 | 6826.1667 | 6.8262
|  | 2014-08-31 23:35:02 | 24.0892 | 0.9895 | 3.958 | 6.1318 | 6.1318 | 0.19217 | 0.19217 | 0.73283 | 0.73283 | 0 | 0 | 6.722 | 6.722 | -6.3523 | -3.1762 | 3.1847 | 0 | 0 |  |  | 3.958 |  | 0.16431 | 16.4306 | 6.3693 | 0 | 2014-08-31 12:00 | 6722 | 6.722
|  | 2014-09-01 00:05:03 | 23.7477 | 0.9095 | 3.638 | 6.0698 | 6.0698 | 0.16217 | 0.16217 | 0.73433 | 0.73433 | 0 | 0 | 6.5612 | 6.5612 | -6.5822 | -3.2911 | 3.1762 | 0 | 0 |  |  | 3.6744 |  | 0.15319 | 15.3194 | 6.3523 | 0 | 2014-08-31 12:30 | 6561.1667 | 6.5612
|  | 2014-09-01 00:35:01 | 23.7458 | 0.9685 | 3.874 | 6.0078 | 6.0078 | 0.15483 | 0.15483 | 0.7335 | 0.7335 | 0 | 0 | 6.5063 | 6.5063 | -6.4693 | -3.2347 | 3.2911 | 0 | 0 |  |  | 3.7578 |  | 0.16314 | 16.3144 | 6.5822 | 0 | 2014-08-31 13:00 | 6506.3333 | 6.5063
|  | 2014-09-01 01:05:02 | 23.6062 | 0.97533 | 3.9013 | 5.9327 | 5.9327 | 0.1555 | 0.1555 | 0.73317 | 0.73317 | 0 | 0 | 6.5263 | 6.5263 | -6.3572 | -3.1786 | 3.2347 | 0 | 0 |  |  | 4.0964 |  | 0.16527 | 16.5268 | 6.4693 | 0 | 2014-08-31 13:30 | 6526.3333 | 6.5263
|  | 2014-09-01 01:35:02 | 23.2923 | 0.9895 | 3.958 | 5.9177 | 5.9177 | 0.15633 | 0.15633 | 0.73267 | 0.73267 | 0 | 0 | 6.366 | 6.366 | -6.1617 | -3.0808 | 3.1786 | 0 | 0 |  |  | 3.6018 |  | 0.16993 | 16.9927 | 6.3572 | 0 | 2014-08-31 14:00 | 6366 | 6.366
|  | 2014-09-01 02:05:03 | 23.1187 | 1.0065 | 4.026 | 5.9183 | 5.9183 | 0.15483 | 0.15483 | 0.73283 | 0.73283 | 0 | 0 | 6.4898 | 6.4898 | -5.7968 | -2.8984 | 3.0808 | 0 | 0 |  |  | 3.865 |  | 0.17414 | 17.4145 | 6.1617 | 0 | 2014-08-31 14:30 | 6489.8333 | 6.4898
|  | 2014-09-01 02:35:01 | 23.0487 | 0.97033 | 3.8813 | 5.9255 | 5.9255 | 0.1555 | 0.1555 | 0.73417 | 0.73417 | 0 | 0 | 6.6107 | 6.6107 | -5.7415 | -2.8707 | 2.8984 | 0 | 0 |  |  | 3.9978 |  | 0.1684 | 16.8397 | 5.7968 | 0 | 2014-08-31 15:00 | 6610.6667 | 6.6107
|  | 2014-09-01 03:05:02 | 23.3822 | 0.96283 | 3.8513 | 5.9523 | 5.9523 | 0.15533 | 0.15533 | 0.72367 | 0.72367 | 0 | 0 | 6.7695 | 6.7695 | -5.93 | -2.965 | 2.8707 | 0 | 0 |  |  | 3.5432 |  | 0.16471 | 16.4712 | 5.7415 | 0 | 2014-08-31 15:30 | 6769.5 | 6.7695
|  | 2014-09-01 03:35:03 | 23.3833 | 0.89267 | 3.5707 | 5.9972 | 5.9972 | 0.15483 | 0.15483 | 0.16133 | 0.16133 | 0 | 0 | 7.1598 | 7.1598 | -6.3395 | -3.1698 | 2.965 | 0 | 0 |  |  | 3.6778 |  | 0.1527 | 15.2701 | 5.93 | 0 | 2014-08-31 16:00 | 7159.8333 | 7.1598
|  | 2014-09-01 04:05:07 | 23.5725 | 0.84717 | 3.3887 | 6.049 | 6.049 | 0.155 | 0.155 | 0.106 | 0.106 | 0 | 0 | 7.2417 | 7.2417 | -6.6322 | -3.3161 | 3.1698 | 0 | 0 |  |  | 3.2531 |  | 0.14376 | 14.3755 | 6.3395 | 0 | 2014-08-31 16:30 | 7241.6667 | 7.2417
|  | 2014-09-01 04:35:02 | 24.2607 | 0.8385 | 3.354 | 6.1482 | 6.1482 | 0.154 | 0.154 | 0.1065 | 0.1065 | 0 | 0 | 7.536 | 7.536 | -6.962 | -3.481 | 3.3161 | 0 | 0 |  |  | 3.6559 |  | 0.13825 | 13.8248 | 6.6322 | 0 | 2014-08-31 17:00 | 7536 | 7.536
|  | 2014-09-01 05:05:05 | 25.5832 | 0.82817 | 3.3127 | 6.1647 | 6.1647 | 0.15283 | 0.15283 | 0.10767 | 0.10767 | 0 | 0 | 7.8975 | 7.8975 | -7.9478 | -3.9739 | 3.481 | 0 | 0 |  |  | 3.412 |  | 0.12949 | 12.9486 | 6.962 | 0 | 2014-08-31 17:30 | 7897.5 | 7.8975
|  | 2014-09-01 05:35:02 | 27.9498 | 0.89167 | 3.5667 | 6.1763 | 6.1763 | 0.16367 | 0.16367 | 0.10767 | 0.10767 | 0 | 0 | 8.2587 | 8.2587 | -9.6768 | -4.8384 | 3.9739 | 0 | 0 |  |  | 3.424 |  | 0.12761 | 12.761 | 7.9478 | 0 | 2014-08-31 18:00 | 8258.6667 | 8.2587
|  | 2014-09-01 06:05:02 | 31.0337 | 0.88367 | 3.5347 | 6.1747 | 6.1747 | 0.223 | 0.223 | 0.1065 | 0.1065 | 0 | 0 | 8.712 | 8.712 | -12.2828 | -6.1414 | 4.8384 | 0 | 0 |  |  | 3.5347 |  | 0.1139 | 11.3898 | 9.6768 | 0 | 2014-08-31 18:30 | 8712 | 8.712
|  | 2014-09-01 06:35:03 | 33.4073 | 0.87833 | 3.5133 | 6.1765 | 6.1765 | 0.23583 | 0.23583 | 0.10383 | 0.10383 | 0 | 0 | 9.3905 | 9.3905 | -13.9873 | -6.9937 | 6.1414 | 0 | 0 |  |  | 3.6539 |  | 0.10517 | 10.5167 | 12.2828 | 0 | 2014-08-31 19:00 | 9390.5 | 9.3905
|  | 2014-09-01 07:05:02 | 35.559 | 0.7785 | 3.114 | 6.167 | 6.167 | 0.37917 | 0.37917 | 0.10333 | 0.10333 | 0 | 0 | 10.1247 | 10.1247 | -15.6708 | -7.8354 | 6.9937 | 0 | 0 |  |  | 3.0829 |  | 0.087573 | 8.7573 | 13.9873 | 0 | 2014-08-31 19:30 | 10124.6667 | 10.1247
|  | 2014-09-01 07:35:03 | 36.8643 | 0.72033 | 2.8813 | 6.1723 | 6.1723 | 0.40383 | 0.40383 | 0.10267 | 0.10267 | 0.4648 | 0.4648 | 10.563 | 10.563 | -16.2764 | -8.1382 | 7.8354 | 0 | 0 |  |  | 2.7949 |  | 0.07816 | 7.816 | 15.6708 | 0 | 2014-08-31 20:00 | 10563 | 10.563
|  | 2014-09-01 08:05:01 | 37.8157 | 0.752 | 3.008 | 6.1702 | 6.1702 | 0.65217 | 0.65217 | 0.10117 | 0.10117 | 0.4648 | 0.4648 | 10.7793 | 10.7793 | -16.64 | -8.32 | 8.1382 | 0 | 0 |  |  | 2.9178 |  | 0.079544 | 7.9544 | 16.2764 | 0 | 2014-08-31 20:30 | 10779.3333 | 10.7793
|  | 2014-09-01 08:35:03 | 38.2637 | 0.80817 | 3.2327 | 6.1772 | 6.1772 | 0.718 | 0.718 | 0.10483 | 0.10483 | 1.0412 | 1.0412 | 10.9402 | 10.9402 | -16.0496 | -8.0248 | 8.32 | 0 | 0 |  |  | 3.0064 |  | 0.084484 | 8.4484 | 16.64 | 0 | 2014-08-31 21:00 | 10940.1667 | 10.9402
|  | 2014-09-01 09:05:05 | 38.43 | 0.84683 | 3.3873 | 6.1762 | 6.1762 | 0.60533 | 0.60533 | 0.10733 | 0.10733 | 1.0412 | 1.0412 | 11.0093 | 11.0093 | -16.1033 | -8.0516 | 8.0248 | 0 | 0 |  |  | 3.1841 |  | 0.088143 | 8.8143 | 16.0496 | 0 | 2014-08-31 21:30 | 11009.3333 | 11.0093
|  | 2014-09-01 09:35:05 | 38.6792 | 0.87767 | 3.5107 | 6.1762 | 6.1762 | 0.54833 | 0.54833 | 0.111 | 0.111 | 1.572 | 1.572 | 11.0725 | 11.0725 | -15.6885 | -7.8442 | 8.0516 | 0 | 0 |  |  | 3.8266 |  | 0.090764 | 9.0764 | 16.1033 | 0 | 2014-08-31 22:00 | 11072.5 | 11.0725
|  | 2014-09-01 10:05:02 | 38.6343 | 0.86533 | 3.4613 | 6.1693 | 6.1693 | 0.47983 | 0.47983 | 0.11633 | 0.11633 | 1.572 | 1.572 | 11.1367 | 11.1367 | -15.6988 | -7.8494 | 7.8442 | 0 | 0 |  |  | 3.2883 |  | 0.089592 | 8.9592 | 15.6885 | 0 | 2014-08-31 22:30 | 11136.6667 | 11.1367
|  | 2014-09-01 10:35:02 | 38.704 | 0.92267 | 3.6907 | 6.1727 | 6.1727 | 0.47767 | 0.47767 | 0.11717 | 0.11717 | 2.3376 | 2.3376 | 11.2215 | 11.2215 | -14.6867 | -7.3434 | 7.8494 | 0 | 0 |  |  | 3.949 |  | 0.095356 | 9.5356 | 15.6988 | 0 | 2014-08-31 23:00 | 11221.5 | 11.2215
|  | 2014-09-01 11:05:02 | 38.7558 | 0.94867 | 3.7947 | 6.1903 | 6.1903 | 0.467 | 0.467 | 0.12 | 0.12 | 2.3376 | 2.3376 | 11.2453 | 11.2453 | -14.6009 | -7.3004 | 7.3434 | 0 | 0 |  |  | 3.6429 |  | 0.097912 | 9.7912 | 14.6867 | 0 | 2014-08-31 23:30 | 11245.3333 | 11.2453
|  | 2014-09-01 11:35:04 | 38.6502 | 0.91867 | 3.6747 | 6.236 | 6.236 | 0.45017 | 0.45017 | 0.12183 | 0.12183 | 2.506 | 2.506 | 11.2655 | 11.2655 | -14.396 | -7.198 | 7.3004 | 0 | 0 |  |  | 3.9686 |  | 0.095075 | 9.5075 | 14.6009 | 0 | 2014-09-01 | 11265.5 | 11.2655
|  | 2014-09-01 12:05:02 | 38.3977 | 0.862 | 3.448 | 6.275 | 6.275 | 0.31783 | 0.31783 | 0.12167 | 0.12167 | 2.506 | 2.506 | 11.2667 | 11.2667 | -14.4625 | -7.2313 | 7.198 | 0 | 0 |  |  | 3.448 |  | 0.089797 | 8.9797 | 14.396 | 0 | 2014-09-01 00:30 | 11266.6667 | 11.2667
|  | 2014-09-01 12:35:02 | 38.396 | 0.817 | 3.268 | 6.2938 | 6.2938 | 0.29383 | 0.29383 | 0.1235 | 0.1235 | 3.422 | 3.422 | 11.2935 | 11.2935 | -13.7013 | -6.8507 | 7.2313 | 0 | 0 |  |  | 3.1373 |  | 0.085113 | 8.5113 | 14.4625 | 0 | 2014-09-01 01:00 | 11293.5 | 11.2935
|  | 2014-09-01 13:05:02 | 38.1632 | 0.776 | 3.104 | 6.2937 | 6.2937 | 0.30267 | 0.30267 | 0.12633 | 0.12633 | 3.422 | 3.422 | 11.1708 | 11.1708 | -13.7437 | -6.8718 | 6.8507 | 0 | 0 |  |  | 2.8246 |  | 0.081335 | 8.1335 | 13.7013 | 0 | 2014-09-01 01:30 | 11170.8333 | 11.1708
|  | 2014-09-01 13:35:02 | 38.0108 | 0.84783 | 3.3913 | 6.2937 | 6.2937 | 0.297 | 0.297 | 0.126 | 0.126 | 2.3308 | 2.3308 | 10.9583 | 10.9583 | -14.6137 | -7.3068 | 6.8718 | 0 | 0 |  |  | 3.6626 |  | 0.08922 | 8.922 | 13.7437 | 0 | 2014-09-01 02:00 | 10958.3333 | 10.9583
|  | 2014-09-01 14:05:03 | 37.946 | 0.858 | 3.432 | 6.291 | 6.291 | 0.26567 | 0.26567 | 0.12817 | 0.12817 | 2.3308 | 2.3308 | 10.8793 | 10.8793 | -14.619 | -7.3095 | 7.3068 | 0 | 0 |  |  | 3.7409 |  | 0.090444 | 9.0444 | 14.6137 | 0 | 2014-09-01 02:30 | 10879.3333 | 10.8793
|  | 2014-09-01 14:35:03 | 38.1858 | 0.86667 | 3.4667 | 6.2905 | 6.2905 | 0.26217 | 0.26217 | 0.1295 | 0.1295 | 2.2372 | 2.2372 | 10.8768 | 10.8768 | -14.923 | -7.4615 | 7.3095 | 0 | 0 |  |  | 3.12 |  | 0.090784 | 9.0784 | 14.619 | 0 | 2014-09-01 03:00 | 10876.8333 | 10.8768
|  | 2014-09-01 15:05:02 | 38.4628 | 0.85067 | 3.4027 | 6.287 | 6.287 | 0.40933 | 0.40933 | 0.1325 | 0.1325 | 2.2372 | 2.2372 | 11.0365 | 11.0365 | -14.9576 | -7.4788 | 7.4615 | 0 | 0 |  |  | 3.1985 |  | 0.088466 | 8.8466 | 14.923 | 0 | 2014-09-01 03:30 | 11036.5 | 11.0365
|  | 2014-09-01 15:35:02 | 38.9743 | 0.83433 | 3.3373 | 6.2877 | 6.2877 | 0.5985 | 0.5985 | 0.13133 | 0.13133 | 1.786 | 1.786 | 11.1833 | 11.1833 | -15.6502 | -7.8251 | 7.4788 | 0 | 0 |  |  | 3.1037 |  | 0.085629 | 8.5629 | 14.9576 | 0 | 2014-09-01 04:00 | 11183.3333 | 11.1833
|  | 2014-09-01 16:05:02 | 39.3437 | 0.77383 | 3.0953 | 6.2883 | 6.2883 | 0.63033 | 0.63033 | 0.13317 | 0.13317 | 1.786 | 1.786 | 11.158 | 11.158 | -16.2525 | -8.1263 | 7.8251 | 0 | 0 |  |  | 2.8168 |  | 0.078674 | 7.8674 | 15.6502 | 0 | 2014-09-01 04:30 | 11158 | 11.158
|  | 2014-09-01 16:35:02 | 39.2645 | 0.75083 | 3.0033 | 6.2973 | 6.2973 | 0.622 | 0.622 | 0.134 | 0.134 | 1.3904 | 1.3904 | 11.0938 | 11.0938 | -16.7236 | -8.3618 | 8.1263 | 0 | 0 |  |  | 3.0033 |  | 0.07649 | 7.649 | 16.2525 | 0 | 2014-09-01 05:00 | 11093.8333 | 11.0938
|  | 2014-09-01 17:05:03 | 39.0055 | 0.762 | 3.048 | 6.3035 | 6.3035 | 0.59217 | 0.59217 | 0.1345 | 0.1345 | 1.3904 | 1.3904 | 10.8868 | 10.8868 | -16.6501 | -8.325 | 8.3618 | 0 | 0 |  |  | 3.1699 |  | 0.078143 | 7.8143 | 16.7236 | 0 | 2014-09-01 05:30 | 10886.8333 | 10.8868
|  | 2014-09-01 17:35:03 | 38.9148 | 0.772 | 3.088 | 6.3198 | 6.3198 | 0.5895 | 0.5895 | 0.13367 | 0.13367 | 0.7728 | 0.7728 | 10.754 | 10.754 | -17.257 | -8.6285 | 8.325 | 0 | 0 |  |  | 2.9336 |  | 0.079353 | 7.9353 | 16.6501 | 0 | 2014-09-01 06:00 | 10754 | 10.754
|  | 2014-09-01 18:05:03 | 38.6558 | 0.80417 | 3.2167 | 6.3193 | 6.3193 | 0.47333 | 0.47333 | 0.13367 | 0.13367 | 0.7728 | 0.7728 | 10.6843 | 10.6843 | -17.0557 | -8.5279 | 8.6285 | 0 | 0 |  |  | 3.5383 |  | 0.083213 | 8.3213 | 17.257 | 0 | 2014-09-01 06:30 | 10684.3333 | 10.6843
|  | 2014-09-01 18:35:02 | 38.5255 | 0.7375 | 2.95 | 6.3198 | 6.3198 | 0.4555 | 0.4555 | 0.13267 | 0.13267 | 0.278 | 0.278 | 10.6602 | 10.6602 | -17.7293 | -8.8647 | 8.5279 | 0 | 0 |  |  | 3.127 |  | 0.076573 | 7.6573 | 17.0557 | 0 | 2014-09-01 07:00 | 10660.1667 | 10.6602
|  | 2014-09-01 19:05:03 | 39.118 | 0.70533 | 2.8213 | 6.3192 | 6.3192 | 0.47017 | 0.47017 | 0.13167 | 0.13167 | 0.278 | 0.278 | 10.7343 | 10.7343 | -18.3633 | -9.1817 | 8.8647 | 0 | 0 |  |  | 2.6521 |  | 0.072124 | 7.2124 | 17.7293 | 0 | 2014-09-01 07:30 | 10734.3333 | 10.7343
|  | 2014-09-01 19:35:01 | 38.8158 | 0.74467 | 2.9787 | 6.3207 | 6.3207 | 0.45767 | 0.45767 | 0.12883 | 0.12883 | 0.0372 | 0.0372 | 10.728 | 10.728 | -18.1648 | -9.0824 | 9.1817 | 0 | 0 |  |  | 3.1872 |  | 0.076738 | 7.6738 | 18.3633 | 0 | 2014-09-01 08:00 | 10728 | 10.728
|  | 2014-09-01 20:05:01 | 37.7422 | 0.74267 | 2.9707 | 6.323 | 6.323 | 0.29733 | 0.29733 | 0.12783 | 0.12783 | 0.0372 | 0.0372 | 10.6407 | 10.6407 | -17.3455 | -8.6727 | 9.0824 | 0 | 0 |  |  | 2.8815 |  | 0.078709 | 7.8709 | 18.1648 | 0 | 2014-09-01 08:30 | 10640.6667 | 10.6407
|  | 2014-09-01 20:35:01 | 35.867 | 0.82733 | 3.3093 | 6.3298 | 6.3298 | 0.262 | 0.262 | 0.12583 | 0.12583 | 0 | 0 | 10.3185 | 10.3185 | -15.5215 | -7.7607 | 8.6727 | 0 | 0 |  |  | 3.6072 |  | 0.092267 | 9.2267 | 17.3455 | 0 | 2014-09-01 09:00 | 10318.5 | 10.3185
|  | 2014-09-01 21:05:02 | 33.8583 | 0.77567 | 3.1027 | 6.3285 | 6.3285 | 0.26133 | 0.26133 | 0.123 | 0.123 | 0 | 0 | 10.2723 | 10.2723 | -13.7705 | -6.8853 | 7.7607 | 0 | 0 |  |  | 3.1957 |  | 0.091637 | 9.1637 | 15.5215 | 0 | 2014-09-01 09:30 | 10272.3333 | 10.2723
|  | 2014-09-01 21:35:01 | 31.5522 | 0.75783 | 3.0313 | 6.3245 | 6.3245 | 0.25517 | 0.25517 | 0.12383 | 0.12383 | 0 | 0 | 10.1523 | 10.1523 | -11.665 | -5.8325 | 6.8853 | 0 | 0 |  |  | 2.7282 |  | 0.096074 | 9.6074 | 13.7705 | 0 | 2014-09-01 10:00 | 10152.3333 | 10.1523
|  | 2014-09-01 22:05:04 | 29.9413 | 0.6995 | 2.798 | 6.3227 | 6.3227 | 0.2355 | 0.2355 | 0.1245 | 0.1245 | 0 | 0 | 10.0992 | 10.0992 | -10.3615 | -5.1807 | 5.8325 | 0 | 0 |  |  | 2.9379 |  | 0.093449 | 9.3449 | 11.665 | 0 | 2014-09-01 10:30 | 10099.1667 | 10.0992
|  | 2014-09-01 22:35:02 | 28.7502 | 0.67617 | 2.7047 | 6.3323 | 6.3323 | 0.224 | 0.224 | 0.12583 | 0.12583 | 0 | 0 | 9.8287 | 9.8287 | -9.5347 | -4.7673 | 5.1807 | 0 | 0 |  |  | 2.9751 |  | 0.094075 | 9.4075 | 10.3615 | 0 | 2014-09-01 11:00 | 9828.6667 | 9.8287
|  | 2014-09-01 23:05:04 | 27.484 | 0.7245 | 2.898 | 6.339 | 6.339 | 0.22333 | 0.22333 | 0.12383 | 0.12383 | 0 | 0 | 9.493 | 9.493 | -8.4068 | -4.2034 | 4.7673 | 0 | 0 |  |  | 2.7531 |  | 0.10544 | 10.5443 | 9.5347 | 0 | 2014-09-01 11:30 | 9493 | 9.493
|  | 2014-09-01 23:35:02 | 26.7575 | 0.68583 | 2.7433 | 6.3492 | 6.3492 | 0.22317 | 0.22317 | 0.12267 | 0.12267 | 0 | 0 | 9.1187 | 9.1187 | -8.2005 | -4.1003 | 4.2034 | 0 | 0 |  |  | 2.9354 |  | 0.10253 | 10.2526 | 8.4068 | 0 | 2014-09-01 12:00 | 9118.6667 | 9.1187
|  | 2014-09-02 00:05:02 | 26.2357 | 0.70317 | 2.8127 | 6.3548 | 6.3548 | 0.22333 | 0.22333 | 0.124 | 0.124 | 0 | 0 | 8.903 | 8.903 | -7.8178 | -3.9089 | 4.1003 | 0 | 0 |  |  | 2.8127 |  | 0.10721 | 10.7208 | 8.2005 | 0 | 2014-09-01 12:30 | 8903 | 8.903
|  | 2014-09-02 00:35:02 | 26.0053 | 0.73 | 2.92 | 6.3575 | 6.3575 | 0.19633 | 0.19633 | 0.12617 | 0.12617 | 0 | 0 | 8.7962 | 8.7962 | -7.6092 | -3.8046 | 3.9089 | 0 | 0 |  |  | 2.9492 |  | 0.11228 | 11.2285 | 7.8178 | 0 | 2014-09-01 13:00 | 8796.1667 | 8.7962
|  | 2014-09-02 01:05:02 | 25.7378 | 0.76017 | 3.0407 | 6.3615 | 6.3615 | 0.18983 | 0.18983 | 0.12617 | 0.12617 | 0 | 0 | 8.8168 | 8.8168 | -7.2028 | -3.6014 | 3.8046 | 0 | 0 |  |  | 3.1927 |  | 0.11814 | 11.814 | 7.6092 | 0 | 2014-09-01 13:30 | 8816.8333 | 8.8168
|  | 2014-09-02 01:35:01 | 25.3762 | 0.67733 | 2.7093 | 6.3638 | 6.3638 | 0.189 | 0.189 | 0.126 | 0.126 | 0 | 0 | 8.7035 | 8.7035 | -7.2845 | -3.6423 | 3.6014 | 0 | 0 |  |  | 2.6551 |  | 0.10677 | 10.6767 | 7.2028 | 0 | 2014-09-01 14:00 | 8703.5 | 8.7035
|  | 2014-09-02 02:05:02 | 25.1698 | 0.61067 | 2.4427 | 6.36 | 6.36 | 0.18917 | 0.18917 | 0.12483 | 0.12483 | 0 | 0 | 8.5632 | 8.5632 | -7.49 | -3.745 | 3.6423 | 0 | 0 |  |  | 2.3205 |  | 0.097047 | 9.7047 | 7.2845 | 0 | 2014-09-01 14:30 | 8563.1667 | 8.5632
|  | 2014-09-02 02:35:01 | 25.0938 | 0.64383 | 2.5753 | 6.3603 | 6.3603 | 0.18917 | 0.18917 | 0.12533 | 0.12533 | 0 | 0 | 8.5783 | 8.5783 | -7.2653 | -3.6327 | 3.745 | 0 | 0 |  |  | 2.3178 |  | 0.10263 | 10.2628 | 7.49 | 0 | 2014-09-01 15:00 | 8578.3333 | 8.5783
|  | 2014-09-02 03:05:02 | 25.0615 | 0.82267 | 3.2907 | 6.3638 | 6.3638 | 0.18917 | 0.18917 | 0.12583 | 0.12583 | 0 | 0 | 8.5013 | 8.5013 | -6.5907 | -3.2953 | 3.6327 | 0 | 0 |  |  | 3.4881 |  | 0.1313 | 13.1304 | 7.2653 | 0 | 2014-09-01 15:30 | 8501.3333 | 8.5013
|  | 2014-09-02 03:35:01 | 25.1457 | 0.86267 | 3.4507 | 6.3673 | 6.3673 | 0.189 | 0.189 | 0.12667 | 0.12667 | 0 | 0 | 8.5428 | 8.5428 | -6.4692 | -3.2346 | 3.2953 | 0 | 0 |  |  | 3.6577 |  | 0.13723 | 13.7227 | 6.5907 | 0 | 2014-09-01 16:00 | 8542.8333 | 8.5428
|  | 2014-09-02 04:05:03 | 25.7252 | 0.8225 | 3.29 | 6.3707 | 6.3707 | 0.18883 | 0.18883 | 0.12733 | 0.12733 | 0 | 0 | 8.7487 | 8.7487 | -6.9997 | -3.4998 | 3.2346 | 0 | 0 |  |  | 2.961 |  | 0.12789 | 12.789 | 6.4692 | 0 | 2014-09-01 16:30 | 8748.6667 | 8.7487
|  | 2014-09-02 04:35:03 | 26.5192 | 0.7495 | 2.998 | 6.3738 | 6.3738 | 0.1885 | 0.1885 | 0.13133 | 0.13133 | 0 | 0 | 9.2235 | 9.2235 | -7.604 | -3.802 | 3.4998 | 0 | 0 |  |  | 2.9081 |  | 0.11305 | 11.305 | 6.9997 | 0 | 2014-09-01 17:00 | 9223.5 | 9.2235
|  | 2014-09-02 05:05:02 | 27.9618 | 0.72817 | 2.9127 | 6.3827 | 6.3827 | 0.18833 | 0.18833 | 0.13467 | 0.13467 | 0 | 0 | 9.8385 | 9.8385 | -8.505 | -4.2525 | 3.802 | 0 | 0 |  |  | 2.9127 |  | 0.10417 | 10.4166 | 7.604 | 0 | 2014-09-01 17:30 | 9838.5 | 9.8385
|  | 2014-09-02 05:35:02 | 29.781 | 0.6625 | 2.65 | 6.3795 | 6.3795 | 0.189 | 0.189 | 0.13417 | 0.13417 | 0 | 0 | 10.1677 | 10.1677 | -10.2607 | -5.1303 | 4.2525 | 0 | 0 |  |  | 2.703 |  | 0.088983 | 8.8983 | 8.505 | 0 | 2014-09-01 18:00 | 10167.6667 | 10.1677
|  | 2014-09-02 06:05:01 | 32.2712 | 0.61417 | 2.4567 | 6.38 | 6.38 | 0.27733 | 0.27733 | 0.137 | 0.137 | 0 | 0 | 10.4498 | 10.4498 | -12.5703 | -6.2852 | 5.1303 | 0 | 0 |  |  | 2.3338 |  | 0.076126 | 7.6126 | 10.2607 | 0 | 2014-09-01 18:30 | 10449.8333 | 10.4498
|  | 2014-09-02 06:35:01 | 34.686 | 0.595 | 2.38 | 6.381 | 6.381 | 0.28417 | 0.28417 | 0.1385 | 0.1385 | 0 | 0 | 10.8488 | 10.8488 | -14.6535 | -7.3268 | 6.2852 | 0 | 0 |  |  | 2.5942 |  | 0.068616 | 6.8616 | 12.5703 | 0 | 2014-09-01 19:00 | 10848.8333 | 10.8488
|  | 2014-09-02 07:05:05 | 36.452 | 0.54483 | 2.1793 | 6.3817 | 6.3817 | 0.33333 | 0.33333 | 0.13817 | 0.13817 | 0 | 0 | 11.0145 | 11.0145 | -16.405 | -8.2025 | 7.3268 | 0 | 0 |  |  | 2.1793 |  | 0.059786 | 5.9786 | 14.6535 | 0 | 2014-09-01 19:30 | 11014.5 | 11.0145
|  | 2014-09-02 07:35:02 | 37.0768 | 0.54933 | 2.1973 | 6.384 | 6.384 | 0.34767 | 0.34767 | 0.138 | 0.138 | 0.546 | 0.546 | 11.1073 | 11.1073 | -16.3565 | -8.1783 | 8.2025 | 0 | 0 |  |  | 2.0655 |  | 0.059264 | 5.9264 | 16.405 | 0 | 2014-09-01 20:00 | 11107.3333 | 11.1073
|  | 2014-09-02 08:05:02 | 37.6323 | 0.516 | 2.064 | 6.3757 | 6.3757 | 0.4045 | 0.4045 | 0.139 | 0.139 | 0.546 | 0.546 | 11.1345 | 11.1345 | -16.9687 | -8.4843 | 8.1783 | 0 | 0 |  |  | 2.0434 |  | 0.054846 | 5.4846 | 16.3565 | 0 | 2014-09-01 20:30 | 11134.5 | 11.1345
|  | 2014-09-02 08:35:03 | 37.8683 | 0.48083 | 1.9233 | 6.3758 | 6.3758 | 0.39133 | 0.39133 | 0.13883 | 0.13883 | 1.1484 | 1.1484 | 11.1112 | 11.1112 | -16.7794 | -8.3897 | 8.4843 | 0 | 0 |  |  | 1.7887 |  | 0.05079 | 5.079 | 16.9687 | 0 | 2014-09-01 21:00 | 11111.1667 | 11.1112
|  | 2014-09-02 09:05:02 | 37.658 | 0.45167 | 1.8067 | 6.372 | 6.372 | 0.39167 | 0.39167 | 0.139 | 0.139 | 1.1484 | 1.1484 | 11.261 | 11.261 | -16.5393 | -8.2696 | 8.3897 | 0 | 0 |  |  | 1.9693 |  | 0.047976 | 4.7976 | 16.7794 | 0 | 2014-09-01 21:30 | 11261 | 11.261
|  | 2014-09-02 09:35:01 | 37.5147 | 0.47433 | 1.8973 | 6.3785 | 6.3785 | 0.38767 | 0.38767 | 0.13967 | 0.13967 | 1.7672 | 1.7672 | 11.273 | 11.273 | -15.6713 | -7.8357 | 8.2696 | 0 | 0 |  |  | 1.8025 |  | 0.050576 | 5.0576 | 16.5393 | 0 | 2014-09-01 22:00 | 11273 | 11.273
|  | 2014-09-02 10:05:03 | 37.488 | 0.49417 | 1.9767 | 6.3773 | 6.3773 | 0.356 | 0.356 | 0.13967 | 0.13967 | 1.7672 | 1.7672 | 11.339 | 11.339 | -15.5321 | -7.7661 | 7.8357 | 0 | 0 |  |  | 2.0755 |  | 0.052728 | 5.2728 | 15.6713 | 0 | 2014-09-01 22:30 | 11339 | 11.339
|  | 2014-09-02 10:35:02 | 37.5137 | 0.4945 | 1.978 | 6.3768 | 6.3768 | 0.3555 | 0.3555 | 0.14033 | 0.14033 | 2.4272 | 2.4272 | 11.4515 | 11.4515 | -14.7843 | -7.3922 | 7.7661 | 0 | 0 |  |  | 1.7802 |  | 0.052727 | 5.2727 | 15.5321 | 0 | 2014-09-01 23:00 | 11451.5 | 11.4515
|  | 2014-09-02 11:05:02 | 37.6547 | 0.4655 | 1.862 | 6.3688 | 6.3688 | 0.37467 | 0.37467 | 0.14067 | 0.14067 | 2.4272 | 2.4272 | 11.3605 | 11.3605 | -15.1208 | -7.5604 | 7.3922 | 0 | 0 |  |  | 2.0296 |  | 0.049449 | 4.9449 | 14.7843 | 0 | 2014-09-01 23:30 | 11360.5 | 11.3605
|  | 2014-09-02 11:35:02 | 37.6103 | 0.45033 | 1.8013 | 6.3707 | 6.3707 | 0.36917 | 0.36917 | 0.14083 | 0.14083 | 2.7624 | 2.7624 | 11.3842 | 11.3842 | -14.7818 | -7.3909 | 7.5604 | 0 | 0 |  |  | 1.8013 |  | 0.047895 | 4.7895 | 15.1208 | 0 | 2014-09-02 | 11384.1667 | 11.3842
|  | 2014-09-02 12:05:02 | 37.4292 | 0.4275 | 1.71 | 6.3653 | 6.3653 | 0.26017 | 0.26017 | 0.13917 | 0.13917 | 2.7624 | 2.7624 | 11.3985 | 11.3985 | -14.7936 | -7.3968 | 7.3909 | 0 | 0 |  |  | 1.6929 |  | 0.045686 | 4.5686 | 14.7818 | 0 | 2014-09-02 00:30 | 11398.5 | 11.3985
|  | 2014-09-02 12:35:02 | 37.3298 | 0.41883 | 1.6753 | 6.374 | 6.374 | 0.22867 | 0.22867 | 0.13967 | 0.13967 | 4.158 | 4.158 | 11.458 | 11.458 | -13.2962 | -6.6481 | 7.3968 | 0 | 0 |  |  | 1.6753 |  | 0.044879 | 4.4879 | 14.7936 | 0 | 2014-09-02 01:00 | 11458 | 11.458
|  | 2014-09-02 13:05:03 | 37.251 | 0.40833 | 1.6333 | 6.3728 | 6.3728 | 0.22983 | 0.22983 | 0.139 | 0.139 | 4.158 | 4.158 | 11.4668 | 11.4668 | -13.2512 | -6.6256 | 6.6481 | 0 | 0 |  |  | 1.6823 |  | 0.043847 | 4.3847 | 13.2962 | 0 | 2014-09-02 01:30 | 11466.8333 | 11.4668
|  | 2014-09-02 13:35:01 | 37.196 | 0.37083 | 1.4833 | 6.3733 | 6.3733 | 0.23233 | 0.23233 | 0.13767 | 0.13767 | 2.92 | 2.92 | 11.4838 | 11.4838 | -14.5655 | -7.2828 | 6.6256 | 0 | 0 |  |  | 1.5872 |  | 0.039879 | 3.9879 | 13.2512 | 0 | 2014-09-02 02:00 | 11483.8333 | 11.4838
|  | 2014-09-02 14:05:02 | 37.1585 | 0.391 | 1.564 | 6.3738 | 6.3738 | 0.2095 | 0.2095 | 0.13633 | 0.13633 | 2.92 | 2.92 | 11.4052 | 11.4052 | -14.5497 | -7.2748 | 7.2828 | 0 | 0 |  |  | 1.7048 |  | 0.04209 | 4.209 | 14.5655 | 0 | 2014-09-02 02:30 | 11405.1667 | 11.4052
|  | 2014-09-02 14:35:01 | 37.3757 | 0.41433 | 1.6573 | 6.3815 | 6.3815 | 0.2055 | 0.2055 | 0.12967 | 0.12967 | 2.5836 | 2.5836 | 11.4208 | 11.4208 | -14.9972 | -7.4986 | 7.2748 | 0 | 0 |  |  | 1.6076 |  | 0.044343 | 4.4343 | 14.5497 | 0 | 2014-09-02 03:00 | 11420.8333 | 11.4208
|  | 2014-09-02 15:05:02 | 38.0228 | 0.4395 | 1.758 | 6.373 | 6.373 | 0.20567 | 0.20567 | 0.12533 | 0.12533 | 2.5836 | 2.5836 | 11.4207 | 11.4207 | -15.5566 | -7.7783 | 7.4986 | 0 | 0 |  |  | 1.6525 |  | 0.046235 | 4.6235 | 14.9972 | 0 | 2014-09-02 03:30 | 11420.6667 | 11.4207
|  | 2014-09-02 15:35:02 | 38.605 | 0.42183 | 1.6873 | 6.3805 | 6.3805 | 0.21333 | 0.21333 | 0.124 | 0.124 | 2.2148 | 2.2148 | 11.4165 | 11.4165 | -16.5685 | -8.2843 | 7.7783 | 0 | 0 |  |  | 1.5186 |  | 0.043708 | 4.3708 | 15.5566 | 0 | 2014-09-02 04:00 | 11416.5 | 11.4165
|  | 2014-09-02 16:05:02 | 39.125 | 0.4025 | 1.61 | 6.3792 | 6.3792 | 0.42367 | 0.42367 | 0.12433 | 0.12433 | 2.2148 | 2.2148 | 11.3585 | 11.3585 | -17.0145 | -8.5073 | 8.2843 | 0 | 0 |  |  | 1.6583 |  | 0.04115 | 4.115 | 16.5685 | 0 | 2014-09-02 04:30 | 11358.5 | 11.3585
|  | 2014-09-02 16:35:02 | 39.0895 | 0.34133 | 1.3653 | 6.3805 | 6.3805 | 0.46833 | 0.46833 | 0.12167 | 0.12167 | 1.4204 | 1.4204 | 11.1763 | 11.1763 | -18.1569 | -9.0785 | 8.5073 | 0 | 0 |  |  | 1.4746 |  | 0.034928 | 3.4928 | 17.0145 | 0 | 2014-09-02 05:00 | 11176.3333 | 11.1763
|  | 2014-09-02 17:05:02 | 38.7978 | 0.297 | 1.188 | 6.3792 | 6.3792 | 0.4795 | 0.4795 | 0.11983 | 0.11983 | 1.4204 | 1.4204 | 10.9048 | 10.9048 | -18.3061 | -9.1531 | 9.0785 | 0 | 0 |  |  | 1.2593 |  | 0.03062 | 3.062 | 18.1569 | 0 | 2014-09-02 05:30 | 10904.8333 | 10.9048
|  | 2014-09-02 17:35:01 | 38.5803 | 0.26783 | 1.0713 | 6.3818 | 6.3818 | 0.4795 | 0.4795 | 0.11617 | 0.11617 | 0.9624 | 0.9624 | 10.9037 | 10.9037 | -18.6654 | -9.3327 | 9.1531 | 0 | 0 |  |  | 1.0713 |  | 0.027769 | 2.7769 | 18.3061 | 0 | 2014-09-02 06:00 | 10903.6667 | 10.9037
|  | 2014-09-02 18:05:04 | 38.299 | 0.26917 | 1.0767 | 6.3838 | 6.3838 | 0.41833 | 0.41833 | 0.114 | 0.114 | 0.9624 | 0.9624 | 10.924 | 10.924 | -18.4198 | -9.2099 | 9.3327 | 0 | 0 |  |  | 1.0013 |  | 0.028112 | 2.8112 | 18.6654 | 0 | 2014-09-02 06:30 | 10924 | 10.924
|  | 2014-09-02 18:35:03 | 38.2607 | 0.26067 | 1.0427 | 6.3837 | 6.3837 | 0.39183 | 0.39183 | 0.1145 | 0.1145 | 0.3104 | 0.3104 | 10.963 | 10.963 | -19.0546 | -9.5273 | 9.2099 | 0 | 0 |  |  | 0.99053 |  | 0.027252 | 2.7252 | 18.4198 | 0 | 2014-09-02 07:00 | 10963 | 10.963
|  | 2014-09-02 19:05:05 | 39.245 | 0.27617 | 1.1047 | 6.3793 | 6.3793 | 0.49967 | 0.49967 | 0.115 | 0.115 | 0.3104 | 0.3104 | 11.0008 | 11.0008 | -19.8351 | -9.9175 | 9.5273 | 0 | 0 |  |  | 1.1157 |  | 0.028148 | 2.8148 | 19.0546 | 0 | 2014-09-02 07:30 | 11000.8333 | 11.0008
|  | 2014-09-02 19:35:02 | 39.1278 | 0.31067 | 1.2427 | 6.3763 | 6.3763 | 0.64583 | 0.64583 | 0.11467 | 0.11467 | 0.0332 | 0.0332 | 11.0213 | 11.0213 | -19.6938 | -9.8469 | 9.9175 | 0 | 0 |  |  | 1.3297 |  | 0.031759 | 3.1759 | 19.8351 | 0 | 2014-09-02 08:00 | 11021.3333 | 11.0213
|  | 2014-09-02 20:05:02 | 37.8912 | 0.294 | 1.176 | 6.3787 | 6.3787 | 0.5535 | 0.5535 | 0.1165 | 0.1165 | 0.0332 | 0.0332 | 11.0003 | 11.0003 | -18.633 | -9.3165 | 9.8469 | 0 | 0 |  |  | 1.2818 |  | 0.031036 | 3.1036 | 19.6938 | 0 | 2014-09-02 08:30 | 11000.3333 | 11.0003
|  | 2014-09-02 20:35:01 | 36.2418 | 0.29883 | 1.1953 | 6.3775 | 6.3775 | 0.43967 | 0.43967 | 0.11717 | 0.11717 | 0 | 0 | 10.9708 | 10.9708 | -17.1413 | -8.5707 | 9.3165 | 0 | 0 |  |  | 1.1714 |  | 0.032982 | 3.2982 | 18.633 | 0 | 2014-09-02 09:00 | 10970.8333 | 10.9708
|  | 2014-09-02 21:05:02 | 34.256 | 0.30267 | 1.2107 | 6.3795 | 6.3795 | 0.44267 | 0.44267 | 0.11667 | 0.11667 | 0 | 0 | 10.8193 | 10.8193 | -15.2872 | -7.6436 | 8.5707 | 0 | 0 |  |  | 1.1138 |  | 0.035342 | 3.5342 | 17.1413 | 0 | 2014-09-02 09:30 | 10819.3333 | 10.8193
|  | 2014-09-02 21:35:02 | 32.0585 | 0.29217 | 1.1687 | 6.3808 | 6.3808 | 0.44283 | 0.44283 | 0.11717 | 0.11717 | 0 | 0 | 10.6075 | 10.6075 | -13.3415 | -6.6708 | 7.6436 | 0 | 0 |  |  | 1.2622 |  | 0.036454 | 3.6454 | 15.2872 | 0 | 2014-09-02 10:00 | 10607.5 | 10.6075
|  | 2014-09-02 22:05:04 | 29.8262 | 0.27367 | 1.0947 | 6.3832 | 6.3832 | 0.40183 | 0.40183 | 0.11683 | 0.11683 | 0 | 0 | 9.9625 | 9.9625 | -11.8672 | -5.9336 | 6.6708 | 0 | 0 |  |  | 1.1494 |  | 0.036702 | 3.6702 | 13.3415 | 0 | 2014-09-02 10:30 | 9962.5 | 9.9625
|  | 2014-09-02 22:35:03 | 27.9443 | 0.28933 | 1.1573 | 6.3832 | 6.3832 | 0.3785 | 0.3785 | 0.11733 | 0.11733 | 0 | 0 | 9.4425 | 9.4425 | -10.4655 | -5.2327 | 5.9336 | 0 | 0 |  |  | 1.0647 |  | 0.041416 | 4.1416 | 11.8672 | 0 | 2014-09-02 11:00 | 9442.5 | 9.4425
|  | 2014-09-02 23:05:04 | 27.0227 | 0.33117 | 1.3247 | 6.391 | 6.391 | 0.3385 | 0.3385 | 0.11667 | 0.11667 | 0 | 0 | 9.5475 | 9.5475 | -9.3043 | -4.6522 | 5.2327 | 0 | 0 |  |  | 1.3777 |  | 0.049021 | 4.9021 | 10.4655 | 0 | 2014-09-02 11:30 | 9547.5 | 9.5475
|  | 2014-09-02 23:35:03 | 26.5247 | 0.344 | 1.376 | 6.393 | 6.393 | 0.26117 | 0.26117 | 0.11633 | 0.11633 | 0 | 0 | 9.6263 | 9.6263 | -8.7518 | -4.3759 | 4.6522 | 0 | 0 |  |  | 1.3485 |  | 0.051876 | 5.1876 | 9.3043 | 0 | 2014-09-02 12:00 | 9626.3333 | 9.6263
|  | 2014-09-03 00:05:02 | 26.2995 | 0.33883 | 1.3553 | 6.4005 | 6.4005 | 0.26233 | 0.26233 | 0.118 | 0.118 | 0 | 0 | 9.5815 | 9.5815 | -8.5818 | -4.2909 | 4.3759 | 0 | 0 |  |  | 1.4773 |  | 0.051535 | 5.1535 | 8.7518 | 0 | 2014-09-02 12:30 | 9581.5 | 9.5815
|  | 2014-09-03 00:35:02 | 25.935 | 0.31867 | 1.2747 | 6.4012 | 6.4012 | 0.26617 | 0.26617 | 0.11883 | 0.11883 | 0 | 0 | 9.4138 | 9.4138 | -8.4603 | -4.2302 | 4.2909 | 0 | 0 |  |  | 1.2619 |  | 0.049149 | 4.9149 | 8.5818 | 0 | 2014-09-02 13:00 | 9413.8333 | 9.4138
|  | 2014-09-03 01:05:04 | 25.7283 | 0.33517 | 1.3407 | 6.401 | 6.401 | 0.26617 | 0.26617 | 0.1205 | 0.1205 | 0 | 0 | 9.2395 | 9.2395 | -8.3605 | -4.1803 | 4.2302 | 0 | 0 |  |  | 1.3809 |  | 0.052109 | 5.2109 | 8.4603 | 0 | 2014-09-02 13:30 | 9239.5 | 9.2395
|  | 2014-09-03 01:35:03 | 25.4527 | 0.37 | 1.48 | 6.4007 | 6.4007 | 0.266 | 0.266 | 0.12067 | 0.12067 | 0 | 0 | 9.161 | 9.161 | -8.0243 | -4.0122 | 4.1803 | 0 | 0 |  |  | 1.48 |  | 0.058147 | 5.8147 | 8.3605 | 0 | 2014-09-02 14:00 | 9161 | 9.161
|  | 2014-09-03 02:05:02 | 25.2847 | 0.39083 | 1.5633 | 6.3945 | 6.3945 | 0.266 | 0.266 | 0.12033 | 0.12033 | 0 | 0 | 8.9927 | 8.9927 | -7.9478 | -3.9739 | 4.0122 | 0 | 0 |  |  | 1.5633 |  | 0.061829 | 6.1829 | 8.0243 | 0 | 2014-09-02 14:30 | 8992.6667 | 8.9927
|  | 2014-09-03 02:35:01 | 25.3023 | 0.35533 | 1.4213 | 6.4005 | 6.4005 | 0.26683 | 0.26683 | 0.121 | 0.121 | 0 | 0 | 9.1082 | 9.1082 | -7.9845 | -3.9923 | 3.9739 | 0 | 0 |  |  | 1.4782 |  | 0.056174 | 5.6174 | 7.9478 | 0 | 2014-09-02 15:00 | 9108.1667 | 9.1082
|  | 2014-09-03 03:05:03 | 25.3448 | 0.325 | 1.3 | 6.3937 | 6.3937 | 0.26567 | 0.26567 | 0.12083 | 0.12083 | 0 | 0 | 9.0053 | 9.0053 | -8.2593 | -4.1297 | 3.9923 | 0 | 0 |  |  | 1.287 |  | 0.051293 | 5.1293 | 7.9845 | 0 | 2014-09-02 15:30 | 9005.3333 | 9.0053
|  | 2014-09-03 03:35:01 | 25.5007 | 0.29117 | 1.1647 | 6.3937 | 6.3937 | 0.266 | 0.266 | 0.1205 | 0.1205 | 0 | 0 | 8.9332 | 8.9332 | -8.6227 | -4.3113 | 4.1297 | 0 | 0 |  |  | 1.2811 |  | 0.045672 | 4.5672 | 8.2593 | 0 | 2014-09-02 16:00 | 8933.1667 | 8.9332
|  | 2014-09-03 04:05:02 | 25.908 | 0.271 | 1.084 | 6.3938 | 6.3938 | 0.265 | 0.265 | 0.124 | 0.124 | 0 | 0 | 9.1815 | 9.1815 | -8.8597 | -4.4298 | 4.3113 | 0 | 0 |  |  | 1.0406 |  | 0.04184 | 4.184 | 8.6227 | 0 | 2014-09-02 16:30 | 9181.5 | 9.1815
|  | 2014-09-03 04:35:02 | 26.797 | 0.26783 | 1.0713 | 6.3913 | 6.3913 | 0.26467 | 0.26467 | 0.12917 | 0.12917 | 0 | 0 | 9.6875 | 9.6875 | -9.253 | -4.6265 | 4.4298 | 0 | 0 |  |  | 1.082 |  | 0.03998 | 3.998 | 8.8597 | 0 | 2014-09-02 17:00 | 9687.5 | 9.6875
|  | 2014-09-03 05:05:01 | 28.0202 | 0.2735 | 1.094 | 6.3988 | 6.3988 | 0.26483 | 0.26483 | 0.13083 | 0.13083 | 0 | 0 | 10.288 | 10.288 | -9.8437 | -4.9218 | 4.6265 | 0 | 0 |  |  | 1.0502 |  | 0.039043 | 3.9043 | 9.253 | 0 | 2014-09-02 17:30 | 10288 | 10.288
|  | 2014-09-03 05:35:02 | 29.8152 | 0.24717 | 0.98867 | 6.4002 | 6.4002 | 0.27383 | 0.27383 | 0.1285 | 0.1285 | 0 | 0 | 10.8867 | 10.8867 | -11.1373 | -5.5687 | 4.9218 | 0 | 0 |  |  | 1.0381 |  | 0.03316 | 3.316 | 9.8437 | 0 | 2014-09-02 18:00 | 10886.6667 | 10.8867
|  | 2014-09-03 06:05:02 | 33.1692 | 0.26617 | 1.0647 | 6.3958 | 6.3958 | 0.25883 | 0.25883 | 0.12733 | 0.12733 | 0 | 0 | 11.7697 | 11.7697 | -13.5528 | -6.7764 | 5.5687 | 0 | 0 |  |  | 1.086 |  | 0.032098 | 3.2098 | 11.1373 | 0 | 2014-09-02 18:30 | 11769.6667 | 11.7697
|  | 2014-09-03 06:35:04 | 35.614 | 0.31517 | 1.2607 | 6.4005 | 6.4005 | 0.40917 | 0.40917 | 0.12733 | 0.12733 | 0 | 0 | 12.0688 | 12.0688 | -15.3475 | -7.6737 | 6.7764 | 0 | 0 |  |  | 1.2859 |  | 0.035398 | 3.5398 | 13.5528 | 0 | 2014-09-02 19:00 | 12068.8333 | 12.0688
|  | 2014-09-03 07:05:01 | 37.3085 | 0.27917 | 1.1167 | 6.396 | 6.396 | 0.54417 | 0.54417 | 0.131 | 0.131 | 0 | 0 | 12.107 | 12.107 | -17.0137 | -8.5068 | 7.6737 | 0 | 0 |  |  | 1.0832 |  | 0.029931 | 2.9931 | 15.3475 | 0 | 2014-09-02 19:30 | 12107 | 12.107
|  | 2014-09-03 07:35:04 | 37.8223 | 0.26083 | 1.0433 | 6.402 | 6.402 | 0.51183 | 0.51183 | 0.13267 | 0.13267 | 0.6356 | 0.6356 | 12.1197 | 12.1197 | -16.9772 | -8.4886 | 8.5068 | 0 | 0 |  |  | 1.1059 |  | 0.027585 | 2.7585 | 17.0137 | 0 | 2014-09-02 20:00 | 12119.6667 | 12.1197
|  | 2014-09-03 08:05:02 | 38.3122 | 0.23867 | 0.95467 | 6.3968 | 6.3968 | 0.387 | 0.387 | 0.12867 | 0.12867 | 0.6356 | 0.6356 | 12.1072 | 12.1072 | -17.7022 | -8.8511 | 8.4886 | 0 | 0 |  |  | 0.89739 |  | 0.024918 | 2.4918 | 16.9772 | 0 | 2014-09-02 20:30 | 12107.1667 | 12.1072
|  | 2014-09-03 08:35:01 | 38.5795 | 0.2535 | 1.014 | 6.3967 | 6.3967 | 0.38317 | 0.38317 | 0.12633 | 0.12633 | 1.492 | 1.492 | 12.12 | 12.12 | -17.0473 | -8.5237 | 8.8511 | 0 | 0 |  |  | 0.98358 |  | 0.026283 | 2.6283 | 17.7022 | 0 | 2014-09-02 21:00 | 12120 | 12.12
|  | 2014-09-03 09:05:05 | 38.5642 | 0.3505 | 1.402 | 6.3937 | 6.3937 | 0.39067 | 0.39067 | 0.12633 | 0.12633 | 1.492 | 1.492 | 12.0002 | 12.0002 | -16.7593 | -8.3797 | 8.5237 | 0 | 0 |  |  | 1.402 |  | 0.036355 | 3.6355 | 17.0473 | 0 | 2014-09-02 21:30 | 12000.1667 | 12.0002
|  | 2014-09-03 09:35:02 | 38.684 | 0.38917 | 1.5567 | 6.3908 | 6.3908 | 0.45117 | 0.45117 | 0.126 | 0.126 | 2.2944 | 2.2944 | 11.5358 | 11.5358 | -16.3291 | -8.1645 | 8.3797 | 0 | 0 |  |  | 1.4633 |  | 0.040241 | 4.0241 | 16.7593 | 0 | 2014-09-02 22:00 | 11535.8333 | 11.5358
|  | 2014-09-03 10:05:01 | 38.588 | 0.39567 | 1.5827 | 6.4028 | 6.4028 | 0.5865 | 0.5865 | 0.127 | 0.127 | 2.2944 | 2.2944 | 11.4757 | 11.4757 | -16.1189 | -8.0595 | 8.1645 | 0 | 0 |  |  | 1.5985 |  | 0.041014 | 4.1014 | 16.3291 | 0 | 2014-09-02 22:30 | 11475.6667 | 11.4757
|  | 2014-09-03 10:35:03 | 38.537 | 0.40517 | 1.6207 | 6.3902 | 6.3902 | 0.53517 | 0.53517 | 0.12767 | 0.12767 | 2.6016 | 2.6016 | 11.4825 | 11.4825 | -15.7792 | -7.8896 | 8.0595 | 0 | 0 |  |  | 1.7179 |  | 0.042055 | 4.2055 | 16.1189 | 0 | 2014-09-02 23:00 | 11482.5 | 11.4825
|  | 2014-09-03 11:05:03 | 38.4732 | 0.39717 | 1.5887 | 6.3882 | 6.3882 | 0.53117 | 0.53117 | 0.12733 | 0.12733 | 2.6016 | 2.6016 | 11.9145 | 11.9145 | -15.3217 | -7.6609 | 7.8896 | 0 | 0 |  |  | 1.5092 |  | 0.041293 | 4.1293 | 15.7792 | 0 | 2014-09-02 23:30 | 11914.5 | 11.9145
|  | 2014-09-03 11:35:02 | 38.4263 | 0.42783 | 1.7113 | 6.3902 | 6.3902 | 0.51017 | 0.51017 | 0.12833 | 0.12833 | 3.2168 | 3.2168 | 12.2405 | 12.2405 | -14.229 | -7.1145 | 7.6609 | 0 | 0 |  |  | 1.6429 |  | 0.044535 | 4.4535 | 15.3217 | 0 | 2014-09-03 | 12240.5 | 12.2405
|  | 2014-09-03 12:05:01 | 38.0775 | 0.43733 | 1.7493 | 6.3912 | 6.3912 | 0.44333 | 0.44333 | 0.12733 | 0.12733 | 3.2168 | 3.2168 | 12.2507 | 12.2507 | -13.8989 | -6.9494 | 7.1145 | 0 | 0 |  |  | 1.7493 |  | 0.045941 | 4.5941 | 14.229 | 0 | 2014-09-03 00:30 | 12250.6667 | 12.2507
|  | 2014-09-03 12:35:03 | 37.8237 | 0.45883 | 1.8353 | 6.3877 | 6.3877 | 0.3935 | 0.3935 | 0.12767 | 0.12767 | 4.1284 | 4.1284 | 12.2153 | 12.2153 | -12.7358 | -6.3679 | 6.9494 | 0 | 0 |  |  | 1.817 |  | 0.048523 | 4.8523 | 13.8989 | 0 | 2014-09-03 01:00 | 12215.3333 | 12.2153
|  | 2014-09-03 13:05:03 | 37.7443 | 0.49233 | 1.9693 | 6.3902 | 6.3902 | 0.34567 | 0.34567 | 0.13317 | 0.13317 | 4.1284 | 4.1284 | 12.2358 | 12.2358 | -12.5418 | -6.2709 | 6.3679 | 0 | 0 |  |  | 2.1663 |  | 0.052176 | 5.2176 | 12.7358 | 0 | 2014-09-03 01:30 | 12235.8333 | 12.2358
|  | 2014-09-03 13:35:02 | 37.5963 | 0.514 | 2.056 | 6.3933 | 6.3933 | 0.28983 | 0.28983 | 0.13433 | 0.13433 | 3.0876 | 3.0876 | 12.1565 | 12.1565 | -13.4787 | -6.7394 | 6.2709 | 0 | 0 |  |  | 1.9738 |  | 0.054686 | 5.4686 | 12.5418 | 0 | 2014-09-03 02:00 | 12156.5 | 12.1565
|  | 2014-09-03 14:05:03 | 36.4702 | 0.5865 | 2.346 | 6.3953 | 6.3953 | 0.214 | 0.214 | 0.133 | 0.133 | 3.0876 | 3.0876 | 11.7483 | 11.7483 | -12.5459 | -6.2729 | 6.7394 | 0 | 0 |  |  | 2.4164 |  | 0.064327 | 6.4327 | 13.4787 | 0 | 2014-09-03 02:30 | 11748.3333 | 11.7483
|  | 2014-09-03 14:35:02 | 37.7327 | 0.57767 | 2.3107 | 6.3908 | 6.3908 | 0.21567 | 0.21567 | 0.1305 | 0.1305 | 3.2852 | 3.2852 | 11.767 | 11.767 | -13.6328 | -6.8164 | 6.2729 | 0 | 0 |  |  | 2.0796 |  | 0.061238 | 6.1238 | 12.5459 | 0 | 2014-09-03 03:00 | 11767 | 11.767
|  | 2014-09-03 15:05:02 | 38.4665 | 0.59383 | 2.3753 | 6.3828 | 6.3828 | 0.48217 | 0.48217 | 0.1285 | 0.1285 | 3.2852 | 3.2852 | 11.7828 | 11.7828 | -14.0296 | -7.0148 | 6.8164 | 0 | 0 |  |  | 2.4703 |  | 0.061751 | 6.1751 | 13.6328 | 0 | 2014-09-03 03:30 | 11782.8333 | 11.7828
|  | 2014-09-03 15:35:02 | 39.0637 | 0.6455 | 2.582 | 6.3908 | 6.3908 | 0.57267 | 0.57267 | 0.127 | 0.127 | 3.2736 | 3.2736 | 11.755 | 11.755 | -14.3626 | -7.1813 | 7.0148 | 0 | 0 |  |  | 2.7369 |  | 0.066097 | 6.6097 | 14.0296 | 0 | 2014-09-03 04:00 | 11755 | 11.755
|  | 2014-09-03 16:05:02 | 39.4407 | 0.6865 | 2.746 | 6.4023 | 6.4023 | 0.72033 | 0.72033 | 0.1295 | 0.1295 | 3.2736 | 3.2736 | 11.7955 | 11.7955 | -14.3734 | -7.1867 | 7.1813 | 0 | 0 |  |  | 2.9108 |  | 0.069624 | 6.9624 | 14.3626 | 0 | 2014-09-03 04:30 | 11795.5 | 11.7955
|  | 2014-09-03 16:35:01 | 39.3013 | 0.7295 | 2.918 | 6.3937 | 6.3937 | 0.599 | 0.599 | 0.12983 | 0.12983 | 2.2392 | 2.2392 | 11.8332 | 11.8332 | -15.1885 | -7.5942 | 7.1867 | 0 | 0 |  |  | 3.0347 |  | 0.074247 | 7.4247 | 14.3734 | 0 | 2014-09-03 05:00 | 11833.1667 | 11.8332
|  | 2014-09-03 17:05:03 | 38.9105 | 0.798 | 3.192 | 6.3957 | 6.3957 | 0.46333 | 0.46333 | 0.129 | 0.129 | 2.2392 | 2.2392 | 12.0678 | 12.0678 | -14.4235 | -7.2117 | 7.5942 | 0 | 0 |  |  | 2.9047 |  | 0.082034 | 8.2034 | 15.1885 | 0 | 2014-09-03 05:30 | 12067.8333 | 12.0678
|  | 2014-09-03 17:35:02 | 38.6952 | 0.91183 | 3.6473 | 6.3933 | 6.3933 | 0.463 | 0.463 | 0.12883 | 0.12883 | 2.1284 | 2.1284 | 12.2232 | 12.2232 | -13.7111 | -6.8556 | 7.2117 | 0 | 0 |  |  | 3.9756 |  | 0.094258 | 9.4258 | 14.4235 | 0 | 2014-09-03 06:00 | 12223.1667 | 12.2232
|  | 2014-09-03 18:05:02 | 38.3767 | 0.9625 | 3.85 | 6.393 | 6.393 | 0.387 | 0.387 | 0.13017 | 0.13017 | 2.1284 | 2.1284 | 12.2538 | 12.2538 | -13.2343 | -6.6171 | 6.8556 | 0 | 0 |  |  | 3.542 |  | 0.10032 | 10.0321 | 13.7111 | 0 | 2014-09-03 06:30 | 12253.8333 | 12.2538
|  | 2014-09-03 18:35:01 | 38.5915 | 0.9825 | 3.93 | 6.3952 | 6.3952 | 0.37683 | 0.37683 | 0.1305 | 0.1305 | 0.5836 | 0.5836 | 12.2568 | 12.2568 | -14.9186 | -7.4593 | 6.6171 | 0 | 0 |  |  | 3.6942 |  | 0.10184 | 10.1836 | 13.2343 | 0 | 2014-09-03 07:00 | 12256.8333 | 12.2568
|  | 2014-09-03 19:05:02 | 39.4363 | 0.9965 | 3.986 | 6.3913 | 6.3913 | 0.57167 | 0.57167 | 0.13083 | 0.13083 | 0.5836 | 0.5836 | 12.2697 | 12.2697 | -15.5032 | -7.7516 | 7.4593 | 0 | 0 |  |  | 3.7468 |  | 0.10107 | 10.1074 | 14.9186 | 0 | 2014-09-03 07:30 | 12269.6667 | 12.2697
|  | 2014-09-03 19:35:01 | 39.564 | 0.985 | 3.94 | 6.393 | 6.393 | 0.625 | 0.625 | 0.131 | 0.131 | 0.0572 | 0.0572 | 12.27 | 12.27 | -16.1478 | -8.0739 | 7.7516 | 0 | 0 |  |  | 4.0582 |  | 0.099585 | 9.9585 | 15.5032 | 0 | 2014-09-03 08:00 | 12270 | 12.27
|  | 2014-09-03 20:05:01 | 39.564 | 0.985 | 3.94 | 6.393 | 6.393 | 0.625 | 0.625 | 0.131 | 0.131 | 0.0572 | 0.0572 | 12.27 | 12.27 | -16.1478 | -8.0739 | 8.0739 | 0 | 0 |  |  | 3.8612 |  | 0.099585 | 9.9585 | 16.1478 | 0 | 2014-09-03 08:30 | 12270 | 12.27
|  | 2014-09-03 20:35:01 | 39.564 | 0.985 | 3.94 | 6.393 | 6.393 | 0.625 | 0.625 | 0.131 | 0.131 | 0 | 0 | 12.27 | 12.27 | -16.205 | -8.1025 | 8.0739 | 0 | 0 |  |  | 3.6642 |  | 0.099585 | 9.9585 | 16.1478 | 0 | 2014-09-03 09:00 | 12270 | 12.27
|  | 2014-09-03 21:05:01 | 39.564 | 0.985 | 3.94 | 6.393 | 6.393 | 0.625 | 0.625 | 0.131 | 0.131 | 0 | 0 | 12.27 | 12.27 | -16.205 | -8.1025 | 8.1025 | 0 | 0 |  |  | 3.6642 |  | 0.099585 | 9.9585 | 16.205 | 0 | 2014-09-03 09:30 | 12270 | 12.27
|  | 2014-09-03 21:35:01 | 39.564 | 0.985 | 3.94 | 6.393 | 6.393 | 0.625 | 0.625 | 0.131 | 0.131 | 0 | 0 | 12.27 | 12.27 | -16.205 | -8.1025 | 8.1025 | 0 | 0 |  |  | 3.7036 |  | 0.099585 | 9.9585 | 16.205 | 0 | 2014-09-03 10:00 | 12270 | 12.27
|  | 2014-09-03 22:05:01 | 39.564 | 0.9805 | 3.922 | 6.3918 | 6.3918 | 0.5555 | 0.5555 | 0.13067 | 0.13067 | 0 | 0 | 12.1275 | 12.1275 | -16.4365 | -8.2183 | 8.1025 | 0 | 0 |  |  | 3.8436 |  | 0.099131 | 9.9131 | 16.205 | 0 | 2014-09-03 10:30 | 12127.5 | 12.1275
|  | 2014-09-03 22:35:02 | 31.7897 | 0.82217 | 3.2887 | 6.3907 | 6.3907 | 0.16067 | 0.16067 | 0.12717 | 0.12717 | 0 | 0 | 11.2717 | 11.2717 | -10.5508 | -5.2754 | 8.2183 | 0 | 0 |  |  | 3.1242 |  | 0.10345 | 10.3451 | 16.4365 | 0 | 2014-09-03 11:00 | 11271.6667 | 11.2717
|  | 2014-09-03 23:05:01 | 26.9052 | 0.83383 | 3.3353 | 6.3912 | 6.3912 | 0.16067 | 0.16067 | 0.13683 | 0.13683 | 0 | 0 | 10.6575 | 10.6575 | -6.2237 | -3.1118 | 5.2754 | 0 | 0 |  |  | 3.3687 |  | 0.12397 | 12.3966 | 10.5508 | 0 | 2014-09-03 11:30 | 10657.5 | 10.6575
|  | 2014-09-03 23:35:02 | 26.3937 | 0.826 | 3.304 | 6.397 | 6.397 | 0.16067 | 0.16067 | 0.162 | 0.162 | 0 | 0 | 10.3378 | 10.3378 | -6.0322 | -3.0161 | 3.1118 | 0 | 0 |  |  | 3.271 |  | 0.12518 | 12.5182 | 6.2237 | 0 | 2014-09-03 12:00 | 10337.8333 | 10.3378
|  | 2014-09-04 00:05:01 | 26.0473 | 0.755 | 3.02 | 6.3973 | 6.3973 | 0.14383 | 0.14383 | 0.18533 | 0.18533 | 0 | 0 | 10.1507 | 10.1507 | -6.1502 | -3.0751 | 3.0161 | 0 | 0 |  |  | 3.322 |  | 0.11594 | 11.5943 | 6.0322 | 0 | 2014-09-03 12:30 | 10150.6667 | 10.1507
|  | 2014-09-04 00:35:02 | 26.0353 | 0.68833 | 2.7533 | 6.4023 | 6.4023 | 0.14117 | 0.14117 | 0.21017 | 0.21017 | 0 | 0 | 9.936 | 9.936 | -6.5923 | -3.2962 | 3.0751 | 0 | 0 |  |  | 2.5331 |  | 0.10575 | 10.5754 | 6.1502 | 0 | 2014-09-03 13:00 | 9936 | 9.936
|  | 2014-09-04 01:05:03 | 25.6835 | 0.62883 | 2.5153 | 6.4032 | 6.4032 | 0.1405 | 0.1405 | 0.2335 | 0.2335 | 0 | 0 | 9.77 | 9.77 | -6.621 | -3.3105 | 3.2962 | 0 | 0 |  |  | 2.4902 |  | 0.097936 | 9.7936 | 6.5923 | 0 | 2014-09-03 13:30 | 9770 | 9.77
|  | 2014-09-04 01:35:03 | 25.29 | 0.59633 | 2.3853 | 6.3995 | 6.3995 | 0.1405 | 0.1405 | 0.27067 | 0.27067 | 0 | 0 | 9.5115 | 9.5115 | -6.5825 | -3.2913 | 3.3105 | 0 | 0 |  |  | 2.4807 |  | 0.094319 | 9.4319 | 6.621 | 0 | 2014-09-03 14:00 | 9511.5 | 9.5115
|  | 2014-09-04 02:05:02 | 25.1963 | 0.576 | 2.304 | 6.392 | 6.392 | 0.13917 | 0.13917 | 0.3995 | 0.3995 | 0 | 0 | 9.504 | 9.504 | -6.4577 | -3.2288 | 3.2913 | 0 | 0 |  |  | 2.1658 |  | 0.091442 | 9.1442 | 6.5825 | 0 | 2014-09-03 14:30 | 9504 | 9.504
|  | 2014-09-04 02:35:01 | 25.3268 | 0.59433 | 2.3773 | 6.3993 | 6.3993 | 0.139 | 0.139 | 0.52333 | 0.52333 | 0 | 0 | 9.4432 | 9.4432 | -6.4447 | -3.2223 | 3.2288 | 0 | 0 |  |  | 2.1634 |  | 0.093866 | 9.3866 | 6.4577 | 0 | 2014-09-03 15:00 | 9443.1667 | 9.4432
|  | 2014-09-04 03:05:02 | 25.3805 | 0.62817 | 2.5127 | 6.4002 | 6.4002 | 0.13917 | 0.13917 | 0.62283 | 0.62283 | 0 | 0 | 9.4708 | 9.4708 | -6.2348 | -3.1174 | 3.2223 | 0 | 0 |  |  | 2.6886 |  | 0.099 | 9.9 | 6.4447 | 0 | 2014-09-03 15:30 | 9470.8333 | 9.4708
|  | 2014-09-04 03:35:02 | 25.3693 | 0.63633 | 2.5453 | 6.4058 | 6.4058 | 0.138 | 0.138 | 0.44967 | 0.44967 | 0 | 0 | 9.6927 | 9.6927 | -6.1378 | -3.0689 | 3.1174 | 0 | 0 |  |  | 2.469 |  | 0.10033 | 10.0331 | 6.2348 | 0 | 2014-09-03 16:00 | 9692.6667 | 9.6927
|  | 2014-09-04 04:05:02 | 25.98 | 0.66117 | 2.6447 | 6.3975 | 6.3975 | 0.13733 | 0.13733 | 0.41017 | 0.41017 | 0 | 0 | 9.9177 | 9.9177 | -6.4727 | -3.2363 | 3.0689 | 0 | 0 |  |  | 2.9091 |  | 0.1018 | 10.1796 | 6.1378 | 0 | 2014-09-03 16:30 | 9917.6667 | 9.9177
|  | 2014-09-04 04:35:01 | 26.9548 | 0.62683 | 2.5073 | 6.4038 | 6.4038 | 0.1375 | 0.1375 | 0.45117 | 0.45117 | 0 | 0 | 10.378 | 10.378 | -7.077 | -3.5385 | 3.2363 | 0 | 0 |  |  | 2.6327 |  | 0.09302 | 9.302 | 6.4727 | 0 | 2014-09-03 17:00 | 10378 | 10.378
|  | 2014-09-04 05:05:01 | 28.1922 | 0.64717 | 2.5887 | 6.3965 | 6.3965 | 0.1375 | 0.1375 | 0.48117 | 0.48117 | 0 | 0 | 10.8248 | 10.8248 | -7.7635 | -3.8818 | 3.5385 | 0 | 0 |  |  | 2.6146 |  | 0.091822 | 9.1822 | 7.077 | 0 | 2014-09-03 17:30 | 10824.8333 | 10.8248
|  | 2014-09-04 05:35:02 | 29.7873 | 0.696 | 2.784 | 6.4055 | 6.4055 | 0.14833 | 0.14833 | 0.57017 | 0.57017 | 0 | 0 | 11.098 | 11.098 | -8.7813 | -4.3907 | 3.8818 | 0 | 0 |  |  | 2.5056 |  | 0.093463 | 9.3463 | 7.7635 | 0 | 2014-09-03 18:00 | 11098 | 11.098
|  | 2014-09-04 06:05:04 | 33.1923 | 0.6915 | 2.766 | 6.3985 | 6.3985 | 0.18083 | 0.18083 | 0.5825 | 0.5825 | 0 | 0 | 11.6718 | 11.6718 | -11.5927 | -5.7963 | 4.3907 | 0 | 0 |  |  | 2.6554 |  | 0.083332 | 8.3332 | 8.7813 | 0 | 2014-09-03 18:30 | 11671.8333 | 11.6718
|  | 2014-09-04 06:35:01 | 35.68 | 0.71483 | 2.8593 | 6.4065 | 6.4065 | 0.181 | 0.181 | 0.56217 | 0.56217 | 0 | 0 | 11.8987 | 11.8987 | -13.7723 | -6.8862 | 5.7963 | 0 | 0 |  |  | 2.7736 |  | 0.080138 | 8.0138 | 11.5927 | 0 | 2014-09-03 19:00 | 11898.6667 | 11.8987
|  | 2014-09-04 07:05:05 | 37.015 | 0.67917 | 2.7167 | 6.4095 | 6.4095 | 0.19033 | 0.19033 | 0.56833 | 0.56833 | 0 | 0 | 11.9415 | 11.9415 | -15.1887 | -7.5943 | 6.8862 | 0 | 0 |  |  | 2.7982 |  | 0.073394 | 7.3394 | 13.7723 | 0 | 2014-09-03 19:30 | 11941.5 | 11.9415
|  | 2014-09-04 07:35:02 | 37.4798 | 0.58883 | 2.3553 | 6.4032 | 6.4032 | 0.215 | 0.215 | 0.5705 | 0.5705 | 0.9892 | 0.9892 | 11.928 | 11.928 | -15.0186 | -7.5093 | 7.5943 | 0 | 0 |  |  | 2.2376 |  | 0.062843 | 6.2843 | 15.1887 | 0 | 2014-09-03 20:00 | 11928 | 11.928
|  | 2014-09-04 08:05:03 | 37.9602 | 0.55883 | 2.2353 | 6.4007 | 6.4007 | 0.5805 | 0.5805 | 0.56867 | 0.56867 | 0.9892 | 0.9892 | 11.9547 | 11.9547 | -15.2311 | -7.6156 | 7.5093 | 0 | 0 |  |  | 2.213 |  | 0.058886 | 5.8886 | 15.0186 | 0 | 2014-09-03 20:30 | 11954.6667 | 11.9547
|  | 2014-09-04 08:35:02 | 38.0248 | 0.54883 | 2.1953 | 6.4008 | 6.4008 | 0.62033 | 0.62033 | 0.571 | 0.571 | 1.9996 | 1.9996 | 11.961 | 11.961 | -14.2767 | -7.1384 | 7.6156 | 0 | 0 |  |  | 2.0417 |  | 0.057734 | 5.7734 | 15.2311 | 0 | 2014-09-03 21:00 | 11961 | 11.961
|  | 2014-09-04 09:05:03 | 37.8863 | 0.52533 | 2.1013 | 6.3982 | 6.3982 | 0.5845 | 0.5845 | 0.57117 | 0.57117 | 1.9996 | 1.9996 | 11.9672 | 11.9672 | -14.2644 | -7.1322 | 7.1384 | 0 | 0 |  |  | 2.0593 |  | 0.055464 | 5.5464 | 14.2767 | 0 | 2014-09-03 21:30 | 11967.1667 | 11.9672
|  | 2014-09-04 09:35:03 | 38.025 | 0.49783 | 1.9913 | 6.3978 | 6.3978 | 0.55667 | 0.55667 | 0.57067 | 0.57067 | 2.7084 | 2.7084 | 11.9968 | 11.9968 | -13.8033 | -6.9016 | 7.1322 | 0 | 0 |  |  | 2.0312 |  | 0.052369 | 5.2369 | 14.2644 | 0 | 2014-09-03 22:00 | 11996.8333 | 11.9968
|  | 2014-09-04 10:05:02 | 38.1628 | 0.52117 | 2.0847 | 6.3923 | 6.3923 | 0.31667 | 0.31667 | 0.571 | 0.571 | 2.7084 | 2.7084 | 12.0075 | 12.0075 | -14.0823 | -7.0411 | 6.9016 | 0 | 0 |  |  | 2.0847 |  | 0.054626 | 5.4626 | 13.8033 | 0 | 2014-09-03 22:30 | 12007.5 | 12.0075
|  | 2014-09-04 10:35:03 | 38.2702 | 0.53983 | 2.1593 | 6.393 | 6.393 | 0.28467 | 0.28467 | 0.5705 | 0.5705 | 2.8208 | 2.8208 | 12.0128 | 12.0128 | -14.029 | -7.0145 | 7.0411 | 0 | 0 |  |  | 2.0082 |  | 0.056423 | 5.6423 | 14.0823 | 0 | 2014-09-03 23:00 | 12012.8333 | 12.0128
|  | 2014-09-04 11:05:02 | 38.3408 | 0.52567 | 2.1027 | 6.3917 | 6.3917 | 0.407 | 0.407 | 0.571 | 0.571 | 2.8208 | 2.8208 | 11.9652 | 11.9652 | -14.0825 | -7.0413 | 7.0145 | 0 | 0 |  |  | 1.9345 |  | 0.054841 | 5.4841 | 14.029 | 0 | 2014-09-03 23:30 | 11965.1667 | 11.9652
|  | 2014-09-04 11:35:01 | 38.208 | 0.47233 | 1.8893 | 6.3958 | 6.3958 | 0.4225 | 0.4225 | 0.5705 | 0.5705 | 4.2056 | 4.2056 | 11.9688 | 11.9688 | -12.7554 | -6.3777 | 7.0413 | 0 | 0 |  |  | 1.946 |  | 0.049449 | 4.9449 | 14.0825 | 0 | 2014-09-04 | 11968.8333 | 11.9688
|  | 2014-09-04 12:05:02 | 38.1177 | 0.42867 | 1.7147 | 6.3915 | 6.3915 | 0.28233 | 0.28233 | 0.56967 | 0.56967 | 4.2056 | 4.2056 | 11.7805 | 11.7805 | -13.1734 | -6.5867 | 6.3777 | 0 | 0 |  |  | 1.869 |  | 0.044984 | 4.4984 | 12.7554 | 0 | 2014-09-04 00:30 | 11780.5 | 11.7805
|  | 2014-09-04 12:35:01 | 37.8832 | 0.405 | 1.62 | 6.3877 | 6.3877 | 0.24217 | 0.24217 | 0.57083 | 0.57083 | 4.594 | 4.594 | 11.7643 | 11.7643 | -12.7042 | -6.3521 | 6.5867 | 0 | 0 |  |  | 1.458 |  | 0.042763 | 4.2763 | 13.1734 | 0 | 2014-09-04 01:00 | 11764.3333 | 11.7643
|  | 2014-09-04 13:05:01 | 37.8052 | 0.42867 | 1.7147 | 6.394 | 6.394 | 0.23867 | 0.23867 | 0.57683 | 0.57683 | 4.594 | 4.594 | 11.6177 | 11.6177 | -12.6693 | -6.3347 | 6.3521 | 0 | 0 |  |  | 1.7833 |  | 0.045355 | 4.5355 | 12.7042 | 0 | 2014-09-04 01:30 | 11617.6667 | 11.6177
|  | 2014-09-04 13:35:02 | 37.6803 | 0.43117 | 1.7247 | 6.39 | 6.39 | 0.24717 | 0.24717 | 0.57483 | 0.57483 | 4.7852 | 4.7852 | 11.266 | 11.266 | -12.6925 | -6.3462 | 6.3347 | 0 | 0 |  |  | 1.8281 |  | 0.045771 | 4.5771 | 12.6693 | 0 | 2014-09-04 02:00 | 11266 | 11.266
|  | 2014-09-04 14:05:02 | 37.5018 | 0.40433 | 1.6173 | 6.3945 | 6.3945 | 0.24217 | 0.24217 | 0.57367 | 0.57367 | 4.7852 | 4.7852 | 11.3248 | 11.3248 | -12.5641 | -6.2821 | 6.3462 | 0 | 0 |  |  | 1.5526 |  | 0.043127 | 4.3127 | 12.6925 | 0 | 2014-09-04 02:30 | 11324.8333 | 11.3248
|  | 2014-09-04 14:35:03 | 37.7812 | 0.39467 | 1.5787 | 6.3903 | 6.3903 | 0.26017 | 0.26017 | 0.57333 | 0.57333 | 3.852 | 3.852 | 11.4663 | 11.4663 | -13.6603 | -6.8302 | 6.2821 | 0 | 0 |  |  | 1.7207 |  | 0.041784 | 4.1784 | 12.5641 | 0 | 2014-09-04 03:00 | 11466.3333 | 11.4663
|  | 2014-09-04 15:05:02 | 38.287 | 0.3895 | 1.558 | 6.4 | 6.4 | 0.29717 | 0.29717 | 0.67017 | 0.67017 | 3.852 | 3.852 | 11.5392 | 11.5392 | -13.9705 | -6.9852 | 6.8302 | 0 | 0 |  |  | 1.4334 |  | 0.040693 | 4.0693 | 13.6603 | 0 | 2014-09-04 03:30 | 11539.1667 | 11.5392
|  | 2014-09-04 15:35:01 | 39.0322 | 0.37483 | 1.4993 | 6.3872 | 6.3872 | 0.3405 | 0.3405 | 0.76033 | 0.76033 | 4.0224 | 4.0224 | 11.5475 | 11.5475 | -14.4749 | -7.2375 | 6.9852 | 0 | 0 |  |  | 1.4693 |  | 0.038413 | 3.8413 | 13.9705 | 0 | 2014-09-04 04:00 | 11547.5 | 11.5475
|  | 2014-09-04 16:05:02 | 39.534 | 0.32483 | 1.2993 | 6.393 | 6.393 | 0.436 | 0.436 | 0.87183 | 0.87183 | 4.0224 | 4.0224 | 11.53 | 11.53 | -14.9814 | -7.4907 | 7.2375 | 0 | 0 |  |  | 1.2863 |  | 0.032866 | 3.2866 | 14.4749 | 0 | 2014-09-04 04:30 | 11530 | 11.53
|  | 2014-09-04 16:35:01 | 39.4248 | 0.26967 | 1.0787 | 6.3967 | 6.3967 | 0.44667 | 0.44667 | 0.94417 | 0.94417 | 3.2604 | 3.2604 | 11.6512 | 11.6512 | -15.6471 | -7.8236 | 7.4907 | 0 | 0 |  |  | 0.98159 |  | 0.02736 | 2.736 | 14.9814 | 0 | 2014-09-04 05:00 | 11651.1667 | 11.6512
|  | 2014-09-04 17:05:04 | 39.0927 | 0.2445 | 0.978 | 6.3975 | 6.3975 | 0.40967 | 0.40967 | 0.9165 | 0.9165 | 3.2604 | 3.2604 | 11.7262 | 11.7262 | -15.4044 | -7.7022 | 7.8236 | 0 | 0 |  |  | 0.98778 |  | 0.025017 | 2.5017 | 15.6471 | 0 | 2014-09-04 05:30 | 11726.1667 | 11.7262
|  | 2014-09-04 17:35:02 | 38.9808 | 0.24983 | 0.99933 | 6.3963 | 6.3963 | 0.39333 | 0.39333 | 0.91 | 0.91 | 1.73 | 1.73 | 11.6865 | 11.6865 | -16.8653 | -8.4327 | 7.7022 | 0 | 0 |  |  | 0.92938 |  | 0.025637 | 2.5637 | 15.4044 | 0 | 2014-09-04 06:00 | 11686.5 | 11.6865
|  | 2014-09-04 18:05:02 | 38.758 | 0.2455 | 0.982 | 6.392 | 6.392 | 0.317 | 0.317 | 0.95433 | 0.95433 | 1.73 | 1.73 | 11.7582 | 11.7582 | -16.6245 | -8.3123 | 8.4327 | 0 | 0 |  |  | 0.96236 |  | 0.025337 | 2.5337 | 16.8653 | 0 | 2014-09-04 06:30 | 11758.1667 | 11.7582
|  | 2014-09-04 18:35:01 | 38.8895 | 0.22567 | 0.90267 | 6.395 | 6.395 | 0.3115 | 0.3115 | 0.95467 | 0.95467 | 0.3832 | 0.3832 | 11.7543 | 11.7543 | -18.1881 | -9.0941 | 8.3123 | 0 | 0 |  |  | 0.97488 |  | 0.023211 | 2.3211 | 16.6245 | 0 | 2014-09-04 07:00 | 11754.3333 | 11.7543
|  | 2014-09-04 19:05:03 | 39.4997 | 0.21533 | 0.86133 | 6.3943 | 6.3943 | 0.295 | 0.295 | 0.9595 | 0.9595 | 0.3832 | 0.3832 | 11.7385 | 11.7385 | -18.8678 | -9.4339 | 9.0941 | 0 | 0 |  |  | 0.82688 |  | 0.021806 | 2.1806 | 18.1881 | 0 | 2014-09-04 07:30 | 11738.5 | 11.7385
|  | 2014-09-04 19:35:01 | 38.8417 | 0.19867 | 0.79467 | 6.3982 | 6.3982 | 0.55167 | 0.55167 | 0.98467 | 0.98467 | 0.0332 | 0.0332 | 11.7653 | 11.7653 | -18.314 | -9.157 | 9.4339 | 0 | 0 |  |  | 0.74699 |  | 0.020459 | 2.0459 | 18.8678 | 0 | 2014-09-04 08:00 | 11765.3333 | 11.7653
|  | 2014-09-04 20:05:05 | 37.496 | 0.20733 | 0.82933 | 6.3878 | 6.3878 | 0.28533 | 0.28533 | 0.99783 | 0.99783 | 0.0332 | 0.0332 | 11.8038 | 11.8038 | -17.1586 | -8.5793 | 9.157 | 0 | 0 |  |  | 0.7464 |  | 0.022118 | 2.2118 | 18.314 | 0 | 2014-09-04 08:30 | 11803.8333 | 11.8038
|  | 2014-09-04 20:35:02 | 35.6147 | 0.20233 | 0.80933 | 6.386 | 6.386 | 0.19917 | 0.19917 | 1.0085 | 1.0085 | 0 | 0 | 11.7967 | 11.7967 | -15.415 | -7.7075 | 8.5793 | 0 | 0 |  |  | 0.77696 |  | 0.022725 | 2.2725 | 17.1586 | 0 | 2014-09-04 09:00 | 11796.6667 | 11.7967
|  | 2014-09-04 21:05:03 | 33.6908 | 0.18133 | 0.72533 | 6.3885 | 6.3885 | 0.1835 | 0.1835 | 1.013 | 1.013 | 0 | 0 | 11.587 | 11.587 | -13.7935 | -6.8967 | 7.7075 | 0 | 0 |  |  | 0.78336 |  | 0.021529 | 2.1529 | 15.415 | 0 | 2014-09-04 09:30 | 11587 | 11.587
|  | 2014-09-04 21:35:03 | 31.6075 | 0.178 | 0.712 | 6.383 | 6.383 | 0.175 | 0.175 | 1.0202 | 1.0202 | 0 | 0 | 11.0303 | 11.0303 | -12.287 | -6.1435 | 6.8967 | 0 | 0 |  |  | 0.72624 |  | 0.022526 | 2.2526 | 13.7935 | 0 | 2014-09-04 10:00 | 11030.3333 | 11.0303
|  | 2014-09-04 22:05:02 | 29.4683 | 0.18817 | 0.75267 | 6.3868 | 6.3868 | 0.16 | 0.16 | 1.0197 | 1.0197 | 0 | 0 | 10.27 | 10.27 | -10.8792 | -5.4396 | 6.1435 | 0 | 0 |  |  | 0.69245 |  | 0.025542 | 2.5542 | 12.287 | 0 | 2014-09-04 10:30 | 10270 | 10.27
|  | 2014-09-04 22:35:02 | 27.6042 | 0.205 | 0.82 | 6.3848 | 6.3848 | 0.159 | 0.159 | 1.021 | 1.021 | 0 | 0 | 9.4793 | 9.4793 | -9.74 | -4.87 | 5.4396 | 0 | 0 |  |  | 0.8938 |  | 0.029706 | 2.9706 | 10.8792 | 0 | 2014-09-04 11:00 | 9479.3333 | 9.4793
|  | 2014-09-04 23:05:03 | 27.0057 | 0.20533 | 0.82133 | 6.3907 | 6.3907 | 0.159 | 0.159 | 1.0192 | 1.0192 | 0 | 0 | 8.951 | 8.951 | -9.6645 | -4.8323 | 4.87 | 0 | 0 |  |  | 0.89525 |  | 0.030413 | 3.0413 | 9.74 | 0 | 2014-09-04 11:30 | 8951 | 8.951
|  | 2014-09-04 23:35:02 | 26.628 | 0.21783 | 0.87133 | 6.3932 | 6.3932 | 0.159 | 0.159 | 1.0202 | 1.0202 | 0 | 0 | 8.9092 | 8.9092 | -9.2752 | -4.6376 | 4.8323 | 0 | 0 |  |  | 0.88005 |  | 0.032722 | 3.2722 | 9.6645 | 0 | 2014-09-04 12:00 | 8909.1667 | 8.9092
|  | 2014-09-05 00:05:02 | 26.0952 | 0.23083 | 0.92333 | 6.3935 | 6.3935 | 0.11767 | 0.11767 | 1.0202 | 1.0202 | 0 | 0 | 8.8753 | 8.8753 | -8.7652 | -4.3826 | 4.6376 | 0 | 0 |  |  | 0.97873 |  | 0.035383 | 3.5383 | 9.2752 | 0 | 2014-09-04 12:30 | 8875.3333 | 8.8753
|  | 2014-09-05 00:35:01 | 25.8272 | 0.25033 | 1.0013 | 6.387 | 6.387 | 0.111 | 0.111 | 1.0192 | 1.0192 | 0 | 0 | 8.878 | 8.878 | -8.4307 | -4.2153 | 4.3826 | 0 | 0 |  |  | 1.0514 |  | 0.038771 | 3.8771 | 8.7652 | 0 | 2014-09-04 13:00 | 8878 | 8.878
|  | 2014-09-05 01:05:04 | 25.5405 | 0.264 | 1.056 | 6.3913 | 6.3913 | 0.10933 | 0.10933 | 1.0193 | 1.0193 | 0 | 0 | 8.6605 | 8.6605 | -8.304 | -4.152 | 4.2153 | 0 | 0 |  |  | 1.0243 |  | 0.041346 | 4.1346 | 8.4307 | 0 | 2014-09-04 13:30 | 8660.5 | 8.6605
|  | 2014-09-05 01:35:02 | 25.247 | 0.2785 | 1.114 | 6.3948 | 6.3948 | 0.109 | 0.109 | 1.0267 | 1.0267 | 0 | 0 | 8.2842 | 8.2842 | -8.3183 | -4.1592 | 4.152 | 0 | 0 |  |  | 1.1251 |  | 0.044124 | 4.4124 | 8.304 | 0 | 2014-09-04 14:00 | 8284.1667 | 8.2842
|  | 2014-09-05 02:05:02 | 25.065 | 0.29583 | 1.1833 | 6.3963 | 6.3963 | 0.10567 | 0.10567 | 1.0252 | 1.0252 | 0 | 0 | 8.1795 | 8.1795 | -8.175 | -4.0875 | 4.1592 | 0 | 0 |  |  | 1.1715 |  | 0.047211 | 4.7211 | 8.3183 | 0 | 2014-09-04 14:30 | 8179.5 | 8.1795
|  | 2014-09-05 02:35:02 | 24.9838 | 0.26483 | 1.0593 | 6.3967 | 6.3967 | 0.10233 | 0.10233 | 1.0243 | 1.0243 | 0 | 0 | 8.0592 | 8.0592 | -8.342 | -4.171 | 4.0875 | 0 | 0 |  |  | 1.1123 |  | 0.042401 | 4.2401 | 8.175 | 0 | 2014-09-04 15:00 | 8059.1667 | 8.0592
|  | 2014-09-05 03:05:02 | 25.0415 | 0.2725 | 1.09 | 6.3928 | 6.3928 | 0.102 | 0.102 | 1.0242 | 1.0242 | 0 | 0 | 8.0638 | 8.0638 | -8.3687 | -4.1843 | 4.171 | 0 | 0 |  |  | 1.0246 |  | 0.043528 | 4.3528 | 8.342 | 0 | 2014-09-04 15:30 | 8063.8333 | 8.0638
|  | 2014-09-05 03:35:02 | 25.4098 | 0.26883 | 1.0753 | 6.394 | 6.394 | 0.102 | 0.102 | 1.025 | 1.025 | 0 | 0 | 8.2635 | 8.2635 | -8.55 | -4.275 | 4.1843 | 0 | 0 |  |  | 1.1721 |  | 0.04232 | 4.232 | 8.3687 | 0 | 2014-09-04 16:00 | 8263.5 | 8.2635
|  | 2014-09-05 04:05:03 | 26.133 | 0.284 | 1.136 | 6.3958 | 6.3958 | 0.102 | 0.102 | 1.0275 | 1.0275 | 0 | 0 | 8.5818 | 8.5818 | -8.8898 | -4.4449 | 4.275 | 0 | 0 |  |  | 1.1814 |  | 0.04347 | 4.347 | 8.55 | 0 | 2014-09-04 16:30 | 8581.8333 | 8.5818
|  | 2014-09-05 04:35:04 | 26.666 | 0.27183 | 1.0873 | 6.3915 | 6.3915 | 0.102 | 0.102 | 1.0265 | 1.0265 | 0 | 0 | 8.6208 | 8.6208 | -9.4378 | -4.7189 | 4.4449 | 0 | 0 |  |  | 1.1634 |  | 0.040776 | 4.0776 | 8.8898 | 0 | 2014-09-04 17:00 | 8620.8333 | 8.6208
|  | 2014-09-05 05:05:04 | 27.6068 | 0.2855 | 1.142 | 6.3947 | 6.3947 | 0.10233 | 0.10233 | 1.0278 | 1.0278 | 0 | 0 | 8.7133 | 8.7133 | -10.2267 | -5.1133 | 4.7189 | 0 | 0 |  |  | 1.1077 |  | 0.041367 | 4.1367 | 9.4378 | 0 | 2014-09-04 17:30 | 8713.3333 | 8.7133
|  | 2014-09-05 05:35:03 | 29.9342 | 0.28633 | 1.1453 | 6.3888 | 6.3888 | 0.10233 | 0.10233 | 1.0297 | 1.0297 | 0 | 0 | 9.5817 | 9.5817 | -11.6863 | -5.8432 | 5.1133 | 0 | 0 |  |  | 1.0308 |  | 0.038262 | 3.8262 | 10.2267 | 0 | 2014-09-04 18:00 | 9581.6667 | 9.5817
|  | 2014-09-05 06:05:01 | 33.4592 | 0.29017 | 1.1607 | 6.3865 | 6.3865 | 0.1675 | 0.1675 | 1.0325 | 1.0325 | 0 | 0 | 10.6033 | 10.6033 | -14.1087 | -7.0543 | 5.8432 | 0 | 0 |  |  | 1.1375 |  | 0.034689 | 3.4689 | 11.6863 | 0 | 2014-09-04 18:30 | 10603.3333 | 10.6033
|  | 2014-09-05 06:35:02 | 36.0715 | 0.3055 | 1.222 | 6.3867 | 6.3867 | 0.24733 | 0.24733 | 1.0313 | 1.0313 | 0 | 0 | 11.124 | 11.124 | -16.0602 | -8.0301 | 7.0543 | 0 | 0 |  |  | 1.332 |  | 0.033877 | 3.3877 | 14.1087 | 0 | 2014-09-04 19:00 | 11124 | 11.124
|  | 2014-09-05 07:05:06 | 37.531 | 0.315 | 1.26 | 6.3865 | 6.3865 | 0.19167 | 0.19167 | 1.0345 | 1.0345 | 0 | 0 | 11.232 | 11.232 | -17.4263 | -8.7132 | 8.0301 | 0 | 0 |  |  | 1.1844 |  | 0.033572 | 3.3572 | 16.0602 | 0 | 2014-09-04 19:30 | 11232 | 11.232
|  | 2014-09-05 07:35:03 | 37.9373 | 0.3245 | 1.298 | 6.3872 | 6.3872 | 0.26 | 0.26 | 1.0363 | 1.0363 | 0.4436 | 0.4436 | 10.843 | 10.843 | -17.6692 | -8.8346 | 8.7132 | 0 | 0 |  |  | 1.2461 |  | 0.034214 | 3.4214 | 17.4263 | 0 | 2014-09-04 20:00 | 10843 | 10.843
|  | 2014-09-05 08:05:05 | 38.2607 | 0.31883 | 1.2753 | 6.3847 | 6.3847 | 0.52883 | 0.52883 | 1.0375 | 1.0375 | 0.4436 | 0.4436 | 10.8587 | 10.8587 | -17.7321 | -8.866 | 8.8346 | 0 | 0 |  |  | 1.3519 |  | 0.033333 | 3.3333 | 17.6692 | 0 | 2014-09-04 20:30 | 10858.6667 | 10.8587
|  | 2014-09-05 08:35:03 | 38.4157 | 0.30333 | 1.2133 | 6.3953 | 6.3953 | 0.5655 | 0.5655 | 1.0327 | 1.0327 | 1.5984 | 1.5984 | 10.945 | 10.945 | -16.6654 | -8.3327 | 8.866 | 0 | 0 |  |  | 1.2255 |  | 0.031584 | 3.1584 | 17.7321 | 0 | 2014-09-04 21:00 | 10945 | 10.945
|  | 2014-09-05 09:05:02 | 38.4972 | 0.2895 | 1.158 | 6.3893 | 6.3893 | 0.566 | 0.566 | 1.0215 | 1.0215 | 1.5984 | 1.5984 | 11.0365 | 11.0365 | -16.7274 | -8.3637 | 8.3327 | 0 | 0 |  |  | 1.0769 |  | 0.03008 | 3.008 | 16.6654 | 0 | 2014-09-04 21:30 | 11036.5 | 11.0365
|  | 2014-09-05 09:35:03 | 38.4587 | 0.29117 | 1.1647 | 6.3902 | 6.3902 | 0.564 | 0.564 | 1.0087 | 1.0087 | 2.6552 | 2.6552 | 10.9818 | 10.9818 | -15.6941 | -7.8471 | 8.3637 | 0 | 0 |  |  | 1.153 |  | 0.030284 | 3.0284 | 16.7274 | 0 | 2014-09-04 22:00 | 10981.8333 | 10.9818
|  | 2014-09-05 10:05:03 | 38.3828 | 0.2915 | 1.166 | 6.3968 | 6.3968 | 0.54367 | 0.54367 | 1.0373 | 1.0373 | 2.6552 | 2.6552 | 10.963 | 10.963 | -15.6208 | -7.8104 | 7.8471 | 0 | 0 |  |  | 1.131 |  | 0.030378 | 3.0378 | 15.6941 | 0 | 2014-09-04 22:30 | 10963 | 10.963
|  | 2014-09-05 10:35:01 | 38.3517 | 0.28917 | 1.1567 | 6.3915 | 6.3915 | 0.43917 | 0.43917 | 1.0293 | 1.0293 | 2.6676 | 2.6676 | 10.945 | 10.945 | -15.7224 | -7.8612 | 7.8104 | 0 | 0 |  |  | 1.1567 |  | 0.030159 | 3.0159 | 15.6208 | 0 | 2014-09-04 23:00 | 10945 | 10.945
|  | 2014-09-05 11:05:02 | 38.2792 | 0.282 | 1.128 | 6.3908 | 6.3908 | 0.42433 | 0.42433 | 1.0285 | 1.0285 | 2.6676 | 2.6676 | 10.9767 | 10.9767 | -15.6632 | -7.8316 | 7.8612 | 0 | 0 |  |  | 1.207 |  | 0.029468 | 2.9468 | 15.7224 | 0 | 2014-09-04 23:30 | 10976.6667 | 10.9767
|  | 2014-09-05 11:35:06 | 38.0787 | 0.2805 | 1.122 | 6.3915 | 6.3915 | 0.28983 | 0.28983 | 1.0285 | 1.0285 | 4.044 | 4.044 | 10.9777 | 10.9777 | -14.2252 | -7.1126 | 7.8316 | 0 | 0 |  |  | 1.0322 |  | 0.029465 | 2.9465 | 15.6632 | 0 | 2014-09-05 | 10977.6667 | 10.9777
|  | 2014-09-05 12:05:01 | 37.7362 | 0.29383 | 1.1753 | 6.3913 | 6.3913 | 0.25117 | 0.25117 | 1.029 | 1.029 | 4.044 | 4.044 | 11.0265 | 11.0265 | -13.8188 | -6.9094 | 7.1126 | 0 | 0 |  |  | 1.2341 |  | 0.031146 | 3.1146 | 14.2252 | 0 | 2014-09-05 00:30 | 11026.5 | 11.0265
|  | 2014-09-05 12:35:03 | 37.3105 | 0.31867 | 1.2747 | 6.3863 | 6.3863 | 0.24867 | 0.24867 | 1.035 | 1.035 | 4.1964 | 4.1964 | 11.0402 | 11.0402 | -13.1293 | -6.5646 | 6.9094 | 0 | 0 |  |  | 1.2492 |  | 0.034164 | 3.4164 | 13.8188 | 0 | 2014-09-05 01:00 | 11040.1667 | 11.0402
|  | 2014-09-05 13:05:03 | 37.1393 | 0.37217 | 1.4887 | 6.3795 | 6.3795 | 0.26083 | 0.26083 | 1.0303 | 1.0303 | 4.1964 | 4.1964 | 11.0373 | 11.0373 | -12.7463 | -6.3731 | 6.5646 | 0 | 0 |  |  | 1.3398 |  | 0.040083 | 4.0083 | 13.1293 | 0 | 2014-09-05 01:30 | 11037.3333 | 11.0373
|  | 2014-09-05 13:35:02 | 36.8968 | 0.373 | 1.492 | 6.3767 | 6.3767 | 0.284 | 0.284 | 1.0305 | 1.0305 | 4.5124 | 4.5124 | 11.0065 | 11.0065 | -12.1948 | -6.0974 | 6.3731 | 0 | 0 |  |  | 1.4622 |  | 0.040437 | 4.0437 | 12.7463 | 0 | 2014-09-05 02:00 | 11006.5 | 11.0065
|  | 2014-09-05 14:05:03 | 36.5107 | 0.38767 | 1.5507 | 6.3778 | 6.3778 | 0.29883 | 0.29883 | 1.0083 | 1.0083 | 4.5124 | 4.5124 | 10.7393 | 10.7393 | -12.0233 | -6.0116 | 6.0974 | 0 | 0 |  |  | 1.5507 |  | 0.042472 | 4.2472 | 12.1948 | 0 | 2014-09-05 02:30 | 10739.3333 | 10.7393
|  | 2014-09-05 14:35:02 | 36.6173 | 0.391 | 1.564 | 6.3793 | 6.3793 | 0.30567 | 0.30567 | 1.0985 | 1.0985 | 4.1916 | 4.1916 | 11.0015 | 11.0015 | -12.0767 | -6.0384 | 6.0116 | 0 | 0 |  |  | 1.5484 |  | 0.042712 | 4.2712 | 12.0233 | 0 | 2014-09-05 03:00 | 11001.5 | 11.0015
|  | 2014-09-05 15:05:02 | 37.145 | 0.368 | 1.472 | 6.3798 | 6.3798 | 0.31467 | 0.31467 | 1.1262 | 1.1262 | 4.1916 | 4.1916 | 11.1163 | 11.1163 | -12.5444 | -6.2722 | 6.0384 | 0 | 0 |  |  | 1.4867 |  | 0.039628 | 3.9628 | 12.0767 | 0 | 2014-09-05 03:30 | 11116.3333 | 11.1163
|  | 2014-09-05 15:35:01 | 37.733 | 0.3615 | 1.446 | 6.3822 | 6.3822 | 0.317 | 0.317 | 1.139 | 1.139 | 2.628 | 2.628 | 11.1145 | 11.1145 | -14.7063 | -7.3532 | 6.2722 | 0 | 0 |  |  | 1.4749 |  | 0.038322 | 3.8322 | 12.5444 | 0 | 2014-09-05 04:00 | 11114.5 | 11.1145
|  | 2014-09-05 16:05:06 | 38.0857 | 0.358 | 1.432 | 6.3882 | 6.3882 | 0.3985 | 0.3985 | 1.1205 | 1.1205 | 2.628 | 2.628 | 11.1497 | 11.1497 | -14.9688 | -7.4844 | 7.3532 | 0 | 0 |  |  | 1.4034 |  | 0.037599 | 3.7599 | 14.7063 | 0 | 2014-09-05 04:30 | 11149.6667 | 11.1497
|  | 2014-09-05 16:35:02 | 38.0153 | 0.39433 | 1.5773 | 6.3885 | 6.3885 | 0.40583 | 0.40583 | 1.111 | 1.111 | 1.4568 | 1.4568 | 11.1288 | 11.1288 | -15.947 | -7.9735 | 7.4844 | 0 | 0 |  |  | 1.672 |  | 0.041492 | 4.1492 | 14.9688 | 0 | 2014-09-05 05:00 | 11128.8333 | 11.1288
|  | 2014-09-05 17:05:04 | 37.6518 | 0.42133 | 1.6853 | 6.3857 | 6.3857 | 0.406 | 0.406 | 1.1278 | 1.1278 | 1.4568 | 1.4568 | 11.1315 | 11.1315 | -15.4587 | -7.7294 | 7.9735 | 0 | 0 |  |  | 1.6011 |  | 0.044761 | 4.4761 | 15.947 | 0 | 2014-09-05 05:30 | 11131.5 | 11.1315
|  | 2014-09-05 17:35:03 | 37.3058 | 0.42783 | 1.7113 | 6.389 | 6.389 | 0.40783 | 0.40783 | 1.1287 | 1.1287 | 0.8272 | 0.8272 | 11.118 | 11.118 | -15.7238 | -7.8619 | 7.7294 | 0 | 0 |  |  | 1.8311 |  | 0.045873 | 4.5873 | 15.4587 | 0 | 2014-09-05 06:00 | 11118 | 11.118
|  | 2014-09-05 18:05:03 | 37.1692 | 0.43917 | 1.7567 | 6.3848 | 6.3848 | 0.3475 | 0.3475 | 1.1183 | 1.1183 | 0.8272 | 0.8272 | 11.1148 | 11.1148 | -15.6198 | -7.8099 | 7.8619 | 0 | 0 |  |  | 1.9148 |  | 0.047261 | 4.7261 | 15.7238 | 0 | 2014-09-05 06:30 | 11114.8333 | 11.1148
|  | 2014-09-05 18:35:02 | 37.1967 | 0.428 | 1.712 | 6.3862 | 6.3862 | 0.3955 | 0.3955 | 1.1057 | 1.1057 | 0.2504 | 0.2504 | 11.147 | 11.147 | -16.1999 | -8.1 | 7.8099 | 0 | 0 |  |  | 1.8318 |  | 0.046026 | 4.6026 | 15.6198 | 0 | 2014-09-05 07:00 | 11147 | 11.147
|  | 2014-09-05 19:05:06 | 37.7792 | 0.437 | 1.748 | 6.3808 | 6.3808 | 0.39117 | 0.39117 | 1.09 | 1.09 | 0.2504 | 0.2504 | 11.1412 | 11.1412 | -16.7776 | -8.3888 | 8.1 | 0 | 0 |  |  | 1.7305 |  | 0.046269 | 4.6269 | 16.1999 | 0 | 2014-09-05 07:30 | 11141.1667 | 11.1412
|  | 2014-09-05 19:35:01 | 36.8945 | 0.43483 | 1.7393 | 6.3983 | 6.3983 | 0.38767 | 0.38767 | 1.0927 | 1.0927 | 0.004 | 0.004 | 11.1712 | 11.1712 | -16.1013 | -8.0507 | 8.3888 | 0 | 0 |  |  | 1.7219 |  | 0.047143 | 4.7143 | 16.7776 | 0 | 2014-09-05 08:00 | 11171.1667 | 11.1712
|  | 2014-09-05 20:05:01 | 35.8263 | 0.40317 | 1.6127 | 6.4092 | 6.4092 | 0.24417 | 0.24417 | 1.0988 | 1.0988 | 0.004 | 0.004 | 11.2765 | 11.2765 | -15.181 | -7.5905 | 8.0507 | 0 | 0 |  |  | 1.532 |  | 0.045013 | 4.5013 | 16.1013 | 0 | 2014-09-05 08:30 | 11276.5 | 11.2765
|  | 2014-09-05 20:35:02 | 34.4403 | 0.47017 | 1.8807 | 6.4162 | 6.4162 | 0.2015 | 0.2015 | 1.1 | 1.1 | 0 | 0 | 10.9735 | 10.9735 | -13.8685 | -6.9343 | 7.5905 | 0 | 0 |  |  | 1.8242 |  | 0.054607 | 5.4607 | 15.181 | 0 | 2014-09-05 09:00 | 10973.5 | 10.9735
|  | 2014-09-05 21:05:02 | 32.7642 | 0.47283 | 1.8913 | 6.4128 | 6.4128 | 0.19733 | 0.19733 | 1.0987 | 1.0987 | 0 | 0 | 10.4655 | 10.4655 | -12.6985 | -6.3493 | 6.9343 | 0 | 0 |  |  | 2.0048 |  | 0.057726 | 5.7726 | 13.8685 | 0 | 2014-09-05 09:30 | 10465.5 | 10.4655
|  | 2014-09-05 21:35:02 | 31.069 | 0.45817 | 1.8327 | 6.4077 | 6.4077 | 0.19783 | 0.19783 | 1.0957 | 1.0957 | 0 | 0 | 9.8177 | 9.8177 | -11.7175 | -5.8588 | 6.3493 | 0 | 0 |  |  | 1.8693 |  | 0.058987 | 5.8987 | 12.6985 | 0 | 2014-09-05 10:00 | 9817.6667 | 9.8177
|  | 2014-09-05 22:05:03 | 29.2247 | 0.46667 | 1.8667 | 6.4147 | 6.4147 | 0.179 | 0.179 | 1.0973 | 1.0973 | 0 | 0 | 9.099 | 9.099 | -10.568 | -5.284 | 5.8588 | 0 | 0 |  |  | 2.0533 |  | 0.063873 | 6.3873 | 11.7175 | 0 | 2014-09-05 10:30 | 9099 | 9.099
|  | 2014-09-05 22:35:03 | 27.5472 | 0.532 | 2.128 | 6.4088 | 6.4088 | 0.17867 | 0.17867 | 1.0975 | 1.0975 | 0 | 0 | 9.0523 | 9.0523 | -8.6818 | -4.3409 | 5.284 | 0 | 0 |  |  | 2.1067 |  | 0.077249 | 7.7249 | 10.568 | 0 | 2014-09-05 11:00 | 9052.3333 | 9.0523
|  | 2014-09-05 23:05:02 | 26.4347 | 0.523 | 2.092 | 6.4275 | 6.4275 | 0.17917 | 0.17917 | 1.0968 | 1.0968 | 0 | 0 | 8.7472 | 8.7472 | -7.892 | -3.946 | 4.3409 | 0 | 0 |  |  | 2.1129 |  | 0.079139 | 7.9139 | 8.6818 | 0 | 2014-09-05 11:30 | 8747.1667 | 8.7472
|  | 2014-09-05 23:35:06 | 25.7918 | 0.53817 | 2.1527 | 6.4418 | 6.4418 | 0.17733 | 0.17733 | 1.1033 | 1.1033 | 0 | 0 | 8.4652 | 8.4652 | -7.4515 | -3.7257 | 3.946 | 0 | 0 |  |  | 1.9589 |  | 0.083463 | 8.3463 | 7.892 | 0 | 2014-09-05 12:00 | 8465.1667 | 8.4652
|  | 2014-09-06 00:05:02 | 25.2543 | 0.49733 | 1.9893 | 6.4452 | 6.4452 | 0.1365 | 0.1365 | 1.1107 | 1.1107 | 0 | 0 | 8.1492 | 8.1492 | -7.4235 | -3.7118 | 3.7257 | 0 | 0 |  |  | 2.049 |  | 0.078772 | 7.8772 | 7.4515 | 0 | 2014-09-05 12:30 | 8149.1667 | 8.1492
|  | 2014-09-06 00:35:04 | 24.919 | 0.51017 | 2.0407 | 6.4447 | 6.4447 | 0.13167 | 0.13167 | 1.1128 | 1.1128 | 0 | 0 | 7.871 | 7.871 | -7.3182 | -3.6591 | 3.7118 | 0 | 0 |  |  | 1.959 |  | 0.081892 | 8.1892 | 7.4235 | 0 | 2014-09-05 13:00 | 7871 | 7.871
|  | 2014-09-06 01:05:02 | 24.7333 | 0.56267 | 2.2507 | 6.4458 | 6.4458 | 0.13167 | 0.13167 | 1.0922 | 1.0922 | 0 | 0 | 7.675 | 7.675 | -7.138 | -3.569 | 3.6591 | 0 | 0 |  |  | 2.4757 |  | 0.090997 | 9.0997 | 7.3182 | 0 | 2014-09-05 13:30 | 7675 | 7.675
|  | 2014-09-06 01:35:02 | 24.3155 | 0.55517 | 2.2207 | 6.4517 | 6.4517 | 0.1315 | 0.1315 | 1.0858 | 1.0858 | 0 | 0 | 7.4017 | 7.4017 | -7.0242 | -3.5121 | 3.569 | 0 | 0 |  |  | 2.3761 |  | 0.091327 | 9.1327 | 7.138 | 0 | 2014-09-05 14:00 | 7401.6667 | 7.4017
|  | 2014-09-06 02:05:03 | 24.1933 | 0.54017 | 2.1607 | 6.4512 | 6.4512 | 0.13017 | 0.13017 | 1.0982 | 1.0982 | 0 | 0 | 7.4908 | 7.4908 | -6.8623 | -3.4312 | 3.5121 | 0 | 0 |  |  | 2.3551 |  | 0.089308 | 8.9308 | 7.0242 | 0 | 2014-09-05 14:30 | 7490.8333 | 7.4908
|  | 2014-09-06 02:35:02 | 24.0808 | 0.55217 | 2.2087 | 6.4512 | 6.4512 | 0.13 | 0.13 | 1.0972 | 1.0972 | 0 | 0 | 7.496 | 7.496 | -6.6978 | -3.3489 | 3.4312 | 0 | 0 |  |  | 2.3854 |  | 0.091719 | 9.1719 | 6.8623 | 0 | 2014-09-05 15:00 | 7496 | 7.496
|  | 2014-09-06 03:05:01 | 24.0063 | 0.5825 | 2.33 | 6.4532 | 6.4532 | 0.12933 | 0.12933 | 1.0982 | 1.0982 | 0 | 0 | 7.4555 | 7.4555 | -6.5402 | -3.2701 | 3.3489 | 0 | 0 |  |  | 2.097 |  | 0.097058 | 9.7058 | 6.6978 | 0 | 2014-09-05 15:30 | 7455.5 | 7.4555
|  | 2014-09-06 03:35:02 | 23.8738 | 0.5835 | 2.334 | 6.4498 | 6.4498 | 0.12917 | 0.12917 | 1.0985 | 1.0985 | 0 | 0 | 7.4093 | 7.4093 | -6.453 | -3.2265 | 3.2701 | 0 | 0 |  |  | 2.2173 |  | 0.097764 | 9.7764 | 6.5402 | 0 | 2014-09-05 16:00 | 7409.3333 | 7.4093
|  | 2014-09-06 04:05:02 | 24.2578 | 0.637 | 2.548 | 6.446 | 6.446 | 0.128 | 0.128 | 1.101 | 1.101 | 0 | 0 | 7.6542 | 7.6542 | -6.3807 | -3.1903 | 3.2265 | 0 | 0 |  |  | 2.3187 |  | 0.10504 | 10.5038 | 6.453 | 0 | 2014-09-05 16:30 | 7654.1667 | 7.6542
|  | 2014-09-06 04:35:01 | 24.5623 | 0.672 | 2.688 | 6.4473 | 6.4473 | 0.12783 | 0.12783 | 1.1022 | 1.1022 | 0 | 0 | 7.8202 | 7.8202 | -6.3768 | -3.1884 | 3.1903 | 0 | 0 |  |  | 2.9299 |  | 0.10944 | 10.9436 | 6.3807 | 0 | 2014-09-05 17:00 | 7820.1667 | 7.8202
|  | 2014-09-06 05:05:03 | 25.5997 | 0.721 | 2.884 | 6.4452 | 6.4452 | 0.12717 | 0.12717 | 1.0962 | 1.0962 | 0 | 0 | 8.2483 | 8.2483 | -6.7988 | -3.3994 | 3.1884 | 0 | 0 |  |  | 3.1436 |  | 0.11266 | 11.2658 | 6.3768 | 0 | 2014-09-05 17:30 | 8248.3333 | 8.2483
|  | 2014-09-06 05:35:01 | 25.8808 | 0.68217 | 2.7287 | 6.4407 | 6.4407 | 0.13033 | 0.13033 | 1.095 | 1.095 | 0 | 0 | 8.495 | 8.495 | -6.9912 | -3.4956 | 3.3994 | 0 | 0 |  |  | 2.8651 |  | 0.10543 | 10.5432 | 6.7988 | 0 | 2014-09-05 18:00 | 8495 | 8.495
|  | 2014-09-06 06:05:01 | 26.4377 | 0.57333 | 2.2933 | 6.4402 | 6.4402 | 0.20733 | 0.20733 | 1.0973 | 1.0973 | 0 | 0 | 8.9002 | 8.9002 | -7.4993 | -3.7497 | 3.4956 | 0 | 0 |  |  | 2.1099 |  | 0.086745 | 8.6745 | 6.9912 | 0 | 2014-09-05 18:30 | 8900.1667 | 8.9002
|  | 2014-09-06 06:35:02 | 27.9782 | 0.52017 | 2.0807 | 6.4368 | 6.4368 | 0.21233 | 0.21233 | 1.092 | 1.092 | 0 | 0 | 9.5258 | 9.5258 | -8.6305 | -4.3152 | 3.7497 | 0 | 0 |  |  | 2.0807 |  | 0.074368 | 7.4368 | 7.4993 | 0 | 2014-09-05 19:00 | 9525.8333 | 9.5258
|  | 2014-09-06 07:05:02 | 30.3602 | 0.5315 | 2.126 | 6.4412 | 6.4412 | 0.21317 | 0.21317 | 1.0923 | 1.0923 | 0 | 0 | 10.2095 | 10.2095 | -10.278 | -5.139 | 4.3152 | 0 | 0 |  |  | 1.9984 |  | 0.070026 | 7.0026 | 8.6305 | 0 | 2014-09-05 19:30 | 10209.5 | 10.2095
|  | 2014-09-06 07:35:02 | 31.8468 | 0.52 | 2.08 | 6.4428 | 6.4428 | 0.2165 | 0.2165 | 1.0917 | 1.0917 | 0.6912 | 0.6912 | 10.3278 | 10.3278 | -10.9968 | -5.4984 | 5.139 | 0 | 0 |  |  | 2.184 |  | 0.065313 | 6.5313 | 10.278 | 0 | 2014-09-05 20:00 | 10327.8333 | 10.3278
|  | 2014-09-06 08:05:02 | 33.1603 | 0.52667 | 2.1067 | 6.4433 | 6.4433 | 0.56783 | 0.56783 | 0.969 | 0.969 | 0.6912 | 0.6912 | 10.3105 | 10.3105 | -12.0718 | -6.0359 | 5.4984 | 0 | 0 |  |  | 2.2963 |  | 0.06353 | 6.353 | 10.9968 | 0 | 2014-09-05 20:30 | 10310.5 | 10.3105
|  | 2014-09-06 08:35:04 | 33.8495 | 0.49 | 1.96 | 6.4462 | 6.4462 | 0.66167 | 0.66167 | 0.97217 | 0.97217 | 1.6376 | 1.6376 | 10.3767 | 10.3767 | -11.7952 | -5.8976 | 6.0359 | 0 | 0 |  |  | 1.96 |  | 0.057903 | 5.7903 | 12.0718 | 0 | 2014-09-05 21:00 | 10376.6667 | 10.3767
|  | 2014-09-06 09:05:03 | 34.1252 | 0.4365 | 1.746 | 6.4433 | 6.4433 | 0.55683 | 0.55683 | 1.068 | 1.068 | 1.6376 | 1.6376 | 10.4588 | 10.4588 | -12.2146 | -6.1073 | 5.8976 | 0 | 0 |  |  | 1.7111 |  | 0.051165 | 5.1165 | 11.7952 | 0 | 2014-09-05 21:30 | 10458.8333 | 10.4588
|  | 2014-09-06 09:35:02 | 34.1782 | 0.396 | 1.584 | 6.4417 | 6.4417 | 0.60583 | 0.60583 | 1.0925 | 1.0925 | 2.06 | 2.06 | 10.548 | 10.548 | -11.8462 | -5.9231 | 6.1073 | 0 | 0 |  |  | 1.6474 |  | 0.046345 | 4.6345 | 12.2146 | 0 | 2014-09-05 22:00 | 10548 | 10.548
|  | 2014-09-06 10:05:04 | 33.9953 | 0.4485 | 1.794 | 6.462 | 6.462 | 0.61183 | 0.61183 | 1.0928 | 1.0928 | 2.06 | 2.06 | 10.575 | 10.575 | -11.3997 | -5.6998 | 5.9231 | 0 | 0 |  |  | 1.7043 |  | 0.052772 | 5.2772 | 11.8462 | 0 | 2014-09-05 22:30 | 10575 | 10.575
|  | 2014-09-06 10:35:02 | 33.8597 | 0.4575 | 1.83 | 6.4792 | 6.4792 | 0.36167 | 0.36167 | 1.0923 | 1.0923 | 2.3744 | 2.3744 | 10.6167 | 10.6167 | -11.1054 | -5.5527 | 5.6998 | 0 | 0 |  |  | 1.6653 |  | 0.054047 | 5.4047 | 11.3997 | 0 | 2014-09-05 23:00 | 10616.6667 | 10.6167
|  | 2014-09-06 11:05:02 | 33.9568 | 0.448 | 1.792 | 6.4807 | 6.4807 | 0.341 | 0.341 | 1.0702 | 1.0702 | 2.3744 | 2.3744 | 10.5838 | 10.5838 | -11.3148 | -5.6574 | 5.5527 | 0 | 0 |  |  | 1.6486 |  | 0.052773 | 5.2773 | 11.1054 | 0 | 2014-09-05 23:30 | 10583.8333 | 10.5838
|  | 2014-09-06 11:35:02 | 33.5907 | 0.50133 | 2.0053 | 6.491 | 6.491 | 0.3385 | 0.3385 | 1.0593 | 1.0593 | 2.6132 | 2.6132 | 10.5882 | 10.5882 | -10.4951 | -5.2476 | 5.6574 | 0 | 0 |  |  | 1.9853 |  | 0.059699 | 5.9699 | 11.3148 | 0 | 2014-09-06 | 10588.1667 | 10.5882
|  | 2014-09-06 12:05:02 | 32.9102 | 0.55833 | 2.2333 | 6.5048 | 6.5048 | 0.29667 | 0.29667 | 1.0593 | 1.0593 | 2.6132 | 2.6132 | 10.4043 | 10.4043 | -9.7985 | -4.8992 | 5.2476 | 0 | 0 |  |  | 2.3673 |  | 0.067862 | 6.7862 | 10.4951 | 0 | 2014-09-06 00:30 | 10404.3333 | 10.4043
|  | 2014-09-06 12:35:03 | 32.3707 | 0.53283 | 2.1313 | 6.5007 | 6.5007 | 0.29767 | 0.29767 | 1.0717 | 1.0717 | 2.9624 | 2.9624 | 10.2698 | 10.2698 | -9.1371 | -4.5686 | 4.8992 | 0 | 0 |  |  | 1.9395 |  | 0.065842 | 6.5842 | 9.7985 | 0 | 2014-09-06 01:00 | 10269.8333 | 10.2698
|  | 2014-09-06 13:05:03 | 31.9155 | 0.5555 | 2.222 | 6.5045 | 6.5045 | 0.30583 | 0.30583 | 1.0802 | 1.0802 | 2.9624 | 2.9624 | 10.129 | 10.129 | -8.7116 | -4.3558 | 4.5686 | 0 | 0 |  |  | 2.0442 |  | 0.069621 | 6.9621 | 9.1371 | 0 | 2014-09-06 01:30 | 10129 | 10.129
|  | 2014-09-06 13:35:03 | 31.4585 | 0.62517 | 2.5007 | 6.5077 | 6.5077 | 0.31233 | 0.31233 | 1.0847 | 1.0847 | 3.7276 | 3.7276 | 9.9838 | 9.9838 | -7.3417 | -3.6709 | 4.3558 | 0 | 0 |  |  | 2.2756 |  | 0.079491 | 7.9491 | 8.7116 | 0 | 2014-09-06 02:00 | 9983.8333 | 9.9838
|  | 2014-09-06 14:05:02 | 31.2645 | 0.6575 | 2.63 | 6.5037 | 6.5037 | 0.33067 | 0.33067 | 1.0895 | 1.0895 | 3.7276 | 3.7276 | 9.7552 | 9.7552 | -7.2279 | -3.614 | 3.6709 | 0 | 0 |  |  | 2.8667 |  | 0.084121 | 8.4121 | 7.3417 | 0 | 2014-09-06 02:30 | 9755.1667 | 9.7552
|  | 2014-09-06 14:35:01 | 31.2362 | 0.717 | 2.868 | 6.5007 | 6.5007 | 0.31967 | 0.31967 | 1.0902 | 1.0902 | 2.9672 | 2.9672 | 9.6467 | 9.6467 | -7.8438 | -3.9219 | 3.614 | 0 | 0 |  |  | 3.0401 |  | 0.091817 | 9.1817 | 7.2279 | 0 | 2014-09-06 03:00 | 9646.6667 | 9.6467
|  | 2014-09-06 15:05:01 | 31.6005 | 0.771 | 3.084 | 6.5022 | 6.5022 | 0.31933 | 0.31933 | 1.088 | 1.088 | 2.9672 | 2.9672 | 9.8368 | 9.8368 | -7.803 | -3.9015 | 3.9219 | 0 | 0 |  |  | 3.2999 |  | 0.097593 | 9.7593 | 7.8438 | 0 | 2014-09-06 03:30 | 9836.8333 | 9.8368
|  | 2014-09-06 15:35:03 | 32.3767 | 0.765 | 3.06 | 6.5025 | 6.5025 | 0.32017 | 0.32017 | 1.0853 | 1.0853 | 2.3836 | 2.3836 | 10.1667 | 10.1667 | -8.8584 | -4.4292 | 3.9015 | 0 | 0 |  |  | 3.213 |  | 0.094513 | 9.4513 | 7.803 | 0 | 2014-09-06 04:00 | 10166.6667 | 10.1667
|  | 2014-09-06 16:05:02 | 33.2537 | 0.727 | 2.908 | 6.5068 | 6.5068 | 0.42133 | 0.42133 | 1.0878 | 1.0878 | 2.3836 | 2.3836 | 10.6298 | 10.6298 | -9.3162 | -4.6581 | 4.4292 | 0 | 0 |  |  | 2.8208 |  | 0.087449 | 8.7449 | 8.8584 | 0 | 2014-09-06 04:30 | 10629.8333 | 10.6298
|  | 2014-09-06 16:35:02 | 33.7348 | 0.76167 | 3.0467 | 6.5055 | 6.5055 | 0.43333 | 0.43333 | 1.082 | 1.082 | 1.7452 | 1.7452 | 10.7298 | 10.7298 | -10.1923 | -5.0961 | 4.6581 | 0 | 0 |  |  | 2.9553 |  | 0.090312 | 9.0312 | 9.3162 | 0 | 2014-09-06 05:00 | 10729.8333 | 10.7298
|  | 2014-09-06 17:05:01 | 33.944 | 0.7635 | 3.054 | 6.5128 | 6.5128 | 0.434 | 0.434 | 1.0827 | 1.0827 | 1.7452 | 1.7452 | 10.7728 | 10.7728 | -10.3425 | -5.1712 | 5.0961 | 0 | 0 |  |  | 3.3594 |  | 0.089972 | 8.9972 | 10.1923 | 0 | 2014-09-06 05:30 | 10772.8333 | 10.7728
|  | 2014-09-06 17:35:02 | 33.7707 | 0.81317 | 3.2527 | 6.5105 | 6.5105 | 0.4295 | 0.4295 | 1.082 | 1.082 | 0.9564 | 0.9564 | 10.7487 | 10.7487 | -10.7909 | -5.3955 | 5.1712 | 0 | 0 |  |  | 3.5779 |  | 0.096316 | 9.6316 | 10.3425 | 0 | 2014-09-06 06:00 | 10748.6667 | 10.7487
|  | 2014-09-06 18:05:03 | 33.679 | 0.81667 | 3.2667 | 6.5102 | 6.5102 | 0.40633 | 0.40633 | 1.0698 | 1.0698 | 0.9564 | 0.9564 | 10.6913 | 10.6913 | -10.7783 | -5.3891 | 5.3955 | 0 | 0 |  |  | 3.3973 |  | 0.096994 | 9.6994 | 10.7909 | 0 | 2014-09-06 06:30 | 10691.3333 | 10.6913
|  | 2014-09-06 18:35:02 | 33.807 | 0.807 | 3.228 | 6.5135 | 6.5135 | 0.405 | 0.405 | 1.0817 | 1.0817 | 0.1796 | 0.1796 | 10.5605 | 10.5605 | -11.8387 | -5.9194 | 5.3891 | 0 | 0 |  |  | 3.5185 |  | 0.095483 | 9.5483 | 10.7783 | 0 | 2014-09-06 07:00 | 10560.5 | 10.5605
|  | 2014-09-06 19:05:03 | 34.5547 | 0.83383 | 3.3353 | 6.5115 | 6.5115 | 0.5885 | 0.5885 | 1.1018 | 1.1018 | 0.1796 | 0.1796 | 10.5228 | 10.5228 | -12.3151 | -6.1575 | 5.9194 | 0 | 0 |  |  | 3.3687 |  | 0.096523 | 9.6523 | 11.8387 | 0 | 2014-09-06 07:30 | 10522.8333 | 10.5228
|  | 2014-09-06 19:35:01 | 34.0392 | 0.87067 | 3.4827 | 6.5167 | 6.5167 | 0.45167 | 0.45167 | 1.1037 | 1.1037 | 0.004 | 0.004 | 10.5452 | 10.5452 | -11.9353 | -5.9677 | 6.1575 | 0 | 0 |  |  | 3.5871 |  | 0.10231 | 10.2314 | 12.3151 | 0 | 2014-09-06 08:00 | 10545.1667 | 10.5452
|  | 2014-09-06 20:05:03 | 33.1038 | 1.0063 | 4.0253 | 6.505 | 6.505 | 0.26867 | 0.26867 | 1.104 | 1.104 | 0.004 | 0.004 | 10.505 | 10.505 | -10.6918 | -5.3459 | 5.9677 | 0 | 0 |  |  | 3.7033 |  | 0.1216 | 12.1597 | 11.9353 | 0 | 2014-09-06 08:30 | 10505 | 10.505
|  | 2014-09-06 20:35:03 | 32.0288 | 1.187 | 4.748 | 6.5035 | 6.5035 | 0.245 | 0.245 | 1.0712 | 1.0712 | 0 | 0 | 10.3902 | 10.3902 | -9.071 | -4.5355 | 5.3459 | 0 | 0 |  |  | 5.1278 |  | 0.14824 | 14.8241 | 10.6918 | 0 | 2014-09-06 09:00 | 10390.1667 | 10.3902
|  | 2014-09-06 21:05:01 | 30.7067 | 1.2197 | 4.8787 | 6.4983 | 6.4983 | 0.2425 | 0.2425 | 1.0903 | 1.0903 | 0 | 0 | 9.9485 | 9.9485 | -8.0483 | -4.0242 | 4.5355 | 0 | 0 |  |  | 5.0738 |  | 0.15888 | 15.888 | 9.071 | 0 | 2014-09-06 09:30 | 9948.5 | 9.9485
|  | 2014-09-06 21:35:02 | 29.2382 | 1.2265 | 4.906 | 6.507 | 6.507 | 0.2425 | 0.2425 | 1.0758 | 1.0758 | 0 | 0 | 9.705 | 9.705 | -6.8018 | -3.4009 | 4.0242 | 0 | 0 |  |  | 4.8569 |  | 0.16779 | 16.7794 | 8.0483 | 0 | 2014-09-06 10:00 | 9705 | 9.705
|  | 2014-09-06 22:05:02 | 27.4793 | 1.1783 | 4.7133 | 6.4945 | 6.4945 | 0.2185 | 0.2185 | 1.0477 | 1.0477 | 0 | 0 | 9.4333 | 9.4333 | -5.572 | -2.786 | 3.4009 | 0 | 0 |  |  | 4.4305 |  | 0.17152 | 17.1523 | 6.8018 | 0 | 2014-09-06 10:30 | 9433.3333 | 9.4333
|  | 2014-09-06 22:35:02 | 26.0105 | 1.1078 | 4.4313 | 6.4925 | 6.4925 | 0.21367 | 0.21367 | 1.0687 | 1.0687 | 0 | 0 | 8.7837 | 8.7837 | -5.0207 | -2.5103 | 2.786 | 0 | 0 |  |  | 4.1211 |  | 0.17037 | 17.0367 | 5.572 | 0 | 2014-09-06 11:00 | 8783.6667 | 8.7837
|  | 2014-09-06 23:05:02 | 24.5643 | 1.114 | 4.456 | 6.4968 | 6.4968 | 0.214 | 0.214 | 1.0897 | 1.0897 | 0 | 0 | 8.0887 | 8.0887 | -4.2192 | -2.1096 | 2.5103 | 0 | 0 |  |  | 4.5006 |  | 0.1814 | 18.1401 | 5.0207 | 0 | 2014-09-06 11:30 | 8088.6667 | 8.0887
|  | 2014-09-06 23:35:03 | 24.1092 | 1.0645 | 4.258 | 6.4913 | 6.4913 | 0.216 | 0.216 | 1.1078 | 1.1078 | 0 | 0 | 7.9373 | 7.9373 | -4.0987 | -2.0493 | 2.1096 | 0 | 0 |  |  | 4.0451 |  | 0.17661 | 17.6613 | 4.2192 | 0 | 2014-09-06 12:00 | 7937.3333 | 7.9373
|  | 2014-09-07 00:05:02 | 23.8005 | 0.93583 | 3.7433 | 6.4995 | 6.4995 | 0.19517 | 0.19517 | 1.1108 | 1.1108 | 0 | 0 | 7.763 | 7.763 | -4.4887 | -2.2443 | 2.0493 | 0 | 0 |  |  | 3.4064 |  | 0.15728 | 15.728 | 4.0987 | 0 | 2014-09-06 12:30 | 7763 | 7.763
|  | 2014-09-07 00:35:01 | 23.6993 | 0.851 | 3.404 | 6.4968 | 6.4968 | 0.194 | 0.194 | 1.1068 | 1.1068 | 0 | 0 | 7.7385 | 7.7385 | -4.7592 | -2.3796 | 2.2443 | 0 | 0 |  |  | 3.1317 |  | 0.14363 | 14.3633 | 4.4887 | 0 | 2014-09-06 13:00 | 7738.5 | 7.7385
|  | 2014-09-07 01:05:01 | 23.6185 | 0.83183 | 3.3273 | 6.4932 | 6.4932 | 0.19583 | 0.19583 | 1.0805 | 1.0805 | 0 | 0 | 7.7393 | 7.7393 | -4.7823 | -2.3912 | 2.3796 | 0 | 0 |  |  | 3.2941 |  | 0.14088 | 14.0878 | 4.7592 | 0 | 2014-09-06 13:30 | 7739.3333 | 7.7393
|  | 2014-09-07 01:35:02 | 23.187 | 0.88317 | 3.5327 | 6.4983 | 6.4983 | 0.195 | 0.195 | 1.0748 | 1.0748 | 0 | 0 | 7.3077 | 7.3077 | -4.5785 | -2.2892 | 2.3912 | 0 | 0 |  |  | 3.78 |  | 0.15236 | 15.2355 | 4.7823 | 0 | 2014-09-06 14:00 | 7307.6667 | 7.3077
|  | 2014-09-07 02:05:01 | 23.0338 | 0.83333 | 3.3333 | 6.5028 | 6.5028 | 0.18167 | 0.18167 | 1.0757 | 1.0757 | 0 | 0 | 7.4003 | 7.4003 | -4.54 | -2.27 | 2.2892 | 0 | 0 |  |  | 3.0333 |  | 0.14471 | 14.4715 | 4.5785 | 0 | 2014-09-06 14:30 | 7400.3333 | 7.4003
|  | 2014-09-07 02:35:01 | 22.8013 | 0.77167 | 3.0867 | 6.4993 | 6.4993 | 0.17933 | 0.17933 | 1.0735 | 1.0735 | 0 | 0 | 7.227 | 7.227 | -4.7355 | -2.3677 | 2.27 | 0 | 0 |  |  | 3.1484 |  | 0.13537 | 13.5372 | 4.54 | 0 | 2014-09-06 15:00 | 7227 | 7.227
|  | 2014-09-07 03:05:02 | 22.6647 | 0.82267 | 3.2907 | 6.5123 | 6.5123 | 0.18033 | 0.18033 | 1.0708 | 1.0708 | 0 | 0 | 7.102 | 7.102 | -4.5085 | -2.2543 | 2.3677 | 0 | 0 |  |  | 3.3894 |  | 0.14519 | 14.5189 | 4.7355 | 0 | 2014-09-06 15:30 | 7102 | 7.102
|  | 2014-09-07 03:35:01 | 22.524 | 0.81083 | 3.2433 | 6.508 | 6.508 | 0.18 | 0.18 | 1.0705 | 1.0705 | 0 | 0 | 6.9252 | 6.9252 | -4.597 | -2.2985 | 2.2543 | 0 | 0 |  |  | 2.9839 |  | 0.14399 | 14.3995 | 4.5085 | 0 | 2014-09-06 16:00 | 6925.1667 | 6.9252
|  | 2014-09-07 04:05:02 | 22.6085 | 0.80017 | 3.2007 | 6.5027 | 6.5027 | 0.1785 | 0.1785 | 1.071 | 1.071 | 0 | 0 | 6.9673 | 6.9673 | -4.6883 | -2.3442 | 2.2985 | 0 | 0 |  |  | 3.0726 |  | 0.14157 | 14.1569 | 4.597 | 0 | 2014-09-06 16:30 | 6967.3333 | 6.9673
|  | 2014-09-07 04:35:03 | 22.8347 | 0.9005 | 3.602 | 6.4913 | 6.4913 | 0.18567 | 0.18567 | 1.0678 | 1.0678 | 0 | 0 | 7.1537 | 7.1537 | -4.3342 | -2.1671 | 2.3442 | 0 | 0 |  |  | 3.638 |  | 0.15774 | 15.7743 | 4.6883 | 0 | 2014-09-06 17:00 | 7153.6667 | 7.1537
|  | 2014-09-07 05:05:02 | 23.0805 | 0.938 | 3.752 | 6.4995 | 6.4995 | 0.19033 | 0.19033 | 1.0558 | 1.0558 | 0 | 0 | 7.3003 | 7.3003 | -4.2825 | -2.1412 | 2.1671 | 0 | 0 |  |  | 4.0522 |  | 0.16256 | 16.2561 | 4.3342 | 0 | 2014-09-06 17:30 | 7300.3333 | 7.3003
|  | 2014-09-07 05:35:04 | 23.1757 | 1.0168 | 4.0673 | 6.5025 | 6.5025 | 0.19283 | 0.19283 | 1.0558 | 1.0558 | 0 | 0 | 7.3325 | 7.3325 | -4.0247 | -2.0123 | 2.1412 | 0 | 0 |  |  | 3.9046 |  | 0.1755 | 17.55 | 4.2825 | 0 | 2014-09-06 18:00 | 7332.5 | 7.3325
|  | 2014-09-07 06:05:01 | 23.2555 | 1.015 | 4.06 | 6.4998 | 6.4998 | 0.26633 | 0.26633 | 1.0695 | 1.0695 | 0 | 0 | 7.5418 | 7.5418 | -3.818 | -1.909 | 2.0123 | 0 | 0 |  |  | 4.3442 |  | 0.17458 | 17.4582 | 4.0247 | 0 | 2014-09-06 18:30 | 7541.8333 | 7.5418
|  | 2014-09-07 06:35:02 | 24.1023 | 1.0163 | 4.0653 | 6.5033 | 6.5033 | 0.27367 | 0.27367 | 1.0878 | 1.0878 | 0 | 0 | 8.3323 | 8.3323 | -3.8398 | -1.9199 | 1.909 | 0 | 0 |  |  | 4.0653 |  | 0.16867 | 16.867 | 3.818 | 0 | 2014-09-06 19:00 | 8332.3333 | 8.3323
|  | 2014-09-07 07:05:02 | 25.765 | 1.0225 | 4.09 | 6.5063 | 6.5063 | 0.274 | 0.274 | 1.0617 | 1.0617 | 0 | 0 | 8.8835 | 8.8835 | -4.9495 | -2.4748 | 1.9199 | 0 | 0 |  |  | 3.681 |  | 0.15874 | 15.8742 | 3.8398 | 0 | 2014-09-06 19:30 | 8883.5 | 8.8835
|  | 2014-09-07 07:35:01 | 27.3108 | 1.0292 | 4.1167 | 6.5065 | 6.5065 | 0.293 | 0.293 | 1.0842 | 1.0842 | 0.4176 | 0.4176 | 9.5242 | 9.5242 | -5.3687 | -2.6844 | 2.4748 | 0 | 0 |  |  | 3.952 |  | 0.15073 | 15.0734 | 4.9495 | 0 | 2014-09-06 20:00 | 9524.1667 | 9.5242
|  | 2014-09-07 08:05:02 | 28.8515 | 1.018 | 4.072 | 6.5072 | 6.5072 | 0.44617 | 0.44617 | 1.0858 | 1.0858 | 0.4176 | 0.4176 | 9.9343 | 9.9343 | -6.3884 | -3.1942 | 2.6844 | 0 | 0 |  |  | 4.4792 |  | 0.14114 | 14.1137 | 5.3687 | 0 | 2014-09-06 20:30 | 9934.3333 | 9.9343
|  | 2014-09-07 08:35:03 | 29.7265 | 0.99167 | 3.9667 | 6.505 | 6.505 | 0.45733 | 0.45733 | 1.091 | 1.091 | 1.108 | 1.108 | 10.2027 | 10.2027 | -6.3958 | -3.1979 | 3.1942 | 0 | 0 |  |  | 3.9667 |  | 0.13344 | 13.3439 | 6.3884 | 0 | 2014-09-06 21:00 | 10202.6667 | 10.2027
|  | 2014-09-07 09:05:01 | 30.4802 | 1.0508 | 4.2033 | 6.5033 | 6.5033 | 0.45917 | 0.45917 | 1.0903 | 1.0903 | 1.108 | 1.108 | 10.4232 | 10.4232 | -6.6928 | -3.3464 | 3.1979 | 0 | 0 |  |  | 4.3715 |  | 0.1379 | 13.7904 | 6.3958 | 0 | 2014-09-06 21:30 | 10423.1667 | 10.4232
|  | 2014-09-07 09:35:02 | 30.6733 | 1.1227 | 4.4907 | 6.5067 | 6.5067 | 0.46383 | 0.46383 | 1.09 | 1.09 | 1.3904 | 1.3904 | 10.68 | 10.68 | -6.0518 | -3.0259 | 3.3464 | 0 | 0 |  |  | 4.4458 |  | 0.1464 | 14.6403 | 6.6928 | 0 | 2014-09-06 22:00 | 10680 | 10.68
|  | 2014-09-07 10:05:03 | 30.8108 | 1.1752 | 4.7007 | 6.5015 | 6.5015 | 0.44283 | 0.44283 | 1.0908 | 1.0908 | 1.3904 | 1.3904 | 10.9217 | 10.9217 | -5.7629 | -2.8815 | 3.0259 | 0 | 0 |  |  | 4.3716 |  | 0.15257 | 15.2565 | 6.0518 | 0 | 2014-09-06 22:30 | 10921.6667 | 10.9217
|  | 2014-09-07 10:35:02 | 30.9158 | 1.1363 | 4.5453 | 6.5018 | 6.5018 | 0.43983 | 0.43983 | 1.0763 | 1.0763 | 1.8296 | 1.8296 | 10.9077 | 10.9077 | -5.6152 | -2.8076 | 2.8815 | 0 | 0 |  |  | 4.909 |  | 0.14702 | 14.7023 | 5.7629 | 0 | 2014-09-06 23:00 | 10907.6667 | 10.9077
|  | 2014-09-07 11:05:02 | 31.2375 | 1.1995 | 4.798 | 6.4887 | 6.4887 | 0.4465 | 0.4465 | 1.0813 | 1.0813 | 1.8296 | 1.8296 | 11.0102 | 11.0102 | -5.5832 | -2.7916 | 2.8076 | 0 | 0 |  |  | 4.798 |  | 0.1536 | 15.3597 | 5.6152 | 0 | 2014-09-06 23:30 | 11010.1667 | 11.0102
|  | 2014-09-07 11:35:02 | 31.2525 | 1.1713 | 4.6853 | 6.4858 | 6.4858 | 0.4395 | 0.4395 | 1.0917 | 1.0917 | 2.3992 | 2.3992 | 11.0967 | 11.0967 | -5.0543 | -2.5272 | 2.7916 | 0 | 0 |  |  | 4.6385 |  | 0.14992 | 14.9919 | 5.5832 | 0 | 2014-09-07 | 11096.6667 | 11.0967
|  | 2014-09-07 12:05:03 | 30.8725 | 1.1955 | 4.782 | 6.4857 | 6.4857 | 0.3355 | 0.3355 | 1.0908 | 1.0908 | 2.3992 | 2.3992 | 11.1403 | 11.1403 | -4.639 | -2.3195 | 2.5272 | 0 | 0 |  |  | 5.0211 |  | 0.1549 | 15.4895 | 5.0543 | 0 | 2014-09-07 00:30 | 11140.3333 | 11.1403
|  | 2014-09-07 12:35:02 | 30.3798 | 1.2268 | 4.9073 | 6.4808 | 6.4808 | 0.32383 | 0.32383 | 1.093 | 1.093 | 3.1564 | 3.1564 | 10.849 | 10.849 | -3.5694 | -1.7847 | 2.3195 | 0 | 0 |  |  | 4.9564 |  | 0.16153 | 16.1533 | 4.639 | 0 | 2014-09-07 01:00 | 10849 | 10.849
|  | 2014-09-07 13:05:02 | 30.0437 | 1.1767 | 4.7067 | 6.4833 | 6.4833 | 0.323 | 0.323 | 1.1008 | 1.1008 | 3.1564 | 3.1564 | 10.7542 | 10.7542 | -3.5193 | -1.7596 | 1.7847 | 0 | 0 |  |  | 5.0361 |  | 0.15666 | 15.6661 | 3.5694 | 0 | 2014-09-07 01:30 | 10754.1667 | 10.7542
|  | 2014-09-07 13:35:02 | 29.7598 | 1.1768 | 4.7073 | 6.4993 | 6.4993 | 0.32233 | 0.32233 | 1.1043 | 1.1043 | 2.4056 | 2.4056 | 10.7547 | 10.7547 | -3.9662 | -1.9831 | 1.7596 | 0 | 0 |  |  | 4.4249 |  | 0.15818 | 15.8177 | 3.5193 | 0 | 2014-09-07 02:00 | 10754.6667 | 10.7547
|  | 2014-09-07 14:05:03 | 29.7838 | 1.1688 | 4.6753 | 6.4982 | 6.4982 | 0.3115 | 0.3115 | 1.1078 | 1.1078 | 2.4056 | 2.4056 | 10.7672 | 10.7672 | -4.0182 | -2.0091 | 1.9831 | 0 | 0 |  |  | 4.3481 |  | 0.15698 | 15.6976 | 3.9662 | 0 | 2014-09-07 02:30 | 10767.1667 | 10.7672
|  | 2014-09-07 14:35:02 | 30.0217 | 1.1383 | 4.5533 | 6.5022 | 6.5022 | 0.31033 | 0.31033 | 1.1032 | 1.1032 | 2.2724 | 2.2724 | 10.8768 | 10.8768 | -4.4034 | -2.2017 | 2.0091 | 0 | 0 |  |  | 4.8721 |  | 0.15167 | 15.1668 | 4.0182 | 0 | 2014-09-07 03:00 | 10876.8333 | 10.8768
|  | 2014-09-07 15:05:05 | 30.5118 | 1.1563 | 4.6253 | 6.4968 | 6.4968 | 0.30983 | 0.30983 | 1.1035 | 1.1035 | 2.2724 | 2.2724 | 10.8953 | 10.8953 | -4.8086 | -2.4043 | 2.2017 | 0 | 0 |  |  | 4.4403 |  | 0.15159 | 15.1591 | 4.4034 | 0 | 2014-09-07 03:30 | 10895.3333 | 10.8953
|  | 2014-09-07 15:35:02 | 31.1932 | 1.2302 | 4.9207 | 6.4992 | 6.4992 | 0.31017 | 0.31017 | 1.1037 | 1.1037 | 1.6544 | 1.6544 | 10.9673 | 10.9673 | -5.7378 | -2.8689 | 2.4043 | 0 | 0 |  |  | 5.3635 |  | 0.15775 | 15.7748 | 4.8086 | 0 | 2014-09-07 04:00 | 10967.3333 | 10.9673
|  | 2014-09-07 16:05:02 | 31.9452 | 1.2725 | 5.09 | 6.5027 | 6.5027 | 0.37467 | 0.37467 | 1.1033 | 1.1033 | 1.6544 | 1.6544 | 11.1112 | 11.1112 | -6.1089 | -3.0545 | 2.8689 | 0 | 0 |  |  | 4.6319 |  | 0.15934 | 15.9336 | 5.7378 | 0 | 2014-09-07 04:30 | 11111.1667 | 11.1112
|  | 2014-09-07 16:35:02 | 32.5175 | 1.339 | 5.356 | 6.4998 | 6.4998 | 0.378 | 0.378 | 1.1018 | 1.1018 | 1.1744 | 1.1744 | 11.1442 | 11.1442 | -6.8633 | -3.4316 | 3.0545 | 0 | 0 |  |  | 5.2489 |  | 0.16471 | 16.4711 | 6.1089 | 0 | 2014-09-07 05:00 | 11144.1667 | 11.1442
|  | 2014-09-07 17:05:02 | 32.7167 | 1.4795 | 5.918 | 6.5057 | 6.5057 | 0.37767 | 0.37767 | 1.101 | 1.101 | 1.1744 | 1.1744 | 11.2468 | 11.2468 | -6.3931 | -3.1965 | 3.4316 | 0 | 0 |  |  | 5.7996 |  | 0.18089 | 18.0886 | 6.8633 | 0 | 2014-09-07 05:30 | 11246.8333 | 11.2468
|  | 2014-09-07 17:35:04 | 32.8193 | 1.5703 | 6.2813 | 6.5055 | 6.5055 | 0.37983 | 0.37983 | 1.102 | 1.102 | 0.6864 | 0.6864 | 11.2372 | 11.2372 | -6.6271 | -3.3135 | 3.1965 | 0 | 0 |  |  | 5.8416 |  | 0.19139 | 19.1391 | 6.3931 | 0 | 2014-09-07 06:00 | 11237.1667 | 11.2372
|  | 2014-09-07 18:05:03 | 32.9795 | 1.6882 | 6.7527 | 6.5082 | 6.5082 | 0.6015 | 0.6015 | 1.1027 | 1.1027 | 0.6864 | 0.6864 | 11.0182 | 11.0182 | -6.3099 | -3.155 | 3.3135 | 0 | 0 |  |  | 6.6851 |  | 0.20475 | 20.4753 | 6.6271 | 0 | 2014-09-07 06:30 | 11018.1667 | 11.0182
|  | 2014-09-07 18:35:01 | 33.3243 | 1.7423 | 6.9693 | 6.51 | 6.51 | 0.72933 | 0.72933 | 1.103 | 1.103 | 0.1516 | 0.1516 | 10.9958 | 10.9958 | -6.8652 | -3.4326 | 3.155 | 0 | 0 |  |  | 7.3178 |  | 0.20914 | 20.9136 | 6.3099 | 0 | 2014-09-07 07:00 | 10995.8333 | 10.9958
|  | 2014-09-07 19:05:01 | 34.8438 | 1.7843 | 7.1373 | 6.5138 | 6.5138 | 0.7545 | 0.7545 | 1.1035 | 1.1035 | 0.1516 | 0.1516 | 11.2498 | 11.2498 | -7.9332 | -3.9666 | 3.4326 | 0 | 0 |  |  | 7.8511 |  | 0.20484 | 20.4838 | 6.8652 | 0 | 2014-09-07 07:30 | 11249.8333 | 11.2498
|  | 2014-09-07 19:35:02 | 34.3228 | 1.7383 | 6.9533 | 6.5183 | 6.5183 | 0.68583 | 0.68583 | 1.0967 | 1.0967 | 0.012 | 0.012 | 11.2052 | 11.2052 | -7.8515 | -3.9258 | 3.9666 | 0 | 0 |  |  | 6.7447 |  | 0.20259 | 20.2586 | 7.9332 | 0 | 2014-09-07 08:00 | 11205.1667 | 11.2052
|  | 2014-09-07 20:05:02 | 33.4082 | 1.6633 | 6.6533 | 6.5203 | 6.5203 | 0.36067 | 0.36067 | 1.0833 | 1.0833 | 0.012 | 0.012 | 11.156 | 11.156 | -7.6225 | -3.8112 | 3.9258 | 0 | 0 |  |  | 6.2541 |  | 0.19915 | 19.9153 | 7.8515 | 0 | 2014-09-07 08:30 | 11156 | 11.156
|  | 2014-09-07 20:35:01 | 32.2188 | 1.5857 | 6.3427 | 6.5112 | 6.5112 | 0.26383 | 0.26383 | 1.0708 | 1.0708 | 0 | 0 | 10.8327 | 10.8327 | -7.1977 | -3.5988 | 3.8112 | 0 | 0 |  |  | 6.9769 |  | 0.19686 | 19.6862 | 7.6225 | 0 | 2014-09-07 09:00 | 10832.6667 | 10.8327
|  | 2014-09-07 21:05:01 | 30.5842 | 1.6243 | 6.4973 | 6.5092 | 6.5092 | 0.26817 | 0.26817 | 1.0678 | 1.0678 | 0 | 0 | 10.5107 | 10.5107 | -5.731 | -2.8655 | 3.5988 | 0 | 0 |  |  | 5.9775 |  | 0.21244 | 21.2441 | 7.1977 | 0 | 2014-09-07 09:30 | 10510.6667 | 10.5107
|  | 2014-09-07 21:35:01 | 28.6915 | 1.5812 | 6.3247 | 6.5078 | 6.5078 | 0.26833 | 0.26833 | 1.068 | 1.068 | 0 | 0 | 10.2135 | 10.2135 | -4.3092 | -2.1546 | 2.8655 | 0 | 0 |  |  | 6.7674 |  | 0.22044 | 22.0437 | 5.731 | 0 | 2014-09-07 10:00 | 10213.5 | 10.2135
|  | 2014-09-07 22:05:02 | 26.6537 | 1.5697 | 6.2787 | 6.506 | 6.506 | 0.24983 | 0.24983 | 1.0763 | 1.0763 | 0 | 0 | 8.7587 | 8.7587 | -3.7842 | -1.8921 | 2.1546 | 0 | 0 |  |  | 6.9065 |  | 0.23556 | 23.5565 | 4.3092 | 0 | 2014-09-07 10:30 | 8758.6667 | 8.7587
|  | 2014-09-07 22:35:03 | 25.0938 | 1.633 | 6.532 | 6.5093 | 6.5093 | 0.20217 | 0.20217 | 1.1067 | 1.1067 | 0 | 0 | 7.4285 | 7.4285 | -3.3152 | -1.6576 | 1.8921 | 0 | 0 |  |  | 6.2054 |  | 0.2603 | 26.0303 | 3.7842 | 0 | 2014-09-07 11:00 | 7428.5 | 7.4285
|  | 2014-09-07 23:05:03 | 24.4255 | 1.5668 | 6.2673 | 6.5013 | 6.5013 | 0.20383 | 0.20383 | 1.1128 | 1.1128 | 0 | 0 | 7.1685 | 7.1685 | -3.1717 | -1.5858 | 1.6576 | 0 | 0 |  |  | 5.8286 |  | 0.25659 | 25.659 | 3.3152 | 0 | 2014-09-07 11:30 | 7168.5 | 7.1685
|  | 2014-09-07 23:35:03 | 24.1627 | 1.4445 | 5.778 | 6.5035 | 6.5035 | 0.23867 | 0.23867 | 1.1138 | 1.1138 | 0 | 0 | 6.9947 | 6.9947 | -3.534 | -1.767 | 1.5858 | 0 | 0 |  |  | 5.2002 |  | 0.23913 | 23.9129 | 3.1717 | 0 | 2014-09-07 12:00 | 6994.6667 | 6.9947
|  | 2014-09-08 00:05:03 | 24.0988 | 1.2998 | 5.1993 | 6.5002 | 6.5002 | 0.249 | 0.249 | 1.1143 | 1.1143 | 0 | 0 | 7.3425 | 7.3425 | -3.6935 | -1.8468 | 1.767 | 0 | 0 |  |  | 4.8874 |  | 0.21575 | 21.575 | 3.534 | 0 | 2014-09-07 12:30 | 7342.5 | 7.3425
|  | 2014-09-08 00:35:02 | 23.9742 | 1.16 | 4.64 | 6.504 | 6.504 | 0.24017 | 0.24017 | 1.1233 | 1.1233 | 0 | 0 | 7.5668 | 7.5668 | -3.8998 | -1.9499 | 1.8468 | 0 | 0 |  |  | 4.64 |  | 0.19354 | 19.3542 | 3.6935 | 0 | 2014-09-07 13:00 | 7566.8333 | 7.5668
|  | 2014-09-08 01:05:04 | 23.6783 | 0.98767 | 3.9507 | 6.505 | 6.505 | 0.25183 | 0.25183 | 1.121 | 1.121 | 0 | 0 | 7.4902 | 7.4902 | -4.3597 | -2.1798 | 1.9499 | 0 | 0 |  |  | 4.2667 |  | 0.16685 | 16.6847 | 3.8998 | 0 | 2014-09-07 13:30 | 7490.1667 | 7.4902
|  | 2014-09-08 01:35:05 | 23.5047 | 0.9705 | 3.882 | 6.5155 | 6.5155 | 0.2515 | 0.2515 | 1.1147 | 1.1147 | 0 | 0 | 7.3983 | 7.3983 | -4.3427 | -2.1713 | 2.1798 | 0 | 0 |  |  | 3.882 |  | 0.16516 | 16.5159 | 4.3597 | 0 | 2014-09-07 14:00 | 7398.3333 | 7.3983
|  | 2014-09-08 02:05:03 | 23.2668 | 0.97483 | 3.8993 | 6.5132 | 6.5132 | 0.2135 | 0.2135 | 1.1167 | 1.1167 | 0 | 0 | 7.2035 | 7.2035 | -4.3207 | -2.1603 | 2.1713 | 0 | 0 |  |  | 4.2893 |  | 0.16759 | 16.7592 | 4.3427 | 0 | 2014-09-07 14:30 | 7203.5 | 7.2035
|  | 2014-09-08 02:35:03 | 23.1803 | 0.90233 | 3.6093 | 6.5113 | 6.5113 | 0.13917 | 0.13917 | 1.1187 | 1.1187 | 0 | 0 | 7.1488 | 7.1488 | -4.653 | -2.3265 | 2.1603 | 0 | 0 |  |  | 3.8259 |  | 0.15571 | 15.5707 | 4.3207 | 0 | 2014-09-07 15:00 | 7148.8333 | 7.1488
|  | 2014-09-08 03:05:03 | 23.2183 | 0.927 | 3.708 | 6.511 | 6.511 | 0.129 | 0.129 | 1.1195 | 1.1195 | 0 | 0 | 6.9998 | 6.9998 | -4.751 | -2.3755 | 2.3265 | 0 | 0 |  |  | 4.0417 |  | 0.1597 | 15.9701 | 4.653 | 0 | 2014-09-07 15:30 | 6999.8333 | 6.9998
|  | 2014-09-08 03:35:02 | 23.1757 | 0.91883 | 3.6753 | 6.5135 | 6.5135 | 0.13717 | 0.13717 | 1.1278 | 1.1278 | 0 | 0 | 6.8833 | 6.8833 | -4.8385 | -2.4192 | 2.3755 | 0 | 0 |  |  | 3.3813 |  | 0.15859 | 15.8586 | 4.751 | 0 | 2014-09-07 16:00 | 6883.3333 | 6.8833
|  | 2014-09-08 04:05:02 | 23.4673 | 0.93933 | 3.7573 | 6.5113 | 6.5113 | 0.141 | 0.141 | 1.1392 | 1.1392 | 0 | 0 | 6.9228 | 6.9228 | -4.9957 | -2.4978 | 2.4192 | 0 | 0 |  |  | 3.4943 |  | 0.16011 | 16.0109 | 4.8385 | 0 | 2014-09-07 16:30 | 6922.8333 | 6.9228
|  | 2014-09-08 04:35:04 | 24.1688 | 0.89417 | 3.5767 | 6.5143 | 6.5143 | 0.14 | 0.14 | 1.1263 | 1.1263 | 0 | 0 | 7.4372 | 7.4372 | -5.3743 | -2.6872 | 2.4978 | 0 | 0 |  |  | 3.3263 |  | 0.14799 | 14.7987 | 4.9957 | 0 | 2014-09-07 17:00 | 7437.1667 | 7.4372
|  | 2014-09-08 05:05:02 | 26.149 | 0.79967 | 3.1987 | 6.5138 | 6.5138 | 0.14133 | 0.14133 | 1.1117 | 1.1117 | 0 | 0 | 8.9847 | 8.9847 | -6.1988 | -3.0994 | 2.6872 | 0 | 0 |  |  | 3.0387 |  | 0.12232 | 12.2325 | 5.3743 | 0 | 2014-09-07 17:30 | 8984.6667 | 8.9847
|  | 2014-09-08 05:35:02 | 28.8457 | 0.74083 | 2.9633 | 6.5072 | 6.5072 | 0.14283 | 0.14283 | 1.1348 | 1.1348 | 0 | 0 | 10.4675 | 10.4675 | -7.63 | -3.815 | 3.0994 | 0 | 0 |  |  | 2.993 |  | 0.10273 | 10.2731 | 6.1988 | 0 | 2014-09-07 18:00 | 10467.5 | 10.4675
|  | 2014-09-08 06:05:05 | 32.4823 | 0.678 | 2.712 | 6.5088 | 6.5088 | 0.21917 | 0.21917 | 1.1353 | 1.1353 | 0 | 0 | 11.4712 | 11.4712 | -10.4358 | -5.2179 | 3.815 | 0 | 0 |  |  | 2.7391 |  | 0.083492 | 8.3492 | 7.63 | 0 | 2014-09-07 18:30 | 11471.1667 | 11.4712
|  | 2014-09-08 06:35:02 | 34.8127 | 0.55383 | 2.2153 | 6.5138 | 6.5138 | 0.22533 | 0.22533 | 1.1363 | 1.1363 | 0 | 0 | 12.446 | 12.446 | -12.2758 | -6.1379 | 5.2179 | 0 | 0 |  |  | 2.171 |  | 0.063636 | 6.3636 | 10.4358 | 0 | 2014-09-07 19:00 | 12446 | 12.446
|  | 2014-09-08 07:05:02 | 36.1055 | 0.466 | 1.864 | 6.5115 | 6.5115 | 0.22533 | 0.22533 | 1.1347 | 1.1347 | 0 | 0 | 12.7005 | 12.7005 | -13.6695 | -6.8347 | 6.1379 | 0 | 0 |  |  | 1.8826 |  | 0.051626 | 5.1626 | 12.2758 | 0 | 2014-09-07 19:30 | 12700.5 | 12.7005
|  | 2014-09-08 07:35:02 | 36.3445 | 0.4395 | 1.758 | 6.5158 | 6.5158 | 0.235 | 0.235 | 1.1333 | 1.1333 | 0.5744 | 0.5744 | 12.8968 | 12.8968 | -13.2311 | -6.6156 | 6.8347 | 0 | 0 |  |  | 1.8635 |  | 0.04837 | 4.837 | 13.6695 | 0 | 2014-09-07 20:00 | 12896.8333 | 12.8968
|  | 2014-09-08 08:05:02 | 36.7078 | 0.40517 | 1.6207 | 6.5205 | 6.5205 | 0.3035 | 0.3035 | 1.1333 | 1.1333 | 0.5744 | 0.5744 | 12.6208 | 12.6208 | -13.9346 | -6.9673 | 6.6156 | 0 | 0 |  |  | 1.6207 |  | 0.04415 | 4.415 | 13.2311 | 0 | 2014-09-07 20:30 | 12620.8333 | 12.6208
|  | 2014-09-08 08:35:02 | 37.0478 | 0.3975 | 1.59 | 6.5148 | 6.5148 | 0.31333 | 0.31333 | 1.1358 | 1.1358 | 1.0508 | 1.0508 | 12.5075 | 12.5075 | -13.9355 | -6.9678 | 6.9673 | 0 | 0 |  |  | 1.59 |  | 0.042917 | 4.2917 | 13.9346 | 0 | 2014-09-07 21:00 | 12507.5 | 12.5075
|  | 2014-09-08 09:05:02 | 36.2687 | 0.43283 | 1.7313 | 6.5237 | 6.5237 | 0.31717 | 0.31717 | 1.1393 | 1.1393 | 1.0508 | 1.0508 | 12.4227 | 12.4227 | -13.0837 | -6.5419 | 6.9678 | 0 | 0 |  |  | 1.8525 |  | 0.047736 | 4.7736 | 13.9355 | 0 | 2014-09-07 21:30 | 12422.6667 | 12.4227
|  | 2014-09-08 09:35:02 | 36.7607 | 0.45133 | 1.8053 | 6.5077 | 6.5077 | 0.34633 | 0.34633 | 1.1407 | 1.1407 | 2.1176 | 2.1176 | 12.4542 | 12.4542 | -12.3889 | -6.1945 | 6.5419 | 0 | 0 |  |  | 1.8414 |  | 0.04911 | 4.911 | 13.0837 | 0 | 2014-09-07 22:00 | 12454.1667 | 12.4542
|  | 2014-09-08 10:05:02 | 36.678 | 0.4375 | 1.75 | 6.5115 | 6.5115 | 0.38283 | 0.38283 | 1.1365 | 1.1365 | 2.1176 | 2.1176 | 12.4948 | 12.4948 | -12.2847 | -6.1424 | 6.1945 | 0 | 0 |  |  | 1.61 |  | 0.047713 | 4.7713 | 12.3889 | 0 | 2014-09-07 22:30 | 12494.8333 | 12.4948
|  | 2014-09-08 10:35:02 | 36.6792 | 0.41067 | 1.6427 | 6.5157 | 6.5157 | 0.386 | 0.386 | 1.1435 | 1.1435 | 2.7132 | 2.7132 | 12.5663 | 12.5663 | -11.7118 | -5.8559 | 6.1424 | 0 | 0 |  |  | 1.6755 |  | 0.044785 | 4.4785 | 12.2847 | 0 | 2014-09-07 23:00 | 12566.3333 | 12.5663
|  | 2014-09-08 11:05:02 | 36.709 | 0.40567 | 1.6227 | 6.504 | 6.504 | 0.3555 | 0.3555 | 1.1445 | 1.1445 | 2.7132 | 2.7132 | 12.4723 | 12.4723 | -11.8968 | -5.9484 | 5.8559 | 0 | 0 |  |  | 1.6064 |  | 0.044204 | 4.4204 | 11.7118 | 0 | 2014-09-07 23:30 | 12472.3333 | 12.4723
|  | 2014-09-08 11:35:02 | 36.5567 | 0.39833 | 1.5933 | 6.5072 | 6.5072 | 0.33817 | 0.33817 | 1.1457 | 1.1457 | 3.5288 | 3.5288 | 12.4625 | 12.4625 | -10.981 | -5.4905 | 5.9484 | 0 | 0 |  |  | 1.5455 |  | 0.043585 | 4.3585 | 11.8968 | 0 | 2014-09-08 | 12462.5 | 12.4625
|  | 2014-09-08 12:05:05 | 36.2568 | 0.37533 | 1.5013 | 6.5047 | 6.5047 | 0.27617 | 0.27617 | 1.1418 | 1.1418 | 3.5288 | 3.5288 | 12.4762 | 12.4762 | -10.8279 | -5.4139 | 5.4905 | 0 | 0 |  |  | 1.5614 |  | 0.041408 | 4.1408 | 10.981 | 0 | 2014-09-08 00:30 | 12476.1667 | 12.4762
|  | 2014-09-08 12:35:01 | 36.066 | 0.38933 | 1.5573 | 6.5055 | 6.5055 | 0.272 | 0.272 | 1.149 | 1.149 | 4.0872 | 4.0872 | 12.5058 | 12.5058 | -9.9891 | -4.9946 | 5.4139 | 0 | 0 |  |  | 1.4327 |  | 0.04318 | 4.318 | 10.8279 | 0 | 2014-09-08 01:00 | 12505.8333 | 12.5058
|  | 2014-09-08 13:05:02 | 35.9338 | 0.36633 | 1.4653 | 6.4987 | 6.4987 | 0.26417 | 0.26417 | 1.1513 | 1.1513 | 4.0872 | 4.0872 | 12.3727 | 12.3727 | -10.0945 | -5.0472 | 4.9946 | 0 | 0 |  |  | 1.4507 |  | 0.040779 | 4.0779 | 9.9891 | 0 | 2014-09-08 01:30 | 12372.6667 | 12.3727
|  | 2014-09-08 13:35:02 | 35.8235 | 0.3565 | 1.426 | 6.4985 | 6.4985 | 0.26867 | 0.26867 | 1.1518 | 1.1518 | 3.9904 | 3.9904 | 12.1785 | 12.1785 | -10.3096 | -5.1548 | 5.0472 | 0 | 0 |  |  | 1.3119 |  | 0.039806 | 3.9806 | 10.0945 | 0 | 2014-09-08 02:00 | 12178.5 | 12.1785
|  | 2014-09-08 14:05:02 | 35.798 | 0.34167 | 1.3667 | 6.4932 | 6.4932 | 0.27533 | 0.27533 | 1.1507 | 1.1507 | 3.9904 | 3.9904 | 12.4973 | 12.4973 | -10.0244 | -5.0122 | 5.1548 | 0 | 0 |  |  | 1.23 |  | 0.038177 | 3.8177 | 10.3096 | 0 | 2014-09-08 02:30 | 12497.3333 | 12.4973
|  | 2014-09-08 14:35:01 | 36.2823 | 0.3175 | 1.27 | 6.4998 | 6.4998 | 0.27567 | 0.27567 | 1.1588 | 1.1588 | 3.5136 | 3.5136 | 12.5983 | 12.5983 | -10.9661 | -5.483 | 5.0122 | 0 | 0 |  |  | 1.397 |  | 0.035003 | 3.5003 | 10.0244 | 0 | 2014-09-08 03:00 | 12598.3333 | 12.5983
|  | 2014-09-08 15:05:02 | 37.2898 | 0.28917 | 1.1567 | 6.5003 | 6.5003 | 0.29467 | 0.29467 | 1.1613 | 1.1613 | 3.5136 | 3.5136 | 12.855 | 12.855 | -11.8082 | -5.9041 | 5.483 | 0 | 0 |  |  | 1.1682 |  | 0.031018 | 3.1018 | 10.9661 | 0 | 2014-09-08 03:30 | 12855 | 12.855
|  | 2014-09-08 15:35:03 | 38.2723 | 0.27583 | 1.1033 | 6.495 | 6.495 | 0.31817 | 0.31817 | 1.1615 | 1.1615 | 3.118 | 3.118 | 13.1665 | 13.1665 | -12.9098 | -6.4549 | 5.9041 | 0 | 0 |  |  | 1.1585 |  | 0.028828 | 2.8828 | 11.8082 | 0 | 2014-09-08 04:00 | 13166.5 | 13.1665
|  | 2014-09-08 16:05:02 | 38.9523 | 0.25417 | 1.0167 | 6.495 | 6.495 | 0.39233 | 0.39233 | 1.1615 | 1.1615 | 3.118 | 3.118 | 13.3152 | 13.3152 | -13.4537 | -6.7268 | 6.4549 | 0 | 0 |  |  | 1.1082 |  | 0.0261 | 2.61 | 12.9098 | 0 | 2014-09-08 04:30 | 13315.1667 | 13.3152
|  | 2014-09-08 16:35:02 | 38.9762 | 0.25383 | 1.0153 | 6.4958 | 6.4958 | 0.3875 | 0.3875 | 1.1612 | 1.1612 | 2.2304 | 2.2304 | 13.3303 | 13.3303 | -14.3556 | -7.1778 | 6.7268 | 0 | 0 |  |  | 1.0356 |  | 0.02605 | 2.605 | 13.4537 | 0 | 2014-09-08 05:00 | 13330.3333 | 13.3303
|  | 2014-09-08 17:05:05 | 38.7665 | 0.23283 | 0.93133 | 6.5027 | 6.5027 | 0.383 | 0.383 | 1.1603 | 1.1603 | 2.2304 | 2.2304 | 13.2313 | 13.2313 | -14.3274 | -7.1637 | 7.1778 | 0 | 0 |  |  | 0.86614 |  | 0.024024 | 2.4024 | 14.3556 | 0 | 2014-09-08 05:30 | 13231.3333 | 13.2313
|  | 2014-09-08 17:35:03 | 38.4847 | 0.22817 | 0.91267 | 6.5037 | 6.5037 | 0.38183 | 0.38183 | 1.1593 | 1.1593 | 0.9544 | 0.9544 | 13.1577 | 13.1577 | -15.4151 | -7.7076 | 7.1637 | 0 | 0 |  |  | 0.94917 |  | 0.023715 | 2.3715 | 14.3274 | 0 | 2014-09-08 06:00 | 13157.6667 | 13.1577
|  | 2014-09-08 18:05:02 | 38.4433 | 0.23567 | 0.94267 | 6.5067 | 6.5067 | 0.38067 | 0.38067 | 1.1592 | 1.1592 | 0.9544 | 0.9544 | 13.1662 | 13.1662 | -15.3336 | -7.6668 | 7.7076 | 0 | 0 |  |  | 1.0087 |  | 0.024521 | 2.4521 | 15.4151 | 0 | 2014-09-08 06:30 | 13166.1667 | 13.1662
|  | 2014-09-08 18:35:04 | 39.138 | 0.22217 | 0.88867 | 6.504 | 6.504 | 0.45483 | 0.45483 | 1.1578 | 1.1578 | 0.2116 | 0.2116 | 13.2928 | 13.2928 | -16.6282 | -8.3141 | 7.6668 | 0 | 0 |  |  | 0.95976 |  | 0.022706 | 2.2706 | 15.3336 | 0 | 2014-09-08 07:00 | 13292.8333 | 13.2928
|  | 2014-09-08 19:05:05 | 39.9438 | 0.20317 | 0.81267 | 6.5065 | 6.5065 | 0.69017 | 0.69017 | 1.1565 | 1.1565 | 0.2116 | 0.2116 | 13.3702 | 13.3702 | -17.1962 | -8.5981 | 8.3141 | 0 | 0 |  |  | 0.87768 |  | 0.020345 | 2.0345 | 16.6282 | 0 | 2014-09-08 07:30 | 13370.1667 | 13.3702
|  | 2014-09-08 19:35:03 | 39.2685 | 0.19633 | 0.78533 | 6.5093 | 6.5093 | 0.38617 | 0.38617 | 1.1547 | 1.1547 | 0.016 | 0.016 | 13.261 | 13.261 | -17.156 | -8.578 | 8.5981 | 0 | 0 |  |  | 0.83245 |  | 0.019999 | 1.9999 | 17.1962 | 0 | 2014-09-08 08:00 | 13261 | 13.261
|  | 2014-09-08 20:05:04 | 37.573 | 0.1765 | 0.706 | 6.5112 | 6.5112 | 0.306 | 0.306 | 1.1548 | 1.1548 | 0.016 | 0.016 | 12.5688 | 12.5688 | -16.3102 | -8.1551 | 8.578 | 0 | 0 |  |  | 0.66364 |  | 0.01879 | 1.879 | 17.156 | 0 | 2014-09-08 08:30 | 12568.8333 | 12.5688
|  | 2014-09-08 20:35:03 | 35.6942 | 0.16733 | 0.66933 | 6.5112 | 6.5112 | 0.2345 | 0.2345 | 1.1588 | 1.1588 | 0 | 0 | 11.9253 | 11.9253 | -15.195 | -7.5975 | 8.1551 | 0 | 0 |  |  | 0.6024 |  | 0.018752 | 1.8752 | 16.3102 | 0 | 2014-09-08 09:00 | 11925.3333 | 11.9253
|  | 2014-09-08 21:05:02 | 33.6683 | 0.17333 | 0.69333 | 6.5173 | 6.5173 | 0.22617 | 0.22617 | 1.1477 | 1.1477 | 0 | 0 | 11.5405 | 11.5405 | -13.5433 | -6.7717 | 7.5975 | 0 | 0 |  |  | 0.6864 |  | 0.020593 | 2.0593 | 15.195 | 0 | 2014-09-08 09:30 | 11540.5 | 11.5405
|  | 2014-09-08 21:35:04 | 31.3357 | 0.1655 | 0.662 | 6.5115 | 6.5115 | 0.223 | 0.223 | 1.1402 | 1.1402 | 0 | 0 | 10.9417 | 10.9417 | -11.8573 | -5.9287 | 6.7717 | 0 | 0 |  |  | 0.6289 |  | 0.021126 | 2.1126 | 13.5433 | 0 | 2014-09-08 10:00 | 10941.6667 | 10.9417
|  | 2014-09-08 22:05:04 | 28.95 | 0.15933 | 0.63733 | 6.508 | 6.508 | 0.1945 | 0.1945 | 1.1532 | 1.1532 | 0 | 0 | 10.4243 | 10.4243 | -10.0327 | -5.0163 | 5.9287 | 0 | 0 |  |  | 0.65008 |  | 0.022015 | 2.2015 | 11.8573 | 0 | 2014-09-08 10:30 | 10424.3333 | 10.4243
|  | 2014-09-08 22:35:02 | 27.035 | 0.16433 | 0.65733 | 6.506 | 6.506 | 0.188 | 0.188 | 1.157 | 1.157 | 0 | 0 | 9.6858 | 9.6858 | -8.8408 | -4.4204 | 5.0163 | 0 | 0 |  |  | 0.72307 |  | 0.024314 | 2.4314 | 10.0327 | 0 | 2014-09-08 11:00 | 9685.8333 | 9.6858
|  | 2014-09-08 23:05:03 | 26.0592 | 0.16833 | 0.67333 | 6.5118 | 6.5118 | 0.188 | 0.188 | 1.1557 | 1.1557 | 0 | 0 | 9.0908 | 9.0908 | -8.4395 | -4.2197 | 4.4204 | 0 | 0 |  |  | 0.6262 |  | 0.025839 | 2.5839 | 8.8408 | 0 | 2014-09-08 11:30 | 9090.8333 | 9.0908
|  | 2014-09-08 23:35:03 | 25.5968 | 0.147 | 0.588 | 6.5083 | 6.5083 | 0.188 | 0.188 | 1.1382 | 1.1382 | 0 | 0 | 8.8332 | 8.8332 | -8.3412 | -4.1706 | 4.2197 | 0 | 0 |  |  | 0.64092 |  | 0.022972 | 2.2972 | 8.4395 | 0 | 2014-09-08 12:00 | 8833.1667 | 8.8332
|  | 2014-09-09 00:05:04 | 25.2368 | 0.12833 | 0.51333 | 6.5142 | 6.5142 | 0.16483 | 0.16483 | 1.118 | 1.118 | 0 | 0 | 8.8347 | 8.8347 | -8.0918 | -4.0459 | 4.1706 | 0 | 0 |  |  | 0.5236 |  | 0.020341 | 2.0341 | 8.3412 | 0 | 2014-09-08 12:30 | 8834.6667 | 8.8347
|  | 2014-09-09 00:35:01 | 25.209 | 0.11583 | 0.46333 | 6.5102 | 6.5102 | 0.16 | 0.16 | 1.1143 | 1.1143 | 0 | 0 | 8.7215 | 8.7215 | -8.2397 | -4.1198 | 4.0459 | 0 | 0 |  |  | 0.42627 |  | 0.01838 | 1.838 | 8.0918 | 0 | 2014-09-08 13:00 | 8721.5 | 8.7215
|  | 2014-09-09 01:05:02 | 25.005 | 0.10917 | 0.43667 | 6.5178 | 6.5178 | 0.14633 | 0.14633 | 1.1133 | 1.1133 | 0 | 0 | 8.5623 | 8.5623 | -8.2285 | -4.1143 | 4.1198 | 0 | 0 |  |  | 0.46723 |  | 0.017463 | 1.7463 | 8.2397 | 0 | 2014-09-08 13:30 | 8562.3333 | 8.5623
|  | 2014-09-09 01:35:03 | 24.8027 | 0.10933 | 0.43733 | 6.509 | 6.509 | 0.144 | 0.144 | 1.1135 | 1.1135 | 0 | 0 | 8.437 | 8.437 | -8.1618 | -4.0809 | 4.1143 | 0 | 0 |  |  | 0.42859 |  | 0.017633 | 1.7633 | 8.2285 | 0 | 2014-09-08 14:00 | 8437 | 8.437
|  | 2014-09-09 02:05:02 | 24.7913 | 0.10983 | 0.43933 | 6.5108 | 6.5108 | 0.144 | 0.144 | 1.1115 | 1.1115 | 0 | 0 | 8.3315 | 8.3315 | -8.2542 | -4.1271 | 4.0809 | 0 | 0 |  |  | 0.42615 |  | 0.017721 | 1.7721 | 8.1618 | 0 | 2014-09-08 14:30 | 8331.5 | 8.3315
|  | 2014-09-09 02:35:01 | 24.7062 | 0.1195 | 0.478 | 6.5167 | 6.5167 | 0.144 | 0.144 | 1.1103 | 1.1103 | 0 | 0 | 8.2967 | 8.2967 | -8.1605 | -4.0803 | 4.1271 | 0 | 0 |  |  | 0.48278 |  | 0.019347 | 1.9347 | 8.2542 | 0 | 2014-09-08 15:00 | 8296.6667 | 8.2967
|  | 2014-09-09 03:05:02 | 24.66 | 0.12467 | 0.49867 | 6.5143 | 6.5143 | 0.144 | 0.144 | 1.1102 | 1.1102 | 0 | 0 | 8.4478 | 8.4478 | -7.945 | -3.9725 | 4.0803 | 0 | 0 |  |  | 0.46376 |  | 0.020222 | 2.0222 | 8.1605 | 0 | 2014-09-08 15:30 | 8447.8333 | 8.4478
|  | 2014-09-09 03:35:02 | 24.84 | 0.1325 | 0.53 | 6.516 | 6.516 | 0.144 | 0.144 | 1.1107 | 1.1107 | 0 | 0 | 8.597 | 8.597 | -7.9423 | -3.9712 | 3.9725 | 0 | 0 |  |  | 0.5088 |  | 0.021337 | 2.1337 | 7.945 | 0 | 2014-09-08 16:00 | 8597 | 8.597
|  | 2014-09-09 04:05:04 | 25.322 | 0.13367 | 0.53467 | 6.515 | 6.515 | 0.144 | 0.144 | 1.1097 | 1.1097 | 0 | 0 | 8.9488 | 8.9488 | -8.0698 | -4.0349 | 3.9712 | 0 | 0 |  |  | 0.5614 |  | 0.021115 | 2.1115 | 7.9423 | 0 | 2014-09-08 16:30 | 8948.8333 | 8.9488
|  | 2014-09-09 04:35:02 | 26.1475 | 0.12883 | 0.51533 | 6.5093 | 6.5093 | 0.14417 | 0.14417 | 0.9465 | 0.9465 | 0 | 0 | 9.5385 | 9.5385 | -8.4937 | -4.2468 | 4.0349 | 0 | 0 |  |  | 0.54625 |  | 0.019709 | 1.9709 | 8.0698 | 0 | 2014-09-08 17:00 | 9538.5 | 9.5385
|  | 2014-09-09 05:05:04 | 27.604 | 0.12667 | 0.50667 | 6.5137 | 6.5137 | 0.15817 | 0.15817 | 0.7475 | 0.7475 | 0 | 0 | 10.341 | 10.341 | -9.337 | -4.6685 | 4.2468 | 0 | 0 |  |  | 0.456 |  | 0.018355 | 1.8355 | 8.4937 | 0 | 2014-09-08 17:30 | 10341 | 10.341
|  | 2014-09-09 05:35:02 | 29.85 | 0.139 | 0.556 | 6.5177 | 6.5177 | 0.15817 | 0.15817 | 0.74017 | 0.74017 | 0 | 0 | 11.0798 | 11.0798 | -10.7982 | -5.3991 | 4.6685 | 0 | 0 |  |  | 0.54488 |  | 0.018626 | 1.8626 | 9.337 | 0 | 2014-09-08 18:00 | 11079.8333 | 11.0798
|  | 2014-09-09 06:05:02 | 33.2553 | 0.14917 | 0.59667 | 6.5142 | 6.5142 | 0.23433 | 0.23433 | 0.74317 | 0.74317 | 0 | 0 | 11.9787 | 11.9787 | -13.1883 | -6.5942 | 5.3991 | 0 | 0 |  |  | 0.61457 |  | 0.017942 | 1.7942 | 10.7982 | 0 | 2014-09-08 18:30 | 11978.6667 | 11.9787
|  | 2014-09-09 06:35:02 | 35.54 | 0.16333 | 0.65333 | 6.5142 | 6.5142 | 0.2415 | 0.2415 | 0.744 | 0.744 | 0 | 0 | 12.7363 | 12.7363 | -14.6507 | -7.3253 | 6.5942 | 0 | 0 |  |  | 0.588 |  | 0.018383 | 1.8383 | 13.1883 | 0 | 2014-09-08 19:00 | 12736.3333 | 12.7363
|  | 2014-09-09 07:05:07 | 36.6208 | 0.15767 | 0.63067 | 6.5127 | 6.5127 | 0.24067 | 0.24067 | 0.74317 | 0.74317 | 0 | 0 | 12.9008 | 12.9008 | -15.5928 | -7.7964 | 7.3253 | 0 | 0 |  |  | 0.58021 |  | 0.017222 | 1.7222 | 14.6507 | 0 | 2014-09-08 19:30 | 12900.8333 | 12.9008
|  | 2014-09-09 07:35:02 | 36.7802 | 0.15267 | 0.61067 | 6.516 | 6.516 | 0.24167 | 0.24167 | 0.7435 | 0.7435 | 0.3724 | 0.3724 | 13.0158 | 13.0158 | -15.2801 | -7.64 | 7.7964 | 0 | 0 |  |  | 0.59235 |  | 0.016603 | 1.6603 | 15.5928 | 0 | 2014-09-08 20:00 | 13015.8333 | 13.0158
|  | 2014-09-09 08:05:03 | 36.967 | 0.14117 | 0.56467 | 6.5182 | 6.5182 | 0.30533 | 0.30533 | 0.74317 | 0.74317 | 0.3724 | 0.3724 | 13.1615 | 13.1615 | -15.3018 | -7.6509 | 7.64 | 0 | 0 |  |  | 0.52514 |  | 0.015275 | 1.5275 | 15.2801 | 0 | 2014-09-08 20:30 | 13161.5 | 13.1615
|  | 2014-09-09 08:35:04 | 37.1432 | 0.14117 | 0.56467 | 6.5133 | 6.5133 | 0.30733 | 0.30733 | 0.74367 | 0.74367 | 1.01 | 1.01 | 13.1668 | 13.1668 | -14.8373 | -7.4187 | 7.6509 | 0 | 0 |  |  | 0.57031 |  | 0.015202 | 1.5202 | 15.3018 | 0 | 2014-09-08 21:00 | 13166.8333 | 13.1668
|  | 2014-09-09 09:05:03 | 36.903 | 0.15483 | 0.61933 | 6.5177 | 6.5177 | 0.31383 | 0.31383 | 0.743 | 0.743 | 1.01 | 1.01 | 13.1627 | 13.1627 | -14.5365 | -7.2682 | 7.4187 | 0 | 0 |  |  | 0.67507 |  | 0.016783 | 1.6783 | 14.8373 | 0 | 2014-09-08 21:30 | 13162.6667 | 13.1627
|  | 2014-09-09 09:35:02 | 36.7683 | 0.15933 | 0.63733 | 6.5098 | 6.5098 | 0.30717 | 0.30717 | 0.7425 | 0.7425 | 2.2124 | 2.2124 | 13.1752 | 13.1752 | -13.1839 | -6.592 | 7.2682 | 0 | 0 |  |  | 0.58635 |  | 0.017334 | 1.7334 | 14.5365 | 0 | 2014-09-08 22:00 | 13175.1667 | 13.1752
|  | 2014-09-09 10:05:07 | 36.8508 | 0.18233 | 0.72933 | 6.451 | 6.451 | 0.30317 | 0.30317 | 0.74333 | 0.74333 | 2.2124 | 2.2124 | 13.161 | 13.161 | -13.2506 | -6.6253 | 6.592 | 0 | 0 |  |  | 0.6564 |  | 0.019792 | 1.9792 | 13.1839 | 0 | 2014-09-08 22:30 | 13161 | 13.161
|  | 2014-09-09 10:35:02 | 36.8795 | 0.22517 | 0.90067 | 6.4322 | 6.4322 | 0.29333 | 0.29333 | 0.743 | 0.743 | 3.9672 | 3.9672 | 13.2018 | 13.2018 | -11.3413 | -5.6707 | 6.6253 | 0 | 0 |  |  | 0.91868 |  | 0.024422 | 2.4422 | 13.2506 | 0 | 2014-09-08 23:00 | 13201.8333 | 13.2018
|  | 2014-09-09 11:05:04 | 36.9832 | 0.24483 | 0.97933 | 6.433 | 6.433 | 0.30033 | 0.30033 | 0.74317 | 0.74317 | 3.9672 | 3.9672 | 13.1803 | 13.1803 | -11.3798 | -5.6899 | 5.6707 | 0 | 0 |  |  | 0.94016 |  | 0.026481 | 2.6481 | 11.3413 | 0 | 2014-09-08 23:30 | 13180.3333 | 13.1803
|  | 2014-09-09 11:35:02 | 36.7605 | 0.27617 | 1.1047 | 6.4312 | 6.4312 | 0.30183 | 0.30183 | 0.74367 | 0.74367 | 4.5068 | 4.5068 | 13.0313 | 13.0313 | -10.641 | -5.3205 | 5.6899 | 0 | 0 |  |  | 1.0715 |  | 0.03005 | 3.005 | 11.3798 | 0 | 2014-09-09 | 13031.3333 | 13.0313
|  | 2014-09-09 12:05:02 | 36.5368 | 0.28433 | 1.1373 | 6.4282 | 6.4282 | 0.24733 | 0.24733 | 0.74333 | 0.74333 | 4.5068 | 4.5068 | 12.613 | 12.613 | -10.8609 | -5.4304 | 5.3205 | 0 | 0 |  |  | 1.1146 |  | 0.031128 | 3.1128 | 10.641 | 0 | 2014-09-09 00:30 | 12613 | 12.613
|  | 2014-09-09 12:35:07 | 36.2242 | 0.26317 | 1.0527 | 6.4268 | 6.4268 | 0.251 | 0.251 | 0.742 | 0.742 | 4.6248 | 4.6248 | 12.617 | 12.617 | -10.5099 | -5.2549 | 5.4304 | 0 | 0 |  |  | 0.96845 |  | 0.02906 | 2.906 | 10.8609 | 0 | 2014-09-09 01:00 | 12617 | 12.617
|  | 2014-09-09 13:05:07 | 36.0928 | 0.25367 | 1.0147 | 6.4278 | 6.4278 | 0.25133 | 0.25133 | 0.74317 | 0.74317 | 4.6248 | 4.6248 | 12.6493 | 12.6493 | -10.3817 | -5.1908 | 5.2549 | 0 | 0 |  |  | 0.98423 |  | 0.028113 | 2.8113 | 10.5099 | 0 | 2014-09-09 01:30 | 12649.3333 | 12.6493
|  | 2014-09-09 13:35:02 | 35.9803 | 0.235 | 0.94 | 6.432 | 6.432 | 0.26267 | 0.26267 | 0.74167 | 0.74167 | 2.8644 | 2.8644 | 12.6608 | 12.6608 | -12.0788 | -6.0394 | 5.1908 | 0 | 0 |  |  | 0.9212 |  | 0.026125 | 2.6125 | 10.3817 | 0 | 2014-09-09 02:00 | 12660.8333 | 12.6608
|  | 2014-09-09 14:05:01 | 35.9735 | 0.2245 | 0.898 | 6.4328 | 6.4328 | 0.25967 | 0.25967 | 0.74083 | 0.74083 | 2.8644 | 2.8644 | 12.5322 | 12.5322 | -12.2456 | -6.1228 | 6.0394 | 0 | 0 |  |  | 0.898 |  | 0.024963 | 2.4963 | 12.0788 | 0 | 2014-09-09 02:30 | 12532.1667 | 12.5322
|  | 2014-09-09 14:35:02 | 36.3703 | 0.2215 | 0.886 | 6.422 | 6.422 | 0.25533 | 0.25533 | 0.74117 | 0.74117 | 3.0708 | 3.0708 | 12.548 | 12.548 | -12.447 | -6.2235 | 6.1228 | 0 | 0 |  |  | 0.86828 |  | 0.024361 | 2.4361 | 12.2456 | 0 | 2014-09-09 03:00 | 12548 | 12.548
|  | 2014-09-09 15:05:03 | 37.3928 | 0.24817 | 0.99267 | 6.431 | 6.431 | 0.2775 | 0.2775 | 0.73017 | 0.73017 | 3.0708 | 3.0708 | 12.4893 | 12.4893 | -13.4014 | -6.7007 | 6.2235 | 0 | 0 |  |  | 0.94303 |  | 0.026547 | 2.6547 | 12.447 | 0 | 2014-09-09 03:30 | 12489.3333 | 12.4893
|  | 2014-09-09 15:35:02 | 38.075 | 0.269 | 1.076 | 6.4215 | 6.4215 | 0.5925 | 0.5925 | 0.68933 | 0.68933 | 2.8544 | 2.8544 | 12.169 | 12.169 | -14.2723 | -7.1361 | 6.7007 | 0 | 0 |  |  | 1.1083 |  | 0.02826 | 2.826 | 13.4014 | 0 | 2014-09-09 04:00 | 12169 | 12.169
|  | 2014-09-09 16:05:02 | 38.5397 | 0.28567 | 1.1427 | 6.4253 | 6.4253 | 0.66217 | 0.66217 | 0.6785 | 0.6785 | 2.8544 | 2.8544 | 11.8187 | 11.8187 | -14.9579 | -7.479 | 7.1361 | 0 | 0 |  |  | 1.1312 |  | 0.029649 | 2.9649 | 14.2723 | 0 | 2014-09-09 04:30 | 11818.6667 | 11.8187
|  | 2014-09-09 16:35:02 | 38.5533 | 0.2925 | 1.17 | 6.4257 | 6.4257 | 0.65617 | 0.65617 | 0.72883 | 0.72883 | 2.1664 | 2.1664 | 11.6602 | 11.6602 | -15.7461 | -7.873 | 7.479 | 0 | 0 |  |  | 1.1817 |  | 0.030348 | 3.0348 | 14.9579 | 0 | 2014-09-09 05:00 | 11660.1667 | 11.6602
|  | 2014-09-09 17:05:07 | 38.2555 | 0.268 | 1.072 | 6.419 | 6.419 | 0.64633 | 0.64633 | 0.75133 | 0.75133 | 2.1664 | 2.1664 | 11.547 | 11.547 | -15.6534 | -7.8267 | 7.873 | 0 | 0 |  |  | 1.1256 |  | 0.028022 | 2.8022 | 15.7461 | 0 | 2014-09-09 05:30 | 11547 | 11.547
|  | 2014-09-09 17:35:01 | 38.0143 | 0.2535 | 1.014 | 6.415 | 6.415 | 0.47867 | 0.47867 | 0.75367 | 0.75367 | 1.404 | 1.404 | 11.5617 | 11.5617 | -16.3873 | -8.1937 | 7.8267 | 0 | 0 |  |  | 1.1053 |  | 0.026674 | 2.6674 | 15.6534 | 0 | 2014-09-09 06:00 | 11561.6667 | 11.5617
|  | 2014-09-09 18:05:04 | 37.8858 | 0.2245 | 0.898 | 6.421 | 6.421 | 0.463 | 0.463 | 0.75367 | 0.75367 | 1.404 | 1.404 | 11.544 | 11.544 | -16.4022 | -8.2011 | 8.1937 | 0 | 0 |  |  | 0.9429 |  | 0.023703 | 2.3703 | 16.3873 | 0 | 2014-09-09 06:30 | 11544 | 11.544
|  | 2014-09-09 18:35:02 | 38.3308 | 0.20767 | 0.83067 | 6.4217 | 6.4217 | 0.56733 | 0.56733 | 0.76033 | 0.76033 | 0.3616 | 0.3616 | 11.7128 | 11.7128 | -17.6764 | -8.8382 | 8.2011 | 0 | 0 |  |  | 0.78083 |  | 0.021671 | 2.1671 | 16.4022 | 0 | 2014-09-09 07:00 | 11712.8333 | 11.7128
|  | 2014-09-09 19:05:01 | 39.5978 | 0.21133 | 0.84533 | 6.4223 | 6.4223 | 0.582 | 0.582 | 0.7615 | 0.7615 | 0.3616 | 0.3616 | 11.794 | 11.794 | -18.8311 | -9.4155 | 8.8382 | 0 | 0 |  |  | 0.77771 |  | 0.021348 | 2.1348 | 17.6764 | 0 | 2014-09-09 07:30 | 11794 | 11.794
|  | 2014-09-09 19:35:01 | 38.7395 | 0.1885 | 0.754 | 6.425 | 6.425 | 0.51333 | 0.51333 | 0.7615 | 0.7615 | 0.0972 | 0.0972 | 11.6187 | 11.6187 | -18.5698 | -9.2849 | 9.4155 | 0 | 0 |  |  | 0.70876 |  | 0.019463 | 1.9463 | 18.8311 | 0 | 2014-09-09 08:00 | 11618.6667 | 11.6187
|  | 2014-09-09 20:05:02 | 37.4412 | 0.18567 | 0.74267 | 6.43 | 6.43 | 0.2895 | 0.2895 | 0.76017 | 0.76017 | 0.0972 | 0.0972 | 11.1535 | 11.1535 | -17.9681 | -8.9841 | 9.2849 | 0 | 0 |  |  | 0.7798 |  | 0.019836 | 1.9836 | 18.5698 | 0 | 2014-09-09 08:30 | 11153.5 | 11.1535
|  | 2014-09-09 20:35:03 | 35.6103 | 0.18217 | 0.72867 | 6.4317 | 6.4317 | 0.223 | 0.223 | 0.7565 | 0.7565 | 0 | 0 | 10.6148 | 10.6148 | -16.8557 | -8.4278 | 8.9841 | 0 | 0 |  |  | 0.74324 |  | 0.020462 | 2.0462 | 17.9681 | 0 | 2014-09-09 09:00 | 10614.8333 | 10.6148
|  | 2014-09-09 21:05:02 | 33.6337 | 0.18283 | 0.73133 | 6.4455 | 6.4455 | 0.2045 | 0.2045 | 0.754 | 0.754 | 0 | 0 | 10.4558 | 10.4558 | -15.0425 | -7.5212 | 8.4278 | 0 | 0 |  |  | 0.68014 |  | 0.021744 | 2.1744 | 16.8557 | 0 | 2014-09-09 09:30 | 10455.8333 | 10.4558
|  | 2014-09-09 21:35:02 | 31.2712 | 0.166 | 0.664 | 6.4428 | 6.4428 | 0.202 | 0.202 | 0.75433 | 0.75433 | 0 | 0 | 10.1065 | 10.1065 | -13.1015 | -6.5507 | 7.5212 | 0 | 0 |  |  | 0.63744 |  | 0.021234 | 2.1234 | 15.0425 | 0 | 2014-09-09 10:00 | 10106.5 | 10.1065
|  | 2014-09-09 22:05:03 | 29.0373 | 0.15917 | 0.63667 | 6.4502 | 6.4502 | 0.1815 | 0.1815 | 0.75467 | 0.75467 | 0 | 0 | 9.7088 | 9.7088 | -11.3055 | -5.6527 | 6.5507 | 0 | 0 |  |  | 0.62393 |  | 0.021926 | 2.1926 | 13.1015 | 0 | 2014-09-09 10:30 | 9708.8333 | 9.7088
|  | 2014-09-09 22:35:01 | 27.1027 | 0.1545 | 0.618 | 6.4448 | 6.4448 | 0.178 | 0.178 | 0.75367 | 0.75367 | 0 | 0 | 9.1647 | 9.1647 | -9.9435 | -4.9718 | 5.6527 | 0 | 0 |  |  | 0.64272 |  | 0.022802 | 2.2802 | 11.3055 | 0 | 2014-09-09 11:00 | 9164.6667 | 9.1647
|  | 2014-09-09 23:05:03 | 26.3787 | 0.15683 | 0.62733 | 6.4398 | 6.4398 | 0.176 | 0.176 | 0.7535 | 0.7535 | 0 | 0 | 8.7417 | 8.7417 | -9.6403 | -4.8202 | 4.9718 | 0 | 0 |  |  | 0.61479 |  | 0.023782 | 2.3782 | 9.9435 | 0 | 2014-09-09 11:30 | 8741.6667 | 8.7417
|  | 2014-09-09 23:35:02 | 26.0175 | 0.15733 | 0.62933 | 6.4368 | 6.4368 | 0.176 | 0.176 | 0.7525 | 0.7525 | 0 | 0 | 8.3648 | 8.3648 | -9.658 | -4.829 | 4.8202 | 0 | 0 |  |  | 0.6608 |  | 0.024189 | 2.4189 | 9.6403 | 0 | 2014-09-09 12:00 | 8364.8333 | 8.3648
|  | 2014-09-10 00:05:01 | 25.7268 | 0.14433 | 0.57733 | 6.4457 | 6.4457 | 0.13467 | 0.13467 | 0.75333 | 0.75333 | 0 | 0 | 8.3455 | 8.3455 | -9.4703 | -4.7352 | 4.829 | 0 | 0 |  |  | 0.62929 |  | 0.022441 | 2.2441 | 9.658 | 0 | 2014-09-09 12:30 | 8345.5 | 8.3455
|  | 2014-09-10 00:35:02 | 25.2358 | 0.1375 | 0.55 | 6.4413 | 6.4413 | 0.127 | 0.127 | 0.75633 | 0.75633 | 0 | 0 | 8.0605 | 8.0605 | -9.3007 | -4.6503 | 4.7352 | 0 | 0 |  |  | 0.5885 |  | 0.021794 | 2.1794 | 9.4703 | 0 | 2014-09-09 13:00 | 8060.5 | 8.0605
|  | 2014-09-10 01:05:03 | 24.8278 | 0.14517 | 0.58067 | 6.4467 | 6.4467 | 0.1265 | 0.1265 | 0.756 | 0.756 | 0 | 0 | 8.07 | 8.07 | -8.848 | -4.424 | 4.6503 | 0 | 0 |  |  | 0.56325 |  | 0.023388 | 2.3388 | 9.3007 | 0 | 2014-09-09 13:30 | 8070 | 8.07
|  | 2014-09-10 01:35:02 | 24.7662 | 0.1425 | 0.57 | 6.4373 | 6.4373 | 0.126 | 0.126 | 0.75633 | 0.75633 | 0 | 0 | 8.1765 | 8.1765 | -8.7 | -4.35 | 4.424 | 0 | 0 |  |  | 0.5643 |  | 0.023015 | 2.3015 | 8.848 | 0 | 2014-09-09 14:00 | 8176.5 | 8.1765
|  | 2014-09-10 02:05:02 | 24.6143 | 0.13933 | 0.55733 | 6.4342 | 6.4342 | 0.12517 | 0.12517 | 0.75567 | 0.75567 | 0 | 0 | 8.158 | 8.158 | -8.584 | -4.292 | 4.35 | 0 | 0 |  |  | 0.53504 |  | 0.022643 | 2.2643 | 8.7 | 0 | 2014-09-09 14:30 | 8158 | 8.158
|  | 2014-09-10 02:35:02 | 24.5743 | 0.15367 | 0.61467 | 6.439 | 6.439 | 0.12417 | 0.12417 | 0.75567 | 0.75567 | 0 | 0 | 8.1333 | 8.1333 | -8.5075 | -4.2538 | 4.292 | 0 | 0 |  |  | 0.59008 |  | 0.025013 | 2.5013 | 8.584 | 0 | 2014-09-09 15:00 | 8133.3333 | 8.1333
|  | 2014-09-10 03:05:03 | 24.6567 | 0.16933 | 0.67733 | 6.4337 | 6.4337 | 0.124 | 0.124 | 0.7555 | 0.7555 | 0 | 0 | 8.193 | 8.193 | -8.4732 | -4.2366 | 4.2538 | 0 | 0 |  |  | 0.71797 |  | 0.027471 | 2.7471 | 8.5075 | 0 | 2014-09-09 15:30 | 8193 | 8.193
|  | 2014-09-10 03:35:02 | 24.7223 | 0.20483 | 0.81933 | 6.438 | 6.438 | 0.1235 | 0.1235 | 0.75567 | 0.75567 | 0 | 0 | 8.3392 | 8.3392 | -8.2467 | -4.1233 | 4.2366 | 0 | 0 |  |  | 0.86849 |  | 0.033141 | 3.3141 | 8.4732 | 0 | 2014-09-09 16:00 | 8339.1667 | 8.3392
|  | 2014-09-10 04:05:07 | 25.3552 | 0.20933 | 0.83733 | 6.4367 | 6.4367 | 0.12317 | 0.12317 | 0.75567 | 0.75567 | 0 | 0 | 8.8768 | 8.8768 | -8.3255 | -4.1627 | 4.1233 | 0 | 0 |  |  | 0.91269 |  | 0.033024 | 3.3024 | 8.2467 | 0 | 2014-09-09 16:30 | 8876.8333 | 8.8768
|  | 2014-09-10 04:35:03 | 26.2663 | 0.215 | 0.86 | 6.4443 | 6.4443 | 0.12317 | 0.12317 | 0.75783 | 0.75783 | 0 | 0 | 9.397 | 9.397 | -8.684 | -4.342 | 4.1627 | 0 | 0 |  |  | 0.8772 |  | 0.032742 | 3.2742 | 8.3255 | 0 | 2014-09-09 17:00 | 9397 | 9.397
|  | 2014-09-10 05:05:01 | 28.0718 | 0.255 | 1.02 | 6.4337 | 6.4337 | 0.123 | 0.123 | 0.83717 | 0.83717 | 0 | 0 | 9.7197 | 9.7197 | -9.9383 | -4.9692 | 4.342 | 0 | 0 |  |  | 0.918 |  | 0.036335 | 3.6335 | 8.684 | 0 | 2014-09-09 17:30 | 9719.6667 | 9.7197
|  | 2014-09-10 05:35:03 | 29.964 | 0.28267 | 1.1307 | 6.4348 | 6.4348 | 0.125 | 0.125 | 0.9375 | 0.9375 | 0 | 0 | 10.281 | 10.281 | -11.055 | -5.5275 | 4.9692 | 0 | 0 |  |  | 1.142 |  | 0.037734 | 3.7734 | 9.9383 | 0 | 2014-09-09 18:00 | 10281 | 10.281
|  | 2014-09-10 06:05:03 | 33.5783 | 0.27033 | 1.0813 | 6.4328 | 6.4328 | 0.23117 | 0.23117 | 1.073 | 1.073 | 0 | 0 | 11.38 | 11.38 | -13.38 | -6.69 | 5.5275 | 0 | 0 |  |  | 1.0921 |  | 0.032203 | 3.2203 | 11.055 | 0 | 2014-09-09 18:30 | 11380 | 11.38
|  | 2014-09-10 06:35:02 | 35.84 | 0.29267 | 1.1707 | 6.4413 | 6.4413 | 0.239 | 0.239 | 1.1192 | 1.1192 | 0 | 0 | 12.2417 | 12.2417 | -14.6282 | -7.3141 | 6.69 | 0 | 0 |  |  | 1.1707 |  | 0.032664 | 3.2664 | 13.38 | 0 | 2014-09-09 19:00 | 12241.6667 | 12.2417
|  | 2014-09-10 07:05:03 | 36.7983 | 0.33733 | 1.3493 | 6.4355 | 6.4355 | 0.328 | 0.328 | 1.1158 | 1.1158 | 0 | 0 | 12.6033 | 12.6033 | -14.9663 | -7.4832 | 7.3141 | 0 | 0 |  |  | 1.4303 |  | 0.036668 | 3.6668 | 14.6282 | 0 | 2014-09-09 19:30 | 12603.3333 | 12.6033
|  | 2014-09-10 07:35:02 | 36.8115 | 0.34933 | 1.3973 | 6.4353 | 6.4353 | 0.403 | 0.403 | 1.122 | 1.122 | 0.5208 | 0.5208 | 12.187 | 12.187 | -14.746 | -7.373 | 7.4832 | 0 | 0 |  |  | 1.3135 |  | 0.037959 | 3.7959 | 14.9663 | 0 | 2014-09-09 20:00 | 12187 | 12.187
|  | 2014-09-10 08:05:03 | 37.1543 | 0.33683 | 1.3473 | 6.4368 | 6.4368 | 0.34933 | 0.34933 | 1.1218 | 1.1218 | 0.5208 | 0.5208 | 12.3495 | 12.3495 | -15.0287 | -7.5144 | 7.373 | 0 | 0 |  |  | 1.3069 |  | 0.036263 | 3.6263 | 14.746 | 0 | 2014-09-09 20:30 | 12349.5 | 12.3495
|  | 2014-09-10 08:35:02 | 37.1682 | 0.374 | 1.496 | 6.4405 | 6.4405 | 0.436 | 0.436 | 1.0675 | 1.0675 | 1.2772 | 1.2772 | 12.5127 | 12.5127 | -13.9383 | -6.9691 | 7.5144 | 0 | 0 |  |  | 1.3913 |  | 0.040249 | 4.0249 | 15.0287 | 0 | 2014-09-09 21:00 | 12512.6667 | 12.5127
|  | 2014-09-10 09:05:02 | 36.9753 | 0.374 | 1.496 | 6.4425 | 6.4425 | 0.37833 | 0.37833 | 1.0907 | 1.0907 | 1.2772 | 1.2772 | 12.4267 | 12.4267 | -13.864 | -6.932 | 6.9691 | 0 | 0 |  |  | 1.5708 |  | 0.040459 | 4.0459 | 13.9383 | 0 | 2014-09-09 21:30 | 12426.6667 | 12.4267
|  | 2014-09-10 09:35:03 | 36.8967 | 0.32017 | 1.2807 | 6.445 | 6.445 | 0.31133 | 0.31133 | 1.0642 | 1.0642 | 2.0304 | 2.0304 | 12.438 | 12.438 | -13.3271 | -6.6636 | 6.932 | 0 | 0 |  |  | 1.3959 |  | 0.03471 | 3.471 | 13.864 | 0 | 2014-09-09 22:00 | 12438 | 12.438
|  | 2014-09-10 10:05:02 | 36.9178 | 0.30083 | 1.2033 | 6.4435 | 6.4435 | 0.31167 | 0.31167 | 1.1152 | 1.1152 | 2.0304 | 2.0304 | 12.457 | 12.457 | -13.3568 | -6.6784 | 6.6636 | 0 | 0 |  |  | 1.1552 |  | 0.032595 | 3.2595 | 13.3271 | 0 | 2014-09-09 22:30 | 12457 | 12.457
|  | 2014-09-10 10:35:04 | 36.8975 | 0.3055 | 1.222 | 6.4413 | 6.4413 | 0.31283 | 0.31283 | 1.1328 | 1.1328 | 2.7544 | 2.7544 | 12.4798 | 12.4798 | -12.5543 | -6.2771 | 6.6784 | 0 | 0 |  |  | 1.2587 |  | 0.033119 | 3.3119 | 13.3568 | 0 | 2014-09-09 23:00 | 12479.8333 | 12.4798
|  | 2014-09-10 11:05:01 | 37.0227 | 0.33617 | 1.3447 | 6.4392 | 6.4392 | 0.29167 | 0.29167 | 1.1323 | 1.1323 | 2.7544 | 2.7544 | 12.4883 | 12.4883 | -12.5721 | -6.286 | 6.2771 | 0 | 0 |  |  | 1.3985 |  | 0.03632 | 3.632 | 12.5543 | 0 | 2014-09-09 23:30 | 12488.3333 | 12.4883
|  | 2014-09-10 11:35:02 | 36.8242 | 0.35183 | 1.4073 | 6.4448 | 6.4448 | 0.2995 | 0.2995 | 1.1327 | 1.1327 | 3.2152 | 3.2152 | 12.4653 | 12.4653 | -11.8593 | -5.9297 | 6.286 | 0 | 0 |  |  | 1.4073 |  | 0.038218 | 3.8218 | 12.5721 | 0 | 2014-09-10 | 12465.3333 | 12.4653
|  | 2014-09-10 12:05:04 | 36.6018 | 0.37567 | 1.5027 | 6.4438 | 6.4438 | 0.26333 | 0.26333 | 1.1308 | 1.1308 | 3.2152 | 3.2152 | 12.2207 | 12.2207 | -11.8253 | -5.9126 | 5.9297 | 0 | 0 |  |  | 1.3825 |  | 0.041054 | 4.1054 | 11.8593 | 0 | 2014-09-10 00:30 | 12220.6667 | 12.2207
|  | 2014-09-10 12:35:01 | 36.4048 | 0.39283 | 1.5713 | 6.4397 | 6.4397 | 0.25933 | 0.25933 | 1.1308 | 1.1308 | 3.2644 | 3.2644 | 12.0782 | 12.0782 | -11.6611 | -5.8305 | 5.9126 | 0 | 0 |  |  | 1.4613 |  | 0.043163 | 4.3163 | 11.8253 | 0 | 2014-09-10 01:00 | 12078.1667 | 12.0782
|  | 2014-09-10 13:05:03 | 36.253 | 0.384 | 1.536 | 6.438 | 6.438 | 0.26133 | 0.26133 | 1.1317 | 1.1317 | 3.2644 | 3.2644 | 12.075 | 12.075 | -11.5466 | -5.7733 | 5.8305 | 0 | 0 |  |  | 1.4746 |  | 0.042369 | 4.2369 | 11.6611 | 0 | 2014-09-10 01:30 | 12075 | 12.075
|  | 2014-09-10 13:35:02 | 36.0375 | 0.42433 | 1.6973 | 6.4417 | 6.4417 | 0.26167 | 0.26167 | 1.1023 | 1.1023 | 3.4668 | 3.4668 | 12.1275 | 12.1275 | -10.9402 | -5.4701 | 5.7733 | 0 | 0 |  |  | 1.6804 |  | 0.047099 | 4.7099 | 11.5466 | 0 | 2014-09-10 02:00 | 12127.5 | 12.1275
|  | 2014-09-10 14:05:03 | 35.8885 | 0.44383 | 1.7753 | 6.4453 | 6.4453 | 0.265 | 0.265 | 1.0873 | 1.0873 | 3.4668 | 3.4668 | 11.9692 | 11.9692 | -10.8795 | -5.4398 | 5.4701 | 0 | 0 |  |  | 1.8641 |  | 0.049468 | 4.9468 | 10.9402 | 0 | 2014-09-10 02:30 | 11969.1667 | 11.9692
|  | 2014-09-10 14:35:02 | 36.3557 | 0.46933 | 1.8773 | 6.4428 | 6.4428 | 0.26467 | 0.26467 | 1.0867 | 1.0867 | 2.7912 | 2.7912 | 12.051 | 12.051 | -11.842 | -5.921 | 5.4398 | 0 | 0 |  |  | 1.9524 |  | 0.051638 | 5.1638 | 10.8795 | 0 | 2014-09-10 03:00 | 12051 | 12.051
|  | 2014-09-10 15:05:03 | 37.1452 | 0.49067 | 1.9627 | 6.4387 | 6.4387 | 0.34633 | 0.34633 | 1.0865 | 1.0865 | 2.7912 | 2.7912 | 12.3113 | 12.3113 | -12.2085 | -6.1042 | 5.921 | 0 | 0 |  |  | 1.8842 |  | 0.052838 | 5.2838 | 11.842 | 0 | 2014-09-10 03:30 | 12311.3333 | 12.3113
|  | 2014-09-10 15:35:03 | 38.0293 | 0.48367 | 1.9347 | 6.4362 | 6.4362 | 0.38933 | 0.38933 | 1.0867 | 1.0867 | 1.9092 | 1.9092 | 12.5843 | 12.5843 | -13.689 | -6.8445 | 6.1042 | 0 | 0 |  |  | 1.9927 |  | 0.050873 | 5.0873 | 12.2085 | 0 | 2014-09-10 04:00 | 12584.3333 | 12.5843
|  | 2014-09-10 16:05:01 | 38.5178 | 0.488 | 1.952 | 6.4377 | 6.4377 | 0.45583 | 0.45583 | 1.0865 | 1.0865 | 1.9092 | 1.9092 | 12.762 | 12.762 | -13.9146 | -6.9573 | 6.8445 | 0 | 0 |  |  | 1.8154 |  | 0.050678 | 5.0678 | 13.689 | 0 | 2014-09-10 04:30 | 12762 | 12.762
|  | 2014-09-10 16:35:02 | 38.4025 | 0.53333 | 2.1333 | 6.4403 | 6.4403 | 0.47 | 0.47 | 1.0857 | 1.0857 | 1.2292 | 1.2292 | 12.6407 | 12.6407 | -14.4033 | -7.2017 | 6.9573 | 0 | 0 |  |  | 2.048 |  | 0.055552 | 5.5552 | 13.9146 | 0 | 2014-09-10 05:00 | 12640.6667 | 12.6407
|  | 2014-09-10 17:05:04 | 38.0807 | 0.56333 | 2.2533 | 6.4433 | 6.4433 | 0.389 | 0.389 | 1.0842 | 1.0842 | 1.2292 | 1.2292 | 12.6467 | 12.6467 | -14.035 | -7.0175 | 7.2017 | 0 | 0 |  |  | 2.4787 |  | 0.059173 | 5.9173 | 14.4033 | 0 | 2014-09-10 05:30 | 12646.6667 | 12.6467
|  | 2014-09-10 17:35:02 | 37.854 | 0.58333 | 2.3333 | 6.4373 | 6.4373 | 0.375 | 0.375 | 1.0865 | 1.0865 | 0.7116 | 0.7116 | 12.5682 | 12.5682 | -14.3421 | -7.171 | 7.0175 | 0 | 0 |  |  | 2.2867 |  | 0.06164 | 6.164 | 14.035 | 0 | 2014-09-10 06:00 | 12568.1667 | 12.5682
|  | 2014-09-10 18:05:03 | 37.7987 | 0.5775 | 2.31 | 6.4363 | 6.4363 | 0.38317 | 0.38317 | 1.1103 | 1.1103 | 0.7116 | 0.7116 | 12.524 | 12.524 | -14.3232 | -7.1616 | 7.171 | 0 | 0 |  |  | 2.3562 |  | 0.061113 | 6.1113 | 14.3421 | 0 | 2014-09-10 06:30 | 12524 | 12.524
|  | 2014-09-10 18:35:02 | 38.448 | 0.56217 | 2.2487 | 6.4432 | 6.4432 | 0.41117 | 0.41117 | 1.1152 | 1.1152 | 0.2248 | 0.2248 | 12.8088 | 12.8088 | -15.1962 | -7.5981 | 7.1616 | 0 | 0 |  |  | 2.4735 |  | 0.058486 | 5.8486 | 14.3232 | 0 | 2014-09-10 07:00 | 12808.8333 | 12.8088
|  | 2014-09-10 19:05:02 | 39.4192 | 0.50583 | 2.0233 | 6.4368 | 6.4368 | 0.55917 | 0.55917 | 1.1173 | 1.1173 | 0.2248 | 0.2248 | 13.0087 | 13.0087 | -16.049 | -8.0245 | 7.5981 | 0 | 0 |  |  | 1.8412 |  | 0.051329 | 5.1329 | 15.1962 | 0 | 2014-09-10 07:30 | 13008.6667 | 13.0087
|  | 2014-09-10 19:35:04 | 38.5137 | 0.47183 | 1.8873 | 6.4362 | 6.4362 | 0.49467 | 0.49467 | 1.0815 | 1.0815 | 0.072 | 0.072 | 12.8875 | 12.8875 | -15.6545 | -7.8272 | 8.0245 | 0 | 0 |  |  | 1.8307 |  | 0.049004 | 4.9004 | 16.049 | 0 | 2014-09-10 08:00 | 12887.5 | 12.8875
|  | 2014-09-10 20:05:03 | 37.2575 | 0.47583 | 1.9033 | 6.4375 | 6.4375 | 0.26717 | 0.26717 | 1.0855 | 1.0855 | 0.072 | 0.072 | 12.668 | 12.668 | -14.824 | -7.412 | 7.8272 | 0 | 0 |  |  | 1.9033 |  | 0.051086 | 5.1086 | 15.6545 | 0 | 2014-09-10 08:30 | 12668 | 12.668
|  | 2014-09-10 20:35:01 | 35.3483 | 0.51667 | 2.0667 | 6.4508 | 6.4508 | 0.21433 | 0.21433 | 1.086 | 1.086 | 0 | 0 | 12.261 | 12.261 | -13.2695 | -6.6347 | 7.412 | 0 | 0 |  |  | 1.984 |  | 0.058466 | 5.8466 | 14.824 | 0 | 2014-09-10 09:00 | 12261 | 12.261
|  | 2014-09-10 21:05:03 | 33.4583 | 0.47367 | 1.8947 | 6.4455 | 6.4455 | 0.2095 | 0.2095 | 1.0865 | 1.0865 | 0 | 0 | 12.1712 | 12.1712 | -11.651 | -5.8255 | 6.6347 | 0 | 0 |  |  | 1.9136 |  | 0.056628 | 5.6628 | 13.2695 | 0 | 2014-09-10 09:30 | 12171.1667 | 12.1712
|  | 2014-09-10 21:35:03 | 31.0467 | 0.46067 | 1.8427 | 6.4555 | 6.4555 | 0.20967 | 0.20967 | 1.0845 | 1.0845 | 0 | 0 | 11.5722 | 11.5722 | -9.8822 | -4.9411 | 5.8255 | 0 | 0 |  |  | 2.0085 |  | 0.059352 | 5.9352 | 11.651 | 0 | 2014-09-10 10:00 | 11572.1667 | 11.5722
|  | 2014-09-10 22:05:04 | 28.859 | 0.47683 | 1.9073 | 6.4583 | 6.4583 | 0.183 | 0.183 | 1.0942 | 1.0942 | 0 | 0 | 10.8018 | 10.8018 | -8.4143 | -4.2072 | 4.9411 | 0 | 0 |  |  | 1.7547 |  | 0.066091 | 6.6091 | 9.8822 | 0 | 2014-09-10 10:30 | 10801.8333 | 10.8018
|  | 2014-09-10 22:35:02 | 27.195 | 0.47183 | 1.8873 | 6.4605 | 6.4605 | 0.17583 | 0.17583 | 1.1027 | 1.1027 | 0 | 0 | 10.3548 | 10.3548 | -7.2138 | -3.6069 | 4.2072 | 0 | 0 |  |  | 1.9628 |  | 0.0694 | 6.94 | 8.4143 | 0 | 2014-09-10 11:00 | 10354.8333 | 10.3548
|  | 2014-09-10 23:05:03 | 26.7277 | 0.43233 | 1.7293 | 6.4555 | 6.4555 | 0.1755 | 0.1755 | 1.1025 | 1.1025 | 0 | 0 | 9.894 | 9.894 | -7.3708 | -3.6854 | 3.6069 | 0 | 0 |  |  | 1.6602 |  | 0.064702 | 6.4702 | 7.2138 | 0 | 2014-09-10 11:30 | 9894 | 9.894
|  | 2014-09-10 23:35:02 | 26.0193 | 0.40683 | 1.6273 | 6.4512 | 6.4512 | 0.17467 | 0.17467 | 1.102 | 1.102 | 0 | 0 | 9.5838 | 9.5838 | -7.0803 | -3.5402 | 3.6854 | 0 | 0 |  |  | 1.4646 |  | 0.062543 | 6.2543 | 7.3708 | 0 | 2014-09-10 12:00 | 9583.8333 | 9.5838
|  | 2014-09-11 00:05:02 | 25.4715 | 0.38233 | 1.5293 | 6.4523 | 6.4523 | 0.12883 | 0.12883 | 1.1022 | 1.1022 | 0 | 0 | 9.2313 | 9.2313 | -7.0275 | -3.5137 | 3.5402 | 0 | 0 |  |  | 1.4682 |  | 0.060041 | 6.0041 | 7.0803 | 0 | 2014-09-10 12:30 | 9231.3333 | 9.2313
|  | 2014-09-11 00:35:01 | 25.077 | 0.44933 | 1.7973 | 6.4562 | 6.4562 | 0.10533 | 0.10533 | 1.1027 | 1.1027 | 0 | 0 | 8.7997 | 8.7997 | -6.8158 | -3.4079 | 3.5137 | 0 | 0 |  |  | 1.9231 |  | 0.071673 | 7.1673 | 7.0275 | 0 | 2014-09-10 13:00 | 8799.6667 | 8.7997
|  | 2014-09-11 01:05:03 | 24.8712 | 0.46 | 1.84 | 6.449 | 6.449 | 0.103 | 0.103 | 1.1025 | 1.1025 | 0 | 0 | 8.5875 | 8.5875 | -6.7892 | -3.3946 | 3.4079 | 0 | 0 |  |  | 1.6928 |  | 0.073981 | 7.3981 | 6.8158 | 0 | 2014-09-10 13:30 | 8587.5 | 8.5875
|  | 2014-09-11 01:35:01 | 24.7037 | 0.4615 | 1.846 | 6.4508 | 6.4508 | 0.103 | 0.103 | 1.1027 | 1.1027 | 0 | 0 | 8.2097 | 8.2097 | -6.9915 | -3.4958 | 3.3946 | 0 | 0 |  |  | 1.9937 |  | 0.074726 | 7.4726 | 6.7892 | 0 | 2014-09-10 14:00 | 8209.6667 | 8.2097
|  | 2014-09-11 02:05:03 | 24.4445 | 0.43117 | 1.7247 | 6.448 | 6.448 | 0.103 | 0.103 | 1.0835 | 1.0835 | 0 | 0 | 8.053 | 8.053 | -7.0323 | -3.5162 | 3.4958 | 0 | 0 |  |  | 1.7247 |  | 0.070554 | 7.0554 | 6.9915 | 0 | 2014-09-10 14:30 | 8053 | 8.053
|  | 2014-09-11 02:35:02 | 24.3662 | 0.40417 | 1.6167 | 6.451 | 6.451 | 0.1025 | 0.1025 | 1.0842 | 1.0842 | 0 | 0 | 8.0257 | 8.0257 | -7.0862 | -3.5431 | 3.5162 | 0 | 0 |  |  | 1.6813 |  | 0.066349 | 6.6349 | 7.0323 | 0 | 2014-09-10 15:00 | 8025.6667 | 8.0257
|  | 2014-09-11 03:05:05 | 24.3463 | 0.39633 | 1.5853 | 6.4485 | 6.4485 | 0.102 | 0.102 | 1.0852 | 1.0852 | 0 | 0 | 7.9935 | 7.9935 | -7.1318 | -3.5659 | 3.5431 | 0 | 0 |  |  | 1.4427 |  | 0.065116 | 6.5116 | 7.0862 | 0 | 2014-09-10 15:30 | 7993.5 | 7.9935
|  | 2014-09-11 03:35:01 | 24.5405 | 0.4215 | 1.686 | 6.4507 | 6.4507 | 0.10267 | 0.10267 | 1.0863 | 1.0863 | 0 | 0 | 8.1513 | 8.1513 | -7.0635 | -3.5317 | 3.5659 | 0 | 0 |  |  | 1.7197 |  | 0.068703 | 6.8703 | 7.1318 | 0 | 2014-09-10 16:00 | 8151.3333 | 8.1513
|  | 2014-09-11 04:05:02 | 25.0912 | 0.40333 | 1.6133 | 6.4523 | 6.4523 | 0.10217 | 0.10217 | 1.0882 | 1.0882 | 0 | 0 | 8.848 | 8.848 | -6.9872 | -3.4936 | 3.5317 | 0 | 0 |  |  | 1.6617 |  | 0.064299 | 6.4299 | 7.0635 | 0 | 2014-09-10 16:30 | 8848 | 8.848
|  | 2014-09-11 04:35:03 | 25.7797 | 0.45167 | 1.8067 | 6.4537 | 6.4537 | 0.102 | 0.102 | 1.0803 | 1.0803 | 0 | 0 | 9.2335 | 9.2335 | -7.1035 | -3.5518 | 3.4936 | 0 | 0 |  |  | 1.7705 |  | 0.070081 | 7.0081 | 6.9872 | 0 | 2014-09-10 17:00 | 9233.5 | 9.2335
|  | 2014-09-11 05:05:03 | 27.378 | 0.4735 | 1.894 | 6.4508 | 6.4508 | 0.102 | 0.102 | 1.061 | 1.061 | 0 | 0 | 10.1062 | 10.1062 | -7.764 | -3.882 | 3.5518 | 0 | 0 |  |  | 1.8751 |  | 0.06918 | 6.918 | 7.1035 | 0 | 2014-09-10 17:30 | 10106.1667 | 10.1062
|  | 2014-09-11 05:35:01 | 30.0215 | 0.428 | 1.712 | 6.4567 | 6.4567 | 0.10783 | 0.10783 | 1.088 | 1.088 | 0 | 0 | 11.1222 | 11.1222 | -9.5348 | -4.7674 | 3.882 | 0 | 0 |  |  | 1.849 |  | 0.057026 | 5.7026 | 7.764 | 0 | 2014-09-10 18:00 | 11122.1667 | 11.1222
|  | 2014-09-11 06:05:04 | 33.5418 | 0.4455 | 1.782 | 6.4523 | 6.4523 | 0.243 | 0.243 | 1.0877 | 1.0877 | 0 | 0 | 12.1232 | 12.1232 | -11.8537 | -5.9268 | 4.7674 | 0 | 0 |  |  | 1.7998 |  | 0.053128 | 5.3128 | 9.5348 | 0 | 2014-09-10 18:30 | 12123.1667 | 12.1232
|  | 2014-09-11 06:35:02 | 35.7405 | 0.45767 | 1.8307 | 6.4547 | 6.4547 | 0.257 | 0.257 | 1.088 | 1.088 | 0 | 0 | 12.6103 | 12.6103 | -13.4998 | -6.7499 | 5.9268 | 0 | 0 |  |  | 1.9405 |  | 0.051221 | 5.1221 | 11.8537 | 0 | 2014-09-10 19:00 | 12610.3333 | 12.6103
|  | 2014-09-11 07:05:01 | 36.9475 | 0.53633 | 2.1453 | 6.4515 | 6.4515 | 0.256 | 0.256 | 1.0882 | 1.0882 | 0 | 0 | 12.6727 | 12.6727 | -14.3338 | -7.1669 | 6.7499 | 0 | 0 |  |  | 2.2097 |  | 0.058064 | 5.8064 | 13.4998 | 0 | 2014-09-10 19:30 | 12672.6667 | 12.6727
|  | 2014-09-11 07:35:03 | 37.0648 | 0.58333 | 2.3333 | 6.4535 | 6.4535 | 0.255 | 0.255 | 1.093 | 1.093 | 0.4448 | 0.4448 | 12.6188 | 12.6188 | -13.8664 | -6.9332 | 7.1669 | 0 | 0 |  |  | 2.38 |  | 0.062953 | 6.2953 | 14.3338 | 0 | 2014-09-10 20:00 | 12618.8333 | 12.6188
|  | 2014-09-11 08:05:05 | 37.579 | 0.63833 | 2.5533 | 6.4443 | 6.4443 | 0.2975 | 0.2975 | 1.1035 | 1.1035 | 0.4448 | 0.4448 | 12.7372 | 12.7372 | -13.9984 | -6.9992 | 6.9332 | 0 | 0 |  |  | 2.5789 |  | 0.067946 | 6.7946 | 13.8664 | 0 | 2014-09-10 20:30 | 12737.1667 | 12.7372
|  | 2014-09-11 08:35:02 | 37.7253 | 0.6495 | 2.598 | 6.4557 | 6.4557 | 0.53017 | 0.53017 | 1.0973 | 1.0973 | 0.9848 | 0.9848 | 12.7635 | 12.7635 | -13.2959 | -6.6479 | 6.9992 | 0 | 0 |  |  | 2.624 |  | 0.068866 | 6.8866 | 13.9984 | 0 | 2014-09-10 21:00 | 12763.5 | 12.7635
|  | 2014-09-11 09:05:04 | 37.4563 | 0.63733 | 2.5493 | 6.4547 | 6.4547 | 0.41733 | 0.41733 | 1.0703 | 1.0703 | 0.9848 | 0.9848 | 12.651 | 12.651 | -13.3289 | -6.6644 | 6.6479 | 0 | 0 |  |  | 2.3964 |  | 0.068061 | 6.8061 | 13.2959 | 0 | 2014-09-10 21:30 | 12651 | 12.651
|  | 2014-09-11 09:35:02 | 37.452 | 0.65617 | 2.6247 | 6.4473 | 6.4473 | 0.43383 | 0.43383 | 1.1023 | 1.1023 | 1.9544 | 1.9544 | 12.6048 | 12.6048 | -12.2846 | -6.1423 | 6.6644 | 0 | 0 |  |  | 2.4147 |  | 0.070081 | 7.0081 | 13.3289 | 0 | 2014-09-10 22:00 | 12604.8333 | 12.6048
|  | 2014-09-11 10:05:02 | 37.4168 | 0.59667 | 2.3867 | 6.3938 | 6.3938 | 0.417 | 0.417 | 1.1028 | 1.1028 | 1.9544 | 1.9544 | 12.689 | 12.689 | -12.4731 | -6.2365 | 6.1423 | 0 | 0 |  |  | 2.6015 |  | 0.063786 | 6.3786 | 12.2846 | 0 | 2014-09-10 22:30 | 12689 | 12.689
|  | 2014-09-11 10:35:02 | 37.4452 | 0.577 | 2.308 | 6.3098 | 6.3098 | 0.3245 | 0.3245 | 1.108 | 1.108 | 2.3656 | 2.3656 | 12.6793 | 12.6793 | -12.3499 | -6.175 | 6.2365 | 0 | 0 |  |  | 2.4926 |  | 0.061637 | 6.1637 | 12.4731 | 0 | 2014-09-10 23:00 | 12679.3333 | 12.6793
|  | 2014-09-11 11:05:02 | 37.6677 | 0.5675 | 2.27 | 6.3103 | 6.3103 | 0.32117 | 0.32117 | 1.0962 | 1.0962 | 2.3656 | 2.3656 | 12.7732 | 12.7732 | -12.5312 | -6.2656 | 6.175 | 0 | 0 |  |  | 2.1111 |  | 0.060264 | 6.0264 | 12.3499 | 0 | 2014-09-10 23:30 | 12773.1667 | 12.7732
|  | 2014-09-11 11:35:02 | 37.4943 | 0.636 | 2.544 | 6.3062 | 6.3062 | 0.3045 | 0.3045 | 1.0777 | 1.0777 | 2.2412 | 2.2412 | 12.8243 | 12.8243 | -12.1965 | -6.0982 | 6.2656 | 0 | 0 |  |  | 2.7221 |  | 0.06785 | 6.785 | 12.5312 | 0 | 2014-09-11 | 12824.3333 | 12.8243
|  | 2014-09-11 12:05:02 | 37.242 | 0.72233 | 2.8893 | 6.3065 | 6.3065 | 0.28067 | 0.28067 | 1.0888 | 1.0888 | 2.2412 | 2.2412 | 12.8257 | 12.8257 | -11.6098 | -5.8049 | 6.0982 | 0 | 0 |  |  | 2.8315 |  | 0.077583 | 7.7583 | 12.1965 | 0 | 2014-09-11 00:30 | 12825.6667 | 12.8257
|  | 2014-09-11 12:35:01 | 36.9092 | 0.792 | 3.168 | 6.3073 | 6.3073 | 0.25833 | 0.25833 | 1.0985 | 1.0985 | 2.7544 | 2.7544 | 12.7458 | 12.7458 | -10.5768 | -5.2884 | 5.8049 | 0 | 0 |  |  | 3.4848 |  | 0.085832 | 8.5832 | 11.6098 | 0 | 2014-09-11 01:00 | 12745.8333 | 12.7458
|  | 2014-09-11 13:05:03 | 36.7067 | 0.83267 | 3.3307 | 6.301 | 6.301 | 0.26217 | 0.26217 | 1.098 | 1.098 | 2.7544 | 2.7544 | 12.7373 | 12.7373 | -10.2231 | -5.1115 | 5.2884 | 0 | 0 |  |  | 3.5305 |  | 0.090737 | 9.0737 | 10.5768 | 0 | 2014-09-11 01:30 | 12737.3333 | 12.7373
|  | 2014-09-11 13:35:02 | 36.6153 | 0.85733 | 3.4293 | 6.3012 | 6.3012 | 0.26233 | 0.26233 | 1.1015 | 1.1015 | 2.76 | 2.76 | 12.6473 | 12.6473 | -10.1137 | -5.0568 | 5.1115 | 0 | 0 |  |  | 3.7037 |  | 0.093658 | 9.3658 | 10.2231 | 0 | 2014-09-11 02:00 | 12647.3333 | 12.6473
|  | 2014-09-11 14:05:03 | 36.5095 | 0.86483 | 3.4593 | 6.307 | 6.307 | 0.25583 | 0.25583 | 1.0933 | 1.0933 | 2.76 | 2.76 | 12.6878 | 12.6878 | -9.9462 | -4.9731 | 5.0568 | 0 | 0 |  |  | 3.3556 |  | 0.094752 | 9.4752 | 10.1137 | 0 | 2014-09-11 02:30 | 12687.8333 | 12.6878
|  | 2014-09-11 14:35:06 | 36.8827 | 0.75633 | 3.0253 | 6.2998 | 6.2998 | 0.27317 | 0.27317 | 1.1118 | 1.1118 | 2.2396 | 2.2396 | 12.7445 | 12.7445 | -11.1884 | -5.5942 | 4.9731 | 0 | 0 |  |  | 3.2371 |  | 0.082026 | 8.2026 | 9.9462 | 0 | 2014-09-11 03:00 | 12744.5 | 12.7445
|  | 2014-09-11 15:05:06 | 37.68 | 0.68267 | 2.7307 | 6.2992 | 6.2992 | 0.31217 | 0.31217 | 1.1042 | 1.1042 | 2.2396 | 2.2396 | 12.8728 | 12.8728 | -12.1214 | -6.0607 | 5.5942 | 0 | 0 |  |  | 2.5395 |  | 0.07247 | 7.247 | 11.1884 | 0 | 2014-09-11 03:30 | 12872.8333 | 12.8728
|  | 2014-09-11 15:35:02 | 38.2902 | 0.63217 | 2.5287 | 6.2988 | 6.2988 | 0.45317 | 0.45317 | 1.0703 | 1.0703 | 2.2908 | 2.2908 | 13.0065 | 13.0065 | -12.6419 | -6.3209 | 6.0607 | 0 | 0 |  |  | 2.2758 |  | 0.06604 | 6.604 | 12.1214 | 0 | 2014-09-11 04:00 | 13006.5 | 13.0065
|  | 2014-09-11 16:05:05 | 38.661 | 0.689 | 2.756 | 6.2988 | 6.2988 | 0.4565 | 0.4565 | 1.0947 | 1.0947 | 2.2908 | 2.2908 | 13.0682 | 13.0682 | -12.696 | -6.348 | 6.3209 | 0 | 0 |  |  | 2.8387 |  | 0.071286 | 7.1286 | 12.6419 | 0 | 2014-09-11 04:30 | 13068.1667 | 13.0682
|  | 2014-09-11 16:35:03 | 38.5742 | 0.6955 | 2.782 | 6.2938 | 6.2938 | 0.45433 | 0.45433 | 1.1178 | 1.1178 | 1.506 | 1.506 | 12.7933 | 12.7933 | -13.6268 | -6.8134 | 6.348 | 0 | 0 |  |  | 2.9767 |  | 0.072121 | 7.2121 | 12.696 | 0 | 2014-09-11 05:00 | 12793.3333 | 12.7933
|  | 2014-09-11 17:05:01 | 38.3313 | 0.6885 | 2.754 | 6.301 | 6.301 | 0.49083 | 0.49083 | 1.1157 | 1.1157 | 1.506 | 1.506 | 12.6768 | 12.6768 | -13.487 | -6.7435 | 6.8134 | 0 | 0 |  |  | 2.9192 |  | 0.071847 | 7.1847 | 13.6268 | 0 | 2014-09-11 05:30 | 12676.8333 | 12.6768
|  | 2014-09-11 17:35:03 | 38.3618 | 0.6675 | 2.67 | 6.297 | 6.297 | 0.451 | 0.451 | 1.1152 | 1.1152 | 1.0048 | 1.0048 | 12.6017 | 12.6017 | -14.2222 | -7.1111 | 6.7435 | 0 | 0 |  |  | 2.4831 |  | 0.0696 | 6.96 | 13.487 | 0 | 2014-09-11 06:00 | 12601.6667 | 12.6017
|  | 2014-09-11 18:05:03 | 38.3387 | 0.667 | 2.668 | 6.1818 | 6.1818 | 0.34633 | 0.34633 | 1.1138 | 1.1138 | 1.0048 | 1.0048 | 12.6963 | 12.6963 | -14.3275 | -7.1638 | 7.1111 | 0 | 0 |  |  | 2.6146 |  | 0.06959 | 6.959 | 14.2222 | 0 | 2014-09-11 06:30 | 12696.3333 | 12.6963
|  | 2014-09-11 18:35:02 | 38.9535 | 0.56067 | 2.2427 | 6.0845 | 6.0845 | 0.438 | 0.438 | 1.1087 | 1.1087 | 0.3948 | 0.3948 | 12.9293 | 12.9293 | -15.7555 | -7.8778 | 7.1638 | 0 | 0 |  |  | 2.3099 |  | 0.057573 | 5.7573 | 14.3275 | 0 | 2014-09-11 07:00 | 12929.3333 | 12.9293
|  | 2014-09-11 19:05:05 | 39.4388 | 0.56717 | 2.2687 | 6.0723 | 6.0723 | 0.55133 | 0.55133 | 1.1075 | 1.1075 | 0.3948 | 0.3948 | 13.0675 | 13.0675 | -15.9767 | -7.9883 | 7.8778 | 0 | 0 |  |  | 2.3594 |  | 0.057524 | 5.7524 | 15.7555 | 0 | 2014-09-11 07:30 | 13067.5 | 13.0675
|  | 2014-09-11 19:35:01 | 38.4122 | 0.5885 | 2.354 | 6.0735 | 6.0735 | 0.46433 | 0.46433 | 1.1077 | 1.1077 | 0.064 | 0.064 | 12.7652 | 12.7652 | -15.5835 | -7.7918 | 7.9883 | 0 | 0 |  |  | 2.5894 |  | 0.061283 | 6.1283 | 15.9767 | 0 | 2014-09-11 08:00 | 12765.1667 | 12.7652
|  | 2014-09-11 20:05:03 | 37.2172 | 0.63767 | 2.5507 | 6.128 | 6.128 | 0.2285 | 0.2285 | 1.1068 | 1.1068 | 0.064 | 0.064 | 12.498 | 12.498 | -14.6412 | -7.3206 | 7.7918 | 0 | 0 |  |  | 2.7547 |  | 0.068535 | 6.8535 | 15.5835 | 0 | 2014-09-11 08:30 | 12498 | 12.498
|  | 2014-09-11 20:35:03 | 35.3145 | 0.62683 | 2.5073 | 6.2835 | 6.2835 | 0.19017 | 0.19017 | 1.1055 | 1.1055 | 0 | 0 | 12.1982 | 12.1982 | -13.0298 | -6.5149 | 7.3206 | 0 | 0 |  |  | 2.382 |  | 0.071 | 7.1 | 14.6412 | 0 | 2014-09-11 09:00 | 12198.1667 | 12.1982
|  | 2014-09-11 21:05:02 | 33.3458 | 0.61417 | 2.4567 | 6.2973 | 6.2973 | 0.1785 | 0.1785 | 1.1063 | 1.1063 | 0 | 0 | 12.2905 | 12.2905 | -11.0165 | -5.5083 | 6.5149 | 0 | 0 |  |  | 2.6532 |  | 0.073672 | 7.3672 | 13.0298 | 0 | 2014-09-11 09:30 | 12290.5 | 12.2905
|  | 2014-09-11 21:35:01 | 31.0672 | 0.6265 | 2.506 | 6.3032 | 6.3032 | 0.177 | 0.177 | 1.1063 | 1.1063 | 0 | 0 | 11.471 | 11.471 | -9.5037 | -4.7518 | 5.5083 | 0 | 0 |  |  | 2.2805 |  | 0.080664 | 8.0664 | 11.0165 | 0 | 2014-09-11 10:00 | 11471 | 11.471
|  | 2014-09-11 22:05:05 | 28.8278 | 0.595 | 2.38 | 6.3063 | 6.3063 | 0.17667 | 0.17667 | 1.1068 | 1.1068 | 0 | 0 | 10.7663 | 10.7663 | -8.0917 | -4.0458 | 4.7518 | 0 | 0 |  |  | 2.4514 |  | 0.082559 | 8.2559 | 9.5037 | 0 | 2014-09-11 10:30 | 10766.3333 | 10.7663
|  | 2014-09-11 22:35:01 | 27.0103 | 0.6115 | 2.446 | 6.3067 | 6.3067 | 0.17633 | 0.17633 | 1.1078 | 1.1078 | 0 | 0 | 9.748 | 9.748 | -7.2255 | -3.6128 | 4.0458 | 0 | 0 |  |  | 2.446 |  | 0.090558 | 9.0558 | 8.0917 | 0 | 2014-09-11 11:00 | 9748 | 9.748
|  | 2014-09-11 23:05:06 | 26.0265 | 0.6055 | 2.422 | 6.3052 | 6.3052 | 0.17617 | 0.17617 | 1.107 | 1.107 | 0 | 0 | 8.9915 | 8.9915 | -7.0247 | -3.5123 | 3.6128 | 0 | 0 |  |  | 2.422 |  | 0.093059 | 9.3059 | 7.2255 | 0 | 2014-09-11 11:30 | 8991.5 | 8.9915
|  | 2014-09-11 23:35:03 | 25.5973 | 0.5715 | 2.286 | 6.3137 | 6.3137 | 0.17633 | 0.17633 | 1.0763 | 1.0763 | 0 | 0 | 8.8218 | 8.8218 | -6.9232 | -3.4616 | 3.5123 | 0 | 0 |  |  | 2.126 |  | 0.089306 | 8.9306 | 7.0247 | 0 | 2014-09-11 12:00 | 8821.8333 | 8.8218
|  | 2014-09-12 00:05:02 | 25.3148 | 0.53367 | 2.1347 | 6.307 | 6.307 | 0.139 | 0.139 | 1.0802 | 1.0802 | 0 | 0 | 8.6432 | 8.6432 | -7.0108 | -3.5054 | 3.4616 | 0 | 0 |  |  | 2.1347 |  | 0.084325 | 8.4325 | 6.9232 | 0 | 2014-09-11 12:30 | 8643.1667 | 8.6432
|  | 2014-09-12 00:35:03 | 25.103 | 0.50167 | 2.0067 | 6.3032 | 6.3032 | 0.13183 | 0.13183 | 1.1067 | 1.1067 | 0 | 0 | 8.349 | 8.349 | -7.2057 | -3.6028 | 3.5054 | 0 | 0 |  |  | 1.9264 |  | 0.079937 | 7.9937 | 7.0108 | 0 | 2014-09-11 13:00 | 8349 | 8.349
|  | 2014-09-12 01:05:02 | 24.783 | 0.4705 | 1.882 | 6.2683 | 6.2683 | 0.132 | 0.132 | 1.1047 | 1.1047 | 0 | 0 | 8.1117 | 8.1117 | -7.2843 | -3.6422 | 3.6028 | 0 | 0 |  |  | 1.7691 |  | 0.075939 | 7.5939 | 7.2057 | 0 | 2014-09-11 13:30 | 8111.6667 | 8.1117
|  | 2014-09-12 01:35:02 | 24.48 | 0.46683 | 1.8673 | 6.1107 | 6.1107 | 0.13117 | 0.13117 | 1.091 | 1.091 | 0 | 0 | 7.9818 | 7.9818 | -7.298 | -3.649 | 3.6422 | 0 | 0 |  |  | 1.9794 |  | 0.07628 | 7.628 | 7.2843 | 0 | 2014-09-11 14:00 | 7981.8333 | 7.9818
|  | 2014-09-12 02:05:03 | 24.4693 | 0.45883 | 1.8353 | 6.0785 | 6.0785 | 0.13017 | 0.13017 | 1.0535 | 1.0535 | 0 | 0 | 7.9982 | 7.9982 | -7.3737 | -3.6868 | 3.649 | 0 | 0 |  |  | 1.7069 |  | 0.075005 | 7.5005 | 7.298 | 0 | 2014-09-11 14:30 | 7998.1667 | 7.9982
|  | 2014-09-12 02:35:02 | 24.3148 | 0.43183 | 1.7273 | 6.0813 | 6.0813 | 0.13 | 0.13 | 1.0572 | 1.0572 | 0 | 0 | 7.901 | 7.901 | -7.418 | -3.709 | 3.6868 | 0 | 0 |  |  | 1.5719 |  | 0.07104 | 7.104 | 7.3737 | 0 | 2014-09-11 15:00 | 7901 | 7.901
|  | 2014-09-12 03:05:05 | 24.247 | 0.41683 | 1.6673 | 6.0832 | 6.0832 | 0.13 | 0.13 | 1.0538 | 1.0538 | 0 | 0 | 7.925 | 7.925 | -7.3877 | -3.6938 | 3.709 | 0 | 0 |  |  | 1.5339 |  | 0.068765 | 6.8765 | 7.418 | 0 | 2014-09-11 15:30 | 7925 | 7.925
|  | 2014-09-12 03:35:02 | 24.3665 | 0.38567 | 1.5427 | 6.079 | 6.079 | 0.13 | 0.13 | 1.0522 | 1.0522 | 0 | 0 | 8.1163 | 8.1163 | -7.4463 | -3.7232 | 3.6938 | 0 | 0 |  |  | 1.6969 |  | 0.063311 | 6.3311 | 7.3877 | 0 | 2014-09-11 16:00 | 8116.3333 | 8.1163
|  | 2014-09-12 04:05:03 | 25.1263 | 0.38667 | 1.5467 | 6.1137 | 6.1137 | 0.13 | 0.13 | 1.0525 | 1.0525 | 0 | 0 | 8.8805 | 8.8805 | -7.403 | -3.7015 | 3.7232 | 0 | 0 |  |  | 1.6549 |  | 0.061556 | 6.1556 | 7.4463 | 0 | 2014-09-11 16:30 | 8880.5 | 8.8805
|  | 2014-09-12 04:35:02 | 25.5442 | 0.38883 | 1.5553 | 6.2825 | 6.2825 | 0.13017 | 0.13017 | 1.0528 | 1.0528 | 0 | 0 | 9.0717 | 9.0717 | -7.4517 | -3.7258 | 3.7015 | 0 | 0 |  |  | 1.5398 |  | 0.060888 | 6.0888 | 7.403 | 0 | 2014-09-11 17:00 | 9071.6667 | 9.0717
|  | 2014-09-12 05:05:06 | 27.3065 | 0.37483 | 1.4993 | 6.3067 | 6.3067 | 0.14067 | 0.14067 | 1.0917 | 1.0917 | 0 | 0 | 9.9433 | 9.9433 | -8.3248 | -4.1624 | 3.7258 | 0 | 0 |  |  | 1.5143 |  | 0.054908 | 5.4908 | 7.4517 | 0 | 2014-09-11 17:30 | 9943.3333 | 9.9433
|  | 2014-09-12 05:35:02 | 29.8417 | 0.39383 | 1.5753 | 6.3103 | 6.3103 | 0.1585 | 0.1585 | 1.1158 | 1.1158 | 0 | 0 | 10.4292 | 10.4292 | -10.2525 | -5.1263 | 4.1624 | 0 | 0 |  |  | 1.6383 |  | 0.05279 | 5.279 | 8.3248 | 0 | 2014-09-11 18:00 | 10429.1667 | 10.4292
|  | 2014-09-12 06:05:01 | 33.2173 | 0.39033 | 1.5613 | 6.305 | 6.305 | 0.217 | 0.217 | 1.1183 | 1.1183 | 0 | 0 | 11.531 | 11.531 | -12.4847 | -6.2423 | 5.1263 | 0 | 0 |  |  | 1.5301 |  | 0.047004 | 4.7004 | 10.2525 | 0 | 2014-09-11 18:30 | 11531 | 11.531
|  | 2014-09-12 06:35:03 | 35.4625 | 0.39033 | 1.5613 | 6.3097 | 6.3097 | 0.2685 | 0.2685 | 1.1188 | 1.1188 | 0 | 0 | 12.1543 | 12.1543 | -14.0498 | -7.0249 | 6.2423 | 0 | 0 |  |  | 1.6394 |  | 0.044028 | 4.4028 | 12.4847 | 0 | 2014-09-11 19:00 | 12154.3333 | 12.1543
|  | 2014-09-12 07:05:03 | 36.7893 | 0.4045 | 1.618 | 6.3098 | 6.3098 | 0.37667 | 0.37667 | 1.118 | 1.118 | 0 | 0 | 12.4065 | 12.4065 | -14.9603 | -7.4802 | 7.0249 | 0 | 0 |  |  | 1.7313 |  | 0.04398 | 4.398 | 14.0498 | 0 | 2014-09-11 19:30 | 12406.5 | 12.4065
|  | 2014-09-12 07:35:02 | 36.8747 | 0.39783 | 1.5913 | 6.3147 | 6.3147 | 0.399 | 0.399 | 1.118 | 1.118 | 0.6336 | 0.6336 | 12.3373 | 12.3373 | -14.4807 | -7.2404 | 7.4802 | 0 | 0 |  |  | 1.7346 |  | 0.043155 | 4.3155 | 14.9603 | 0 | 2014-09-11 20:00 | 12337.3333 | 12.3373
|  | 2014-09-12 08:05:02 | 37.3427 | 0.37217 | 1.4887 | 6.3072 | 6.3072 | 0.44617 | 0.44617 | 1.1177 | 1.1177 | 0.6336 | 0.6336 | 12.3575 | 12.3575 | -14.9919 | -7.496 | 7.2404 | 0 | 0 |  |  | 1.3398 |  | 0.039865 | 3.9865 | 14.4807 | 0 | 2014-09-11 20:30 | 12357.5 | 12.3575
|  | 2014-09-12 08:35:03 | 37.645 | 0.36417 | 1.4567 | 6.238 | 6.238 | 0.44983 | 0.44983 | 1.118 | 1.118 | 1.2468 | 1.2468 | 12.5452 | 12.5452 | -14.5905 | -7.2953 | 7.496 | 0 | 0 |  |  | 1.3838 |  | 0.038695 | 3.8695 | 14.9919 | 0 | 2014-09-11 21:00 | 12545.1667 | 12.5452
|  | 2014-09-12 09:05:02 | 37.5097 | 0.35283 | 1.4113 | 6.0988 | 6.0988 | 0.39267 | 0.39267 | 1.1183 | 1.1183 | 1.2468 | 1.2468 | 12.289 | 12.289 | -14.9527 | -7.4764 | 7.2953 | 0 | 0 |  |  | 1.2843 |  | 0.037626 | 3.7626 | 14.5905 | 0 | 2014-09-11 21:30 | 12289 | 12.289
|  | 2014-09-12 09:35:02 | 37.5123 | 0.33483 | 1.3393 | 6.083 | 6.083 | 0.35733 | 0.35733 | 1.1133 | 1.1133 | 2.554 | 2.554 | 12.08 | 12.08 | -13.9853 | -6.9927 | 7.4764 | 0 | 0 |  |  | 1.4063 |  | 0.035704 | 3.5704 | 14.9527 | 0 | 2014-09-11 22:00 | 12080 | 12.08
|  | 2014-09-12 10:05:03 | 37.4495 | 0.3295 | 1.318 | 6.0905 | 6.0905 | 0.35867 | 0.35867 | 1.0773 | 1.0773 | 2.554 | 2.554 | 12.0582 | 12.0582 | -13.9928 | -6.9964 | 6.9927 | 0 | 0 |  |  | 1.4234 |  | 0.035194 | 3.5194 | 13.9853 | 0 | 2014-09-11 22:30 | 12058.1667 | 12.0582
|  | 2014-09-12 10:35:02 | 37.324 | 0.3305 | 1.322 | 6.0932 | 6.0932 | 0.33717 | 0.33717 | 1.0632 | 1.0632 | 3.1792 | 3.1792 | 12.1855 | 12.1855 | -13.1438 | -6.5719 | 6.9964 | 0 | 0 |  |  | 1.3484 |  | 0.03542 | 3.542 | 13.9928 | 0 | 2014-09-11 23:00 | 12185.5 | 12.1855
|  | 2014-09-12 11:05:04 | 37.2632 | 0.3565 | 1.426 | 6.1678 | 6.1678 | 0.336 | 0.336 | 1.0745 | 1.0745 | 3.1792 | 3.1792 | 12.1005 | 12.1005 | -12.9791 | -6.4896 | 6.5719 | 0 | 0 |  |  | 1.483 |  | 0.038268 | 3.8268 | 13.1438 | 0 | 2014-09-11 23:30 | 12100.5 | 12.1005
|  | 2014-09-12 11:35:02 | 37.0262 | 0.3645 | 1.458 | 6.3003 | 6.3003 | 0.33533 | 0.33533 | 1.1003 | 1.1003 | 3.91 | 3.91 | 12.0478 | 12.0478 | -11.8743 | -5.9372 | 6.4896 | 0 | 0 |  |  | 1.4872 |  | 0.039378 | 3.9378 | 12.9791 | 0 | 2014-09-12 | 12047.8333 | 12.0478
|  | 2014-09-12 12:05:01 | 36.6697 | 0.36917 | 1.4767 | 6.3055 | 6.3055 | 0.25833 | 0.25833 | 1.1167 | 1.1167 | 3.91 | 3.91 | 12.1045 | 12.1045 | -11.498 | -5.749 | 5.9372 | 0 | 0 |  |  | 1.4471 |  | 0.040269 | 4.0269 | 11.8743 | 0 | 2014-09-12 00:30 | 12104.5 | 12.1045
|  | 2014-09-12 12:35:02 | 36.3403 | 0.36967 | 1.4787 | 6.3007 | 6.3007 | 0.24283 | 0.24283 | 1.1153 | 1.1153 | 3.8648 | 3.8648 | 12.0732 | 12.0732 | -11.2649 | -5.6324 | 5.749 | 0 | 0 |  |  | 1.5822 |  | 0.040689 | 4.0689 | 11.498 | 0 | 2014-09-12 01:00 | 12073.1667 | 12.0732
|  | 2014-09-12 13:05:05 | 36.0402 | 0.37533 | 1.5013 | 6.301 | 6.301 | 0.2435 | 0.2435 | 1.1165 | 1.1165 | 3.8648 | 3.8648 | 12.0282 | 12.0282 | -10.9849 | -5.4924 | 5.6324 | 0 | 0 |  |  | 1.4713 |  | 0.041657 | 4.1657 | 11.2649 | 0 | 2014-09-12 01:30 | 12028.1667 | 12.0282
|  | 2014-09-12 13:35:02 | 35.7602 | 0.3775 | 1.51 | 6.3005 | 6.3005 | 0.26 | 0.26 | 1.1087 | 1.1087 | 4.4792 | 4.4792 | 11.9513 | 11.9513 | -10.1505 | -5.0752 | 5.4924 | 0 | 0 |  |  | 1.5553 |  | 0.042226 | 4.2226 | 10.9849 | 0 | 2014-09-12 02:00 | 11951.3333 | 11.9513
|  | 2014-09-12 14:05:03 | 35.4435 | 0.39783 | 1.5913 | 6.3015 | 6.3015 | 0.2565 | 0.2565 | 1.1073 | 1.1073 | 4.4792 | 4.4792 | 11.8698 | 11.8698 | -9.8378 | -4.9189 | 5.0752 | 0 | 0 |  |  | 1.6868 |  | 0.044898 | 4.4898 | 10.1505 | 0 | 2014-09-12 02:30 | 11869.8333 | 11.8698
|  | 2014-09-12 14:35:02 | 35.6578 | 0.46683 | 1.8673 | 6.2935 | 6.2935 | 0.2485 | 0.2485 | 1.1045 | 1.1045 | 4.1276 | 4.1276 | 11.948 | 11.948 | -10.0684 | -5.0342 | 4.9189 | 0 | 0 |  |  | 1.9234 |  | 0.052368 | 5.2368 | 9.8378 | 0 | 2014-09-12 03:00 | 11948 | 11.948
|  | 2014-09-12 15:05:07 | 36.1307 | 0.51233 | 2.0493 | 6.3052 | 6.3052 | 0.25383 | 0.25383 | 1.1032 | 1.1032 | 4.1276 | 4.1276 | 11.9655 | 11.9655 | -10.3261 | -5.163 | 5.0342 | 0 | 0 |  |  | 2.1108 |  | 0.05672 | 5.672 | 10.0684 | 0 | 2014-09-12 03:30 | 11965.5 | 11.9655
|  | 2014-09-12 15:35:02 | 36.7328 | 0.51883 | 2.0753 | 6.2823 | 6.2823 | 0.3755 | 0.3755 | 1.1 | 1.1 | 4.0732 | 4.0732 | 11.9202 | 11.9202 | -10.9063 | -5.4531 | 5.163 | 0 | 0 |  |  | 1.9508 |  | 0.056498 | 5.6498 | 10.3261 | 0 | 2014-09-12 04:00 | 11920.1667 | 11.9202
|  | 2014-09-12 16:05:01 | 37.0097 | 0.52367 | 2.0947 | 6.139 | 6.139 | 0.39517 | 0.39517 | 1.1043 | 1.1043 | 4.0732 | 4.0732 | 12.0478 | 12.0478 | -11.1555 | -5.5777 | 5.4531 | 0 | 0 |  |  | 1.8852 |  | 0.056598 | 5.6598 | 10.9063 | 0 | 2014-09-12 04:30 | 12047.8333 | 12.0478
|  | 2014-09-12 16:35:01 | 37.043 | 0.5135 | 2.054 | 6.073 | 6.073 | 0.39533 | 0.39533 | 1.1077 | 1.1077 | 2.3372 | 2.3372 | 12.1913 | 12.1913 | -12.8845 | -6.4422 | 5.5777 | 0 | 0 |  |  | 1.9924 |  | 0.055449 | 5.5449 | 11.1555 | 0 | 2014-09-12 05:00 | 12191.3333 | 12.1913
|  | 2014-09-12 17:05:03 | 36.7872 | 0.5315 | 2.126 | 6.0747 | 6.0747 | 0.3925 | 0.3925 | 1.1093 | 1.1093 | 2.3372 | 2.3372 | 12.1535 | 12.1535 | -12.594 | -6.297 | 6.4422 | 0 | 0 |  |  | 1.9347 |  | 0.057792 | 5.7792 | 12.8845 | 0 | 2014-09-12 05:30 | 12153.5 | 12.1535
|  | 2014-09-12 17:35:03 | 36.6747 | 0.55583 | 2.2233 | 6.0767 | 6.0767 | 0.39217 | 0.39217 | 1.1127 | 1.1127 | 1.3548 | 1.3548 | 12.0965 | 12.0965 | -13.4185 | -6.7093 | 6.297 | 0 | 0 |  |  | 2.3123 |  | 0.060623 | 6.0623 | 12.594 | 0 | 2014-09-12 06:00 | 12096.5 | 12.0965
|  | 2014-09-12 18:05:02 | 36.4885 | 0.535 | 2.14 | 6.146 | 6.146 | 0.39783 | 0.39783 | 1.1202 | 1.1202 | 1.3548 | 1.3548 | 11.8738 | 11.8738 | -13.4559 | -6.7279 | 6.7093 | 0 | 0 |  |  | 1.9902 |  | 0.058649 | 5.8649 | 13.4185 | 0 | 2014-09-12 06:30 | 11873.8333 | 11.8738
|  | 2014-09-12 18:35:03 | 37.159 | 0.57083 | 2.2833 | 6.2838 | 6.2838 | 0.5165 | 0.5165 | 1.1252 | 1.1252 | 0.3024 | 0.3024 | 11.8948 | 11.8948 | -14.7529 | -7.3765 | 6.7279 | 0 | 0 |  |  | 2.2833 |  | 0.061448 | 6.1448 | 13.4559 | 0 | 2014-09-12 07:00 | 11894.8333 | 11.8948
|  | 2014-09-12 19:05:04 | 37.8127 | 0.669 | 2.676 | 6.2982 | 6.2982 | 0.61717 | 0.61717 | 1.1398 | 1.1398 | 0.3024 | 0.3024 | 11.7635 | 11.7635 | -15.0156 | -7.5078 | 7.3765 | 0 | 0 |  |  | 2.6225 |  | 0.07077 | 7.077 | 14.7529 | 0 | 2014-09-12 07:30 | 11763.5 | 11.7635
|  | 2014-09-12 19:35:04 | 36.7358 | 0.7585 | 3.034 | 6.296 | 6.296 | 0.45633 | 0.45633 | 1.1455 | 1.1455 | 0.044 | 0.044 | 11.409 | 11.409 | -14.351 | -7.1755 | 7.5078 | 0 | 0 |  |  | 3.1857 |  | 0.08259 | 8.259 | 15.0156 | 0 | 2014-09-12 08:00 | 11409 | 11.409
|  | 2014-09-12 20:05:04 | 35.4757 | 0.80383 | 3.2153 | 6.2962 | 6.2962 | 0.214 | 0.214 | 1.1433 | 1.1433 | 0.044 | 0.044 | 10.9498 | 10.9498 | -13.613 | -6.8065 | 7.1755 | 0 | 0 |  |  | 3.151 |  | 0.090635 | 9.0635 | 14.351 | 0 | 2014-09-12 08:30 | 10949.8333 | 10.9498
|  | 2014-09-12 20:35:03 | 33.8798 | 0.8245 | 3.298 | 6.2965 | 6.2965 | 0.20433 | 0.20433 | 1.138 | 1.138 | 0 | 0 | 10.175 | 10.175 | -12.768 | -6.384 | 6.8065 | 0 | 0 |  |  | 3.5289 |  | 0.097344 | 9.7344 | 13.613 | 0 | 2014-09-12 09:00 | 10175 | 10.175
|  | 2014-09-12 21:05:03 | 32.1365 | 0.8105 | 3.242 | 6.2983 | 6.2983 | 0.204 | 0.204 | 1.1385 | 1.1385 | 0 | 0 | 9.818 | 9.818 | -11.4357 | -5.7178 | 6.384 | 0 | 0 |  |  | 3.242 |  | 0.10088 | 10.0882 | 12.768 | 0 | 2014-09-12 09:30 | 9818 | 9.818
|  | 2014-09-12 21:35:03 | 30.4467 | 0.8205 | 3.282 | 6.2935 | 6.2935 | 0.204 | 0.204 | 1.1387 | 1.1387 | 0 | 0 | 9.0358 | 9.0358 | -10.4927 | -5.2463 | 5.7178 | 0 | 0 |  |  | 3.1835 |  | 0.1078 | 10.7795 | 11.4357 | 0 | 2014-09-12 10:00 | 9035.8333 | 9.0358
|  | 2014-09-12 22:05:01 | 28.3723 | 0.83317 | 3.3327 | 6.2985 | 6.2985 | 0.19083 | 0.19083 | 1.1442 | 1.1442 | 0 | 0 | 8.03 | 8.03 | -9.3762 | -4.6881 | 5.2463 | 0 | 0 |  |  | 3.4993 |  | 0.11746 | 11.7462 | 10.4927 | 0 | 2014-09-12 10:30 | 8030 | 8.03
|  | 2014-09-12 22:35:02 | 26.8195 | 0.82583 | 3.3033 | 6.152 | 6.152 | 0.187 | 0.187 | 1.1483 | 1.1483 | 0 | 0 | 7.8627 | 7.8627 | -8.1662 | -4.0831 | 4.6881 | 0 | 0 |  |  | 3.5676 |  | 0.12317 | 12.3169 | 9.3762 | 0 | 2014-09-12 11:00 | 7862.6667 | 7.8627
|  | 2014-09-12 23:05:01 | 25.9942 | 0.7655 | 3.062 | 6.0868 | 6.0868 | 0.18683 | 0.18683 | 1.1318 | 1.1318 | 0 | 0 | 7.7788 | 7.7788 | -7.7478 | -3.8739 | 4.0831 | 0 | 0 |  |  | 3.0926 |  | 0.1178 | 11.7796 | 8.1662 | 0 | 2014-09-12 11:30 | 7778.8333 | 7.7788
|  | 2014-09-12 23:35:03 | 25.3172 | 0.72183 | 2.8873 | 6.0843 | 6.0843 | 0.18783 | 0.18783 | 1.1343 | 1.1343 | 0 | 0 | 7.3675 | 7.3675 | -7.6558 | -3.8279 | 3.8739 | 0 | 0 |  |  | 3.1761 |  | 0.11405 | 11.4046 | 7.7478 | 0 | 2014-09-12 12:00 | 7367.5 | 7.3675
|  | 2014-09-13 00:05:02 | 24.8753 | 0.70833 | 2.8333 | 6.0852 | 6.0852 | 0.1425 | 0.1425 | 1.1468 | 1.1468 | 0 | 0 | 7.0515 | 7.0515 | -7.616 | -3.808 | 3.8279 | 0 | 0 |  |  | 3.0317 |  | 0.1139 | 11.3901 | 7.6558 | 0 | 2014-09-12 12:30 | 7051.5 | 7.0515
|  | 2014-09-13 00:35:02 | 24.7402 | 0.69983 | 2.7993 | 6.1337 | 6.1337 | 0.12983 | 0.12983 | 1.1287 | 1.1287 | 0 | 0 | 7.0865 | 7.0865 | -7.4622 | -3.7311 | 3.808 | 0 | 0 |  |  | 2.7993 |  | 0.11315 | 11.3149 | 7.616 | 0 | 2014-09-12 13:00 | 7086.5 | 7.0865
|  | 2014-09-13 01:05:02 | 24.2413 | 0.6415 | 2.566 | 6.2845 | 6.2845 | 0.12983 | 0.12983 | 1.0128 | 1.0128 | 0 | 0 | 7.0918 | 7.0918 | -7.1563 | -3.5782 | 3.7311 | 0 | 0 |  |  | 2.8226 |  | 0.10585 | 10.5852 | 7.4622 | 0 | 2014-09-12 13:30 | 7091.8333 | 7.0918
|  | 2014-09-13 01:35:02 | 23.8612 | 0.66717 | 2.6687 | 6.2963 | 6.2963 | 0.13 | 0.13 | 0.79233 | 0.79233 | 0 | 0 | 7.22 | 7.22 | -6.7538 | -3.3769 | 3.5782 | 0 | 0 |  |  | 2.6153 |  | 0.11184 | 11.1841 | 7.1563 | 0 | 2014-09-12 14:00 | 7220 | 7.22
|  | 2014-09-13 02:05:02 | 23.7417 | 0.636 | 2.544 | 6.3 | 6.3 | 0.13 | 0.13 | 0.77667 | 0.77667 | 0 | 0 | 7.18 | 7.18 | -6.811 | -3.4055 | 3.3769 | 0 | 0 |  |  | 2.7221 |  | 0.10715 | 10.7153 | 6.7538 | 0 | 2014-09-12 14:30 | 7180 | 7.18
|  | 2014-09-13 02:35:01 | 23.6432 | 0.63783 | 2.5513 | 6.2892 | 6.2892 | 0.12983 | 0.12983 | 0.77433 | 0.77433 | 0 | 0 | 6.9893 | 6.9893 | -6.9092 | -3.4546 | 3.4055 | 0 | 0 |  |  | 2.7044 |  | 0.10791 | 10.791 | 6.811 | 0 | 2014-09-12 15:00 | 6989.3333 | 6.9893
|  | 2014-09-13 03:05:03 | 23.5955 | 0.5825 | 2.33 | 6.2988 | 6.2988 | 0.13 | 0.13 | 0.774 | 0.774 | 0 | 0 | 6.953 | 6.953 | -7.1097 | -3.5548 | 3.4546 | 0 | 0 |  |  | 2.2368 |  | 0.098748 | 9.8748 | 6.9092 | 0 | 2014-09-12 15:30 | 6953 | 6.953
|  | 2014-09-13 03:35:02 | 23.5268 | 0.5765 | 2.306 | 6.2975 | 6.2975 | 0.13 | 0.13 | 0.77517 | 0.77517 | 0 | 0 | 6.9315 | 6.9315 | -7.0867 | -3.5433 | 3.5548 | 0 | 0 |  |  | 2.4444 |  | 0.098016 | 9.8016 | 7.1097 | 0 | 2014-09-12 16:00 | 6931.5 | 6.9315
|  | 2014-09-13 04:05:04 | 23.7247 | 0.568 | 2.272 | 6.2952 | 6.2952 | 0.12967 | 0.12967 | 0.7775 | 0.7775 | 0 | 0 | 7.0448 | 7.0448 | -7.2055 | -3.6027 | 3.5433 | 0 | 0 |  |  | 2.4765 |  | 0.095765 | 9.5765 | 7.0867 | 0 | 2014-09-12 16:30 | 7044.8333 | 7.0448
|  | 2014-09-13 04:35:03 | 24.1702 | 0.55917 | 2.2367 | 6.2925 | 6.2925 | 0.12933 | 0.12933 | 0.7815 | 0.7815 | 0 | 0 | 7.1747 | 7.1747 | -7.5555 | -3.7777 | 3.6027 | 0 | 0 |  |  | 2.259 |  | 0.092538 | 9.2538 | 7.2055 | 0 | 2014-09-12 17:00 | 7174.6667 | 7.1747
|  | 2014-09-13 05:05:02 | 24.8825 | 0.57233 | 2.2893 | 6.2143 | 6.2143 | 0.129 | 0.129 | 0.78183 | 0.78183 | 0 | 0 | 7.3502 | 7.3502 | -8.1178 | -4.0589 | 3.7777 | 0 | 0 |  |  | 2.358 |  | 0.092006 | 9.2006 | 7.5555 | 0 | 2014-09-12 17:30 | 7350.1667 | 7.3502
|  | 2014-09-13 05:35:01 | 25.048 | 0.59083 | 2.3633 | 6.0848 | 6.0848 | 0.12967 | 0.12967 | 0.7805 | 0.7805 | 0 | 0 | 7.4998 | 7.4998 | -8.1898 | -4.0949 | 4.0589 | 0 | 0 |  |  | 2.2215 |  | 0.094352 | 9.4352 | 8.1178 | 0 | 2014-09-12 18:00 | 7499.8333 | 7.4998
|  | 2014-09-13 06:05:01 | 25.9275 | 0.61667 | 2.4667 | 6.0798 | 6.0798 | 0.18517 | 0.18517 | 0.77817 | 0.77817 | 0 | 0 | 8.158 | 8.158 | -8.2597 | -4.1298 | 4.0949 | 0 | 0 |  |  | 2.6147 |  | 0.095137 | 9.5137 | 8.1898 | 0 | 2014-09-12 18:30 | 8158 | 8.158
|  | 2014-09-13 06:35:03 | 27.6712 | 0.659 | 2.636 | 6.0772 | 6.0772 | 0.2065 | 0.2065 | 0.77333 | 0.77333 | 0 | 0 | 8.501 | 8.501 | -9.4772 | -4.7386 | 4.1298 | 0 | 0 |  |  | 2.636 |  | 0.095262 | 9.5262 | 8.2597 | 0 | 2014-09-12 19:00 | 8501 | 8.501
|  | 2014-09-13 07:05:02 | 29.8142 | 0.691 | 2.764 | 6.0918 | 6.0918 | 0.22117 | 0.22117 | 0.7785 | 0.7785 | 0 | 0 | 8.8328 | 8.8328 | -11.1258 | -5.5629 | 4.7386 | 0 | 0 |  |  | 2.6534 |  | 0.092708 | 9.2708 | 9.4772 | 0 | 2014-09-12 19:30 | 8832.8333 | 8.8328
|  | 2014-09-13 07:35:03 | 31.3928 | 0.681 | 2.724 | 6.18 | 6.18 | 0.22533 | 0.22533 | 0.77683 | 0.77683 | 0.3784 | 0.3784 | 9.2633 | 9.2633 | -11.8449 | -5.9225 | 5.5629 | 0 | 0 |  |  | 2.6968 |  | 0.086771 | 8.6771 | 11.1258 | 0 | 2014-09-12 20:00 | 9263.3333 | 9.2633
|  | 2014-09-13 08:05:04 | 32.6362 | 0.7395 | 2.958 | 6.3045 | 6.3045 | 0.39417 | 0.39417 | 0.74767 | 0.74767 | 0.3784 | 0.3784 | 9.433 | 9.433 | -12.4204 | -6.2102 | 5.9225 | 0 | 0 |  |  | 3.1946 |  | 0.090636 | 9.0636 | 11.8449 | 0 | 2014-09-12 20:30 | 9433 | 9.433
|  | 2014-09-13 08:35:01 | 33.1263 | 0.85917 | 3.4367 | 6.3108 | 6.3108 | 0.4145 | 0.4145 | 0.74033 | 0.74033 | 1.0004 | 1.0004 | 9.6293 | 9.6293 | -11.5943 | -5.7971 | 6.2102 | 0 | 0 |  |  | 3.5398 |  | 0.10374 | 10.3744 | 12.4204 | 0 | 2014-09-12 21:00 | 9629.3333 | 9.6293
|  | 2014-09-13 09:05:02 | 33.3327 | 0.89367 | 3.5747 | 6.3025 | 6.3025 | 0.412 | 0.412 | 0.74017 | 0.74017 | 1.0004 | 1.0004 | 9.694 | 9.694 | -11.6089 | -5.8045 | 5.7971 | 0 | 0 |  |  | 3.3602 |  | 0.10724 | 10.7242 | 11.5943 | 0 | 2014-09-12 21:30 | 9694 | 9.694
|  | 2014-09-13 09:35:04 | 33.2333 | 0.887 | 3.548 | 6.3065 | 6.3065 | 0.45717 | 0.45717 | 0.73967 | 0.73967 | 1.6224 | 1.6224 | 9.6875 | 9.6875 | -10.8721 | -5.4361 | 5.8045 | 0 | 0 |  |  | 3.1932 |  | 0.10676 | 10.676 | 11.6089 | 0 | 2014-09-12 22:00 | 9687.5 | 9.6875
|  | 2014-09-13 10:05:02 | 33.0143 | 0.92533 | 3.7013 | 6.3035 | 6.3035 | 0.44817 | 0.44817 | 0.7415 | 0.7415 | 1.6224 | 1.6224 | 9.5295 | 9.5295 | -10.6679 | -5.334 | 5.4361 | 0 | 0 |  |  | 4.0715 |  | 0.11211 | 11.2113 | 10.8721 | 0 | 2014-09-12 22:30 | 9529.5 | 9.5295
|  | 2014-09-13 10:35:02 | 32.8025 | 0.8605 | 3.442 | 6.3072 | 6.3072 | 0.42667 | 0.42667 | 0.74033 | 0.74033 | 2.7436 | 2.7436 | 9.5638 | 9.5638 | -9.5789 | -4.7895 | 5.334 | 0 | 0 |  |  | 3.4076 |  | 0.10493 | 10.4931 | 10.6679 | 0 | 2014-09-12 23:00 | 9563.8333 | 9.5638
|  | 2014-09-13 11:05:04 | 32.5873 | 0.805 | 3.22 | 6.3083 | 6.3083 | 0.43083 | 0.43083 | 0.74167 | 0.74167 | 2.7436 | 2.7436 | 9.6142 | 9.6142 | -9.5287 | -4.7644 | 4.7895 | 0 | 0 |  |  | 2.898 |  | 0.098811 | 9.8811 | 9.5789 | 0 | 2014-09-12 23:30 | 9614.1667 | 9.6142
|  | 2014-09-13 11:35:02 | 32.247 | 0.75117 | 3.0047 | 6.2998 | 6.2998 | 0.3795 | 0.3795 | 0.74267 | 0.74267 | 2.3696 | 2.3696 | 9.6245 | 9.6245 | -9.8262 | -4.9131 | 4.7644 | 0 | 0 |  |  | 2.8845 |  | 0.093177 | 9.3177 | 9.5287 | 0 | 2014-09-13 | 9624.5 | 9.6245
|  | 2014-09-13 12:05:03 | 31.7583 | 0.70383 | 2.8153 | 6.2003 | 6.2003 | 0.36417 | 0.36417 | 0.743 | 0.743 | 2.3696 | 2.3696 | 9.606 | 9.606 | -9.6599 | -4.8299 | 4.9131 | 0 | 0 |  |  | 2.759 |  | 0.088649 | 8.8649 | 9.8262 | 0 | 2014-09-13 00:30 | 9606 | 9.606
|  | 2014-09-13 12:35:01 | 31.2148 | 0.67267 | 2.6907 | 6.0785 | 6.0785 | 0.27167 | 0.27167 | 0.743 | 0.743 | 2.7072 | 2.7072 | 9.4992 | 9.4992 | -9.2246 | -4.6123 | 4.8299 | 0 | 0 |  |  | 2.6638 |  | 0.086198 | 8.6198 | 9.6599 | 0 | 2014-09-13 01:00 | 9499.1667 | 9.4992
|  | 2014-09-13 13:05:02 | 30.6913 | 0.6515 | 2.606 | 6.0782 | 6.0782 | 0.227 | 0.227 | 0.73883 | 0.73883 | 2.7072 | 2.7072 | 9.5713 | 9.5713 | -8.7628 | -4.3814 | 4.6123 | 0 | 0 |  |  | 2.6842 |  | 0.08491 | 8.491 | 9.2246 | 0 | 2014-09-13 01:30 | 9571.3333 | 9.5713
|  | 2014-09-13 13:35:03 | 30.2933 | 0.66 | 2.64 | 6.0703 | 6.0703 | 0.21167 | 0.21167 | 0.7425 | 0.7425 | 3.4528 | 3.4528 | 9.7248 | 9.7248 | -7.4512 | -3.7256 | 4.3814 | 0 | 0 |  |  | 2.4552 |  | 0.087148 | 8.7148 | 8.7628 | 0 | 2014-09-13 02:00 | 9724.8333 | 9.7248
|  | 2014-09-13 14:05:02 | 30.2398 | 0.67033 | 2.6813 | 6.0873 | 6.0873 | 0.2265 | 0.2265 | 0.73967 | 0.73967 | 3.4528 | 3.4528 | 9.768 | 9.768 | -7.2842 | -3.6421 | 3.7256 | 0 | 0 |  |  | 2.5205 |  | 0.088669 | 8.8669 | 7.4512 | 0 | 2014-09-13 02:30 | 9768 | 9.768
|  | 2014-09-13 14:35:02 | 30.2518 | 0.71233 | 2.8493 | 6.2152 | 6.2152 | 0.22717 | 0.22717 | 0.74217 | 0.74217 | 3.4308 | 3.4308 | 9.6377 | 9.6377 | -7.1495 | -3.5748 | 3.6421 | 0 | 0 |  |  | 2.9633 |  | 0.094187 | 9.4187 | 7.2842 | 0 | 2014-09-13 03:00 | 9637.6667 | 9.6377
|  | 2014-09-13 15:05:02 | 30.6525 | 0.78517 | 3.1407 | 6.2935 | 6.2935 | 0.21617 | 0.21617 | 0.73683 | 0.73683 | 3.4308 | 3.4308 | 9.7147 | 9.7147 | -7.1199 | -3.5599 | 3.5748 | 0 | 0 |  |  | 2.8266 |  | 0.10246 | 10.246 | 7.1495 | 0 | 2014-09-13 03:30 | 9714.6667 | 9.7147
|  | 2014-09-13 15:35:04 | 31.3452 | 0.825 | 3.3 | 6.2948 | 6.2948 | 0.2355 | 0.2355 | 0.7375 | 0.7375 | 2.7236 | 2.7236 | 9.9178 | 9.9178 | -8.1359 | -4.0679 | 3.5599 | 0 | 0 |  |  | 3.432 |  | 0.10528 | 10.5279 | 7.1199 | 0 | 2014-09-13 04:00 | 9917.8333 | 9.9178
|  | 2014-09-13 16:05:02 | 32.2048 | 0.89733 | 3.5893 | 6.3022 | 6.3022 | 0.2775 | 0.2775 | 0.73683 | 0.73683 | 2.7236 | 2.7236 | 10.1103 | 10.1103 | -8.4651 | -4.2325 | 4.0679 | 0 | 0 |  |  | 3.374 |  | 0.11145 | 11.1453 | 8.1359 | 0 | 2014-09-13 04:30 | 10110.3333 | 10.1103
|  | 2014-09-13 16:35:02 | 32.7813 | 1.0008 | 4.0033 | 6.3002 | 6.3002 | 0.31167 | 0.31167 | 0.74167 | 0.74167 | 2.0024 | 2.0024 | 10.141 | 10.141 | -9.2811 | -4.6406 | 4.2325 | 0 | 0 |  |  | 3.8032 |  | 0.12212 | 12.2122 | 8.4651 | 0 | 2014-09-13 05:00 | 10141 | 10.141
|  | 2014-09-13 17:05:02 | 33.0932 | 1.0715 | 4.286 | 6.2972 | 6.2972 | 0.38217 | 0.38217 | 0.86567 | 0.86567 | 2.0024 | 2.0024 | 10.1232 | 10.1232 | -9.1366 | -4.5683 | 4.6406 | 0 | 0 |  |  | 4.4146 |  | 0.12951 | 12.9513 | 9.2811 | 0 | 2014-09-13 05:30 | 10123.1667 | 10.1232
|  | 2014-09-13 17:35:02 | 33.2038 | 1.1053 | 4.4213 | 6.298 | 6.298 | 0.40983 | 0.40983 | 0.92867 | 0.92867 | 1.1108 | 1.1108 | 10.1207 | 10.1207 | -9.9145 | -4.9573 | 4.5683 | 0 | 0 |  |  | 4.8193 |  | 0.13316 | 13.3157 | 9.1366 | 0 | 2014-09-13 06:00 | 10120.6667 | 10.1207
|  | 2014-09-13 18:05:03 | 33.2817 | 1.1202 | 4.4807 | 6.295 | 6.295 | 0.42667 | 0.42667 | 0.97183 | 0.97183 | 1.1108 | 1.1108 | 10.1197 | 10.1197 | -9.877 | -4.9385 | 4.9573 | 0 | 0 |  |  | 4.0774 |  | 0.13463 | 13.4629 | 9.9145 | 0 | 2014-09-13 06:30 | 10119.6667 | 10.1197
|  | 2014-09-13 18:35:02 | 34.1053 | 1.1248 | 4.4993 | 6.3027 | 6.3027 | 0.49033 | 0.49033 | 1.074 | 1.074 | 0.2236 | 0.2236 | 10.1888 | 10.1888 | -11.3266 | -5.6633 | 4.9385 | 0 | 0 |  |  | 4.8593 |  | 0.13192 | 13.1925 | 9.877 | 0 | 2014-09-13 07:00 | 10188.8333 | 10.1888
|  | 2014-09-13 19:05:02 | 34.353 | 1.155 | 4.62 | 6.2968 | 6.2968 | 0.549 | 0.549 | 1.0983 | 1.0983 | 0.2236 | 0.2236 | 10.0513 | 10.0513 | -11.5139 | -5.757 | 5.6633 | 0 | 0 |  |  | 4.6662 |  | 0.13449 | 13.4486 | 11.3266 | 0 | 2014-09-13 07:30 | 10051.3333 | 10.0513
|  | 2014-09-13 19:35:02 | 33.3472 | 1.1323 | 4.5293 | 6.2953 | 6.2953 | 0.446 | 0.446 | 1.0985 | 1.0985 | 0.008 | 0.008 | 9.794 | 9.794 | -11.176 | -5.588 | 5.757 | 0 | 0 |  |  | 4.8464 |  | 0.13582 | 13.5824 | 11.5139 | 0 | 2014-09-13 08:00 | 9794 | 9.794
|  | 2014-09-13 20:05:03 | 32.3863 | 1.1123 | 4.4493 | 6.2995 | 6.2995 | 0.34983 | 0.34983 | 1.0978 | 1.0978 | 0.008 | 0.008 | 9.7007 | 9.7007 | -10.4812 | -5.2406 | 5.588 | 0 | 0 |  |  | 4.0044 |  | 0.13738 | 13.7383 | 11.176 | 0 | 2014-09-13 08:30 | 9700.6667 | 9.7007
|  | 2014-09-13 20:35:03 | 31.1748 | 1.0892 | 4.3567 | 6.2905 | 6.2905 | 0.2825 | 0.2825 | 1.0985 | 1.0985 | 0 | 0 | 9.755 | 9.755 | -9.3917 | -4.6958 | 5.2406 | 0 | 0 |  |  | 4.3567 |  | 0.13975 | 13.9749 | 10.4812 | 0 | 2014-09-13 09:00 | 9755 | 9.755
|  | 2014-09-13 21:05:02 | 29.8422 | 1.2195 | 4.878 | 6.2907 | 6.2907 | 0.251 | 0.251 | 1.11 | 1.11 | 0 | 0 | 9.4175 | 9.4175 | -7.895 | -3.9475 | 4.6958 | 0 | 0 |  |  | 5.1707 |  | 0.16346 | 16.346 | 9.3917 | 0 | 2014-09-13 09:30 | 9417.5 | 9.4175
|  | 2014-09-13 21:35:02 | 28.4295 | 1.2353 | 4.9413 | 6.296 | 6.296 | 0.242 | 0.242 | 1.0812 | 1.0812 | 0 | 0 | 9.0842 | 9.0842 | -6.7848 | -3.3924 | 3.9475 | 0 | 0 |  |  | 5.0402 |  | 0.17381 | 17.381 | 7.895 | 0 | 2014-09-13 10:00 | 9084.1667 | 9.0842
|  | 2014-09-13 22:05:01 | 26.8333 | 1.2592 | 5.0367 | 6.3468 | 6.3468 | 0.19367 | 0.19367 | 1.0808 | 1.0808 | 0 | 0 | 8.6885 | 8.6885 | -5.4868 | -2.7434 | 3.3924 | 0 | 0 |  |  | 5.087 |  | 0.1877 | 18.7702 | 6.7848 | 0 | 2014-09-13 10:30 | 8688.5 | 8.6885
|  | 2014-09-13 22:35:03 | 25.3452 | 1.2925 | 5.17 | 6.3455 | 6.3455 | 0.13983 | 0.13983 | 1.0805 | 1.0805 | 0 | 0 | 8.0735 | 8.0735 | -4.5358 | -2.2679 | 2.7434 | 0 | 0 |  |  | 5.2217 |  | 0.20398 | 20.3984 | 5.4868 | 0 | 2014-09-13 11:00 | 8073.5 | 8.0735
|  | 2014-09-13 23:05:03 | 24.2763 | 1.3292 | 5.3167 | 6.357 | 6.357 | 0.135 | 0.135 | 1.0872 | 1.0872 | 0 | 0 | 7.5187 | 7.5187 | -3.8618 | -1.9309 | 2.2679 | 0 | 0 |  |  | 5.4762 |  | 0.21901 | 21.9006 | 4.5358 | 0 | 2014-09-13 11:30 | 7518.6667 | 7.5187
|  | 2014-09-13 23:35:01 | 23.6773 | 1.3687 | 5.4747 | 6.3502 | 6.3502 | 0.13333 | 0.13333 | 1.094 | 1.094 | 0 | 0 | 6.9032 | 6.9032 | -3.722 | -1.861 | 1.9309 | 0 | 0 |  |  | 6.0221 |  | 0.23122 | 23.122 | 3.8618 | 0 | 2014-09-13 12:00 | 6903.1667 | 6.9032
|  | 2014-09-14 00:05:01 | 23.3597 | 1.3382 | 5.3527 | 6.3547 | 6.3547 | 0.133 | 0.133 | 1.07 | 1.07 | 0 | 0 | 6.6275 | 6.6275 | -3.8218 | -1.9109 | 1.861 | 0 | 0 |  |  | 4.978 |  | 0.22914 | 22.9141 | 3.722 | 0 | 2014-09-13 12:30 | 6627.5 | 6.6275
|  | 2014-09-14 00:35:01 | 23.0423 | 1.273 | 5.092 | 6.3455 | 6.3455 | 0.1335 | 0.1335 | 1.0823 | 1.0823 | 0 | 0 | 6.506 | 6.506 | -3.883 | -1.9415 | 1.9109 | 0 | 0 |  |  | 5.0411 |  | 0.22098 | 22.0985 | 3.8218 | 0 | 2014-09-13 13:00 | 6506 | 6.506
|  | 2014-09-14 01:05:02 | 22.7135 | 1.167 | 4.668 | 6.3587 | 6.3587 | 0.13283 | 0.13283 | 1.0845 | 1.0845 | 0 | 0 | 6.3132 | 6.3132 | -4.1563 | -2.0782 | 1.9415 | 0 | 0 |  |  | 4.7147 |  | 0.20552 | 20.5517 | 3.883 | 0 | 2014-09-13 13:30 | 6313.1667 | 6.3132
|  | 2014-09-14 01:35:03 | 22.3725 | 1.1637 | 4.6547 | 6.3585 | 6.3585 | 0.1185 | 0.1185 | 1.087 | 1.087 | 0 | 0 | 6.0368 | 6.0368 | -4.117 | -2.0585 | 2.0782 | 0 | 0 |  |  | 4.1892 |  | 0.20805 | 20.8053 | 4.1563 | 0 | 2014-09-13 14:00 | 6036.8333 | 6.0368
|  | 2014-09-14 02:05:02 | 22.3307 | 1.1475 | 4.59 | 6.3553 | 6.3553 | 0.117 | 0.117 | 1.0997 | 1.0997 | 0 | 0 | 6.1198 | 6.1198 | -4.0488 | -2.0244 | 2.0585 | 0 | 0 |  |  | 4.2687 |  | 0.20555 | 20.5547 | 4.117 | 0 | 2014-09-13 14:30 | 6119.8333 | 6.1198
|  | 2014-09-14 02:35:02 | 22.3058 | 1.1075 | 4.43 | 6.3515 | 6.3515 | 0.117 | 0.117 | 1.0993 | 1.0993 | 0 | 0 | 6.1893 | 6.1893 | -4.1187 | -2.0593 | 2.0244 | 0 | 0 |  |  | 4.8287 |  | 0.1986 | 19.8603 | 4.0488 | 0 | 2014-09-13 15:00 | 6189.3333 | 6.1893
|  | 2014-09-14 03:05:05 | 22.1133 | 1.1217 | 4.4867 | 6.3577 | 6.3577 | 0.117 | 0.117 | 1.0995 | 1.0995 | 0 | 0 | 5.9633 | 5.9633 | -4.0892 | -2.0446 | 2.0593 | 0 | 0 |  |  | 4.9353 |  | 0.20289 | 20.2894 | 4.1187 | 0 | 2014-09-13 15:30 | 5963.3333 | 5.9633
|  | 2014-09-14 03:35:03 | 21.952 | 1.0287 | 4.1147 | 6.3555 | 6.3555 | 0.117 | 0.117 | 1.1013 | 1.1013 | 0 | 0 | 5.9242 | 5.9242 | -4.3393 | -2.1697 | 2.0446 | 0 | 0 |  |  | 4.1147 |  | 0.18744 | 18.7439 | 4.0892 | 0 | 2014-09-13 16:00 | 5924.1667 | 5.9242
|  | 2014-09-14 04:05:03 | 22.015 | 0.92983 | 3.7193 | 6.349 | 6.349 | 0.117 | 0.117 | 1.1018 | 1.1018 | 0 | 0 | 5.9242 | 5.9242 | -4.8037 | -2.4018 | 2.1697 | 0 | 0 |  |  | 3.6449 |  | 0.16895 | 16.8945 | 4.3393 | 0 | 2014-09-13 16:30 | 5924.1667 | 5.9242
|  | 2014-09-14 04:35:03 | 22.03 | 0.97767 | 3.9107 | 6.349 | 6.349 | 0.131 | 0.131 | 1.1015 | 1.1015 | 0 | 0 | 6.0363 | 6.0363 | -4.5015 | -2.2508 | 2.4018 | 0 | 0 |  |  | 3.9107 |  | 0.17752 | 17.7516 | 4.8037 | 0 | 2014-09-13 17:00 | 6036.3333 | 6.0363
|  | 2014-09-14 05:05:01 | 22.448 | 1.031 | 4.124 | 6.3478 | 6.3478 | 0.133 | 0.133 | 1.102 | 1.102 | 0 | 0 | 6.4027 | 6.4027 | -4.3385 | -2.1692 | 2.2508 | 0 | 0 |  |  | 4.2477 |  | 0.18371 | 18.3713 | 4.5015 | 0 | 2014-09-13 17:30 | 6402.6667 | 6.4027
|  | 2014-09-14 05:35:02 | 22.5678 | 1.055 | 4.22 | 6.3455 | 6.3455 | 0.133 | 0.133 | 1.1012 | 1.1012 | 0 | 0 | 6.5052 | 6.5052 | -4.263 | -2.1315 | 2.1692 | 0 | 0 |  |  | 3.9668 |  | 0.18699 | 18.6992 | 4.3385 | 0 | 2014-09-13 18:00 | 6505.1667 | 6.5052
|  | 2014-09-14 06:05:03 | 22.7993 | 1.2457 | 4.9827 | 6.3503 | 6.3503 | 0.149 | 0.149 | 1.0725 | 1.0725 | 0 | 0 | 6.6545 | 6.6545 | -3.5903 | -1.7952 | 2.1315 | 0 | 0 |  |  | 5.2318 |  | 0.21854 | 21.8544 | 4.263 | 0 | 2014-09-13 18:30 | 6654.5 | 6.6545
|  | 2014-09-14 06:35:03 | 23.6258 | 1.3962 | 5.5847 | 6.3577 | 6.3577 | 0.15217 | 0.15217 | 1.0892 | 1.0892 | 0 | 0 | 6.9877 | 6.9877 | -3.4545 | -1.7272 | 1.7952 | 0 | 0 |  |  | 5.082 |  | 0.23638 | 23.638 | 3.5903 | 0 | 2014-09-13 19:00 | 6987.6667 | 6.9877
|  | 2014-09-14 07:05:01 | 25.4592 | 1.5277 | 6.1107 | 6.3598 | 6.3598 | 0.156 | 0.156 | 1.1018 | 1.1018 | 0 | 0 | 7.288 | 7.288 | -4.4428 | -2.2214 | 1.7272 | 0 | 0 |  |  | 6.294 |  | 0.24002 | 24.0018 | 3.4545 | 0 | 2014-09-13 19:30 | 7288 | 7.288
|  | 2014-09-14 07:35:01 | 27.1445 | 1.59 | 6.36 | 6.3585 | 6.3585 | 0.16233 | 0.16233 | 1.1137 | 1.1137 | 0.4868 | 0.4868 | 7.7775 | 7.7775 | -4.8857 | -2.4428 | 2.2214 | 0 | 0 |  |  | 5.8512 |  | 0.2343 | 23.4302 | 4.4428 | 0 | 2014-09-13 20:00 | 7777.5 | 7.7775
|  | 2014-09-14 08:05:02 | 28.5897 | 1.6447 | 6.5787 | 6.3683 | 6.3683 | 0.239 | 0.239 | 1.113 | 1.113 | 0.4868 | 0.4868 | 8.377 | 8.377 | -5.4269 | -2.7134 | 2.4428 | 0 | 0 |  |  | 6.6445 |  | 0.23011 | 23.0106 | 4.8857 | 0 | 2014-09-13 20:30 | 8377 | 8.377
|  | 2014-09-14 08:35:02 | 29.4762 | 1.647 | 6.588 | 6.3617 | 6.3617 | 0.25117 | 0.25117 | 1.1138 | 1.1138 | 1.3348 | 1.3348 | 8.616 | 8.616 | -5.2107 | -2.6053 | 2.7134 | 0 | 0 |  |  | 7.1809 |  | 0.2235 | 22.3503 | 5.4269 | 0 | 2014-09-13 21:00 | 8616 | 8.616
|  | 2014-09-14 09:05:03 | 30.3325 | 1.5235 | 6.094 | 6.3643 | 6.3643 | 0.27633 | 0.27633 | 1.1112 | 1.1112 | 1.3348 | 1.3348 | 8.8372 | 8.8372 | -6.3147 | -3.1574 | 2.6053 | 0 | 0 |  |  | 6.2159 |  | 0.20091 | 20.0907 | 5.2107 | 0 | 2014-09-13 21:30 | 8837.1667 | 8.8372
|  | 2014-09-14 09:35:02 | 30.7598 | 1.4805 | 5.922 | 6.3605 | 6.3605 | 0.2815 | 0.2815 | 1.118 | 1.118 | 2.2144 | 2.2144 | 9.1427 | 9.1427 | -5.7208 | -2.8604 | 3.1574 | 0 | 0 |  |  | 6.5142 |  | 0.19252 | 19.2524 | 6.3147 | 0 | 2014-09-13 22:00 | 9142.6667 | 9.1427
|  | 2014-09-14 10:05:03 | 31.0753 | 1.5588 | 6.2353 | 6.3587 | 6.3587 | 0.30133 | 0.30133 | 1.111 | 1.111 | 2.2144 | 2.2144 | 9.1483 | 9.1483 | -5.7063 | -2.8531 | 2.8604 | 0 | 0 |  |  | 6.2977 |  | 0.20065 | 20.0652 | 5.7208 | 0 | 2014-09-13 22:30 | 9148.3333 | 9.1483
|  | 2014-09-14 10:35:01 | 31.2168 | 1.78 | 7.12 | 6.3552 | 6.3552 | 0.3025 | 0.3025 | 1.1175 | 1.1175 | 2.5448 | 2.5448 | 9.1737 | 9.1737 | -4.6032 | -2.3016 | 2.8531 | 0 | 0 |  |  | 6.6928 |  | 0.22808 | 22.8082 | 5.7063 | 0 | 2014-09-13 23:00 | 9173.6667 | 9.1737
|  | 2014-09-14 11:05:01 | 31.5138 | 1.7783 | 7.1133 | 6.3493 | 6.3493 | 0.4035 | 0.4035 | 1.118 | 1.118 | 2.5448 | 2.5448 | 9.3147 | 9.3147 | -4.6702 | -2.3351 | 2.3016 | 0 | 0 |  |  | 7.6113 |  | 0.22572 | 22.5721 | 4.6032 | 0 | 2014-09-13 23:30 | 9314.6667 | 9.3147
|  | 2014-09-14 11:35:02 | 31.4913 | 1.7012 | 6.8047 | 6.3542 | 6.3542 | 0.43333 | 0.43333 | 1.1157 | 1.1157 | 3.1748 | 3.1748 | 9.4822 | 9.4822 | -4.1265 | -2.0633 | 2.3351 | 0 | 0 |  |  | 6.8727 |  | 0.21608 | 21.6081 | 4.6702 | 0 | 2014-09-14 | 9482.1667 | 9.4822
|  | 2014-09-14 12:05:02 | 31.1137 | 1.6938 | 6.7753 | 6.3742 | 6.3742 | 0.2365 | 0.2365 | 1.0992 | 1.0992 | 3.1748 | 3.1748 | 9.5447 | 9.5447 | -3.909 | -1.9545 | 2.0633 | 0 | 0 |  |  | 7.1819 |  | 0.21776 | 21.7761 | 4.1265 | 0 | 2014-09-14 00:30 | 9544.6667 | 9.5447
|  | 2014-09-14 12:35:01 | 30.5923 | 1.6282 | 6.5127 | 6.3693 | 6.3693 | 0.226 | 0.226 | 0.58417 | 0.58417 | 3.6292 | 3.6292 | 9.5462 | 9.5462 | -3.7248 | -1.8624 | 1.9545 | 0 | 0 |  |  | 6.6429 |  | 0.21289 | 21.2886 | 3.909 | 0 | 2014-09-14 01:00 | 9546.1667 | 9.5462
|  | 2014-09-14 13:05:02 | 30.2968 | 1.59 | 6.36 | 6.387 | 6.387 | 0.226 | 0.226 | 0.472 | 0.472 | 3.6292 | 3.6292 | 9.6465 | 9.6465 | -3.5761 | -1.7881 | 1.8624 | 0 | 0 |  |  | 6.996 |  | 0.20992 | 20.9923 | 3.7248 | 0 | 2014-09-14 01:30 | 9646.5 | 9.6465
|  | 2014-09-14 13:35:02 | 30.02 | 1.5895 | 6.358 | 6.374 | 6.374 | 0.22717 | 0.22717 | 0.472 | 0.472 | 3.2672 | 3.2672 | 9.6022 | 9.6022 | -3.7195 | -1.8597 | 1.7881 | 0 | 0 |  |  | 6.6759 |  | 0.21179 | 21.1792 | 3.5761 | 0 | 2014-09-14 02:00 | 9602.1667 | 9.6022
|  | 2014-09-14 14:05:02 | 30.0257 | 1.6847 | 6.7387 | 6.3682 | 6.3682 | 0.22683 | 0.22683 | 0.472 | 0.472 | 3.2672 | 3.2672 | 9.4717 | 9.4717 | -3.4811 | -1.7406 | 1.8597 | 0 | 0 |  |  | 6.4017 |  | 0.22443 | 22.443 | 3.7195 | 0 | 2014-09-14 02:30 | 9471.6667 | 9.4717
|  | 2014-09-14 14:35:01 | 30.2622 | 1.8033 | 7.2133 | 6.3723 | 6.3723 | 0.228 | 0.228 | 0.472 | 0.472 | 2.9704 | 2.9704 | 9.3623 | 9.3623 | -3.6438 | -1.8219 | 1.7406 | 0 | 0 |  |  | 6.6363 |  | 0.23836 | 23.8361 | 3.4811 | 0 | 2014-09-14 03:00 | 9362.3333 | 9.3623
|  | 2014-09-14 15:05:03 | 30.9235 | 1.9133 | 7.6533 | 6.3985 | 6.3985 | 0.23 | 0.23 | 0.47233 | 0.47233 | 2.9704 | 2.9704 | 9.5347 | 9.5347 | -3.6643 | -1.8321 | 1.8219 | 0 | 0 |  |  | 7.7299 |  | 0.24749 | 24.7492 | 3.6438 | 0 | 2014-09-14 03:30 | 9534.6667 | 9.5347
|  | 2014-09-14 15:35:02 | 31.582 | 1.9435 | 7.774 | 6.4077 | 6.4077 | 0.23633 | 0.23633 | 0.47183 | 0.47183 | 2.8492 | 2.8492 | 9.6772 | 9.6772 | -4.1658 | -2.0829 | 1.8321 | 0 | 0 |  |  | 7.2298 |  | 0.24615 | 24.6153 | 3.6643 | 0 | 2014-09-14 04:00 | 9677.1667 | 9.6772
|  | 2014-09-14 16:05:03 | 32.2212 | 2.0162 | 8.0647 | 6.412 | 6.412 | 0.34333 | 0.34333 | 0.472 | 0.472 | 2.8492 | 2.8492 | 9.6605 | 9.6605 | -4.4195 | -2.2097 | 2.0829 | 0 | 0 |  |  | 8.4679 |  | 0.25029 | 25.0291 | 4.1658 | 0 | 2014-09-14 04:30 | 9660.5 | 9.6605
|  | 2014-09-14 16:35:02 | 32.5277 | 2.0028 | 8.0113 | 6.4072 | 6.4072 | 0.36783 | 0.36783 | 0.47217 | 0.47217 | 2.1392 | 2.1392 | 9.8663 | 9.8663 | -5.2636 | -2.6318 | 2.2097 | 0 | 0 |  |  | 8.0914 |  | 0.24629 | 24.6293 | 4.4195 | 0 | 2014-09-14 05:00 | 9866.3333 | 9.8663
|  | 2014-09-14 17:05:01 | 33.116 | 1.9802 | 7.9207 | 6.4085 | 6.4085 | 0.37383 | 0.37383 | 0.472 | 0.472 | 2.1392 | 2.1392 | 10.0937 | 10.0937 | -5.7081 | -2.8541 | 2.6318 | 0 | 0 |  |  | 7.683 |  | 0.23918 | 23.9179 | 5.2636 | 0 | 2014-09-14 05:30 | 10093.6667 | 10.0937
|  | 2014-09-14 17:35:03 | 33.3535 | 2.0378 | 8.1513 | 6.4232 | 6.4232 | 0.37267 | 0.37267 | 0.472 | 0.472 | 0.904 | 0.904 | 10.285 | 10.285 | -6.7453 | -3.3727 | 2.8541 | 0 | 0 |  |  | 7.5807 |  | 0.24439 | 24.4392 | 5.7081 | 0 | 2014-09-14 06:00 | 10285 | 10.285
|  | 2014-09-14 18:05:03 | 33.7433 | 2.0685 | 8.274 | 6.43 | 6.43 | 0.431 | 0.431 | 0.472 | 0.472 | 0.904 | 0.904 | 10.3455 | 10.3455 | -6.8868 | -3.4434 | 3.3727 | 0 | 0 |  |  | 8.8532 |  | 0.2452 | 24.5204 | 6.7453 | 0 | 2014-09-14 06:30 | 10345.5 | 10.3455
|  | 2014-09-14 18:35:02 | 34.9012 | 2.0597 | 8.2387 | 6.432 | 6.432 | 0.63367 | 0.63367 | 0.472 | 0.472 | 0.1512 | 0.1512 | 10.5545 | 10.5545 | -8.4191 | -4.2096 | 3.4434 | 0 | 0 |  |  | 8.5682 |  | 0.23606 | 23.6057 | 6.8868 | 0 | 2014-09-14 07:00 | 10554.5 | 10.5545
|  | 2014-09-14 19:05:02 | 35.3893 | 2.0405 | 8.162 | 6.4288 | 6.4288 | 0.65683 | 0.65683 | 0.47217 | 0.47217 | 0.1512 | 0.1512 | 10.5288 | 10.5288 | -8.9895 | -4.4947 | 4.2096 | 0 | 0 |  |  | 8.2436 |  | 0.23063 | 23.0634 | 8.4191 | 0 | 2014-09-14 07:30 | 10528.8333 | 10.5288
|  | 2014-09-14 19:35:04 | 34.2897 | 2.0067 | 8.0267 | 6.4392 | 6.4392 | 0.4175 | 0.4175 | 0.4715 | 0.4715 | 0.012 | 0.012 | 10.2312 | 10.2312 | -8.6917 | -4.3458 | 4.4947 | 0 | 0 |  |  | 7.9464 |  | 0.23408 | 23.4084 | 8.9895 | 0 | 2014-09-14 08:00 | 10231.1667 | 10.2312
|  | 2014-09-14 20:05:03 | 33.1538 | 1.9475 | 7.79 | 6.434 | 6.434 | 0.24517 | 0.24517 | 0.47033 | 0.47033 | 0.012 | 0.012 | 10.1027 | 10.1027 | -8.0997 | -4.0498 | 4.3458 | 0 | 0 |  |  | 7.4784 |  | 0.23497 | 23.4965 | 8.6917 | 0 | 2014-09-14 08:30 | 10102.6667 | 10.1027
|  | 2014-09-14 20:35:02 | 31.638 | 1.86 | 7.44 | 6.435 | 6.435 | 0.23983 | 0.23983 | 0.46983 | 0.46983 | 0 | 0 | 10.0813 | 10.0813 | -6.972 | -3.486 | 4.0498 | 0 | 0 |  |  | 7.7376 |  | 0.23516 | 23.516 | 8.0997 | 0 | 2014-09-14 09:00 | 10081.3333 | 10.0813
|  | 2014-09-14 21:05:02 | 30.0002 | 1.7268 | 6.9073 | 6.4378 | 6.4378 | 0.22683 | 0.22683 | 0.47 | 0.47 | 0 | 0 | 10.0658 | 10.0658 | -5.8923 | -2.9462 | 3.486 | 0 | 0 |  |  | 6.7692 |  | 0.23024 | 23.0243 | 6.972 | 0 | 2014-09-14 09:30 | 10065.8333 | 10.0658
|  | 2014-09-14 21:35:03 | 28.0877 | 1.6703 | 6.6813 | 6.4372 | 6.4372 | 0.22267 | 0.22267 | 0.47817 | 0.47817 | 0 | 0 | 9.508 | 9.508 | -4.7603 | -2.3802 | 2.9462 | 0 | 0 |  |  | 6.4141 |  | 0.23787 | 23.7874 | 5.8923 | 0 | 2014-09-14 10:00 | 9508 | 9.508
|  | 2014-09-14 22:05:01 | 26.0868 | 1.5783 | 6.3133 | 6.4295 | 6.4295 | 0.16617 | 0.16617 | 0.49067 | 0.49067 | 0 | 0 | 8.9625 | 8.9625 | -3.7247 | -1.8623 | 2.3802 | 0 | 0 |  |  | 6.2502 |  | 0.24201 | 24.2012 | 4.7603 | 0 | 2014-09-14 10:30 | 8962.5 | 8.9625
|  | 2014-09-14 22:35:02 | 24.46 | 1.5115 | 6.046 | 6.429 | 6.429 | 0.157 | 0.157 | 0.4975 | 0.4975 | 0 | 0 | 7.8527 | 7.8527 | -3.4778 | -1.7389 | 1.8623 | 0 | 0 |  |  | 5.7437 |  | 0.24718 | 24.7179 | 3.7247 | 0 | 2014-09-14 11:00 | 7852.6667 | 7.8527
|  | 2014-09-14 23:05:04 | 23.347 | 1.4167 | 5.6667 | 6.437 | 6.437 | 0.157 | 0.157 | 0.49517 | 0.49517 | 0 | 0 | 7.373 | 7.373 | -3.2182 | -1.6091 | 1.7389 | 0 | 0 |  |  | 5.7233 |  | 0.24271 | 24.2715 | 3.4778 | 0 | 2014-09-14 11:30 | 7373 | 7.373
|  | 2014-09-14 23:35:01 | 23.1853 | 1.3368 | 5.3473 | 6.4478 | 6.4478 | 0.1305 | 0.1305 | 0.49767 | 0.49767 | 0 | 0 | 7.7503 | 7.7503 | -3.0117 | -1.5058 | 1.6091 | 0 | 0 |  |  | 5.1334 |  | 0.23063 | 23.0634 | 3.2182 | 0 | 2014-09-14 12:00 | 7750.3333 | 7.7503
|  | 2014-09-15 00:05:02 | 23.3173 | 1.2723 | 5.0893 | 6.445 | 6.445 | 0.1235 | 0.1235 | 0.501 | 0.501 | 0 | 0 | 7.8847 | 7.8847 | -3.2738 | -1.6369 | 1.5058 | 0 | 0 |  |  | 5.2929 |  | 0.21826 | 21.8264 | 3.0117 | 0 | 2014-09-14 12:30 | 7884.6667 | 7.8847
|  | 2014-09-15 00:35:02 | 23.3313 | 1.212 | 4.848 | 6.454 | 6.454 | 0.1235 | 0.1235 | 0.4805 | 0.4805 | 0 | 0 | 7.9872 | 7.9872 | -3.4382 | -1.7191 | 1.6369 | 0 | 0 |  |  | 5.0904 |  | 0.20779 | 20.7789 | 3.2738 | 0 | 2014-09-14 13:00 | 7987.1667 | 7.9872
|  | 2014-09-15 01:05:05 | 23.2532 | 1.1758 | 4.7033 | 6.4558 | 6.4558 | 0.12467 | 0.12467 | 0.49767 | 0.49767 | 0 | 0 | 7.9852 | 7.9852 | -3.4865 | -1.7433 | 1.7191 | 0 | 0 |  |  | 5.1266 |  | 0.20227 | 20.2266 | 3.4382 | 0 | 2014-09-14 13:30 | 7985.1667 | 7.9852
|  | 2014-09-15 01:35:03 | 23.1227 | 1.1668 | 4.6673 | 6.452 | 6.452 | 0.125 | 0.125 | 0.50467 | 0.50467 | 0 | 0 | 7.9773 | 7.9773 | -3.3963 | -1.6982 | 1.7433 | 0 | 0 |  |  | 4.9474 |  | 0.20185 | 20.1851 | 3.4865 | 0 | 2014-09-14 14:00 | 7977.3333 | 7.9773
|  | 2014-09-15 02:05:04 | 23.0328 | 1.0602 | 4.2407 | 6.4482 | 6.4482 | 0.1245 | 0.1245 | 0.50467 | 0.50467 | 0 | 0 | 7.98 | 7.98 | -3.7348 | -1.8674 | 1.6982 | 0 | 0 |  |  | 4.4951 |  | 0.18411 | 18.4114 | 3.3963 | 0 | 2014-09-14 14:30 | 7980 | 7.98
|  | 2014-09-15 02:35:04 | 23.1867 | 1.0238 | 4.0953 | 6.4452 | 6.4452 | 0.12467 | 0.12467 | 0.50383 | 0.50383 | 0 | 0 | 8.0538 | 8.0538 | -3.9638 | -1.9819 | 1.8674 | 0 | 0 |  |  | 3.9315 |  | 0.17662 | 17.6624 | 3.7348 | 0 | 2014-09-14 15:00 | 8053.8333 | 8.0538
|  | 2014-09-15 03:05:03 | 23.3048 | 0.98783 | 3.9513 | 6.4592 | 6.4592 | 0.12417 | 0.12417 | 0.50483 | 0.50483 | 0 | 0 | 8.1122 | 8.1122 | -4.1532 | -2.0766 | 1.9819 | 0 | 0 |  |  | 3.7538 |  | 0.16955 | 16.955 | 3.9638 | 0 | 2014-09-14 15:30 | 8112.1667 | 8.1122
|  | 2014-09-15 03:35:02 | 23.5333 | 0.92883 | 3.7153 | 6.4515 | 6.4515 | 0.1245 | 0.1245 | 0.5055 | 0.5055 | 0 | 0 | 8.2422 | 8.2422 | -4.4943 | -2.2472 | 2.0766 | 0 | 0 |  |  | 3.8639 |  | 0.15788 | 15.7875 | 4.1532 | 0 | 2014-09-14 16:00 | 8242.1667 | 8.2422
|  | 2014-09-15 04:05:02 | 23.9965 | 0.94367 | 3.7747 | 6.4655 | 6.4655 | 0.12417 | 0.12417 | 0.505 | 0.505 | 0 | 0 | 8.4642 | 8.4642 | -4.663 | -2.3315 | 2.2472 | 0 | 0 |  |  | 4.0011 |  | 0.1573 | 15.7301 | 4.4943 | 0 | 2014-09-14 16:30 | 8464.1667 | 8.4642
|  | 2014-09-15 04:35:02 | 24.652 | 0.91933 | 3.6773 | 6.4622 | 6.4622 | 0.12433 | 0.12433 | 0.5055 | 0.5055 | 0 | 0 | 8.864 | 8.864 | -5.0187 | -2.5093 | 2.3315 | 0 | 0 |  |  | 3.8612 |  | 0.14917 | 14.917 | 4.663 | 0 | 2014-09-14 17:00 | 8864 | 8.864
|  | 2014-09-15 05:05:03 | 26.7403 | 0.91967 | 3.6787 | 6.4637 | 6.4637 | 0.12467 | 0.12467 | 0.503 | 0.503 | 0 | 0 | 9.854 | 9.854 | -6.1163 | -3.0582 | 2.5093 | 0 | 0 |  |  | 3.8994 |  | 0.13757 | 13.757 | 5.0187 | 0 | 2014-09-14 17:30 | 9854 | 9.854
|  | 2014-09-15 05:35:03 | 29.551 | 0.9975 | 3.99 | 6.4667 | 6.4667 | 0.14117 | 0.14117 | 0.50367 | 0.50367 | 0 | 0 | 11.036 | 11.036 | -7.4135 | -3.7068 | 3.0582 | 0 | 0 |  |  | 4.2294 |  | 0.13502 | 13.5021 | 6.1163 | 0 | 2014-09-14 18:00 | 11036 | 11.036
|  | 2014-09-15 06:05:03 | 33.183 | 0.93983 | 3.7593 | 6.461 | 6.461 | 0.30633 | 0.30633 | 0.50433 | 0.50433 | 0 | 0 | 12.16 | 12.16 | -9.992 | -4.996 | 3.7068 | 0 | 0 |  |  | 3.9097 |  | 0.11329 | 11.3291 | 7.4135 | 0 | 2014-09-14 18:30 | 12160 | 12.16
|  | 2014-09-15 06:35:04 | 35.9368 | 0.95283 | 3.8113 | 6.4602 | 6.4602 | 0.5335 | 0.5335 | 0.5035 | 0.5035 | 0 | 0 | 12.9535 | 12.9535 | -11.6748 | -5.8374 | 4.996 | 0 | 0 |  |  | 3.4683 |  | 0.10606 | 10.6056 | 9.992 | 0 | 2014-09-14 19:00 | 12953.5 | 12.9535
|  | 2014-09-15 07:05:03 | 37.3983 | 0.88983 | 3.5593 | 6.4583 | 6.4583 | 0.34067 | 0.34067 | 0.504 | 0.504 | 0 | 0 | 13.2308 | 13.2308 | -13.3052 | -6.6526 | 5.8374 | 0 | 0 |  |  | 3.4526 |  | 0.095174 | 9.5174 | 11.6748 | 0 | 2014-09-14 19:30 | 13230.8333 | 13.2308
|  | 2014-09-15 07:35:02 | 37.7312 | 0.8395 | 3.358 | 6.4585 | 6.4585 | 0.28283 | 0.28283 | 0.50317 | 0.50317 | 0.29 | 0.29 | 13.3 | 13.3 | -13.5387 | -6.7693 | 6.6526 | 0 | 0 |  |  | 3.5259 |  | 0.088998 | 8.8998 | 13.3052 | 0 | 2014-09-14 20:00 | 13300 | 13.3
|  | 2014-09-15 08:05:03 | 37.9808 | 0.6775 | 2.71 | 6.4688 | 6.4688 | 0.2805 | 0.2805 | 0.50967 | 0.50967 | 0.29 | 0.29 | 13.3432 | 13.3432 | -14.3787 | -7.1893 | 6.7693 | 0 | 0 |  |  | 2.7371 |  | 0.071352 | 7.1352 | 13.5387 | 0 | 2014-09-14 20:30 | 13343.1667 | 13.3432
|  | 2014-09-15 08:35:02 | 38.1168 | 0.577 | 2.308 | 6.4688 | 6.4688 | 0.3225 | 0.3225 | 0.51467 | 0.51467 | 0.9184 | 0.9184 | 13.4077 | 13.4077 | -14.1768 | -7.0884 | 7.1893 | 0 | 0 |  |  | 2.3311 |  | 0.060551 | 6.0551 | 14.3787 | 0 | 2014-09-14 21:00 | 13407.6667 | 13.4077
|  | 2014-09-15 09:05:01 | 38.0712 | 0.58867 | 2.3547 | 6.4667 | 6.4667 | 0.29817 | 0.29817 | 0.49983 | 0.49983 | 0.9184 | 0.9184 | 13.4028 | 13.4028 | -14.1306 | -7.0653 | 7.0884 | 0 | 0 |  |  | 2.3076 |  | 0.061849 | 6.1849 | 14.1768 | 0 | 2014-09-14 21:30 | 13402.8333 | 13.4028
|  | 2014-09-15 09:35:02 | 38.1847 | 0.64717 | 2.5887 | 6.4677 | 6.4677 | 0.29783 | 0.29783 | 0.49483 | 0.49483 | 1.2932 | 1.2932 | 13.3835 | 13.3835 | -13.659 | -6.8295 | 7.0653 | 0 | 0 |  |  | 2.6922 |  | 0.067793 | 6.7793 | 14.1306 | 0 | 2014-09-14 22:00 | 13383.5 | 13.3835
|  | 2014-09-15 10:05:03 | 38.2055 | 0.64933 | 2.5973 | 6.464 | 6.464 | 0.29983 | 0.29983 | 0.49483 | 0.49483 | 1.2932 | 1.2932 | 13.3462 | 13.3462 | -13.7101 | -6.8551 | 6.8295 | 0 | 0 |  |  | 2.7791 |  | 0.067983 | 6.7983 | 13.659 | 0 | 2014-09-14 22:30 | 13346.1667 | 13.3462
|  | 2014-09-15 10:35:02 | 38.283 | 0.6055 | 2.422 | 6.4587 | 6.4587 | 0.33367 | 0.33367 | 0.5035 | 0.5035 | 1.9848 | 1.9848 | 13.2965 | 13.2965 | -13.2839 | -6.6419 | 6.8551 | 0 | 0 |  |  | 2.2525 |  | 0.063266 | 6.3266 | 13.7101 | 0 | 2014-09-14 23:00 | 13296.5 | 13.2965
|  | 2014-09-15 11:05:11 | 38.2168 | 0.56533 | 2.2613 | 6.4615 | 6.4615 | 0.3295 | 0.3295 | 0.49867 | 0.49867 | 1.9848 | 1.9848 | 13.407 | 13.407 | -13.274 | -6.637 | 6.6419 | 0 | 0 |  |  | 2.2161 |  | 0.059171 | 5.9171 | 13.2839 | 0 | 2014-09-14 23:30 | 13407 | 13.407
|  | 2014-09-15 11:35:01 | 38.0955 | 0.56417 | 2.2567 | 6.4608 | 6.4608 | 0.2965 | 0.2965 | 0.48867 | 0.48867 | 2.5596 | 2.5596 | 13.558 | 13.558 | -12.4752 | -6.2376 | 6.637 | 0 | 0 |  |  | 2.1438 |  | 0.059237 | 5.9237 | 13.274 | 0 | 2014-09-15 | 13558 | 13.558
|  | 2014-09-15 12:05:03 | 37.8982 | 0.55117 | 2.2047 | 6.4633 | 6.4633 | 0.234 | 0.234 | 0.50017 | 0.50017 | 2.5596 | 2.5596 | 13.4925 | 13.4925 | -12.4439 | -6.2219 | 6.2376 | 0 | 0 |  |  | 2.2708 |  | 0.058173 | 5.8173 | 12.4752 | 0 | 2014-09-15 00:30 | 13492.5 | 13.4925
|  | 2014-09-15 12:35:03 | 37.6717 | 0.53917 | 2.1567 | 6.4637 | 6.4637 | 0.22317 | 0.22317 | 0.5055 | 0.5055 | 2.8492 | 2.8492 | 13.256 | 13.256 | -12.2175 | -6.1087 | 6.2219 | 0 | 0 |  |  | 2.092 |  | 0.057249 | 5.7249 | 12.4439 | 0 | 2014-09-15 01:00 | 13256 | 13.256
|  | 2014-09-15 13:05:04 | 37.6688 | 0.5375 | 2.15 | 6.4603 | 6.4603 | 0.21567 | 0.21567 | 0.50117 | 0.50117 | 2.8492 | 2.8492 | 13.1763 | 13.1763 | -12.3161 | -6.1581 | 6.1087 | 0 | 0 |  |  | 2.236 |  | 0.057076 | 5.7076 | 12.2175 | 0 | 2014-09-15 01:30 | 13176.3333 | 13.1763
|  | 2014-09-15 13:35:02 | 37.5032 | 0.5385 | 2.154 | 6.4583 | 6.4583 | 0.21267 | 0.21267 | 0.47183 | 0.47183 | 2.8984 | 2.8984 | 13.1885 | 13.1885 | -12.1194 | -6.0597 | 6.1581 | 0 | 0 |  |  | 2.3048 |  | 0.057435 | 5.7435 | 12.3161 | 0 | 2014-09-15 02:00 | 13188.5 | 13.1885
|  | 2014-09-15 14:05:02 | 37.4248 | 0.541 | 2.164 | 6.455 | 6.455 | 0.20417 | 0.20417 | 0.47917 | 0.47917 | 2.8984 | 2.8984 | 13.2222 | 13.2222 | -12.0019 | -6.001 | 6.0597 | 0 | 0 |  |  | 2.2506 |  | 0.057823 | 5.7823 | 12.1194 | 0 | 2014-09-15 02:30 | 13222.1667 | 13.2222
|  | 2014-09-15 14:35:02 | 37.9358 | 0.56383 | 2.2553 | 6.4525 | 6.4525 | 0.20167 | 0.20167 | 0.4815 | 0.4815 | 2.724 | 2.724 | 13.2288 | 13.2288 | -12.592 | -6.296 | 6.001 | 0 | 0 |  |  | 2.1651 |  | 0.059451 | 5.9451 | 12.0019 | 0 | 2014-09-15 03:00 | 13228.8333 | 13.2288
|  | 2014-09-15 15:05:01 | 38.6952 | 0.60183 | 2.4073 | 6.4457 | 6.4457 | 0.22317 | 0.22317 | 0.46933 | 0.46933 | 2.724 | 2.724 | 13.3247 | 13.3247 | -13.101 | -6.5505 | 6.296 | 0 | 0 |  |  | 2.6481 |  | 0.062213 | 6.2213 | 12.592 | 0 | 2014-09-15 03:30 | 13324.6667 | 13.3247
|  | 2014-09-15 15:35:02 | 39.4087 | 0.66983 | 2.6793 | 6.4488 | 6.4488 | 0.2355 | 0.2355 | 0.48417 | 0.48417 | 2.114 | 2.114 | 13.4867 | 13.4867 | -13.9602 | -6.9801 | 6.5505 | 0 | 0 |  |  | 2.8133 |  | 0.067988 | 6.7988 | 13.101 | 0 | 2014-09-15 04:00 | 13486.6667 | 13.4867
|  | 2014-09-15 16:05:02 | 39.8303 | 0.75067 | 3.0027 | 6.451 | 6.451 | 0.29733 | 0.29733 | 0.483 | 0.483 | 2.114 | 2.114 | 13.552 | 13.552 | -13.9303 | -6.9652 | 6.9801 | 0 | 0 |  |  | 3.2129 |  | 0.075386 | 7.5386 | 13.9602 | 0 | 2014-09-15 04:30 | 13552 | 13.552
|  | 2014-09-15 16:35:10 | 39.6308 | 0.81367 | 3.2547 | 6.46 | 6.46 | 0.30167 | 0.30167 | 0.4745 | 0.4745 | 1.3204 | 1.3204 | 13.5762 | 13.5762 | -14.2434 | -7.1217 | 6.9652 | 0 | 0 |  |  | 3.5476 |  | 0.082125 | 8.2125 | 13.9303 | 0 | 2014-09-15 05:00 | 13576.1667 | 13.5762
|  | 2014-09-15 17:05:03 | 39.5298 | 0.779 | 3.116 | 6.4608 | 6.4608 | 0.31667 | 0.31667 | 0.47433 | 0.47433 | 1.3204 | 1.3204 | 13.6513 | 13.6513 | -14.1903 | -7.0951 | 7.1217 | 0 | 0 |  |  | 3.2406 |  | 0.078827 | 7.8827 | 14.2434 | 0 | 2014-09-15 05:30 | 13651.3333 | 13.6513
|  | 2014-09-15 17:35:02 | 39.3368 | 0.76367 | 3.0547 | 6.4582 | 6.4582 | 0.3175 | 0.3175 | 0.47483 | 0.47483 | 0.596 | 0.596 | 13.654 | 13.654 | -14.7817 | -7.3908 | 7.0951 | 0 | 0 |  |  | 3.2379 |  | 0.077654 | 7.7654 | 14.1903 | 0 | 2014-09-15 06:00 | 13654 | 13.654
|  | 2014-09-15 18:05:02 | 39.4613 | 0.72367 | 2.8947 | 6.4608 | 6.4608 | 0.3945 | 0.3945 | 0.4775 | 0.4775 | 0.596 | 0.596 | 13.7603 | 13.7603 | -14.8775 | -7.4387 | 7.3908 | 0 | 0 |  |  | 2.721 |  | 0.073355 | 7.3355 | 14.7817 | 0 | 2014-09-15 06:30 | 13760.3333 | 13.7603
|  | 2014-09-15 18:35:03 | 40.4768 | 0.72483 | 2.8993 | 6.456 | 6.456 | 0.613 | 0.613 | 0.487 | 0.487 | 0.1072 | 0.1072 | 13.7725 | 13.7725 | -16.1418 | -8.0709 | 7.4387 | 0 | 0 |  |  | 2.7834 |  | 0.071629 | 7.1629 | 14.8775 | 0 | 2014-09-15 07:00 | 13772.5 | 13.7725
|  | 2014-09-15 19:05:01 | 40.327 | 0.72217 | 2.8887 | 6.457 | 6.457 | 0.63367 | 0.63367 | 0.49483 | 0.49483 | 0.1072 | 0.1072 | 13.739 | 13.739 | -16.0066 | -8.0033 | 8.0709 | 0 | 0 |  |  | 2.6287 |  | 0.071631 | 7.1631 | 16.1418 | 0 | 2014-09-15 07:30 | 13739 | 13.739
|  | 2014-09-15 19:35:02 | 39.08 | 0.7155 | 2.862 | 6.4628 | 6.4628 | 0.42267 | 0.42267 | 0.48867 | 0.48867 | 0 | 0 | 13.8667 | 13.8667 | -14.9772 | -7.4886 | 8.0033 | 0 | 0 |  |  | 2.6617 |  | 0.073234 | 7.3234 | 16.0066 | 0 | 2014-09-15 08:00 | 13866.6667 | 13.8667
|  | 2014-09-15 20:05:03 | 37.7008 | 0.66333 | 2.6533 | 6.4585 | 6.4585 | 0.39383 | 0.39383 | 0.48483 | 0.48483 | 0 | 0 | 13.6513 | 13.6513 | -14.059 | -7.0295 | 7.4886 | 0 | 0 |  |  | 2.8656 |  | 0.070379 | 7.0379 | 14.9772 | 0 | 2014-09-15 08:30 | 13651.3333 | 13.6513
|  | 2014-09-15 20:35:03 | 35.5552 | 0.65083 | 2.6033 | 6.46 | 6.46 | 0.26333 | 0.26333 | 0.48483 | 0.48483 | 0 | 0 | 13.5182 | 13.5182 | -12.2255 | -6.1128 | 7.0295 | 0 | 0 |  |  | 2.6294 |  | 0.07322 | 7.322 | 14.059 | 0 | 2014-09-15 09:00 | 13518.1667 | 13.5182
|  | 2014-09-15 21:05:01 | 33.564 | 0.59817 | 2.3927 | 6.455 | 6.455 | 0.2085 | 0.2085 | 0.48533 | 0.48533 | 0 | 0 | 13.3138 | 13.3138 | -10.7087 | -5.3543 | 6.1128 | 0 | 0 |  |  | 2.1534 |  | 0.071287 | 7.1287 | 12.2255 | 0 | 2014-09-15 09:30 | 13313.8333 | 13.3138
|  | 2014-09-15 21:35:02 | 31.3295 | 0.57333 | 2.2933 | 6.4593 | 6.4593 | 0.19567 | 0.19567 | 0.4865 | 0.4865 | 0 | 0 | 13.21 | 13.21 | -8.6847 | -4.3423 | 5.3543 | 0 | 0 |  |  | 2.2016 |  | 0.0732 | 7.32 | 10.7087 | 0 | 2014-09-15 10:00 | 13210 | 13.21
|  | 2014-09-15 22:05:03 | 28.9573 | 0.55967 | 2.2387 | 6.4648 | 6.4648 | 0.12783 | 0.12783 | 0.4895 | 0.4895 | 0 | 0 | 12.6885 | 12.6885 | -6.948 | -3.474 | 4.3423 | 0 | 0 |  |  | 2.2611 |  | 0.077309 | 7.7309 | 8.6847 | 0 | 2014-09-15 10:30 | 12688.5 | 12.6885
|  | 2014-09-15 22:35:03 | 27.453 | 0.54017 | 2.1607 | 6.465 | 6.465 | 0.11917 | 0.11917 | 0.49083 | 0.49083 | 0 | 0 | 12.1318 | 12.1318 | -6.0855 | -3.0427 | 3.474 | 0 | 0 |  |  | 2.2039 |  | 0.078704 | 7.8704 | 6.948 | 0 | 2014-09-15 11:00 | 12131.8333 | 12.1318
|  | 2014-09-15 23:05:01 | 26.4945 | 0.50867 | 2.0347 | 6.4608 | 6.4608 | 0.12 | 0.12 | 0.48867 | 0.48867 | 0 | 0 | 11.5735 | 11.5735 | -5.8168 | -2.9084 | 3.0427 | 0 | 0 |  |  | 1.9329 |  | 0.076796 | 7.6796 | 6.0855 | 0 | 2014-09-15 11:30 | 11573.5 | 11.5735
|  | 2014-09-15 23:35:03 | 25.8747 | 0.468 | 1.872 | 6.4613 | 6.4613 | 0.12117 | 0.12117 | 0.4665 | 0.4665 | 0 | 0 | 11.3522 | 11.3522 | -5.6015 | -2.8008 | 2.9084 | 0 | 0 |  |  | 2.003 |  | 0.072349 | 7.2349 | 5.8168 | 0 | 2014-09-15 12:00 | 11352.1667 | 11.3522
|  | 2014-09-16 00:05:02 | 25.5477 | 0.42817 | 1.7127 | 6.4625 | 6.4625 | 0.0945 | 0.0945 | 0.48183 | 0.48183 | 0 | 0 | 11.2602 | 11.2602 | -5.536 | -2.768 | 2.8008 | 0 | 0 |  |  | 1.7298 |  | 0.067038 | 6.7038 | 5.6015 | 0 | 2014-09-15 12:30 | 11260.1667 | 11.2602
|  | 2014-09-16 00:35:02 | 25.4193 | 0.357 | 1.428 | 6.4647 | 6.4647 | 0.0865 | 0.0865 | 0.48733 | 0.48733 | 0 | 0 | 11.1478 | 11.1478 | -5.805 | -2.9025 | 2.768 | 0 | 0 |  |  | 1.4994 |  | 0.056178 | 5.6178 | 5.536 | 0 | 2014-09-15 13:00 | 11147.8333 | 11.1478
|  | 2014-09-16 01:05:04 | 25.2142 | 0.31267 | 1.2507 | 6.4672 | 6.4672 | 0.086667 | 0.086667 | 0.48933 | 0.48933 | 0 | 0 | 11.0382 | 11.0382 | -5.8822 | -2.9411 | 2.9025 | 0 | 0 |  |  | 1.2382 |  | 0.049602 | 4.9602 | 5.805 | 0 | 2014-09-15 13:30 | 11038.1667 | 11.0382
|  | 2014-09-16 01:35:03 | 24.8553 | 0.28667 | 1.1467 | 6.473 | 6.473 | 0.086 | 0.086 | 0.46467 | 0.46467 | 0 | 0 | 10.6693 | 10.6693 | -6.0157 | -3.0078 | 2.9411 | 0 | 0 |  |  | 1.1237 |  | 0.046134 | 4.6134 | 5.8822 | 0 | 2014-09-15 14:00 | 10669.3333 | 10.6693
|  | 2014-09-16 02:05:01 | 24.8037 | 0.29067 | 1.1627 | 6.472 | 6.472 | 0.086 | 0.086 | 0.4865 | 0.4865 | 0 | 0 | 10.601 | 10.601 | -5.9955 | -2.9977 | 3.0078 | 0 | 0 |  |  | 1.1975 |  | 0.046875 | 4.6875 | 6.0157 | 0 | 2014-09-15 14:30 | 10601 | 10.601
|  | 2014-09-16 02:35:02 | 24.6065 | 0.27033 | 1.0813 | 6.4638 | 6.4638 | 0.086 | 0.086 | 0.4885 | 0.4885 | 0 | 0 | 10.4925 | 10.4925 | -5.9943 | -2.9972 | 2.9977 | 0 | 0 |  |  | 1.1895 |  | 0.043945 | 4.3945 | 5.9955 | 0 | 2014-09-15 15:00 | 10492.5 | 10.4925
|  | 2014-09-16 03:05:01 | 24.607 | 0.25417 | 1.0167 | 6.4642 | 6.4642 | 0.086 | 0.086 | 0.48617 | 0.48617 | 0 | 0 | 10.5052 | 10.5052 | -6.0488 | -3.0244 | 2.9972 | 0 | 0 |  |  | 0.98617 |  | 0.041316 | 4.1316 | 5.9943 | 0 | 2014-09-15 15:30 | 10505.1667 | 10.5052
|  | 2014-09-16 03:35:02 | 24.8137 | 0.2395 | 0.958 | 6.4645 | 6.4645 | 0.086 | 0.086 | 0.4835 | 0.4835 | 0 | 0 | 10.671 | 10.671 | -6.1507 | -3.0753 | 3.0244 | 0 | 0 |  |  | 1.0538 |  | 0.038608 | 3.8608 | 6.0488 | 0 | 2014-09-15 16:00 | 10671 | 10.671
|  | 2014-09-16 04:05:04 | 25.2918 | 0.2215 | 0.886 | 6.463 | 6.463 | 0.1 | 0.1 | 0.48283 | 0.48283 | 0 | 0 | 10.9892 | 10.9892 | -6.3708 | -3.1854 | 3.0753 | 0 | 0 |  |  | 0.91258 |  | 0.035031 | 3.5031 | 6.1507 | 0 | 2014-09-15 16:30 | 10989.1667 | 10.9892
|  | 2014-09-16 04:35:02 | 26.1075 | 0.20167 | 0.80667 | 6.4622 | 6.4622 | 0.102 | 0.102 | 0.32217 | 0.32217 | 0 | 0 | 11.2532 | 11.2532 | -7.1613 | -3.5807 | 3.1854 | 0 | 0 |  |  | 0.7744 |  | 0.030898 | 3.0898 | 6.3708 | 0 | 2014-09-15 17:00 | 11253.1667 | 11.2532
|  | 2014-09-16 05:05:04 | 27.5478 | 0.19033 | 0.76133 | 6.4645 | 6.4645 | 0.117 | 0.117 | 0.12117 | 0.12117 | 0 | 0 | 11.7553 | 11.7553 | -8.3285 | -4.1642 | 3.5807 | 0 | 0 |  |  | 0.73849 |  | 0.027637 | 2.7637 | 7.1613 | 0 | 2014-09-15 17:30 | 11755.3333 | 11.7553
|  | 2014-09-16 05:35:02 | 30.1573 | 0.19767 | 0.79067 | 6.4653 | 6.4653 | 0.125 | 0.125 | 0.1165 | 0.1165 | 0 | 0 | 13.1455 | 13.1455 | -9.5143 | -4.7572 | 4.1642 | 0 | 0 |  |  | 0.8302 |  | 0.026218 | 2.6218 | 8.3285 | 0 | 2014-09-15 18:00 | 13145.5 | 13.1455
|  | 2014-09-16 06:05:03 | 33.8972 | 0.20783 | 0.83133 | 6.466 | 6.466 | 0.18017 | 0.18017 | 0.11633 | 0.11633 | 0 | 0 | 13.7795 | 13.7795 | -12.5238 | -6.2619 | 4.7572 | 0 | 0 |  |  | 0.82302 |  | 0.024525 | 2.4525 | 9.5143 | 0 | 2014-09-15 18:30 | 13779.5 | 13.7795
|  | 2014-09-16 06:35:03 | 36.3282 | 0.2245 | 0.898 | 6.4643 | 6.4643 | 0.27817 | 0.27817 | 0.11667 | 0.11667 | 0 | 0 | 14.1415 | 14.1415 | -14.4295 | -7.2148 | 6.2619 | 0 | 0 |  |  | 0.8531 |  | 0.024719 | 2.4719 | 12.5238 | 0 | 2014-09-15 19:00 | 14141.5 | 14.1415
|  | 2014-09-16 07:05:07 | 37.4415 | 0.2335 | 0.934 | 6.463 | 6.463 | 0.34017 | 0.34017 | 0.11783 | 0.11783 | 0 | 0 | 14.2348 | 14.2348 | -15.3517 | -7.6758 | 7.2148 | 0 | 0 |  |  | 0.96202 |  | 0.024946 | 2.4946 | 14.4295 | 0 | 2014-09-15 19:30 | 14234.8333 | 14.2348
|  | 2014-09-16 07:35:02 | 37.9002 | 0.27833 | 1.1133 | 6.466 | 6.466 | 0.37183 | 0.37183 | 0.12117 | 0.12117 | 0.3288 | 0.3288 | 14.242 | 14.242 | -15.257 | -7.6285 | 7.6758 | 0 | 0 |  |  | 1.1356 |  | 0.029375 | 2.9375 | 15.3517 | 0 | 2014-09-15 20:00 | 14242 | 14.242
|  | 2014-09-16 08:05:07 | 38.3432 | 0.2895 | 1.158 | 6.455 | 6.455 | 0.26033 | 0.26033 | 0.12317 | 0.12317 | 0.3288 | 0.3288 | 14.2343 | 14.2343 | -15.7835 | -7.8918 | 7.6285 | 0 | 0 |  |  | 1.2622 |  | 0.030201 | 3.0201 | 15.257 | 0 | 2014-09-15 20:30 | 14234.3333 | 14.2343
|  | 2014-09-16 08:35:03 | 38.4363 | 0.2645 | 1.058 | 6.4598 | 6.4598 | 0.27433 | 0.27433 | 0.12517 | 0.12517 | 1.2004 | 1.2004 | 14.1492 | 14.1492 | -15.1694 | -7.5847 | 7.8918 | 0 | 0 |  |  | 0.9522 |  | 0.027526 | 2.7526 | 15.7835 | 0 | 2014-09-15 21:00 | 14149.1667 | 14.1492
|  | 2014-09-16 09:05:04 | 38.3017 | 0.253 | 1.012 | 6.4705 | 6.4705 | 0.28533 | 0.28533 | 0.12983 | 0.12983 | 1.2004 | 1.2004 | 14.066 | 14.066 | -15.1376 | -7.5688 | 7.5847 | 0 | 0 |  |  | 0.9108 |  | 0.026422 | 2.6422 | 15.1694 | 0 | 2014-09-15 21:30 | 14066 | 14.066
|  | 2014-09-16 09:35:02 | 38.25 | 0.25 | 1 | 6.4688 | 6.4688 | 0.247 | 0.247 | 0.13233 | 0.13233 | 2.2716 | 2.2716 | 14.1652 | 14.1652 | -13.9651 | -6.9825 | 7.5688 | 0 | 0 |  |  | 0.93 |  | 0.026144 | 2.6144 | 15.1376 | 0 | 2014-09-15 22:00 | 14165.1667 | 14.1652
|  | 2014-09-16 10:05:02 | 38.2282 | 0.268 | 1.072 | 6.4685 | 6.4685 | 0.20733 | 0.20733 | 0.13133 | 0.13133 | 2.2716 | 2.2716 | 14.112 | 14.112 | -13.9654 | -6.9827 | 6.9825 | 0 | 0 |  |  | 1.0934 |  | 0.028042 | 2.8042 | 13.9651 | 0 | 2014-09-15 22:30 | 14112 | 14.112
|  | 2014-09-16 10:35:03 | 38.1957 | 0.258 | 1.032 | 6.4707 | 6.4707 | 0.2045 | 0.2045 | 0.132 | 0.132 | 2.9876 | 2.9876 | 14.1985 | 14.1985 | -13.1704 | -6.5852 | 6.9827 | 0 | 0 |  |  | 0.99072 |  | 0.027019 | 2.7019 | 13.9654 | 0 | 2014-09-15 23:00 | 14198.5 | 14.1985
|  | 2014-09-16 11:05:02 | 38.3013 | 0.2515 | 1.006 | 6.4673 | 6.4673 | 0.19167 | 0.19167 | 0.10317 | 0.10317 | 2.9876 | 2.9876 | 14.2517 | 14.2517 | -13.2939 | -6.647 | 6.5852 | 0 | 0 |  |  | 0.96576 |  | 0.026265 | 2.6265 | 13.1704 | 0 | 2014-09-15 23:30 | 14251.6667 | 14.2517
|  | 2014-09-16 11:35:02 | 38.0677 | 0.2465 | 0.986 | 6.469 | 6.469 | 0.177 | 0.177 | 0.096667 | 0.096667 | 3.4436 | 3.4436 | 14.2563 | 14.2563 | -12.6391 | -6.3195 | 6.647 | 0 | 0 |  |  | 0.92684 |  | 0.025901 | 2.5901 | 13.2939 | 0 | 2014-09-16 | 14256.3333 | 14.2563
|  | 2014-09-16 12:05:02 | 37.6385 | 0.22983 | 0.91933 | 6.4598 | 6.4598 | 0.172 | 0.172 | 0.097667 | 0.097667 | 3.4436 | 3.4436 | 14.2728 | 14.2728 | -12.2732 | -6.1366 | 6.3195 | 0 | 0 |  |  | 0.95611 |  | 0.024425 | 2.4425 | 12.6391 | 0 | 2014-09-16 00:30 | 14272.8333 | 14.2728
|  | 2014-09-16 12:35:02 | 37.3932 | 0.22167 | 0.88667 | 6.4583 | 6.4583 | 0.172 | 0.172 | 0.11383 | 0.11383 | 3.862 | 3.862 | 14.1662 | 14.1662 | -11.7342 | -5.8671 | 6.1366 | 0 | 0 |  |  | 0.97533 |  | 0.023712 | 2.3712 | 12.2732 | 0 | 2014-09-16 01:00 | 14166.1667 | 14.1662
|  | 2014-09-16 13:05:01 | 37.3202 | 0.251 | 1.004 | 6.4633 | 6.4633 | 0.17217 | 0.17217 | 0.12617 | 0.12617 | 3.862 | 3.862 | 14.0712 | 14.0712 | -11.6213 | -5.8107 | 5.8671 | 0 | 0 |  |  | 1.1044 |  | 0.026902 | 2.6902 | 11.7342 | 0 | 2014-09-16 01:30 | 14071.1667 | 14.0712
|  | 2014-09-16 13:35:02 | 37.2233 | 0.2615 | 1.046 | 6.4477 | 6.4477 | 0.18283 | 0.18283 | 0.13267 | 0.13267 | 3.3336 | 3.3336 | 14.0072 | 14.0072 | -12.0734 | -6.0367 | 5.8107 | 0 | 0 |  |  | 1.0878 |  | 0.028101 | 2.8101 | 11.6213 | 0 | 2014-09-16 02:00 | 14007.1667 | 14.0072
|  | 2014-09-16 14:05:02 | 37.1825 | 0.2405 | 0.962 | 6.4538 | 6.4538 | 0.21333 | 0.21333 | 0.131 | 0.131 | 3.3336 | 3.3336 | 13.6098 | 13.6098 | -12.4789 | -6.2394 | 6.0367 | 0 | 0 |  |  | 0.88504 |  | 0.025872 | 2.5872 | 12.0734 | 0 | 2014-09-16 02:30 | 13609.8333 | 13.6098
|  | 2014-09-16 14:35:02 | 37.6563 | 0.2425 | 0.97 | 6.4523 | 6.4523 | 0.258 | 0.258 | 0.096 | 0.096 | 2.824 | 2.824 | 13.6915 | 13.6915 | -13.3645 | -6.6823 | 6.2394 | 0 | 0 |  |  | 0.9409 |  | 0.025759 | 2.5759 | 12.4789 | 0 | 2014-09-16 03:00 | 13691.5 | 13.6915
|  | 2014-09-16 15:05:02 | 38.3988 | 0.26 | 1.04 | 6.457 | 6.457 | 0.26783 | 0.26783 | 0.096 | 0.096 | 2.824 | 2.824 | 13.8023 | 13.8023 | -13.9117 | -6.9558 | 6.6823 | 0 | 0 |  |  | 1.1232 |  | 0.027084 | 2.7084 | 13.3645 | 0 | 2014-09-16 03:30 | 13802.3333 | 13.8023
|  | 2014-09-16 15:35:01 | 39.2725 | 0.28 | 1.12 | 6.447 | 6.447 | 0.42817 | 0.42817 | 0.096167 | 0.096167 | 2.3448 | 2.3448 | 13.9013 | 13.9013 | -14.935 | -7.4675 | 6.9558 | 0 | 0 |  |  | 1.1536 |  | 0.028519 | 2.8519 | 13.9117 | 0 | 2014-09-16 04:00 | 13901.3333 | 13.9013
|  | 2014-09-16 16:05:02 | 39.6673 | 0.3095 | 1.238 | 6.4242 | 6.4242 | 0.46717 | 0.46717 | 0.095833 | 0.095833 | 2.3448 | 2.3448 | 14.0365 | 14.0365 | -15.0609 | -7.5304 | 7.4675 | 0 | 0 |  |  | 1.2132 |  | 0.03121 | 3.121 | 14.935 | 0 | 2014-09-16 04:30 | 14036.5 | 14.0365
|  | 2014-09-16 16:35:02 | 39.5263 | 0.3575 | 1.43 | 6.3333 | 6.3333 | 0.4665 | 0.4665 | 0.095667 | 0.095667 | 1.8668 | 1.8668 | 14.1318 | 14.1318 | -15.2022 | -7.6011 | 7.5304 | 0 | 0 |  |  | 1.5444 |  | 0.036178 | 3.6178 | 15.0609 | 0 | 2014-09-16 05:00 | 14131.8333 | 14.1318
|  | 2014-09-16 17:05:01 | 39.2932 | 0.41683 | 1.6673 | 6.334 | 6.334 | 0.39517 | 0.39517 | 0.10233 | 0.10233 | 1.8668 | 1.8668 | 14.1583 | 14.1583 | -14.7692 | -7.3846 | 7.6011 | 0 | 0 |  |  | 1.7007 |  | 0.042433 | 4.2433 | 15.2022 | 0 | 2014-09-16 05:30 | 14158.3333 | 14.1583
|  | 2014-09-16 17:35:02 | 39.1173 | 0.54067 | 2.1627 | 6.336 | 6.336 | 0.31883 | 0.31883 | 0.11383 | 0.11383 | 0.7436 | 0.7436 | 14.2658 | 14.2658 | -15.1766 | -7.5883 | 7.3846 | 0 | 0 |  |  | 2.0329 |  | 0.055287 | 5.5287 | 14.7692 | 0 | 2014-09-16 06:00 | 14265.8333 | 14.2658
|  | 2014-09-16 18:05:03 | 39.2877 | 0.62833 | 2.5133 | 6.335 | 6.335 | 0.3435 | 0.3435 | 0.12033 | 0.12033 | 0.7436 | 0.7436 | 14.3092 | 14.3092 | -14.9227 | -7.4614 | 7.5883 | 0 | 0 |  |  | 2.4128 |  | 0.063973 | 6.3973 | 15.1766 | 0 | 2014-09-16 06:30 | 14309.1667 | 14.3092
|  | 2014-09-16 18:35:03 | 40.4918 | 0.73783 | 2.9513 | 6.329 | 6.329 | 0.58067 | 0.58067 | 0.12417 | 0.12417 | 0.1456 | 0.1456 | 14.3647 | 14.3647 | -15.9964 | -7.9982 | 7.4614 | 0 | 0 |  |  | 3.2465 |  | 0.072887 | 7.2887 | 14.9227 | 0 | 2014-09-16 07:00 | 14364.6667 | 14.3647
|  | 2014-09-16 19:05:02 | 40.3513 | 0.79383 | 3.1753 | 6.3337 | 6.3337 | 0.53733 | 0.53733 | 0.12617 | 0.12617 | 0.1456 | 0.1456 | 14.3658 | 14.3658 | -15.6674 | -7.8337 | 7.9982 | 0 | 0 |  |  | 3.3976 |  | 0.078692 | 7.8692 | 15.9964 | 0 | 2014-09-16 07:30 | 14365.8333 | 14.3658
|  | 2014-09-16 19:35:02 | 39.0787 | 0.78233 | 3.1293 | 6.3318 | 6.3318 | 0.34133 | 0.34133 | 0.125 | 0.125 | 0.004 | 0.004 | 14.3285 | 14.3285 | -14.8187 | -7.4093 | 7.8337 | 0 | 0 |  |  | 2.8477 |  | 0.080078 | 8.0078 | 15.6674 | 0 | 2014-09-16 08:00 | 14328.5 | 14.3285
|  | 2014-09-16 20:05:03 | 37.4707 | 0.78067 | 3.1227 | 6.3258 | 6.3258 | 0.30933 | 0.30933 | 0.12367 | 0.12367 | 0.004 | 0.004 | 14.1105 | 14.1105 | -13.4747 | -6.7373 | 7.4093 | 0 | 0 |  |  | 2.9353 |  | 0.083336 | 8.3336 | 14.8187 | 0 | 2014-09-16 08:30 | 14110.5 | 14.1105
|  | 2014-09-16 20:35:01 | 35.692 | 0.76867 | 3.0747 | 6.3307 | 6.3307 | 0.295 | 0.295 | 0.12417 | 0.12417 | 0 | 0 | 14.117 | 14.117 | -11.7505 | -5.8752 | 6.7373 | 0 | 0 |  |  | 3.1977 |  | 0.086144 | 8.6144 | 13.4747 | 0 | 2014-09-16 09:00 | 14117 | 14.117
|  | 2014-09-16 21:05:03 | 33.6052 | 0.77283 | 3.0913 | 6.3297 | 6.3297 | 0.1965 | 0.1965 | 0.12517 | 0.12517 | 0 | 0 | 14.0422 | 14.0422 | -9.8203 | -4.9102 | 5.8752 | 0 | 0 |  |  | 3.4005 |  | 0.09199 | 9.199 | 11.7505 | 0 | 2014-09-16 09:30 | 14042.1667 | 14.0422
|  | 2014-09-16 21:35:02 | 31.3285 | 0.79517 | 3.1807 | 6.3297 | 6.3297 | 0.18183 | 0.18183 | 0.12583 | 0.12583 | 0 | 0 | 13.755 | 13.755 | -7.7555 | -3.8778 | 4.9102 | 0 | 0 |  |  | 3.1489 |  | 0.10153 | 10.1526 | 9.8203 | 0 | 2014-09-16 10:00 | 13755 | 13.755
|  | 2014-09-16 22:05:03 | 29.0122 | 0.802 | 3.208 | 6.3307 | 6.3307 | 0.147 | 0.147 | 0.12533 | 0.12533 | 0 | 0 | 13.0865 | 13.0865 | -6.1147 | -3.0573 | 3.8778 | 0 | 0 |  |  | 3.1438 |  | 0.11057 | 11.0574 | 7.7555 | 0 | 2014-09-16 10:30 | 13086.5 | 13.0865
|  | 2014-09-16 22:35:01 | 27.5695 | 0.734 | 2.936 | 6.3317 | 6.3317 | 0.14367 | 0.14367 | 0.12567 | 0.12567 | 0 | 0 | 12.7585 | 12.7585 | -5.274 | -2.637 | 3.0573 | 0 | 0 |  |  | 2.7598 |  | 0.10649 | 10.6494 | 6.1147 | 0 | 2014-09-16 11:00 | 12758.5 | 12.7585
|  | 2014-09-16 23:05:03 | 26.8097 | 0.73133 | 2.9253 | 6.3238 | 6.3238 | 0.142 | 0.142 | 0.1255 | 0.1255 | 0 | 0 | 12.1645 | 12.1645 | -5.1285 | -2.5643 | 2.637 | 0 | 0 |  |  | 3.0423 |  | 0.10911 | 10.9115 | 5.274 | 0 | 2014-09-16 11:30 | 12164.5 | 12.1645
|  | 2014-09-16 23:35:03 | 26.1145 | 0.71633 | 2.8653 | 6.2982 | 6.2982 | 0.14133 | 0.14133 | 0.1255 | 0.1255 | 0 | 0 | 11.6273 | 11.6273 | -5.0568 | -2.5284 | 2.5643 | 0 | 0 |  |  | 2.808 |  | 0.10972 | 10.9722 | 5.1285 | 0 | 2014-09-16 12:00 | 11627.3333 | 11.6273
|  | 2014-09-17 00:05:01 | 25.5397 | 0.76017 | 3.0407 | 6.2838 | 6.2838 | 0.126 | 0.126 | 0.12583 | 0.12583 | 0 | 0 | 11.1488 | 11.1488 | -4.8145 | -2.4073 | 2.5284 | 0 | 0 |  |  | 2.9494 |  | 0.11906 | 11.9057 | 5.0568 | 0 | 2014-09-16 12:30 | 11148.8333 | 11.1488
|  | 2014-09-17 00:35:03 | 25.2368 | 0.747 | 2.988 | 6.2558 | 6.2558 | 0.118 | 0.118 | 0.12683 | 0.12683 | 0 | 0 | 10.9752 | 10.9752 | -4.773 | -2.3865 | 2.4073 | 0 | 0 |  |  | 2.8984 |  | 0.1184 | 11.8398 | 4.8145 | 0 | 2014-09-16 13:00 | 10975.1667 | 10.9752
|  | 2014-09-17 01:05:01 | 25.043 | 0.75983 | 3.0393 | 6.2403 | 6.2403 | 0.118 | 0.118 | 0.12717 | 0.12717 | 0 | 0 | 10.8703 | 10.8703 | -4.6478 | -2.3239 | 2.3865 | 0 | 0 |  |  | 3.2825 |  | 0.12136 | 12.1365 | 4.773 | 0 | 2014-09-16 13:30 | 10870.3333 | 10.8703
|  | 2014-09-17 01:35:02 | 24.7945 | 0.791 | 3.164 | 6.2413 | 6.2413 | 0.118 | 0.118 | 0.12733 | 0.12733 | 0 | 0 | 10.5922 | 10.5922 | -4.5517 | -2.2758 | 2.3239 | 0 | 0 |  |  | 2.8476 |  | 0.12761 | 12.7609 | 4.6478 | 0 | 2014-09-16 14:00 | 10592.1667 | 10.5922
|  | 2014-09-17 02:05:02 | 24.6242 | 0.765 | 3.06 | 6.2403 | 6.2403 | 0.118 | 0.118 | 0.12583 | 0.12583 | 0 | 0 | 10.3792 | 10.3792 | -4.7008 | -2.3504 | 2.2758 | 0 | 0 |  |  | 2.907 |  | 0.12427 | 12.4268 | 4.5517 | 0 | 2014-09-16 14:30 | 10379.1667 | 10.3792
|  | 2014-09-17 02:35:03 | 24.6948 | 0.7365 | 2.946 | 6.2367 | 6.2367 | 0.118 | 0.118 | 0.12367 | 0.12367 | 0 | 0 | 10.4082 | 10.4082 | -4.8623 | -2.4312 | 2.3504 | 0 | 0 |  |  | 3.1817 |  | 0.1193 | 11.9296 | 4.7008 | 0 | 2014-09-16 15:00 | 10408.1667 | 10.4082
|  | 2014-09-17 03:05:07 | 24.4777 | 0.76733 | 3.0693 | 6.2468 | 6.2468 | 0.11733 | 0.11733 | 0.1235 | 0.1235 | 0 | 0 | 10.2602 | 10.2602 | -4.6605 | -2.3302 | 2.4312 | 0 | 0 |  |  | 3.1614 |  | 0.12539 | 12.5393 | 4.8623 | 0 | 2014-09-16 15:30 | 10260.1667 | 10.2602
|  | 2014-09-17 03:35:02 | 24.5378 | 0.804 | 3.216 | 6.2415 | 6.2415 | 0.116 | 0.116 | 0.125 | 0.125 | 0 | 0 | 10.3375 | 10.3375 | -4.5018 | -2.2509 | 2.3302 | 0 | 0 |  |  | 3.023 |  | 0.13106 | 13.1063 | 4.6605 | 0 | 2014-09-16 16:00 | 10337.5 | 10.3375
|  | 2014-09-17 04:05:02 | 24.967 | 0.8 | 3.2 | 6.2395 | 6.2395 | 0.13117 | 0.13117 | 0.13267 | 0.13267 | 0 | 0 | 10.9505 | 10.9505 | -4.3132 | -2.1566 | 2.2509 | 0 | 0 |  |  | 2.944 |  | 0.12817 | 12.8169 | 4.5018 | 0 | 2014-09-16 16:30 | 10950.5 | 10.9505
|  | 2014-09-17 04:35:03 | 25.74 | 0.77967 | 3.1187 | 6.2337 | 6.2337 | 0.13267 | 0.13267 | 0.13333 | 0.13333 | 0 | 0 | 11.2823 | 11.2823 | -4.8393 | -2.4197 | 2.1566 | 0 | 0 |  |  | 3.0563 |  | 0.12116 | 12.116 | 4.3132 | 0 | 2014-09-16 17:00 | 11282.3333 | 11.2823
|  | 2014-09-17 05:05:02 | 27.4577 | 0.7905 | 3.162 | 6.212 | 6.212 | 0.133 | 0.133 | 0.22483 | 0.22483 | 0 | 0 | 12.0318 | 12.0318 | -5.694 | -2.847 | 2.4197 | 0 | 0 |  |  | 3.0355 |  | 0.11516 | 11.5159 | 4.8393 | 0 | 2014-09-16 17:30 | 12031.8333 | 12.0318
|  | 2014-09-17 05:35:02 | 30.1665 | 0.78483 | 3.1393 | 6.1883 | 6.1883 | 0.12883 | 0.12883 | 0.32583 | 0.32583 | 0 | 0 | 13.1382 | 13.1382 | -7.246 | -3.623 | 2.847 | 0 | 0 |  |  | 2.9196 |  | 0.10407 | 10.4067 | 5.694 | 0 | 2014-09-16 18:00 | 13138.1667 | 13.1382
|  | 2014-09-17 06:05:03 | 33.7178 | 0.7955 | 3.182 | 6.1928 | 6.1928 | 0.11983 | 0.11983 | 0.411 | 0.411 | 0 | 0 | 13.7612 | 13.7612 | -10.051 | -5.0255 | 3.623 | 0 | 0 |  |  | 3.4047 |  | 0.094371 | 9.4371 | 7.246 | 0 | 2014-09-16 18:30 | 13761.1667 | 13.7612
|  | 2014-09-17 06:35:02 | 36.05 | 0.753 | 3.012 | 6.1892 | 6.1892 | 0.113 | 0.113 | 0.462 | 0.462 | 0 | 0 | 14.0932 | 14.0932 | -12.1807 | -6.0903 | 5.0255 | 0 | 0 |  |  | 2.7108 |  | 0.083551 | 8.3551 | 10.051 | 0 | 2014-09-16 19:00 | 14093.1667 | 14.0932
|  | 2014-09-17 07:05:02 | 37.2867 | 0.74633 | 2.9853 | 6.1872 | 6.1872 | 0.12417 | 0.12417 | 0.47383 | 0.47383 | 0 | 0 | 14.2337 | 14.2337 | -13.2825 | -6.6413 | 6.0903 | 0 | 0 |  |  | 2.7764 |  | 0.080064 | 8.0064 | 12.1807 | 0 | 2014-09-16 19:30 | 14233.6667 | 14.2337
|  | 2014-09-17 07:35:03 | 37.854 | 0.7695 | 3.078 | 6.1973 | 6.1973 | 0.14667 | 0.14667 | 0.476 | 0.476 | 0.2396 | 0.2396 | 14.2642 | 14.2642 | -13.4522 | -6.7261 | 6.6413 | 0 | 0 |  |  | 2.8625 |  | 0.081312 | 8.1312 | 13.2825 | 0 | 2014-09-16 20:00 | 14264.1667 | 14.2642
|  | 2014-09-17 08:05:04 | 38.4418 | 0.70633 | 2.8253 | 6.1873 | 6.1873 | 0.20783 | 0.20783 | 0.4765 | 0.4765 | 0.2396 | 0.2396 | 14.2763 | 14.2763 | -14.2289 | -7.1145 | 6.7261 | 0 | 0 |  |  | 2.8818 |  | 0.073496 | 7.3496 | 13.4522 | 0 | 2014-09-16 20:30 | 14276.3333 | 14.2763
|  | 2014-09-17 08:35:02 | 38.6067 | 0.63233 | 2.5293 | 6.1845 | 6.1845 | 0.40267 | 0.40267 | 0.47817 | 0.47817 | 0.6856 | 0.6856 | 14.2868 | 14.2868 | -14.0396 | -7.0198 | 7.1145 | 0 | 0 |  |  | 2.5546 |  | 0.065515 | 6.5515 | 14.2289 | 0 | 2014-09-16 21:00 | 14286.8333 | 14.2868
|  | 2014-09-17 09:05:02 | 38.3517 | 0.59733 | 2.3893 | 6.0588 | 6.0588 | 0.46917 | 0.46917 | 0.50533 | 0.50533 | 0.6856 | 0.6856 | 14.326 | 14.326 | -13.9174 | -6.9587 | 7.0198 | 0 | 0 |  |  | 2.5805 |  | 0.062301 | 6.2301 | 14.0396 | 0 | 2014-09-16 21:30 | 14326 | 14.326
|  | 2014-09-17 09:35:02 | 38.32 | 0.55067 | 2.2027 | 5.9863 | 5.9863 | 0.35033 | 0.35033 | 0.50317 | 0.50317 | 1.1984 | 1.1984 | 14.3475 | 14.3475 | -13.7316 | -6.8658 | 6.9587 | 0 | 0 |  |  | 2.1366 |  | 0.057481 | 5.7481 | 13.9174 | 0 | 2014-09-16 22:00 | 14347.5 | 14.3475
|  | 2014-09-17 10:05:03 | 38.3628 | 0.51383 | 2.0553 | 5.9705 | 5.9705 | 0.192 | 0.192 | 0.4995 | 0.4995 | 1.1984 | 1.1984 | 14.516 | 14.516 | -13.9311 | -6.9656 | 6.8658 | 0 | 0 |  |  | 2.0348 |  | 0.053576 | 5.3576 | 13.7316 | 0 | 2014-09-16 22:30 | 14516 | 14.516
|  | 2014-09-17 10:35:01 | 38.3663 | 0.498 | 1.992 | 5.9605 | 5.9605 | 0.18067 | 0.18067 | 0.49933 | 0.49933 | 1.6872 | 1.6872 | 14.5943 | 14.5943 | -13.4523 | -6.7261 | 6.9656 | 0 | 0 |  |  | 1.8326 |  | 0.051921 | 5.1921 | 13.9311 | 0 | 2014-09-16 23:00 | 14594.3333 | 14.5943
|  | 2014-09-17 11:05:02 | 38.2568 | 0.45933 | 1.8373 | 6.0078 | 6.0078 | 0.181 | 0.181 | 0.47467 | 0.47467 | 1.6872 | 1.6872 | 14.7182 | 14.7182 | -13.3506 | -6.6753 | 6.7261 | 0 | 0 |  |  | 1.7087 |  | 0.048026 | 4.8026 | 13.4523 | 0 | 2014-09-16 23:30 | 14718.1667 | 14.7182
|  | 2014-09-17 11:35:02 | 38.1022 | 0.42067 | 1.6827 | 6.0285 | 6.0285 | 0.18083 | 0.18083 | 0.49167 | 0.49167 | 2.014 | 2.014 | 14.5838 | 14.5838 | -13.1207 | -6.5603 | 6.6753 | 0 | 0 |  |  | 1.8509 |  | 0.044162 | 4.4162 | 13.3506 | 0 | 2014-09-17 | 14583.8333 | 14.5838
|  | 2014-09-17 12:05:03 | 38.0145 | 0.366 | 1.464 | 6.0433 | 6.0433 | 0.18167 | 0.18167 | 0.4775 | 0.4775 | 2.014 | 2.014 | 14.3455 | 14.3455 | -13.4885 | -6.7443 | 6.5603 | 0 | 0 |  |  | 1.6104 |  | 0.038512 | 3.8512 | 13.1207 | 0 | 2014-09-17 00:30 | 14345.5 | 14.3455
|  | 2014-09-17 12:35:03 | 37.702 | 0.34567 | 1.3827 | 6.0488 | 6.0488 | 0.1805 | 0.1805 | 0.49217 | 0.49217 | 1.936 | 1.936 | 14.3602 | 14.3602 | -13.3017 | -6.6508 | 6.7443 | 0 | 0 |  |  | 1.4933 |  | 0.036674 | 3.6674 | 13.4885 | 0 | 2014-09-17 01:00 | 14360.1667 | 14.3602
|  | 2014-09-17 13:05:02 | 37.5767 | 0.33333 | 1.3333 | 6.05 | 6.05 | 0.18083 | 0.18083 | 0.443 | 0.443 | 1.936 | 1.936 | 14.3418 | 14.3418 | -13.2917 | -6.6458 | 6.6508 | 0 | 0 |  |  | 1.2533 |  | 0.035483 | 3.5483 | 13.3017 | 0 | 2014-09-17 01:30 | 14341.8333 | 14.3418
|  | 2014-09-17 13:35:02 | 37.3885 | 0.35067 | 1.4027 | 6.0477 | 6.0477 | 0.188 | 0.188 | 0.476 | 0.476 | 3.5396 | 3.5396 | 14.3147 | 14.3147 | -11.4199 | -5.7099 | 6.6458 | 0 | 0 |  |  | 1.5009 |  | 0.037516 | 3.7516 | 13.2917 | 0 | 2014-09-17 02:00 | 14314.6667 | 14.3147
|  | 2014-09-17 14:05:03 | 37.3753 | 0.38767 | 1.5507 | 6.0503 | 6.0503 | 0.20767 | 0.20767 | 0.473 | 0.473 | 3.5396 | 3.5396 | 14.2458 | 14.2458 | -11.3082 | -5.6541 | 5.7099 | 0 | 0 |  |  | 1.5817 |  | 0.041489 | 4.1489 | 11.4199 | 0 | 2014-09-17 02:30 | 14245.8333 | 14.2458
|  | 2014-09-17 14:35:02 | 37.9903 | 0.41717 | 1.6687 | 6.0488 | 6.0488 | 0.20717 | 0.20717 | 0.4695 | 0.4695 | 3.2616 | 3.2616 | 14.2022 | 14.2022 | -12.1324 | -6.0662 | 5.6541 | 0 | 0 |  |  | 1.7855 |  | 0.043923 | 4.3923 | 11.3082 | 0 | 2014-09-17 03:00 | 14202.1667 | 14.2022
|  | 2014-09-17 15:05:01 | 38.8308 | 0.472 | 1.888 | 6.0458 | 6.0458 | 0.19117 | 0.19117 | 0.47533 | 0.47533 | 3.2616 | 3.2616 | 14.4852 | 14.4852 | -12.4837 | -6.2419 | 6.0662 | 0 | 0 |  |  | 1.8502 |  | 0.048621 | 4.8621 | 12.1324 | 0 | 2014-09-17 03:30 | 14485.1667 | 14.4852
|  | 2014-09-17 15:35:01 | 39.6105 | 0.51783 | 2.0713 | 6.045 | 6.045 | 0.2835 | 0.2835 | 0.462 | 0.462 | 2.6932 | 2.6932 | 14.6432 | 14.6432 | -13.4123 | -6.7062 | 6.2419 | 0 | 0 |  |  | 1.9885 |  | 0.052293 | 5.2293 | 12.4837 | 0 | 2014-09-17 04:00 | 14643.1667 | 14.6432
|  | 2014-09-17 16:05:03 | 40.0143 | 0.5395 | 2.158 | 6.0468 | 6.0468 | 0.37233 | 0.37233 | 0.47667 | 0.47667 | 2.6932 | 2.6932 | 14.5772 | 14.5772 | -13.6901 | -6.8451 | 6.7062 | 0 | 0 |  |  | 1.9422 |  | 0.053931 | 5.3931 | 13.4123 | 0 | 2014-09-17 04:30 | 14577.1667 | 14.5772
|  | 2014-09-17 16:35:03 | 39.963 | 0.5265 | 2.106 | 6.0433 | 6.0433 | 0.42867 | 0.42867 | 0.49467 | 0.49467 | 1.6324 | 1.6324 | 14.65 | 14.65 | -14.6079 | -7.304 | 6.8451 | 0 | 0 |  |  | 2.1902 |  | 0.052699 | 5.2699 | 13.6901 | 0 | 2014-09-17 05:00 | 14650 | 14.65
|  | 2014-09-17 17:05:05 | 39.8205 | 0.51667 | 2.0667 | 6.0395 | 6.0395 | 0.29917 | 0.29917 | 0.4945 | 0.4945 | 1.6324 | 1.6324 | 14.7255 | 14.7255 | -14.5628 | -7.2814 | 7.304 | 0 | 0 |  |  | 2.2527 |  | 0.0519 | 5.19 | 14.6079 | 0 | 2014-09-17 05:30 | 14725.5 | 14.7255
|  | 2014-09-17 17:35:02 | 39.8722 | 0.5715 | 2.286 | 6.0403 | 6.0403 | 0.27833 | 0.27833 | 0.491 | 0.491 | 0.86 | 0.86 | 14.8577 | 14.8577 | -15.0588 | -7.5294 | 7.2814 | 0 | 0 |  |  | 2.4232 |  | 0.057333 | 5.7333 | 14.5628 | 0 | 2014-09-17 06:00 | 14857.6667 | 14.8577
|  | 2014-09-17 18:05:03 | 40.0603 | 0.62583 | 2.5033 | 6.042 | 6.042 | 0.31683 | 0.31683 | 0.49 | 0.49 | 0.86 | 0.86 | 14.8715 | 14.8715 | -14.9767 | -7.4883 | 7.5294 | 0 | 0 |  |  | 2.278 |  | 0.062489 | 6.2489 | 15.0588 | 0 | 2014-09-17 06:30 | 14871.5 | 14.8715
|  | 2014-09-17 18:35:02 | 40.9787 | 0.68067 | 2.7227 | 6.0488 | 6.0488 | 0.45917 | 0.45917 | 0.48433 | 0.48433 | 0.1512 | 0.1512 | 14.9908 | 14.9908 | -16.1216 | -8.0608 | 7.4883 | 0 | 0 |  |  | 2.7499 |  | 0.066441 | 6.6441 | 14.9767 | 0 | 2014-09-17 07:00 | 14990.8333 | 14.9908
|  | 2014-09-17 19:05:04 | 40.7273 | 0.68183 | 2.7273 | 6.0497 | 6.0497 | 0.3565 | 0.3565 | 0.49183 | 0.49183 | 0.1512 | 0.1512 | 15.0458 | 15.0458 | -15.905 | -7.9525 | 8.0608 | 0 | 0 |  |  | 2.9182 |  | 0.066966 | 6.6966 | 16.1216 | 0 | 2014-09-17 07:30 | 15045.8333 | 15.0458
|  | 2014-09-17 19:35:02 | 39.2092 | 0.72 | 2.88 | 6 | 6 | 0.29367 | 0.29367 | 0.5 | 0.5 | 0.04 | 0.04 | 14.9655 | 14.9655 | -14.53 | -7.265 | 7.9525 | 0 | 0 |  |  | 3.1104 |  | 0.073452 | 7.3452 | 15.905 | 0 | 2014-09-17 08:00 | 14965.5 | 14.9655
|  | 2014-09-17 20:05:01 | 37.7525 | 0.72017 | 2.8807 | 5.8743 | 5.8743 | 0.1595 | 0.1595 | 0.49833 | 0.49833 | 0.04 | 0.04 | 14.7543 | 14.7543 | -13.5453 | -6.7727 | 7.265 | 0 | 0 |  |  | 2.9095 |  | 0.076304 | 7.6304 | 14.53 | 0 | 2014-09-17 08:30 | 14754.3333 | 14.7543
|  | 2014-09-17 20:35:01 | 35.6943 | 0.66767 | 2.6707 | 5.8608 | 5.8608 | 0.14667 | 0.14667 | 0.5235 | 0.5235 | 0 | 0 | 14.3803 | 14.3803 | -12.1123 | -6.0562 | 6.7727 | 0 | 0 |  |  | 2.457 |  | 0.07482 | 7.482 | 13.5453 | 0 | 2014-09-17 09:00 | 14380.3333 | 14.3803
|  | 2014-09-17 21:05:02 | 33.78 | 0.63433 | 2.5373 | 5.8632 | 5.8632 | 0.12683 | 0.12683 | 0.5435 | 0.5435 | 0 | 0 | 13.891 | 13.891 | -10.8182 | -5.4091 | 6.0562 | 0 | 0 |  |  | 2.2836 |  | 0.075113 | 7.5113 | 12.1123 | 0 | 2014-09-17 09:30 | 13891 | 13.891
|  | 2014-09-17 21:35:03 | 31.4597 | 0.60983 | 2.4393 | 5.8562 | 5.8562 | 0.126 | 0.126 | 0.56483 | 0.56483 | 0 | 0 | 13.5358 | 13.5358 | -8.9375 | -4.4688 | 5.4091 | 0 | 0 |  |  | 2.5369 |  | 0.077538 | 7.7538 | 10.8182 | 0 | 2014-09-17 10:00 | 13535.8333 | 13.5358
|  | 2014-09-17 22:05:02 | 29.1545 | 0.56667 | 2.2667 | 5.8315 | 5.8315 | 0.10633 | 0.10633 | 0.5785 | 0.5785 | 0 | 0 | 12.9837 | 12.9837 | -7.3878 | -3.6939 | 4.4688 | 0 | 0 |  |  | 2.1533 |  | 0.077747 | 7.7747 | 8.9375 | 0 | 2014-09-17 10:30 | 12983.6667 | 12.9837
|  | 2014-09-17 22:35:02 | 27.4223 | 0.557 | 2.228 | 5.8137 | 5.8137 | 0.097667 | 0.097667 | 0.69417 | 0.69417 | 0 | 0 | 11.9573 | 11.9573 | -6.6315 | -3.3158 | 3.6939 | 0 | 0 |  |  | 2.072 |  | 0.081248 | 8.1248 | 7.3878 | 0 | 2014-09-17 11:00 | 11957.3333 | 11.9573
|  | 2014-09-17 23:05:04 | 26.7308 | 0.5565 | 2.226 | 5.8138 | 5.8138 | 0.096167 | 0.096167 | 0.85333 | 0.85333 | 0 | 0 | 11.5972 | 11.5972 | -6.1443 | -3.0722 | 3.3158 | 0 | 0 |  |  | 2.0257 |  | 0.083275 | 8.3275 | 6.6315 | 0 | 2014-09-17 11:30 | 11597.1667 | 11.5972
|  | 2014-09-17 23:35:02 | 25.9435 | 0.51417 | 2.0567 | 5.8158 | 5.8158 | 0.096 | 0.096 | 1.0073 | 1.0073 | 0 | 0 | 11.279 | 11.279 | -5.6887 | -2.8443 | 3.0722 | 0 | 0 |  |  | 2.0978 |  | 0.079275 | 7.9275 | 6.1443 | 0 | 2014-09-17 12:00 | 11279 | 11.279
|  | 2014-09-18 00:05:02 | 25.6217 | 0.47933 | 1.9173 | 5.8143 | 5.8143 | 0.096167 | 0.096167 | 1.0505 | 1.0505 | 0 | 0 | 11.2277 | 11.2277 | -5.5157 | -2.7578 | 2.8443 | 0 | 0 |  |  | 2.1091 |  | 0.074832 | 7.4832 | 5.6887 | 0 | 2014-09-17 12:30 | 11227.6667 | 11.2277
|  | 2014-09-18 00:35:03 | 25.4797 | 0.48533 | 1.9413 | 5.8118 | 5.8118 | 0.091667 | 0.091667 | 1.0727 | 1.0727 | 0 | 0 | 11.117 | 11.117 | -5.4452 | -2.7226 | 2.7578 | 0 | 0 |  |  | 1.9413 |  | 0.076191 | 7.6191 | 5.5157 | 0 | 2014-09-17 13:00 | 11117 | 11.117
|  | 2014-09-18 01:05:06 | 25.079 | 0.50383 | 2.0153 | 5.8147 | 5.8147 | 0.063167 | 0.063167 | 1.122 | 1.122 | 0 | 0 | 10.8907 | 10.8907 | -5.1732 | -2.5866 | 2.7226 | 0 | 0 |  |  | 2.1766 |  | 0.080359 | 8.0359 | 5.4452 | 0 | 2014-09-17 13:30 | 10890.6667 | 10.8907
|  | 2014-09-18 01:35:01 | 24.7897 | 0.53883 | 2.1553 | 5.8137 | 5.8137 | 0.062 | 0.062 | 1.1222 | 1.1222 | 0 | 0 | 10.5705 | 10.5705 | -5.066 | -2.533 | 2.5866 | 0 | 0 |  |  | 2.3493 |  | 0.086945 | 8.6945 | 5.1732 | 0 | 2014-09-17 14:00 | 10570.5 | 10.5705
|  | 2014-09-18 02:05:02 | 24.5808 | 0.59567 | 2.3827 | 5.8197 | 5.8197 | 0.062 | 0.062 | 1.1223 | 1.1223 | 0 | 0 | 10.3163 | 10.3163 | -4.8778 | -2.4389 | 2.533 | 0 | 0 |  |  | 2.1921 |  | 0.096932 | 9.6932 | 5.066 | 0 | 2014-09-17 14:30 | 10316.3333 | 10.3163
|  | 2014-09-18 02:35:02 | 24.4243 | 0.62883 | 2.5153 | 5.855 | 5.855 | 0.061833 | 0.061833 | 1.122 | 1.122 | 0 | 0 | 10.2912 | 10.2912 | -4.579 | -2.2895 | 2.4389 | 0 | 0 |  |  | 2.4147 |  | 0.10298 | 10.2985 | 4.8778 | 0 | 2014-09-17 15:00 | 10291.1667 | 10.2912
|  | 2014-09-18 03:05:03 | 24.4485 | 0.615 | 2.46 | 5.855 | 5.855 | 0.061167 | 0.061167 | 1.1225 | 1.1225 | 0 | 0 | 10.3932 | 10.3932 | -4.5567 | -2.2783 | 2.2895 | 0 | 0 |  |  | 2.3862 |  | 0.10062 | 10.062 | 4.579 | 0 | 2014-09-17 15:30 | 10393.1667 | 10.3932
|  | 2014-09-18 03:35:04 | 24.5315 | 0.61883 | 2.4753 | 5.8582 | 5.8582 | 0.060667 | 0.060667 | 1.1133 | 1.1133 | 0 | 0 | 10.4863 | 10.4863 | -4.5377 | -2.2688 | 2.2783 | 0 | 0 |  |  | 2.6486 |  | 0.1009 | 10.0904 | 4.5567 | 0 | 2014-09-17 16:00 | 10486.3333 | 10.4863
|  | 2014-09-18 04:05:02 | 25.1457 | 0.62267 | 2.4907 | 5.8532 | 5.8532 | 0.060333 | 0.060333 | 1.1055 | 1.1055 | 0 | 0 | 10.9092 | 10.9092 | -4.7268 | -2.3634 | 2.2688 | 0 | 0 |  |  | 2.4409 |  | 0.09905 | 9.905 | 4.5377 | 0 | 2014-09-17 16:30 | 10909.1667 | 10.9092
|  | 2014-09-18 04:35:02 | 26.0852 | 0.61333 | 2.4533 | 5.8533 | 5.8533 | 0.061333 | 0.061333 | 1.0907 | 1.0907 | 0 | 0 | 11.438 | 11.438 | -5.1885 | -2.5942 | 2.3634 | 0 | 0 |  |  | 2.5515 |  | 0.094051 | 9.4051 | 4.7268 | 0 | 2014-09-17 17:00 | 11438 | 11.438
|  | 2014-09-18 05:05:02 | 28.2102 | 0.63767 | 2.5507 | 5.8522 | 5.8522 | 0.083167 | 0.083167 | 1.091 | 1.091 | 0 | 0 | 12.298 | 12.298 | -6.3352 | -3.1676 | 2.5942 | 0 | 0 |  |  | 2.3466 |  | 0.090417 | 9.0417 | 5.1885 | 0 | 2014-09-17 17:30 | 12298 | 12.298
|  | 2014-09-18 05:35:01 | 30.3697 | 0.6555 | 2.622 | 5.8512 | 5.8512 | 0.10483 | 0.10483 | 1.0968 | 1.0968 | 0 | 0 | 13.3115 | 13.3115 | -7.3833 | -3.6917 | 3.1676 | 0 | 0 |  |  | 2.5433 |  | 0.086336 | 8.6336 | 6.3352 | 0 | 2014-09-17 18:00 | 13311.5 | 13.3115
|  | 2014-09-18 06:05:03 | 33.9902 | 0.672 | 2.688 | 5.8543 | 5.8543 | 0.124 | 0.124 | 1.0615 | 1.0615 | 0 | 0 | 14.2777 | 14.2777 | -9.9847 | -4.9923 | 3.6917 | 0 | 0 |  |  | 2.7686 |  | 0.079082 | 7.9082 | 7.3833 | 0 | 2014-09-17 18:30 | 14277.6667 | 14.2777
|  | 2014-09-18 06:35:01 | 36.2073 | 0.7185 | 2.874 | 5.8585 | 5.8585 | 0.12567 | 0.12567 | 1.0907 | 1.0907 | 0 | 0 | 14.7493 | 14.7493 | -11.5092 | -5.7546 | 4.9923 | 0 | 0 |  |  | 2.9315 |  | 0.079376 | 7.9376 | 9.9847 | 0 | 2014-09-17 19:00 | 14749.3333 | 14.7493
|  | 2014-09-18 07:05:02 | 37.3707 | 0.701 | 2.804 | 5.8555 | 5.8555 | 0.13717 | 0.13717 | 1.0915 | 1.0915 | 0 | 0 | 14.743 | 14.743 | -12.7395 | -6.3697 | 5.7546 | 0 | 0 |  |  | 2.8881 |  | 0.075032 | 7.5032 | 11.5092 | 0 | 2014-09-17 19:30 | 14743 | 14.743
|  | 2014-09-18 07:35:02 | 37.8367 | 0.66767 | 2.6707 | 5.8575 | 5.8575 | 0.1395 | 0.1395 | 1.0903 | 1.0903 | 0.3436 | 0.3436 | 14.6988 | 14.6988 | -13.0362 | -6.5181 | 6.3697 | 0 | 0 |  |  | 2.8843 |  | 0.070584 | 7.0584 | 12.7395 | 0 | 2014-09-17 20:00 | 14698.8333 | 14.6988
|  | 2014-09-18 08:05:02 | 38.4825 | 0.65633 | 2.6253 | 5.8588 | 5.8588 | 0.2155 | 0.2155 | 1.1205 | 1.1205 | 0.3436 | 0.3436 | 14.8713 | 14.8713 | -13.4474 | -6.7237 | 6.5181 | 0 | 0 |  |  | 2.7829 |  | 0.068221 | 6.8221 | 13.0362 | 0 | 2014-09-17 20:30 | 14871.3333 | 14.8713
|  | 2014-09-18 08:35:02 | 38.916 | 0.60317 | 2.4127 | 5.852 | 5.852 | 0.224 | 0.224 | 1.0913 | 1.0913 | 1.0616 | 1.0616 | 15.015 | 15.015 | -13.2594 | -6.6297 | 6.7237 | 0 | 0 |  |  | 2.5092 |  | 0.061997 | 6.1997 | 13.4474 | 0 | 2014-09-17 21:00 | 15015 | 15.015
|  | 2014-09-18 09:05:02 | 38.9198 | 0.58917 | 2.3567 | 5.8512 | 5.8512 | 0.224 | 0.224 | 1.0903 | 1.0903 | 1.0616 | 1.0616 | 15.154 | 15.154 | -13.1821 | -6.591 | 6.6297 | 0 | 0 |  |  | 2.286 |  | 0.060552 | 6.0552 | 13.2594 | 0 | 2014-09-17 21:30 | 15154 | 15.154
|  | 2014-09-18 09:35:03 | 38.8478 | 0.611 | 2.444 | 5.8517 | 5.8517 | 0.22717 | 0.22717 | 1.098 | 1.098 | 1.9476 | 1.9476 | 15.1025 | 15.1025 | -12.1769 | -6.0885 | 6.591 | 0 | 0 |  |  | 2.4684 |  | 0.062912 | 6.2912 | 13.1821 | 0 | 2014-09-17 22:00 | 15102.5 | 15.1025
|  | 2014-09-18 10:05:02 | 38.8252 | 0.60083 | 2.4033 | 5.8517 | 5.8517 | 0.18767 | 0.18767 | 1.0715 | 1.0715 | 1.9476 | 1.9476 | 15.0835 | 15.0835 | -12.2799 | -6.14 | 6.0885 | 0 | 0 |  |  | 2.4274 |  | 0.061901 | 6.1901 | 12.1769 | 0 | 2014-09-17 22:30 | 15083.5 | 15.0835
|  | 2014-09-18 10:35:02 | 38.732 | 0.644 | 2.576 | 5.8582 | 5.8582 | 0.17483 | 0.17483 | 1.0837 | 1.0837 | 2.6756 | 2.6756 | 15.0758 | 15.0758 | -11.2879 | -5.644 | 6.14 | 0 | 0 |  |  | 2.576 |  | 0.066508 | 6.6508 | 12.2799 | 0 | 2014-09-17 23:00 | 15075.8333 | 15.0758
|  | 2014-09-18 11:05:01 | 38.6132 | 0.67533 | 2.7013 | 5.8473 | 5.8473 | 0.17367 | 0.17367 | 1.1005 | 1.1005 | 2.6756 | 2.6756 | 15.0893 | 15.0893 | -11.0254 | -5.5127 | 5.644 | 0 | 0 |  |  | 2.7013 |  | 0.069959 | 6.9959 | 11.2879 | 0 | 2014-09-17 23:30 | 15089.3333 | 15.0893
|  | 2014-09-18 11:35:02 | 38.4402 | 0.68033 | 2.7213 | 5.8408 | 5.8408 | 0.1745 | 0.1745 | 1.0992 | 1.0992 | 3.788 | 3.788 | 15.0203 | 15.0203 | -9.796 | -4.898 | 5.5127 | 0 | 0 |  |  | 2.7485 |  | 0.070794 | 7.0794 | 11.0254 | 0 | 2014-09-18 | 15020.3333 | 15.0203
|  | 2014-09-18 12:05:04 | 38.0323 | 0.70367 | 2.8147 | 5.7252 | 5.7252 | 0.14883 | 0.14883 | 1.0963 | 1.0963 | 3.788 | 3.788 | 14.9387 | 14.9387 | -9.5207 | -4.7603 | 4.898 | 0 | 0 |  |  | 2.6176 |  | 0.074007 | 7.4007 | 9.796 | 0 | 2014-09-18 00:30 | 14938.6667 | 14.9387
|  | 2014-09-18 12:35:01 | 37.9032 | 0.7105 | 2.842 | 5.5047 | 5.5047 | 0.142 | 0.142 | 1.094 | 1.094 | 3.526 | 3.526 | 14.87 | 14.87 | -9.9245 | -4.9622 | 4.7603 | 0 | 0 |  |  | 2.6146 |  | 0.074981 | 7.4981 | 9.5207 | 0 | 2014-09-18 01:00 | 14870 | 14.87
|  | 2014-09-18 13:05:02 | 37.9048 | 0.7665 | 3.066 | 5.3878 | 5.3878 | 0.1415 | 0.1415 | 1.094 | 1.094 | 3.526 | 3.526 | 14.8623 | 14.8623 | -9.8272 | -4.9136 | 4.9622 | 0 | 0 |  |  | 2.9434 |  | 0.080887 | 8.0887 | 9.9245 | 0 | 2014-09-18 01:30 | 14862.3333 | 14.8623
|  | 2014-09-18 13:35:02 | 37.8852 | 0.7555 | 3.022 | 5.3838 | 5.3838 | 0.1495 | 0.1495 | 1.0948 | 1.0948 | 4.4488 | 4.4488 | 14.869 | 14.869 | -8.9172 | -4.4586 | 4.9136 | 0 | 0 |  |  | 3.1429 |  | 0.079767 | 7.9767 | 9.8272 | 0 | 2014-09-18 02:00 | 14869 | 14.869
|  | 2014-09-18 14:05:01 | 37.768 | 0.728 | 2.912 | 5.3862 | 5.3862 | 0.2185 | 0.2185 | 1.0877 | 1.0877 | 4.4488 | 4.4488 | 14.8783 | 14.8783 | -8.8365 | -4.4183 | 4.4586 | 0 | 0 |  |  | 2.7955 |  | 0.077102 | 7.7102 | 8.9172 | 0 | 2014-09-18 02:30 | 14878.3333 | 14.8783
|  | 2014-09-18 14:35:02 | 38.1125 | 0.72667 | 2.9067 | 5.3882 | 5.3882 | 0.22667 | 0.22667 | 1.0888 | 1.0888 | 3.588 | 3.588 | 14.8697 | 14.8697 | -10.0445 | -5.0223 | 4.4183 | 0 | 0 |  |  | 3.1683 |  | 0.076265 | 7.6265 | 8.8365 | 0 | 2014-09-18 03:00 | 14869.6667 | 14.8697
|  | 2014-09-18 15:05:01 | 38.8898 | 0.66783 | 2.6713 | 5.3845 | 5.3845 | 0.24083 | 0.24083 | 1.0903 | 1.0903 | 3.588 | 3.588 | 14.817 | 14.817 | -11.0978 | -5.5489 | 5.0223 | 0 | 0 |  |  | 2.7515 |  | 0.06869 | 6.869 | 10.0445 | 0 | 2014-09-18 03:30 | 14817 | 14.817
|  | 2014-09-18 15:35:02 | 39.0653 | 0.65833 | 2.6333 | 5.4688 | 5.4688 | 0.306 | 0.306 | 1.0912 | 1.0912 | 2.6592 | 2.6592 | 14.7153 | 14.7153 | -12.1915 | -6.0957 | 5.5489 | 0 | 0 |  |  | 2.449 |  | 0.067408 | 6.7408 | 11.0978 | 0 | 2014-09-18 04:00 | 14715.3333 | 14.7153
|  | 2014-09-18 16:05:02 | 39.5453 | 0.63833 | 2.5533 | 5.5915 | 5.5915 | 0.39033 | 0.39033 | 1.0948 | 1.0948 | 2.6592 | 2.6592 | 14.5868 | 14.5868 | -12.6693 | -6.3346 | 6.0957 | 0 | 0 |  |  | 2.681 |  | 0.064567 | 6.4567 | 12.1915 | 0 | 2014-09-18 04:30 | 14586.8333 | 14.5868
|  | 2014-09-18 16:35:02 | 39.5285 | 0.6415 | 2.566 | 5.643 | 5.643 | 0.32833 | 0.32833 | 1.0917 | 1.0917 | 1.7892 | 1.7892 | 14.381 | 14.381 | -13.7293 | -6.8647 | 6.3346 | 0 | 0 |  |  | 2.7969 |  | 0.064915 | 6.4915 | 12.6693 | 0 | 2014-09-18 05:00 | 14381 | 14.381
|  | 2014-09-18 17:05:02 | 39.6325 | 0.67017 | 2.6807 | 5.6832 | 5.6832 | 0.305 | 0.305 | 1.0925 | 1.0925 | 1.7892 | 1.7892 | 14.251 | 14.251 | -13.831 | -6.9155 | 6.8647 | 0 | 0 |  |  | 2.9487 |  | 0.067638 | 6.7638 | 13.7293 | 0 | 2014-09-18 05:30 | 14251 | 14.251
|  | 2014-09-18 17:35:02 | 39.6582 | 0.66617 | 2.6647 | 5.7113 | 5.7113 | 0.30533 | 0.30533 | 1.091 | 1.091 | 0.5752 | 0.5752 | 14.0415 | 14.0415 | -15.2691 | -7.6346 | 6.9155 | 0 | 0 |  |  | 2.8512 |  | 0.067191 | 6.7191 | 13.831 | 0 | 2014-09-18 06:00 | 14041.5 | 14.0415
|  | 2014-09-18 18:05:02 | 39.5762 | 0.74617 | 2.9847 | 5.7253 | 5.7253 | 0.45717 | 0.45717 | 1.0172 | 1.0172 | 0.5752 | 0.5752 | 13.6497 | 13.6497 | -15.167 | -7.5835 | 7.6346 | 0 | 0 |  |  | 3.1936 |  | 0.075416 | 7.5416 | 15.2691 | 0 | 2014-09-18 06:30 | 13649.6667 | 13.6497
|  | 2014-09-18 18:35:03 | 40.4922 | 0.7835 | 3.134 | 5.727 | 5.727 | 0.6375 | 0.6375 | 0.83417 | 0.83417 | 0.0904 | 0.0904 | 13.594 | 13.594 | -16.4751 | -8.2376 | 7.5835 | 0 | 0 |  |  | 2.8519 |  | 0.077398 | 7.7398 | 15.167 | 0 | 2014-09-18 07:00 | 13594 | 13.594
|  | 2014-09-18 19:05:01 | 40.5877 | 0.81783 | 3.2713 | 5.7307 | 5.7307 | 0.623 | 0.623 | 0.77617 | 0.77617 | 0.0904 | 0.0904 | 13.5308 | 13.5308 | -16.5653 | -8.2826 | 8.2376 | 0 | 0 |  |  | 2.9769 |  | 0.080599 | 8.0599 | 16.4751 | 0 | 2014-09-18 07:30 | 13530.8333 | 13.5308
|  | 2014-09-18 19:35:03 | 39.1013 | 0.73167 | 2.9267 | 5.7392 | 5.7392 | 0.3555 | 0.3555 | 0.749 | 0.749 | 0.008 | 0.008 | 13.3497 | 13.3497 | -15.9733 | -7.9867 | 8.2826 | 0 | 0 |  |  | 2.7803 |  | 0.074848 | 7.4848 | 16.5653 | 0 | 2014-09-18 08:00 | 13349.6667 | 13.3497
|  | 2014-09-18 20:05:03 | 37.8537 | 0.8365 | 3.346 | 5.7433 | 5.7433 | 0.1625 | 0.1625 | 0.77533 | 0.77533 | 0.008 | 0.008 | 13.296 | 13.296 | -14.5225 | -7.2613 | 7.9867 | 0 | 0 |  |  | 3.4129 |  | 0.088393 | 8.8393 | 15.9733 | 0 | 2014-09-18 08:30 | 13296 | 13.296
|  | 2014-09-18 20:35:02 | 35.871 | 0.86033 | 3.4413 | 5.749 | 5.749 | 0.15183 | 0.15183 | 0.77533 | 0.77533 | 0 | 0 | 13.223 | 13.223 | -12.5305 | -6.2652 | 7.2613 | 0 | 0 |  |  | 3.6478 |  | 0.095936 | 9.5936 | 14.5225 | 0 | 2014-09-18 09:00 | 13223 | 13.223
|  | 2014-09-18 21:05:02 | 33.8857 | 0.83967 | 3.3587 | 5.8043 | 5.8043 | 0.15 | 0.15 | 0.77567 | 0.77567 | 0 | 0 | 13.0505 | 13.0505 | -10.7465 | -5.3732 | 6.2652 | 0 | 0 |  |  | 3.4594 |  | 0.099118 | 9.9118 | 12.5305 | 0 | 2014-09-18 09:30 | 13050.5 | 13.0505
|  | 2014-09-18 21:35:02 | 31.5633 | 0.82833 | 3.3133 | 5.7992 | 5.7992 | 0.15083 | 0.15083 | 0.77117 | 0.77117 | 0 | 0 | 12.5472 | 12.5472 | -8.9817 | -4.4908 | 5.3732 | 0 | 0 |  |  | 3.479 |  | 0.10497 | 10.4974 | 10.7465 | 0 | 2014-09-18 10:00 | 12547.1667 | 12.5472
|  | 2014-09-18 22:05:01 | 29.214 | 0.8515 | 3.406 | 5.8057 | 5.8057 | 0.12483 | 0.12483 | 0.76717 | 0.76717 | 0 | 0 | 12.2638 | 12.2638 | -6.8465 | -3.4232 | 4.4908 | 0 | 0 |  |  | 3.6444 |  | 0.11659 | 11.6588 | 8.9817 | 0 | 2014-09-18 10:30 | 12263.8333 | 12.2638
|  | 2014-09-18 22:35:02 | 27.6242 | 0.89033 | 3.5613 | 5.7972 | 5.7972 | 0.12267 | 0.12267 | 0.76933 | 0.76933 | 0 | 0 | 11.8515 | 11.8515 | -5.5222 | -2.7611 | 3.4232 | 0 | 0 |  |  | 3.8106 |  | 0.12892 | 12.8921 | 6.8465 | 0 | 2014-09-18 11:00 | 11851.5 | 11.8515
|  | 2014-09-18 23:05:04 | 26.8188 | 0.85283 | 3.4113 | 5.7073 | 5.7073 | 0.1245 | 0.1245 | 0.768 | 0.768 | 0 | 0 | 11.4588 | 11.4588 | -5.3488 | -2.6744 | 2.7611 | 0 | 0 |  |  | 3.7184 |  | 0.1272 | 12.7199 | 5.5222 | 0 | 2014-09-18 11:30 | 11458.8333 | 11.4588
|  | 2014-09-18 23:35:02 | 26.0277 | 0.85267 | 3.4107 | 5.7048 | 5.7048 | 0.123 | 0.123 | 0.76833 | 0.76833 | 0 | 0 | 10.9208 | 10.9208 | -5.1 | -2.55 | 2.6744 | 0 | 0 |  |  | 3.3766 |  | 0.13104 | 13.104 | 5.3488 | 0 | 2014-09-18 12:00 | 10920.8333 | 10.9208
|  | 2014-09-19 00:05:02 | 25.6225 | 0.791 | 3.164 | 5.7182 | 5.7182 | 0.076 | 0.076 | 0.77067 | 0.77067 | 0 | 0 | 10.7968 | 10.7968 | -5.0968 | -2.5484 | 2.55 | 0 | 0 |  |  | 2.9742 |  | 0.12349 | 12.3485 | 5.1 | 0 | 2014-09-18 12:30 | 10796.8333 | 10.7968
|  | 2014-09-19 00:35:03 | 25.4408 | 0.78217 | 3.1287 | 5.718 | 5.718 | 0.071 | 0.071 | 0.87183 | 0.87183 | 0 | 0 | 10.448 | 10.448 | -5.2033 | -2.6017 | 2.5484 | 0 | 0 |  |  | 3.3164 |  | 0.12298 | 12.2978 | 5.0968 | 0 | 2014-09-18 13:00 | 10448 | 10.448
|  | 2014-09-19 01:05:03 | 25.1132 | 0.76167 | 3.0467 | 5.7183 | 5.7183 | 0.071 | 0.071 | 1.0938 | 1.0938 | 0 | 0 | 10.1602 | 10.1602 | -5.0232 | -2.5116 | 2.6017 | 0 | 0 |  |  | 2.742 |  | 0.12132 | 12.1318 | 5.2033 | 0 | 2014-09-18 13:30 | 10160.1667 | 10.1602
|  | 2014-09-19 01:35:04 | 24.799 | 0.7485 | 2.994 | 5.7147 | 5.7147 | 0.07 | 0.07 | 1.1008 | 1.1008 | 0 | 0 | 9.9435 | 9.9435 | -4.976 | -2.488 | 2.5116 | 0 | 0 |  |  | 2.7245 |  | 0.12073 | 12.0731 | 5.0232 | 0 | 2014-09-18 14:00 | 9943.5 | 9.9435
|  | 2014-09-19 02:05:02 | 24.6703 | 0.81417 | 3.2567 | 5.7115 | 5.7115 | 0.0705 | 0.0705 | 1.1102 | 1.1102 | 0 | 0 | 9.7328 | 9.7328 | -4.7887 | -2.3943 | 2.488 | 0 | 0 |  |  | 2.931 |  | 0.13201 | 13.2007 | 4.976 | 0 | 2014-09-18 14:30 | 9732.8333 | 9.7328
|  | 2014-09-19 02:35:02 | 24.6355 | 0.80017 | 3.2007 | 5.7232 | 5.7232 | 0.0695 | 0.0695 | 1.1017 | 1.1017 | 0 | 0 | 9.6755 | 9.6755 | -4.865 | -2.4325 | 2.3943 | 0 | 0 |  |  | 3.3287 |  | 0.12992 | 12.9921 | 4.7887 | 0 | 2014-09-18 15:00 | 9675.5 | 9.6755
|  | 2014-09-19 03:05:02 | 24.7118 | 0.75167 | 3.0067 | 5.7397 | 5.7397 | 0.0695 | 0.0695 | 1.1022 | 1.1022 | 0 | 0 | 9.7825 | 9.7825 | -5.0113 | -2.5057 | 2.4325 | 0 | 0 |  |  | 3.0367 |  | 0.12167 | 12.1669 | 4.865 | 0 | 2014-09-18 15:30 | 9782.5 | 9.7825
|  | 2014-09-19 03:35:02 | 24.9592 | 0.74117 | 2.9647 | 5.8657 | 5.8657 | 0.076833 | 0.076833 | 1.101 | 1.101 | 0 | 0 | 9.9925 | 9.9925 | -4.9585 | -2.4792 | 2.5057 | 0 | 0 |  |  | 3.024 |  | 0.11878 | 11.8781 | 5.0113 | 0 | 2014-09-18 16:00 | 9992.5 | 9.9925
|  | 2014-09-19 04:05:02 | 25.5103 | 0.69133 | 2.7653 | 5.9477 | 5.9477 | 0.091833 | 0.091833 | 1.0803 | 1.0803 | 0 | 0 | 10.4655 | 10.4655 | -5.1597 | -2.5798 | 2.4792 | 0 | 0 |  |  | 2.8759 |  | 0.1084 | 10.8401 | 4.9585 | 0 | 2014-09-18 16:30 | 10465.5 | 10.4655
|  | 2014-09-19 04:35:02 | 26.5478 | 0.70933 | 2.8373 | 5.9475 | 5.9475 | 0.091 | 0.091 | 1.0722 | 1.0722 | 0 | 0 | 10.858 | 10.858 | -5.7418 | -2.8709 | 2.5798 | 0 | 0 |  |  | 3.0643 |  | 0.10688 | 10.6876 | 5.1597 | 0 | 2014-09-18 17:00 | 10858 | 10.858
|  | 2014-09-19 05:05:02 | 28.4738 | 0.61917 | 2.4767 | 5.816 | 5.816 | 0.091 | 0.091 | 1.0732 | 1.0732 | 0 | 0 | 11.6115 | 11.6115 | -7.4055 | -3.7028 | 2.8709 | 0 | 0 |  |  | 2.2538 |  | 0.08698 | 8.698 | 5.7418 | 0 | 2014-09-18 17:30 | 11611.5 | 11.6115
|  | 2014-09-19 05:35:03 | 30.6035 | 0.586 | 2.344 | 5.7157 | 5.7157 | 0.091 | 0.091 | 1.0758 | 1.0758 | 0 | 0 | 12.115 | 12.115 | -9.262 | -4.631 | 3.7028 | 0 | 0 |  |  | 2.5784 |  | 0.076593 | 7.6593 | 7.4055 | 0 | 2014-09-18 18:00 | 12115 | 12.115
|  | 2014-09-19 06:05:03 | 33.9958 | 0.593 | 2.372 | 5.7165 | 5.7165 | 0.11533 | 0.11533 | 1.076 | 1.076 | 0 | 0 | 12.5837 | 12.5837 | -12.1323 | -6.0662 | 4.631 | 0 | 0 |  |  | 2.4906 |  | 0.069773 | 6.9773 | 9.262 | 0 | 2014-09-18 18:30 | 12583.6667 | 12.5837
|  | 2014-09-19 06:35:02 | 36.6377 | 0.53967 | 2.1587 | 5.7148 | 5.7148 | 0.122 | 0.122 | 1.0762 | 1.0762 | 0 | 0 | 13.0327 | 13.0327 | -14.5333 | -7.2667 | 6.0662 | 0 | 0 |  |  | 2.245 |  | 0.058919 | 5.8919 | 12.1323 | 0 | 2014-09-18 19:00 | 13032.6667 | 13.0327
|  | 2014-09-19 07:05:04 | 38.0477 | 0.54767 | 2.1907 | 5.7152 | 5.7152 | 0.1595 | 0.1595 | 1.0767 | 1.0767 | 0 | 0 | 13.3253 | 13.3253 | -15.5803 | -7.7902 | 7.2667 | 0 | 0 |  |  | 2.2783 |  | 0.057577 | 5.7577 | 14.5333 | 0 | 2014-09-18 19:30 | 13325.3333 | 13.3253
|  | 2014-09-19 07:35:02 | 38.5178 | 0.55917 | 2.2367 | 5.7165 | 5.7165 | 0.17283 | 0.17283 | 1.0767 | 1.0767 | 0.3312 | 0.3312 | 13.3085 | 13.3085 | -15.6755 | -7.8377 | 7.7902 | 0 | 0 |  |  | 2.4156 |  | 0.058068 | 5.8068 | 15.5803 | 0 | 2014-09-18 20:00 | 13308.5 | 13.3085
|  | 2014-09-19 08:05:02 | 39.3957 | 0.50017 | 2.0007 | 5.7597 | 5.7597 | 0.35617 | 0.35617 | 1.0762 | 1.0762 | 0.3312 | 0.3312 | 13.3503 | 13.3503 | -16.5215 | -8.2607 | 7.8377 | 0 | 0 |  |  | 2.1607 |  | 0.050784 | 5.0784 | 15.6755 | 0 | 2014-09-18 20:30 | 13350.3333 | 13.3503
|  | 2014-09-19 08:35:02 | 39.7503 | 0.4135 | 1.654 | 5.9077 | 5.9077 | 0.58033 | 0.58033 | 1.074 | 1.074 | 0.9664 | 0.9664 | 13.4107 | 13.4107 | -16.1573 | -8.0786 | 8.2607 | 0 | 0 |  |  | 1.6375 |  | 0.04161 | 4.161 | 16.5215 | 0 | 2014-09-18 21:00 | 13410.6667 | 13.4107
|  | 2014-09-19 09:05:03 | 39.8268 | 0.3645 | 1.458 | 5.956 | 5.956 | 0.58 | 0.58 | 1.0737 | 1.0737 | 0.9664 | 0.9664 | 13.423 | 13.423 | -16.3698 | -8.1849 | 8.0786 | 0 | 0 |  |  | 1.6038 |  | 0.036608 | 3.6608 | 16.1573 | 0 | 2014-09-18 21:30 | 13423 | 13.423
|  | 2014-09-19 09:35:04 | 39.8488 | 0.339 | 1.356 | 5.9558 | 5.9558 | 0.58183 | 0.58183 | 1.0605 | 1.0605 | 1.8856 | 1.8856 | 13.5042 | 13.5042 | -15.5049 | -7.7525 | 8.1849 | 0 | 0 |  |  | 1.2746 |  | 0.034029 | 3.4029 | 16.3698 | 0 | 2014-09-18 22:00 | 13504.1667 | 13.5042
|  | 2014-09-19 10:05:03 | 39.7763 | 0.277 | 1.108 | 5.9565 | 5.9565 | 0.492 | 0.492 | 1.0625 | 1.0625 | 1.8856 | 1.8856 | 13.4657 | 13.4657 | -15.8061 | -7.903 | 7.7525 | 0 | 0 |  |  | 1.108 |  | 0.027856 | 2.7856 | 15.5049 | 0 | 2014-09-18 22:30 | 13465.6667 | 13.4657
|  | 2014-09-19 10:35:04 | 39.8343 | 0.2365 | 0.946 | 5.9182 | 5.9182 | 0.41033 | 0.41033 | 1.0765 | 1.0765 | 2.2856 | 2.2856 | 13.4703 | 13.4703 | -15.7274 | -7.8637 | 7.903 | 0 | 0 |  |  | 0.88924 |  | 0.023748 | 2.3748 | 15.8061 | 0 | 2014-09-18 23:00 | 13470.3333 | 13.4703
|  | 2014-09-19 11:05:02 | 39.7185 | 0.20833 | 0.83333 | 5.7907 | 5.7907 | 0.419 | 0.419 | 1.0767 | 1.0767 | 2.2856 | 2.2856 | 13.5252 | 13.5252 | -15.7881 | -7.894 | 7.8637 | 0 | 0 |  |  | 0.90833 |  | 0.020981 | 2.0981 | 15.7274 | 0 | 2014-09-18 23:30 | 13525.1667 | 13.5252
|  | 2014-09-19 11:35:03 | 39.528 | 0.18883 | 0.75533 | 5.7165 | 5.7165 | 0.368 | 0.368 | 1.0768 | 1.0768 | 2.2624 | 2.2624 | 13.5128 | 13.5128 | -15.8361 | -7.918 | 7.894 | 0 | 0 |  |  | 0.74778 |  | 0.019109 | 1.9109 | 15.7881 | 0 | 2014-09-19 | 13512.8333 | 13.5128
|  | 2014-09-19 12:05:02 | 39.4488 | 0.18833 | 0.75333 | 5.7138 | 5.7138 | 0.31583 | 0.31583 | 1.0767 | 1.0767 | 2.2624 | 2.2624 | 13.4208 | 13.4208 | -15.9059 | -7.953 | 7.918 | 0 | 0 |  |  | 0.8136 |  | 0.019096 | 1.9096 | 15.8361 | 0 | 2014-09-19 00:30 | 13420.8333 | 13.4208
|  | 2014-09-19 12:35:02 | 39.0058 | 0.20467 | 0.81867 | 5.7133 | 5.7133 | 0.24367 | 0.24367 | 1.0768 | 1.0768 | 3.6988 | 3.6988 | 13.3907 | 13.3907 | -14.0639 | -7.0319 | 7.953 | 0 | 0 |  |  | 0.85141 |  | 0.020988 | 2.0988 | 15.9059 | 0 | 2014-09-19 01:00 | 13390.6667 | 13.3907
|  | 2014-09-19 13:05:02 | 38.679 | 0.19333 | 0.77333 | 5.7133 | 5.7133 | 0.228 | 0.228 | 1.0767 | 1.0767 | 3.6988 | 3.6988 | 13.392 | 13.392 | -13.7969 | -6.8984 | 7.0319 | 0 | 0 |  |  | 0.75013 |  | 0.019994 | 1.9994 | 14.0639 | 0 | 2014-09-19 01:30 | 13392 | 13.392
|  | 2014-09-19 13:35:02 | 38.2878 | 0.19483 | 0.77933 | 5.719 | 5.719 | 0.16133 | 0.16133 | 1.0768 | 1.0768 | 3.962 | 3.962 | 13.3287 | 13.3287 | -13.2607 | -6.6303 | 6.8984 | 0 | 0 |  |  | 0.71699 |  | 0.020355 | 2.0355 | 13.7969 | 0 | 2014-09-19 02:00 | 13328.6667 | 13.3287
|  | 2014-09-19 14:05:02 | 37.9483 | 0.178 | 0.712 | 5.81 | 5.81 | 0.18067 | 0.18067 | 1.0777 | 1.0777 | 3.962 | 3.962 | 13.3648 | 13.3648 | -12.8412 | -6.4206 | 6.6303 | 0 | 0 |  |  | 0.75472 |  | 0.018762 | 1.8762 | 13.2607 | 0 | 2014-09-19 02:30 | 13364.8333 | 13.3648
|  | 2014-09-19 14:35:03 | 38.1317 | 0.15767 | 0.63067 | 5.9263 | 5.9263 | 0.18467 | 0.18467 | 1.0777 | 1.0777 | 3.782 | 3.782 | 13.3722 | 13.3722 | -13.1582 | -6.5791 | 6.4206 | 0 | 0 |  |  | 0.63067 |  | 0.016539 | 1.6539 | 12.8412 | 0 | 2014-09-19 03:00 | 13372.1667 | 13.3722
|  | 2014-09-19 15:05:02 | 38.682 | 0.14183 | 0.56733 | 5.9422 | 5.9422 | 0.19017 | 0.19017 | 1.0508 | 1.0508 | 3.782 | 3.782 | 13.3537 | 13.3537 | -13.7958 | -6.8979 | 6.5791 | 0 | 0 |  |  | 0.62407 |  | 0.014667 | 1.4667 | 13.1582 | 0 | 2014-09-19 03:30 | 13353.6667 | 13.3537
|  | 2014-09-19 15:35:02 | 39.2692 | 0.141 | 0.564 | 5.8567 | 5.8567 | 0.21733 | 0.21733 | 1.0673 | 1.0673 | 2.5096 | 2.5096 | 13.4167 | 13.4167 | -15.6376 | -7.8188 | 6.8979 | 0 | 0 |  |  | 0.564 |  | 0.014362 | 1.4362 | 13.7958 | 0 | 2014-09-19 04:00 | 13416.6667 | 13.4167
|  | 2014-09-19 16:05:01 | 39.6477 | 0.15533 | 0.62133 | 5.68 | 5.68 | 0.248 | 0.248 | 1.0768 | 1.0768 | 2.5096 | 2.5096 | 13.4858 | 13.4858 | -16.0261 | -8.013 | 7.8188 | 0 | 0 |  |  | 0.57784 |  | 0.015671 | 1.5671 | 15.6376 | 0 | 2014-09-19 04:30 | 13485.8333 | 13.4858
|  | 2014-09-19 16:35:01 | 39.4863 | 0.20317 | 0.81267 | 5.6695 | 5.6695 | 0.2525 | 0.2525 | 1.0765 | 1.0765 | 1.734 | 1.734 | 13.4885 | 13.4885 | -16.4527 | -8.2263 | 8.013 | 0 | 0 |  |  | 0.89393 |  | 0.020581 | 2.0581 | 16.0261 | 0 | 2014-09-19 05:00 | 13488.5 | 13.4885
|  | 2014-09-19 17:05:01 | 39.2283 | 0.2265 | 0.906 | 5.5872 | 5.5872 | 0.25417 | 0.25417 | 1.0755 | 1.0755 | 1.734 | 1.734 | 13.4718 | 13.4718 | -16.1997 | -8.0998 | 8.2263 | 0 | 0 |  |  | 0.87882 |  | 0.023096 | 2.3096 | 16.4527 | 0 | 2014-09-19 05:30 | 13471.8333 | 13.4718
|  | 2014-09-19 17:35:02 | 39.1977 | 0.19167 | 0.76667 | 5.5638 | 5.5638 | 0.26633 | 0.26633 | 1.077 | 1.077 | 1.146 | 1.146 | 13.3502 | 13.3502 | -17.0277 | -8.5138 | 8.0998 | 0 | 0 |  |  | 0.82033 |  | 0.019559 | 1.9559 | 16.1997 | 0 | 2014-09-19 06:00 | 13350.1667 | 13.3502
|  | 2014-09-19 18:05:01 | 39.301 | 0.16933 | 0.67733 | 5.5648 | 5.5648 | 0.32983 | 0.32983 | 1.0772 | 1.0772 | 1.146 | 1.146 | 13.2688 | 13.2688 | -17.237 | -8.6185 | 8.5138 | 0 | 0 |  |  | 0.65024 |  | 0.017235 | 1.7235 | 17.0277 | 0 | 2014-09-19 06:30 | 13268.8333 | 13.2688
|  | 2014-09-19 18:35:03 | 39.8905 | 0.17617 | 0.70467 | 5.5653 | 5.5653 | 0.4815 | 0.4815 | 1.0747 | 1.0747 | 0.1956 | 0.1956 | 13.4453 | 13.4453 | -18.4234 | -9.2117 | 8.6185 | 0 | 0 |  |  | 0.68353 |  | 0.017665 | 1.7665 | 17.237 | 0 | 2014-09-19 07:00 | 13445.3333 | 13.4453
|  | 2014-09-19 19:05:03 | 39.1593 | 0.1965 | 0.786 | 5.6603 | 5.6603 | 0.58783 | 0.58783 | 1.073 | 1.073 | 0.1956 | 0.1956 | 13.2615 | 13.2615 | -17.5951 | -8.7975 | 9.2117 | 0 | 0 |  |  | 0.80172 |  | 0.020072 | 2.0072 | 18.4234 | 0 | 2014-09-19 07:30 | 13261.5 | 13.2615
|  | 2014-09-19 19:35:02 | 37.7962 | 0.21417 | 0.85667 | 5.7425 | 5.7425 | 0.3725 | 0.3725 | 1.0828 | 1.0828 | 0.024 | 0.024 | 12.9877 | 12.9877 | -16.73 | -8.365 | 8.7975 | 0 | 0 |  |  | 0.94233 |  | 0.022665 | 2.2665 | 17.5951 | 0 | 2014-09-19 08:00 | 12987.6667 | 12.9877
|  | 2014-09-19 20:05:02 | 36.4385 | 0.22533 | 0.90133 | 5.6487 | 5.6487 | 0.16683 | 0.16683 | 1.0835 | 1.0835 | 0.024 | 0.024 | 12.8225 | 12.8225 | -15.7917 | -7.8958 | 8.365 | 0 | 0 |  |  | 0.85627 |  | 0.024736 | 2.4736 | 16.73 | 0 | 2014-09-19 08:30 | 12822.5 | 12.8225
|  | 2014-09-19 20:35:03 | 34.771 | 0.25667 | 1.0267 | 5.5288 | 5.5288 | 0.155 | 0.155 | 1.061 | 1.061 | 0 | 0 | 12.8897 | 12.8897 | -14.1098 | -7.0549 | 7.8958 | 0 | 0 |  |  | 1.0677 |  | 0.029527 | 2.9527 | 15.7917 | 0 | 2014-09-19 09:00 | 12889.6667 | 12.8897
|  | 2014-09-19 21:05:02 | 33.1098 | 0.27733 | 1.1093 | 5.5167 | 5.5167 | 0.2185 | 0.2185 | 1.0822 | 1.0822 | 0 | 0 | 12.6293 | 12.6293 | -12.5538 | -6.2769 | 7.0549 | 0 | 0 |  |  | 0.9984 |  | 0.033505 | 3.3505 | 14.1098 | 0 | 2014-09-19 09:30 | 12629.3333 | 12.6293
|  | 2014-09-19 21:35:02 | 31.2302 | 0.26567 | 1.0627 | 5.5177 | 5.5177 | 0.13767 | 0.13767 | 1.0532 | 1.0532 | 0 | 0 | 12.1852 | 12.1852 | -11.2738 | -5.6369 | 6.2769 | 0 | 0 |  |  | 0.96703 |  | 0.034027 | 3.4027 | 12.5538 | 0 | 2014-09-19 10:00 | 12185.1667 | 12.1852
|  | 2014-09-19 22:05:02 | 29.2992 | 0.27417 | 1.0967 | 5.5188 | 5.5188 | 0.125 | 0.125 | 1.0768 | 1.0768 | 0 | 0 | 11.6175 | 11.6175 | -9.8643 | -4.9322 | 5.6369 | 0 | 0 |  |  | 1.0309 |  | 0.03743 | 3.743 | 11.2738 | 0 | 2014-09-19 10:30 | 11617.5 | 11.6175
|  | 2014-09-19 22:35:01 | 27.7065 | 0.27733 | 1.1093 | 5.5158 | 5.5158 | 0.125 | 0.125 | 1.0747 | 1.0747 | 0 | 0 | 11.159 | 11.159 | -8.7227 | -4.3613 | 4.9322 | 0 | 0 |  |  | 1.0206 |  | 0.040039 | 4.0039 | 9.8643 | 0 | 2014-09-19 11:00 | 11159 | 11.159
|  | 2014-09-19 23:05:01 | 26.8128 | 0.2855 | 1.142 | 5.562 | 5.562 | 0.125 | 0.125 | 1.0752 | 1.0752 | 0 | 0 | 10.6815 | 10.6815 | -8.2272 | -4.1136 | 4.3613 | 0 | 0 |  |  | 1.0392 |  | 0.042592 | 4.2592 | 8.7227 | 0 | 2014-09-19 11:30 | 10681.5 | 10.6815
|  | 2014-09-19 23:35:03 | 26.238 | 0.28433 | 1.1373 | 5.7042 | 5.7042 | 0.125 | 0.125 | 1.0752 | 1.0752 | 0 | 0 | 9.956 | 9.956 | -8.2403 | -4.1202 | 4.1136 | 0 | 0 |  |  | 1.0805 |  | 0.043347 | 4.3347 | 8.2272 | 0 | 2014-09-19 12:00 | 9956 | 9.956
|  | 2014-09-20 00:05:02 | 25.7743 | 0.27317 | 1.0927 | 5.7543 | 5.7543 | 0.10633 | 0.10633 | 1.0753 | 1.0753 | 0 | 0 | 9.6348 | 9.6348 | -8.1108 | -4.0554 | 4.1202 | 0 | 0 |  |  | 1.0053 |  | 0.042394 | 4.2394 | 8.2403 | 0 | 2014-09-19 12:30 | 9634.8333 | 9.6348
|  | 2014-09-20 00:35:01 | 25.4517 | 0.27033 | 1.0813 | 5.7557 | 5.7557 | 0.092833 | 0.092833 | 1.0755 | 1.0755 | 0 | 0 | 9.6153 | 9.6153 | -7.831 | -3.9155 | 4.0554 | 0 | 0 |  |  | 1.1895 |  | 0.042486 | 4.2486 | 8.1108 | 0 | 2014-09-19 13:00 | 9615.3333 | 9.6153
|  | 2014-09-20 01:05:01 | 24.9888 | 0.30317 | 1.2127 | 5.76 | 5.76 | 0.081333 | 0.081333 | 1.0743 | 1.0743 | 0 | 0 | 9.4878 | 9.4878 | -7.3727 | -3.6863 | 3.9155 | 0 | 0 |  |  | 1.1763 |  | 0.048528 | 4.8528 | 7.831 | 0 | 2014-09-19 13:30 | 9487.8333 | 9.4878
|  | 2014-09-20 01:35:02 | 24.6683 | 0.33817 | 1.3527 | 5.759 | 5.759 | 0.077833 | 0.077833 | 1.0702 | 1.0702 | 0 | 0 | 9.3797 | 9.3797 | -7.029 | -3.5145 | 3.6863 | 0 | 0 |  |  | 1.2445 |  | 0.054834 | 5.4834 | 7.3727 | 0 | 2014-09-19 14:00 | 9379.6667 | 9.3797
|  | 2014-09-20 02:05:02 | 24.4388 | 0.40417 | 1.6167 | 5.7267 | 5.7267 | 0.074833 | 0.074833 | 1.063 | 1.063 | 0 | 0 | 9.3727 | 9.3727 | -6.585 | -3.2925 | 3.5145 | 0 | 0 |  |  | 1.6005 |  | 0.066152 | 6.6152 | 7.029 | 0 | 2014-09-19 14:30 | 9372.6667 | 9.3727
|  | 2014-09-20 02:35:02 | 24.3472 | 0.39567 | 1.5827 | 5.5752 | 5.5752 | 0.073 | 0.073 | 1.064 | 1.064 | 0 | 0 | 9.3353 | 9.3353 | -6.717 | -3.3585 | 3.2925 | 0 | 0 |  |  | 1.5035 |  | 0.065004 | 6.5004 | 6.585 | 0 | 2014-09-19 15:00 | 9335.3333 | 9.3353
|  | 2014-09-20 03:05:03 | 24.1572 | 0.37783 | 1.5113 | 5.555 | 5.555 | 0.073 | 0.073 | 1.0638 | 1.0638 | 0 | 0 | 9.2022 | 9.2022 | -6.7518 | -3.3759 | 3.3585 | 0 | 0 |  |  | 1.602 |  | 0.062563 | 6.2563 | 6.717 | 0 | 2014-09-19 15:30 | 9202.1667 | 9.2022
|  | 2014-09-20 03:35:02 | 24.0857 | 0.41383 | 1.6553 | 5.5542 | 5.5542 | 0.073333 | 0.073333 | 1.0648 | 1.0648 | 0 | 0 | 9.109 | 9.109 | -6.629 | -3.3145 | 3.3759 | 0 | 0 |  |  | 1.5891 |  | 0.068727 | 6.8727 | 6.7518 | 0 | 2014-09-19 16:00 | 9109 | 9.109
|  | 2014-09-20 04:05:02 | 24.1647 | 0.4225 | 1.69 | 5.556 | 5.556 | 0.087167 | 0.087167 | 1.0658 | 1.0658 | 0 | 0 | 9.293 | 9.293 | -6.4727 | -3.2363 | 3.3145 | 0 | 0 |  |  | 1.8421 |  | 0.069937 | 6.9937 | 6.629 | 0 | 2014-09-19 16:30 | 9293 | 9.293
|  | 2014-09-20 04:35:01 | 24.517 | 0.44217 | 1.7687 | 5.5645 | 5.5645 | 0.09 | 0.09 | 1.0542 | 1.0542 | 0 | 0 | 9.4667 | 9.4667 | -6.573 | -3.2865 | 3.2363 | 0 | 0 |  |  | 1.9278 |  | 0.07214 | 7.214 | 6.4727 | 0 | 2014-09-19 17:00 | 9466.6667 | 9.4667
|  | 2014-09-20 05:05:01 | 24.9788 | 0.438 | 1.752 | 5.6302 | 5.6302 | 0.09 | 0.09 | 1.0348 | 1.0348 | 0 | 0 | 9.5895 | 9.5895 | -6.8823 | -3.4412 | 3.2865 | 0 | 0 |  |  | 1.6469 |  | 0.070139 | 7.0139 | 6.573 | 0 | 2014-09-19 17:30 | 9589.5 | 9.5895
|  | 2014-09-20 05:35:02 | 25.2993 | 0.4405 | 1.762 | 5.7452 | 5.7452 | 0.09 | 0.09 | 1.0387 | 1.0387 | 0 | 0 | 9.6317 | 9.6317 | -7.0318 | -3.5159 | 3.4412 | 0 | 0 |  |  | 1.7091 |  | 0.069646 | 6.9646 | 6.8823 | 0 | 2014-09-19 18:00 | 9631.6667 | 9.6317
|  | 2014-09-20 06:05:03 | 26.5702 | 0.45683 | 1.8273 | 5.7625 | 5.7625 | 0.1295 | 0.1295 | 1.0697 | 1.0697 | 0 | 0 | 10.4218 | 10.4218 | -7.3593 | -3.6797 | 3.5159 | 0 | 0 |  |  | 1.8273 |  | 0.068774 | 6.8774 | 7.0318 | 0 | 2014-09-19 18:30 | 10421.8333 | 10.4218
|  | 2014-09-20 06:35:01 | 28.3723 | 0.42067 | 1.6827 | 5.7588 | 5.7588 | 0.13667 | 0.13667 | 1.0773 | 1.0773 | 0 | 0 | 11.0257 | 11.0257 | -8.6912 | -4.3456 | 3.6797 | 0 | 0 |  |  | 1.75 |  | 0.059307 | 5.9307 | 7.3593 | 0 | 2014-09-19 19:00 | 11025.6667 | 11.0257
|  | 2014-09-20 07:05:02 | 30.4193 | 0.41933 | 1.6773 | 5.7063 | 5.7063 | 0.15067 | 0.15067 | 1.0772 | 1.0772 | 0 | 0 | 11.3703 | 11.3703 | -10.4375 | -5.2187 | 4.3456 | 0 | 0 |  |  | 1.8115 |  | 0.05514 | 5.514 | 8.6912 | 0 | 2014-09-19 19:30 | 11370.3333 | 11.3703
|  | 2014-09-20 07:35:02 | 32.1995 | 0.41883 | 1.6753 | 5.5703 | 5.5703 | 0.17233 | 0.17233 | 1.077 | 1.077 | 0 | 0 | 11.4462 | 11.4462 | -12.2583 | -6.1292 | 5.2187 | 0 | 0 |  |  | 1.5078 |  | 0.05203 | 5.203 | 10.4375 | 0 | 2014-09-19 20:00 | 11446.1667 | 11.4462
|  | 2014-09-20 08:05:03 | 33.5995 | 0.46267 | 1.8507 | 5.527 | 5.527 | 0.3875 | 0.3875 | 1.0772 | 1.0772 | 0 | 0 | 11.6355 | 11.6355 | -13.1217 | -6.5608 | 6.1292 | 0 | 0 |  |  | 2.0172 |  | 0.05508 | 5.508 | 12.2583 | 0 | 2014-09-19 20:30 | 11635.5 | 11.6355
|  | 2014-09-20 08:35:02 | 34.3465 | 0.4645 | 1.858 | 5.52 | 5.52 | 0.34567 | 0.34567 | 1.0773 | 1.0773 | 1.6776 | 1.6776 | 11.6947 | 11.6947 | -12.1732 | -6.0866 | 6.5608 | 0 | 0 |  |  | 1.8023 |  | 0.054096 | 5.4096 | 13.1217 | 0 | 2014-09-19 21:00 | 11694.6667 | 11.6947
|  | 2014-09-20 09:05:02 | 34.6548 | 0.48667 | 1.9467 | 5.5182 | 5.5182 | 0.3045 | 0.3045 | 1.0773 | 1.0773 | 1.6776 | 1.6776 | 11.6958 | 11.6958 | -12.4347 | -6.2174 | 6.0866 | 0 | 0 |  |  | 2.0051 |  | 0.056173 | 5.6173 | 12.1732 | 0 | 2014-09-19 21:30 | 11695.8333 | 11.6958
|  | 2014-09-20 09:35:02 | 34.6927 | 0.50583 | 2.0233 | 5.5193 | 5.5193 | 0.285 | 0.285 | 1.0772 | 1.0772 | 2.3832 | 2.3832 | 11.6748 | 11.6748 | -11.7298 | -5.8649 | 6.2174 | 0 | 0 |  |  | 2.0436 |  | 0.058322 | 5.8322 | 12.4347 | 0 | 2014-09-19 22:00 | 11674.8333 | 11.6748
|  | 2014-09-20 10:05:04 | 34.7973 | 0.533 | 2.132 | 5.5258 | 5.5258 | 0.26333 | 0.26333 | 1.0775 | 1.0775 | 2.3832 | 2.3832 | 11.675 | 11.675 | -11.7405 | -5.8702 | 5.8649 | 0 | 0 |  |  | 2.132 |  | 0.061269 | 6.1269 | 11.7298 | 0 | 2014-09-19 22:30 | 11675 | 11.675
|  | 2014-09-20 10:35:03 | 34.6943 | 0.583 | 2.332 | 5.5357 | 5.5357 | 0.23067 | 0.23067 | 1.0775 | 1.0775 | 2.8752 | 2.8752 | 11.6947 | 11.6947 | -10.9486 | -5.4743 | 5.8702 | 0 | 0 |  |  | 2.5186 |  | 0.067216 | 6.7216 | 11.7405 | 0 | 2014-09-19 23:00 | 11694.6667 | 11.6947
|  | 2014-09-20 11:05:02 | 34.648 | 0.56117 | 2.2447 | 5.6005 | 5.6005 | 0.22483 | 0.22483 | 1.0755 | 1.0755 | 2.8752 | 2.8752 | 11.7088 | 11.7088 | -10.9185 | -5.4592 | 5.4743 | 0 | 0 |  |  | 2.1324 |  | 0.064785 | 6.4785 | 10.9486 | 0 | 2014-09-19 23:30 | 11708.8333 | 11.7088
|  | 2014-09-20 11:35:01 | 34.2738 | 0.52867 | 2.1147 | 5.7302 | 5.7302 | 0.2065 | 0.2065 | 1.071 | 1.071 | 3.1616 | 3.1616 | 11.7042 | 11.7042 | -10.2857 | -5.1429 | 5.4592 | 0 | 0 |  |  | 2.1993 |  | 0.061699 | 6.1699 | 10.9185 | 0 | 2014-09-20 | 11704.1667 | 11.7042
|  | 2014-09-20 12:05:01 | 34.0392 | 0.52317 | 2.0927 | 5.7513 | 5.7513 | 0.18117 | 0.18117 | 0.95167 | 0.95167 | 3.1616 | 3.1616 | 11.5648 | 11.5648 | -10.3359 | -5.168 | 5.1429 | 0 | 0 |  |  | 2.281 |  | 0.061478 | 6.1478 | 10.2857 | 0 | 2014-09-20 00:30 | 11564.8333 | 11.5648
|  | 2014-09-20 12:35:03 | 33.5308 | 0.5695 | 2.278 | 5.764 | 5.764 | 0.17533 | 0.17533 | 0.71683 | 0.71683 | 3.3624 | 3.3624 | 11.4362 | 11.4362 | -9.7981 | -4.8991 | 5.168 | 0 | 0 |  |  | 2.0958 |  | 0.067937 | 6.7937 | 10.3359 | 0 | 2014-09-20 01:00 | 11436.1667 | 11.4362
|  | 2014-09-20 13:05:01 | 32.9467 | 0.609 | 2.436 | 5.7637 | 5.7637 | 0.1755 | 0.1755 | 0.71683 | 0.71683 | 3.3624 | 3.3624 | 11.2853 | 11.2853 | -9.2069 | -4.6035 | 4.8991 | 0 | 0 |  |  | 2.5578 |  | 0.073938 | 7.3938 | 9.7981 | 0 | 2014-09-20 01:30 | 11285.3333 | 11.2853
|  | 2014-09-20 13:35:03 | 32.6947 | 0.694 | 2.776 | 5.7625 | 5.7625 | 0.175 | 0.175 | 0.71683 | 0.71683 | 3.5064 | 3.5064 | 11.3722 | 11.3722 | -8.3858 | -4.1929 | 4.6035 | 0 | 0 |  |  | 2.6372 |  | 0.084907 | 8.4907 | 9.2069 | 0 | 2014-09-20 02:00 | 11372.1667 | 11.3722
|  | 2014-09-20 14:05:02 | 32.4718 | 0.77133 | 3.0853 | 5.7617 | 5.7617 | 0.17567 | 0.17567 | 0.696 | 0.696 | 3.5064 | 3.5064 | 11.2345 | 11.2345 | -8.0123 | -4.0061 | 4.1929 | 0 | 0 |  |  | 3.0545 |  | 0.095016 | 9.5016 | 8.3858 | 0 | 2014-09-20 02:30 | 11234.5 | 11.2345
|  | 2014-09-20 14:35:01 | 32.3793 | 0.82967 | 3.3187 | 5.6478 | 5.6478 | 0.17567 | 0.17567 | 0.70933 | 0.70933 | 3.2472 | 3.2472 | 11.183 | 11.183 | -8.0976 | -4.0488 | 4.0061 | 0 | 0 |  |  | 3.3519 |  | 0.10249 | 10.2493 | 8.0123 | 0 | 2014-09-20 03:00 | 11183 | 11.183
|  | 2014-09-20 15:05:02 | 32.7263 | 0.87167 | 3.4867 | 5.5565 | 5.5565 | 0.17567 | 0.17567 | 0.71783 | 0.71783 | 3.2472 | 3.2472 | 11.0175 | 11.0175 | -8.525 | -4.2625 | 4.0488 | 0 | 0 |  |  | 3.5564 |  | 0.10654 | 10.654 | 8.0976 | 0 | 2014-09-20 03:30 | 11017.5 | 11.0175
|  | 2014-09-20 15:35:04 | 33.404 | 0.83483 | 3.3393 | 5.5585 | 5.5585 | 0.1835 | 0.1835 | 0.71817 | 0.71817 | 3.4704 | 3.4704 | 11.2602 | 11.2602 | -8.8739 | -4.437 | 4.2625 | 0 | 0 |  |  | 3.139 |  | 0.099968 | 9.9968 | 8.525 | 0 | 2014-09-20 04:00 | 11260.1667 | 11.2602
|  | 2014-09-20 16:05:02 | 34.266 | 0.928 | 3.712 | 5.5627 | 5.5627 | 0.2515 | 0.2515 | 0.718 | 0.718 | 3.4704 | 3.4704 | 11.5073 | 11.5073 | -9.0441 | -4.5221 | 4.437 | 0 | 0 |  |  | 3.8605 |  | 0.10833 | 10.8329 | 8.8739 | 0 | 2014-09-20 04:30 | 11507.3333 | 11.5073
|  | 2014-09-20 16:35:02 | 34.849 | 1.008 | 4.032 | 5.5632 | 5.5632 | 0.25117 | 0.25117 | 0.71783 | 0.71783 | 1.5712 | 1.5712 | 11.4945 | 11.4945 | -11.2191 | -5.6096 | 4.5221 | 0 | 0 |  |  | 3.911 |  | 0.1157 | 11.5699 | 9.0441 | 0 | 2014-09-20 05:00 | 11494.5 | 11.4945
|  | 2014-09-20 17:05:03 | 35.0587 | 0.97183 | 3.8873 | 5.5637 | 5.5637 | 0.25083 | 0.25083 | 0.71783 | 0.71783 | 1.5712 | 1.5712 | 11.515 | 11.515 | -11.5528 | -5.7764 | 5.6096 | 0 | 0 |  |  | 4.2372 |  | 0.11088 | 11.0881 | 11.2191 | 0 | 2014-09-20 05:30 | 11515 | 11.515
|  | 2014-09-20 17:35:02 | 35.2223 | 1.0398 | 4.1593 | 5.5643 | 5.5643 | 0.269 | 0.269 | 0.71683 | 0.71683 | 0.9308 | 0.9308 | 11.6083 | 11.6083 | -11.9737 | -5.9868 | 5.7764 | 0 | 0 |  |  | 4.0761 |  | 0.11809 | 11.8088 | 11.5528 | 0 | 2014-09-20 06:00 | 11608.3333 | 11.6083
|  | 2014-09-20 18:05:02 | 35.3885 | 1.1387 | 4.5547 | 5.5462 | 5.5462 | 0.37483 | 0.37483 | 0.709 | 0.709 | 0.9308 | 0.9308 | 11.6207 | 11.6207 | -11.6524 | -5.8262 | 5.9868 | 0 | 0 |  |  | 4.7824 |  | 0.1287 | 12.8705 | 11.9737 | 0 | 2014-09-20 06:30 | 11620.6667 | 11.6207
|  | 2014-09-20 18:35:01 | 35.8498 | 1.3685 | 5.474 | 5.5292 | 5.5292 | 0.4255 | 0.4255 | 0.70883 | 0.70883 | 0.0824 | 0.0824 | 11.6203 | 11.6203 | -12.0096 | -6.0048 | 5.8262 | 0 | 0 |  |  | 5.8572 |  | 0.15269 | 15.2692 | 11.6524 | 0 | 2014-09-20 07:00 | 11620.3333 | 11.6203
|  | 2014-09-20 19:05:04 | 35.04 | 1.47 | 5.88 | 5.5267 | 5.5267 | 0.3645 | 0.3645 | 0.717 | 0.717 | 0.0824 | 0.0824 | 11.2317 | 11.2317 | -11.2378 | -5.6189 | 6.0048 | 0 | 0 |  |  | 6.0564 |  | 0.16781 | 16.7808 | 12.0096 | 0 | 2014-09-20 07:30 | 11231.6667 | 11.2317
|  | 2014-09-20 19:35:01 | 33.8287 | 1.4572 | 5.8287 | 5.5235 | 5.5235 | 0.2645 | 0.2645 | 0.71517 | 0.71517 | 0 | 0 | 10.946 | 10.946 | -10.5508 | -5.2754 | 5.6189 | 0 | 0 |  |  | 6.3532 |  | 0.1723 | 17.23 | 11.2378 | 0 | 2014-09-20 08:00 | 10946 | 10.946
|  | 2014-09-20 20:05:01 | 32.7718 | 1.4838 | 5.9353 | 5.5225 | 5.5225 | 0.25117 | 0.25117 | 0.7165 | 0.7165 | 0 | 0 | 10.7157 | 10.7157 | -9.6307 | -4.8153 | 5.2754 | 0 | 0 |  |  | 6.4695 |  | 0.18111 | 18.1111 | 10.5508 | 0 | 2014-09-20 08:30 | 10715.6667 | 10.7157
|  | 2014-09-20 20:35:02 | 31.6462 | 1.4835 | 5.934 | 5.5448 | 5.5448 | 0.17267 | 0.17267 | 0.71633 | 0.71633 | 0 | 0 | 10.6443 | 10.6443 | -8.634 | -4.317 | 4.8153 | 0 | 0 |  |  | 6.0527 |  | 0.18751 | 18.7511 | 9.6307 | 0 | 2014-09-20 09:00 | 10644.3333 | 10.6443
|  | 2014-09-20 21:05:01 | 30.315 | 1.4885 | 5.954 | 5.68 | 5.68 | 0.16 | 0.16 | 0.71567 | 0.71567 | 0 | 0 | 10.353 | 10.353 | -7.4523 | -3.7262 | 4.317 | 0 | 0 |  |  | 5.954 |  | 0.1964 | 19.6404 | 8.634 | 0 | 2014-09-20 09:30 | 10353 | 10.353
|  | 2014-09-20 21:35:02 | 28.8957 | 1.526 | 6.104 | 5.7525 | 5.7525 | 0.15367 | 0.15367 | 0.71317 | 0.71317 | 0 | 0 | 9.9715 | 9.9715 | -6.2008 | -3.1004 | 3.7262 | 0 | 0 |  |  | 5.5546 |  | 0.21124 | 21.1243 | 7.4523 | 0 | 2014-09-20 10:00 | 9971.5 | 9.9715
|  | 2014-09-20 22:05:03 | 27.1065 | 1.5148 | 6.0593 | 5.7565 | 5.7565 | 0.119 | 0.119 | 0.7155 | 0.7155 | 0 | 0 | 9.7907 | 9.7907 | -4.6655 | -2.3327 | 3.1004 | 0 | 0 |  |  | 6.5441 |  | 0.22354 | 22.3538 | 6.2008 | 0 | 2014-09-20 10:30 | 9790.6667 | 9.7907
|  | 2014-09-20 22:35:02 | 25.5263 | 1.4448 | 5.7793 | 5.756 | 5.756 | 0.11367 | 0.11367 | 0.7165 | 0.7165 | 0 | 0 | 9.413 | 9.413 | -3.7478 | -1.8739 | 2.3327 | 0 | 0 |  |  | 5.2014 |  | 0.22641 | 22.6407 | 4.6655 | 0 | 2014-09-20 11:00 | 9413 | 9.413
|  | 2014-09-20 23:05:01 | 24.6482 | 1.4948 | 5.9793 | 5.7547 | 5.7547 | 0.10117 | 0.10117 | 0.7145 | 0.7145 | 0 | 0 | 9.0533 | 9.0533 | -3.0452 | -1.5226 | 1.8739 | 0 | 0 |  |  | 6.3979 |  | 0.24259 | 24.2587 | 3.7478 | 0 | 2014-09-20 11:30 | 9053.3333 | 9.0533
|  | 2014-09-20 23:35:02 | 24.1608 | 1.5003 | 6.0013 | 5.6995 | 5.6995 | 0.098 | 0.098 | 0.7155 | 0.7155 | 0 | 0 | 9.2572 | 9.2572 | -2.3893 | -1.1947 | 1.5226 | 0 | 0 |  |  | 5.7613 |  | 0.24839 | 24.8391 | 3.0452 | 0 | 2014-09-20 12:00 | 9257.1667 | 9.2572
|  | 2014-09-21 00:05:01 | 23.8532 | 1.6512 | 6.6047 | 5.602 | 5.602 | 0.069667 | 0.069667 | 0.71183 | 0.71183 | 0 | 0 | 9.1593 | 9.1593 | -1.7057 | -0.85283 | 1.1947 | 0 | 0 |  |  | 6.7368 |  | 0.27689 | 27.6888 | 2.3893 | 0 | 2014-09-20 12:30 | 9159.3333 | 9.1593
|  | 2014-09-21 00:35:02 | 23.4252 | 1.9267 | 7.7067 | 5.5322 | 5.5322 | 0.058 | 0.058 | 0.71417 | 0.71417 | 0 | 0 | 8.7005 | 8.7005 | -0.71367 | -0.35683 | 0.85283 | 0 | 0 |  |  | 7.2443 |  | 0.32899 | 32.8991 | 1.7057 | 0 | 2014-09-20 13:00 | 8700.5 | 8.7005
|  | 2014-09-21 01:05:03 | 23.057 | 2.1163 | 8.4653 | 5.4828 | 5.4828 | 0.058 | 0.058 | 0.718 | 0.718 | 0 | 0 | 8.1922 | 8.1922 | -0.14067 | -0.070333 | 0.35683 | 0 | 0 |  |  | 9.0579 |  | 0.36715 | 36.7148 | 0.71367 | 0 | 2014-09-20 13:30 | 8192.1667 | 8.1922
|  | 2014-09-21 01:35:02 | 22.675 | 2.1683 | 8.6733 | 5.4857 | 5.4857 | 0.058167 | 0.058167 | 0.715 | 0.715 | 0 | 0 | 7.9555 | 7.9555 | 0.21267 | 0.10633 | 0.070333 | 0.10633 | 0 |  |  | 9.5407 |  | 0.38251 | 38.2506 | 0.14067 | 0 | 2014-09-20 14:00 | 7955.5 | 7.9555
|  | 2014-09-21 02:05:01 | 22.579 | 2.1495 | 8.598 | 5.4865 | 5.4865 | 0.058 | 0.058 | 0.714 | 0.714 | 0 | 0 | 7.8513 | 7.8513 | 0.12883 | 0.064417 | 0 | 0.17075 | 0 |  |  | 8.512 |  | 0.3808 | 38.0796 | 0 | 0 | 2014-09-20 14:30 | 7851.3333 | 7.8513
|  | 2014-09-21 02:35:02 | 22.5927 | 2.1615 | 8.646 | 5.4538 | 5.4538 | 0.058 | 0.058 | 0.71767 | 0.71767 | 0 | 0 | 7.8048 | 7.8048 | 0.087667 | 0.043833 | 0 | 0.21458 | 0 |  |  | 8.3002 |  | 0.38269 | 38.2691 | 0 | 0 | 2014-09-20 15:00 | 7804.8333 | 7.8048
|  | 2014-09-21 03:05:02 | 22.3727 | 2.1138 | 8.4553 | 5.4007 | 5.4007 | 0.058 | 0.058 | 0.71767 | 0.71767 | 0 | 0 | 7.6735 | 7.6735 | -0.0675 | -0.03375 | 0 | 0.18083 | 0 |  |  | 8.5399 |  | 0.37793 | 37.7931 | 0 | 0.0675 | 2014-09-20 15:30 | 7673.5 | 7.6735
|  | 2014-09-21 03:35:02 | 22.2213 | 2.0942 | 8.3767 | 5.4582 | 5.4582 | 0.058 | 0.058 | 0.71817 | 0.71817 | 0 | 0 | 7.637 | 7.637 | 0.026667 | 0.013333 | 0 | 0.19417 | 0 |  |  | 9.2143 |  | 0.37697 | 37.6965 | 0 | 0 | 2014-09-20 16:00 | 7637 | 7.637
|  | 2014-09-21 04:05:03 | 22.2488 | 2.084 | 8.336 | 5.4667 | 5.4667 | 0.058 | 0.058 | 0.7185 | 0.7185 | 0 | 0 | 7.6423 | 7.6423 | -0.027333 | -0.013667 | 0 | 0.1805 | 0 |  |  | 8.7528 |  | 0.37467 | 37.4671 | 0 | 0.027333 | 2014-09-20 16:30 | 7642.3333 | 7.6423
|  | 2014-09-21 04:35:03 | 22.3825 | 2.0803 | 8.3213 | 5.4857 | 5.4857 | 0.057 | 0.057 | 0.7175 | 0.7175 | 0 | 0 | 7.7122 | 7.7122 | -0.088833 | -0.044417 | 0 | 0.13608 | 0 |  |  | 8.1549 |  | 0.37178 | 37.1779 | 0 | 0.088833 | 2014-09-20 17:00 | 7712.1667 | 7.7122
|  | 2014-09-21 05:05:02 | 23.0058 | 2.1282 | 8.5127 | 5.5033 | 5.5033 | 0.057 | 0.057 | 0.71583 | 0.71583 | 0 | 0 | 8.0715 | 8.0715 | -0.1455 | -0.07275 | 0 | 0.063333 | 0 |  |  | 8.5978 |  | 0.37002 | 37.0022 | 0 | 0.1455 | 2014-09-20 17:30 | 8071.5 | 8.0715
|  | 2014-09-21 05:35:02 | 22.9902 | 2.0325 | 8.13 | 5.5093 | 5.5093 | 0.073333 | 0.073333 | 0.718 | 0.718 | 0 | 0 | 8.048 | 8.048 | -0.5115 | -0.25575 | 0 | 0 | 0 |  |  | 7.6422 |  | 0.35363 | 35.3629 | 0 | 0.12667 | 2014-09-20 18:00 | 8048 | 8.048
|  | 2014-09-21 06:05:02 | 23.3158 | 2.0217 | 8.0867 | 5.5882 | 5.5882 | 0.106 | 0.106 | 0.71783 | 0.71783 | 0 | 0 | 8.4305 | 8.4305 | -0.38667 | -0.19333 | 0.25575 | 0 | 0 |  |  | 7.6015 |  | 0.34683 | 34.6832 | 0.5115 | 0 | 2014-09-20 18:30 | 8430.5 | 8.4305
|  | 2014-09-21 06:35:02 | 24.209 | 2.1888 | 8.7553 | 5.7157 | 5.7157 | 0.10767 | 0.10767 | 0.71467 | 0.71467 | 0 | 0 | 8.8547 | 8.8547 | -0.061 | -0.0305 | 0.19333 | 0 | 0 |  |  | 8.23 |  | 0.36166 | 36.1656 | 0.38667 | 0 | 2014-09-20 19:00 | 8854.6667 | 8.8547
|  | 2014-09-21 07:05:04 | 25.9333 | 2.1923 | 8.7693 | 5.7305 | 5.7305 | 0.12033 | 0.12033 | 0.71767 | 0.71767 | 0 | 0 | 9.0638 | 9.0638 | -1.5317 | -0.76583 | 0.0305 | 0 | 0 |  |  | 9.0324 |  | 0.33815 | 33.8149 | 0.061 | 0 | 2014-09-20 19:30 | 9063.8333 | 9.0638
|  | 2014-09-21 07:35:02 | 27.6213 | 2.1705 | 8.682 | 5.7263 | 5.7263 | 0.1285 | 0.1285 | 0.71833 | 0.71833 | 0 | 0 | 9.2118 | 9.2118 | -3.1543 | -1.5772 | 0.76583 | 0 | 0 |  |  | 7.9006 |  | 0.31432 | 31.4322 | 1.5317 | 0 | 2014-09-20 20:00 | 9211.8333 | 9.2118
|  | 2014-09-21 08:05:02 | 28.969 | 1.9258 | 7.7033 | 5.7245 | 5.7245 | 0.15983 | 0.15983 | 0.71783 | 0.71783 | 0 | 0 | 9.4355 | 9.4355 | -5.228 | -2.614 | 1.5772 | 0 | 0 |  |  | 7.3952 |  | 0.26592 | 26.5916 | 3.1543 | 0 | 2014-09-20 20:30 | 9435.5 | 9.4355
|  | 2014-09-21 08:35:03 | 29.8645 | 1.8553 | 7.4213 | 5.7307 | 5.7307 | 0.16433 | 0.16433 | 0.718 | 0.718 | 1.2804 | 1.2804 | 9.6412 | 9.6412 | -4.9086 | -2.4543 | 2.614 | 0 | 0 |  |  | 8.1635 |  | 0.2485 | 24.85 | 5.228 | 0 | 2014-09-20 21:00 | 9641.1667 | 9.6412
|  | 2014-09-21 09:05:03 | 30.1945 | 1.7695 | 7.078 | 5.7243 | 5.7243 | 0.1645 | 0.1645 | 0.714 | 0.714 | 1.2804 | 1.2804 | 9.8153 | 9.8153 | -5.4179 | -2.709 | 2.4543 | 0 | 0 |  |  | 7.3611 |  | 0.23441 | 23.4414 | 4.9086 | 0 | 2014-09-20 21:30 | 9815.3333 | 9.8153
|  | 2014-09-21 09:35:03 | 30.4775 | 1.6585 | 6.634 | 5.7203 | 5.7203 | 0.165 | 0.165 | 0.71833 | 0.71833 | 2.1068 | 2.1068 | 9.8343 | 9.8343 | -5.2987 | -2.6494 | 2.709 | 0 | 0 |  |  | 7.2311 |  | 0.21767 | 21.7669 | 5.4179 | 0 | 2014-09-20 22:00 | 9834.3333 | 9.8343
|  | 2014-09-21 10:05:03 | 30.6335 | 1.5517 | 6.2067 | 5.7162 | 5.7162 | 0.17917 | 0.17917 | 0.718 | 0.718 | 2.1068 | 2.1068 | 9.8615 | 9.8615 | -5.8452 | -2.9226 | 2.6494 | 0 | 0 |  |  | 6.1446 |  | 0.20261 | 20.261 | 5.2987 | 0 | 2014-09-20 22:30 | 9861.5 | 9.8615
|  | 2014-09-21 10:35:02 | 30.913 | 1.524 | 6.096 | 5.6008 | 5.6008 | 0.18233 | 0.18233 | 0.719 | 0.719 | 3.3484 | 3.3484 | 10.0493 | 10.0493 | -4.9171 | -2.4586 | 2.9226 | 0 | 0 |  |  | 5.7912 |  | 0.1972 | 19.7199 | 5.8452 | 0 | 2014-09-20 23:00 | 10049.3333 | 10.0493
|  | 2014-09-21 11:05:02 | 31.3215 | 1.408 | 5.632 | 5.523 | 5.523 | 0.18283 | 0.18283 | 0.8 | 0.8 | 3.3484 | 3.3484 | 10.1135 | 10.1135 | -5.7218 | -2.8609 | 2.4586 | 0 | 0 |  |  | 6.1952 |  | 0.17981 | 17.9813 | 4.9171 | 0 | 2014-09-20 23:30 | 10113.5 | 10.1135
|  | 2014-09-21 11:35:01 | 31.379 | 1.6193 | 6.4773 | 5.512 | 5.512 | 0.18183 | 0.18183 | 0.8875 | 0.8875 | 3.768 | 3.768 | 10.1817 | 10.1817 | -4.3707 | -2.1853 | 2.8609 | 0 | 0 |  |  | 6.3478 |  | 0.20642 | 20.6423 | 5.7218 | 0 | 2014-09-21 | 10181.6667 | 10.1817
|  | 2014-09-21 12:05:02 | 31.1883 | 1.5392 | 6.1567 | 5.503 | 5.503 | 0.14067 | 0.14067 | 0.99217 | 0.99217 | 3.768 | 3.768 | 9.9897 | 9.9897 | -4.6382 | -2.3191 | 2.1853 | 0 | 0 |  |  | 6.4029 |  | 0.1974 | 19.7403 | 4.3707 | 0 | 2014-09-21 00:30 | 9989.6667 | 9.9897
|  | 2014-09-21 12:35:02 | 30.8047 | 1.5292 | 6.1167 | 5.5102 | 5.5102 | 0.135 | 0.135 | 1.0425 | 1.0425 | 3.6412 | 3.6412 | 9.5913 | 9.5913 | -4.7678 | -2.3839 | 2.3191 | 0 | 0 |  |  | 5.9943 |  | 0.19856 | 19.8563 | 4.6382 | 0 | 2014-09-21 01:00 | 9591.3333 | 9.5913
|  | 2014-09-21 13:05:02 | 30.6217 | 1.503 | 6.012 | 5.5697 | 5.5697 | 0.1355 | 0.1355 | 1.0558 | 1.0558 | 3.6412 | 3.6412 | 9.6108 | 9.6108 | -4.5966 | -2.2983 | 2.3839 | 0 | 0 |  |  | 6.3727 |  | 0.19633 | 19.6332 | 4.7678 | 0 | 2014-09-21 01:30 | 9610.8333 | 9.6108
|  | 2014-09-21 13:35:03 | 30.5678 | 1.3628 | 5.4513 | 5.6403 | 5.6403 | 0.13717 | 0.13717 | 1.0695 | 1.0695 | 3.7276 | 3.7276 | 9.7353 | 9.7353 | -4.8066 | -2.4033 | 2.2983 | 0 | 0 |  |  | 5.1243 |  | 0.17834 | 17.8336 | 4.5966 | 0 | 2014-09-21 02:00 | 9735.3333 | 9.7353
|  | 2014-09-21 14:05:03 | 30.5862 | 1.3715 | 5.486 | 5.708 | 5.708 | 0.137 | 0.137 | 1.06 | 1.06 | 3.7276 | 3.7276 | 9.758 | 9.758 | -4.7096 | -2.3548 | 2.4033 | 0 | 0 |  |  | 5.102 |  | 0.17936 | 17.9362 | 4.8066 | 0 | 2014-09-21 02:30 | 9758 | 9.758
|  | 2014-09-21 14:35:02 | 31.0007 | 1.3393 | 5.3573 | 5.806 | 5.806 | 0.152 | 0.152 | 1.056 | 1.056 | 3.4288 | 3.4288 | 9.9823 | 9.9823 | -5.2182 | -2.6091 | 2.3548 | 0 | 0 |  |  | 5.6252 |  | 0.17281 | 17.2813 | 4.7096 | 0 | 2014-09-21 03:00 | 9982.3333 | 9.9823
|  | 2014-09-21 15:05:03 | 31.5588 | 1.5128 | 6.0513 | 5.8428 | 5.8428 | 0.153 | 0.153 | 1.0853 | 1.0853 | 3.4288 | 3.4288 | 10.2842 | 10.2842 | -4.7134 | -2.3567 | 2.6091 | 0 | 0 |  |  | 5.6883 |  | 0.19175 | 19.1748 | 5.2182 | 0 | 2014-09-21 03:30 | 10284.1667 | 10.2842
|  | 2014-09-21 15:35:02 | 32.3855 | 1.8172 | 7.2687 | 5.8557 | 5.8557 | 0.153 | 0.153 | 1.085 | 1.085 | 1.7664 | 1.7664 | 10.3915 | 10.3915 | -5.8653 | -2.9326 | 2.3567 | 0 | 0 |  |  | 6.6145 |  | 0.22444 | 22.4442 | 4.7134 | 0 | 2014-09-21 04:00 | 10391.5 | 10.3915
|  | 2014-09-21 16:05:05 | 33.162 | 1.8175 | 7.27 | 5.8827 | 5.8827 | 0.1505 | 0.1505 | 1.0867 | 1.0867 | 1.7664 | 1.7664 | 10.3803 | 10.3803 | -6.6254 | -3.3127 | 2.9326 | 0 | 0 |  |  | 7.1246 |  | 0.21923 | 21.9227 | 5.8653 | 0 | 2014-09-21 04:30 | 10380.3333 | 10.3803
|  | 2014-09-21 16:35:03 | 33.4428 | 1.6122 | 6.4487 | 5.9123 | 5.9123 | 0.15217 | 0.15217 | 1.0875 | 1.0875 | 0.9648 | 0.9648 | 10.3092 | 10.3092 | -8.5682 | -4.2841 | 3.3127 | 0 | 0 |  |  | 5.8038 |  | 0.19283 | 19.2827 | 6.6254 | 0 | 2014-09-21 05:00 | 10309.1667 | 10.3092
|  | 2014-09-21 17:05:02 | 33.8337 | 1.6447 | 6.5787 | 5.9143 | 5.9143 | 0.197 | 0.197 | 1.0872 | 1.0872 | 0.9648 | 0.9648 | 10.2213 | 10.2213 | -8.8704 | -4.4352 | 4.2841 | 0 | 0 |  |  | 6.2497 |  | 0.19444 | 19.4441 | 8.5682 | 0 | 2014-09-21 05:30 | 10221.3333 | 10.2213
|  | 2014-09-21 17:35:03 | 34.3442 | 1.5738 | 6.2953 | 5.9097 | 5.9097 | 0.20083 | 0.20083 | 1.0875 | 1.0875 | 0.4076 | 0.4076 | 10.1032 | 10.1032 | -10.3401 | -5.17 | 4.4352 | 0 | 0 |  |  | 6.1694 |  | 0.1833 | 18.3301 | 8.8704 | 0 | 2014-09-21 06:00 | 10103.1667 | 10.1032
|  | 2014-09-21 18:05:02 | 35.3262 | 1.7102 | 6.8407 | 5.9147 | 5.9147 | 0.39483 | 0.39483 | 1.0877 | 1.0877 | 0.4076 | 0.4076 | 10.3483 | 10.3483 | -10.3324 | -5.1662 | 5.17 | 0 | 0 |  |  | 7.5247 |  | 0.19364 | 19.3643 | 10.3401 | 0 | 2014-09-21 06:30 | 10348.3333 | 10.3483
|  | 2014-09-21 18:35:04 | 36.7742 | 1.8338 | 7.3353 | 5.9027 | 5.9027 | 0.40583 | 0.40583 | 1.039 | 1.039 | 0.0492 | 0.0492 | 10.438 | 10.438 | -11.6041 | -5.8021 | 5.1662 | 0 | 0 |  |  | 7.262 |  | 0.19947 | 19.947 | 10.3324 | 0 | 2014-09-21 07:00 | 10438 | 10.438
|  | 2014-09-21 19:05:02 | 36.3747 | 1.6128 | 6.4513 | 5.9028 | 5.9028 | 0.4055 | 0.4055 | 1.0435 | 1.0435 | 0.0492 | 0.0492 | 10.3522 | 10.3522 | -12.1701 | -6.0851 | 5.8021 | 0 | 0 |  |  | 6.9674 |  | 0.17736 | 17.7358 | 11.6041 | 0 | 2014-09-21 07:30 | 10352.1667 | 10.3522
|  | 2014-09-21 19:35:06 | 35.1408 | 1.5435 | 6.174 | 5.9057 | 5.9057 | 0.243 | 0.243 | 1.057 | 1.057 | 0 | 0 | 10.2668 | 10.2668 | -11.4943 | -5.7472 | 6.0851 | 0 | 0 |  |  | 5.6183 |  | 0.17569 | 17.5693 | 12.1701 | 0 | 2014-09-21 08:00 | 10266.8333 | 10.2668
|  | 2014-09-21 20:05:01 | 33.9645 | 1.5178 | 6.0713 | 5.9047 | 5.9047 | 0.185 | 0.185 | 1.0882 | 1.0882 | 0 | 0 | 10.2458 | 10.2458 | -10.4695 | -5.2347 | 5.7472 | 0 | 0 |  |  | 6.132 |  | 0.17876 | 17.8755 | 11.4943 | 0 | 2014-09-21 08:30 | 10245.8333 | 10.2458
|  | 2014-09-21 20:35:03 | 32.4958 | 1.4855 | 5.942 | 5.9008 | 5.9008 | 0.17767 | 0.17767 | 1.0952 | 1.0952 | 0 | 0 | 10.2615 | 10.2615 | -9.1187 | -4.5593 | 5.2347 | 0 | 0 |  |  | 5.5261 |  | 0.18285 | 18.2854 | 10.4695 | 0 | 2014-09-21 09:00 | 10261.5 | 10.2615
|  | 2014-09-21 21:05:01 | 31.0958 | 1.5103 | 6.0413 | 5.9003 | 5.9003 | 0.15017 | 0.15017 | 1.0945 | 1.0945 | 0 | 0 | 10.2207 | 10.2207 | -7.6888 | -3.8444 | 4.5593 | 0 | 0 |  |  | 5.558 |  | 0.19428 | 19.4281 | 9.1187 | 0 | 2014-09-21 09:30 | 10220.6667 | 10.2207
|  | 2014-09-21 21:35:02 | 29.3787 | 1.5338 | 6.1353 | 5.9027 | 5.9027 | 0.149 | 0.149 | 1.0957 | 1.0957 | 0 | 0 | 10.2485 | 10.2485 | -5.8475 | -2.9238 | 3.8444 | 0 | 0 |  |  | 5.7672 |  | 0.20884 | 20.8836 | 7.6888 | 0 | 2014-09-21 10:00 | 10248.5 | 10.2485
|  | 2014-09-21 22:05:02 | 27.2998 | 1.4928 | 5.9713 | 5.8165 | 5.8165 | 0.107 | 0.107 | 1.096 | 1.096 | 0 | 0 | 9.789 | 9.789 | -4.52 | -2.26 | 2.9238 | 0 | 0 |  |  | 6.449 |  | 0.21873 | 21.8731 | 5.8475 | 0 | 2014-09-21 10:30 | 9789 | 9.789
|  | 2014-09-21 22:35:03 | 25.5187 | 1.2925 | 5.17 | 5.7123 | 5.7123 | 0.098 | 0.098 | 1.0962 | 1.0962 | 0 | 0 | 9.1525 | 9.1525 | -4.2897 | -2.1448 | 2.26 | 0 | 0 |  |  | 5.2217 |  | 0.2026 | 20.2597 | 4.52 | 0 | 2014-09-21 11:00 | 9152.5 | 9.1525
|  | 2014-09-21 23:05:02 | 24.7532 | 1.1562 | 4.6247 | 5.7222 | 5.7222 | 0.098 | 0.098 | 1.0942 | 1.0942 | 0 | 0 | 9.1063 | 9.1063 | -4.1078 | -2.0539 | 2.1448 | 0 | 0 |  |  | 4.9484 |  | 0.18683 | 18.6831 | 4.2897 | 0 | 2014-09-21 11:30 | 9106.3333 | 9.1063
|  | 2014-09-21 23:35:02 | 24.609 | 1.1952 | 4.7807 | 5.7288 | 5.7288 | 0.098 | 0.098 | 1.0882 | 1.0882 | 0 | 0 | 8.9935 | 8.9935 | -3.9198 | -1.9599 | 2.0539 | 0 | 0 |  |  | 4.9241 |  | 0.19426 | 19.4265 | 4.1078 | 0 | 2014-09-21 12:00 | 8993.5 | 8.9935
|  | 2014-09-22 00:05:02 | 24.4305 | 1.2283 | 4.9133 | 5.7338 | 5.7338 | 0.084167 | 0.084167 | 1.0883 | 1.0883 | 0 | 0 | 8.9672 | 8.9672 | -3.6437 | -1.8218 | 1.9599 | 0 | 0 |  |  | 4.5203 |  | 0.20111 | 20.1115 | 3.9198 | 0 | 2014-09-21 12:30 | 8967.1667 | 8.9672
|  | 2014-09-22 00:35:02 | 24.2962 | 0.99433 | 3.9773 | 5.7262 | 5.7262 | 0.066333 | 0.066333 | 1.0932 | 1.0932 | 0 | 0 | 8.8388 | 8.8388 | -4.5943 | -2.2972 | 1.8218 | 0 | 0 |  |  | 3.5796 |  | 0.1637 | 16.3702 | 3.6437 | 0 | 2014-09-21 13:00 | 8838.8333 | 8.8388
|  | 2014-09-22 01:05:03 | 24.029 | 1.0408 | 4.1633 | 5.7907 | 5.7907 | 0.063833 | 0.063833 | 1.0362 | 1.0362 | 0 | 0 | 8.5687 | 8.5687 | -4.4063 | -2.2032 | 2.2972 | 0 | 0 |  |  | 4.3299 |  | 0.17326 | 17.3263 | 4.5943 | 0 | 2014-09-21 13:30 | 8568.6667 | 8.5687
|  | 2014-09-22 01:35:02 | 23.7822 | 1.071 | 4.284 | 5.9098 | 5.9098 | 0.063333 | 0.063333 | 1.0415 | 1.0415 | 0 | 0 | 8.347 | 8.347 | -4.1365 | -2.0683 | 2.2032 | 0 | 0 |  |  | 3.8984 |  | 0.18013 | 18.0135 | 4.4063 | 0 | 2014-09-21 14:00 | 8347 | 8.347
|  | 2014-09-22 02:05:04 | 23.7713 | 1.1863 | 4.7453 | 5.9248 | 5.9248 | 0.063 | 0.063 | 1.0742 | 1.0742 | 0 | 0 | 8.2607 | 8.2607 | -3.7033 | -1.8517 | 2.0683 | 0 | 0 |  |  | 4.9826 |  | 0.19962 | 19.9624 | 4.1365 | 0 | 2014-09-21 14:30 | 8260.6667 | 8.2607
|  | 2014-09-22 02:35:03 | 23.8292 | 1.1765 | 4.706 | 5.9283 | 5.9283 | 0.063 | 0.063 | 1.081 | 1.081 | 0 | 0 | 8.2297 | 8.2297 | -3.8212 | -1.9106 | 1.8517 | 0 | 0 |  |  | 4.2354 |  | 0.19749 | 19.7489 | 3.7033 | 0 | 2014-09-21 15:00 | 8229.6667 | 8.2297
|  | 2014-09-22 03:05:03 | 23.844 | 1.1313 | 4.5253 | 5.9318 | 5.9318 | 0.063 | 0.063 | 1.0823 | 1.0823 | 0 | 0 | 8.2857 | 8.2857 | -3.9558 | -1.9779 | 1.9106 | 0 | 0 |  |  | 4.3896 |  | 0.18979 | 18.9789 | 3.8212 | 0 | 2014-09-21 15:30 | 8285.6667 | 8.2857
|  | 2014-09-22 03:35:01 | 24.059 | 1.1388 | 4.5553 | 5.9313 | 5.9313 | 0.062833 | 0.062833 | 1.0927 | 1.0927 | 0 | 0 | 8.4435 | 8.4435 | -3.9733 | -1.9867 | 1.9779 | 0 | 0 |  |  | 4.3731 |  | 0.18934 | 18.934 | 3.9558 | 0 | 2014-09-21 16:00 | 8443.5 | 8.4435
|  | 2014-09-22 04:05:02 | 24.5307 | 1.0567 | 4.2267 | 5.9317 | 5.9317 | 0.062833 | 0.062833 | 1.0978 | 1.0978 | 0 | 0 | 8.6688 | 8.6688 | -4.5428 | -2.2714 | 1.9867 | 0 | 0 |  |  | 3.9731 |  | 0.1723 | 17.2301 | 3.9733 | 0 | 2014-09-21 16:30 | 8668.8333 | 8.6688
|  | 2014-09-22 04:35:02 | 25.1415 | 1.0052 | 4.0207 | 5.9335 | 5.9335 | 0.062333 | 0.062333 | 1.0935 | 1.0935 | 0 | 0 | 8.4752 | 8.4752 | -5.5563 | -2.7782 | 2.2714 | 0 | 0 |  |  | 3.9403 |  | 0.15992 | 15.9922 | 4.5428 | 0 | 2014-09-21 17:00 | 8475.1667 | 8.4752
|  | 2014-09-22 05:05:02 | 26.8323 | 1.1382 | 4.5527 | 5.9317 | 5.9317 | 0.062333 | 0.062333 | 1.0847 | 1.0847 | 0 | 0 | 8.948 | 8.948 | -6.253 | -3.1265 | 2.7782 | 0 | 0 |  |  | 4.234 |  | 0.16967 | 16.9671 | 5.5563 | 0 | 2014-09-21 17:30 | 8948 | 8.948
|  | 2014-09-22 05:35:03 | 29.8582 | 1.088 | 4.352 | 5.9285 | 5.9285 | 0.075167 | 0.075167 | 1.09 | 1.09 | 0 | 0 | 9.8047 | 9.8047 | -8.6078 | -4.3039 | 3.1265 | 0 | 0 |  |  | 4.439 |  | 0.14576 | 14.5756 | 6.253 | 0 | 2014-09-21 18:00 | 9804.6667 | 9.8047
|  | 2014-09-22 06:05:02 | 33.4507 | 0.95883 | 3.8353 | 5.9313 | 5.9313 | 0.117 | 0.117 | 1.09 | 1.09 | 0 | 0 | 10.2492 | 10.2492 | -12.2278 | -6.1139 | 4.3039 | 0 | 0 |  |  | 3.7586 |  | 0.11466 | 11.4656 | 8.6078 | 0 | 2014-09-21 18:30 | 10249.1667 | 10.2492
|  | 2014-09-22 06:35:02 | 36.0435 | 0.978 | 3.912 | 5.9293 | 5.9293 | 0.12217 | 0.12217 | 1.092 | 1.092 | 0 | 0 | 10.5377 | 10.5377 | -14.4503 | -7.2252 | 6.1139 | 0 | 0 |  |  | 3.7555 |  | 0.10854 | 10.8536 | 12.2278 | 0 | 2014-09-21 19:00 | 10537.6667 | 10.5377
|  | 2014-09-22 07:05:03 | 37.36 | 0.932 | 3.728 | 5.9353 | 5.9353 | 0.12267 | 0.12267 | 1.0772 | 1.0772 | 0 | 0 | 10.8702 | 10.8702 | -15.6267 | -7.8133 | 7.2252 | 0 | 0 |  |  | 3.9144 |  | 0.099786 | 9.9786 | 14.4503 | 0 | 2014-09-21 19:30 | 10870.1667 | 10.8702
|  | 2014-09-22 07:35:03 | 37.4832 | 0.96083 | 3.8433 | 5.9422 | 5.9422 | 0.22533 | 0.22533 | 1.0722 | 1.0722 | 0 | 0 | 10.7138 | 10.7138 | -15.6863 | -7.8432 | 7.8133 | 0 | 0 |  |  | 3.9971 |  | 0.10253 | 10.2535 | 15.6267 | 0 | 2014-09-21 20:00 | 10713.8333 | 10.7138
|  | 2014-09-22 08:05:03 | 37.9052 | 1.0028 | 4.0113 | 5.988 | 5.988 | 0.22267 | 0.22267 | 1.0735 | 1.0735 | 0 | 0 | 10.6815 | 10.6815 | -15.9282 | -7.9641 | 7.8432 | 0 | 0 |  |  | 3.6102 |  | 0.10583 | 10.5826 | 15.6863 | 0 | 2014-09-21 20:30 | 10681.5 | 10.6815
|  | 2014-09-22 08:35:02 | 38.009 | 1.0073 | 4.0293 | 6.019 | 6.019 | 0.13683 | 0.13683 | 1.0727 | 1.0727 | 1.3648 | 1.3648 | 10.811 | 10.811 | -14.5754 | -7.2877 | 7.9641 | 0 | 0 |  |  | 4.3114 |  | 0.10601 | 10.601 | 15.9282 | 0 | 2014-09-21 21:00 | 10811 | 10.811
|  | 2014-09-22 09:05:03 | 37.69 | 0.81733 | 3.2693 | 6.031 | 6.031 | 0.13517 | 0.13517 | 1.0785 | 1.0785 | 1.3648 | 1.3648 | 10.8345 | 10.8345 | -14.9767 | -7.4883 | 7.2877 | 0 | 0 |  |  | 3.3674 |  | 0.086743 | 8.6743 | 14.5754 | 0 | 2014-09-21 21:30 | 10834.5 | 10.8345
|  | 2014-09-22 09:35:02 | 37.4093 | 0.72283 | 2.8913 | 6.0295 | 6.0295 | 0.14983 | 0.14983 | 1.0758 | 1.0758 | 2.0268 | 2.0268 | 10.8973 | 10.8973 | -14.3387 | -7.1693 | 7.4883 | 0 | 0 |  |  | 2.9202 |  | 0.077289 | 7.7289 | 14.9767 | 0 | 2014-09-21 22:00 | 10897.3333 | 10.8973
|  | 2014-09-22 10:05:06 | 37.1642 | 0.70183 | 2.8073 | 6.0342 | 6.0342 | 0.1535 | 0.1535 | 1.079 | 1.079 | 2.0268 | 2.0268 | 11.1077 | 11.1077 | -13.9557 | -6.9779 | 7.1693 | 0 | 0 |  |  | 2.8354 |  | 0.075539 | 7.5539 | 14.3387 | 0 | 2014-09-21 22:30 | 11107.6667 | 11.1077
|  | 2014-09-22 10:35:01 | 37.0973 | 0.70033 | 2.8013 | 6.0277 | 6.0277 | 0.15267 | 0.15267 | 1.0838 | 1.0838 | 3.1176 | 3.1176 | 11.338 | 11.338 | -12.5762 | -6.2881 | 6.9779 | 0 | 0 |  |  | 2.5212 |  | 0.075513 | 7.5513 | 13.9557 | 0 | 2014-09-21 23:00 | 11338 | 11.338
|  | 2014-09-22 11:05:02 | 36.966 | 0.66833 | 2.6733 | 6.0268 | 6.0268 | 0.15033 | 0.15033 | 1.0757 | 1.0757 | 3.1176 | 3.1176 | 11.4098 | 11.4098 | -12.5124 | -6.2562 | 6.2881 | 0 | 0 |  |  | 2.7535 |  | 0.072319 | 7.2319 | 12.5762 | 0 | 2014-09-21 23:30 | 11409.8333 | 11.4098
|  | 2014-09-22 11:35:02 | 36.8178 | 0.702 | 2.808 | 6.0267 | 6.0267 | 0.15683 | 0.15683 | 1.0552 | 1.0552 | 3.458 | 3.458 | 11.3978 | 11.3978 | -11.9153 | -5.9577 | 6.2562 | 0 | 0 |  |  | 2.5553 |  | 0.076267 | 7.6267 | 12.5124 | 0 | 2014-09-22 | 11397.8333 | 11.3978
|  | 2014-09-22 12:05:02 | 36.5735 | 0.70367 | 2.8147 | 6.0345 | 6.0345 | 0.16767 | 0.16767 | 0.9365 | 0.9365 | 3.458 | 3.458 | 11.3177 | 11.3177 | -11.8445 | -5.9223 | 5.9577 | 0 | 0 |  |  | 2.6739 |  | 0.076959 | 7.6959 | 11.9153 | 0 | 2014-09-22 00:30 | 11317.6667 | 11.3177
|  | 2014-09-22 12:35:01 | 36.4167 | 0.74783 | 2.9913 | 6.0433 | 6.0433 | 0.16683 | 0.16683 | 0.73833 | 0.73833 | 3.646 | 3.646 | 11.18 | 11.18 | -11.6508 | -5.8254 | 5.9223 | 0 | 0 |  |  | 2.6922 |  | 0.082142 | 8.2142 | 11.8445 | 0 | 2014-09-22 01:00 | 11180 | 11.18
|  | 2014-09-22 13:05:02 | 36.1945 | 0.764 | 3.056 | 6.0363 | 6.0363 | 0.16667 | 0.16667 | 0.7285 | 0.7285 | 3.646 | 3.646 | 10.9563 | 10.9563 | -11.6047 | -5.8023 | 5.8254 | 0 | 0 |  |  | 3.331 |  | 0.084433 | 8.4433 | 11.6508 | 0 | 2014-09-22 01:30 | 10956.3333 | 10.9563
|  | 2014-09-22 13:35:02 | 36.0778 | 0.80867 | 3.2347 | 6.0367 | 6.0367 | 0.166 | 0.166 | 0.7325 | 0.7325 | 3.3692 | 3.3692 | 10.985 | 10.985 | -11.5538 | -5.7769 | 5.8023 | 0 | 0 |  |  | 2.9112 |  | 0.089658 | 8.9658 | 11.6047 | 0 | 2014-09-22 02:00 | 10985 | 10.985
|  | 2014-09-22 14:05:05 | 35.9817 | 0.847 | 3.388 | 6.038 | 6.038 | 0.163 | 0.163 | 0.73467 | 0.73467 | 3.3692 | 3.3692 | 10.9825 | 10.9825 | -11.3063 | -5.6532 | 5.7769 | 0 | 0 |  |  | 3.4219 |  | 0.094159 | 9.4159 | 11.5538 | 0 | 2014-09-22 02:30 | 10982.5 | 10.9825
|  | 2014-09-22 14:35:02 | 36.4527 | 0.79667 | 3.1867 | 6.0467 | 6.0467 | 0.15417 | 0.15417 | 0.736 | 0.736 | 3.4732 | 3.4732 | 10.921 | 10.921 | -11.935 | -5.9675 | 5.6532 | 0 | 0 |  |  | 3.4735 |  | 0.087419 | 8.7419 | 11.3063 | 0 | 2014-09-22 03:00 | 10921 | 10.921
|  | 2014-09-22 15:05:04 | 37.365 | 0.711 | 2.844 | 6.0513 | 6.0513 | 0.16733 | 0.16733 | 0.73917 | 0.73917 | 3.4732 | 3.4732 | 10.9967 | 10.9967 | -13.0933 | -6.5467 | 5.9675 | 0 | 0 |  |  | 2.6165 |  | 0.076114 | 7.6114 | 11.935 | 0 | 2014-09-22 03:30 | 10996.6667 | 10.9967
|  | 2014-09-22 15:35:01 | 38.2903 | 0.67983 | 2.7193 | 6.0485 | 6.0485 | 0.21983 | 0.21983 | 0.765 | 0.765 | 1.682 | 1.682 | 11.0017 | 11.0017 | -15.854 | -7.927 | 6.5467 | 0 | 0 |  |  | 2.6649 |  | 0.071019 | 7.1019 | 13.0933 | 0 | 2014-09-22 04:00 | 11001.6667 | 11.0017
|  | 2014-09-22 16:05:03 | 39.017 | 0.64967 | 2.5987 | 6.0485 | 6.0485 | 0.38817 | 0.38817 | 0.767 | 0.767 | 1.682 | 1.682 | 10.9595 | 10.9595 | -16.5732 | -8.2866 | 7.927 | 0 | 0 |  |  | 2.6506 |  | 0.066603 | 6.6603 | 15.854 | 0 | 2014-09-22 04:30 | 10959.5 | 10.9595
|  | 2014-09-22 16:35:03 | 39.1118 | 0.59033 | 2.3613 | 6.036 | 6.036 | 0.443 | 0.443 | 0.767 | 0.767 | 1.1276 | 1.1276 | 10.9927 | 10.9927 | -17.3842 | -8.6921 | 8.2866 | 0 | 0 |  |  | 2.503 |  | 0.060374 | 6.0374 | 16.5732 | 0 | 2014-09-22 05:00 | 10992.6667 | 10.9927
|  | 2014-09-22 17:05:01 | 39.2472 | 0.616 | 2.464 | 6.0332 | 6.0332 | 0.47617 | 0.47617 | 0.7615 | 0.7615 | 1.1276 | 1.1276 | 10.9792 | 10.9792 | -17.4056 | -8.7028 | 8.6921 | 0 | 0 |  |  | 2.5379 |  | 0.062782 | 6.2782 | 17.3842 | 0 | 2014-09-22 05:30 | 10979.1667 | 10.9792
|  | 2014-09-22 17:35:02 | 39.4182 | 0.66917 | 2.6767 | 6.0335 | 6.0335 | 0.43133 | 0.43133 | 0.76367 | 0.76367 | 0.7092 | 0.7092 | 11.0038 | 11.0038 | -17.8 | -8.9 | 8.7028 | 0 | 0 |  |  | 2.5964 |  | 0.067904 | 6.7904 | 17.4056 | 0 | 2014-09-22 06:00 | 11003.8333 | 11.0038
|  | 2014-09-22 18:05:02 | 40.2172 | 0.66017 | 2.6407 | 6.0355 | 6.0355 | 0.53533 | 0.53533 | 0.76183 | 0.76183 | 0.7092 | 0.7092 | 10.9503 | 10.9503 | -18.5843 | -9.2921 | 8.9 | 0 | 0 |  |  | 2.5086 |  | 0.06566 | 6.566 | 17.8 | 0 | 2014-09-22 06:30 | 10950.3333 | 10.9503
|  | 2014-09-22 18:35:04 | 41.4067 | 0.61083 | 2.4433 | 6.042 | 6.042 | 0.64733 | 0.64733 | 0.7595 | 0.7595 | 0.1452 | 0.1452 | 10.9202 | 10.9202 | -20.4491 | -10.2246 | 9.2921 | 0 | 0 |  |  | 2.6632 |  | 0.059008 | 5.9008 | 18.5843 | 0 | 2014-09-22 07:00 | 10920.1667 | 10.9202
|  | 2014-09-22 19:05:02 | 40.5843 | 0.54917 | 2.1967 | 6.0612 | 6.0612 | 0.5685 | 0.5685 | 0.75983 | 0.75983 | 0.1452 | 0.1452 | 10.9213 | 10.9213 | -19.9316 | -9.9658 | 10.2246 | 0 | 0 |  |  | 2.3724 |  | 0.054126 | 5.4126 | 20.4491 | 0 | 2014-09-22 07:30 | 10921.3333 | 10.9213
|  | 2014-09-22 19:35:02 | 39.1493 | 0.58117 | 2.3247 | 6.07 | 6.07 | 0.47917 | 0.47917 | 0.7645 | 0.7645 | 0 | 0 | 10.906 | 10.906 | -18.605 | -9.3025 | 9.9658 | 0 | 0 |  |  | 2.3944 |  | 0.059379 | 5.9379 | 19.9316 | 0 | 2014-09-22 08:00 | 10906 | 10.906
|  | 2014-09-22 20:05:04 | 37.7265 | 0.59133 | 2.3653 | 6.078 | 6.078 | 0.15883 | 0.15883 | 0.76433 | 0.76433 | 0 | 0 | 10.8705 | 10.8705 | -17.4895 | -8.7447 | 9.3025 | 0 | 0 |  |  | 2.5546 |  | 0.062697 | 6.2697 | 18.605 | 0 | 2014-09-22 08:30 | 10870.5 | 10.8705
|  | 2014-09-22 20:35:01 | 35.5945 | 0.60867 | 2.4347 | 6.0747 | 6.0747 | 0.13233 | 0.13233 | 0.7635 | 0.7635 | 0 | 0 | 10.8475 | 10.8475 | -15.3418 | -7.6709 | 8.7447 | 0 | 0 |  |  | 2.4834 |  | 0.0684 | 6.84 | 17.4895 | 0 | 2014-09-22 09:00 | 10847.5 | 10.8475
|  | 2014-09-22 21:05:04 | 33.538 | 0.61117 | 2.4447 | 6.0795 | 6.0795 | 0.13517 | 0.13517 | 0.75767 | 0.75767 | 0 | 0 | 10.4225 | 10.4225 | -13.6985 | -6.8493 | 7.6709 | 0 | 0 |  |  | 2.3958 |  | 0.072892 | 7.2892 | 15.3418 | 0 | 2014-09-22 09:30 | 10422.5 | 10.4225
|  | 2014-09-22 21:35:02 | 31.1407 | 0.625 | 2.5 | 6.0773 | 6.0773 | 0.1265 | 0.1265 | 0.76067 | 0.76067 | 0 | 0 | 9.8882 | 9.8882 | -11.788 | -5.894 | 6.8493 | 0 | 0 |  |  | 2.3 |  | 0.080281 | 8.0281 | 13.6985 | 0 | 2014-09-22 10:00 | 9888.1667 | 9.8882
|  | 2014-09-22 22:05:01 | 28.9398 | 0.63367 | 2.5347 | 6.0728 | 6.0728 | 0.093 | 0.093 | 0.761 | 0.761 | 0 | 0 | 9.4237 | 9.4237 | -10.0547 | -5.0273 | 5.894 | 0 | 0 |  |  | 2.4586 |  | 0.087584 | 8.7584 | 11.788 | 0 | 2014-09-22 10:30 | 9423.6667 | 9.4237
|  | 2014-09-22 22:35:02 | 26.8942 | 0.61283 | 2.4513 | 6.0757 | 6.0757 | 0.086833 | 0.086833 | 0.758 | 0.758 | 0 | 0 | 9.0618 | 9.0618 | -8.4605 | -4.2302 | 5.0273 | 0 | 0 |  |  | 2.4268 |  | 0.091147 | 9.1147 | 10.0547 | 0 | 2014-09-22 11:00 | 9061.8333 | 9.0618
|  | 2014-09-22 23:05:02 | 25.988 | 0.58567 | 2.3427 | 6.0735 | 6.0735 | 0.085167 | 0.085167 | 0.761 | 0.761 | 0 | 0 | 8.8297 | 8.8297 | -7.896 | -3.948 | 4.2302 | 0 | 0 |  |  | 2.4129 |  | 0.090144 | 9.0144 | 8.4605 | 0 | 2014-09-22 11:30 | 8829.6667 | 8.8297
|  | 2014-09-22 23:35:02 | 25.9912 | 0.6735 | 2.694 | 6.0793 | 6.0793 | 0.084 | 0.084 | 0.763 | 0.763 | 0 | 0 | 8.7095 | 8.7095 | -7.6613 | -3.8307 | 3.948 | 0 | 0 |  |  | 2.9365 |  | 0.10365 | 10.3651 | 7.896 | 0 | 2014-09-22 12:00 | 8709.5 | 8.7095
|  | 2014-09-23 00:05:03 | 25.6297 | 0.70183 | 2.8073 | 6.0945 | 6.0945 | 0.073833 | 0.073833 | 0.76317 | 0.76317 | 0 | 0 | 8.6545 | 8.6545 | -7.2363 | -3.6182 | 3.8307 | 0 | 0 |  |  | 2.9758 |  | 0.10953 | 10.9535 | 7.6613 | 0 | 2014-09-22 12:30 | 8654.5 | 8.6545
|  | 2014-09-23 00:35:02 | 25.6528 | 0.71383 | 2.8553 | 6.0967 | 6.0967 | 0.069333 | 0.069333 | 0.7635 | 0.7635 | 0 | 0 | 8.6952 | 8.6952 | -7.1728 | -3.5864 | 3.6182 | 0 | 0 |  |  | 2.5698 |  | 0.11131 | 11.1307 | 7.2363 | 0 | 2014-09-22 13:00 | 8695.1667 | 8.6952
|  | 2014-09-23 01:05:02 | 25.3892 | 0.71367 | 2.8547 | 6.1023 | 6.1023 | 0.066167 | 0.066167 | 0.76383 | 0.76383 | 0 | 0 | 8.6305 | 8.6305 | -6.9717 | -3.4858 | 3.5864 | 0 | 0 |  |  | 2.7405 |  | 0.11244 | 11.2436 | 7.1728 | 0 | 2014-09-22 13:30 | 8630.5 | 8.6305
|  | 2014-09-23 01:35:02 | 24.9805 | 0.6715 | 2.686 | 6.1008 | 6.1008 | 0.052667 | 0.052667 | 0.765 | 0.765 | 0 | 0 | 8.5605 | 8.5605 | -6.8155 | -3.4077 | 3.4858 | 0 | 0 |  |  | 2.9546 |  | 0.10752 | 10.7524 | 6.9717 | 0 | 2014-09-22 14:00 | 8560.5 | 8.5605
|  | 2014-09-23 02:05:01 | 25.0715 | 0.66 | 2.64 | 6.109 | 6.109 | 0.049833 | 0.049833 | 0.7625 | 0.7625 | 0 | 0 | 8.6535 | 8.6535 | -6.8567 | -3.4283 | 3.4077 | 0 | 0 |  |  | 2.4816 |  | 0.1053 | 10.5299 | 6.8155 | 0 | 2014-09-22 14:30 | 8653.5 | 8.6535
|  | 2014-09-23 02:35:02 | 25.0615 | 0.65967 | 2.6387 | 6.122 | 6.122 | 0.049167 | 0.049167 | 0.76183 | 0.76183 | 0 | 0 | 8.649 | 8.649 | -6.8408 | -3.4204 | 3.4283 | 0 | 0 |  |  | 2.5595 |  | 0.10529 | 10.5288 | 6.8567 | 0 | 2014-09-22 15:00 | 8649 | 8.649
|  | 2014-09-23 03:05:04 | 25.0492 | 0.60017 | 2.4007 | 6.1222 | 6.1222 | 0.047333 | 0.047333 | 0.763 | 0.763 | 0 | 0 | 8.715 | 8.715 | -7.001 | -3.5005 | 3.4204 | 0 | 0 |  |  | 2.3046 |  | 0.095838 | 9.5838 | 6.8408 | 0 | 2014-09-22 15:30 | 8715 | 8.715
|  | 2014-09-23 03:35:02 | 25.1318 | 0.61233 | 2.4493 | 6.12 | 6.12 | 0.045333 | 0.045333 | 0.7625 | 0.7625 | 0 | 0 | 8.7165 | 8.7165 | -7.0382 | -3.5191 | 3.5005 | 0 | 0 |  |  | 2.6698 |  | 0.097459 | 9.7459 | 7.001 | 0 | 2014-09-22 16:00 | 8716.5 | 8.7165
|  | 2014-09-23 04:05:04 | 25.5853 | 0.644 | 2.576 | 6.1183 | 6.1183 | 0.043667 | 0.043667 | 0.76533 | 0.76533 | 0 | 0 | 8.7463 | 8.7463 | -7.3357 | -3.6678 | 3.5191 | 0 | 0 |  |  | 2.4214 |  | 0.10068 | 10.0683 | 7.0382 | 0 | 2014-09-22 16:30 | 8746.3333 | 8.7463
|  | 2014-09-23 04:35:03 | 26.2478 | 0.67 | 2.68 | 6.115 | 6.115 | 0.044 | 0.044 | 0.76683 | 0.76683 | 0 | 0 | 9.2453 | 9.2453 | -7.3967 | -3.6983 | 3.6678 | 0 | 0 |  |  | 2.814 |  | 0.1021 | 10.2104 | 7.3357 | 0 | 2014-09-22 17:00 | 9245.3333 | 9.2453
|  | 2014-09-23 05:05:02 | 27.7785 | 0.67567 | 2.7027 | 6.118 | 6.118 | 0.042833 | 0.042833 | 0.7715 | 0.7715 | 0 | 0 | 9.654 | 9.654 | -8.4895 | -4.2447 | 3.6983 | 0 | 0 |  |  | 2.8648 |  | 0.097293 | 9.7293 | 7.3967 | 0 | 2014-09-22 17:30 | 9654 | 9.654
|  | 2014-09-23 05:35:02 | 30.8632 | 0.68933 | 2.7573 | 6.1158 | 6.1158 | 0.042667 | 0.042667 | 0.777 | 0.777 | 0 | 0 | 10.42 | 10.42 | -10.7503 | -5.3752 | 4.2447 | 0 | 0 |  |  | 2.9228 |  | 0.089341 | 8.9341 | 8.4895 | 0 | 2014-09-22 18:00 | 10420 | 10.42
|  | 2014-09-23 06:05:03 | 34.2033 | 0.68583 | 2.7433 | 6.1242 | 6.1242 | 0.0815 | 0.0815 | 0.77833 | 0.77833 | 0 | 0 | 11.1727 | 11.1727 | -13.3033 | -6.6517 | 5.3752 | 0 | 0 |  |  | 2.9628 |  | 0.080207 | 8.0207 | 10.7503 | 0 | 2014-09-22 18:30 | 11172.6667 | 11.1727
|  | 2014-09-23 06:35:02 | 36.5 | 0.63683 | 2.5473 | 6.1233 | 6.1233 | 0.091 | 0.091 | 0.76783 | 0.76783 | 0 | 0 | 11.6342 | 11.6342 | -15.3363 | -7.6682 | 6.6517 | 0 | 0 |  |  | 2.369 |  | 0.06979 | 6.979 | 13.3033 | 0 | 2014-09-22 19:00 | 11634.1667 | 11.6342
|  | 2014-09-23 07:05:03 | 37.7147 | 0.601 | 2.404 | 6.125 | 6.125 | 0.089833 | 0.089833 | 0.75417 | 0.75417 | 0 | 0 | 12.1552 | 12.1552 | -16.1865 | -8.0933 | 7.6682 | 0 | 0 |  |  | 2.2117 |  | 0.063742 | 6.3742 | 15.3363 | 0 | 2014-09-22 19:30 | 12155.1667 | 12.1552
|  | 2014-09-23 07:35:02 | 37.8335 | 0.597 | 2.388 | 6.1237 | 6.1237 | 0.077167 | 0.077167 | 0.74767 | 0.74767 | 0 | 0 | 12.244 | 12.244 | -16.253 | -8.1265 | 8.0933 | 0 | 0 |  |  | 2.4835 |  | 0.063119 | 6.3119 | 16.1865 | 0 | 2014-09-22 20:00 | 12244 | 12.244
|  | 2014-09-23 08:05:02 | 38.2325 | 0.58267 | 2.3307 | 6.1248 | 6.1248 | 0.123 | 0.123 | 0.75183 | 0.75183 | 0 | 0 | 12.1873 | 12.1873 | -16.7148 | -8.3574 | 8.1265 | 0 | 0 |  |  | 2.2607 |  | 0.06096 | 6.096 | 16.253 | 0 | 2014-09-22 20:30 | 12187.3333 | 12.1873
|  | 2014-09-23 08:35:03 | 38.2335 | 0.54567 | 2.1827 | 6.1317 | 6.1317 | 0.13167 | 0.13167 | 0.74233 | 0.74233 | 1.25 | 1.25 | 12.1328 | 12.1328 | -15.6623 | -7.8312 | 8.3574 | 0 | 0 |  |  | 2.3791 |  | 0.057088 | 5.7088 | 16.7148 | 0 | 2014-09-22 21:00 | 12132.8333 | 12.1328
|  | 2014-09-23 09:05:03 | 38.018 | 0.59267 | 2.3707 | 6.1347 | 6.1347 | 0.13417 | 0.13417 | 0.74583 | 0.74583 | 1.25 | 1.25 | 12.151 | 12.151 | -15.2317 | -7.6158 | 7.8312 | 0 | 0 |  |  | 2.181 |  | 0.062356 | 6.2356 | 15.6623 | 0 | 2014-09-22 21:30 | 12151 | 12.151
|  | 2014-09-23 09:35:02 | 37.7618 | 0.69633 | 2.7853 | 6.1327 | 6.1327 | 0.13133 | 0.13133 | 0.7485 | 0.7485 | 1.678 | 1.678 | 12.1365 | 12.1365 | -14.1495 | -7.0747 | 7.6158 | 0 | 0 |  |  | 2.8967 |  | 0.073761 | 7.3761 | 15.2317 | 0 | 2014-09-22 22:00 | 12136.5 | 12.1365
|  | 2014-09-23 10:05:03 | 37.4952 | 0.67633 | 2.7053 | 6.1305 | 6.1305 | 0.13917 | 0.13917 | 0.7395 | 0.7395 | 1.678 | 1.678 | 12.0557 | 12.0557 | -14.047 | -7.0235 | 7.0747 | 0 | 0 |  |  | 2.9759 |  | 0.072152 | 7.2152 | 14.1495 | 0 | 2014-09-22 22:30 | 12055.6667 | 12.0557
|  | 2014-09-23 10:35:02 | 37.081 | 0.71117 | 2.8447 | 6.134 | 6.134 | 0.15883 | 0.15883 | 0.75883 | 0.75883 | 2.2784 | 2.2784 | 12.1502 | 12.1502 | -12.7561 | -6.378 | 7.0235 | 0 | 0 |  |  | 2.674 |  | 0.076715 | 7.6715 | 14.047 | 0 | 2014-09-22 23:00 | 12150.1667 | 12.1502
|  | 2014-09-23 11:05:02 | 37.8038 | 0.77667 | 3.1067 | 6.1297 | 6.1297 | 0.17083 | 0.17083 | 0.76583 | 0.76583 | 2.2784 | 2.2784 | 12.2365 | 12.2365 | -13.1159 | -6.558 | 6.378 | 0 | 0 |  |  | 3.0445 |  | 0.082179 | 8.2179 | 12.7561 | 0 | 2014-09-22 23:30 | 12236.5 | 12.2365
|  | 2014-09-23 11:35:02 | 37.732 | 0.8365 | 3.346 | 6.1347 | 6.1347 | 0.16967 | 0.16967 | 0.76433 | 0.76433 | 2.9256 | 2.9256 | 12.2418 | 12.2418 | -12.1499 | -6.075 | 6.558 | 0 | 0 |  |  | 3.0114 |  | 0.088678 | 8.8678 | 13.1159 | 0 | 2014-09-23 | 12241.8333 | 12.2418
|  | 2014-09-23 12:05:02 | 37.6155 | 0.943 | 3.772 | 6.13 | 6.13 | 0.146 | 0.146 | 0.76483 | 0.76483 | 2.9256 | 2.9256 | 12.136 | 12.136 | -11.7411 | -5.8705 | 6.075 | 0 | 0 |  |  | 4.1115 |  | 0.10028 | 10.0278 | 12.1499 | 0 | 2014-09-23 00:30 | 12136 | 12.136
|  | 2014-09-23 12:35:02 | 37.3632 | 0.98183 | 3.9273 | 6.135 | 6.135 | 0.14717 | 0.14717 | 0.765 | 0.765 | 3.31 | 3.31 | 12.1297 | 12.1297 | -10.949 | -5.4745 | 5.8705 | 0 | 0 |  |  | 4.2022 |  | 0.10511 | 10.5112 | 11.7411 | 0 | 2014-09-23 01:00 | 12129.6667 | 12.1297
|  | 2014-09-23 13:05:01 | 37.2708 | 0.90183 | 3.6073 | 6.1277 | 6.1277 | 0.15183 | 0.15183 | 0.76767 | 0.76767 | 3.31 | 3.31 | 12.0855 | 12.0855 | -11.2208 | -5.6104 | 5.4745 | 0 | 0 |  |  | 3.5352 |  | 0.096787 | 9.6787 | 10.949 | 0 | 2014-09-23 01:30 | 12085.5 | 12.0855
|  | 2014-09-23 13:35:03 | 37.2103 | 0.93517 | 3.7407 | 6.1307 | 6.1307 | 0.1365 | 0.1365 | 0.761 | 0.761 | 3.2976 | 3.2976 | 11.902 | 11.902 | -11.2419 | -5.621 | 5.6104 | 0 | 0 |  |  | 3.8903 |  | 0.10053 | 10.0528 | 11.2208 | 0 | 2014-09-23 02:00 | 11902 | 11.902
|  | 2014-09-23 14:05:01 | 37.1917 | 1.0043 | 4.0173 | 6.1255 | 6.1255 | 0.13867 | 0.13867 | 0.7585 | 0.7585 | 3.2976 | 3.2976 | 11.941 | 11.941 | -10.9131 | -5.4565 | 5.621 | 0 | 0 |  |  | 3.7361 |  | 0.10802 | 10.8017 | 11.2419 | 0 | 2014-09-23 02:30 | 11941 | 11.941
|  | 2014-09-23 14:35:03 | 37.8013 | 1.012 | 4.048 | 6.1303 | 6.1303 | 0.13383 | 0.13383 | 0.75883 | 0.75883 | 2.9684 | 2.9684 | 11.9528 | 11.9528 | -11.8091 | -5.9046 | 5.4565 | 0 | 0 |  |  | 4.0885 |  | 0.10709 | 10.7086 | 10.9131 | 0 | 2014-09-23 03:00 | 11952.8333 | 11.9528
|  | 2014-09-23 15:05:03 | 38.6335 | 0.96783 | 3.8713 | 6.135 | 6.135 | 0.13417 | 0.13417 | 0.75983 | 0.75983 | 2.9684 | 2.9684 | 12.012 | 12.012 | -12.7528 | -6.3764 | 5.9046 | 0 | 0 |  |  | 3.7165 |  | 0.10021 | 10.0207 | 11.8091 | 0 | 2014-09-23 03:30 | 12012 | 12.012
|  | 2014-09-23 15:35:06 | 39.7068 | 0.96333 | 3.8533 | 6.1277 | 6.1277 | 0.34567 | 0.34567 | 0.76017 | 0.76017 | 2.7 | 2.7 | 12.0248 | 12.0248 | -13.8952 | -6.9476 | 6.3764 | 0 | 0 |  |  | 4.046 |  | 0.097045 | 9.7045 | 12.7528 | 0 | 2014-09-23 04:00 | 12024.8333 | 12.0248
|  | 2014-09-23 16:05:02 | 40.3415 | 0.91583 | 3.6633 | 6.1307 | 6.1307 | 0.43517 | 0.43517 | 0.75917 | 0.75917 | 2.7 | 2.7 | 12.045 | 12.045 | -14.6082 | -7.3041 | 6.9476 | 0 | 0 |  |  | 3.9564 |  | 0.090808 | 9.0808 | 13.8952 | 0 | 2014-09-23 04:30 | 12045 | 12.045
|  | 2014-09-23 16:35:03 | 40.476 | 1.034 | 4.136 | 6.1363 | 6.1363 | 0.379 | 0.379 | 0.75617 | 0.75617 | 1.79 | 1.79 | 12.0895 | 12.0895 | -15.189 | -7.5945 | 7.3041 | 0 | 0 |  |  | 4.4255 |  | 0.10218 | 10.2184 | 14.6082 | 0 | 2014-09-23 05:00 | 12089.5 | 12.0895
|  | 2014-09-23 17:05:02 | 40.5058 | 1.0917 | 4.3667 | 6.154 | 6.154 | 0.28083 | 0.28083 | 0.75883 | 0.75883 | 1.79 | 1.79 | 12.1238 | 12.1238 | -15.0317 | -7.5158 | 7.5945 | 0 | 0 |  |  | 4.7597 |  | 0.1078 | 10.7803 | 15.189 | 0 | 2014-09-23 05:30 | 12123.8333 | 12.1238
|  | 2014-09-23 17:35:02 | 40.7908 | 1.1847 | 4.7387 | 6.141 | 6.141 | 0.28417 | 0.28417 | 0.76167 | 0.76167 | 0.8148 | 0.8148 | 12.1475 | 12.1475 | -15.903 | -7.9515 | 7.5158 | 0 | 0 |  |  | 5.1178 |  | 0.11617 | 11.617 | 15.0317 | 0 | 2014-09-23 06:00 | 12147.5 | 12.1475
|  | 2014-09-23 18:05:03 | 41.5702 | 1.2477 | 4.9907 | 6.1437 | 6.1437 | 0.49267 | 0.49267 | 0.76017 | 0.76017 | 0.8148 | 0.8148 | 12.105 | 12.105 | -16.2632 | -8.1316 | 7.9515 | 0 | 0 |  |  | 4.5914 |  | 0.12005 | 12.0054 | 15.903 | 0 | 2014-09-23 06:30 | 12105 | 12.105
|  | 2014-09-23 18:35:01 | 41.4647 | 1.2323 | 4.9293 | 6.1528 | 6.1528 | 0.5135 | 0.5135 | 0.75467 | 0.75467 | 0.0932 | 0.0932 | 12.1138 | 12.1138 | -16.9073 | -8.4536 | 8.1316 | 0 | 0 |  |  | 4.5843 |  | 0.11888 | 11.888 | 16.2632 | 0 | 2014-09-23 07:00 | 12113.8333 | 12.1138
|  | 2014-09-23 19:05:02 | 40.568 | 1.3607 | 5.4427 | 6.1467 | 6.1467 | 0.41333 | 0.41333 | 0.75833 | 0.75833 | 0.0932 | 0.0932 | 12.1445 | 12.1445 | -15.5693 | -7.7847 | 8.4536 | 0 | 0 |  |  | 5.1705 |  | 0.13416 | 13.4162 | 16.9073 | 0 | 2014-09-23 07:30 | 12144.5 | 12.1445
|  | 2014-09-23 19:35:04 | 39.2592 | 1.4627 | 5.8507 | 6.1502 | 6.1502 | 0.254 | 0.254 | 0.75617 | 0.75617 | 0 | 0 | 12.0935 | 12.0935 | -14.1547 | -7.0773 | 7.7847 | 0 | 0 |  |  | 6.3772 |  | 0.14903 | 14.9027 | 15.5693 | 0 | 2014-09-23 08:00 | 12093.5 | 12.0935
|  | 2014-09-23 20:05:03 | 37.6778 | 1.584 | 6.336 | 6.1468 | 6.1468 | 0.12833 | 0.12833 | 0.75933 | 0.75933 | 0 | 0 | 12.0618 | 12.0618 | -12.2455 | -6.1227 | 7.0773 | 0 | 0 |  |  | 5.8925 |  | 0.16816 | 16.8163 | 14.1547 | 0 | 2014-09-23 08:30 | 12061.8333 | 12.0618
|  | 2014-09-23 20:35:02 | 35.7582 | 1.7898 | 7.1593 | 6.154 | 6.154 | 0.12083 | 0.12083 | 0.76133 | 0.76133 | 0 | 0 | 12.0305 | 12.0305 | -9.5322 | -4.7661 | 6.1227 | 0 | 0 |  |  | 6.4434 |  | 0.20022 | 20.0215 | 12.2455 | 0 | 2014-09-23 09:00 | 12030.5 | 12.0305
|  | 2014-09-23 21:05:03 | 33.7422 | 1.8473 | 7.3893 | 6.159 | 6.159 | 0.094167 | 0.094167 | 0.76067 | 0.76067 | 0 | 0 | 11.7638 | 11.7638 | -7.5752 | -3.7876 | 4.7661 | 0 | 0 |  |  | 6.8721 |  | 0.21899 | 21.8994 | 9.5322 | 0 | 2014-09-23 09:30 | 11763.8333 | 11.7638
|  | 2014-09-23 21:35:04 | 31.2745 | 1.9423 | 7.7693 | 6.1545 | 6.1545 | 0.085833 | 0.085833 | 0.75767 | 0.75767 | 0 | 0 | 11.002 | 11.002 | -5.5052 | -2.7526 | 3.7876 | 0 | 0 |  |  | 7.6916 |  | 0.24842 | 24.8424 | 7.5752 | 0 | 2014-09-23 10:00 | 11002 | 11.002
|  | 2014-09-23 22:05:02 | 28.8433 | 2.0823 | 8.3293 | 6.1547 | 6.1547 | 0.036333 | 0.036333 | 0.74983 | 0.74983 | 0 | 0 | 10.7263 | 10.7263 | -2.8468 | -1.4234 | 2.7526 | 0 | 0 |  |  | 9.1623 |  | 0.28878 | 28.8778 | 5.5052 | 0 | 2014-09-23 10:30 | 10726.3333 | 10.7263
|  | 2014-09-23 22:35:02 | 27.3835 | 2.2242 | 8.8967 | 6.1522 | 6.1522 | 0.03 | 0.03 | 0.754 | 0.754 | 0 | 0 | 10.3203 | 10.3203 | -1.2303 | -0.61517 | 1.4234 | 0 | 0 |  |  | 9.6974 |  | 0.32489 | 32.4892 | 2.8468 | 0 | 2014-09-23 11:00 | 10320.3333 | 10.3203
|  | 2014-09-23 23:05:03 | 26.8453 | 2.4182 | 9.6727 | 6.1452 | 6.1452 | 0.029167 | 0.029167 | 0.744 | 0.744 | 0 | 0 | 9.6717 | 9.6717 | -0.58267 | -0.29133 | 0.61517 | 0 | 0 |  |  | 9.5759 |  | 0.36031 | 36.0311 | 1.2303 | 0 | 2014-09-23 11:30 | 9671.6667 | 9.6717
|  | 2014-09-23 23:35:02 | 26.11 | 2.4233 | 9.6933 | 6.1417 | 6.1417 | 0.029 | 0.029 | 0.76283 | 0.76283 | 0 | 0 | 8.912 | 8.912 | -0.57117 | -0.28558 | 0.29133 | 0 | 0 |  |  | 10.0811 |  | 0.37125 | 37.125 | 0.58267 | 0 | 2014-09-23 12:00 | 8912 | 8.912
|  | 2014-09-24 00:05:02 | 25.6493 | 2.483 | 9.932 | 6.1335 | 6.1335 | 0.028667 | 0.028667 | 0.7625 | 0.7625 | 0 | 0 | 8.4437 | 8.4437 | -0.349 | -0.1745 | 0.28558 | 0 | 0 |  |  | 10.1306 |  | 0.38722 | 38.7223 | 0.57117 | 0 | 2014-09-23 12:30 | 8443.6667 | 8.4437
|  | 2014-09-24 00:35:03 | 25.5055 | 2.599 | 10.396 | 6.1533 | 6.1533 | 0.027667 | 0.027667 | 0.763 | 0.763 | 0 | 0 | 8.2328 | 8.2328 | 0.067333 | 0.033667 | 0.1745 | 0.033667 | 0 |  |  | 11.4356 |  | 0.4076 | 40.7598 | 0.349 | 0 | 2014-09-23 13:00 | 8232.8333 | 8.2328
|  | 2014-09-24 01:05:04 | 25.1048 | 2.5887 | 10.3547 | 6.1458 | 6.1458 | 0.025167 | 0.025167 | 0.763 | 0.763 | 0 | 0 | 7.7715 | 7.7715 | -0.044667 | -0.022333 | 0 | 0.011333 | 0 |  |  | 10.7689 |  | 0.41246 | 41.2457 | 0 | 0.044667 | 2014-09-23 13:30 | 7771.5 | 7.7715
|  | 2014-09-24 01:35:02 | 24.7463 | 2.5985 | 10.394 | 6.154 | 6.154 | 0.025 | 0.025 | 0.7565 | 0.7565 | 0 | 0 | 7.4287 | 7.4287 | 0.011833 | 0.0059167 | 0 | 0.01725 | 0 |  |  | 11.2255 |  | 0.42002 | 42.0022 | 0 | 0 | 2014-09-23 14:00 | 7428.6667 | 7.4287
|  | 2014-09-24 02:05:02 | 24.5255 | 2.6658 | 10.6633 | 6.1522 | 6.1522 | 0.025167 | 0.025167 | 0.758 | 0.758 | 0 | 0 | 7.268 | 7.268 | 0.34117 | 0.17058 | 0 | 0.18783 | 0 |  |  | 11.5164 |  | 0.43479 | 43.4786 | 0 | 0 | 2014-09-23 14:30 | 7268 | 7.268
|  | 2014-09-24 02:35:02 | 24.4242 | 2.8062 | 11.2247 | 6.1538 | 6.1538 | 0.025167 | 0.025167 | 0.67983 | 0.67983 | 0 | 0 | 7.1057 | 7.1057 | 0.765 | 0.3825 | 0 | 0.57033 | 0 |  |  | 12.0104 |  | 0.45957 | 45.9572 | 0 | 0 | 2014-09-23 15:00 | 7105.6667 | 7.1057
|  | 2014-09-24 03:05:01 | 24.5357 | 2.9538 | 11.8153 | 6.155 | 6.155 | 0.024667 | 0.024667 | 0.66 | 0.66 | 0 | 0 | 7.0778 | 7.0778 | 1.1972 | 0.59858 | 0 | 1.1689 | 0 |  |  | 12.4061 |  | 0.48156 | 48.1557 | 0 | 0 | 2014-09-23 15:30 | 7077.8333 | 7.0778
|  | 2014-09-24 03:35:02 | 24.6362 | 3.0575 | 12.23 | 6.1615 | 6.1615 | 0.025 | 0.025 | 0.65183 | 0.65183 | 0 | 0 | 7.073 | 7.073 | 1.5052 | 0.75258 | 0 | 1.9215 | 0 |  |  | 11.3739 |  | 0.49642 | 49.6425 | 0 | 0 | 2014-09-23 16:00 | 7073 | 7.073
|  | 2014-09-24 04:05:02 | 25.2653 | 2.917 | 11.668 | 6.1512 | 6.1512 | 0.025 | 0.025 | 0.674 | 0.674 | 0 | 0 | 7.8745 | 7.8745 | 1.1273 | 0.56367 | 0 | 2.4852 | 0 |  |  | 12.6014 |  | 0.46182 | 46.1819 | 0 | 0 | 2014-09-23 16:30 | 7874.5 | 7.8745
|  | 2014-09-24 04:35:04 | 26.0537 | 2.7428 | 10.9713 | 6.1522 | 6.1522 | 0.024 | 0.024 | 0.67933 | 0.67933 | 0 | 0 | 8.665 | 8.665 | 0.43817 | 0.21908 | 0 | 2.7043 | 0 |  |  | 10.9713 |  | 0.42111 | 42.1105 | 0 | 0 | 2014-09-23 17:00 | 8665 | 8.665
|  | 2014-09-24 05:05:02 | 27.8678 | 2.7947 | 11.1787 | 6.156 | 6.156 | 0.0245 | 0.0245 | 0.68883 | 0.68883 | 0 | 0 | 9.794 | 9.794 | -0.025833 | -0.012917 | 0 | 2.6913 | 0 |  |  | 11.1787 |  | 0.40113 | 40.1132 | 0 | 0.025833 | 2014-09-23 17:30 | 9794 | 9.794
|  | 2014-09-24 05:35:02 | 30.7173 | 2.7705 | 11.082 | 6.1507 | 6.1507 | 0.026333 | 0.026333 | 0.7715 | 0.7715 | 0 | 0 | 10.7613 | 10.7613 | -1.9255 | -0.96275 | 0 | 1.7286 | 0 |  |  | 9.9738 |  | 0.36077 | 36.0774 | 0 | 1.9255 | 2014-09-23 18:00 | 10761.3333 | 10.7613
|  | 2014-09-24 06:05:03 | 34.1175 | 2.9812 | 11.9247 | 6.1612 | 6.1612 | 0.080833 | 0.080833 | 0.7715 | 0.7715 | 0 | 0 | 11.3965 | 11.3965 | -3.7828 | -1.8914 | 0 | 0 | 0 |  |  | 12.5209 |  | 0.34952 | 34.9518 | 0 | 3.4572 | 2014-09-23 18:30 | 11396.5 | 11.3965
|  | 2014-09-24 06:35:02 | 36.4545 | 2.9917 | 11.9667 | 6.1552 | 6.1552 | 0.084 | 0.084 | 0.77567 | 0.77567 | 0 | 0 | 12.133 | 12.133 | -5.34 | -2.67 | 1.8914 | 0 | 0 |  |  | 12.0863 |  | 0.32826 | 32.8263 | 3.7828 | 0 | 2014-09-23 19:00 | 12133 | 12.133
|  | 2014-09-24 07:05:02 | 37.6767 | 3.2237 | 12.8947 | 6.1548 | 6.1548 | 0.085167 | 0.085167 | 0.77767 | 0.77767 | 0 | 0 | 12.4193 | 12.4193 | -5.345 | -2.6725 | 2.67 | 0 | 0 |  |  | 13.7973 |  | 0.34225 | 34.2245 | 5.34 | 0 | 2014-09-23 19:30 | 12419.3333 | 12.4193
|  | 2014-09-24 07:35:03 | 37.5865 | 3.1027 | 12.4107 | 6.1557 | 6.1557 | 0.087667 | 0.087667 | 0.77667 | 0.77667 | 0 | 0 | 12.4115 | 12.4115 | -5.7443 | -2.8722 | 2.6725 | 0 | 0 |  |  | 11.5419 |  | 0.33019 | 33.0189 | 5.345 | 0 | 2014-09-23 20:00 | 12411.5 | 12.4115
|  | 2014-09-24 08:05:02 | 37.9495 | 3.0067 | 12.0267 | 6.1545 | 6.1545 | 0.099167 | 0.099167 | 0.77717 | 0.77717 | 0 | 0 | 12.4223 | 12.4223 | -6.4697 | -3.2348 | 2.8722 | 0 | 0 |  |  | 11.9064 |  | 0.31691 | 31.6912 | 5.7443 | 0 | 2014-09-23 20:30 | 12422.3333 | 12.4223
|  | 2014-09-24 08:35:04 | 37.9177 | 3.033 | 12.132 | 6.159 | 6.159 | 0.114 | 0.114 | 0.77717 | 0.77717 | 0.8736 | 0.8736 | 12.4063 | 12.4063 | -5.4556 | -2.7278 | 3.2348 | 0 | 0 |  |  | 11.4041 |  | 0.31996 | 31.9956 | 6.4697 | 0 | 2014-09-23 21:00 | 12406.3333 | 12.4063
|  | 2014-09-24 09:05:01 | 37.6047 | 2.9282 | 11.7127 | 6.159 | 6.159 | 0.11267 | 0.11267 | 0.77467 | 0.77467 | 0.8736 | 0.8736 | 12.2732 | 12.2732 | -5.6989 | -2.8495 | 2.7278 | 0 | 0 |  |  | 12.2983 |  | 0.31147 | 31.1468 | 5.4556 | 0 | 2014-09-23 21:30 | 12273.1667 | 12.2732
|  | 2014-09-24 09:35:02 | 37.4335 | 2.9713 | 11.8853 | 6.1547 | 6.1547 | 0.11467 | 0.11467 | 0.7765 | 0.7765 | 1.3036 | 1.3036 | 12.1503 | 12.1503 | -5.0484 | -2.5242 | 2.8495 | 0 | 0 |  |  | 12.0042 |  | 0.31751 | 31.7505 | 5.6989 | 0 | 2014-09-23 22:00 | 12150.3333 | 12.1503
|  | 2014-09-24 10:05:02 | 37.24 | 2.8505 | 11.402 | 6.1353 | 6.1353 | 0.116 | 0.116 | 0.7795 | 0.7795 | 1.3036 | 1.3036 | 12.1193 | 12.1193 | -5.3842 | -2.6921 | 2.5242 | 0 | 0 |  |  | 12.3142 |  | 0.30618 | 30.6176 | 5.0484 | 0 | 2014-09-23 22:30 | 12119.3333 | 12.1193
|  | 2014-09-24 10:35:02 | 37.279 | 2.6303 | 10.5213 | 6.125 | 6.125 | 0.13667 | 0.13667 | 0.7765 | 0.7765 | 1.4816 | 1.4816 | 12.1403 | 12.1403 | -6.0976 | -3.0488 | 2.6921 | 0 | 0 |  |  | 10.2057 |  | 0.28223 | 28.2232 | 5.3842 | 0 | 2014-09-23 23:00 | 12140.3333 | 12.1403
|  | 2014-09-24 11:05:03 | 37.1775 | 2.7748 | 11.0993 | 6.126 | 6.126 | 0.13883 | 0.13883 | 0.77567 | 0.77567 | 1.4816 | 1.4816 | 12.1905 | 12.1905 | -5.3656 | -2.6828 | 3.0488 | 0 | 0 |  |  | 9.9894 |  | 0.29855 | 29.855 | 6.0976 | 0 | 2014-09-23 23:30 | 12190.5 | 12.1905
|  | 2014-09-24 11:35:03 | 36.9695 | 2.8063 | 11.2253 | 6.1293 | 6.1293 | 0.13417 | 0.13417 | 0.77083 | 0.77083 | 1.8604 | 1.8604 | 12.2725 | 12.2725 | -4.5769 | -2.2885 | 2.6828 | 0 | 0 |  |  | 10.4396 |  | 0.30364 | 30.3638 | 5.3656 | 0 | 2014-09-24 | 12272.5 | 12.2725
|  | 2014-09-24 12:05:02 | 36.6058 | 2.765 | 11.06 | 6.1248 | 6.1248 | 0.10317 | 0.10317 | 0.77317 | 0.77317 | 1.8604 | 1.8604 | 12.3983 | 12.3983 | -4.2859 | -2.143 | 2.2885 | 0 | 0 |  |  | 11.613 |  | 0.30214 | 30.2138 | 4.5769 | 0 | 2014-09-24 00:30 | 12398.3333 | 12.3983
|  | 2014-09-24 12:35:03 | 36.3482 | 2.991 | 11.964 | 6.1462 | 6.1462 | 0.096 | 0.096 | 0.77217 | 0.77217 | 1.834 | 1.834 | 12.3503 | 12.3503 | -3.1855 | -1.5928 | 2.143 | 0 | 0 |  |  | 11.7247 |  | 0.32915 | 32.915 | 4.2859 | 0 | 2014-09-24 01:00 | 12350.3333 | 12.3503
|  | 2014-09-24 13:05:03 | 36.2935 | 3.1995 | 12.798 | 6.1425 | 6.1425 | 0.096 | 0.096 | 0.77217 | 0.77217 | 1.834 | 1.834 | 12.2362 | 12.2362 | -2.4147 | -1.2073 | 1.5928 | 0 | 0 |  |  | 13.4379 |  | 0.35263 | 35.2625 | 3.1855 | 0 | 2014-09-24 01:30 | 12236.1667 | 12.2362
|  | 2014-09-24 13:35:02 | 35.9918 | 3.0845 | 12.338 | 6.141 | 6.141 | 0.1045 | 0.1045 | 0.77483 | 0.77483 | 1.7816 | 1.7816 | 12.2657 | 12.2657 | -2.5862 | -1.2931 | 1.2073 | 0 | 0 |  |  | 11.4743 |  | 0.3428 | 34.28 | 2.4147 | 0 | 2014-09-24 02:00 | 12265.6667 | 12.2657
|  | 2014-09-24 14:05:04 | 35.9303 | 3.161 | 12.644 | 6.148 | 6.148 | 0.15233 | 0.15233 | 0.77517 | 0.77517 | 1.7816 | 1.7816 | 12.2442 | 12.2442 | -2.1851 | -1.0925 | 1.2931 | 0 | 0 |  |  | 12.3911 |  | 0.3519 | 35.1903 | 2.5862 | 0 | 2014-09-24 02:30 | 12244.1667 | 12.2442
|  | 2014-09-24 14:35:02 | 36.3365 | 3.0703 | 12.2813 | 6.1407 | 6.1407 | 0.1575 | 0.1575 | 0.77517 | 0.77517 | 1.5432 | 1.5432 | 12.1933 | 12.1933 | -3.2453 | -1.6227 | 1.0925 | 0 | 0 |  |  | 12.1585 |  | 0.33799 | 33.7989 | 2.1851 | 0 | 2014-09-24 03:00 | 12193.3333 | 12.1933
|  | 2014-09-24 15:05:02 | 37.2492 | 3.1787 | 12.7147 | 6.1468 | 6.1468 | 0.16617 | 0.16617 | 0.77183 | 0.77183 | 1.5432 | 1.5432 | 12.308 | 12.308 | -3.5985 | -1.7992 | 1.6227 | 0 | 0 |  |  | 13.7318 |  | 0.34134 | 34.1341 | 3.2453 | 0 | 2014-09-24 03:30 | 12308 | 12.308
|  | 2014-09-24 15:35:02 | 38.2128 | 3.1583 | 12.6333 | 6.143 | 6.143 | 0.17 | 0.17 | 0.774 | 0.774 | 1.478 | 1.478 | 12.2763 | 12.2763 | -4.7382 | -2.3691 | 1.7992 | 0 | 0 |  |  | 13.7703 |  | 0.3306 | 33.0604 | 3.5985 | 0 | 2014-09-24 04:00 | 12276.3333 | 12.2763
|  | 2014-09-24 16:05:02 | 39.0257 | 3.2967 | 13.1867 | 6.1397 | 6.1397 | 0.2155 | 0.2155 | 0.77367 | 0.77367 | 1.478 | 1.478 | 12.1523 | 12.1523 | -5.0798 | -2.5399 | 2.3691 | 0 | 0 |  |  | 12.7911 |  | 0.3379 | 33.7897 | 4.7382 | 0 | 2014-09-24 04:30 | 12152.3333 | 12.1523
|  | 2014-09-24 16:35:02 | 39.1042 | 3.0612 | 12.2447 | 6.1382 | 6.1382 | 0.22333 | 0.22333 | 0.77567 | 0.77567 | 1.3568 | 1.3568 | 12.1162 | 12.1162 | -6.2494 | -3.1247 | 2.5399 | 0 | 0 |  |  | 11.9998 |  | 0.31313 | 31.3129 | 5.0798 | 0 | 2014-09-24 05:00 | 12116.1667 | 12.1162
|  | 2014-09-24 17:05:02 | 39.2988 | 2.7738 | 11.0953 | 6.1393 | 6.1393 | 0.22467 | 0.22467 | 0.77717 | 0.77717 | 1.3568 | 1.3568 | 12.1407 | 12.1407 | -7.5649 | -3.7824 | 3.1247 | 0 | 0 |  |  | 11.7611 |  | 0.28233 | 28.2332 | 6.2494 | 0 | 2014-09-24 05:30 | 12140.6667 | 12.1407
|  | 2014-09-24 17:35:02 | 39.6145 | 2.6415 | 10.566 | 6.145 | 6.145 | 0.22433 | 0.22433 | 0.77733 | 0.77733 | 0.6872 | 0.6872 | 12.2352 | 12.2352 | -8.9795 | -4.4897 | 3.7824 | 0 | 0 |  |  | 10.0377 |  | 0.26672 | 26.6721 | 7.5649 | 0 | 2014-09-24 06:00 | 12235.1667 | 12.2352
|  | 2014-09-24 18:05:02 | 40.7755 | 2.2493 | 8.9973 | 6.1447 | 6.1447 | 0.3015 | 0.3015 | 0.77617 | 0.77617 | 0.6872 | 0.6872 | 12.3992 | 12.3992 | -11.4695 | -5.7347 | 4.4897 | 0 | 0 |  |  | 9.5372 |  | 0.22066 | 22.0655 | 8.9795 | 0 | 2014-09-24 06:30 | 12399.1667 | 12.3992
|  | 2014-09-24 18:35:01 | 41.6492 | 1.971 | 7.884 | 6.154 | 6.154 | 0.42667 | 0.42667 | 0.7755 | 0.7755 | 0.0384 | 0.0384 | 12.6047 | 12.6047 | -13.7659 | -6.883 | 5.7347 | 0 | 0 |  |  | 7.9628 |  | 0.1893 | 18.9296 | 11.4695 | 0 | 2014-09-24 07:00 | 12604.6667 | 12.6047
|  | 2014-09-24 19:05:01 | 40.7468 | 1.9075 | 7.63 | 6.1485 | 6.1485 | 0.34833 | 0.34833 | 0.77633 | 0.77633 | 0.0384 | 0.0384 | 12.5802 | 12.5802 | -13.2251 | -6.6126 | 6.883 | 0 | 0 |  |  | 7.9352 |  | 0.18725 | 18.7254 | 13.7659 | 0 | 2014-09-24 07:30 | 12580.1667 | 12.5802
|  | 2014-09-24 19:35:02 | 39.1585 | 1.798 | 7.192 | 6.1438 | 6.1438 | 0.2575 | 0.2575 | 0.7675 | 0.7675 | 0 | 0 | 12.4035 | 12.4035 | -12.3942 | -6.1971 | 6.6126 | 0 | 0 |  |  | 7.6954 |  | 0.18366 | 18.3664 | 13.2251 | 0 | 2014-09-24 08:00 | 12403.5 | 12.4035
|  | 2014-09-24 20:05:01 | 37.9588 | 1.7402 | 6.9607 | 6.0475 | 6.0475 | 0.12867 | 0.12867 | 0.75817 | 0.75817 | 0 | 0 | 12.0233 | 12.0233 | -12.0405 | -6.0203 | 6.1971 | 0 | 0 |  |  | 7.5175 |  | 0.18337 | 18.3374 | 12.3942 | 0 | 2014-09-24 08:30 | 12023.3333 | 12.0233
|  | 2014-09-24 20:35:03 | 36.054 | 1.7347 | 6.9387 | 5.9608 | 5.9608 | 0.11683 | 0.11683 | 0.75117 | 0.75117 | 0 | 0 | 11.9087 | 11.9087 | -10.3778 | -5.1889 | 6.0203 | 0 | 0 |  |  | 7.5631 |  | 0.19245 | 19.2452 | 12.0405 | 0 | 2014-09-24 09:00 | 11908.6667 | 11.9087
|  | 2014-09-24 21:05:02 | 34.013 | 1.545 | 6.18 | 5.9598 | 5.9598 | 0.11533 | 0.11533 | 0.7515 | 0.7515 | 0 | 0 | 11.4277 | 11.4277 | -9.5787 | -4.7893 | 5.1889 | 0 | 0 |  |  | 6.2418 |  | 0.1817 | 18.1695 | 10.3778 | 0 | 2014-09-24 09:30 | 11427.6667 | 11.4277
|  | 2014-09-24 21:35:01 | 31.7328 | 1.4565 | 5.826 | 5.9592 | 5.9592 | 0.10433 | 0.10433 | 0.752 | 0.752 | 0 | 0 | 10.9282 | 10.9282 | -8.1632 | -4.0816 | 4.7893 | 0 | 0 |  |  | 5.3599 |  | 0.1836 | 18.3595 | 9.5787 | 0 | 2014-09-24 10:00 | 10928.1667 | 10.9282
|  | 2014-09-24 22:05:03 | 29.2818 | 1.4538 | 5.8153 | 5.9557 | 5.9557 | 0.053 | 0.053 | 0.74967 | 0.74967 | 0 | 0 | 10.5367 | 10.5367 | -6.1715 | -3.0858 | 4.0816 | 0 | 0 |  |  | 6.3387 |  | 0.1986 | 19.8599 | 8.1632 | 0 | 2014-09-24 10:30 | 10536.6667 | 10.5367
|  | 2014-09-24 22:35:02 | 27.1565 | 1.486 | 5.944 | 5.9597 | 5.9597 | 0.041 | 0.041 | 0.74433 | 0.74433 | 0 | 0 | 10.1873 | 10.1873 | -4.2802 | -2.1401 | 3.0858 | 0 | 0 |  |  | 6.5384 |  | 0.21888 | 21.8879 | 6.1715 | 0 | 2014-09-24 11:00 | 10187.3333 | 10.1873
|  | 2014-09-24 23:05:05 | 26.1605 | 1.4647 | 5.8587 | 5.9555 | 5.9555 | 0.039833 | 0.039833 | 0.7415 | 0.7415 | 0 | 0 | 9.9188 | 9.9188 | -3.6462 | -1.8231 | 2.1401 | 0 | 0 |  |  | 5.3314 |  | 0.22395 | 22.3951 | 4.2802 | 0 | 2014-09-24 11:30 | 9918.8333 | 9.9188
|  | 2014-09-24 23:35:03 | 25.6672 | 1.5515 | 6.206 | 5.9545 | 5.9545 | 0.039 | 0.039 | 0.74117 | 0.74117 | 0 | 0 | 9.6743 | 9.6743 | -3.0522 | -1.5261 | 1.8231 | 0 | 0 |  |  | 6.0819 |  | 0.24179 | 24.1787 | 3.6462 | 0 | 2014-09-24 12:00 | 9674.3333 | 9.6743
|  | 2014-09-25 00:05:02 | 25.3843 | 1.7817 | 7.1267 | 5.965 | 5.965 | 0.039 | 0.039 | 0.7155 | 0.7155 | 0 | 0 | 9.4298 | 9.4298 | -2.1083 | -1.0542 | 1.5261 | 0 | 0 |  |  | 6.4853 |  | 0.28075 | 28.0751 | 3.0522 | 0 | 2014-09-24 12:30 | 9429.8333 | 9.4298
|  | 2014-09-25 00:35:01 | 25.3512 | 1.989 | 7.956 | 5.9625 | 5.9625 | 0.039 | 0.039 | 0.7375 | 0.7375 | 0 | 0 | 9.2015 | 9.2015 | -1.4547 | -0.72733 | 1.0542 | 0 | 0 |  |  | 8.1947 |  | 0.31383 | 31.3832 | 2.1083 | 0 | 2014-09-24 13:00 | 9201.5 | 9.2015
|  | 2014-09-25 01:05:07 | 25.0115 | 2.2362 | 8.9447 | 5.9603 | 5.9603 | 0.039 | 0.039 | 0.74267 | 0.74267 | 0 | 0 | 8.5427 | 8.5427 | -0.78217 | -0.39108 | 0.72733 | 0 | 0 |  |  | 8.4974 |  | 0.35762 | 35.7622 | 1.4547 | 0 | 2014-09-24 13:30 | 8542.6667 | 8.5427
|  | 2014-09-25 01:35:03 | 24.6648 | 2.4007 | 9.6027 | 5.9613 | 5.9613 | 0.039 | 0.039 | 0.73567 | 0.73567 | 0 | 0 | 8.0713 | 8.0713 | -0.25483 | -0.12742 | 0.39108 | 0 | 0 |  |  | 10.2749 |  | 0.38933 | 38.9326 | 0.78217 | 0 | 2014-09-24 14:00 | 8071.3333 | 8.0713
|  | 2014-09-25 02:05:02 | 24.384 | 2.4712 | 9.8847 | 5.9667 | 5.9667 | 0.039667 | 0.039667 | 0.71233 | 0.71233 | 0 | 0 | 7.9645 | 7.9645 | 0.18383 | 0.091917 | 0.12742 | 0.091917 | 0 |  |  | 9.2916 |  | 0.40538 | 40.5375 | 0.25483 | 0 | 2014-09-24 14:30 | 7964.5 | 7.9645
|  | 2014-09-25 02:35:02 | 24.575 | 2.5455 | 10.182 | 5.9633 | 5.9633 | 0.041333 | 0.041333 | 0.67317 | 0.67317 | 0 | 0 | 7.9213 | 7.9213 | 0.20617 | 0.10308 | 0 | 0.195 | 0 |  |  | 9.5711 |  | 0.41432 | 41.4323 | 0 | 0 | 2014-09-24 15:00 | 7921.3333 | 7.9213
|  | 2014-09-25 03:05:03 | 24.4223 | 2.5932 | 10.3727 | 5.9593 | 5.9593 | 0.045667 | 0.045667 | 0.64433 | 0.64433 | 0 | 0 | 7.732 | 7.732 | 0.33167 | 0.16583 | 0 | 0.36083 | 0 |  |  | 10.2689 |  | 0.42472 | 42.4721 | 0 | 0 | 2014-09-24 15:30 | 7732 | 7.732
|  | 2014-09-25 03:35:02 | 24.3597 | 2.7395 | 10.958 | 5.9557 | 5.9557 | 0.044667 | 0.044667 | 0.562 | 0.562 | 0 | 0 | 7.6903 | 7.6903 | 0.851 | 0.4255 | 0 | 0.78633 | 0 |  |  | 11.7251 |  | 0.44984 | 44.9842 | 0 | 0 | 2014-09-24 16:00 | 7690.3333 | 7.6903
|  | 2014-09-25 04:05:04 | 24.7532 | 2.8617 | 11.4467 | 5.9517 | 5.9517 | 0.044 | 0.044 | 0.62483 | 0.62483 | 0 | 0 | 7.992 | 7.992 | 1.306 | 0.653 | 0 | 1.4393 | 0 |  |  | 10.9888 |  | 0.46243 | 46.2432 | 0 | 0 | 2014-09-24 16:30 | 7992 | 7.992
|  | 2014-09-25 04:35:02 | 25.7355 | 2.9123 | 11.6493 | 5.898 | 5.898 | 0.044333 | 0.044333 | 0.62583 | 0.62583 | 0 | 0 | 8.5398 | 8.5398 | 1.0218 | 0.51092 | 0 | 1.9503 | 0 |  |  | 12.6978 |  | 0.45266 | 45.2656 | 0 | 0 | 2014-09-24 17:00 | 8539.8333 | 8.5398
|  | 2014-09-25 05:05:03 | 27.5922 | 3.1973 | 12.7893 | 5.7638 | 5.7638 | 0.041833 | 0.041833 | 0.65033 | 0.65033 | 0 | 0 | 9.1662 | 9.1662 | 0.81933 | 0.40967 | 0 | 2.3599 | 0 |  |  | 13.3009 |  | 0.46351 | 46.3513 | 0 | 0 | 2014-09-24 17:30 | 9166.1667 | 9.1662
|  | 2014-09-25 05:35:03 | 30.3317 | 3.4398 | 13.7593 | 5.7272 | 5.7272 | 0.029167 | 0.029167 | 0.71783 | 0.71783 | 0 | 0 | 10.4003 | 10.4003 | 0.30217 | 0.15108 | 0 | 2.511 | 0 |  |  | 14.5849 |  | 0.45363 | 45.3629 | 0 | 0 | 2014-09-24 18:00 | 10400.3333 | 10.4003
|  | 2014-09-25 06:05:02 | 33.6172 | 3.5658 | 14.2633 | 5.7263 | 5.7263 | 0.05 | 0.05 | 0.78167 | 0.78167 | 0 | 0 | 11.266 | 11.266 | -1.5298 | -0.76492 | 0 | 1.7461 | 0 |  |  | 15.2618 |  | 0.42429 | 42.4287 | 0 | 1.5298 | 2014-09-24 18:30 | 11266 | 11.266
|  | 2014-09-25 06:35:03 | 35.7308 | 3.5235 | 14.094 | 5.725 | 5.725 | 0.052167 | 0.052167 | 0.90933 | 0.90933 | 0 | 0 | 11.8417 | 11.8417 | -3.1087 | -1.5543 | 0 | 0.19175 | 0 |  |  | 15.3625 |  | 0.39445 | 39.4449 | 0 | 3.1087 | 2014-09-24 19:00 | 11841.6667 | 11.8417
|  | 2014-09-25 07:05:02 | 36.6498 | 3.5032 | 14.0127 | 5.7302 | 5.7302 | 0.052667 | 0.052667 | 1.0353 | 1.0353 | 0 | 0 | 12.1542 | 12.1542 | -3.6648 | -1.8324 | 0 | 0 | 0 |  |  | 12.7515 |  | 0.38234 | 38.2339 | 0 | 0.3835 | 2014-09-24 19:30 | 12154.1667 | 12.1542
|  | 2014-09-25 07:35:02 | 36.825 | 3.5785 | 14.314 | 5.7352 | 5.7352 | 0.052167 | 0.052167 | 1.078 | 1.078 | 0 | 0 | 12.1857 | 12.1857 | -3.46 | -1.73 | 1.8324 | 0 | 0 |  |  | 12.8826 |  | 0.3887 | 38.8703 | 3.6648 | 0 | 2014-09-24 20:00 | 12185.6667 | 12.1857
|  | 2014-09-25 08:05:03 | 37.0933 | 3.632 | 14.528 | 5.7337 | 5.7337 | 0.086667 | 0.086667 | 1.074 | 1.074 | 0 | 0 | 12.2793 | 12.2793 | -3.3917 | -1.6958 | 1.73 | 0 | 0 |  |  | 14.9638 |  | 0.39166 | 39.1661 | 3.46 | 0 | 2014-09-24 20:30 | 12279.3333 | 12.2793
|  | 2014-09-25 08:35:04 | 37.3587 | 3.579 | 14.316 | 5.7343 | 5.7343 | 0.094167 | 0.094167 | 1.0725 | 1.0725 | 1.3968 | 1.3968 | 12.4042 | 12.4042 | -2.3407 | -1.1703 | 1.6958 | 0 | 0 |  |  | 14.6023 |  | 0.3832 | 38.3204 | 3.3917 | 0 | 2014-09-24 21:00 | 12404.1667 | 12.4042
|  | 2014-09-25 09:05:01 | 37.2227 | 3.5595 | 14.238 | 5.7422 | 5.7422 | 0.095 | 0.095 | 1.0695 | 1.0695 | 1.3968 | 1.3968 | 12.3017 | 12.3017 | -2.3795 | -1.1898 | 1.1703 | 0 | 0 |  |  | 14.6651 |  | 0.38251 | 38.2509 | 2.3407 | 0 | 2014-09-24 21:30 | 12301.6667 | 12.3017
|  | 2014-09-25 09:35:03 | 37.2395 | 3.755 | 15.02 | 5.7378 | 5.7378 | 0.10633 | 0.10633 | 1.0882 | 1.0882 | 2.2188 | 2.2188 | 12.1818 | 12.1818 | -0.88653 | -0.44327 | 1.1898 | 0 | 0 |  |  | 13.518 |  | 0.40334 | 40.3335 | 2.3795 | 0 | 2014-09-24 22:00 | 12181.8333 | 12.1818
|  | 2014-09-25 10:05:03 | 37.1348 | 3.8695 | 15.478 | 5.7427 | 5.7427 | 0.10367 | 0.10367 | 1.112 | 1.112 | 2.2188 | 2.2188 | 12.2228 | 12.2228 | -0.25687 | -0.12843 | 0.44327 | 0 | 0 |  |  | 15.1684 |  | 0.41681 | 41.6805 | 0.88653 | 0 | 2014-09-24 22:30 | 12222.8333 | 12.2228
|  | 2014-09-25 10:35:03 | 37.2428 | 4.0112 | 16.0447 | 5.7445 | 5.7445 | 0.092333 | 0.092333 | 1.1105 | 1.1105 | 3.2076 | 3.2076 | 12.6387 | 12.6387 | 1.5954 | 0.79772 | 0.12843 | 0.79772 | 0 |  |  | 15.082 |  | 0.43081 | 43.0812 | 0.25687 | 0 | 2014-09-24 23:00 | 12638.6667 | 12.6387
|  | 2014-09-25 11:05:03 | 37.1605 | 4.0708 | 16.2833 | 5.7425 | 5.7425 | 0.093833 | 0.093833 | 1.1088 | 1.1088 | 3.2076 | 3.2076 | 12.6403 | 12.6403 | 1.9159 | 0.95797 | 0 | 1.7557 | 0 |  |  | 15.9577 |  | 0.43819 | 43.8189 | 0 | 0 | 2014-09-24 23:30 | 12640.3333 | 12.6403
|  | 2014-09-25 11:35:02 | 36.9273 | 4.0503 | 16.2013 | 5.7368 | 5.7368 | 0.092833 | 0.092833 | 1.111 | 1.111 | 4.004 | 4.004 | 12.6608 | 12.6608 | 2.8795 | 1.4398 | 0 | 3.1954 | 0 |  |  | 17.6595 |  | 0.43874 | 43.8736 | 0 | 0 | 2014-09-25 | 12660.8333 | 12.6608
|  | 2014-09-25 12:05:02 | 36.7852 | 3.9797 | 15.9187 | 5.7372 | 5.7372 | 0.075667 | 0.075667 | 1.1103 | 1.1103 | 4.004 | 4.004 | 12.7215 | 12.7215 | 2.7822 | 1.3911 | 0 | 4.5865 | 0 |  |  | 14.6452 |  | 0.43275 | 43.2747 | 0 | 0 | 2014-09-25 00:30 | 12721.5 | 12.7215
|  | 2014-09-25 12:35:02 | 36.476 | 3.803 | 15.212 | 5.779 | 5.779 | 0.062833 | 0.062833 | 1.109 | 1.109 | 2.4328 | 2.4328 | 12.6498 | 12.6498 | 0.76947 | 0.38473 | 0 | 4.9713 | 0 |  |  | 13.6908 |  | 0.41704 | 41.7041 | 0 | 0 | 2014-09-25 01:00 | 12649.8333 | 12.6498
|  | 2014-09-25 13:05:07 | 36.2823 | 3.684 | 14.736 | 5.9152 | 5.9152 | 0.062167 | 0.062167 | 1.0833 | 1.0833 | 2.4328 | 2.4328 | 12.5752 | 12.5752 | 0.5223 | 0.26115 | 0 | 5.2324 | 0 |  |  | 16.2096 |  | 0.40615 | 40.6148 | 0 | 0 | 2014-09-25 01:30 | 12575.1667 | 12.5752
|  | 2014-09-25 13:35:02 | 36.138 | 3.5705 | 14.282 | 5.9385 | 5.9385 | 0.064667 | 0.064667 | 1.0833 | 1.0833 | 2.22 | 2.22 | 12.5505 | 12.5505 | 0.001 | 0.0005 | 0 | 5.2329 | 0 |  |  | 14.282 |  | 0.39521 | 39.5207 | 0 | 0 | 2014-09-25 02:00 | 12550.5 | 12.5505
|  | 2014-09-25 14:05:02 | 36.1457 | 3.6178 | 14.4713 | 5.9347 | 5.9347 | 0.098667 | 0.098667 | 1.0815 | 1.0815 | 2.22 | 2.22 | 12.4202 | 12.4202 | 0.080667 | 0.040333 | 0 | 5.2732 | 0 |  |  | 15.4843 |  | 0.40036 | 40.0362 | 0 | 0 | 2014-09-25 02:30 | 12420.1667 | 12.4202
|  | 2014-09-25 14:35:02 | 36.7668 | 3.656 | 14.624 | 5.933 | 5.933 | 0.12833 | 0.12833 | 1.0897 | 1.0897 | 1.7692 | 1.7692 | 12.4128 | 12.4128 | -0.8098 | -0.4049 | 0 | 4.8683 | 0 |  |  | 14.624 |  | 0.39775 | 39.775 | 0 | 0.8098 | 2014-09-25 03:00 | 12412.8333 | 12.4128
|  | 2014-09-25 15:05:03 | 37.4345 | 3.6512 | 14.6047 | 5.9317 | 5.9317 | 0.13033 | 0.13033 | 1.0968 | 1.0968 | 1.7692 | 1.7692 | 12.2408 | 12.2408 | -1.661 | -0.83048 | 0 | 4.0379 | 0 |  |  | 15.9191 |  | 0.39014 | 39.0139 | 0 | 1.661 | 2014-09-25 03:30 | 12240.8333 | 12.2408
|  | 2014-09-25 15:35:02 | 38.7138 | 3.5953 | 14.3813 | 5.9322 | 5.9322 | 0.13083 | 0.13083 | 1.1008 | 1.1008 | 1.8016 | 1.8016 | 12.5953 | 12.5953 | -2.7717 | -1.3859 | 0 | 2.652 | 0 |  |  | 13.6623 |  | 0.37148 | 37.1478 | 0 | 2.7717 | 2014-09-25 04:00 | 12595.3333 | 12.5953
|  | 2014-09-25 16:05:04 | 39.3548 | 3.437 | 13.748 | 5.9353 | 5.9353 | 0.15867 | 0.15867 | 1.0955 | 1.0955 | 1.8016 | 1.8016 | 12.6865 | 12.6865 | -3.9292 | -1.9646 | 0 | 0.68737 | 0 |  |  | 14.7104 |  | 0.34933 | 34.9334 | 0 | 3.9292 | 2014-09-25 04:30 | 12686.5 | 12.6865
|  | 2014-09-25 16:35:02 | 39.5598 | 3.5902 | 14.3607 | 5.9278 | 5.9278 | 0.15233 | 0.15233 | 1.0812 | 1.0812 | 1.6368 | 1.6368 | 12.7458 | 12.7458 | -3.6552 | -1.8276 | 0 | 0 | 0 |  |  | 14.7915 |  | 0.36301 | 36.3011 | 0 | 1.3747 | 2014-09-25 05:00 | 12745.8333 | 12.7458
|  | 2014-09-25 17:05:03 | 39.7077 | 3.6173 | 14.4693 | 5.8145 | 5.8145 | 0.1635 | 0.1635 | 1.0765 | 1.0765 | 1.6368 | 1.6368 | 12.7183 | 12.7183 | -3.8287 | -1.9143 | 1.8276 | 0 | 0 |  |  | 13.6012 |  | 0.3644 | 36.4396 | 3.6552 | 0 | 2014-09-25 05:30 | 12718.3333 | 12.7183
|  | 2014-09-25 17:35:02 | 40.0212 | 3.7547 | 15.0187 | 5.6783 | 5.6783 | 0.1655 | 0.1655 | 1.0813 | 1.0813 | 0.5808 | 0.5808 | 12.6778 | 12.6778 | -4.8187 | -2.4093 | 1.9143 | 0 | 0 |  |  | 14.5681 |  | 0.37527 | 37.5268 | 3.8287 | 0 | 2014-09-25 06:00 | 12677.8333 | 12.6778
|  | 2014-09-25 18:05:04 | 41.0012 | 3.7683 | 15.0733 | 5.6217 | 5.6217 | 0.20683 | 0.20683 | 1.0748 | 1.0748 | 0.5808 | 0.5808 | 12.8732 | 12.8732 | -5.5705 | -2.7853 | 2.4093 | 0 | 0 |  |  | 14.6211 |  | 0.36763 | 36.7632 | 4.8187 | 0 | 2014-09-25 06:30 | 12873.1667 | 12.8732
|  | 2014-09-25 18:35:02 | 41.2567 | 3.8737 | 15.4947 | 5.241 | 5.241 | 0.21083 | 0.21083 | 1.0665 | 1.0665 | 0.0412 | 0.0412 | 12.9195 | 12.9195 | -6.283 | -3.1415 | 2.7853 | 0 | 0 |  |  | 15.9595 |  | 0.37557 | 37.5568 | 5.5705 | 0 | 2014-09-25 07:00 | 12919.5 | 12.9195
|  | 2014-09-25 19:05:04 | 40.0972 | 3.9957 | 15.9827 | 5.1272 | 5.1272 | 0.2115 | 0.2115 | 1.066 | 1.066 | 0.0412 | 0.0412 | 12.8765 | 12.8765 | -4.7921 | -2.3961 | 3.1415 | 0 | 0 |  |  | 15.0237 |  | 0.3986 | 39.8598 | 6.283 | 0 | 2014-09-25 07:30 | 12876.5 | 12.8765
|  | 2014-09-25 19:35:02 | 38.8145 | 4.1813 | 16.7253 | 5.1072 | 5.1072 | 0.195 | 0.195 | 1.0692 | 1.0692 | 0 | 0 | 12.474 | 12.474 | -3.2438 | -1.6219 | 2.3961 | 0 | 0 |  |  | 17.8961 |  | 0.4309 | 43.0904 | 4.7921 | 0 | 2014-09-25 08:00 | 12474 | 12.474
|  | 2014-09-25 20:05:02 | 37.4657 | 4.3547 | 17.4187 | 5.082 | 5.082 | 0.093667 | 0.093667 | 1.0665 | 1.0665 | 0 | 0 | 12.2812 | 12.2812 | -1.5237 | -0.76183 | 1.6219 | 0 | 0 |  |  | 15.851 |  | 0.46492 | 46.4923 | 3.2438 | 0 | 2014-09-25 08:30 | 12281.1667 | 12.2812
|  | 2014-09-25 20:35:02 | 35.3857 | 4.4965 | 17.986 | 5.2202 | 5.2202 | 0.085 | 0.085 | 1.0692 | 1.0692 | 0 | 0 | 11.7373 | 11.7373 | 0.712 | 0.356 | 0.76183 | 0.356 | 0 |  |  | 17.986 |  | 0.50828 | 50.8285 | 1.5237 | 0 | 2014-09-25 09:00 | 11737.3333 | 11.7373
|  | 2014-09-25 21:05:03 | 33.2453 | 4.5065 | 18.026 | 5.27 | 5.27 | 0.081333 | 0.081333 | 1.069 | 1.069 | 0 | 0 | 11.1485 | 11.1485 | 2.3495 | 1.1748 | 0 | 1.5308 | 0 |  |  | 18.747 |  | 0.54221 | 54.2211 | 0 | 0 | 2014-09-25 09:30 | 11148.5 | 11.1485
|  | 2014-09-25 21:35:03 | 30.938 | 4.4807 | 17.9227 | 5.3047 | 5.3047 | 0.070333 | 0.070333 | 1.0717 | 1.0717 | 0 | 0 | 10.5208 | 10.5208 | 3.9522 | 1.9761 | 0 | 3.5068 | 0 |  |  | 18.1019 |  | 0.57931 | 57.9309 | 0 | 0 | 2014-09-25 10:00 | 10520.8333 | 10.5208
|  | 2014-09-25 22:05:01 | 28.6122 | 4.3865 | 17.546 | 5.417 | 5.417 | 0.044167 | 0.044167 | 1.0722 | 1.0722 | 0 | 0 | 9.627 | 9.627 | 5.0942 | 2.5471 | 0 | 6.0539 | 0 |  |  | 15.7914 |  | 0.61324 | 61.3236 | 0 | 0 | 2014-09-25 10:30 | 9627 | 9.627
|  | 2014-09-25 22:35:03 | 26.7778 | 4.4797 | 17.9187 | 5.4465 | 5.4465 | 0.029167 | 0.029167 | 1.0713 | 1.0713 | 0 | 0 | 8.6193 | 8.6193 | 6.3072 | 3.1536 | 0 | 9.2075 | 0 |  |  | 19.5313 |  | 0.66916 | 66.916 | 0 | 0 | 2014-09-25 11:00 | 8619.3333 | 8.6193
|  | 2014-09-25 23:05:05 | 25.8693 | 4.4852 | 17.9407 | 5.4408 | 5.4408 | 0.026 | 0.026 | 1.0678 | 1.0678 | 0 | 0 | 7.8848 | 7.8848 | 6.4908 | 3.2454 | 0 | 12.4529 | 0 |  |  | 16.6848 |  | 0.69351 | 69.3511 | 0 | 0 | 2014-09-25 11:30 | 7884.8333 | 7.8848
|  | 2014-09-25 23:35:03 | 25.0778 | 4.4468 | 17.7873 | 5.4322 | 5.4322 | 0.026 | 0.026 | 1.0702 | 1.0702 | 0 | 0 | 7.45 | 7.45 | 6.6878 | 3.3439 | 0 | 15.7968 | 0 |  |  | 19.0324 |  | 0.70929 | 70.9285 | 0 | 0 | 2014-09-25 12:00 | 7450 | 7.45
|  | 2014-09-26 00:05:02 | 24.8378 | 4.3845 | 17.538 | 5.4365 | 5.4365 | 0.026 | 0.026 | 1.0717 | 1.0717 | 0 | 0 | 7.4162 | 7.4162 | 6.6505 | 3.3252 | 0 | 19.1221 | 0 |  |  | 18.941 |  | 0.7061 | 70.61 | 0 | 0 | 2014-09-25 12:30 | 7416.1667 | 7.4162
|  | 2014-09-26 00:35:01 | 24.6733 | 4.1905 | 16.762 | 5.4433 | 5.4433 | 0.028 | 0.028 | 1.0713 | 1.0713 | 0 | 0 | 7.216 | 7.216 | 5.8473 | 2.9237 | 0 | 22.0457 | 0 |  |  | 15.9239 |  | 0.67936 | 67.9357 | 0 | 0 | 2014-09-25 13:00 | 7216 | 7.216
|  | 2014-09-26 01:05:02 | 24.3913 | 4.0692 | 16.2767 | 5.4492 | 5.4492 | 0.028 | 0.028 | 1.0728 | 1.0728 | 0 | 0 | 7.0707 | 7.0707 | 5.506 | 2.753 | 0 | 24.7987 | 0 |  |  | 14.8118 |  | 0.66731 | 66.7314 | 0 | 0 | 2014-09-25 13:30 | 7070.6667 | 7.0707
|  | 2014-09-26 01:35:01 | 23.9875 | 4.0772 | 16.3087 | 5.4543 | 5.4543 | 0.027167 | 0.027167 | 1.0725 | 1.0725 | 0 | 0 | 6.7962 | 6.7962 | 5.6713 | 2.8357 | 0 | 27.6344 | 0 |  |  | 15.8194 |  | 0.67988 | 67.9882 | 0 | 0 | 2014-09-25 14:00 | 6796.1667 | 6.7962
|  | 2014-09-26 02:05:01 | 23.8295 | 4.0167 | 16.0667 | 5.4508 | 5.4508 | 0.027 | 0.027 | 1.072 | 1.072 | 0 | 0 | 6.777 | 6.777 | 5.564 | 2.782 | 0 | 30.4164 | 0 |  |  | 15.7453 |  | 0.67423 | 67.4234 | 0 | 0 | 2014-09-25 14:30 | 6777 | 6.777
|  | 2014-09-26 02:35:02 | 23.7197 | 3.9965 | 15.986 | 5.4448 | 5.4448 | 0.027 | 0.027 | 1.0722 | 1.0722 | 0 | 0 | 6.7775 | 6.7775 | 5.5878 | 2.7939 | 0 | 33.2103 | 0 |  |  | 17.2649 |  | 0.67396 | 67.3956 | 0 | 0 | 2014-09-25 15:00 | 6777.5 | 6.7775
|  | 2014-09-26 03:05:02 | 23.636 | 4.0423 | 16.1693 | 5.439 | 5.439 | 0.027 | 0.027 | 1.0717 | 1.0717 | 0 | 0 | 6.7397 | 6.7397 | 5.8107 | 2.9053 | 0 | 36.1157 | 0 |  |  | 17.7863 |  | 0.6841 | 68.4098 | 0 | 0 | 2014-09-25 15:30 | 6739.6667 | 6.7397
|  | 2014-09-26 03:35:02 | 23.7337 | 4.1133 | 16.4533 | 5.4217 | 5.4217 | 0.027333 | 0.027333 | 1.0715 | 1.0715 | 0 | 0 | 6.8245 | 6.8245 | 6.0647 | 3.0323 | 0 | 39.148 | 0 |  |  | 15.7952 |  | 0.69325 | 69.3249 | 0 | 0 | 2014-09-25 16:00 | 6824.5 | 6.8245
|  | 2014-09-26 04:05:03 | 23.4322 | 3.6013 | 14.4053 | 5.2952 | 5.2952 | 0.028 | 0.028 | 1.0672 | 1.0672 | 0 | 0 | 7.4432 | 7.4432 | 4.8067 | 2.4033 | 0 | 41.5513 | 0 |  |  | 12.9648 |  | 0.61477 | 61.4767 | 0 | 0 | 2014-09-25 16:30 | 7443.1667 | 7.4432
|  | 2014-09-26 04:35:03 | 24.1785 | 3.5848 | 14.3393 | 5.2303 | 5.2303 | 0.028 | 0.028 | 1.0513 | 1.0513 | 0 | 0 | 7.6705 | 7.6705 | 4.141 | 2.0705 | 0 | 43.6218 | 0 |  |  | 14.0525 |  | 0.59306 | 59.3061 | 0 | 0 | 2014-09-25 17:00 | 7670.5 | 7.6705
|  | 2014-09-26 05:05:04 | 26.9138 | 4.2373 | 16.9493 | 5.2267 | 5.2267 | 0.028 | 0.028 | 1.0215 | 1.0215 | 0 | 0 | 8.7397 | 8.7397 | 5.0513 | 2.5257 | 0 | 46.1475 | 0 |  |  | 15.2544 |  | 0.62976 | 62.9763 | 0 | 0 | 2014-09-25 17:30 | 8739.6667 | 8.7397
|  | 2014-09-26 05:35:02 | 29.97 | 4.5547 | 18.2187 | 5.2268 | 5.2268 | 0.028 | 0.028 | 1.0885 | 1.0885 | 0 | 0 | 10.0597 | 10.0597 | 4.6517 | 2.3258 | 0 | 48.4733 | 0 |  |  | 18.2187 |  | 0.6079 | 60.7897 | 0 | 0 | 2014-09-25 18:00 | 10059.6667 | 10.0597
|  | 2014-09-26 06:05:04 | 33.2637 | 4.8397 | 19.3587 | 5.224 | 5.224 | 0.038167 | 0.038167 | 1.0922 | 1.0922 | 0 | 0 | 11.0485 | 11.0485 | 3.4978 | 1.7489 | 0 | 50.2223 | 0 |  |  | 20.9074 |  | 0.58198 | 58.1976 | 0 | 0 | 2014-09-25 18:30 | 11048.5 | 11.0485
|  | 2014-09-26 06:35:01 | 35.809 | 4.9628 | 19.8513 | 5.2233 | 5.2233 | 0.071333 | 0.071333 | 1.0958 | 1.0958 | 0 | 0 | 11.8297 | 11.8297 | 2.2625 | 1.1312 | 0 | 51.3535 | 0 |  |  | 20.6454 |  | 0.55437 | 55.4367 | 0 | 0 | 2014-09-25 19:00 | 11829.6667 | 11.8297
|  | 2014-09-26 07:05:03 | 36.95 | 4.9342 | 19.7367 | 5.2338 | 5.2338 | 0.079 | 0.079 | 1.1027 | 1.1027 | 0 | 0 | 11.8893 | 11.8893 | 1.0915 | 0.54575 | 0 | 51.8993 | 0 |  |  | 18.3551 |  | 0.53415 | 53.4145 | 0 | 0 | 2014-09-25 19:30 | 11889.3333 | 11.8893
|  | 2014-09-26 07:35:03 | 36.816 | 4.7438 | 18.9753 | 5.3428 | 5.3428 | 0.048667 | 0.048667 | 1.1045 | 1.1045 | 0 | 0 | 11.8863 | 11.8863 | 0.54167 | 0.27083 | 0 | 52.1701 | 0 |  |  | 17.6471 |  | 0.51541 | 51.541 | 0 | 0 | 2014-09-25 20:00 | 11886.3333 | 11.8863
|  | 2014-09-26 08:05:04 | 37.5195 | 4.5252 | 18.1007 | 5.4437 | 5.4437 | 0.099167 | 0.099167 | 1.1053 | 1.1053 | 0 | 0 | 12.1853 | 12.1853 | -0.58533 | -0.29267 | 0 | 51.8774 | 0 |  |  | 16.6526 |  | 0.48243 | 48.2434 | 0 | 0.58533 | 2014-09-25 20:30 | 12185.3333 | 12.1853
|  | 2014-09-26 08:35:03 | 37.4975 | 4.5508 | 18.2033 | 5.4523 | 5.4523 | 0.1025 | 0.1025 | 1.1035 | 1.1035 | 0.7076 | 0.7076 | 12.149 | 12.149 | 0.22077 | 0.11038 | 0 | 51.9878 | 0 |  |  | 20.0237 |  | 0.48545 | 48.5455 | 0 | 0 | 2014-09-25 21:00 | 12149 | 12.149
|  | 2014-09-26 09:05:10 | 37.3545 | 4.6518 | 18.6073 | 5.4542 | 5.4542 | 0.11283 | 0.11283 | 1.1025 | 1.1025 | 0.7076 | 0.7076 | 12.1182 | 12.1182 | 0.7481 | 0.37405 | 0 | 52.3619 | 0 |  |  | 18.0491 |  | 0.49813 | 49.8128 | 0 | 0 | 2014-09-25 21:30 | 12118.1667 | 12.1182
|  | 2014-09-26 09:35:02 | 37.2082 | 4.6972 | 18.7887 | 5.4532 | 5.4532 | 0.12267 | 0.12267 | 1.1033 | 1.1033 | 1.3416 | 1.3416 | 12.1345 | 12.1345 | 1.7358 | 0.86788 | 0 | 53.2297 | 0 |  |  | 17.2856 |  | 0.50496 | 50.4961 | 0 | 0 | 2014-09-25 22:00 | 12134.5 | 12.1345
|  | 2014-09-26 10:05:01 | 37.242 | 4.7735 | 19.094 | 5.4548 | 5.4548 | 0.11617 | 0.11617 | 1.104 | 1.104 | 1.3416 | 1.3416 | 12.1838 | 12.1838 | 2.0524 | 1.0262 | 0 | 54.256 | 0 |  |  | 17.1846 |  | 0.5127 | 51.2701 | 0 | 0 | 2014-09-25 22:30 | 12183.8333 | 12.1838
|  | 2014-09-26 10:35:02 | 37.1445 | 4.4867 | 17.9467 | 5.4547 | 5.4547 | 0.0745 | 0.0745 | 1.1008 | 1.1008 | 1.8756 | 1.8756 | 12.1353 | 12.1353 | 1.4431 | 0.72155 | 0 | 54.9775 | 0 |  |  | 19.2029 |  | 0.48316 | 48.3158 | 0 | 0 | 2014-09-25 23:00 | 12135.3333 | 12.1353
|  | 2014-09-26 11:05:02 | 37.0315 | 4.3757 | 17.5027 | 5.4473 | 5.4473 | 0.0675 | 0.0675 | 1.0955 | 1.0955 | 1.8756 | 1.8756 | 12.1155 | 12.1155 | 1.0726 | 0.5363 | 0 | 55.5138 | 0 |  |  | 15.9274 |  | 0.47264 | 47.2643 | 0 | 0 | 2014-09-25 23:30 | 12115.5 | 12.1155
|  | 2014-09-26 11:35:04 | 36.8915 | 4.2055 | 16.822 | 5.4445 | 5.4445 | 0.077333 | 0.077333 | 1.0943 | 1.0943 | 2.41 | 2.41 | 12.1262 | 12.1262 | 1.0828 | 0.54142 | 0 | 56.0552 | 0 |  |  | 16.4856 |  | 0.45599 | 45.5986 | 0 | 0 | 2014-09-26 | 12126.1667 | 12.1262
|  | 2014-09-26 12:05:03 | 36.5835 | 3.946 | 15.784 | 5.4445 | 5.4445 | 0.0615 | 0.0615 | 1.0967 | 1.0967 | 2.41 | 2.41 | 12.222 | 12.222 | 0.43517 | 0.21758 | 0 | 56.2728 | 0 |  |  | 16.731 |  | 0.43145 | 43.1451 | 0 | 0 | 2014-09-26 00:30 | 12222 | 12.222
|  | 2014-09-26 12:35:03 | 36.2968 | 3.8237 | 15.2947 | 5.4442 | 5.4442 | 0.051333 | 0.051333 | 1.0963 | 1.0963 | 2.1524 | 2.1524 | 12.2982 | 12.2982 | 0.040233 | 0.020117 | 0 | 56.2929 | 0 |  |  | 15.1417 |  | 0.42138 | 42.1377 | 0 | 0 | 2014-09-26 01:00 | 12298.1667 | 12.2982
|  | 2014-09-26 13:05:02 | 35.9252 | 3.7723 | 15.0893 | 5.45 | 5.45 | 0.051167 | 0.051167 | 1.0927 | 1.0927 | 2.1524 | 2.1524 | 12.3138 | 12.3138 | 0.22423 | 0.11212 | 0 | 56.405 | 0 |  |  | 15.9947 |  | 0.42002 | 42.0021 | 0 | 0 | 2014-09-26 01:30 | 12313.8333 | 12.3138
|  | 2014-09-26 13:35:02 | 35.6255 | 3.6162 | 14.4647 | 5.4485 | 5.4485 | 0.052167 | 0.052167 | 1.0845 | 1.0845 | 2.4252 | 2.4252 | 12.3447 | 12.3447 | 0.1942 | 0.0971 | 0 | 56.5021 | 0 |  |  | 13.5968 |  | 0.40602 | 40.602 | 0 | 0 | 2014-09-26 02:00 | 12344.6667 | 12.3447
|  | 2014-09-26 14:05:02 | 35.2373 | 3.4918 | 13.9673 | 5.4497 | 5.4497 | 0.0565 | 0.0565 | 1.0755 | 1.0755 | 2.4252 | 2.4252 | 12.3188 | 12.3188 | 0.0557 | 0.02785 | 0 | 56.53 | 0 |  |  | 13.688 |  | 0.39638 | 39.6379 | 0 | 0 | 2014-09-26 02:30 | 12318.8333 | 12.3188
|  | 2014-09-26 14:35:02 | 35.2142 | 3.5023 | 14.0093 | 5.4525 | 5.4525 | 0.067333 | 0.067333 | 1.0612 | 1.0612 | 2.8628 | 2.8628 | 12.322 | 12.322 | 0.56097 | 0.28048 | 0 | 56.8105 | 0 |  |  | 15.1301 |  | 0.39783 | 39.7832 | 0 | 0 | 2014-09-26 03:00 | 12322 | 12.322
|  | 2014-09-26 15:05:17 | 35.8727 | 3.2803 | 13.1213 | 5.4463 | 5.4463 | 0.077667 | 0.077667 | 1.0608 | 1.0608 | 2.8628 | 2.8628 | 12.4058 | 12.4058 | -0.89787 | -0.44893 | 0 | 56.3615 | 0 |  |  | 11.9404 |  | 0.36578 | 36.5775 | 0 | 0.89787 | 2014-09-26 03:30 | 12405.8333 | 12.4058
|  | 2014-09-26 15:35:03 | 36.6245 | 3.1348 | 12.5393 | 5.4438 | 5.4438 | 0.0855 | 0.0855 | 1.057 | 1.057 | 1.5232 | 1.5232 | 12.6108 | 12.6108 | -3.3648 | -1.6824 | 0 | 54.6791 | 0 |  |  | 13.0409 |  | 0.34238 | 34.2376 | 0 | 3.3648 | 2014-09-26 04:00 | 12610.8333 | 12.6108
|  | 2014-09-26 16:05:06 | 37.3603 | 2.8375 | 11.35 | 5.4408 | 5.4408 | 0.12433 | 0.12433 | 1.058 | 1.058 | 1.5232 | 1.5232 | 12.632 | 12.632 | -5.232 | -2.616 | 0 | 52.0632 | 0 |  |  | 11.6905 |  | 0.3038 | 30.3798 | 0 | 5.232 | 2014-09-26 04:30 | 12632 | 12.632
|  | 2014-09-26 16:35:05 | 37.6295 | 2.508 | 10.032 | 5.4428 | 5.4428 | 0.135 | 0.135 | 1.0568 | 1.0568 | 0.9948 | 0.9948 | 12.8 | 12.8 | -7.168 | -3.584 | 0 | 48.4791 | 0 |  |  | 9.731 |  | 0.2666 | 26.6599 | 0 | 7.168 | 2014-09-26 05:00 | 12800 | 12.8
|  | 2014-09-26 17:05:04 | 37.8727 | 2.2428 | 8.9713 | 5.4443 | 5.4443 | 0.1355 | 0.1355 | 1.0553 | 1.0553 | 0.9948 | 0.9948 | 12.8072 | 12.8072 | -8.4642 | -4.2321 | 0 | 44.247 | 0 |  |  | 8.7022 |  | 0.23688 | 23.6881 | 0 | 8.4642 | 2014-09-26 05:30 | 12807.1667 | 12.8072
|  | 2014-09-26 17:35:07 | 37.9662 | 1.9388 | 7.7553 | 5.441 | 5.441 | 0.13617 | 0.13617 | 1.0533 | 1.0533 | 0.53 | 0.53 | 12.8852 | 12.8852 | -10.1652 | -5.0826 | 0 | 39.1645 | 0 |  |  | 8.2207 |  | 0.20427 | 20.427 | 0 | 10.1652 | 2014-09-26 06:00 | 12885.1667 | 12.8852
|  | 2014-09-26 18:05:04 | 38.9378 | 1.9007 | 7.6027 | 5.4408 | 5.4408 | 0.176 | 0.176 | 1.0573 | 1.0573 | 0.53 | 0.53 | 13.058 | 13.058 | -11.073 | -5.5365 | 0 | 33.628 | 0 |  |  | 8.2109 |  | 0.19525 | 19.5251 | 0 | 11.073 | 2014-09-26 06:30 | 13058 | 13.058
|  | 2014-09-26 18:35:02 | 39.6087 | 1.8095 | 7.238 | 5.4363 | 5.4363 | 0.235 | 0.235 | 1.055 | 1.055 | 0.1184 | 0.1184 | 13.0852 | 13.0852 | -12.4408 | -6.2204 | 0 | 27.4076 | 0 |  |  | 7.4551 |  | 0.18274 | 18.2738 | 0 | 12.4408 | 2014-09-26 07:00 | 13085.1667 | 13.0852
|  | 2014-09-26 19:05:02 | 38.6305 | 1.7688 | 7.0753 | 5.335 | 5.335 | 0.233 | 0.233 | 1.049 | 1.049 | 0.1184 | 0.1184 | 13.0475 | 13.0475 | -11.7723 | -5.8861 | 0 | 21.5214 | 0 |  |  | 6.7923 |  | 0.18315 | 18.3154 | 0 | 11.7723 | 2014-09-26 07:30 | 13047.5 | 13.0475
|  | 2014-09-26 19:35:04 | 37.295 | 1.7747 | 7.0987 | 5.2303 | 5.2303 | 0.14783 | 0.14783 | 1.0555 | 1.0555 | 0 | 0 | 12.7453 | 12.7453 | -11.0173 | -5.5087 | 0 | 16.0128 | 0 |  |  | 6.3888 |  | 0.19034 | 19.0338 | 0 | 11.0173 | 2014-09-26 08:00 | 12745.3333 | 12.7453
|  | 2014-09-26 20:05:03 | 36.0803 | 1.7388 | 6.9553 | 5.2232 | 5.2232 | 0.054 | 0.054 | 1.054 | 1.054 | 0 | 0 | 12.5163 | 12.5163 | -10.2775 | -5.1387 | 0 | 10.874 | 0 |  |  | 6.6076 |  | 0.19277 | 19.2774 | 0 | 10.2775 | 2014-09-26 08:30 | 12516.3333 | 12.5163
|  | 2014-09-26 20:35:01 | 34.2737 | 1.695 | 6.78 | 5.2232 | 5.2232 | 0.048167 | 0.048167 | 1.054 | 1.054 | 0 | 0 | 12.2998 | 12.2998 | -8.8685 | -4.4342 | 0 | 6.4398 | 0 |  |  | 6.9834 |  | 0.19782 | 19.782 | 0 | 8.8685 | 2014-09-26 09:00 | 12299.8333 | 12.2998
|  | 2014-09-26 21:05:02 | 32.7608 | 1.6897 | 6.7587 | 5.2245 | 5.2245 | 0.049 | 0.049 | 1.0555 | 1.0555 | 0 | 0 | 11.7847 | 11.7847 | -7.8885 | -3.9442 | 0 | 2.4955 | 0 |  |  | 7.029 |  | 0.2063 | 20.6303 | 0 | 7.8885 | 2014-09-26 09:30 | 11784.6667 | 11.7847
|  | 2014-09-26 21:35:01 | 30.9003 | 1.7087 | 6.8347 | 5.2215 | 5.2215 | 0.0505 | 0.0505 | 1.0572 | 1.0572 | 0 | 0 | 11.0013 | 11.0013 | -6.7352 | -3.3676 | 0 | 0 | 0 |  |  | 6.7663 |  | 0.22118 | 22.1184 | 0 | 4.991 | 2014-09-26 10:00 | 11001.3333 | 11.0013
|  | 2014-09-26 22:05:02 | 28.9467 | 1.7598 | 7.0393 | 5.23 | 5.23 | 0.041833 | 0.041833 | 1.0427 | 1.0427 | 0 | 0 | 10.46 | 10.46 | -5.1328 | -2.5664 | 3.3676 | 0 | 0 |  |  | 7.0393 |  | 0.24318 | 24.3183 | 6.7352 | 0 | 2014-09-26 10:30 | 10460 | 10.46
|  | 2014-09-26 22:35:02 | 27.4142 | 1.7892 | 7.1567 | 5.23 | 5.23 | 0.039333 | 0.039333 | 1.0525 | 1.0525 | 0 | 0 | 10.1188 | 10.1188 | -3.8168 | -1.9084 | 2.5664 | 0 | 0 |  |  | 7.0851 |  | 0.26106 | 26.1057 | 5.1328 | 0 | 2014-09-26 11:00 | 10118.8333 | 10.1188
|  | 2014-09-26 23:05:02 | 26.527 | 1.7275 | 6.91 | 5.2293 | 5.2293 | 0.039 | 0.039 | 1.0582 | 1.0582 | 0 | 0 | 9.8005 | 9.8005 | -3.49 | -1.745 | 1.9084 | 0 | 0 |  |  | 6.7718 |  | 0.26049 | 26.0489 | 3.8168 | 0 | 2014-09-26 11:30 | 9800.5 | 9.8005
|  | 2014-09-26 23:35:02 | 25.8583 | 1.7192 | 6.8767 | 5.2453 | 5.2453 | 0.038167 | 0.038167 | 1.0582 | 1.0582 | 0 | 0 | 9.332 | 9.332 | -3.308 | -1.654 | 1.745 | 0 | 0 |  |  | 7.0142 |  | 0.26594 | 26.5936 | 3.49 | 0 | 2014-09-26 12:00 | 9332 | 9.332
|  | 2014-09-27 00:05:02 | 25.606 | 1.7173 | 6.8693 | 5.376 | 5.376 | 0.038 | 0.038 | 1.0577 | 1.0577 | 0 | 0 | 9.0892 | 9.0892 | -3.1758 | -1.5879 | 1.654 | 0 | 0 |  |  | 7.4876 |  | 0.26827 | 26.827 | 3.308 | 0 | 2014-09-26 12:30 | 9089.1667 | 9.0892
|  | 2014-09-27 00:35:03 | 25.3788 | 1.742 | 6.968 | 5.4382 | 5.4382 | 0.038 | 0.038 | 1.0578 | 1.0578 | 0 | 0 | 8.5677 | 8.5677 | -3.3092 | -1.6546 | 1.5879 | 0 | 0 |  |  | 7.3164 |  | 0.27456 | 27.456 | 3.1758 | 0 | 2014-09-26 13:00 | 8567.6667 | 8.5677
|  | 2014-09-27 01:05:01 | 24.9287 | 1.8063 | 7.2253 | 5.4383 | 5.4383 | 0.038 | 0.038 | 1.058 | 1.058 | 0 | 0 | 8.115 | 8.115 | -3.054 | -1.527 | 1.6546 | 0 | 0 |  |  | 7.8756 |  | 0.28984 | 28.984 | 3.3092 | 0 | 2014-09-26 13:30 | 8115 | 8.115
|  | 2014-09-27 01:35:02 | 24.5713 | 1.7392 | 6.9567 | 5.442 | 5.442 | 0.038 | 0.038 | 1.0578 | 1.0578 | 0 | 0 | 7.82 | 7.82 | -3.2568 | -1.6284 | 1.527 | 0 | 0 |  |  | 6.261 |  | 0.28312 | 28.3121 | 3.054 | 0 | 2014-09-26 14:00 | 7820 | 7.82
|  | 2014-09-27 02:05:02 | 24.303 | 1.6633 | 6.6533 | 5.4403 | 5.4403 | 0.038 | 0.038 | 1.0588 | 1.0588 | 0 | 0 | 7.8573 | 7.8573 | -3.2552 | -1.6276 | 1.6284 | 0 | 0 |  |  | 7.0525 |  | 0.27377 | 27.3766 | 3.2568 | 0 | 2014-09-26 14:30 | 7857.3333 | 7.8573
|  | 2014-09-27 02:35:02 | 24.0713 | 1.6015 | 6.406 | 5.4422 | 5.4422 | 0.035 | 0.035 | 1.0605 | 1.0605 | 0 | 0 | 7.6838 | 7.6838 | -3.4438 | -1.7219 | 1.6276 | 0 | 0 |  |  | 6.8544 |  | 0.26613 | 26.6126 | 3.2552 | 0 | 2014-09-26 15:00 | 7683.8333 | 7.6838
|  | 2014-09-27 03:05:04 | 23.9808 | 1.5412 | 6.1647 | 5.4415 | 5.4415 | 0.025333 | 0.025333 | 1.0602 | 1.0602 | 0 | 0 | 7.6035 | 7.6035 | -3.6857 | -1.8428 | 1.7219 | 0 | 0 |  |  | 6.7811 |  | 0.25707 | 25.7066 | 3.4438 | 0 | 2014-09-26 15:30 | 7603.5 | 7.6035
|  | 2014-09-27 03:35:03 | 23.9508 | 1.4122 | 5.6487 | 5.4425 | 5.4425 | 0.026 | 0.026 | 1.0665 | 1.0665 | 0 | 0 | 7.5708 | 7.5708 | -4.1963 | -2.0982 | 1.8428 | 0 | 0 |  |  | 5.1968 |  | 0.23584 | 23.5844 | 3.6857 | 0 | 2014-09-26 16:00 | 7570.8333 | 7.5708
|  | 2014-09-27 04:05:04 | 24.1593 | 1.4373 | 5.7493 | 5.4432 | 5.4432 | 0.036167 | 0.036167 | 1.0672 | 1.0672 | 0 | 0 | 7.8718 | 7.8718 | -3.9917 | -1.9958 | 2.0982 | 0 | 0 |  |  | 6.2668 |  | 0.23798 | 23.7976 | 4.1963 | 0 | 2014-09-26 16:30 | 7871.8333 | 7.8718
|  | 2014-09-27 04:35:02 | 24.4197 | 1.4363 | 5.7453 | 5.448 | 5.448 | 0.037333 | 0.037333 | 1.0673 | 1.0673 | 0 | 0 | 8.1108 | 8.1108 | -4.0108 | -2.0054 | 1.9958 | 0 | 0 |  |  | 5.1708 |  | 0.23527 | 23.5275 | 3.9917 | 0 | 2014-09-26 17:00 | 8110.8333 | 8.1108
|  | 2014-09-27 05:05:02 | 24.3312 | 1.3727 | 5.4907 | 5.4507 | 5.4507 | 0.037 | 0.037 | 1.0673 | 1.0673 | 0 | 0 | 8.1737 | 8.1737 | -4.1118 | -2.0559 | 2.0054 | 0 | 0 |  |  | 5.9299 |  | 0.22566 | 22.5664 | 4.0108 | 0 | 2014-09-26 17:30 | 8173.6667 | 8.1737
|  | 2014-09-27 05:35:02 | 25.2588 | 1.3908 | 5.5633 | 5.453 | 5.453 | 0.037 | 0.037 | 1.0688 | 1.0688 | 0 | 0 | 8.5352 | 8.5352 | -4.6015 | -2.3008 | 2.0559 | 0 | 0 |  |  | 5.8971 |  | 0.22025 | 22.0253 | 4.1118 | 0 | 2014-09-26 18:00 | 8535.1667 | 8.5352
|  | 2014-09-27 06:05:02 | 26.5757 | 1.4438 | 5.7753 | 5.4477 | 5.4477 | 0.037 | 0.037 | 1.067 | 1.067 | 0 | 0 | 8.9723 | 8.9723 | -5.2763 | -2.6382 | 2.3008 | 0 | 0 |  |  | 6.3529 |  | 0.21732 | 21.7317 | 4.6015 | 0 | 2014-09-26 18:30 | 8972.3333 | 8.9723
|  | 2014-09-27 06:35:02 | 28.3043 | 1.408 | 5.632 | 5.4523 | 5.4523 | 0.037167 | 0.037167 | 1.0672 | 1.0672 | 0 | 0 | 9.6467 | 9.6467 | -6.469 | -3.2345 | 2.6382 | 0 | 0 |  |  | 6.1389 |  | 0.19898 | 19.898 | 5.2763 | 0 | 2014-09-26 19:00 | 9646.6667 | 9.6467
|  | 2014-09-27 07:05:02 | 30.3408 | 1.2883 | 5.1533 | 5.4458 | 5.4458 | 0.050167 | 0.050167 | 1.068 | 1.068 | 0 | 0 | 10.6782 | 10.6782 | -7.9453 | -3.9727 | 3.2345 | 0 | 0 |  |  | 5.1533 |  | 0.16985 | 16.9848 | 6.469 | 0 | 2014-09-26 19:30 | 10678.1667 | 10.6782
|  | 2014-09-27 07:35:02 | 32.1328 | 1.1985 | 4.794 | 5.4502 | 5.4502 | 0.050667 | 0.050667 | 1.0675 | 1.0675 | 0 | 0 | 11.198 | 11.198 | -9.5725 | -4.7863 | 3.9727 | 0 | 0 |  |  | 5.2255 |  | 0.14919 | 14.9193 | 7.9453 | 0 | 2014-09-26 20:00 | 11198 | 11.198
|  | 2014-09-27 08:05:03 | 33.2702 | 1.233 | 4.932 | 5.4478 | 5.4478 | 0.126 | 0.126 | 1.0675 | 1.0675 | 0 | 0 | 11.3527 | 11.3527 | -10.3442 | -5.1721 | 4.7863 | 0 | 0 |  |  | 4.7347 |  | 0.14824 | 14.8241 | 9.5725 | 0 | 2014-09-26 20:30 | 11352.6667 | 11.3527
|  | 2014-09-27 08:35:03 | 33.6848 | 1.3282 | 5.3127 | 5.4468 | 5.4468 | 0.13133 | 0.13133 | 1.0673 | 1.0673 | 0.99 | 0.99 | 11.383 | 11.383 | -9.3537 | -4.6768 | 5.1721 | 0 | 0 |  |  | 4.8877 |  | 0.15772 | 15.7717 | 10.3442 | 0 | 2014-09-26 21:00 | 11383 | 11.383
|  | 2014-09-27 09:05:02 | 33.8537 | 1.3538 | 5.4153 | 5.4455 | 5.4455 | 0.11133 | 0.11133 | 1.033 | 1.033 | 0.99 | 0.99 | 11.3792 | 11.3792 | -9.4793 | -4.7397 | 4.6768 | 0 | 0 |  |  | 5.5778 |  | 0.15996 | 15.9963 | 9.3537 | 0 | 2014-09-26 21:30 | 11379.1667 | 11.3792
|  | 2014-09-27 09:35:02 | 33.7688 | 1.5392 | 6.1567 | 5.451 | 5.451 | 0.11267 | 0.11267 | 1.0528 | 1.0528 | 1.8232 | 1.8232 | 11.374 | 11.374 | -7.7985 | -3.8992 | 4.7397 | 0 | 0 |  |  | 6.4029 |  | 0.18232 | 18.2318 | 9.4793 | 0 | 2014-09-26 22:00 | 11374 | 11.374
|  | 2014-09-27 10:05:02 | 33.691 | 1.7788 | 7.1153 | 5.4507 | 5.4507 | 0.0885 | 0.0885 | 1.0678 | 1.0678 | 1.8232 | 1.8232 | 11.4268 | 11.4268 | -6.7186 | -3.3593 | 3.8992 | 0 | 0 |  |  | 7.6846 |  | 0.21119 | 21.1194 | 7.7985 | 0 | 2014-09-26 22:30 | 11426.8333 | 11.4268
|  | 2014-09-27 10:35:02 | 33.3935 | 1.981 | 7.924 | 5.4548 | 5.4548 | 0.086 | 0.086 | 1.0653 | 1.0653 | 2.6676 | 2.6676 | 11.2928 | 11.2928 | -4.9029 | -2.4515 | 3.3593 | 0 | 0 |  |  | 8.0032 |  | 0.23729 | 23.7292 | 6.7186 | 0 | 2014-09-26 23:00 | 11292.8333 | 11.2928
|  | 2014-09-27 11:05:01 | 32.9487 | 2.0797 | 8.3187 | 5.447 | 5.447 | 0.086333 | 0.086333 | 1.0628 | 1.0628 | 2.6676 | 2.6676 | 11.064 | 11.064 | -4.3022 | -2.1511 | 2.4515 | 0 | 0 |  |  | 8.2355 |  | 0.25247 | 25.2474 | 4.9029 | 0 | 2014-09-26 23:30 | 11064 | 11.064
|  | 2014-09-27 11:35:01 | 32.6142 | 2.0347 | 8.1387 | 5.4427 | 5.4427 | 0.087333 | 0.087333 | 1.0667 | 1.0667 | 2.9868 | 2.9868 | 10.9955 | 10.9955 | -3.8965 | -1.9483 | 2.1511 | 0 | 0 |  |  | 8.9525 |  | 0.24954 | 24.9544 | 4.3022 | 0 | 2014-09-27 | 10995.5 | 10.9955
|  | 2014-09-27 12:05:01 | 32.1588 | 1.8175 | 7.27 | 5.4372 | 5.4372 | 0.087167 | 0.087167 | 1.067 | 1.067 | 2.9868 | 2.9868 | 11.0588 | 11.0588 | -4.2519 | -2.1259 | 1.9483 | 0 | 0 |  |  | 7.997 |  | 0.22607 | 22.6065 | 3.8965 | 0 | 2014-09-27 00:30 | 11058.8333 | 11.0588
|  | 2014-09-27 12:35:02 | 31.8912 | 1.632 | 6.528 | 5.4368 | 5.4368 | 0.087667 | 0.087667 | 1.063 | 1.063 | 3.9776 | 3.9776 | 11.0033 | 11.0033 | -3.7947 | -1.8974 | 2.1259 | 0 | 0 |  |  | 7.1155 |  | 0.2047 | 20.4696 | 4.2519 | 0 | 2014-09-27 01:00 | 11003.3333 | 11.0033
|  | 2014-09-27 13:05:02 | 31.4925 | 1.536 | 6.144 | 5.441 | 5.441 | 0.086167 | 0.086167 | 1.0602 | 1.0602 | 3.9776 | 3.9776 | 10.94 | 10.94 | -3.8436 | -1.9218 | 1.8974 | 0 | 0 |  |  | 6.144 |  | 0.19509 | 19.5094 | 3.7947 | 0 | 2014-09-27 01:30 | 10940 | 10.94
|  | 2014-09-27 13:35:02 | 31.3203 | 1.5973 | 6.3893 | 5.4375 | 5.4375 | 0.088 | 0.088 | 1.0585 | 1.0585 | 3.1636 | 3.1636 | 10.8355 | 10.8355 | -4.3479 | -2.174 | 1.9218 | 0 | 0 |  |  | 7.0283 |  | 0.204 | 20.4 | 3.8436 | 0 | 2014-09-27 02:00 | 10835.5 | 10.8355
|  | 2014-09-27 14:05:02 | 31.2607 | 1.5968 | 6.3873 | 5.443 | 5.443 | 0.088167 | 0.088167 | 1.0593 | 1.0593 | 3.1636 | 3.1636 | 10.8515 | 10.8515 | -4.2677 | -2.1339 | 2.174 | 0 | 0 |  |  | 6.8983 |  | 0.20432 | 20.4325 | 4.3479 | 0 | 2014-09-27 02:30 | 10851.5 | 10.8515
|  | 2014-09-27 14:35:01 | 31.3613 | 1.5945 | 6.378 | 5.4433 | 5.4433 | 0.087833 | 0.087833 | 1.0655 | 1.0655 | 2.8956 | 2.8956 | 10.8617 | 10.8617 | -4.6294 | -2.3147 | 2.1339 | 0 | 0 |  |  | 6.1229 |  | 0.20337 | 20.3371 | 4.2677 | 0 | 2014-09-27 03:00 | 10861.6667 | 10.8617
|  | 2014-09-27 15:05:03 | 31.7635 | 1.5542 | 6.2167 | 5.44 | 5.44 | 0.086333 | 0.086333 | 1.0567 | 1.0567 | 2.8956 | 2.8956 | 11.0508 | 11.0508 | -5.0174 | -2.5087 | 2.3147 | 0 | 0 |  |  | 6.4653 |  | 0.19572 | 19.5717 | 4.6294 | 0 | 2014-09-27 03:30 | 11050.8333 | 11.0508
|  | 2014-09-27 15:35:05 | 32.4955 | 1.658 | 6.632 | 5.4442 | 5.4442 | 0.085 | 0.085 | 1.052 | 1.052 | 2.3464 | 2.3464 | 11.2715 | 11.2715 | -5.6644 | -2.8322 | 2.5087 | 0 | 0 |  |  | 7.0962 |  | 0.20409 | 20.409 | 5.0174 | 0 | 2014-09-27 04:00 | 11271.5 | 11.2715
|  | 2014-09-27 16:05:03 | 33.4225 | 1.7577 | 7.0307 | 5.4425 | 5.4425 | 0.102 | 0.102 | 1.05 | 1.05 | 2.3464 | 2.3464 | 11.2605 | 11.2605 | -6.1904 | -3.0952 | 2.8322 | 0 | 0 |  |  | 7.5931 |  | 0.21036 | 21.0357 | 5.6644 | 0 | 2014-09-27 04:30 | 11260.5 | 11.2605
|  | 2014-09-27 16:35:02 | 34.0452 | 1.7683 | 7.0733 | 5.4395 | 5.4395 | 0.10433 | 0.10433 | 1.0487 | 1.0487 | 1.6996 | 1.6996 | 11.2063 | 11.2063 | -7.4734 | -3.7367 | 3.0952 | 0 | 0 |  |  | 7.427 |  | 0.20776 | 20.7763 | 6.1904 | 0 | 2014-09-27 05:00 | 11206.3333 | 11.2063
|  | 2014-09-27 17:05:03 | 34.7123 | 1.6267 | 6.5067 | 5.4382 | 5.4382 | 0.1295 | 0.1295 | 1.0503 | 1.0503 | 1.6996 | 1.6996 | 11.2575 | 11.2575 | -8.6306 | -4.3153 | 3.7367 | 0 | 0 |  |  | 6.5067 |  | 0.18745 | 18.7445 | 7.4734 | 0 | 2014-09-27 05:30 | 11257.5 | 11.2575
|  | 2014-09-27 17:35:03 | 35.1677 | 1.6545 | 6.618 | 5.4383 | 5.4383 | 0.13667 | 0.13667 | 1.0537 | 1.0537 | 0.6228 | 0.6228 | 11.2937 | 11.2937 | -10.0045 | -5.0023 | 4.3153 | 0 | 0 |  |  | 6.4856 |  | 0.18818 | 18.8184 | 8.6306 | 0 | 2014-09-27 06:00 | 11293.6667 | 11.2937
|  | 2014-09-27 18:05:03 | 36.1507 | 1.7213 | 6.8853 | 5.4362 | 5.4362 | 0.23133 | 0.23133 | 1.0567 | 1.0567 | 0.6228 | 0.6228 | 11.4035 | 11.4035 | -10.5149 | -5.2574 | 5.0023 | 0 | 0 |  |  | 7.1607 |  | 0.19046 | 19.0462 | 10.0045 | 0 | 2014-09-27 06:30 | 11403.5 | 11.4035
|  | 2014-09-27 18:35:02 | 35.782 | 1.6068 | 6.4273 | 5.4362 | 5.4362 | 0.28767 | 0.28767 | 1.0467 | 1.0467 | 0.0332 | 0.0332 | 11.424 | 11.424 | -11.127 | -5.5635 | 5.2574 | 0 | 0 |  |  | 5.7846 |  | 0.17962 | 17.9625 | 10.5149 | 0 | 2014-09-27 07:00 | 11424 | 11.424
|  | 2014-09-27 19:05:01 | 34.8968 | 1.6652 | 6.6607 | 5.438 | 5.438 | 0.13583 | 0.13583 | 1.0442 | 1.0442 | 0.0332 | 0.0332 | 11.4072 | 11.4072 | -10.1778 | -5.0889 | 5.5635 | 0 | 0 |  |  | 6.261 |  | 0.19087 | 19.0867 | 11.127 | 0 | 2014-09-27 07:30 | 11407.1667 | 11.4072
|  | 2014-09-27 19:35:03 | 33.9735 | 1.806 | 7.224 | 5.4408 | 5.4408 | 0.10933 | 0.10933 | 1.041 | 1.041 | 0 | 0 | 11.3573 | 11.3573 | -8.801 | -4.4005 | 5.0889 | 0 | 0 |  |  | 7.3685 |  | 0.21264 | 21.2636 | 10.1778 | 0 | 2014-09-27 08:00 | 11357.3333 | 11.3573
|  | 2014-09-27 20:05:04 | 32.8132 | 1.914 | 7.656 | 5.4425 | 5.4425 | 0.089167 | 0.089167 | 1.0418 | 1.0418 | 0 | 0 | 11.2102 | 11.2102 | -7.3735 | -3.6867 | 4.4005 | 0 | 0 |  |  | 6.967 |  | 0.23332 | 23.3321 | 8.801 | 0 | 2014-09-27 08:30 | 11210.1667 | 11.2102
|  | 2014-09-27 20:35:04 | 31.745 | 2.0352 | 8.1407 | 5.4475 | 5.4475 | 0.086667 | 0.086667 | 1.0303 | 1.0303 | 0 | 0 | 10.587 | 10.587 | -6.4528 | -3.2264 | 3.6867 | 0 | 0 |  |  | 7.3266 |  | 0.25644 | 25.6439 | 7.3735 | 0 | 2014-09-27 09:00 | 10587 | 10.587
|  | 2014-09-27 21:05:02 | 30.631 | 2.0743 | 8.2973 | 5.4643 | 5.4643 | 0.073667 | 0.073667 | 1.0407 | 1.0407 | 0 | 0 | 9.9738 | 9.9738 | -5.7812 | -2.8906 | 3.2264 | 0 | 0 |  |  | 7.6335 |  | 0.27088 | 27.088 | 6.4528 | 0 | 2014-09-27 09:30 | 9973.8333 | 9.9738
|  | 2014-09-27 21:35:09 | 29.3133 | 2.0045 | 8.018 | 5.4742 | 5.4742 | 0.070333 | 0.070333 | 1.0493 | 1.0493 | 0 | 0 | 9.2432 | 9.2432 | -5.4583 | -2.7292 | 2.8906 | 0 | 0 |  |  | 7.3766 |  | 0.27353 | 27.3527 | 5.7812 | 0 | 2014-09-27 10:00 | 9243.1667 | 9.2432
|  | 2014-09-27 22:05:01 | 27.566 | 1.8982 | 7.5927 | 5.4455 | 5.4455 | 0.043 | 0.043 | 1.0417 | 1.0417 | 0 | 0 | 8.6893 | 8.6893 | -4.7538 | -2.3769 | 2.7292 | 0 | 0 |  |  | 7.9723 |  | 0.27544 | 27.5436 | 5.4583 | 0 | 2014-09-27 10:30 | 8689.3333 | 8.6893
|  | 2014-09-27 22:35:02 | 26.0467 | 1.8035 | 7.214 | 5.3192 | 5.3192 | 0.038167 | 0.038167 | 1.0013 | 1.0013 | 0 | 0 | 8.1652 | 8.1652 | -4.3088 | -2.1544 | 2.3769 | 0 | 0 |  |  | 7.2861 |  | 0.27696 | 27.6964 | 4.7538 | 0 | 2014-09-27 11:00 | 8165.1667 | 8.1652
|  | 2014-09-27 23:05:02 | 24.8048 | 1.728 | 6.912 | 5.2707 | 5.2707 | 0.038 | 0.038 | 1.0153 | 1.0153 | 0 | 0 | 7.7003 | 7.7003 | -3.8685 | -1.9342 | 2.1544 | 0 | 0 |  |  | 6.359 |  | 0.27866 | 27.8655 | 4.3088 | 0 | 2014-09-27 11:30 | 7700.3333 | 7.7003
|  | 2014-09-27 23:35:03 | 23.8018 | 1.7102 | 6.8407 | 5.2703 | 5.2703 | 0.025833 | 0.025833 | 1.0105 | 1.0105 | 0 | 0 | 7.4767 | 7.4767 | -3.1778 | -1.5889 | 1.9342 | 0 | 0 |  |  | 7.5247 |  | 0.2874 | 28.7401 | 3.8685 | 0 | 2014-09-27 12:00 | 7476.6667 | 7.4767
|  | 2014-09-28 00:05:01 | 23.9272 | 1.742 | 6.968 | 5.2618 | 5.2618 | 0.022 | 0.022 | 1.037 | 1.037 | 0 | 0 | 7.6233 | 7.6233 | -3.015 | -1.5075 | 1.5889 | 0 | 0 |  |  | 6.4106 |  | 0.29122 | 29.1217 | 3.1778 | 0 | 2014-09-27 12:30 | 7623.3333 | 7.6233
|  | 2014-09-28 00:35:02 | 24.0795 | 1.8718 | 7.4873 | 5.264 | 5.264 | 0.022 | 0.022 | 1.0345 | 1.0345 | 0 | 0 | 7.5973 | 7.5973 | -2.6743 | -1.3372 | 1.5075 | 0 | 0 |  |  | 7.6371 |  | 0.31094 | 31.0942 | 3.015 | 0 | 2014-09-27 13:00 | 7597.3333 | 7.5973
|  | 2014-09-28 01:05:02 | 23.8103 | 1.829 | 7.316 | 5.2777 | 5.2777 | 0.022 | 0.022 | 1.0292 | 1.0292 | 0 | 0 | 7.3448 | 7.3448 | -2.8207 | -1.4103 | 1.3372 | 0 | 0 |  |  | 6.5844 |  | 0.30726 | 30.7262 | 2.6743 | 0 | 2014-09-27 13:30 | 7344.8333 | 7.3448
|  | 2014-09-28 01:35:01 | 23.4083 | 1.7507 | 7.0027 | 5.3033 | 5.3033 | 0.022 | 0.022 | 1.0338 | 1.0338 | 0 | 0 | 7.047 | 7.047 | -2.9995 | -1.4997 | 1.4103 | 0 | 0 |  |  | 7.4929 |  | 0.29915 | 29.9153 | 2.8207 | 0 | 2014-09-27 14:00 | 7047 | 7.047
|  | 2014-09-28 02:05:03 | 22.9863 | 1.6383 | 6.5533 | 5.4437 | 5.4437 | 0.022 | 0.022 | 1.0377 | 1.0377 | 0 | 0 | 6.8147 | 6.8147 | -3.115 | -1.5575 | 1.4997 | 0 | 0 |  |  | 6.5533 |  | 0.2851 | 28.5097 | 2.9995 | 0 | 2014-09-27 14:30 | 6814.6667 | 6.8147
|  | 2014-09-28 02:35:02 | 22.7188 | 1.617 | 6.468 | 5.5182 | 5.5182 | 0.022667 | 0.022667 | 1.0142 | 1.0142 | 0 | 0 | 6.5662 | 6.5662 | -3.1297 | -1.5648 | 1.5575 | 0 | 0 |  |  | 6.5327 |  | 0.2847 | 28.4698 | 3.115 | 0 | 2014-09-27 15:00 | 6566.1667 | 6.5662
|  | 2014-09-28 03:05:03 | 22.7258 | 1.5233 | 6.0933 | 5.5198 | 5.5198 | 0.0245 | 0.0245 | 1.0017 | 1.0017 | 0 | 0 | 6.601 | 6.601 | -3.4855 | -1.7428 | 1.5648 | 0 | 0 |  |  | 6.3371 |  | 0.26812 | 26.8124 | 3.1297 | 0 | 2014-09-27 15:30 | 6601 | 6.601
|  | 2014-09-28 03:35:02 | 22.6078 | 1.4715 | 5.886 | 5.526 | 5.526 | 0.0265 | 0.0265 | 0.98383 | 0.98383 | 0 | 0 | 6.5458 | 6.5458 | -3.6397 | -1.8198 | 1.7428 | 0 | 0 |  |  | 5.7683 |  | 0.26035 | 26.0352 | 3.4855 | 0 | 2014-09-27 16:00 | 6545.8333 | 6.5458
|  | 2014-09-28 04:05:03 | 22.7267 | 1.4545 | 5.818 | 5.5305 | 5.5305 | 0.025 | 0.025 | 1.002 | 1.002 | 0 | 0 | 6.7148 | 6.7148 | -3.6363 | -1.8182 | 1.8198 | 0 | 0 |  |  | 5.9925 |  | 0.256 | 25.5999 | 3.6397 | 0 | 2014-09-27 16:30 | 6714.8333 | 6.7148
|  | 2014-09-28 04:35:04 | 22.9743 | 1.414 | 5.656 | 5.5292 | 5.5292 | 0.025 | 0.025 | 1.0392 | 1.0392 | 0 | 0 | 7.0022 | 7.0022 | -3.7228 | -1.8614 | 1.8182 | 0 | 0 |  |  | 5.4863 |  | 0.24619 | 24.6188 | 3.6363 | 0 | 2014-09-27 17:00 | 7002.1667 | 7.0022
|  | 2014-09-28 05:05:02 | 23.5702 | 1.2293 | 4.9173 | 5.529 | 5.529 | 0.024 | 0.024 | 1.0477 | 1.0477 | 0 | 0 | 7.4593 | 7.4593 | -4.5928 | -2.2964 | 1.8614 | 0 | 0 |  |  | 4.6715 |  | 0.20863 | 20.8625 | 3.7228 | 0 | 2014-09-27 17:30 | 7459.3333 | 7.4593
|  | 2014-09-28 05:35:03 | 24.1882 | 1.072 | 4.288 | 5.5367 | 5.5367 | 0.031 | 0.031 | 1.0065 | 1.0065 | 0 | 0 | 7.7485 | 7.7485 | -5.5775 | -2.7888 | 2.2964 | 0 | 0 |  |  | 4.3309 |  | 0.17728 | 17.7277 | 4.5928 | 0 | 2014-09-27 18:00 | 7748.5 | 7.7485
|  | 2014-09-28 06:05:03 | 24.8747 | 1.0748 | 4.2993 | 5.5393 | 5.5393 | 0.078 | 0.078 | 1.0388 | 1.0388 | 0 | 0 | 7.8727 | 7.8727 | -6.0465 | -3.0232 | 2.7888 | 0 | 0 |  |  | 4.2133 |  | 0.17284 | 17.284 | 5.5775 | 0 | 2014-09-27 18:30 | 7872.6667 | 7.8727
|  | 2014-09-28 06:35:02 | 25.1655 | 0.94 | 3.76 | 5.5328 | 5.5328 | 0.093 | 0.093 | 1.0567 | 1.0567 | 0 | 0 | 8.0663 | 8.0663 | -6.6567 | -3.3283 | 3.0232 | 0 | 0 |  |  | 3.8728 |  | 0.14941 | 14.9411 | 6.0465 | 0 | 2014-09-27 19:00 | 8066.3333 | 8.0663
|  | 2014-09-28 07:05:03 | 26.6283 | 0.81117 | 3.2447 | 5.5367 | 5.5367 | 0.093333 | 0.093333 | 1.0487 | 1.0487 | 0 | 0 | 8.4643 | 8.4643 | -8.2407 | -4.1203 | 3.3283 | 0 | 0 |  |  | 3.05 |  | 0.12185 | 12.185 | 6.6567 | 0 | 2014-09-27 19:30 | 8464.3333 | 8.4643
|  | 2014-09-28 07:35:04 | 28.2632 | 0.79033 | 3.1613 | 5.5452 | 5.5452 | 0.10067 | 0.10067 | 1.053 | 1.053 | 0 | 0 | 8.748 | 8.748 | -9.655 | -4.8275 | 4.1203 | 0 | 0 |  |  | 2.9084 |  | 0.11185 | 11.1853 | 8.2407 | 0 | 2014-09-27 20:00 | 8748 | 8.748
|  | 2014-09-28 08:05:01 | 29.8393 | 0.75267 | 3.0107 | 5.5573 | 5.5573 | 0.148 | 0.148 | 1.0077 | 1.0077 | 0 | 0 | 9.0802 | 9.0802 | -11.0355 | -5.5177 | 4.8275 | 0 | 0 |  |  | 3.2515 |  | 0.1009 | 10.0896 | 9.655 | 0 | 2014-09-27 20:30 | 9080.1667 | 9.0802
|  | 2014-09-28 08:35:03 | 30.9245 | 0.724 | 2.896 | 5.5577 | 5.5577 | 0.156 | 0.156 | 1.0367 | 1.0367 | 1.0504 | 1.0504 | 9.1953 | 9.1953 | -11.0324 | -5.5162 | 5.5177 | 0 | 0 |  |  | 2.7222 |  | 0.093647 | 9.3647 | 11.0355 | 0 | 2014-09-27 21:00 | 9195.3333 | 9.1953
|  | 2014-09-28 09:05:02 | 31.6145 | 0.699 | 2.796 | 5.5518 | 5.5518 | 0.15467 | 0.15467 | 1.0528 | 1.0528 | 1.0504 | 1.0504 | 9.239 | 9.239 | -11.7698 | -5.8849 | 5.5162 | 0 | 0 |  |  | 2.5723 |  | 0.08844 | 8.844 | 11.0324 | 0 | 2014-09-27 21:30 | 9239 | 9.239
|  | 2014-09-28 09:35:02 | 31.9175 | 0.67283 | 2.6913 | 5.4558 | 5.4558 | 0.15 | 0.15 | 1.0585 | 1.0585 | 1.7236 | 1.7236 | 9.2455 | 9.2455 | -11.5927 | -5.7964 | 5.8849 | 0 | 0 |  |  | 2.4491 |  | 0.084322 | 8.4322 | 11.7698 | 0 | 2014-09-27 22:00 | 9245.5 | 9.2455
|  | 2014-09-28 10:05:03 | 32.0875 | 0.66783 | 2.6713 | 5.329 | 5.329 | 0.089667 | 0.089667 | 1.046 | 1.046 | 1.7236 | 1.7236 | 9.2307 | 9.2307 | -11.9972 | -5.9986 | 5.7964 | 0 | 0 |  |  | 2.5378 |  | 0.083252 | 8.3252 | 11.5927 | 0 | 2014-09-27 22:30 | 9230.6667 | 9.2307
|  | 2014-09-28 10:35:02 | 32.209 | 0.62917 | 2.5167 | 5.2995 | 5.2995 | 0.079 | 0.079 | 1.0562 | 1.0562 | 2.7404 | 2.7404 | 9.2008 | 9.2008 | -11.3164 | -5.6582 | 5.9986 | 0 | 0 |  |  | 2.4915 |  | 0.078136 | 7.8136 | 11.9972 | 0 | 2014-09-27 23:00 | 9200.8333 | 9.2008
|  | 2014-09-28 11:05:02 | 32.4553 | 0.63967 | 2.5587 | 5.3248 | 5.3248 | 0.085167 | 0.085167 | 1.0523 | 1.0523 | 2.7404 | 2.7404 | 9.1737 | 9.1737 | -11.5203 | -5.7601 | 5.6582 | 0 | 0 |  |  | 2.7378 |  | 0.078837 | 7.8837 | 11.3164 | 0 | 2014-09-27 23:30 | 9173.6667 | 9.1737
|  | 2014-09-28 11:35:02 | 32.4412 | 0.67917 | 2.7167 | 5.4165 | 5.4165 | 0.0835 | 0.0835 | 1.0418 | 1.0418 | 3.2564 | 3.2564 | 9.1318 | 9.1318 | -10.7944 | -5.3972 | 5.7601 | 0 | 0 |  |  | 2.5265 |  | 0.083741 | 8.3741 | 11.5203 | 0 | 2014-09-28 | 9131.8333 | 9.1318
|  | 2014-09-28 12:05:02 | 32.1833 | 0.704 | 2.816 | 5.4163 | 5.4163 | 0.084 | 0.084 | 0.9155 | 0.9155 | 3.2564 | 3.2564 | 9.2938 | 9.2938 | -10.4013 | -5.2006 | 5.3972 | 0 | 0 |  |  | 2.816 |  | 0.087499 | 8.7499 | 10.7944 | 0 | 2014-09-28 00:30 | 9293.8333 | 9.2938
|  | 2014-09-28 12:35:03 | 31.8468 | 0.69417 | 2.7767 | 5.4168 | 5.4168 | 0.0835 | 0.0835 | 0.70717 | 0.70717 | 4.0828 | 4.0828 | 9.4177 | 9.4177 | -9.3622 | -4.6811 | 5.2006 | 0 | 0 |  |  | 2.6934 |  | 0.087188 | 8.7188 | 10.4013 | 0 | 2014-09-28 01:00 | 9417.6667 | 9.4177
|  | 2014-09-28 13:05:02 | 31.7285 | 0.644 | 2.576 | 5.4122 | 5.4122 | 0.083833 | 0.083833 | 0.69983 | 0.69983 | 4.0828 | 4.0828 | 9.56 | 9.56 | -9.3139 | -4.6569 | 4.6811 | 0 | 0 |  |  | 2.7563 |  | 0.081189 | 8.1189 | 9.3622 | 0 | 2014-09-28 01:30 | 9560 | 9.56
|  | 2014-09-28 13:35:02 | 31.6288 | 0.588 | 2.352 | 5.4333 | 5.4333 | 0.083167 | 0.083167 | 0.69983 | 0.69983 | 3.9924 | 3.9924 | 9.5667 | 9.5667 | -9.5014 | -4.7507 | 4.6569 | 0 | 0 |  |  | 2.1638 |  | 0.074363 | 7.4363 | 9.3139 | 0 | 2014-09-28 02:00 | 9566.6667 | 9.5667
|  | 2014-09-28 14:05:01 | 31.8363 | 0.56183 | 2.2473 | 5.5547 | 5.5547 | 0.081333 | 0.081333 | 0.69967 | 0.69967 | 3.9924 | 3.9924 | 9.5303 | 9.5303 | -9.7306 | -4.8653 | 4.7507 | 0 | 0 |  |  | 2.0451 |  | 0.07059 | 7.059 | 9.5014 | 0 | 2014-09-28 02:30 | 9530.3333 | 9.5303
|  | 2014-09-28 14:35:02 | 32.1428 | 0.57967 | 2.3187 | 5.6532 | 5.6532 | 0.082 | 0.082 | 0.7 | 0.7 | 3.8388 | 3.8388 | 9.5465 | 9.5465 | -10.0037 | -5.0018 | 4.8653 | 0 | 0 |  |  | 2.365 |  | 0.072136 | 7.2136 | 9.7306 | 0 | 2014-09-28 03:00 | 9546.5 | 9.5465
|  | 2014-09-28 15:05:02 | 32.7015 | 0.52733 | 2.1093 | 5.6628 | 5.6628 | 0.0815 | 0.0815 | 0.69933 | 0.69933 | 3.8388 | 3.8388 | 9.5838 | 9.5838 | -10.7259 | -5.3629 | 5.0018 | 0 | 0 |  |  | 2.0461 |  | 0.064503 | 6.4503 | 10.0037 | 0 | 2014-09-28 03:30 | 9583.8333 | 9.5838
|  | 2014-09-28 15:35:02 | 33.5753 | 0.502 | 2.008 | 5.6643 | 5.6643 | 0.082 | 0.082 | 0.696 | 0.696 | 2.5988 | 2.5988 | 9.7388 | 9.7388 | -12.7874 | -6.3937 | 5.3629 | 0 | 0 |  |  | 1.8273 |  | 0.059806 | 5.9806 | 10.7259 | 0 | 2014-09-28 04:00 | 9738.8333 | 9.7388
|  | 2014-09-28 16:05:03 | 34.366 | 0.468 | 1.872 | 5.6583 | 5.6583 | 0.15567 | 0.15567 | 0.69767 | 0.69767 | 2.5988 | 2.5988 | 9.8563 | 9.8563 | -13.5272 | -6.7636 | 6.3937 | 0 | 0 |  |  | 2.0405 |  | 0.054472 | 5.4472 | 12.7874 | 0 | 2014-09-28 04:30 | 9856.3333 | 9.8563
|  | 2014-09-28 16:35:03 | 34.8497 | 0.42383 | 1.6953 | 5.6605 | 5.6605 | 0.1725 | 0.1725 | 0.69567 | 0.69567 | 1.5064 | 1.5064 | 10.0045 | 10.0045 | -15.1148 | -7.5574 | 6.7636 | 0 | 0 |  |  | 1.5936 |  | 0.048647 | 4.8647 | 13.5272 | 0 | 2014-09-28 05:00 | 10004.5 | 10.0045
|  | 2014-09-28 17:05:01 | 35.2118 | 0.394 | 1.576 | 5.6573 | 5.6573 | 0.17217 | 0.17217 | 0.6895 | 0.6895 | 1.5064 | 1.5064 | 10.1428 | 10.1428 | -15.4676 | -7.7338 | 7.5574 | 0 | 0 |  |  | 1.5445 |  | 0.044758 | 4.4758 | 15.1148 | 0 | 2014-09-28 05:30 | 10142.8333 | 10.1428
|  | 2014-09-28 17:35:02 | 35.8823 | 0.3825 | 1.53 | 5.6562 | 5.6562 | 0.17217 | 0.17217 | 0.696 | 0.696 | 0.7092 | 0.7092 | 10.326 | 10.326 | -16.7928 | -8.3964 | 7.7338 | 0 | 0 |  |  | 1.683 |  | 0.042639 | 4.2639 | 15.4676 | 0 | 2014-09-28 06:00 | 10326 | 10.326
|  | 2014-09-28 18:05:03 | 37.4092 | 0.38833 | 1.5533 | 5.6538 | 5.6538 | 0.23417 | 0.23417 | 0.69833 | 0.69833 | 0.7092 | 0.7092 | 10.3233 | 10.3233 | -18.237 | -9.1185 | 8.3964 | 0 | 0 |  |  | 1.398 |  | 0.041523 | 4.1523 | 16.7928 | 0 | 2014-09-28 06:30 | 10323.3333 | 10.3233
|  | 2014-09-28 18:35:02 | 37.3538 | 0.3865 | 1.546 | 5.651 | 5.651 | 0.2805 | 0.2805 | 0.69933 | 0.69933 | 0.0612 | 0.0612 | 10.322 | 10.322 | -18.7938 | -9.3969 | 9.1185 | 0 | 0 |  |  | 1.4223 |  | 0.041388 | 4.1388 | 18.237 | 0 | 2014-09-28 07:00 | 10322 | 10.322
|  | 2014-09-28 19:05:05 | 36.5452 | 0.3645 | 1.458 | 5.6518 | 5.6518 | 0.189 | 0.189 | 0.6975 | 0.6975 | 0.0612 | 0.0612 | 10.329 | 10.329 | -18.1586 | -9.0793 | 9.3969 | 0 | 0 |  |  | 1.4143 |  | 0.039896 | 3.9896 | 18.7938 | 0 | 2014-09-28 07:30 | 10329 | 10.329
|  | 2014-09-28 19:35:01 | 35.4765 | 0.323 | 1.292 | 5.655 | 5.655 | 0.16767 | 0.16767 | 0.697 | 0.697 | 0 | 0 | 10.4223 | 10.4223 | -17.2425 | -8.6212 | 9.0793 | 0 | 0 |  |  | 1.3954 |  | 0.036418 | 3.6418 | 18.1586 | 0 | 2014-09-28 08:00 | 10422.3333 | 10.4223
|  | 2014-09-28 20:05:03 | 34.2407 | 0.31333 | 1.2533 | 5.5953 | 5.5953 | 0.073333 | 0.073333 | 0.69817 | 0.69817 | 0 | 0 | 10.5585 | 10.5585 | -16.062 | -8.031 | 8.6212 | 0 | 0 |  |  | 1.2032 |  | 0.036604 | 3.6604 | 17.2425 | 0 | 2014-09-28 08:30 | 10558.5 | 10.5585
|  | 2014-09-28 20:35:03 | 32.6753 | 0.32383 | 1.2953 | 5.4667 | 5.4667 | 0.066667 | 0.066667 | 0.6975 | 0.6975 | 0 | 0 | 10.4003 | 10.4003 | -14.7488 | -7.3744 | 8.031 | 0 | 0 |  |  | 1.386 |  | 0.039643 | 3.9643 | 16.062 | 0 | 2014-09-28 09:00 | 10400.3333 | 10.4003
|  | 2014-09-28 21:05:02 | 31.2272 | 0.33117 | 1.3247 | 5.4393 | 5.4393 | 0.067 | 0.067 | 0.69683 | 0.69683 | 0 | 0 | 10.4002 | 10.4002 | -13.2992 | -6.6496 | 7.3744 | 0 | 0 |  |  | 1.3644 |  | 0.04242 | 4.242 | 14.7488 | 0 | 2014-09-28 09:30 | 10400.1667 | 10.4002
|  | 2014-09-28 21:35:01 | 29.2757 | 0.34433 | 1.3773 | 5.4388 | 5.4388 | 0.066667 | 0.066667 | 0.696 | 0.696 | 0 | 0 | 10.2407 | 10.2407 | -11.4562 | -5.7281 | 6.6496 | 0 | 0 |  |  | 1.3498 |  | 0.047047 | 4.7047 | 13.2992 | 0 | 2014-09-28 10:00 | 10240.6667 | 10.2407
|  | 2014-09-28 22:05:02 | 27.2407 | 0.33733 | 1.3493 | 5.437 | 5.437 | 0.041833 | 0.041833 | 0.699 | 0.699 | 0 | 0 | 9.6867 | 9.6867 | -10.0268 | -5.0134 | 5.7281 | 0 | 0 |  |  | 1.4303 |  | 0.049534 | 4.9534 | 11.4562 | 0 | 2014-09-28 10:30 | 9686.6667 | 9.6867
|  | 2014-09-28 22:35:02 | 25.7045 | 0.33883 | 1.3553 | 5.44 | 5.44 | 0.038 | 0.038 | 0.6995 | 0.6995 | 0 | 0 | 9.2057 | 9.2057 | -8.966 | -4.483 | 5.0134 | 0 | 0 |  |  | 1.2198 |  | 0.052727 | 5.2727 | 10.0268 | 0 | 2014-09-28 11:00 | 9205.6667 | 9.2057
|  | 2014-09-28 23:05:01 | 25.1577 | 0.34883 | 1.3953 | 5.4398 | 5.4398 | 0.040167 | 0.040167 | 0.69967 | 0.69967 | 0 | 0 | 9.0675 | 9.0675 | -8.5152 | -4.2576 | 4.483 | 0 | 0 |  |  | 1.2558 |  | 0.055464 | 5.5464 | 8.966 | 0 | 2014-09-28 11:30 | 9067.5 | 9.0675
|  | 2014-09-28 23:35:02 | 25.0513 | 0.3375 | 1.35 | 5.4382 | 5.4382 | 0.041 | 0.041 | 0.7 | 0.7 | 0 | 0 | 9.0823 | 9.0823 | -8.4398 | -4.2199 | 4.2576 | 0 | 0 |  |  | 1.242 |  | 0.053889 | 5.3889 | 8.5152 | 0 | 2014-09-28 12:00 | 9082.3333 | 9.0823
|  | 2014-09-29 00:05:02 | 24.8962 | 0.32083 | 1.2833 | 5.4428 | 5.4428 | 0.0395 | 0.0395 | 0.6995 | 0.6995 | 0 | 0 | 9.003 | 9.003 | -8.428 | -4.214 | 4.2199 | 0 | 0 |  |  | 1.155 |  | 0.051547 | 5.1547 | 8.4398 | 0 | 2014-09-28 12:30 | 9003 | 9.003
|  | 2014-09-29 00:35:03 | 25.015 | 0.35433 | 1.4173 | 5.5162 | 5.5162 | 0.029667 | 0.029667 | 0.69967 | 0.69967 | 0 | 0 | 9.0835 | 9.0835 | -8.2687 | -4.1343 | 4.214 | 0 | 0 |  |  | 1.2898 |  | 0.056659 | 5.6659 | 8.428 | 0 | 2014-09-28 13:00 | 9083.5 | 9.0835
|  | 2014-09-29 01:05:01 | 24.7187 | 0.38917 | 1.5567 | 5.6478 | 5.6478 | 0.022 | 0.022 | 0.69917 | 0.69917 | 0 | 0 | 8.8845 | 8.8845 | -7.9085 | -3.9542 | 4.1343 | 0 | 0 |  |  | 1.6656 |  | 0.062975 | 6.2975 | 8.2687 | 0 | 2014-09-28 13:30 | 8884.5 | 8.8845
|  | 2014-09-29 01:35:02 | 24.3795 | 0.38517 | 1.5407 | 5.6708 | 5.6708 | 0.022 | 0.022 | 0.6995 | 0.6995 | 0 | 0 | 8.684 | 8.684 | -7.7625 | -3.8812 | 3.9542 | 0 | 0 |  |  | 1.4636 |  | 0.063195 | 6.3195 | 7.9085 | 0 | 2014-09-28 14:00 | 8684 | 8.684
|  | 2014-09-29 02:05:02 | 24.2113 | 0.43183 | 1.7273 | 5.6792 | 5.6792 | 0.022 | 0.022 | 0.714 | 0.714 | 0 | 0 | 8.5677 | 8.5677 | -7.5012 | -3.7506 | 3.8812 | 0 | 0 |  |  | 1.6237 |  | 0.071344 | 7.1344 | 7.7625 | 0 | 2014-09-28 14:30 | 8567.6667 | 8.5677
|  | 2014-09-29 02:35:03 | 24.1448 | 0.45 | 1.8 | 5.6957 | 5.6957 | 0.022 | 0.022 | 0.71217 | 0.71217 | 0 | 0 | 8.4887 | 8.4887 | -7.4263 | -3.7132 | 3.7506 | 0 | 0 |  |  | 1.782 |  | 0.07455 | 7.455 | 7.5012 | 0 | 2014-09-28 15:00 | 8488.6667 | 8.4887
|  | 2014-09-29 03:05:03 | 24.1787 | 0.42433 | 1.6973 | 5.721 | 5.721 | 0.022 | 0.022 | 0.72083 | 0.72083 | 0 | 0 | 8.5725 | 8.5725 | -7.445 | -3.7225 | 3.7132 | 0 | 0 |  |  | 1.5446 |  | 0.0702 | 7.02 | 7.4263 | 0 | 2014-09-28 15:30 | 8572.5 | 8.5725
|  | 2014-09-29 03:35:02 | 24.3863 | 0.44 | 1.76 | 5.8028 | 5.8028 | 0.022 | 0.022 | 0.7265 | 0.7265 | 0 | 0 | 8.6792 | 8.6792 | -7.3958 | -3.6979 | 3.7225 | 0 | 0 |  |  | 1.8832 |  | 0.072172 | 7.2172 | 7.445 | 0 | 2014-09-28 16:00 | 8679.1667 | 8.6792
|  | 2014-09-29 04:05:03 | 24.928 | 0.4175 | 1.67 | 5.8735 | 5.8735 | 0.022 | 0.022 | 0.72733 | 0.72733 | 0 | 0 | 9.0008 | 9.0008 | -7.6343 | -3.8172 | 3.6979 | 0 | 0 |  |  | 1.7869 |  | 0.066993 | 6.6993 | 7.3958 | 0 | 2014-09-28 16:30 | 9000.8333 | 9.0008
|  | 2014-09-29 04:35:03 | 25.7807 | 0.42867 | 1.7147 | 5.9138 | 5.9138 | 0.022 | 0.022 | 0.72733 | 0.72733 | 0 | 0 | 9.5158 | 9.5158 | -7.887 | -3.9435 | 3.8172 | 0 | 0 |  |  | 1.6804 |  | 0.06651 | 6.651 | 7.6343 | 0 | 2014-09-28 17:00 | 9515.8333 | 9.5158
|  | 2014-09-29 05:05:02 | 27.2993 | 0.461 | 1.844 | 5.9513 | 5.9513 | 0.022 | 0.022 | 0.7285 | 0.7285 | 0 | 0 | 10.4628 | 10.4628 | -8.2907 | -4.1453 | 3.9435 | 0 | 0 |  |  | 1.9731 |  | 0.067547 | 6.7547 | 7.887 | 0 | 2014-09-28 17:30 | 10462.8333 | 10.4628
|  | 2014-09-29 05:35:03 | 30.5733 | 0.46017 | 1.8407 | 5.962 | 5.962 | 0.0215 | 0.0215 | 0.73083 | 0.73083 | 0 | 0 | 11.2825 | 11.2825 | -10.7358 | -5.3679 | 4.1453 | 0 | 0 |  |  | 1.7854 |  | 0.060205 | 6.0205 | 8.2907 | 0 | 2014-09-28 18:00 | 11282.5 | 11.2825
|  | 2014-09-29 06:05:02 | 34.1225 | 0.4115 | 1.646 | 5.9627 | 5.9627 | 0.021 | 0.021 | 0.73133 | 0.73133 | 0 | 0 | 11.7872 | 11.7872 | -13.9743 | -6.9872 | 5.3679 | 0 | 0 |  |  | 1.6131 |  | 0.048238 | 4.8238 | 10.7358 | 0 | 2014-09-28 18:30 | 11787.1667 | 11.7872
|  | 2014-09-29 06:35:03 | 36.6247 | 0.41817 | 1.6727 | 5.9608 | 5.9608 | 0.021 | 0.021 | 0.7325 | 0.7325 | 0 | 0 | 12.4463 | 12.4463 | -15.7913 | -7.8957 | 6.9872 | 0 | 0 |  |  | 1.6894 |  | 0.04567 | 4.567 | 13.9743 | 0 | 2014-09-28 19:00 | 12446.3333 | 12.4463
|  | 2014-09-29 07:05:03 | 37.8037 | 0.389 | 1.556 | 5.9575 | 5.9575 | 0.021 | 0.021 | 0.73133 | 0.73133 | 0 | 0 | 12.6653 | 12.6653 | -16.8725 | -8.4362 | 7.8957 | 0 | 0 |  |  | 1.6338 |  | 0.04116 | 4.116 | 15.7913 | 0 | 2014-09-28 19:30 | 12665.3333 | 12.6653
|  | 2014-09-29 07:35:03 | 37.9452 | 0.36767 | 1.4707 | 5.9567 | 5.9567 | 0.021833 | 0.021833 | 0.7315 | 0.7315 | 0 | 0 | 12.8823 | 12.8823 | -16.8822 | -8.4411 | 8.4362 | 0 | 0 |  |  | 1.3971 |  | 0.038758 | 3.8758 | 16.8725 | 0 | 2014-09-28 20:00 | 12882.3333 | 12.8823
|  | 2014-09-29 08:05:02 | 38.5365 | 0.38133 | 1.5253 | 5.956 | 5.956 | 0.051 | 0.051 | 0.73833 | 0.73833 | 0 | 0 | 13.02 | 13.02 | -17.2458 | -8.6229 | 8.4411 | 0 | 0 |  |  | 1.4491 |  | 0.039582 | 3.9582 | 16.8822 | 0 | 2014-09-28 20:30 | 13020 | 13.02
|  | 2014-09-29 08:35:03 | 38.9438 | 0.41917 | 1.6767 | 5.955 | 5.955 | 0.055667 | 0.055667 | 0.74583 | 0.74583 | 0.8988 | 0.8988 | 13.053 | 13.053 | -16.5589 | -8.2794 | 8.6229 | 0 | 0 |  |  | 1.7437 |  | 0.043053 | 4.3053 | 17.2458 | 0 | 2014-09-28 21:00 | 13053 | 13.053
|  | 2014-09-29 09:05:04 | 38.9847 | 0.36383 | 1.4553 | 5.9525 | 5.9525 | 0.054833 | 0.054833 | 0.743 | 0.743 | 0.8988 | 0.8988 | 13.062 | 13.062 | -16.8182 | -8.4091 | 8.2794 | 0 | 0 |  |  | 1.5281 |  | 0.037331 | 3.7331 | 16.5589 | 0 | 2014-09-28 21:30 | 13062 | 13.062
|  | 2014-09-29 09:35:02 | 39.0115 | 0.27583 | 1.1033 | 5.9598 | 5.9598 | 0.053833 | 0.053833 | 0.74433 | 0.74433 | 1.6912 | 1.6912 | 12.912 | 12.912 | -16.547 | -8.2735 | 8.4091 | 0 | 0 |  |  | 1.1585 |  | 0.028282 | 2.8282 | 16.8182 | 0 | 2014-09-28 22:00 | 12912 | 12.912
|  | 2014-09-29 10:05:03 | 39.1567 | 0.29017 | 1.1607 | 5.9635 | 5.9635 | 0.034333 | 0.034333 | 0.74533 | 0.74533 | 1.6912 | 1.6912 | 12.7515 | 12.7515 | -16.8101 | -8.4051 | 8.2735 | 0 | 0 |  |  | 1.1955 |  | 0.029642 | 2.9642 | 16.547 | 0 | 2014-09-28 22:30 | 12751.5 | 12.7515
|  | 2014-09-29 10:35:03 | 39.1597 | 0.30767 | 1.2307 | 5.9788 | 5.9788 | 0.042833 | 0.042833 | 0.74633 | 0.74633 | 2.3784 | 2.3784 | 12.6078 | 12.6078 | -16.1748 | -8.0874 | 8.4051 | 0 | 0 |  |  | 1.2799 |  | 0.031427 | 3.1427 | 16.8101 | 0 | 2014-09-28 23:00 | 12607.8333 | 12.6078
|  | 2014-09-29 11:05:03 | 39.3727 | 0.331 | 1.324 | 5.9903 | 5.9903 | 0.11083 | 0.11083 | 0.74967 | 0.74967 | 2.3784 | 2.3784 | 12.6003 | 12.6003 | -16.2191 | -8.1096 | 8.0874 | 0 | 0 |  |  | 1.4034 |  | 0.033627 | 3.3627 | 16.1748 | 0 | 2014-09-28 23:30 | 12600.3333 | 12.6003
|  | 2014-09-29 11:35:03 | 39.2285 | 0.34733 | 1.3893 | 6.0022 | 6.0022 | 0.0615 | 0.0615 | 0.8625 | 0.8625 | 2.4464 | 2.4464 | 12.63 | 12.63 | -15.8366 | -7.9183 | 8.1096 | 0 | 0 |  |  | 1.5005 |  | 0.035416 | 3.5416 | 16.2191 | 0 | 2014-09-29 | 12630 | 12.63
|  | 2014-09-29 12:05:02 | 39.0765 | 0.35717 | 1.4287 | 5.999 | 5.999 | 0.037 | 0.037 | 0.97783 | 0.97783 | 2.4464 | 2.4464 | 12.5792 | 12.5792 | -15.6084 | -7.8042 | 7.9183 | 0 | 0 |  |  | 1.3001 |  | 0.036561 | 3.6561 | 15.8366 | 0 | 2014-09-29 00:30 | 12579.1667 | 12.5792
|  | 2014-09-29 12:35:02 | 38.7838 | 0.365 | 1.46 | 5.9997 | 5.9997 | 0.037167 | 0.037167 | 1.0852 | 1.0852 | 3.2252 | 3.2252 | 12.4667 | 12.4667 | -14.51 | -7.255 | 7.8042 | 0 | 0 |  |  | 1.3724 |  | 0.037645 | 3.7645 | 15.6084 | 0 | 2014-09-29 01:00 | 12466.6667 | 12.4667
|  | 2014-09-29 13:05:02 | 38.6412 | 0.36433 | 1.4573 | 5.9998 | 5.9998 | 0.037 | 0.037 | 1.0923 | 1.0923 | 3.2252 | 3.2252 | 12.5092 | 12.5092 | -14.3203 | -7.1601 | 7.255 | 0 | 0 |  |  | 1.6031 |  | 0.037715 | 3.7715 | 14.51 | 0 | 2014-09-29 01:30 | 12509.1667 | 12.5092
|  | 2014-09-29 13:35:04 | 38.476 | 0.35117 | 1.4047 | 5.996 | 5.996 | 0.0375 | 0.0375 | 1.0917 | 1.0917 | 3.1196 | 3.1196 | 12.666 | 12.666 | -14.1606 | -7.0803 | 7.1601 | 0 | 0 |  |  | 1.3906 |  | 0.036508 | 3.6508 | 14.3203 | 0 | 2014-09-29 02:00 | 12666 | 12.666
|  | 2014-09-29 14:05:02 | 38.2277 | 0.36483 | 1.4593 | 5.9978 | 5.9978 | 0.060833 | 0.060833 | 1.0905 | 1.0905 | 3.1196 | 3.1196 | 12.6743 | 12.6743 | -13.8252 | -6.9126 | 7.0803 | 0 | 0 |  |  | 1.4156 |  | 0.038175 | 3.8175 | 14.1606 | 0 | 2014-09-29 02:30 | 12674.3333 | 12.6743
|  | 2014-09-29 14:35:01 | 38.605 | 0.3765 | 1.506 | 5.9947 | 5.9947 | 0.062333 | 0.062333 | 1.0847 | 1.0847 | 2.6444 | 2.6444 | 12.7137 | 12.7137 | -14.5993 | -7.2996 | 6.9126 | 0 | 0 |  |  | 1.4608 |  | 0.03901 | 3.901 | 13.8252 | 0 | 2014-09-29 03:00 | 12713.6667 | 12.7137
|  | 2014-09-29 15:05:03 | 39.4158 | 0.3655 | 1.462 | 5.999 | 5.999 | 0.068167 | 0.068167 | 1.073 | 1.073 | 2.6444 | 2.6444 | 12.8182 | 12.8182 | -15.3511 | -7.6755 | 7.2996 | 0 | 0 |  |  | 1.5936 |  | 0.037092 | 3.7092 | 14.5993 | 0 | 2014-09-29 03:30 | 12818.1667 | 12.8182
|  | 2014-09-29 15:35:01 | 40.3573 | 0.315 | 1.26 | 5.9985 | 5.9985 | 0.078 | 0.078 | 1.0878 | 1.0878 | 2.1824 | 2.1824 | 12.9677 | 12.9677 | -16.7829 | -8.3915 | 7.6755 | 0 | 0 |  |  | 1.26 |  | 0.031221 | 3.1221 | 15.3511 | 0 | 2014-09-29 04:00 | 12967.6667 | 12.9677
|  | 2014-09-29 16:05:05 | 41.093 | 0.28633 | 1.1453 | 5.9983 | 5.9983 | 0.13617 | 0.13617 | 1.0877 | 1.0877 | 2.1824 | 2.1824 | 13.1203 | 13.1203 | -17.4228 | -8.7114 | 8.3915 | 0 | 0 |  |  | 1.1797 |  | 0.027872 | 2.7872 | 16.7829 | 0 | 2014-09-29 04:30 | 13120.3333 | 13.1203
|  | 2014-09-29 16:35:04 | 41.1755 | 0.29083 | 1.1633 | 5.9957 | 5.9957 | 0.145 | 0.145 | 1.092 | 1.092 | 1.0964 | 1.0964 | 13.1472 | 13.1472 | -18.5359 | -9.268 | 8.7114 | 0 | 0 |  |  | 1.0935 |  | 0.028253 | 2.8253 | 17.4228 | 0 | 2014-09-29 05:00 | 13147.1667 | 13.1472
|  | 2014-09-29 17:05:02 | 41.11 | 0.3085 | 1.234 | 5.9985 | 5.9985 | 0.14433 | 0.14433 | 1.0902 | 1.0902 | 1.0964 | 1.0964 | 13.1075 | 13.1075 | -18.4391 | -9.2196 | 9.268 | 0 | 0 |  |  | 1.1229 |  | 0.030017 | 3.0017 | 18.5359 | 0 | 2014-09-29 05:30 | 13107.5 | 13.1075
|  | 2014-09-29 17:35:02 | 41.3817 | 0.32017 | 1.2807 | 6.0015 | 6.0015 | 0.19133 | 0.19133 | 1.0887 | 1.0887 | 0.3548 | 0.3548 | 13.122 | 13.122 | -19.3427 | -9.6714 | 9.2196 | 0 | 0 |  |  | 1.2807 |  | 0.030948 | 3.0948 | 18.4391 | 0 | 2014-09-29 06:00 | 13122 | 13.122
|  | 2014-09-29 18:05:03 | 42.3262 | 0.37 | 1.48 | 5.9968 | 5.9968 | 0.26883 | 0.26883 | 1.0872 | 1.0872 | 0.3548 | 0.3548 | 13.1975 | 13.1975 | -19.941 | -9.9705 | 9.6714 | 0 | 0 |  |  | 1.4504 |  | 0.034967 | 3.4967 | 19.3427 | 0 | 2014-09-29 06:30 | 13197.5 | 13.1975
|  | 2014-09-29 18:35:02 | 42.2317 | 0.43183 | 1.7273 | 5.9988 | 5.9988 | 0.3155 | 0.3155 | 1.0848 | 1.0848 | 0.104 | 0.104 | 13.193 | 13.193 | -19.8082 | -9.9041 | 9.9705 | 0 | 0 |  |  | 1.7273 |  | 0.040901 | 4.0901 | 19.941 | 0 | 2014-09-29 07:00 | 13193 | 13.193
|  | 2014-09-29 19:05:02 | 41.1042 | 0.4765 | 1.906 | 6.002 | 6.002 | 0.23383 | 0.23383 | 1.0827 | 1.0827 | 0.104 | 0.104 | 13.2027 | 13.2027 | -18.573 | -9.2865 | 9.9041 | 0 | 0 |  |  | 1.8869 |  | 0.04637 | 4.637 | 19.8082 | 0 | 2014-09-29 07:30 | 13202.6667 | 13.2027
|  | 2014-09-29 19:35:03 | 39.3528 | 0.49517 | 1.9807 | 6.0025 | 6.0025 | 0.18883 | 0.18883 | 1.0717 | 1.0717 | 0 | 0 | 13.2113 | 13.2113 | -16.8978 | -8.4489 | 9.2865 | 0 | 0 |  |  | 1.7826 |  | 0.050331 | 5.0331 | 18.573 | 0 | 2014-09-29 08:00 | 13211.3333 | 13.2113
|  | 2014-09-29 20:05:03 | 37.9102 | 0.4305 | 1.722 | 6.0095 | 6.0095 | 0.12083 | 0.12083 | 1.0737 | 1.0737 | 0 | 0 | 13.1537 | 13.1537 | -15.8305 | -7.9152 | 8.4489 | 0 | 0 |  |  | 1.7564 |  | 0.045423 | 4.5423 | 16.8978 | 0 | 2014-09-29 08:30 | 13153.6667 | 13.1537
|  | 2014-09-29 20:35:02 | 35.6113 | 0.49817 | 1.9927 | 6.0085 | 6.0085 | 0.111 | 0.111 | 1.0757 | 1.0757 | 0 | 0 | 13.1107 | 13.1107 | -13.3128 | -6.6564 | 7.9152 | 0 | 0 |  |  | 2.1122 |  | 0.055956 | 5.5956 | 15.8305 | 0 | 2014-09-29 09:00 | 13110.6667 | 13.1107
|  | 2014-09-29 21:05:03 | 33.7813 | 0.54267 | 2.1707 | 6.0102 | 6.0102 | 0.11133 | 0.11133 | 1.078 | 1.078 | 0 | 0 | 12.8282 | 12.8282 | -11.583 | -5.7915 | 6.6564 | 0 | 0 |  |  | 2.2575 |  | 0.064256 | 6.4256 | 13.3128 | 0 | 2014-09-29 09:30 | 12828.1667 | 12.8282
|  | 2014-09-29 21:35:02 | 31.477 | 0.60067 | 2.4027 | 6.013 | 6.013 | 0.1045 | 0.1045 | 1.0822 | 1.0822 | 0 | 0 | 12.4168 | 12.4168 | -9.4578 | -4.7289 | 5.7915 | 0 | 0 |  |  | 2.3306 |  | 0.076331 | 7.6331 | 11.583 | 0 | 2014-09-29 10:00 | 12416.8333 | 12.4168
|  | 2014-09-29 22:05:02 | 29.0168 | 0.65667 | 2.6267 | 6.0155 | 6.0155 | 0.048167 | 0.048167 | 1.0813 | 1.0813 | 0 | 0 | 11.828 | 11.828 | -7.4172 | -3.7086 | 4.7289 | 0 | 0 |  |  | 2.6004 |  | 0.090522 | 9.0522 | 9.4578 | 0 | 2014-09-29 10:30 | 11828 | 11.828
|  | 2014-09-29 22:35:01 | 27.4603 | 0.72267 | 2.8907 | 6.0202 | 6.0202 | 0.040333 | 0.040333 | 1.0607 | 1.0607 | 0 | 0 | 11.2097 | 11.2097 | -6.2388 | -3.1194 | 3.7086 | 0 | 0 |  |  | 2.8907 |  | 0.10527 | 10.5267 | 7.4172 | 0 | 2014-09-29 11:00 | 11209.6667 | 11.2097
|  | 2014-09-29 23:05:02 | 26.913 | 0.80283 | 3.2113 | 6.0285 | 6.0285 | 0.040167 | 0.040167 | 1.0312 | 1.0312 | 0 | 0 | 10.8862 | 10.8862 | -5.7157 | -2.8578 | 3.1194 | 0 | 0 |  |  | 3.1471 |  | 0.11932 | 11.9323 | 6.2388 | 0 | 2014-09-29 11:30 | 10886.1667 | 10.8862
|  | 2014-09-29 23:35:03 | 26.0947 | 0.93517 | 3.7407 | 6.03 | 6.03 | 0.04 | 0.04 | 1.0367 | 1.0367 | 0 | 0 | 10.32 | 10.32 | -4.9273 | -2.4637 | 2.8578 | 0 | 0 |  |  | 4.0399 |  | 0.14335 | 14.335 | 5.7157 | 0 | 2014-09-29 12:00 | 10320 | 10.32
|  | 2014-09-30 00:05:02 | 25.617 | 0.92483 | 3.6993 | 6.0283 | 6.0283 | 0.024 | 0.024 | 1.036 | 1.036 | 0 | 0 | 9.9145 | 9.9145 | -4.9148 | -2.4574 | 2.4637 | 0 | 0 |  |  | 4.0323 |  | 0.14441 | 14.4409 | 4.9273 | 0 | 2014-09-29 12:30 | 9914.5 | 9.9145
|  | 2014-09-30 00:35:02 | 25.473 | 0.93883 | 3.7553 | 6.028 | 6.028 | 0.021 | 0.021 | 1.0365 | 1.0365 | 0 | 0 | 9.7683 | 9.7683 | -4.8638 | -2.4319 | 2.4574 | 0 | 0 |  |  | 3.9431 |  | 0.14742 | 14.7424 | 4.9148 | 0 | 2014-09-29 13:00 | 9768.3333 | 9.7683
|  | 2014-09-30 01:05:01 | 24.9938 | 0.952 | 3.808 | 6.0315 | 6.0315 | 0.021 | 0.021 | 1.0358 | 1.0358 | 0 | 0 | 9.6608 | 9.6608 | -4.4367 | -2.2183 | 2.4319 | 0 | 0 |  |  | 3.808 |  | 0.15236 | 15.2358 | 4.8638 | 0 | 2014-09-29 13:30 | 9660.8333 | 9.6608
|  | 2014-09-30 01:35:01 | 24.6545 | 0.96333 | 3.8533 | 6.0308 | 6.0308 | 0.021 | 0.021 | 1.0462 | 1.0462 | 0 | 0 | 9.3188 | 9.3188 | -4.3843 | -2.1922 | 2.2183 | 0 | 0 |  |  | 4.1231 |  | 0.15629 | 15.6293 | 4.4367 | 0 | 2014-09-29 14:00 | 9318.8333 | 9.3188
|  | 2014-09-30 02:05:03 | 24.4708 | 1.072 | 4.288 | 6.0395 | 6.0395 | 0.021 | 0.021 | 1.0475 | 1.0475 | 0 | 0 | 9.041 | 9.041 | -4.0338 | -2.0169 | 2.1922 | 0 | 0 |  |  | 4.3738 |  | 0.17523 | 17.5229 | 4.3843 | 0 | 2014-09-29 14:30 | 9041 | 9.041
|  | 2014-09-30 02:35:01 | 24.3083 | 1.1363 | 4.5453 | 6.0555 | 6.0555 | 0.020667 | 0.020667 | 1.0482 | 1.0482 | 0 | 0 | 8.836 | 8.836 | -3.8027 | -1.9013 | 2.0169 | 0 | 0 |  |  | 4.8635 |  | 0.18699 | 18.6987 | 4.0338 | 0 | 2014-09-29 15:00 | 8836 | 8.836
|  | 2014-09-30 03:05:02 | 24.354 | 1.1542 | 4.6167 | 6.077 | 6.077 | 0.021 | 0.021 | 1.0467 | 1.0467 | 0 | 0 | 8.7677 | 8.7677 | -3.825 | -1.9125 | 1.9013 | 0 | 0 |  |  | 4.6167 |  | 0.18957 | 18.9565 | 3.8027 | 0 | 2014-09-29 15:30 | 8767.6667 | 8.7677
|  | 2014-09-30 03:35:01 | 24.4832 | 1.1705 | 4.682 | 6.1013 | 6.1013 | 0.021 | 0.021 | 1.048 | 1.048 | 0 | 0 | 8.987 | 8.987 | -3.6438 | -1.8219 | 1.9125 | 0 | 0 |  |  | 4.5884 |  | 0.19123 | 19.1233 | 3.825 | 0 | 2014-09-29 16:00 | 8987 | 8.987
|  | 2014-09-30 04:05:03 | 25.0833 | 1.1308 | 4.5233 | 6.1082 | 6.1082 | 0.021 | 0.021 | 1.0478 | 1.0478 | 0 | 0 | 9.6422 | 9.6422 | -3.7408 | -1.8704 | 1.8219 | 0 | 0 |  |  | 4.071 |  | 0.18033 | 18.0332 | 3.6438 | 0 | 2014-09-29 16:30 | 9642.1667 | 9.6422
|  | 2014-09-30 04:35:02 | 25.8175 | 1.1482 | 4.5927 | 6.1148 | 6.1148 | 0.021 | 0.021 | 1.0482 | 1.0482 | 0 | 0 | 9.8932 | 9.8932 | -4.1477 | -2.0738 | 1.8704 | 0 | 0 |  |  | 4.8223 |  | 0.17789 | 17.789 | 3.7408 | 0 | 2014-09-29 17:00 | 9893.1667 | 9.8932
|  | 2014-09-30 05:05:02 | 27.6098 | 1.2193 | 4.8773 | 6.1193 | 6.1193 | 0.021 | 0.021 | 1.0488 | 1.0488 | 0 | 0 | 10.8508 | 10.8508 | -4.6925 | -2.3462 | 2.0738 | 0 | 0 |  |  | 4.3896 |  | 0.17665 | 17.6652 | 4.1477 | 0 | 2014-09-29 17:30 | 10850.8333 | 10.8508
|  | 2014-09-30 05:35:02 | 30.789 | 1.2448 | 4.9793 | 6.1193 | 6.1193 | 0.023 | 0.023 | 1.0513 | 1.0513 | 0 | 0 | 12.1578 | 12.1578 | -6.4582 | -3.2291 | 2.3462 | 0 | 0 |  |  | 5.2781 |  | 0.16172 | 16.1724 | 4.6925 | 0 | 2014-09-29 18:00 | 12157.8333 | 12.1578
|  | 2014-09-30 06:05:02 | 34.1307 | 1.304 | 5.216 | 6.1192 | 6.1192 | 0.064167 | 0.064167 | 1.0525 | 1.0525 | 0 | 0 | 12.7425 | 12.7425 | -8.9363 | -4.4682 | 3.2291 | 0 | 0 |  |  | 5.6854 |  | 0.15282 | 15.2824 | 6.4582 | 0 | 2014-09-29 18:30 | 12742.5 | 12.7425
|  | 2014-09-30 06:35:02 | 36.4983 | 1.3842 | 5.5367 | 6.1202 | 6.1202 | 0.3995 | 0.3995 | 1.0513 | 1.0513 | 0 | 0 | 12.894 | 12.894 | -10.4967 | -5.2483 | 4.4682 | 0 | 0 |  |  | 5.7028 |  | 0.1517 | 15.1696 | 8.9363 | 0 | 2014-09-29 19:00 | 12894 | 12.894
|  | 2014-09-30 07:05:01 | 37.4612 | 1.4893 | 5.9573 | 6.1228 | 6.1228 | 0.1995 | 0.1995 | 1.051 | 1.051 | 0 | 0 | 12.837 | 12.837 | -11.2935 | -5.6467 | 5.2483 | 0 | 0 |  |  | 5.719 |  | 0.15903 | 15.9027 | 10.4967 | 0 | 2014-09-29 19:30 | 12837 | 12.837
|  | 2014-09-30 07:35:02 | 37.2773 | 1.534 | 6.136 | 6.1247 | 6.1247 | 0.1065 | 0.1065 | 1.0518 | 1.0518 | 0 | 0 | 12.6848 | 12.6848 | -11.1735 | -5.5868 | 5.6467 | 0 | 0 |  |  | 5.7065 |  | 0.1646 | 16.4604 | 11.2935 | 0 | 2014-09-29 20:00 | 12684.8333 | 12.6848
|  | 2014-09-30 08:05:03 | 37.8395 | 1.6147 | 6.4587 | 6.1363 | 6.1363 | 0.1305 | 0.1305 | 1.066 | 1.066 | 0 | 0 | 12.82 | 12.82 | -11.228 | -5.614 | 5.5868 | 0 | 0 |  |  | 7.1045 |  | 0.17069 | 17.0686 | 11.1735 | 0 | 2014-09-29 20:30 | 12820 | 12.82
|  | 2014-09-30 08:35:03 | 38.0732 | 1.6073 | 6.4293 | 6.143 | 6.143 | 0.14033 | 0.14033 | 1.0768 | 1.0768 | 1.1368 | 1.1368 | 12.9077 | 12.9077 | -10.2392 | -5.1196 | 5.614 | 0 | 0 |  |  | 6.8794 |  | 0.16887 | 16.8868 | 11.228 | 0 | 2014-09-29 21:00 | 12907.6667 | 12.9077
|  | 2014-09-30 09:05:03 | 37.7208 | 1.6808 | 6.7233 | 6.1602 | 6.1602 | 0.15183 | 0.15183 | 1.0735 | 1.0735 | 1.1368 | 1.1368 | 12.8877 | 12.8877 | -9.5875 | -4.7938 | 5.1196 | 0 | 0 |  |  | 6.1182 |  | 0.17824 | 17.8239 | 10.2392 | 0 | 2014-09-29 21:30 | 12887.6667 | 12.8877
|  | 2014-09-30 09:35:02 | 37.4308 | 1.7313 | 6.9253 | 6.1543 | 6.1543 | 0.15183 | 0.15183 | 1.07 | 1.07 | 2.1636 | 2.1636 | 12.8608 | 12.8608 | -8.1049 | -4.0525 | 4.7938 | 0 | 0 |  |  | 6.3021 |  | 0.18502 | 18.5017 | 9.5875 | 0 | 2014-09-29 22:00 | 12860.8333 | 12.8608
|  | 2014-09-30 10:05:02 | 37.299 | 1.7435 | 6.974 | 6.1532 | 6.1532 | 0.15017 | 0.15017 | 1.0583 | 1.0583 | 2.1636 | 2.1636 | 12.8668 | 12.8668 | -7.9329 | -3.9664 | 4.0525 | 0 | 0 |  |  | 7.253 |  | 0.18698 | 18.6976 | 8.1049 | 0 | 2014-09-29 22:30 | 12866.8333 | 12.8668
|  | 2014-09-30 10:35:01 | 37.2588 | 1.8133 | 7.2533 | 6.1448 | 6.1448 | 0.15083 | 0.15083 | 1.0703 | 1.0703 | 1.8 | 1.8 | 12.8025 | 12.8025 | -8.037 | -4.0185 | 3.9664 | 0 | 0 |  |  | 7.8336 |  | 0.19467 | 19.4674 | 7.9329 | 0 | 2014-09-29 23:00 | 12802.5 | 12.8025
|  | 2014-09-30 11:05:01 | 37.2677 | 1.9203 | 7.6813 | 6.1483 | 6.1483 | 0.13367 | 0.13367 | 1.0663 | 1.0663 | 1.8 | 1.8 | 12.7072 | 12.7072 | -7.7308 | -3.8654 | 4.0185 | 0 | 0 |  |  | 8.4495 |  | 0.20611 | 20.6113 | 8.037 | 0 | 2014-09-29 23:30 | 12707.1667 | 12.7072
|  | 2014-09-30 11:35:01 | 36.9905 | 1.9857 | 7.9427 | 6.158 | 6.158 | 0.12983 | 0.12983 | 1.0652 | 1.0652 | 2.7908 | 2.7908 | 12.5895 | 12.5895 | -6.3145 | -3.1573 | 3.8654 | 0 | 0 |  |  | 7.3073 |  | 0.21472 | 21.4722 | 7.7308 | 0 | 2014-09-30 | 12589.5 | 12.5895
|  | 2014-09-30 12:05:03 | 36.6763 | 2.0628 | 8.2513 | 6.1625 | 6.1625 | 0.12933 | 0.12933 | 1.0608 | 1.0608 | 2.7908 | 2.7908 | 12.615 | 12.615 | -5.6665 | -2.8333 | 3.1573 | 0 | 0 |  |  | 7.9213 |  | 0.22498 | 22.4977 | 6.3145 | 0 | 2014-09-30 00:30 | 12615 | 12.615
|  | 2014-09-30 12:35:04 | 36.4177 | 2.1092 | 8.4367 | 6.1572 | 6.1572 | 0.12933 | 0.12933 | 1.0652 | 1.0652 | 3.03 | 3.03 | 12.7132 | 12.7132 | -4.8862 | -2.4431 | 2.8333 | 0 | 0 |  |  | 8.1836 |  | 0.23166 | 23.1664 | 5.6665 | 0 | 2014-09-30 01:00 | 12713.1667 | 12.7132
|  | 2014-09-30 13:05:02 | 36.491 | 2.0145 | 8.058 | 6.1493 | 6.1493 | 0.14033 | 0.14033 | 1.0615 | 1.0615 | 3.03 | 3.03 | 12.7625 | 12.7625 | -5.2893 | -2.6447 | 2.4431 | 0 | 0 |  |  | 8.7026 |  | 0.22082 | 22.0822 | 4.8862 | 0 | 2014-09-30 01:30 | 12762.5 | 12.7625
|  | 2014-09-30 13:35:03 | 36.3082 | 2.011 | 8.044 | 6.1538 | 6.1538 | 0.13017 | 0.13017 | 1.0615 | 1.0615 | 2.8124 | 2.8124 | 12.7453 | 12.7453 | -5.3609 | -2.6805 | 2.6447 | 0 | 0 |  |  | 7.8027 |  | 0.22155 | 22.1548 | 5.2893 | 0 | 2014-09-30 02:00 | 12745.3333 | 12.7453
|  | 2014-09-30 14:05:02 | 36.2488 | 2.0537 | 8.2147 | 6.1487 | 6.1487 | 0.14317 | 0.14317 | 1.0647 | 1.0647 | 2.8124 | 2.8124 | 12.7617 | 12.7617 | -5.1036 | -2.5518 | 2.6805 | 0 | 0 |  |  | 8.7897 |  | 0.22662 | 22.6619 | 5.3609 | 0 | 2014-09-30 02:30 | 12761.6667 | 12.7617
|  | 2014-09-30 14:35:02 | 36.7092 | 2.1138 | 8.4553 | 6.1462 | 6.1462 | 0.15867 | 0.15867 | 1.0652 | 1.0652 | 2.7216 | 2.7216 | 13.0083 | 13.0083 | -5.1539 | -2.577 | 2.5518 | 0 | 0 |  |  | 9.3009 |  | 0.23033 | 23.0333 | 5.1036 | 0 | 2014-09-30 03:00 | 13008.3333 | 13.0083
|  | 2014-09-30 15:05:03 | 37.6092 | 2.2072 | 8.8287 | 6.1472 | 6.1472 | 0.164 | 0.164 | 1.0655 | 1.0655 | 2.7216 | 2.7216 | 13.0165 | 13.0165 | -5.6657 | -2.8329 | 2.577 | 0 | 0 |  |  | 8.3872 |  | 0.23475 | 23.4748 | 5.1539 | 0 | 2014-09-30 03:30 | 13016.5 | 13.0165
|  | 2014-09-30 15:35:02 | 38.524 | 2.2025 | 8.81 | 6.15 | 6.15 | 0.17517 | 0.17517 | 1.066 | 1.066 | 1.6484 | 1.6484 | 13.0532 | 13.0532 | -7.6213 | -3.8106 | 2.8329 | 0 | 0 |  |  | 9.4267 |  | 0.22869 | 22.8689 | 5.6657 | 0 | 2014-09-30 04:00 | 13053.1667 | 13.0532
|  | 2014-09-30 16:05:02 | 39.2272 | 2.2405 | 8.962 | 6.1503 | 6.1503 | 0.199 | 0.199 | 1.0703 | 1.0703 | 1.6484 | 1.6484 | 13.1262 | 13.1262 | -8.0709 | -4.0355 | 3.8106 | 0 | 0 |  |  | 8.0658 |  | 0.22846 | 22.8464 | 7.6213 | 0 | 2014-09-30 04:30 | 13126.1667 | 13.1262
|  | 2014-09-30 16:35:01 | 39.3447 | 2.4017 | 9.6067 | 6.1493 | 6.1493 | 0.20317 | 0.20317 | 1.0703 | 1.0703 | 1.0796 | 1.0796 | 13.1328 | 13.1328 | -8.1027 | -4.0514 | 4.0355 | 0 | 0 |  |  | 8.7421 |  | 0.24417 | 24.4167 | 8.0709 | 0 | 2014-09-30 05:00 | 13132.8333 | 13.1328
|  | 2014-09-30 17:05:04 | 39.2255 | 2.5565 | 10.226 | 6.1482 | 6.1482 | 0.20767 | 0.20767 | 1.0695 | 1.0695 | 1.0796 | 1.0796 | 13.1805 | 13.1805 | -7.3141 | -3.657 | 4.0514 | 0 | 0 |  |  | 10.1237 |  | 0.2607 | 26.0698 | 8.1027 | 0 | 2014-09-30 05:30 | 13180.5 | 13.1805
|  | 2014-09-30 17:35:02 | 39.8653 | 2.6223 | 10.4893 | 6.1487 | 6.1487 | 0.20817 | 0.20817 | 1.0872 | 1.0872 | 0.3728 | 0.3728 | 13.2555 | 13.2555 | -8.3037 | -4.1518 | 3.657 | 0 | 0 |  |  | 10.2795 |  | 0.26312 | 26.3119 | 7.3141 | 0 | 2014-09-30 06:00 | 13255.5 | 13.2555
|  | 2014-09-30 18:05:02 | 41.2837 | 2.8238 | 11.2953 | 6.1497 | 6.1497 | 0.34567 | 0.34567 | 1.0983 | 1.0983 | 0.3728 | 0.3728 | 13.3232 | 13.3232 | -8.6987 | -4.3494 | 4.1518 | 0 | 0 |  |  | 12.3119 |  | 0.2736 | 27.3603 | 8.3037 | 0 | 2014-09-30 06:30 | 13323.1667 | 13.3232
|  | 2014-09-30 18:35:03 | 41.0143 | 3.136 | 12.544 | 6.1558 | 6.1558 | 0.32433 | 0.32433 | 1.1057 | 1.1057 | 0.1132 | 0.1132 | 13.3193 | 13.3193 | -7.452 | -3.726 | 4.3494 | 0 | 0 |  |  | 11.415 |  | 0.30584 | 30.5844 | 8.6987 | 0 | 2014-09-30 07:00 | 13319.3333 | 13.3193
|  | 2014-09-30 19:05:02 | 39.9043 | 3.0482 | 12.1927 | 6.1572 | 6.1572 | 0.28017 | 0.28017 | 1.1105 | 1.1105 | 0.1132 | 0.1132 | 13.0858 | 13.0858 | -6.9648 | -3.4824 | 3.726 | 0 | 0 |  |  | 13.29 |  | 0.30555 | 30.5547 | 7.452 | 0 | 2014-09-30 07:30 | 13085.8333 | 13.0858
|  | 2014-09-30 19:35:02 | 38.1375 | 3.0783 | 12.3133 | 6.1568 | 6.1568 | 0.2805 | 0.2805 | 1.111 | 1.111 | 0 | 0 | 12.6165 | 12.6165 | -5.6593 | -2.8297 | 3.4824 | 0 | 0 |  |  | 12.1902 |  | 0.32287 | 32.2867 | 6.9648 | 0 | 2014-09-30 08:00 | 12616.5 | 12.6165
|  | 2014-09-30 20:05:02 | 36.5732 | 3.1368 | 12.5473 | 6.1552 | 6.1552 | 0.12917 | 0.12917 | 1.1052 | 1.1052 | 0 | 0 | 12.7618 | 12.7618 | -3.8745 | -1.9372 | 2.8297 | 0 | 0 |  |  | 11.5435 |  | 0.34307 | 34.3075 | 5.6593 | 0 | 2014-09-30 08:30 | 12761.8333 | 12.7618
|  | 2014-09-30 20:35:02 | 34.602 | 3.1885 | 12.754 | 6.1517 | 6.1517 | 0.10233 | 0.10233 | 1.1062 | 1.1062 | 0 | 0 | 12.6573 | 12.6573 | -1.8305 | -0.91525 | 1.9372 | 0 | 0 |  |  | 12.3714 |  | 0.36859 | 36.8591 | 3.8745 | 0 | 2014-09-30 09:00 | 12657.3333 | 12.6573
|  | 2014-09-30 21:05:03 | 32.6013 | 3.0373 | 12.1493 | 6.1502 | 6.1502 | 0.089833 | 0.089833 | 1.108 | 1.108 | 0 | 0 | 12.2537 | 12.2537 | -0.85033 | -0.42517 | 0.91525 | 0 | 0 |  |  | 12.8783 |  | 0.37266 | 37.2664 | 1.8305 | 0 | 2014-09-30 09:30 | 12253.6667 | 12.2537
|  | 2014-09-30 21:35:02 | 30.3107 | 2.9272 | 11.7087 | 6.157 | 6.157 | 0.081833 | 0.081833 | 1.1072 | 1.1072 | 0 | 0 | 11.664 | 11.664 | 0.408 | 0.204 | 0.42517 | 0.204 | 0 |  |  | 12.177 |  | 0.38629 | 38.6289 | 0.85033 | 0 | 2014-09-30 10:00 | 11664 | 11.664
|  | 2014-09-30 22:05:02 | 27.8927 | 3.026 | 12.104 | 6.1558 | 6.1558 | 0.065167 | 0.065167 | 1.1058 | 1.1058 | 0 | 0 | 10.349 | 10.349 | 1.8872 | 0.94358 | 0 | 1.1476 | 0 |  |  | 11.2567 |  | 0.43395 | 43.3949 | 0 | 0 | 2014-09-30 10:30 | 10349 | 10.349
|  | 2014-09-30 22:35:02 | 26.137 | 3.164 | 12.656 | 6.1608 | 6.1608 | 0.061167 | 0.061167 | 1.1067 | 1.1067 | 0 | 0 | 9.1015 | 9.1015 | 2.9492 | 1.4746 | 0 | 2.6222 | 0 |  |  | 13.5419 |  | 0.48422 | 48.4218 | 0 | 0 | 2014-09-30 11:00 | 9101.5 | 9.1015
|  | 2014-09-30 23:05:03 | 26.0885 | 3.2185 | 12.874 | 6.1565 | 6.1565 | 0.057 | 0.057 | 1.1062 | 1.1062 | 0 | 0 | 9.3198 | 9.3198 | 3.425 | 1.7125 | 0 | 4.3347 | 0 |  |  | 13.9039 |  | 0.49347 | 49.3474 | 0 | 0 | 2014-09-30 11:30 | 9319.8333 | 9.3198
|  | 2014-09-30 23:35:01 | 25.4448 | 2.839 | 11.356 | 6.1595 | 6.1595 | 0.057 | 0.057 | 1.1063 | 1.1063 | 0 | 0 | 9.063 | 9.063 | 2.297 | 1.1485 | 0 | 5.4832 | 0 |  |  | 11.9238 |  | 0.4463 | 44.6299 | 0 | 0 | 2014-09-30 12:00 | 9063 | 9.063
|  | 2014-10-01 00:05:02 | 24.9362 | 2.6452 | 10.5807 | 6.1612 | 6.1612 | 0.039 | 0.039 | 1.1052 | 1.1052 | 0 | 0 | 8.8322 | 8.8322 | 1.782 | 0.891 | 0 | 6.3742 | 0 |  |  | 9.6284 |  | 0.42431 | 42.431 | 0 | 0 | 2014-09-30 12:30 | 8832.1667 | 8.8322
|  | 2014-10-01 00:35:02 | 24.7172 | 2.4287 | 9.7147 | 6.161 | 6.161 | 0.035 | 0.035 | 1.1037 | 1.1037 | 0 | 0 | 8.848 | 8.848 | 1.1452 | 0.57258 | 0 | 6.9467 | 0 |  |  | 9.0346 |  | 0.39303 | 39.3033 | 0 | 0 | 2014-09-30 13:00 | 8848 | 8.848
|  | 2014-10-01 01:05:05 | 24.5758 | 2.5112 | 10.0447 | 6.1652 | 6.1652 | 0.0355 | 0.0355 | 1.103 | 1.103 | 0 | 0 | 8.5383 | 8.5383 | 1.3108 | 0.65542 | 0 | 7.6022 | 0 |  |  | 9.9442 |  | 0.40872 | 40.8721 | 0 | 0 | 2014-09-30 13:30 | 8538.3333 | 8.5383
|  | 2014-10-01 01:35:04 | 24.186 | 2.3932 | 9.5727 | 6.1643 | 6.1643 | 0.036 | 0.036 | 1.0858 | 1.0858 | 0 | 0 | 8.2865 | 8.2865 | 0.95933 | 0.47967 | 0 | 8.0818 | 0 |  |  | 8.9983 |  | 0.39579 | 39.5794 | 0 | 0 | 2014-09-30 14:00 | 8286.5 | 8.2865
|  | 2014-10-01 02:05:02 | 24.1208 | 2.289 | 9.156 | 6.157 | 6.157 | 0.035833 | 0.035833 | 1.0183 | 1.0183 | 0 | 0 | 8.3193 | 8.3193 | 0.56567 | 0.28283 | 0 | 8.3647 | 0 |  |  | 9.2476 |  | 0.37959 | 37.9589 | 0 | 0 | 2014-09-30 14:30 | 8319.3333 | 8.3193
|  | 2014-10-01 02:35:02 | 24.1338 | 2.2365 | 8.946 | 6.1565 | 6.1565 | 0.035 | 0.035 | 1.0545 | 1.0545 | 0 | 0 | 8.4028 | 8.4028 | 0.461 | 0.2305 | 0 | 8.5952 | 0 |  |  | 8.4987 |  | 0.37068 | 37.0683 | 0 | 0 | 2014-09-30 15:00 | 8402.8333 | 8.4028
|  | 2014-10-01 03:05:02 | 24.1847 | 2.354 | 9.416 | 6.1582 | 6.1582 | 0.035 | 0.035 | 1.0785 | 1.0785 | 0 | 0 | 8.319 | 8.319 | 0.822 | 0.411 | 0 | 9.0062 | 0 |  |  | 8.5686 |  | 0.38934 | 38.9338 | 0 | 0 | 2014-09-30 15:30 | 8319 | 8.319
|  | 2014-10-01 03:35:01 | 24.3207 | 2.5087 | 10.0347 | 6.1572 | 6.1572 | 0.035167 | 0.035167 | 1.0552 | 1.0552 | 0 | 0 | 8.381 | 8.381 | 1.3425 | 0.67125 | 0 | 9.6774 | 0 |  |  | 10.135 |  | 0.4126 | 41.2598 | 0 | 0 | 2014-09-30 16:00 | 8381 | 8.381
|  | 2014-10-01 04:05:04 | 24.6923 | 2.4615 | 9.846 | 6.1547 | 6.1547 | 0.049833 | 0.049833 | 1.105 | 1.105 | 0 | 0 | 8.9807 | 8.9807 | 1.4438 | 0.72192 | 0 | 10.3993 | 0 |  |  | 9.0583 |  | 0.39875 | 39.8747 | 0 | 0 | 2014-09-30 16:30 | 8980.6667 | 8.9807
|  | 2014-10-01 04:35:03 | 25.5265 | 2.5297 | 10.1187 | 6.1565 | 6.1565 | 0.051667 | 0.051667 | 1.106 | 1.106 | 0 | 0 | 9.5448 | 9.5448 | 1.4512 | 0.72558 | 0 | 11.1249 | 0 |  |  | 10.2199 |  | 0.3964 | 39.6399 | 0 | 0 | 2014-09-30 17:00 | 9544.8333 | 9.5448
|  | 2014-10-01 05:05:02 | 27.4868 | 2.5435 | 10.174 | 6.1542 | 6.1542 | 0.051 | 0.051 | 1.1083 | 1.1083 | 0 | 0 | 10.1252 | 10.1252 | 0.12583 | 0.062917 | 0 | 11.1878 | 0 |  |  | 9.6653 |  | 0.37014 | 37.0141 | 0 | 0 | 2014-09-30 17:30 | 10125.1667 | 10.1252
|  | 2014-10-01 05:35:02 | 30.4548 | 2.5527 | 10.2107 | 6.1513 | 6.1513 | 0.0515 | 0.0515 | 1.1075 | 1.1075 | 0 | 0 | 11.5998 | 11.5998 | -1.334 | -0.667 | 0 | 10.5208 | 0 |  |  | 9.3938 |  | 0.33527 | 33.5272 | 0 | 1.334 | 2014-09-30 18:00 | 11599.8333 | 11.5998
|  | 2014-10-01 06:05:02 | 33.9295 | 2.4288 | 9.7153 | 6.15 | 6.15 | 0.065333 | 0.065333 | 1.1083 | 1.1083 | 0 | 0 | 12.542 | 12.542 | -4.3485 | -2.1742 | 0 | 8.3466 | 0 |  |  | 10.5897 |  | 0.28634 | 28.6339 | 0 | 4.3485 | 2014-09-30 18:30 | 12542 | 12.542
|  | 2014-10-01 06:35:03 | 36.279 | 2.3042 | 9.2167 | 6.1505 | 6.1505 | 0.065 | 0.065 | 1.1088 | 1.1088 | 0 | 0 | 12.9608 | 12.9608 | -6.7772 | -3.3886 | 0 | 4.958 | 0 |  |  | 8.9402 |  | 0.25405 | 25.405 | 0 | 6.7772 | 2014-09-30 19:00 | 12960.8333 | 12.9608
|  | 2014-10-01 07:05:02 | 37.3093 | 2.0305 | 8.122 | 6.1525 | 6.1525 | 0.069167 | 0.069167 | 1.1105 | 1.1105 | 0 | 0 | 13.0723 | 13.0723 | -8.7828 | -4.3914 | 0 | 0.56658 | 0 |  |  | 8.9342 |  | 0.21769 | 21.7694 | 0 | 8.7828 | 2014-09-30 19:30 | 13072.3333 | 13.0723
|  | 2014-10-01 07:35:03 | 37.2798 | 1.8945 | 7.578 | 6.1573 | 6.1573 | 0.086833 | 0.086833 | 1.1187 | 1.1187 | 0 | 0 | 13.0443 | 13.0443 | -9.2947 | -4.6473 | 0 | 0 | 0 |  |  | 8.26 |  | 0.20327 | 20.3273 | 0 | 1.1332 | 2014-09-30 20:00 | 13044.3333 | 13.0443
|  | 2014-10-01 08:05:04 | 37.6427 | 1.9185 | 7.674 | 6.1588 | 6.1588 | 0.127 | 0.127 | 1.116 | 1.116 | 0 | 0 | 13.0292 | 13.0292 | -9.5377 | -4.7688 | 4.6473 | 0 | 0 |  |  | 8.1344 |  | 0.20386 | 20.3864 | 9.2947 | 0 | 2014-09-30 20:30 | 13029.1667 | 13.0292
|  | 2014-10-01 08:35:04 | 37.8103 | 2.0043 | 8.0173 | 6.1617 | 6.1617 | 0.146 | 0.146 | 1.1145 | 1.1145 | 1.278 | 1.278 | 13.0313 | 13.0313 | -8.0615 | -4.0308 | 4.7688 | 0 | 0 |  |  | 8.2579 |  | 0.21204 | 21.2041 | 9.5377 | 0 | 2014-09-30 21:00 | 13031.3333 | 13.0313
|  | 2014-10-01 09:05:04 | 37.6343 | 1.8705 | 7.482 | 6.1612 | 6.1612 | 0.16033 | 0.16033 | 1.1128 | 1.1128 | 1.278 | 1.278 | 13.1122 | 13.1122 | -8.3278 | -4.1639 | 4.0308 | 0 | 0 |  |  | 8.0806 |  | 0.19881 | 19.8808 | 8.0615 | 0 | 2014-09-30 21:30 | 13112.1667 | 13.1122
|  | 2014-10-01 09:35:03 | 37.525 | 1.9712 | 7.8847 | 6.1618 | 6.1618 | 0.161 | 0.161 | 1.107 | 1.107 | 2.2052 | 2.2052 | 13.1505 | 13.1505 | -6.8548 | -3.4274 | 4.1639 | 0 | 0 |  |  | 7.8847 |  | 0.21012 | 21.0118 | 8.3278 | 0 | 2014-09-30 22:00 | 13150.5 | 13.1505
|  | 2014-10-01 10:05:01 | 37.5258 | 2.2043 | 8.8173 | 6.1555 | 6.1555 | 0.1775 | 0.1775 | 1.082 | 1.082 | 2.2052 | 2.2052 | 13.133 | 13.133 | -5.9553 | -2.9777 | 3.4274 | 0 | 0 |  |  | 8.2001 |  | 0.23497 | 23.4967 | 6.8548 | 0 | 2014-09-30 22:30 | 13133 | 13.133
|  | 2014-10-01 10:35:02 | 37.614 | 2.2807 | 9.1227 | 6.1655 | 6.1655 | 0.178 | 0.178 | 1.0592 | 1.0592 | 2.6024 | 2.6024 | 13.037 | 13.037 | -5.4493 | -2.7246 | 2.9777 | 0 | 0 |  |  | 9.0314 |  | 0.24253 | 24.2534 | 5.9553 | 0 | 2014-09-30 23:00 | 13037 | 13.037
|  | 2014-10-01 11:05:03 | 37.8343 | 2.2195 | 8.878 | 6.1763 | 6.1763 | 0.178 | 0.178 | 1.0638 | 1.0638 | 2.6024 | 2.6024 | 13.1222 | 13.1222 | -5.8136 | -2.9068 | 2.7246 | 0 | 0 |  |  | 9.4995 |  | 0.23465 | 23.4655 | 5.4493 | 0 | 2014-09-30 23:30 | 13122.1667 | 13.1222
|  | 2014-10-01 11:35:02 | 37.6195 | 2.2118 | 8.8473 | 6.1643 | 6.1643 | 0.1745 | 0.1745 | 1.0615 | 1.0615 | 3.1916 | 3.1916 | 13.1432 | 13.1432 | -5.0371 | -2.5185 | 2.9068 | 0 | 0 |  |  | 9.0243 |  | 0.23518 | 23.5179 | 5.8136 | 0 | 2014-10-01 | 13143.1667 | 13.1432
|  | 2014-10-01 12:05:01 | 37.5218 | 2.3468 | 9.3873 | 6.1555 | 6.1555 | 0.17133 | 0.17133 | 1.0828 | 1.0828 | 3.1916 | 3.1916 | 13.1438 | 13.1438 | -4.3894 | -2.1947 | 2.5185 | 0 | 0 |  |  | 9.1057 |  | 0.25018 | 25.0183 | 5.0371 | 0 | 2014-10-01 00:30 | 13143.8333 | 13.1438
|  | 2014-10-01 12:35:03 | 37.3623 | 2.3325 | 9.33 | 6.1563 | 6.1563 | 0.17683 | 0.17683 | 1.0817 | 1.0817 | 3.1872 | 3.1872 | 13.1453 | 13.1453 | -4.285 | -2.1425 | 2.1947 | 0 | 0 |  |  | 10.0764 |  | 0.24972 | 24.9717 | 4.3894 | 0 | 2014-10-01 01:00 | 13145.3333 | 13.1453
|  | 2014-10-01 13:05:01 | 37.2083 | 2.1947 | 8.7787 | 6.1582 | 6.1582 | 0.178 | 0.178 | 1.0827 | 1.0827 | 3.1872 | 3.1872 | 13.152 | 13.152 | -4.6716 | -2.3358 | 2.1425 | 0 | 0 |  |  | 8.8665 |  | 0.23593 | 23.5933 | 4.285 | 0 | 2014-10-01 01:30 | 13152 | 13.152
|  | 2014-10-01 13:35:02 | 37.2338 | 2.0745 | 8.298 | 6.1627 | 6.1627 | 0.1815 | 0.1815 | 1.083 | 1.083 | 3.208 | 3.208 | 13.151 | 13.151 | -5.1497 | -2.5748 | 2.3358 | 0 | 0 |  |  | 8.8789 |  | 0.22286 | 22.2862 | 4.6716 | 0 | 2014-10-01 02:00 | 13151 | 13.151
|  | 2014-10-01 14:05:01 | 37.0953 | 1.8068 | 7.2273 | 6.1615 | 6.1615 | 0.19183 | 0.19183 | 1.084 | 1.084 | 3.208 | 3.208 | 13.0577 | 13.0577 | -6.165 | -3.0825 | 2.5748 | 0 | 0 |  |  | 7.0828 |  | 0.19483 | 19.4831 | 5.1497 | 0 | 2014-10-01 02:30 | 13057.6667 | 13.0577
|  | 2014-10-01 14:35:01 | 37.671 | 1.6368 | 6.5473 | 6.1558 | 6.1558 | 0.20183 | 0.20183 | 1.083 | 1.083 | 3.9408 | 3.9408 | 12.7257 | 12.7257 | -7.0165 | -3.5083 | 3.0825 | 0 | 0 |  |  | 6.0235 |  | 0.1738 | 17.3803 | 6.165 | 0 | 2014-10-01 03:00 | 12725.6667 | 12.7257
|  | 2014-10-01 15:05:02 | 38.612 | 1.5712 | 6.2847 | 6.1625 | 6.1625 | 0.22 | 0.22 | 1.0813 | 1.0813 | 3.9408 | 3.9408 | 12.6583 | 12.6583 | -8.2644 | -4.1322 | 3.5083 | 0 | 0 |  |  | 6.4732 |  | 0.16276 | 16.2765 | 7.0165 | 0 | 2014-10-01 03:30 | 12658.3333 | 12.6583
|  | 2014-10-01 15:35:03 | 39.4615 | 1.5353 | 6.1413 | 6.1628 | 6.1628 | 0.377 | 0.377 | 1.0875 | 1.0875 | 3.4908 | 3.4908 | 12.4482 | 12.4482 | -9.7539 | -4.8769 | 4.1322 | 0 | 0 |  |  | 6.0799 |  | 0.15563 | 15.5628 | 8.2644 | 0 | 2014-10-01 04:00 | 12448.1667 | 12.4482
|  | 2014-10-01 16:05:03 | 39.9525 | 1.4118 | 5.6473 | 6.1597 | 6.1597 | 0.50433 | 0.50433 | 1.119 | 1.119 | 3.4908 | 3.4908 | 12.216 | 12.216 | -10.8154 | -5.4077 | 4.8769 | 0 | 0 |  |  | 5.9862 |  | 0.14135 | 14.1351 | 9.7539 | 0 | 2014-10-01 04:30 | 12216 | 12.216
|  | 2014-10-01 16:35:03 | 40.1785 | 1.2423 | 4.9693 | 6.1552 | 6.1552 | 0.32317 | 0.32317 | 1.1193 | 1.1193 | 1.982 | 1.982 | 12.2318 | 12.2318 | -13.3977 | -6.6988 | 5.4077 | 0 | 0 |  |  | 4.8203 |  | 0.12368 | 12.3681 | 10.8154 | 0 | 2014-10-01 05:00 | 12231.8333 | 12.2318
|  | 2014-10-01 17:05:01 | 40.3608 | 1.1428 | 4.5713 | 6.1593 | 6.1593 | 0.3015 | 0.3015 | 1.1195 | 1.1195 | 1.982 | 1.982 | 12.2407 | 12.2407 | -13.9865 | -6.9933 | 6.6988 | 0 | 0 |  |  | 4.6628 |  | 0.11326 | 11.3262 | 13.3977 | 0 | 2014-10-01 05:30 | 12240.6667 | 12.2407
|  | 2014-10-01 17:35:02 | 41.202 | 1.0833 | 4.3333 | 6.1618 | 6.1618 | 0.38167 | 0.38167 | 1.1027 | 1.1027 | 0.6064 | 0.6064 | 12.2183 | 12.2183 | -16.3978 | -8.1989 | 6.9933 | 0 | 0 |  |  | 4.68 |  | 0.10517 | 10.5173 | 13.9865 | 0 | 2014-10-01 06:00 | 12218.3333 | 12.2183
|  | 2014-10-01 18:05:02 | 42.655 | 1.031 | 4.124 | 6.1607 | 6.1607 | 0.64433 | 0.64433 | 1.1117 | 1.1117 | 0.6064 | 0.6064 | 12.3577 | 12.3577 | -17.6503 | -8.8251 | 8.1989 | 0 | 0 |  |  | 3.8766 |  | 0.096683 | 9.6683 | 16.3978 | 0 | 2014-10-01 06:30 | 12357.6667 | 12.3577
|  | 2014-10-01 18:35:03 | 42.4522 | 1.0348 | 4.1393 | 6.16 | 6.16 | 0.5835 | 0.5835 | 1.1175 | 1.1175 | 0.0692 | 0.0692 | 12.3975 | 12.3975 | -17.9851 | -8.9926 | 8.8251 | 0 | 0 |  |  | 4.1807 |  | 0.097506 | 9.7506 | 17.6503 | 0 | 2014-10-01 07:00 | 12397.5 | 12.3975
|  | 2014-10-01 19:05:01 | 41.3162 | 1.0257 | 4.1027 | 6.1595 | 6.1595 | 0.47967 | 0.47967 | 1.1163 | 1.1163 | 0.0692 | 0.0692 | 12.3977 | 12.3977 | -16.9911 | -8.4956 | 8.9926 | 0 | 0 |  |  | 3.7745 |  | 0.099299 | 9.9299 | 17.9851 | 0 | 2014-10-01 07:30 | 12397.6667 | 12.3977
|  | 2014-10-01 19:35:01 | 39.6998 | 1.0063 | 4.0253 | 6.1562 | 6.1562 | 0.36567 | 0.36567 | 1.0712 | 1.0712 | 0 | 0 | 12.3753 | 12.3753 | -15.7062 | -7.8531 | 8.4956 | 0 | 0 |  |  | 3.9046 |  | 0.10139 | 10.1394 | 16.9911 | 0 | 2014-10-01 08:00 | 12375.3333 | 12.3753
|  | 2014-10-01 20:05:03 | 38.1557 | 0.9635 | 3.854 | 6.1598 | 6.1598 | 0.223 | 0.223 | 1.1027 | 1.1027 | 0 | 0 | 12.3575 | 12.3575 | -14.4587 | -7.2293 | 7.8531 | 0 | 0 |  |  | 3.5457 |  | 0.10101 | 10.1007 | 15.7062 | 0 | 2014-10-01 08:30 | 12357.5 | 12.3575
|  | 2014-10-01 20:35:02 | 35.9643 | 0.81967 | 3.2787 | 6.1548 | 6.1548 | 0.20533 | 0.20533 | 1.116 | 1.116 | 0 | 0 | 12.3452 | 12.3452 | -12.8643 | -6.4322 | 7.2293 | 0 | 0 |  |  | 3.0164 |  | 0.091164 | 9.1164 | 14.4587 | 0 | 2014-10-01 09:00 | 12345.1667 | 12.3452
|  | 2014-10-01 21:05:02 | 33.8467 | 0.79317 | 3.1727 | 6.1558 | 6.1558 | 0.18733 | 0.18733 | 1.114 | 1.114 | 0 | 0 | 12.3112 | 12.3112 | -10.9057 | -5.4528 | 6.4322 | 0 | 0 |  |  | 3.3313 |  | 0.093736 | 9.3736 | 12.8643 | 0 | 2014-10-01 09:30 | 12311.1667 | 12.3112
|  | 2014-10-01 21:35:03 | 31.5528 | 0.769 | 3.076 | 6.1568 | 6.1568 | 0.15783 | 0.15783 | 1.1128 | 1.1128 | 0 | 0 | 12.1485 | 12.1485 | -8.9008 | -4.4504 | 5.4528 | 0 | 0 |  |  | 3.076 |  | 0.097487 | 9.7487 | 10.9057 | 0 | 2014-10-01 10:00 | 12148.5 | 12.1485
|  | 2014-10-01 22:05:03 | 29.2347 | 0.80317 | 3.2127 | 6.157 | 6.157 | 0.1195 | 0.1195 | 1.113 | 1.113 | 0 | 0 | 12.0393 | 12.0393 | -6.5932 | -3.2966 | 4.4504 | 0 | 0 |  |  | 3.309 |  | 0.10989 | 10.9892 | 8.9008 | 0 | 2014-10-01 10:30 | 12039.3333 | 12.0393
|  | 2014-10-01 22:35:01 | 27.3455 | 0.7515 | 3.006 | 6.1602 | 6.1602 | 0.12517 | 0.12517 | 1.1128 | 1.1128 | 0 | 0 | 11.9227 | 11.9227 | -5.0187 | -2.5093 | 3.2966 | 0 | 0 |  |  | 2.7054 |  | 0.10993 | 10.9927 | 6.5932 | 0 | 2014-10-01 11:00 | 11922.6667 | 11.9227
|  | 2014-10-01 23:05:02 | 26.6553 | 0.71167 | 2.8467 | 6.1648 | 6.1648 | 0.124 | 0.124 | 1.1125 | 1.1125 | 0 | 0 | 11.9785 | 11.9785 | -4.4288 | -2.2144 | 2.5093 | 0 | 0 |  |  | 2.989 |  | 0.1068 | 10.6795 | 5.0187 | 0 | 2014-10-01 11:30 | 11978.5 | 11.9785
|  | 2014-10-01 23:35:02 | 26.3377 | 0.74983 | 2.9993 | 6.1653 | 6.1653 | 0.12333 | 0.12333 | 1.1127 | 1.1127 | 0 | 0 | 11.8245 | 11.8245 | -4.1125 | -2.0563 | 2.2144 | 0 | 0 |  |  | 2.8794 |  | 0.11388 | 11.388 | 4.4288 | 0 | 2014-10-01 12:00 | 11824.5 | 11.8245
|  | 2014-10-02 00:05:01 | 25.9452 | 0.7285 | 2.914 | 6.1647 | 6.1647 | 0.108 | 0.108 | 1.1125 | 1.1125 | 0 | 0 | 11.5505 | 11.5505 | -4.0955 | -2.0477 | 2.0563 | 0 | 0 |  |  | 2.6809 |  | 0.11231 | 11.2314 | 4.1125 | 0 | 2014-10-01 12:30 | 11550.5 | 11.5505
|  | 2014-10-02 00:35:02 | 25.8208 | 0.75217 | 3.0087 | 6.1707 | 6.1707 | 0.105 | 0.105 | 1.1122 | 1.1122 | 0 | 0 | 11.47 | 11.47 | -3.9543 | -1.9772 | 2.0477 | 0 | 0 |  |  | 2.8582 |  | 0.11652 | 11.6521 | 4.0955 | 0 | 2014-10-01 13:00 | 11470 | 11.47
|  | 2014-10-02 01:05:03 | 25.4932 | 0.72383 | 2.8953 | 6.1692 | 6.1692 | 0.103 | 0.103 | 1.112 | 1.112 | 0 | 0 | 11.1037 | 11.1037 | -4.11 | -2.055 | 1.9772 | 0 | 0 |  |  | 3.098 |  | 0.11357 | 11.3573 | 3.9543 | 0 | 2014-10-01 13:30 | 11103.6667 | 11.1037
|  | 2014-10-02 01:35:01 | 25.2878 | 0.6745 | 2.698 | 6.1645 | 6.1645 | 0.103 | 0.103 | 1.1132 | 1.1132 | 0 | 0 | 10.8053 | 10.8053 | -4.4038 | -2.2019 | 2.055 | 0 | 0 |  |  | 2.5631 |  | 0.10669 | 10.6692 | 4.11 | 0 | 2014-10-01 14:00 | 10805.3333 | 10.8053
|  | 2014-10-02 02:05:02 | 25.1802 | 0.686 | 2.744 | 6.1663 | 6.1663 | 0.10217 | 0.10217 | 1.113 | 1.113 | 0 | 0 | 10.778 | 10.778 | -4.2767 | -2.1383 | 2.2019 | 0 | 0 |  |  | 2.7989 |  | 0.10897 | 10.8975 | 4.4038 | 0 | 2014-10-01 14:30 | 10778 | 10.778
|  | 2014-10-02 02:35:02 | 25.018 | 0.65167 | 2.6067 | 6.1667 | 6.1667 | 0.101 | 0.101 | 1.1048 | 1.1048 | 0 | 0 | 10.7337 | 10.7337 | -4.3052 | -2.1526 | 2.1383 | 0 | 0 |  |  | 2.7109 |  | 0.10419 | 10.4192 | 4.2767 | 0 | 2014-10-01 15:00 | 10733.6667 | 10.7337
|  | 2014-10-02 03:05:02 | 24.7815 | 0.63483 | 2.5393 | 6.1598 | 6.1598 | 0.1005 | 0.1005 | 1.0842 | 1.0842 | 0 | 0 | 10.3758 | 10.3758 | -4.5218 | -2.2609 | 2.1526 | 0 | 0 |  |  | 2.3362 |  | 0.10247 | 10.2469 | 4.3052 | 0 | 2014-10-01 15:30 | 10375.8333 | 10.3758
|  | 2014-10-02 03:35:02 | 25.0577 | 0.635 | 2.54 | 6.1625 | 6.1625 | 0.099833 | 0.099833 | 1.1118 | 1.1118 | 0 | 0 | 10.4248 | 10.4248 | -4.7187 | -2.3593 | 2.2609 | 0 | 0 |  |  | 2.6416 |  | 0.10137 | 10.1366 | 4.5218 | 0 | 2014-10-01 16:00 | 10424.8333 | 10.4248
|  | 2014-10-02 04:05:02 | 25.4958 | 0.622 | 2.488 | 6.1692 | 6.1692 | 0.10367 | 0.10367 | 1.11 | 1.11 | 0 | 0 | 10.8017 | 10.8017 | -4.8233 | -2.4117 | 2.3593 | 0 | 0 |  |  | 2.4382 |  | 0.097585 | 9.7585 | 4.7187 | 0 | 2014-10-01 16:30 | 10801.6667 | 10.8017
|  | 2014-10-02 04:35:04 | 26.5812 | 0.63583 | 2.5433 | 6.179 | 6.179 | 0.10467 | 0.10467 | 1.1027 | 1.1027 | 0 | 0 | 10.9903 | 10.9903 | -5.6612 | -2.8306 | 2.4117 | 0 | 0 |  |  | 2.7977 |  | 0.095682 | 9.5682 | 4.8233 | 0 | 2014-10-01 17:00 | 10990.3333 | 10.9903
|  | 2014-10-02 05:05:01 | 28.1975 | 0.65017 | 2.6007 | 6.179 | 6.179 | 0.1045 | 0.1045 | 1.0973 | 1.0973 | 0 | 0 | 11.313 | 11.313 | -6.903 | -3.4515 | 2.8306 | 0 | 0 |  |  | 2.7047 |  | 0.09223 | 9.223 | 5.6612 | 0 | 2014-10-01 17:30 | 11313 | 11.313
|  | 2014-10-02 05:35:03 | 31.3962 | 0.715 | 2.86 | 6.1733 | 6.1733 | 0.10817 | 0.10817 | 1.0972 | 1.0972 | 0 | 0 | 11.8345 | 11.8345 | -9.323 | -4.6615 | 3.4515 | 0 | 0 |  |  | 2.6884 |  | 0.091094 | 9.1094 | 6.903 | 0 | 2014-10-01 18:00 | 11834.5 | 11.8345
|  | 2014-10-02 06:05:02 | 35.0838 | 0.80683 | 3.2273 | 6.1733 | 6.1733 | 0.155 | 0.155 | 1.097 | 1.097 | 0 | 0 | 12.0793 | 12.0793 | -12.3518 | -6.1759 | 4.6615 | 0 | 0 |  |  | 3.4855 |  | 0.091989 | 9.1989 | 9.323 | 0 | 2014-10-01 18:30 | 12079.3333 | 12.0793
|  | 2014-10-02 06:35:03 | 37.2647 | 0.8675 | 3.47 | 6.1757 | 6.1757 | 0.15783 | 0.15783 | 1.097 | 1.097 | 0 | 0 | 12.2475 | 12.2475 | -14.1167 | -7.0583 | 6.1759 | 0 | 0 |  |  | 3.5394 |  | 0.093118 | 9.3118 | 12.3518 | 0 | 2014-10-01 19:00 | 12247.5 | 12.2475
|  | 2014-10-02 07:05:03 | 38.3425 | 0.94083 | 3.7633 | 6.179 | 6.179 | 0.161 | 0.161 | 1.0988 | 1.0988 | 0 | 0 | 12.399 | 12.399 | -14.7413 | -7.3707 | 7.0583 | 0 | 0 |  |  | 3.6504 |  | 0.09815 | 9.815 | 14.1167 | 0 | 2014-10-01 19:30 | 12399 | 12.399
|  | 2014-10-02 07:35:02 | 38.4185 | 0.9935 | 3.974 | 6.1778 | 6.1778 | 0.16967 | 0.16967 | 1.1008 | 1.1008 | 0 | 0 | 12.4627 | 12.4627 | -14.5335 | -7.2668 | 7.3707 | 0 | 0 |  |  | 3.7753 |  | 0.10344 | 10.344 | 14.7413 | 0 | 2014-10-01 20:00 | 12462.6667 | 12.4627
|  | 2014-10-02 08:05:02 | 38.8002 | 0.98617 | 3.9447 | 6.1798 | 6.1798 | 0.2805 | 0.2805 | 1.103 | 1.103 | 0 | 0 | 12.4867 | 12.4867 | -14.8055 | -7.4027 | 7.2668 | 0 | 0 |  |  | 3.8658 |  | 0.10167 | 10.1666 | 14.5335 | 0 | 2014-10-01 20:30 | 12486.6667 | 12.4867
|  | 2014-10-02 08:35:02 | 38.9093 | 1.0948 | 4.3793 | 6.1757 | 6.1757 | 0.29233 | 0.29233 | 1.0993 | 1.0993 | 1.6832 | 1.6832 | 12.5018 | 12.5018 | -12.7776 | -6.3888 | 7.4027 | 0 | 0 |  |  | 4.5107 |  | 0.11255 | 11.2552 | 14.8055 | 0 | 2014-10-01 21:00 | 12501.8333 | 12.5018
|  | 2014-10-02 09:05:03 | 38.676 | 1.1917 | 4.7667 | 6.177 | 6.177 | 0.30533 | 0.30533 | 1.0965 | 1.0965 | 1.6832 | 1.6832 | 12.4802 | 12.4802 | -12.1671 | -6.0836 | 6.3888 | 0 | 0 |  |  | 4.862 |  | 0.12325 | 12.3246 | 12.7776 | 0 | 2014-10-01 21:30 | 12480.1667 | 12.4802
|  | 2014-10-02 09:35:03 | 38.4315 | 1.3422 | 5.3687 | 6.1872 | 6.1872 | 0.30567 | 0.30567 | 1.0903 | 1.0903 | 3.1228 | 3.1228 | 11.923 | 11.923 | -10.4339 | -5.2169 | 6.0836 | 0 | 0 |  |  | 5.476 |  | 0.13969 | 13.9694 | 12.1671 | 0 | 2014-10-01 22:00 | 11923 | 11.923
|  | 2014-10-02 10:05:03 | 38.2042 | 1.5577 | 6.2307 | 6.2002 | 6.2002 | 0.30133 | 0.30133 | 1.064 | 1.064 | 3.1228 | 3.1228 | 11.9535 | 11.9535 | -9.3317 | -4.6658 | 5.2169 | 0 | 0 |  |  | 6.3553 |  | 0.16309 | 16.3089 | 10.4339 | 0 | 2014-10-01 22:30 | 11953.5 | 11.9535
|  | 2014-10-02 10:35:01 | 37.9752 | 1.7712 | 7.0847 | 6.1742 | 6.1742 | 0.30233 | 0.30233 | 1.0905 | 1.0905 | 4.0928 | 4.0928 | 11.9463 | 11.9463 | -7.2844 | -3.6422 | 4.6658 | 0 | 0 |  |  | 6.8721 |  | 0.18656 | 18.6561 | 9.3317 | 0 | 2014-10-01 23:00 | 11946.3333 | 11.9463
|  | 2014-10-02 11:07:08 | 37.855 | 2.0322 | 8.1287 | 6.1407 | 6.1407 | 0.27683 | 0.27683 | 1.0832 | 1.0832 | 4.0928 | 4.0928 | 11.7997 | 11.7997 | -6.3332 | -3.1666 | 3.6422 | 0 | 0 |  |  | 7.7222 |  | 0.21473 | 21.4732 | 7.2844 | 0 | 2014-10-01 23:30 | 11799.6667 | 11.7997
|  | 2014-10-02 11:35:03 | 37.7458 | 2.2962 | 9.1847 | 6.147 | 6.147 | 0.248 | 0.248 | 1.0885 | 1.0885 | 4.588 | 4.588 | 11.815 | 11.815 | -4.6747 | -2.3373 | 3.1666 | 0 | 0 |  |  | 9.001 |  | 0.24333 | 24.3329 | 6.3332 | 0 | 2014-10-02 | 11815 | 11.815
|  | 2014-10-02 12:05:02 | 37.4022 | 2.36 | 9.44 | 6.1452 | 6.1452 | 0.22067 | 0.22067 | 1.1018 | 1.1018 | 4.588 | 4.588 | 11.7702 | 11.7702 | -4.1363 | -2.0682 | 2.3373 | 0 | 0 |  |  | 9.5344 |  | 0.25239 | 25.2392 | 4.6747 | 0 | 2014-10-02 00:30 | 11770.1667 | 11.7702
|  | 2014-10-02 12:35:02 | 37.2043 | 2.3323 | 9.3293 | 6.1432 | 6.1432 | 0.2065 | 0.2065 | 1.1068 | 1.1068 | 4.792 | 4.792 | 11.6277 | 11.6277 | -3.9988 | -1.9994 | 2.0682 | 0 | 0 |  |  | 9.5159 |  | 0.25076 | 25.0759 | 4.1363 | 0 | 2014-10-02 01:00 | 11627.6667 | 11.6277
|  | 2014-10-02 13:05:03 | 36.922 | 2.2525 | 9.01 | 6.1492 | 6.1492 | 0.15433 | 0.15433 | 1.1087 | 1.1087 | 4.792 | 4.792 | 11.6267 | 11.6267 | -4.0812 | -2.0406 | 1.9994 | 0 | 0 |  |  | 9.3704 |  | 0.24403 | 24.4028 | 3.9988 | 0 | 2014-10-02 01:30 | 11626.6667 | 11.6267
|  | 2014-10-02 13:35:01 | 36.833 | 2.3362 | 9.3447 | 6.1392 | 6.1392 | 0.15533 | 0.15533 | 1.1135 | 1.1135 | 4.12 | 4.12 | 11.6808 | 11.6808 | -4.2795 | -2.1397 | 2.0406 | 0 | 0 |  |  | 9.1578 |  | 0.2537 | 25.3704 | 4.0812 | 0 | 2014-10-02 02:00 | 11680.8333 | 11.6808
|  | 2014-10-02 14:05:01 | 36.7757 | 2.3487 | 9.3947 | 6.1433 | 6.1433 | 0.18717 | 0.18717 | 1.1103 | 1.1103 | 4.12 | 4.12 | 11.671 | 11.671 | -4.1492 | -2.0746 | 2.1397 | 0 | 0 |  |  | 9.6765 |  | 0.25546 | 25.5459 | 4.2795 | 0 | 2014-10-02 02:30 | 11671 | 11.671
|  | 2014-10-02 14:35:01 | 37.1865 | 2.3972 | 9.5887 | 6.1453 | 6.1453 | 0.20333 | 0.20333 | 1.1107 | 1.1107 | 4.3476 | 4.3476 | 11.7262 | 11.7262 | -4.0647 | -2.0324 | 2.0746 | 0 | 0 |  |  | 10.164 |  | 0.25785 | 25.7853 | 4.1492 | 0 | 2014-10-02 03:00 | 11726.1667 | 11.7262
|  | 2014-10-02 15:05:02 | 37.8813 | 2.4458 | 9.7833 | 6.1452 | 6.1452 | 0.20817 | 0.20817 | 1.1125 | 1.1125 | 4.3476 | 4.3476 | 11.9217 | 11.9217 | -4.3629 | -2.1815 | 2.0324 | 0 | 0 |  |  | 9.5877 |  | 0.25826 | 25.8263 | 4.0647 | 0 | 2014-10-02 03:30 | 11921.6667 | 11.9217
|  | 2014-10-02 15:35:03 | 38.5478 | 2.5453 | 10.1813 | 6.1452 | 6.1452 | 0.21917 | 0.21917 | 1.1118 | 1.1118 | 2.9104 | 2.9104 | 12.0722 | 12.0722 | -5.9078 | -2.9539 | 2.1815 | 0 | 0 |  |  | 10.385 |  | 0.26412 | 26.4122 | 4.3629 | 0 | 2014-10-02 04:00 | 12072.1667 | 12.0722
|  | 2014-10-02 16:05:04 | 39.2862 | 2.5942 | 10.3767 | 6.151 | 6.151 | 0.266 | 0.266 | 1.1112 | 1.1112 | 2.9104 | 2.9104 | 12.0482 | 12.0482 | -6.4228 | -3.2114 | 2.9539 | 0 | 0 |  |  | 10.3767 |  | 0.26413 | 26.413 | 5.9078 | 0 | 2014-10-02 04:30 | 12048.1667 | 12.0482
|  | 2014-10-02 16:35:02 | 39.3153 | 2.6418 | 10.5673 | 6.1572 | 6.1572 | 0.25133 | 0.25133 | 1.1117 | 1.1117 | 2.1172 | 2.1172 | 12.0097 | 12.0097 | -7.101 | -3.5505 | 3.2114 | 0 | 0 |  |  | 11.4127 |  | 0.26878 | 26.8784 | 6.4228 | 0 | 2014-10-02 05:00 | 12009.6667 | 12.0097
|  | 2014-10-02 17:05:03 | 39.4522 | 2.6587 | 10.6347 | 6.1533 | 6.1533 | 0.2485 | 0.2485 | 1.1117 | 1.1117 | 2.1172 | 2.1172 | 12.1133 | 12.1133 | -7.0735 | -3.5367 | 3.5505 | 0 | 0 |  |  | 11.4854 |  | 0.26956 | 26.9558 | 7.101 | 0 | 2014-10-02 05:30 | 12113.3333 | 12.1133
|  | 2014-10-02 17:35:02 | 40.3497 | 2.8027 | 11.2107 | 6.1622 | 6.1622 | 0.256 | 0.256 | 1.1117 | 1.1117 | 0.3776 | 0.3776 | 12.2483 | 12.2483 | -8.9832 | -4.4916 | 3.5367 | 0 | 0 |  |  | 12.1075 |  | 0.27784 | 27.7838 | 7.0735 | 0 | 2014-10-02 06:00 | 12248.3333 | 12.2483
|  | 2014-10-02 18:05:03 | 41.92 | 2.72 | 10.88 | 6.1598 | 6.1598 | 0.2405 | 0.2405 | 1.1118 | 1.1118 | 0.3776 | 0.3776 | 12.2198 | 12.2198 | -10.9304 | -5.4652 | 4.4916 | 0 | 0 |  |  | 10.2272 |  | 0.25954 | 25.9542 | 8.9832 | 0 | 2014-10-02 06:30 | 12219.8333 | 12.2198
|  | 2014-10-02 18:35:03 | 41.3393 | 2.8305 | 11.322 | 6.1677 | 6.1677 | 0.24083 | 0.24083 | 1.1107 | 1.1107 | 0.052 | 0.052 | 12.2853 | 12.2853 | -10.1608 | -5.0804 | 5.4652 | 0 | 0 |  |  | 10.9823 |  | 0.27388 | 27.388 | 10.9304 | 0 | 2014-10-02 07:00 | 12285.3333 | 12.2853
|  | 2014-10-02 19:05:01 | 39.8338 | 3.0705 | 12.282 | 6.1658 | 6.1658 | 0.23833 | 0.23833 | 1.1113 | 1.1113 | 0.052 | 0.052 | 12.236 | 12.236 | -7.7483 | -3.8742 | 5.0804 | 0 | 0 |  |  | 11.7907 |  | 0.30833 | 30.8331 | 10.1608 | 0 | 2014-10-02 07:30 | 12236 | 12.236
|  | 2014-10-02 19:35:02 | 38.1453 | 3.1778 | 12.7113 | 6.1638 | 6.1638 | 0.19467 | 0.19467 | 1.1103 | 1.1103 | 0 | 0 | 11.9685 | 11.9685 | -5.9967 | -2.9983 | 3.8742 | 0 | 0 |  |  | 12.4571 |  | 0.33323 | 33.3234 | 7.7483 | 0 | 2014-10-02 08:00 | 11968.5 | 11.9685
|  | 2014-10-02 20:05:02 | 36.4885 | 3.2237 | 12.8947 | 6.1767 | 6.1767 | 0.18767 | 0.18767 | 1.1118 | 1.1118 | 0 | 0 | 11.44 | 11.44 | -4.6777 | -2.3388 | 2.9983 | 0 | 0 |  |  | 12.8947 |  | 0.35339 | 35.339 | 5.9967 | 0 | 2014-10-02 08:30 | 11440 | 11.44
|  | 2014-10-02 20:35:02 | 34.3853 | 3.4375 | 13.75 | 6.1775 | 6.1775 | 0.189 | 0.189 | 1.1125 | 1.1125 | 0 | 0 | 10.9338 | 10.9338 | -2.2225 | -1.1112 | 2.3388 | 0 | 0 |  |  | 13.475 |  | 0.39988 | 39.988 | 4.6777 | 0 | 2014-10-02 09:00 | 10933.8333 | 10.9338
|  | 2014-10-02 21:05:02 | 32.4482 | 3.4422 | 13.7687 | 6.1788 | 6.1788 | 0.17083 | 0.17083 | 1.1122 | 1.1122 | 0 | 0 | 10.0977 | 10.0977 | -1.12 | -0.56 | 1.1112 | 0 | 0 |  |  | 13.0802 |  | 0.42433 | 42.4328 | 2.2225 | 0 | 2014-10-02 09:30 | 10097.6667 | 10.0977
|  | 2014-10-02 21:35:03 | 29.9265 | 3.1517 | 12.6067 | 6.1755 | 6.1755 | 0.17183 | 0.17183 | 1.1122 | 1.1122 | 0 | 0 | 9.3453 | 9.3453 | -0.515 | -0.2575 | 0.56 | 0 | 0 |  |  | 12.3545 |  | 0.42125 | 42.1254 | 1.12 | 0 | 2014-10-02 10:00 | 9345.3333 | 9.3453
|  | 2014-10-02 22:05:01 | 27.6783 | 2.82 | 11.28 | 6.1755 | 6.1755 | 0.17983 | 0.17983 | 1.1118 | 1.1118 | 0 | 0 | 8.8077 | 8.8077 | -0.1235 | -0.06175 | 0.2575 | 0 | 0 |  |  | 11.0544 |  | 0.40754 | 40.7539 | 0.515 | 0 | 2014-10-02 10:30 | 8807.6667 | 8.8077
|  | 2014-10-02 22:35:02 | 26.3035 | 2.7032 | 10.8127 | 6.1763 | 6.1763 | 0.18267 | 0.18267 | 1.1113 | 1.1113 | 0 | 0 | 8.7302 | 8.7302 | 0.70967 | 0.35483 | 0.06175 | 0.35483 | 0 |  |  | 9.8395 |  | 0.41107 | 41.1073 | 0.1235 | 0 | 2014-10-02 11:00 | 8730.1667 | 8.7302
|  | 2014-10-02 23:05:01 | 25.6923 | 2.6372 | 10.5487 | 6.1295 | 6.1295 | 0.183 | 0.183 | 1.1123 | 1.1123 | 0 | 0 | 8.4517 | 8.4517 | 0.73283 | 0.36642 | 0 | 0.72125 | 0 |  |  | 9.4938 |  | 0.41058 | 41.0576 | 0 | 0 | 2014-10-02 11:30 | 8451.6667 | 8.4517
|  | 2014-10-02 23:35:02 | 24.7798 | 2.4942 | 9.9767 | 6.134 | 6.134 | 0.19733 | 0.19733 | 1.112 | 1.112 | 0 | 0 | 7.987 | 7.987 | 0.62717 | 0.31358 | 0 | 1.0348 | 0 |  |  | 9.1785 |  | 0.40261 | 40.2612 | 0 | 0 | 2014-10-02 12:00 | 7987 | 7.987
|  | 2014-10-03 00:05:01 | 24.3588 | 2.3898 | 9.5593 | 6.1315 | 6.1315 | 0.19783 | 0.19783 | 1.111 | 1.111 | 0 | 0 | 7.8772 | 7.8772 | 0.518 | 0.259 | 0 | 1.2938 | 0 |  |  | 9.2726 |  | 0.39244 | 39.2438 | 0 | 0 | 2014-10-02 12:30 | 7877.1667 | 7.8772
|  | 2014-10-03 00:35:02 | 24.3483 | 2.4215 | 9.686 | 6.1337 | 6.1337 | 0.19617 | 0.19617 | 1.0948 | 1.0948 | 0 | 0 | 7.9005 | 7.9005 | 0.66283 | 0.33142 | 0 | 1.6253 | 0 |  |  | 9.7829 |  | 0.39781 | 39.781 | 0 | 0 | 2014-10-02 13:00 | 7900.5 | 7.9005
|  | 2014-10-03 01:05:05 | 24.088 | 2.412 | 9.648 | 6.1337 | 6.1337 | 0.18183 | 0.18183 | 1.0727 | 1.0727 | 0 | 0 | 7.6427 | 7.6427 | 0.59083 | 0.29542 | 0 | 1.9207 | 0 |  |  | 9.9374 |  | 0.40053 | 40.0531 | 0 | 0 | 2014-10-02 13:30 | 7642.6667 | 7.6427
|  | 2014-10-03 01:35:02 | 23.6697 | 2.3883 | 9.5533 | 6.1357 | 6.1357 | 0.18167 | 0.18167 | 1.0988 | 1.0988 | 0 | 0 | 7.2393 | 7.2393 | 0.53917 | 0.26958 | 0 | 2.1903 | 0 |  |  | 9.3623 |  | 0.40361 | 40.3611 | 0 | 0 | 2014-10-02 14:00 | 7239.3333 | 7.2393
|  | 2014-10-03 02:05:02 | 23.3467 | 2.3745 | 9.498 | 6.143 | 6.143 | 0.18117 | 0.18117 | 1.0302 | 1.0302 | 0 | 0 | 7.1395 | 7.1395 | 0.64517 | 0.32258 | 0 | 2.5128 | 0 |  |  | 9.8779 |  | 0.40682 | 40.6825 | 0 | 0 | 2014-10-02 14:30 | 7139.5 | 7.1395
|  | 2014-10-03 02:35:02 | 23.2058 | 2.3377 | 9.3507 | 6.138 | 6.138 | 0.17633 | 0.17633 | 1.017 | 1.017 | 0 | 0 | 7.0482 | 7.0482 | 0.52433 | 0.26217 | 0 | 2.775 | 0 |  |  | 10.2857 |  | 0.40294 | 40.2945 | 0 | 0 | 2014-10-02 15:00 | 7048.1667 | 7.0482
|  | 2014-10-03 03:05:03 | 23.2557 | 2.5397 | 10.1587 | 6.143 | 6.143 | 0.15317 | 0.15317 | 1.0103 | 1.0103 | 0 | 0 | 6.9715 | 6.9715 | 1.181 | 0.5905 | 0 | 3.3655 | 0 |  |  | 9.6507 |  | 0.43683 | 43.6825 | 0 | 0 | 2014-10-02 15:30 | 6971.5 | 6.9715
|  | 2014-10-03 03:35:02 | 23.2973 | 2.6257 | 10.5027 | 6.1403 | 6.1403 | 0.15117 | 0.15117 | 0.97183 | 0.97183 | 0 | 0 | 7.0145 | 7.0145 | 1.4832 | 0.74158 | 0 | 4.1071 | 0 |  |  | 9.9775 |  | 0.45081 | 45.081 | 0 | 0 | 2014-10-02 16:00 | 7014.5 | 7.0145
|  | 2014-10-03 04:05:02 | 23.9707 | 2.675 | 10.7 | 6.1407 | 6.1407 | 0.15167 | 0.15167 | 1.0952 | 1.0952 | 0 | 0 | 7.9205 | 7.9205 | 2.0373 | 1.0187 | 0 | 5.1258 | 0 |  |  | 9.63 |  | 0.44638 | 44.6379 | 0 | 0 | 2014-10-02 16:30 | 7920.5 | 7.9205
|  | 2014-10-03 04:35:03 | 25.0433 | 2.7868 | 11.1473 | 6.1382 | 6.1382 | 0.151 | 0.151 | 1.0885 | 1.0885 | 0 | 0 | 8.3465 | 8.3465 | 1.8282 | 0.91408 | 0 | 6.0398 | 0 |  |  | 11.9276 |  | 0.44512 | 44.5122 | 0 | 0 | 2014-10-02 17:00 | 8346.5 | 8.3465
|  | 2014-10-03 05:05:01 | 26.8948 | 3.0333 | 12.1333 | 6.1405 | 6.1405 | 0.14983 | 0.14983 | 1.0663 | 1.0663 | 0 | 0 | 9.3023 | 9.3023 | 1.8975 | 0.94875 | 0 | 6.9886 | 0 |  |  | 12.8613 |  | 0.45114 | 45.114 | 0 | 0 | 2014-10-02 17:30 | 9302.3333 | 9.3023
|  | 2014-10-03 05:35:04 | 29.7672 | 3.3507 | 13.4027 | 6.1333 | 6.1333 | 0.15267 | 0.15267 | 1.1165 | 1.1165 | 0 | 0 | 10.0807 | 10.0807 | 1.1187 | 0.55933 | 0 | 7.5479 | 0 |  |  | 12.1964 |  | 0.45025 | 45.025 | 0 | 0 | 2014-10-02 18:00 | 10080.6667 | 10.0807
|  | 2014-10-03 06:05:02 | 32.9935 | 3.7677 | 15.0707 | 6.1415 | 6.1415 | 0.20933 | 0.20933 | 1.1163 | 1.1163 | 0 | 0 | 10.7623 | 10.7623 | 0.30667 | 0.15333 | 0 | 7.7013 | 0 |  |  | 16.1256 |  | 0.45678 | 45.6777 | 0 | 0 | 2014-10-02 18:30 | 10762.3333 | 10.7623
|  | 2014-10-03 06:35:02 | 35.1273 | 3.9292 | 15.7167 | 6.1325 | 6.1325 | 0.23183 | 0.23183 | 1.1163 | 1.1163 | 0 | 0 | 11.0075 | 11.0075 | -0.9225 | -0.46125 | 0 | 7.24 | 0 |  |  | 14.145 |  | 0.44742 | 44.742 | 0 | 0.9225 | 2014-10-02 19:00 | 11007.5 | 11.0075
|  | 2014-10-03 07:05:02 | 36.3498 | 3.8313 | 15.3253 | 6.1328 | 6.1328 | 0.2575 | 0.2575 | 1.1113 | 1.1113 | 0 | 0 | 11.1552 | 11.1552 | -2.3677 | -1.1838 | 0 | 6.0562 | 0 |  |  | 15.6318 |  | 0.42161 | 42.1607 | 0 | 2.3677 | 2014-10-02 19:30 | 11155.1667 | 11.1552
|  | 2014-10-03 07:35:02 | 36.5212 | 3.5162 | 14.0647 | 6.1362 | 6.1362 | 0.29667 | 0.29667 | 1.096 | 1.096 | 0 | 0 | 11.265 | 11.265 | -3.6627 | -1.8313 | 0 | 4.2248 | 0 |  |  | 14.6273 |  | 0.38511 | 38.511 | 0 | 3.6627 | 2014-10-02 20:00 | 11265 | 11.265
|  | 2014-10-03 08:05:02 | 36.9958 | 3.283 | 13.132 | 6.1332 | 6.1332 | 0.31733 | 0.31733 | 1.0945 | 1.0945 | 0 | 0 | 11.3175 | 11.3175 | -5.0013 | -2.5007 | 0 | 1.7242 | 0 |  |  | 13.7886 |  | 0.35496 | 35.4959 | 0 | 5.0013 | 2014-10-02 20:30 | 11317.5 | 11.3175
|  | 2014-10-03 08:35:01 | 37.2467 | 3.1553 | 12.6213 | 6.1332 | 6.1332 | 0.33917 | 0.33917 | 1.0903 | 1.0903 | 0.9392 | 0.9392 | 11.4405 | 11.4405 | -4.683 | -2.3415 | 0 | 0 | 0 |  |  | 11.7378 |  | 0.33886 | 33.8858 | 0 | 3.4483 | 2014-10-02 21:00 | 11440.5 | 11.4405
|  | 2014-10-03 09:05:03 | 37.0557 | 3.0387 | 12.1547 | 6.0922 | 6.0922 | 0.34633 | 0.34633 | 1.0898 | 1.0898 | 0.9392 | 0.9392 | 11.5232 | 11.5232 | -4.9103 | -2.4552 | 2.3415 | 0 | 0 |  |  | 13.2486 |  | 0.32801 | 32.8011 | 4.683 | 0 | 2014-10-02 21:30 | 11523.1667 | 11.5232
|  | 2014-10-03 09:35:02 | 37.0002 | 2.8727 | 11.4907 | 6.0855 | 6.0855 | 0.39167 | 0.39167 | 1.09 | 1.09 | 1.8048 | 1.8048 | 11.5482 | 11.5482 | -4.5894 | -2.2947 | 2.4552 | 0 | 0 |  |  | 11.2609 |  | 0.31056 | 31.0557 | 4.9103 | 0 | 2014-10-02 22:00 | 11548.1667 | 11.5482
|  | 2014-10-03 10:05:02 | 36.9513 | 2.8023 | 11.2093 | 6.0898 | 6.0898 | 0.35333 | 0.35333 | 1.0905 | 1.0905 | 1.8048 | 1.8048 | 11.5897 | 11.5897 | -4.8139 | -2.4069 | 2.2947 | 0 | 0 |  |  | 12.3303 |  | 0.30335 | 30.3354 | 4.5894 | 0 | 2014-10-02 22:30 | 11589.6667 | 11.5897
|  | 2014-10-03 10:35:03 | 36.8995 | 2.6823 | 10.7293 | 6.054 | 6.054 | 0.33417 | 0.33417 | 1.0897 | 1.0897 | 3.4352 | 3.4352 | 11.7047 | 11.7047 | -3.5525 | -1.7762 | 2.4069 | 0 | 0 |  |  | 11.8023 |  | 0.29077 | 29.0772 | 4.8139 | 0 | 2014-10-02 23:00 | 11704.6667 | 11.7047
|  | 2014-10-03 11:05:02 | 36.9698 | 2.52 | 10.08 | 6.0328 | 6.0328 | 0.29417 | 0.29417 | 1.0907 | 1.0907 | 3.4352 | 3.4352 | 11.828 | 11.828 | -4.209 | -2.1045 | 1.7762 | 0 | 0 |  |  | 10.08 |  | 0.27265 | 27.2655 | 3.5525 | 0 | 2014-10-02 23:30 | 11828 | 11.828
|  | 2014-10-03 11:35:02 | 36.6182 | 2.3118 | 9.2473 | 6.0267 | 6.0267 | 0.285 | 0.285 | 1.09 | 1.09 | 3.6052 | 3.6052 | 11.8443 | 11.8443 | -4.5196 | -2.2598 | 2.1045 | 0 | 0 |  |  | 8.4151 |  | 0.25253 | 25.2534 | 4.209 | 0 | 2014-10-03 | 11844.3333 | 11.8443
|  | 2014-10-03 12:05:02 | 36.2527 | 2.1845 | 8.738 | 6.0297 | 6.0297 | 0.28433 | 0.28433 | 1.097 | 1.097 | 3.6052 | 3.6052 | 11.7688 | 11.7688 | -4.7296 | -2.3648 | 2.2598 | 0 | 0 |  |  | 9.6118 |  | 0.24103 | 24.1031 | 4.5196 | 0 | 2014-10-03 00:30 | 11768.8333 | 11.7688
|  | 2014-10-03 12:35:03 | 35.928 | 2.1442 | 8.5767 | 6.0322 | 6.0322 | 0.28483 | 0.28483 | 1.0928 | 1.0928 | 4.8356 | 4.8356 | 11.737 | 11.737 | -3.3689 | -1.6844 | 2.3648 | 0 | 0 |  |  | 9.2628 |  | 0.23872 | 23.8718 | 4.7296 | 0 | 2014-10-03 01:00 | 11737 | 11.737
|  | 2014-10-03 13:05:02 | 35.6503 | 2.1732 | 8.6927 | 6.0315 | 6.0315 | 0.27333 | 0.27333 | 1.0887 | 1.0887 | 4.8356 | 4.8356 | 11.902 | 11.902 | -2.8266 | -1.4133 | 1.6844 | 0 | 0 |  |  | 8.6927 |  | 0.24383 | 24.3831 | 3.3689 | 0 | 2014-10-03 01:30 | 11902 | 11.902
|  | 2014-10-03 13:35:03 | 35.4587 | 2.1373 | 8.5493 | 6.0257 | 6.0257 | 0.26733 | 0.26733 | 1.0793 | 1.0793 | 4.8664 | 4.8664 | 12.005 | 12.005 | -2.6656 | -1.3328 | 1.4133 | 0 | 0 |  |  | 9.1478 |  | 0.24111 | 24.1107 | 2.8266 | 0 | 2014-10-03 02:00 | 12005 | 12.005
|  | 2014-10-03 14:05:03 | 35.3172 | 2.1313 | 8.5253 | 6.0322 | 6.0322 | 0.2525 | 0.2525 | 1.0715 | 1.0715 | 4.8664 | 4.8664 | 11.9308 | 11.9308 | -2.6384 | -1.3192 | 1.3328 | 0 | 0 |  |  | 8.0138 |  | 0.24139 | 24.1393 | 2.6656 | 0 | 2014-10-03 02:30 | 11930.8333 | 11.9308
|  | 2014-10-03 14:35:18 | 35.418 | 2.0403 | 8.1613 | 6.043 | 6.043 | 0.24967 | 0.24967 | 1.068 | 1.068 | 4.54 | 4.54 | 11.9922 | 11.9922 | -3.3638 | -1.6819 | 1.3192 | 0 | 0 |  |  | 8.7326 |  | 0.23043 | 23.0429 | 2.6384 | 0 | 2014-10-03 03:00 | 11992.1667 | 11.9922
|  | 2014-10-03 15:05:09 | 36.144 | 1.9912 | 7.9647 | 6.0405 | 6.0405 | 0.25067 | 0.25067 | 1.0698 | 1.0698 | 4.54 | 4.54 | 12.0563 | 12.0563 | -4.222 | -2.111 | 1.6819 | 0 | 0 |  |  | 8.0443 |  | 0.22036 | 22.0359 | 3.3638 | 0 | 2014-10-03 03:30 | 12056.3333 | 12.0563
|  | 2014-10-03 15:35:02 | 36.977 | 1.9707 | 7.8827 | 6.0442 | 6.0442 | 0.27567 | 0.27567 | 1.0698 | 1.0698 | 2.6292 | 2.6292 | 12.094 | 12.094 | -6.9815 | -3.4907 | 2.111 | 0 | 0 |  |  | 7.4885 |  | 0.21318 | 21.3178 | 4.222 | 0 | 2014-10-03 04:00 | 12094 | 12.094
|  | 2014-10-03 16:05:02 | 37.7383 | 1.924 | 7.696 | 6.101 | 6.101 | 0.41567 | 0.41567 | 1.0625 | 1.0625 | 2.6292 | 2.6292 | 12.0648 | 12.0648 | -7.7691 | -3.8846 | 3.4907 | 0 | 0 |  |  | 6.9264 |  | 0.20393 | 20.3931 | 6.9815 | 0 | 2014-10-03 04:30 | 12064.8333 | 12.0648
|  | 2014-10-03 16:35:01 | 37.9828 | 1.9288 | 7.7153 | 6.0725 | 6.0725 | 0.41767 | 0.41767 | 1.0562 | 1.0562 | 1.2804 | 1.2804 | 12.0948 | 12.0948 | -9.3459 | -4.673 | 3.8846 | 0 | 0 |  |  | 7.8696 |  | 0.20313 | 20.3127 | 7.7691 | 0 | 2014-10-03 05:00 | 12094.8333 | 12.0948
|  | 2014-10-03 17:05:03 | 38.2708 | 1.8682 | 7.4727 | 5.9807 | 5.9807 | 0.41683 | 0.41683 | 1.0585 | 1.0585 | 1.2804 | 1.2804 | 12.2042 | 12.2042 | -9.8576 | -4.9288 | 4.673 | 0 | 0 |  |  | 7.6221 |  | 0.19526 | 19.5257 | 9.3459 | 0 | 2014-10-03 05:30 | 12204.1667 | 12.2042
|  | 2014-10-03 17:35:02 | 39.2972 | 1.9892 | 7.9567 | 5.9703 | 5.9703 | 0.45017 | 0.45017 | 1.057 | 1.057 | 0.2268 | 0.2268 | 12.2665 | 12.2665 | -11.3697 | -5.6848 | 4.9288 | 0 | 0 |  |  | 8.2749 |  | 0.20247 | 20.2474 | 9.8576 | 0 | 2014-10-03 06:00 | 12266.5 | 12.2665
|  | 2014-10-03 18:05:03 | 40.2765 | 1.9957 | 7.9827 | 5.9718 | 5.9718 | 0.61967 | 0.61967 | 1.068 | 1.068 | 0.2268 | 0.2268 | 12.2663 | 12.2663 | -12.1412 | -6.0706 | 5.6848 | 0 | 0 |  |  | 8.1423 |  | 0.1982 | 19.8197 | 11.3697 | 0 | 2014-10-03 06:30 | 12266.3333 | 12.2663
|  | 2014-10-03 18:35:02 | 39.3752 | 1.976 | 7.904 | 5.9693 | 5.9693 | 0.561 | 0.561 | 1.071 | 1.071 | 0.012 | 0.012 | 12.267 | 12.267 | -11.5908 | -5.7954 | 6.0706 | 0 | 0 |  |  | 8.3782 |  | 0.20074 | 20.0736 | 12.1412 | 0 | 2014-10-03 07:00 | 12267 | 12.267
|  | 2014-10-03 19:05:02 | 38.1828 | 1.8527 | 7.4107 | 5.9785 | 5.9785 | 0.5195 | 0.5195 | 1.058 | 1.058 | 0.012 | 0.012 | 12.2282 | 12.2282 | -10.976 | -5.488 | 5.7954 | 0 | 0 |  |  | 7.9294 |  | 0.19408 | 19.4084 | 11.5908 | 0 | 2014-10-03 07:30 | 12228.1667 | 12.2282
|  | 2014-10-03 19:35:02 | 36.6823 | 1.9092 | 7.6367 | 5.9825 | 5.9825 | 0.519 | 0.519 | 1.0712 | 1.0712 | 0 | 0 | 12.1165 | 12.1165 | -9.3565 | -4.6783 | 5.488 | 0 | 0 |  |  | 7.0257 |  | 0.20818 | 20.8184 | 10.976 | 0 | 2014-10-03 08:00 | 12116.5 | 12.1165
|  | 2014-10-03 20:05:03 | 35.3825 | 1.9373 | 7.7493 | 5.98 | 5.98 | 0.34783 | 0.34783 | 1.0725 | 1.0725 | 0 | 0 | 12.1782 | 12.1782 | -8.0547 | -4.0273 | 4.6783 | 0 | 0 |  |  | 7.3619 |  | 0.21902 | 21.9016 | 9.3565 | 0 | 2014-10-03 08:30 | 12178.1667 | 12.1782
|  | 2014-10-03 20:35:03 | 33.6312 | 1.8758 | 7.5033 | 5.9792 | 5.9792 | 0.2815 | 0.2815 | 0.92883 | 0.92883 | 0 | 0 | 12.118 | 12.118 | -6.8203 | -3.4102 | 4.0273 | 0 | 0 |  |  | 7.8785 |  | 0.22311 | 22.3107 | 8.0547 | 0 | 2014-10-03 09:00 | 12118 | 12.118
|  | 2014-10-03 21:05:04 | 32.0623 | 1.7483 | 6.9933 | 5.9763 | 5.9763 | 0.25383 | 0.25383 | 0.739 | 0.739 | 0 | 0 | 12.057 | 12.057 | -6.0428 | -3.0214 | 3.4102 | 0 | 0 |  |  | 6.9933 |  | 0.21812 | 21.8117 | 6.8203 | 0 | 2014-10-03 09:30 | 12057 | 12.057
|  | 2014-10-03 21:35:02 | 30.3772 | 1.7983 | 7.1933 | 5.9693 | 5.9693 | 0.24967 | 0.24967 | 0.7365 | 0.7365 | 0 | 0 | 11.7627 | 11.7627 | -4.4657 | -2.2328 | 3.0214 | 0 | 0 |  |  | 7.4811 |  | 0.2368 | 23.6801 | 6.0428 | 0 | 2014-10-03 10:00 | 11762.6667 | 11.7627
|  | 2014-10-03 22:05:02 | 28.3648 | 1.891 | 7.564 | 5.9745 | 5.9745 | 0.236 | 0.236 | 0.73067 | 0.73067 | 0 | 0 | 10.833 | 10.833 | -3.0267 | -1.5133 | 2.2328 | 0 | 0 |  |  | 7.6396 |  | 0.26667 | 26.6668 | 4.4657 | 0 | 2014-10-03 10:30 | 10833 | 10.833
|  | 2014-10-03 22:35:02 | 26.6373 | 1.9088 | 7.6353 | 5.972 | 5.972 | 0.23467 | 0.23467 | 0.738 | 0.738 | 0 | 0 | 10.4748 | 10.4748 | -1.5825 | -0.79125 | 1.5133 | 0 | 0 |  |  | 7.4826 |  | 0.28664 | 28.664 | 3.0267 | 0 | 2014-10-03 11:00 | 10474.8333 | 10.4748
|  | 2014-10-03 23:05:04 | 25.5687 | 1.8265 | 7.306 | 5.9772 | 5.9772 | 0.23517 | 0.23517 | 0.73783 | 0.73783 | 0 | 0 | 10.1363 | 10.1363 | -1.1762 | -0.58808 | 0.79125 | 0 | 0 |  |  | 7.4521 |  | 0.28574 | 28.574 | 1.5825 | 0 | 2014-10-03 11:30 | 10136.3333 | 10.1363
|  | 2014-10-03 23:35:01 | 25.2878 | 1.7088 | 6.8353 | 5.9835 | 5.9835 | 0.22867 | 0.22867 | 0.73533 | 0.73533 | 0 | 0 | 10.0578 | 10.0578 | -1.4472 | -0.72358 | 0.58808 | 0 | 0 |  |  | 7.3822 |  | 0.2703 | 27.0301 | 1.1762 | 0 | 2014-10-03 12:00 | 10057.8333 | 10.0578
|  | 2014-10-04 00:05:02 | 25.0813 | 1.5648 | 6.2593 | 5.9822 | 5.9822 | 0.19917 | 0.19917 | 0.73767 | 0.73767 | 0 | 0 | 10.0303 | 10.0303 | -1.8727 | -0.93633 | 0.72358 | 0 | 0 |  |  | 6.0716 |  | 0.24956 | 24.9561 | 1.4472 | 0 | 2014-10-03 12:30 | 10030.3333 | 10.0303
|  | 2014-10-04 00:35:01 | 24.5537 | 1.388 | 5.552 | 5.9843 | 5.9843 | 0.18167 | 0.18167 | 0.7385 | 0.7385 | 0 | 0 | 9.7452 | 9.7452 | -2.352 | -1.176 | 0.93633 | 0 | 0 |  |  | 5.3854 |  | 0.22612 | 22.6117 | 1.8727 | 0 | 2014-10-03 13:00 | 9745.1667 | 9.7452
|  | 2014-10-04 01:05:02 | 24.0125 | 1.3507 | 5.4027 | 5.9817 | 5.9817 | 0.18167 | 0.18167 | 0.7385 | 0.7385 | 0 | 0 | 9.1385 | 9.1385 | -2.5695 | -1.2848 | 1.176 | 0 | 0 |  |  | 5.6728 |  | 0.22499 | 22.4994 | 2.352 | 0 | 2014-10-03 13:30 | 9138.5 | 9.1385
|  | 2014-10-04 01:35:02 | 23.5302 | 1.4273 | 5.7093 | 5.9822 | 5.9822 | 0.18117 | 0.18117 | 0.73833 | 0.73833 | 0 | 0 | 8.5912 | 8.5912 | -2.328 | -1.164 | 1.2848 | 0 | 0 |  |  | 5.7093 |  | 0.24264 | 24.2639 | 2.5695 | 0 | 2014-10-03 14:00 | 8591.1667 | 8.5912
|  | 2014-10-04 02:05:02 | 23.1917 | 1.6022 | 6.4087 | 5.9857 | 5.9857 | 0.17917 | 0.17917 | 0.73833 | 0.73833 | 0 | 0 | 8.0295 | 8.0295 | -1.8503 | -0.92517 | 1.164 | 0 | 0 |  |  | 5.7678 |  | 0.27633 | 27.6335 | 2.328 | 0 | 2014-10-03 14:30 | 8029.5 | 8.0295
|  | 2014-10-04 02:35:02 | 22.9132 | 1.9403 | 7.7613 | 5.9912 | 5.9912 | 0.17 | 0.17 | 0.73917 | 0.73917 | 0 | 0 | 7.6087 | 7.6087 | -0.64283 | -0.32142 | 0.92517 | 0 | 0 |  |  | 7.3733 |  | 0.33873 | 33.8728 | 1.8503 | 0 | 2014-10-03 15:00 | 7608.6667 | 7.6087
|  | 2014-10-04 03:05:02 | 22.806 | 2.3588 | 9.4353 | 5.991 | 5.991 | 0.155 | 0.155 | 0.59467 | 0.59467 | 0 | 0 | 7.3057 | 7.3057 | 0.67567 | 0.33783 | 0.32142 | 0.33783 | 0 |  |  | 9.8127 |  | 0.41372 | 41.3722 | 0.64283 | 0 | 2014-10-03 15:30 | 7305.6667 | 7.3057
|  | 2014-10-04 03:35:04 | 22.7383 | 2.4998 | 9.9993 | 5.9943 | 5.9943 | 0.15433 | 0.15433 | 0.42417 | 0.42417 | 0 | 0 | 7.2725 | 7.2725 | 1.1063 | 0.55317 | 0 | 0.891 | 0 |  |  | 9.4994 |  | 0.43976 | 43.9757 | 0 | 0 | 2014-10-03 16:00 | 7272.5 | 7.2725
|  | 2014-10-04 04:05:04 | 22.9252 | 2.6018 | 10.4073 | 5.9967 | 5.9967 | 0.15383 | 0.15383 | 0.50033 | 0.50033 | 0 | 0 | 7.2752 | 7.2752 | 1.4082 | 0.70408 | 0 | 1.5951 | 0 |  |  | 9.991 |  | 0.45397 | 45.397 | 0 | 0 | 2014-10-03 16:30 | 7275.1667 | 7.2752
|  | 2014-10-04 04:35:18 | 23.3427 | 2.6787 | 10.7147 | 6.0007 | 6.0007 | 0.15367 | 0.15367 | 0.63167 | 0.63167 | 0 | 0 | 7.4588 | 7.4588 | 1.6168 | 0.80842 | 0 | 2.4035 | 0 |  |  | 10.7147 |  | 0.45902 | 45.9016 | 0 | 0 | 2014-10-03 17:00 | 7458.8333 | 7.4588
|  | 2014-10-04 05:05:02 | 24.5257 | 2.7075 | 10.83 | 6.0742 | 6.0742 | 0.15417 | 0.15417 | 0.73833 | 0.73833 | 0 | 0 | 8.344 | 8.344 | 1.615 | 0.8075 | 0 | 3.211 | 0 |  |  | 11.8047 |  | 0.44158 | 44.1578 | 0 | 0 | 2014-10-03 17:30 | 8344 | 8.344
|  | 2014-10-04 05:35:03 | 25.278 | 2.6922 | 10.7687 | 6.133 | 6.133 | 0.15717 | 0.15717 | 0.739 | 0.739 | 0 | 0 | 8.8027 | 8.8027 | 1.3225 | 0.66125 | 0 | 3.8722 | 0 |  |  | 10.661 |  | 0.42601 | 42.6009 | 0 | 0 | 2014-10-03 18:00 | 8802.6667 | 8.8027
|  | 2014-10-04 06:05:01 | 26.448 | 2.6195 | 10.478 | 6.1313 | 6.1313 | 0.18917 | 0.18917 | 0.73783 | 0.73783 | 0 | 0 | 9.2975 | 9.2975 | 0.38583 | 0.19292 | 0 | 4.0652 | 0 |  |  | 10.8971 |  | 0.39617 | 39.6174 | 0 | 0 | 2014-10-03 18:30 | 9297.5 | 9.2975
|  | 2014-10-04 06:35:30 | 28.0468 | 2.6058 | 10.4233 | 6.128 | 6.128 | 0.19167 | 0.19167 | 0.73833 | 0.73833 | 0 | 0 | 9.8878 | 9.8878 | -0.67767 | -0.33883 | 0 | 3.7263 | 0 |  |  | 11.3614 |  | 0.37164 | 37.164 | 0 | 0.67767 | 2014-10-03 19:00 | 9887.8333 | 9.8878
|  | 2014-10-04 07:10:03 | 30.1437 | 2.8795 | 11.518 | 6.1268 | 6.1268 | 0.19767 | 0.19767 | 0.73767 | 0.73767 | 0 | 0 | 10.4807 | 10.4807 | -1.0828 | -0.54142 | 0 | 3.1849 | 0 |  |  | 12.0939 |  | 0.3821 | 38.2103 | 0 | 1.0828 | 2014-10-03 19:30 | 10480.6667 | 10.4807
|  | 2014-10-04 07:35:02 | 31.9713 | 3.1597 | 12.6387 | 6.1317 | 6.1317 | 0.2805 | 0.2805 | 0.735 | 0.735 | 0 | 0 | 10.8995 | 10.8995 | -1.286 | -0.643 | 0 | 2.5419 | 0 |  |  | 13.0178 |  | 0.39531 | 39.5312 | 0 | 1.286 | 2014-10-03 20:00 | 10899.5 | 10.8995
|  | 2014-10-04 08:05:02 | 33.4113 | 3.3633 | 13.4533 | 6.1278 | 6.1278 | 0.33717 | 0.33717 | 0.737 | 0.737 | 0 | 0 | 10.8967 | 10.8967 | -1.8593 | -0.92967 | 0 | 1.6122 | 0 |  |  | 12.5116 |  | 0.40266 | 40.2658 | 0 | 1.8593 | 2014-10-03 20:30 | 10896.6667 | 10.8967
|  | 2014-10-04 08:35:03 | 34.2817 | 3.1922 | 12.7687 | 6.129 | 6.129 | 0.365 | 0.365 | 0.7385 | 0.7385 | 1.0888 | 1.0888 | 10.9412 | 10.9412 | -2.2505 | -1.1253 | 0 | 0.48698 | 0 |  |  | 13.2794 |  | 0.37246 | 37.2463 | 0 | 2.2505 | 2014-10-03 21:00 | 10941.1667 | 10.9412
|  | 2014-10-04 09:05:02 | 34.5733 | 3.1563 | 12.6253 | 6.1308 | 6.1308 | 0.35833 | 0.35833 | 0.7385 | 0.7385 | 1.0888 | 1.0888 | 11.0222 | 11.0222 | -2.6094 | -1.3047 | 0 | 0 | 0 |  |  | 13.8879 |  | 0.36518 | 36.5175 | 0 | 0.97397 | 2014-10-03 21:30 | 11022.1667 | 11.0222
|  | 2014-10-04 09:35:03 | 34.6807 | 3.0852 | 12.3407 | 6.1295 | 6.1295 | 0.40083 | 0.40083 | 0.73867 | 0.73867 | 2.3324 | 2.3324 | 10.9787 | 10.9787 | -1.7599 | -0.87997 | 1.3047 | 0 | 0 |  |  | 12.9577 |  | 0.35584 | 35.5837 | 2.6094 | 0 | 2014-10-03 22:00 | 10978.6667 | 10.9787
|  | 2014-10-04 10:05:01 | 34.7223 | 3.0743 | 12.2973 | 6.1302 | 6.1302 | 0.4265 | 0.4265 | 0.7385 | 0.7385 | 2.3324 | 2.3324 | 11.0255 | 11.0255 | -1.7719 | -0.88597 | 0.87997 | 0 | 0 |  |  | 13.5271 |  | 0.35416 | 35.4162 | 1.7599 | 0 | 2014-10-03 22:30 | 11025.5 | 11.0255
|  | 2014-10-04 10:35:02 | 34.7698 | 3.049 | 12.196 | 6.0813 | 6.0813 | 0.42067 | 0.42067 | 0.73867 | 0.73867 | 2.7956 | 2.7956 | 11.075 | 11.075 | -1.4626 | -0.73128 | 0.88597 | 0 | 0 |  |  | 12.5619 |  | 0.35076 | 35.0764 | 1.7719 | 0 | 2014-10-03 23:00 | 11075 | 11.075
|  | 2014-10-04 11:05:01 | 34.6345 | 3.1377 | 12.5507 | 6.0673 | 6.0673 | 0.34583 | 0.34583 | 0.739 | 0.739 | 2.7956 | 2.7956 | 11.1735 | 11.1735 | -0.96257 | -0.48128 | 0.73128 | 0 | 0 |  |  | 11.2956 |  | 0.36237 | 36.2375 | 1.4626 | 0 | 2014-10-03 23:30 | 11173.5 | 11.1735
|  | 2014-10-04 11:35:01 | 34.337 | 2.9667 | 11.8667 | 6.0628 | 6.0628 | 0.32933 | 0.32933 | 0.73883 | 0.73883 | 2.4736 | 2.4736 | 11.1745 | 11.1745 | -1.6912 | -0.84562 | 0.48128 | 0 | 0 |  |  | 11.8667 |  | 0.34559 | 34.5594 | 0.96257 | 0 | 2014-10-04 | 11174.5 | 11.1745
|  | 2014-10-04 12:05:02 | 33.7807 | 2.7233 | 10.8933 | 6.0678 | 6.0678 | 0.32533 | 0.32533 | 0.73833 | 0.73833 | 2.4736 | 2.4736 | 11.2177 | 11.2177 | -2.0646 | -1.0323 | 0.84562 | 0 | 0 |  |  | 11.3291 |  | 0.32247 | 32.2472 | 1.6912 | 0 | 2014-10-04 00:30 | 11217.6667 | 11.2177
|  | 2014-10-04 12:35:02 | 33.0113 | 2.5655 | 10.262 | 6.0703 | 6.0703 | 0.32533 | 0.32533 | 0.73867 | 0.73867 | 3.0116 | 3.0116 | 11.25 | 11.25 | -1.3534 | -0.6767 | 1.0323 | 0 | 0 |  |  | 10.1594 |  | 0.31086 | 31.0863 | 2.0646 | 0 | 2014-10-04 01:00 | 11250 | 11.25
|  | 2014-10-04 13:05:02 | 32.2532 | 2.7113 | 10.8453 | 6.0705 | 6.0705 | 0.325 | 0.325 | 0.73817 | 0.73817 | 3.0116 | 3.0116 | 11.0827 | 11.0827 | -0.1799 | -0.08995 | 0.6767 | 0 | 0 |  |  | 10.1946 |  | 0.33626 | 33.6256 | 1.3534 | 0 | 2014-10-04 01:30 | 11082.6667 | 11.0827
|  | 2014-10-04 13:35:02 | 31.5152 | 3.07 | 12.28 | 6.0662 | 6.0662 | 0.32467 | 0.32467 | 0.73883 | 0.73883 | 3.2944 | 3.2944 | 10.4428 | 10.4428 | 1.6317 | 0.81587 | 0.08995 | 0.81587 | 0 |  |  | 12.0344 |  | 0.38965 | 38.9654 | 0.1799 | 0 | 2014-10-04 02:00 | 10442.8333 | 10.4428
|  | 2014-10-04 14:05:04 | 31.4688 | 3.2242 | 12.8967 | 6.0063 | 6.0063 | 0.31233 | 0.31233 | 0.73933 | 0.73933 | 3.2944 | 3.2944 | 10.295 | 10.295 | 2.0752 | 1.0376 | 0 | 1.8535 | 0 |  |  | 12.1229 |  | 0.40982 | 40.9823 | 0 | 0 | 2014-10-04 02:30 | 10295 | 10.295
|  | 2014-10-04 14:35:02 | 31.3727 | 3.094 | 12.376 | 5.9863 | 5.9863 | 0.303 | 0.303 | 0.73783 | 0.73783 | 3.2056 | 3.2056 | 10.4338 | 10.4338 | 1.6699 | 0.83497 | 0 | 2.6885 | 0 |  |  | 13.2423 |  | 0.39448 | 39.4484 | 0 | 0 | 2014-10-04 03:00 | 10433.8333 | 10.4338
|  | 2014-10-04 15:05:03 | 31.5902 | 2.9108 | 11.6433 | 5.9845 | 5.9845 | 0.30383 | 0.30383 | 0.73783 | 0.73783 | 3.2056 | 3.2056 | 10.6048 | 10.6048 | 0.88977 | 0.44488 | 0 | 3.1333 | 0 |  |  | 12.3419 |  | 0.36857 | 36.8575 | 0 | 0 | 2014-10-04 03:30 | 10604.8333 | 10.6048
|  | 2014-10-04 15:35:02 | 32.3093 | 2.6002 | 10.4007 | 5.9812 | 5.9812 | 0.316 | 0.316 | 0.738 | 0.738 | 2.674 | 2.674 | 10.9627 | 10.9627 | -1.2368 | -0.61842 | 0 | 2.5149 | 0 |  |  | 11.0247 |  | 0.32191 | 32.1909 | 0 | 1.2368 | 2014-10-04 04:00 | 10962.6667 | 10.9627
|  | 2014-10-04 16:05:06 | 33.3912 | 2.3237 | 9.2947 | 5.9828 | 5.9828 | 0.35267 | 0.35267 | 0.73833 | 0.73833 | 2.674 | 2.674 | 11.2195 | 11.2195 | -3.1292 | -1.5646 | 0 | 0.95033 | 0 |  |  | 9.0158 |  | 0.27836 | 27.8357 | 0 | 3.1292 | 2014-10-04 04:30 | 11219.5 | 11.2195
|  | 2014-10-04 16:35:02 | 34.3085 | 2.127 | 8.508 | 5.9862 | 5.9862 | 0.44267 | 0.44267 | 0.73867 | 0.73867 | 1.8364 | 1.8364 | 11.2863 | 11.2863 | -5.5103 | -2.7551 | 0 | 0 | 0 |  |  | 9.1036 |  | 0.24799 | 24.7985 | 0 | 1.9007 | 2014-10-04 05:00 | 11286.3333 | 11.2863
|  | 2014-10-04 17:05:02 | 35.0432 | 2.0848 | 8.3393 | 5.9892 | 5.9892 | 0.4645 | 0.4645 | 0.73833 | 0.73833 | 1.8364 | 1.8364 | 11.2963 | 11.2963 | -6.3791 | -3.1895 | 2.7551 | 0 | 0 |  |  | 8.9231 |  | 0.23797 | 23.7973 | 5.5103 | 0 | 2014-10-04 05:30 | 11296.3333 | 11.2963
|  | 2014-10-04 17:35:02 | 36.2253 | 2.009 | 8.036 | 5.9897 | 5.9897 | 0.52817 | 0.52817 | 0.73833 | 0.73833 | 0.3348 | 0.3348 | 11.315 | 11.315 | -9.2834 | -4.6417 | 3.1895 | 0 | 0 |  |  | 8.5182 |  | 0.22183 | 22.1834 | 6.3791 | 0 | 2014-10-04 06:00 | 11315 | 11.315
|  | 2014-10-04 18:05:02 | 37.5462 | 2.0112 | 8.0447 | 5.9917 | 5.9917 | 0.61783 | 0.61783 | 0.73833 | 0.73833 | 0.3348 | 0.3348 | 11.3272 | 11.3272 | -10.4917 | -5.2458 | 4.6417 | 0 | 0 |  |  | 7.8033 |  | 0.21426 | 21.4261 | 9.2834 | 0 | 2014-10-04 06:30 | 11327.1667 | 11.3272
|  | 2014-10-04 18:35:02 | 37.0443 | 1.8202 | 7.2807 | 5.9893 | 5.9893 | 0.58383 | 0.58383 | 0.73667 | 0.73667 | 0.02 | 0.02 | 11.3172 | 11.3172 | -11.1167 | -5.5583 | 5.2458 | 0 | 0 |  |  | 6.6982 |  | 0.19654 | 19.6539 | 10.4917 | 0 | 2014-10-04 07:00 | 11317.1667 | 11.3172
|  | 2014-10-04 19:05:03 | 35.7592 | 1.8587 | 7.4347 | 5.996 | 5.996 | 0.50733 | 0.50733 | 0.72367 | 0.72367 | 0.02 | 0.02 | 11.1607 | 11.1607 | -9.9168 | -4.9584 | 5.5583 | 0 | 0 |  |  | 7.2116 |  | 0.20791 | 20.7909 | 11.1167 | 0 | 2014-10-04 07:30 | 11160.6667 | 11.1607
|  | 2014-10-04 19:35:03 | 34.6523 | 1.8228 | 7.2913 | 5.9923 | 5.9923 | 0.46117 | 0.46117 | 0.72817 | 0.72817 | 0 | 0 | 10.755 | 10.755 | -9.4243 | -4.7122 | 4.9584 | 0 | 0 |  |  | 7.8017 |  | 0.21041 | 21.0414 | 9.9168 | 0 | 2014-10-04 08:00 | 10755 | 10.755
|  | 2014-10-04 20:05:02 | 33.378 | 1.7748 | 7.0993 | 5.9988 | 5.9988 | 0.2825 | 0.2825 | 0.70867 | 0.70867 | 0 | 0 | 10.3698 | 10.3698 | -8.9188 | -4.4594 | 4.7122 | 0 | 0 |  |  | 7.4543 |  | 0.21269 | 21.2695 | 9.4243 | 0 | 2014-10-04 08:30 | 10369.8333 | 10.3698
|  | 2014-10-04 20:47:54 | 32.354 | 1.7187 | 6.8747 | 5.9953 | 5.9953 | 0.24667 | 0.24667 | 0.72067 | 0.72067 | 0 | 0 | 10.2987 | 10.2987 | -8.218 | -4.109 | 4.4594 | 0 | 0 |  |  | 6.3934 |  | 0.21248 | 21.2483 | 8.9188 | 0 | 2014-10-04 09:00 | 10298.6667 | 10.2987
|  | 2014-10-04 21:22:50 | 30.5027 | 1.6358 | 6.5433 | 5.9998 | 5.9998 | 0.2325 | 0.2325 | 0.73933 | 0.73933 | 0 | 0 | 10.024 | 10.024 | -6.9637 | -3.4818 | 4.109 | 0 | 0 |  |  | 6.0853 |  | 0.21452 | 21.4517 | 8.218 | 0 | 2014-10-04 09:30 | 10024 | 10.024
|  | 2014-10-04 21:50:04 | 28.5928 | 1.5857 | 6.3427 | 5.9983 | 5.9983 | 0.19117 | 0.19117 | 0.73967 | 0.73967 | 0 | 0 | 9.6488 | 9.6488 | -5.6722 | -2.8361 | 3.4818 | 0 | 0 |  |  | 6.7867 |  | 0.22183 | 22.1827 | 6.9637 | 0 | 2014-10-04 10:00 | 9648.8333 | 9.6488
|  | 2014-10-04 22:20:03 | 27.1348 | 1.6423 | 6.5693 | 5.999 | 5.999 | 0.1535 | 0.1535 | 0.739 | 0.739 | 0 | 0 | 9.4507 | 9.4507 | -4.2233 | -2.1117 | 2.8361 | 0 | 0 |  |  | 6.5036 |  | 0.2421 | 24.21 | 5.6722 | 0 | 2014-10-04 10:30 | 9450.6667 | 9.4507
|  | 2014-10-04 22:50:02 | 25.5038 | 1.7025 | 6.81 | 6.0005 | 6.0005 | 0.1525 | 0.1525 | 0.73883 | 0.73883 | 0 | 0 | 9.053 | 9.053 | -2.749 | -1.3745 | 2.1117 | 0 | 0 |  |  | 6.9462 |  | 0.26702 | 26.7019 | 4.2233 | 0 | 2014-10-04 11:00 | 9053 | 9.053
|  | 2014-10-04 23:20:04 | 24.6412 | 1.8907 | 7.5627 | 5.9962 | 5.9962 | 0.15133 | 0.15133 | 0.73933 | 0.73933 | 0 | 0 | 8.5758 | 8.5758 | -1.6158 | -0.80792 | 1.3745 | 0 | 0 |  |  | 8.2433 |  | 0.30691 | 30.6912 | 2.749 | 0 | 2014-10-04 11:30 | 8575.8333 | 8.5758
|  | 2014-10-04 23:50:02 | 24.1117 | 1.9778 | 7.9113 | 5.9915 | 5.9915 | 0.146 | 0.146 | 0.73867 | 0.73867 | 0 | 0 | 8.1618 | 8.1618 | -1.1623 | -0.58117 | 0.80792 | 0 | 0 |  |  | 8.6234 |  | 0.32811 | 32.8112 | 1.6158 | 0 | 2014-10-04 12:00 | 8161.8333 | 8.1618
|  | 2014-10-05 00:20:03 | 23.7943 | 1.9087 | 7.6347 | 5.9918 | 5.9918 | 0.13333 | 0.13333 | 0.73883 | 0.73883 | 0 | 0 | 7.9777 | 7.9777 | -1.318 | -0.659 | 0.58117 | 0 | 0 |  |  | 7.0239 |  | 0.32086 | 32.0861 | 1.1623 | 0 | 2014-10-04 12:30 | 7977.6667 | 7.9777
|  | 2014-10-05 00:50:05 | 23.816 | 1.9148 | 7.6593 | 5.9937 | 5.9937 | 0.1335 | 0.1335 | 0.7235 | 0.7235 | 0 | 0 | 7.9683 | 7.9683 | -1.3377 | -0.66883 | 0.659 | 0 | 0 |  |  | 6.8934 |  | 0.3216 | 32.1605 | 1.318 | 0 | 2014-10-04 13:00 | 7968.3333 | 7.9683
|  | 2014-10-05 01:20:03 | 23.5213 | 1.9265 | 7.706 | 5.9887 | 5.9887 | 0.12817 | 0.12817 | 0.73983 | 0.73983 | 0 | 0 | 7.6123 | 7.6123 | -1.3463 | -0.67317 | 0.66883 | 0 | 0 |  |  | 8.4766 |  | 0.32762 | 32.7617 | 1.3377 | 0 | 2014-10-04 13:30 | 7612.3333 | 7.6123
|  | 2014-10-05 01:50:02 | 23.3563 | 1.8287 | 7.3147 | 5.9947 | 5.9947 | 0.117 | 0.117 | 0.739 | 0.739 | 0 | 0 | 7.8263 | 7.8263 | -1.3647 | -0.68233 | 0.67317 | 0 | 0 |  |  | 7.3878 |  | 0.31318 | 31.3177 | 1.3463 | 0 | 2014-10-04 14:00 | 7826.3333 | 7.8263
|  | 2014-10-05 02:20:04 | 23.278 | 1.815 | 7.26 | 5.9903 | 5.9903 | 0.11617 | 0.11617 | 0.73933 | 0.73933 | 0 | 0 | 7.7305 | 7.7305 | -1.4417 | -0.72083 | 0.68233 | 0 | 0 |  |  | 6.9696 |  | 0.31188 | 31.1882 | 1.3647 | 0 | 2014-10-04 14:30 | 7730.5 | 7.7305
|  | 2014-10-05 02:50:03 | 23.0717 | 1.8623 | 7.4493 | 5.9887 | 5.9887 | 0.116 | 0.116 | 0.73933 | 0.73933 | 0 | 0 | 7.446 | 7.446 | -1.3323 | -0.66617 | 0.72083 | 0 | 0 |  |  | 7.8218 |  | 0.32288 | 32.2878 | 1.4417 | 0 | 2014-10-04 15:00 | 7446 | 7.446
|  | 2014-10-05 03:20:03 | 22.9128 | 1.8738 | 7.4953 | 5.998 | 5.998 | 0.1155 | 0.1155 | 0.7365 | 0.7365 | 0 | 0 | 7.3527 | 7.3527 | -1.2148 | -0.60742 | 0.66617 | 0 | 0 |  |  | 6.8957 |  | 0.32712 | 32.7124 | 1.3323 | 0 | 2014-10-04 15:30 | 7352.6667 | 7.3527
|  | 2014-10-05 03:51:20 | 22.9012 | 1.7757 | 7.1027 | 5.995 | 5.995 | 0.116 | 0.116 | 0.73333 | 0.73333 | 0 | 0 | 7.4215 | 7.4215 | -1.5327 | -0.76633 | 0.60742 | 0 | 0 |  |  | 7.2447 |  | 0.31014 | 31.0144 | 1.2148 | 0 | 2014-10-04 16:00 | 7421.5 | 7.4215
|  | 2014-10-05 04:30:22 | 23.1135 | 1.7388 | 6.9553 | 6.0043 | 6.0043 | 0.11683 | 0.11683 | 0.73083 | 0.73083 | 0 | 0 | 7.6302 | 7.6302 | -1.676 | -0.838 | 0.76633 | 0 | 0 |  |  | 7.3727 |  | 0.30092 | 30.0921 | 1.5327 | 0 | 2014-10-04 16:30 | 7630.1667 | 7.6302
|  | 2014-10-05 05:18:11 | 23.7693 | 1.72 | 6.88 | 6.0028 | 6.0028 | 0.11767 | 0.11767 | 0.726 | 0.726 | 0 | 0 | 8.2272 | 8.2272 | -1.8157 | -0.90783 | 0.838 | 0 | 0 |  |  | 7.1552 |  | 0.28945 | 28.9449 | 1.676 | 0 | 2014-10-04 17:00 | 8227.1667 | 8.2272
|  | 2014-10-05 05:43:25 | 24.178 | 1.7993 | 7.1973 | 6.0027 | 6.0027 | 0.1175 | 0.1175 | 0.7195 | 0.7195 | 0 | 0 | 8.7193 | 8.7193 | -1.4217 | -0.71083 | 0.90783 | 0 | 0 |  |  | 6.6215 |  | 0.29768 | 29.7681 | 1.8157 | 0 | 2014-10-04 17:30 | 8719.3333 | 8.7193
|  | 2014-10-05 06:10:02 | 24.6733 | 1.9607 | 7.8427 | 6.0115 | 6.0115 | 0.14883 | 0.14883 | 0.68967 | 0.68967 | 0 | 0 | 8.7418 | 8.7418 | -1.2388 | -0.61942 | 0.71083 | 0 | 0 |  |  | 7.0584 |  | 0.31786 | 31.786 | 1.4217 | 0 | 2014-10-04 18:00 | 8741.8333 | 8.7418
|  | 2014-10-05 06:40:01 | 25.4877 | 2.0067 | 8.0267 | 6.003 | 6.003 | 0.17133 | 0.17133 | 0.7005 | 0.7005 | 0 | 0 | 9.2113 | 9.2113 | -1.3748 | -0.68742 | 0.61942 | 0 | 0 |  |  | 8.1069 |  | 0.31492 | 31.4924 | 1.2388 | 0 | 2014-10-04 18:30 | 9211.3333 | 9.2113
|  | 2014-10-05 07:10:05 | 27.3963 | 2.0102 | 8.0407 | 6.0023 | 6.0023 | 0.20217 | 0.20217 | 0.6995 | 0.6995 | 0 | 0 | 9.8043 | 9.8043 | -2.6473 | -1.3237 | 0.68742 | 0 | 0 |  |  | 7.3974 |  | 0.29349 | 29.3494 | 1.3748 | 0 | 2014-10-04 19:00 | 9804.3333 | 9.8043
|  | 2014-10-05 07:40:03 | 28.8857 | 1.9698 | 7.8793 | 6.0017 | 6.0017 | 0.21967 | 0.21967 | 0.7 | 0.7 | 0 | 0 | 10.4288 | 10.4288 | -3.6562 | -1.8281 | 1.3237 | 0 | 0 |  |  | 7.8005 |  | 0.27278 | 27.2777 | 2.6473 | 0 | 2014-10-04 19:30 | 10428.8333 | 10.4288
|  | 2014-10-05 08:10:02 | 30.3537 | 1.9797 | 7.9187 | 6.0082 | 6.0082 | 0.26067 | 0.26067 | 0.6995 | 0.6995 | 0 | 0 | 11.0197 | 11.0197 | -4.447 | -2.2235 | 1.8281 | 0 | 0 |  |  | 7.8395 |  | 0.26088 | 26.088 | 3.6562 | 0 | 2014-10-04 20:00 | 11019.6667 | 11.0197
|  | 2014-10-05 08:40:01 | 31.1267 | 2.1232 | 8.4927 | 6.0088 | 6.0088 | 0.3045 | 0.3045 | 0.69983 | 0.69983 | 1.11 | 1.11 | 11.1447 | 11.1447 | -3.3662 | -1.6831 | 2.2235 | 0 | 0 |  |  | 7.9831 |  | 0.27284 | 27.2842 | 4.447 | 0 | 2014-10-04 20:30 | 11144.6667 | 11.1447
|  | 2014-10-05 09:10:06 | 31.7552 | 2.1162 | 8.4647 | 6.0122 | 6.0122 | 0.31817 | 0.31817 | 0.69983 | 0.69983 | 1.11 | 1.11 | 11.1698 | 11.1698 | -3.9805 | -1.9902 | 1.6831 | 0 | 0 |  |  | 9.1418 |  | 0.26656 | 26.656 | 3.3662 | 0 | 2014-10-04 21:00 | 11169.8333 | 11.1698
|  | 2014-10-05 09:40:02 | 31.9735 | 2.0448 | 8.1793 | 6.0058 | 6.0058 | 0.30633 | 0.30633 | 0.6995 | 0.6995 | 1.9968 | 1.9968 | 11.091 | 11.091 | -3.6947 | -1.8474 | 1.9902 | 0 | 0 |  |  | 8.9973 |  | 0.25582 | 25.5816 | 3.9805 | 0 | 2014-10-04 21:30 | 11091 | 11.091
|  | 2014-10-05 10:10:07 | 32.0918 | 2.1482 | 8.5927 | 6.0083 | 6.0083 | 0.301 | 0.301 | 0.70017 | 0.70017 | 1.9968 | 1.9968 | 11.0785 | 11.0785 | -3.4144 | -1.7072 | 1.8474 | 0 | 0 |  |  | 8.8504 |  | 0.26775 | 26.7752 | 3.6947 | 0 | 2014-10-04 22:00 | 11078.5 | 11.0785
|  | 2014-10-05 10:40:01 | 32.0283 | 2.1813 | 8.7253 | 6.0047 | 6.0047 | 0.31367 | 0.31367 | 0.69267 | 0.69267 | 2.6856 | 2.6856 | 11.0633 | 11.0633 | -2.5431 | -1.2715 | 1.7072 | 0 | 0 |  |  | 9.0743 |  | 0.27243 | 27.2425 | 3.4144 | 0 | 2014-10-04 22:30 | 11063.3333 | 11.0633
|  | 2014-10-05 11:10:02 | 32.0173 | 2.2767 | 9.1067 | 6.0093 | 6.0093 | 0.32117 | 0.32117 | 0.69867 | 0.69867 | 2.6856 | 2.6856 | 11.1168 | 11.1168 | -2.0791 | -1.0395 | 1.2715 | 0 | 0 |  |  | 9.562 |  | 0.28443 | 28.4429 | 2.5431 | 0 | 2014-10-04 23:00 | 11116.8333 | 11.1168
|  | 2014-10-05 11:40:01 | 31.8933 | 2.377 | 9.508 | 6.0138 | 6.0138 | 0.30217 | 0.30217 | 0.7 | 0.7 | 3.1072 | 3.1072 | 11.1683 | 11.1683 | -1.0938 | -0.5469 | 1.0395 | 0 | 0 |  |  | 9.3178 |  | 0.29812 | 29.8119 | 2.0791 | 0 | 2014-10-04 23:30 | 11168.3333 | 11.1683
|  | 2014-10-05 12:10:02 | 31.4195 | 2.4778 | 9.9113 | 6.0127 | 6.0127 | 0.30183 | 0.30183 | 0.69983 | 0.69983 | 3.1072 | 3.1072 | 11.1338 | 11.1338 | -0.2528 | -0.1264 | 0.5469 | 0 | 0 |  |  | 9.5149 |  | 0.31545 | 31.5452 | 1.0938 | 0 | 2014-10-05 | 11133.8333 | 11.1338
|  | 2014-10-05 12:40:05 | 30.864 | 2.6005 | 10.402 | 6.01 | 6.01 | 0.30133 | 0.30133 | 0.69983 | 0.69983 | 3.2832 | 3.2832 | 10.8615 | 10.8615 | 0.69387 | 0.34693 | 0.1264 | 0.34693 | 0 |  |  | 10.402 |  | 0.33703 | 33.7027 | 0.2528 | 0 | 2014-10-05 00:30 | 10861.5 | 10.8615
|  | 2014-10-05 13:10:03 | 30.6213 | 2.7753 | 11.1013 | 6.0112 | 6.0112 | 0.304 | 0.304 | 0.70017 | 0.70017 | 3.2832 | 3.2832 | 10.4373 | 10.4373 | 1.2159 | 0.60793 | 0 | 0.95487 | 0 |  |  | 11.9894 |  | 0.36254 | 36.2536 | 0 | 0 | 2014-10-05 01:00 | 10437.3333 | 10.4373
|  | 2014-10-05 13:40:02 | 30.325 | 2.8138 | 11.2553 | 6.0113 | 6.0113 | 0.306 | 0.306 | 0.7 | 0.7 | 3.0136 | 3.0136 | 10.3175 | 10.3175 | 1.2788 | 0.63938 | 0 | 1.5943 | 0 |  |  | 11.3679 |  | 0.37116 | 37.1157 | 0 | 0 | 2014-10-05 01:30 | 10317.5 | 10.3175
|  | 2014-10-05 14:10:04 | 30.5767 | 2.917 | 11.668 | 6.0073 | 6.0073 | 0.30433 | 0.30433 | 0.7 | 0.7 | 3.0136 | 3.0136 | 10.0367 | 10.0367 | 1.1533 | 0.57663 | 0 | 2.1709 | 0 |  |  | 10.6179 |  | 0.3816 | 38.1598 | 0 | 0 | 2014-10-05 02:00 | 10036.6667 | 10.0367
|  | 2014-10-05 14:40:01 | 31.08 | 2.9718 | 11.8873 | 6.0063 | 6.0063 | 0.30267 | 0.30267 | 0.69983 | 0.69983 | 2.6744 | 2.6744 | 10.4252 | 10.4252 | 0.91573 | 0.45787 | 0 | 2.6288 | 0 |  |  | 11.0552 |  | 0.38248 | 38.2475 | 0 | 0 | 2014-10-05 02:30 | 10425.1667 | 10.4252
|  | 2014-10-05 15:10:01 | 31.8983 | 2.9187 | 11.6747 | 6.0033 | 6.0033 | 0.29467 | 0.29467 | 0.6995 | 0.6995 | 2.6744 | 2.6744 | 10.7425 | 10.7425 | 0.19073 | 0.095367 | 0 | 2.7241 | 0 |  |  | 12.2584 |  | 0.366 | 36.5996 | 0 | 0 | 2014-10-05 03:00 | 10742.5 | 10.7425
|  | 2014-10-05 15:40:02 | 32.9192 | 2.9627 | 11.8507 | 6.001 | 6.001 | 0.30233 | 0.30233 | 0.69967 | 0.69967 | 2.206 | 2.206 | 10.952 | 10.952 | -0.9075 | -0.45375 | 0 | 2.2704 | 0 |  |  | 10.6656 |  | 0.35999 | 35.9993 | 0 | 0.9075 | 2014-10-05 03:30 | 10952 | 10.952
|  | 2014-10-05 16:10:04 | 33.8455 | 3.1422 | 12.5687 | 6.0067 | 6.0067 | 0.38317 | 0.38317 | 0.69983 | 0.69983 | 2.206 | 2.206 | 11.1275 | 11.1275 | -0.85367 | -0.42683 | 0 | 1.8435 | 0 |  |  | 11.8145 |  | 0.37135 | 37.1354 | 0 | 0.85367 | 2014-10-05 04:00 | 11127.5 | 11.1275
|  | 2014-10-05 16:40:02 | 34.476 | 3.2337 | 12.9347 | 6.0065 | 6.0065 | 0.36667 | 0.36667 | 0.7 | 0.7 | 1.036 | 1.036 | 11.1563 | 11.1563 | -2.2758 | -1.1379 | 0 | 0.70562 | 0 |  |  | 11.8999 |  | 0.37518 | 37.5179 | 0 | 2.2758 | 2014-10-05 04:30 | 11156.3333 | 11.1563
|  | 2014-10-05 17:10:05 | 35.3063 | 3.3572 | 13.4287 | 6.033 | 6.033 | 0.37167 | 0.37167 | 0.69983 | 0.69983 | 1.036 | 1.036 | 11.14 | 11.14 | -2.5972 | -1.2986 | 0 | 0 | 0 |  |  | 14.1001 |  | 0.38035 | 38.0347 | 0 | 1.4112 | 2014-10-05 05:00 | 11140 | 11.14
|  | 2014-10-05 17:40:01 | 36.913 | 3.4168 | 13.6673 | 6.0447 | 6.0447 | 0.37383 | 0.37383 | 0.7 | 0.7 | 0.328 | 0.328 | 11.0427 | 11.0427 | -4.7565 | -2.3783 | 1.2986 | 0 | 0 |  |  | 12.8473 |  | 0.37026 | 37.0258 | 2.5972 | 0 | 2014-10-05 05:30 | 11042.6667 | 11.0427
|  | 2014-10-05 18:10:05 | 37.7975 | 3.4003 | 13.6013 | 6.1 | 6.1 | 0.36817 | 0.36817 | 0.69967 | 0.69967 | 0.328 | 0.328 | 11.0148 | 11.0148 | -5.6855 | -2.8428 | 2.3783 | 0 | 0 |  |  | 12.5132 |  | 0.35985 | 35.9847 | 4.7565 | 0 | 2014-10-05 06:00 | 11014.8333 | 11.0148
|  | 2014-10-05 18:40:03 | 36.708 | 3.5632 | 14.2527 | 6.114 | 6.114 | 0.33267 | 0.33267 | 0.69967 | 0.69967 | 0.072 | 0.072 | 10.8735 | 10.8735 | -4.3635 | -2.1818 | 2.8428 | 0 | 0 |  |  | 14.9653 |  | 0.38827 | 38.8271 | 5.6855 | 0 | 2014-10-05 06:30 | 10873.5 | 10.8735
|  | 2014-10-05 19:10:04 | 35.5332 | 3.9027 | 15.6107 | 6.107 | 6.107 | 0.2905 | 0.2905 | 0.69933 | 0.69933 | 0.072 | 0.072 | 10.461 | 10.461 | -2.2927 | -1.1463 | 2.1818 | 0 | 0 |  |  | 15.2985 |  | 0.43933 | 43.9327 | 4.3635 | 0 | 2014-10-05 07:00 | 10461 | 10.461
|  | 2014-10-05 19:40:01 | 33.8175 | 3.9758 | 15.9033 | 6.0973 | 6.0973 | 0.24917 | 0.24917 | 0.69967 | 0.69967 | 0 | 0 | 10.2112 | 10.2112 | -0.65683 | -0.32842 | 1.1463 | 0 | 0 |  |  | 16.3804 |  | 0.47027 | 47.0269 | 2.2927 | 0 | 2014-10-05 07:30 | 10211.1667 | 10.2112
|  | 2014-10-05 20:10:04 | 32.3675 | 4.0063 | 16.0253 | 6.0907 | 6.0907 | 0.2295 | 0.2295 | 0.69983 | 0.69983 | 0 | 0 | 9.7743 | 9.7743 | 0.45217 | 0.22608 | 0.32842 | 0.22608 | 0 |  |  | 16.0253 |  | 0.49511 | 49.5106 | 0.65683 | 0 | 2014-10-05 08:00 | 9774.3333 | 9.7743
|  | 2014-10-05 20:40:03 | 30.4962 | 3.9502 | 15.8007 | 6.0917 | 6.0917 | 0.22733 | 0.22733 | 0.7 | 0.7 | 0 | 0 | 9.056 | 9.056 | 1.3795 | 0.68975 | 0 | 0.91583 | 0 |  |  | 15.9587 |  | 0.51812 | 51.812 | 0 | 0 | 2014-10-05 08:30 | 9056 | 9.056
|  | 2014-10-05 21:10:05 | 28.812 | 3.8445 | 15.378 | 6.104 | 6.104 | 0.228 | 0.228 | 0.69967 | 0.69967 | 0 | 0 | 8.3342 | 8.3342 | 1.9318 | 0.96592 | 0 | 1.8818 | 0 |  |  | 15.378 |  | 0.53374 | 53.3736 | 0 | 0 | 2014-10-05 09:00 | 8334.1667 | 8.3342
|  | 2014-10-05 21:40:02 | 26.9052 | 3.7412 | 14.9647 | 6.0543 | 6.0543 | 0.22733 | 0.22733 | 0.6995 | 0.6995 | 0 | 0 | 7.2977 | 7.2977 | 2.3383 | 1.1692 | 0 | 3.0509 | 0 |  |  | 16.1618 |  | 0.5562 | 55.62 | 0 | 0 | 2014-10-05 09:30 | 7297.6667 | 7.2977
|  | 2014-10-05 22:10:02 | 24.8153 | 3.5982 | 14.3927 | 6.0135 | 6.0135 | 0.186 | 0.186 | 0.67483 | 0.67483 | 0 | 0 | 6.5743 | 6.5743 | 3.026 | 1.513 | 0 | 4.5639 | 0 |  |  | 12.9534 |  | 0.57999 | 57.9991 | 0 | 0 | 2014-10-05 10:00 | 6574.3333 | 6.5743
|  | 2014-10-05 22:40:02 | 22.9917 | 3.494 | 13.976 | 6.0098 | 6.0098 | 0.1605 | 0.1605 | 0.45683 | 0.45683 | 0 | 0 | 5.7942 | 5.7942 | 3.4057 | 1.7028 | 0 | 6.2668 | 0 |  |  | 14.1158 |  | 0.60787 | 60.7872 | 0 | 0 | 2014-10-05 10:30 | 5794.1667 | 5.7942
|  | 2014-10-05 23:10:01 | 22.3962 | 3.4415 | 13.766 | 6.0015 | 6.0015 | 0.14017 | 0.14017 | 0.3845 | 0.3845 | 0 | 0 | 5.476 | 5.476 | 3.372 | 1.686 | 0 | 7.9528 | 0 |  |  | 15.0049 |  | 0.61466 | 61.4659 | 0 | 0 | 2014-10-05 11:00 | 5476 | 5.476
|  | 2014-10-05 23:40:04 | 22.0605 | 3.3673 | 13.4693 | 6.0078 | 6.0078 | 0.13783 | 0.13783 | 0.40217 | 0.40217 | 0 | 0 | 5.2742 | 5.2742 | 3.2308 | 1.6154 | 0 | 9.5682 | 0 |  |  | 12.5265 |  | 0.61056 | 61.0563 | 0 | 0 | 2014-10-05 11:30 | 5274.1667 | 5.2742
|  | 2014-10-06 00:10:03 | 22.2223 | 3.2857 | 13.1427 | 5.9977 | 5.9977 | 0.1245 | 0.1245 | 0.49967 | 0.49967 | 0 | 0 | 5.3857 | 5.3857 | 2.9278 | 1.4639 | 0 | 11.0321 | 0 |  |  | 13.9312 |  | 0.59142 | 59.1417 | 0 | 0 | 2014-10-05 12:00 | 5385.6667 | 5.3857
|  | 2014-10-06 00:40:02 | 22.2627 | 3.1987 | 12.7947 | 5.995 | 5.995 | 0.13283 | 0.13283 | 0.6045 | 0.6045 | 0 | 0 | 5.4332 | 5.4332 | 2.6975 | 1.3487 | 0 | 12.3808 | 0 |  |  | 11.5152 |  | 0.57471 | 57.4714 | 0 | 0 | 2014-10-05 12:30 | 5433.1667 | 5.4332
|  | 2014-10-06 01:10:01 | 22.2232 | 3.351 | 13.404 | 6.0002 | 6.0002 | 0.13083 | 0.13083 | 0.63833 | 0.63833 | 0 | 0 | 5.2485 | 5.2485 | 3.1987 | 1.5993 | 0 | 13.9802 | 0 |  |  | 13.1359 |  | 0.60315 | 60.3154 | 0 | 0 | 2014-10-05 13:00 | 5248.5 | 5.2485
|  | 2014-10-06 01:40:01 | 22.0543 | 3.5128 | 14.0513 | 6.0072 | 6.0072 | 0.13033 | 0.13033 | 0.53317 | 0.53317 | 0 | 0 | 4.9962 | 4.9962 | 3.6638 | 1.8319 | 0 | 15.8121 | 0 |  |  | 14.0513 |  | 0.63712 | 63.7123 | 0 | 0 | 2014-10-05 13:30 | 4996.1667 | 4.9962
|  | 2014-10-06 02:10:03 | 21.83 | 3.5812 | 14.3247 | 6.0852 | 6.0852 | 0.13033 | 0.13033 | 0.38283 | 0.38283 | 0 | 0 | 4.9405 | 4.9405 | 4.0335 | 2.0168 | 0 | 17.8288 | 0 |  |  | 12.8922 |  | 0.65619 | 65.6192 | 0 | 0 | 2014-10-05 14:00 | 4940.5 | 4.9405
|  | 2014-10-06 02:40:05 | 21.6805 | 3.4483 | 13.7933 | 6.1498 | 6.1498 | 0.12983 | 0.12983 | 0.384 | 0.384 | 0 | 0 | 4.7922 | 4.7922 | 3.5687 | 1.7843 | 0 | 19.6132 | 0 |  |  | 14.7589 |  | 0.63621 | 63.6209 | 0 | 0 | 2014-10-05 14:30 | 4792.1667 | 4.7922
|  | 2014-10-06 03:15:02 | 21.7203 | 3.3238 | 13.2953 | 6.1413 | 6.1413 | 0.12917 | 0.12917 | 0.38317 | 0.38317 | 0 | 0 | 4.758 | 4.758 | 2.9867 | 1.4933 | 0 | 21.1065 | 0 |  |  | 13.2953 |  | 0.61211 | 61.2115 | 0 | 0 | 2014-10-05 15:00 | 4758 | 4.758
|  | 2014-10-06 03:41:34 | 21.7733 | 3.2878 | 13.1513 | 6.143 | 6.143 | 0.129 | 0.129 | 0.3835 | 0.3835 | 0 | 0 | 5.0403 | 5.0403 | 3.0738 | 1.5369 | 0 | 22.6434 | 0 |  |  | 13.0198 |  | 0.60401 | 60.4011 | 0 | 0 | 2014-10-05 15:30 | 5040.3333 | 5.0403
|  | 2014-10-06 04:10:01 | 21.3708 | 3.4443 | 13.7773 | 6.1467 | 6.1467 | 0.1305 | 0.1305 | 0.45083 | 0.45083 | 0 | 0 | 5.7687 | 5.7687 | 4.9032 | 2.4516 | 0 | 25.095 | 0 |  |  | 14.0529 |  | 0.64468 | 64.4679 | 0 | 0 | 2014-10-05 16:00 | 5768.6667 | 5.7687
|  | 2014-10-06 04:40:02 | 22.8928 | 3.4057 | 13.6227 | 6.1555 | 6.1555 | 0.13167 | 0.13167 | 0.409 | 0.409 | 0 | 0 | 6.5998 | 6.5998 | 4.0258 | 2.0129 | 0 | 27.1079 | 0 |  |  | 13.7589 |  | 0.59506 | 59.5063 | 0 | 0 | 2014-10-05 16:30 | 6599.8333 | 6.5998
|  | 2014-10-06 05:10:01 | 27.3943 | 3.7975 | 15.19 | 6.1498 | 6.1498 | 0.1475 | 0.1475 | 0.60617 | 0.60617 | 0 | 0 | 8.0497 | 8.0497 | 2.7488 | 1.3744 | 0 | 28.4823 | 0 |  |  | 15.6457 |  | 0.55449 | 55.4494 | 0 | 0 | 2014-10-05 17:00 | 8049.6667 | 8.0497
|  | 2014-10-06 05:40:01 | 31.133 | 4.753 | 19.012 | 6.158 | 6.158 | 0.1425 | 0.1425 | 0.68317 | 0.68317 | 0 | 0 | 9.346 | 9.346 | 4.2087 | 2.1043 | 0 | 30.5867 | 0 |  |  | 18.0614 |  | 0.61067 | 61.067 | 0 | 0 | 2014-10-05 17:30 | 9346 | 9.346
|  | 2014-10-06 06:10:02 | 34.8272 | 5.2972 | 21.1887 | 6.153 | 6.153 | 0.14567 | 0.14567 | 0.86517 | 0.86517 | 0 | 0 | 10.2707 | 10.2707 | 3.796 | 1.898 | 0 | 32.4847 | 0 |  |  | 19.4936 |  | 0.60839 | 60.8395 | 0 | 0 | 2014-10-05 18:00 | 10270.6667 | 10.2707
|  | 2014-10-06 06:40:01 | 37.5755 | 5.7408 | 22.9633 | 6.1523 | 6.1523 | 0.1615 | 0.1615 | 1.06 | 1.06 | 0 | 0 | 10.9708 | 10.9708 | 3.7325 | 1.8662 | 0 | 34.3509 | 0 |  |  | 24.5708 |  | 0.61113 | 61.1125 | 0 | 0 | 2014-10-05 18:30 | 10970.8333 | 10.9708
|  | 2014-10-06 07:10:01 | 38.2155 | 5.8623 | 23.4493 | 6.1538 | 6.1538 | 0.24117 | 0.24117 | 1.0695 | 1.0695 | 0 | 0 | 11.127 | 11.127 | 3.8253 | 1.9127 | 0 | 36.2636 | 0 |  |  | 21.1044 |  | 0.61361 | 61.3608 | 0 | 0 | 2014-10-05 19:00 | 11127 | 11.127
|  | 2014-10-06 07:40:01 | 38.3377 | 5.8475 | 23.39 | 6.1163 | 6.1163 | 0.25383 | 0.25383 | 1.0697 | 1.0697 | 0 | 0 | 11.2648 | 11.2648 | 3.757 | 1.8785 | 0 | 38.1421 | 0 |  |  | 24.3256 |  | 0.6101 | 61.0105 | 0 | 0 | 2014-10-05 19:30 | 11264.8333 | 11.2648
|  | 2014-10-06 08:10:02 | 39.3183 | 5.959 | 23.836 | 6.0397 | 6.0397 | 0.30367 | 0.30367 | 1.0698 | 1.0698 | 0 | 0 | 11.5397 | 11.5397 | 3.4705 | 1.7352 | 0 | 39.8773 | 0 |  |  | 22.6442 |  | 0.60623 | 60.6231 | 0 | 0 | 2014-10-05 20:00 | 11539.6667 | 11.5397
|  | 2014-10-06 08:40:04 | 39.698 | 6.0117 | 24.0467 | 5.9935 | 5.9935 | 0.34433 | 0.34433 | 1.0695 | 1.0695 | 1.0552 | 1.0552 | 11.7345 | 11.7345 | 4.5457 | 2.2729 | 0 | 42.1502 | 0 |  |  | 23.8062 |  | 0.60574 | 60.574 | 0 | 0 | 2014-10-05 20:30 | 11734.5 | 11.7345
|  | 2014-10-06 09:10:01 | 39.8817 | 5.8193 | 23.2773 | 5.9937 | 5.9937 | 0.34567 | 0.34567 | 1.0697 | 1.0697 | 1.0552 | 1.0552 | 11.8795 | 11.8795 | 3.7394 | 1.8697 | 0 | 44.0199 | 0 |  |  | 22.1135 |  | 0.58366 | 58.366 | 0 | 0 | 2014-10-05 21:00 | 11879.5 | 11.8795
|  | 2014-10-06 09:40:01 | 40.0668 | 5.6685 | 22.674 | 5.9978 | 5.9978 | 0.3455 | 0.3455 | 1.0698 | 1.0698 | 2.1324 | 2.1324 | 11.832 | 11.832 | 3.9847 | 1.9924 | 0 | 46.0122 | 0 |  |  | 23.3542 |  | 0.5659 | 56.5904 | 0 | 0 | 2014-10-05 21:30 | 11832 | 11.832
|  | 2014-10-06 10:10:03 | 40.1558 | 5.7712 | 23.0847 | 5.9925 | 5.9925 | 0.37617 | 0.37617 | 1.0702 | 1.0702 | 2.1324 | 2.1324 | 11.7672 | 11.7672 | 4.2672 | 2.1336 | 0 | 48.1458 | 0 |  |  | 22.8538 |  | 0.57488 | 57.4877 | 0 | 0 | 2014-10-05 22:00 | 11767.1667 | 11.7672
|  | 2014-10-06 10:40:03 | 40.4823 | 5.4337 | 21.7347 | 5.9845 | 5.9845 | 0.37617 | 0.37617 | 1.0695 | 1.0695 | 2.4764 | 2.4764 | 11.878 | 11.878 | 3.0369 | 1.5184 | 0 | 49.6643 | 0 |  |  | 22.6041 |  | 0.53689 | 53.6893 | 0 | 0 | 2014-10-05 22:30 | 11878 | 11.878
|  | 2014-10-06 11:10:02 | 40.6183 | 5.2113 | 20.8453 | 5.9907 | 5.9907 | 0.36033 | 0.36033 | 1.0698 | 1.0698 | 2.4764 | 2.4764 | 12.1747 | 12.1747 | 2.2989 | 1.1494 | 0 | 50.8137 | 0 |  |  | 18.7608 |  | 0.5132 | 51.32 | 0 | 0 | 2014-10-05 23:00 | 12174.6667 | 12.1747
|  | 2014-10-06 11:40:03 | 40.3255 | 5.3433 | 21.3733 | 6.004 | 6.004 | 0.33383 | 0.33383 | 1.0698 | 1.0698 | 2.5852 | 2.5852 | 12.4603 | 12.4603 | 3.501 | 1.7505 | 0 | 52.5643 | 0 |  |  | 22.2283 |  | 0.53002 | 53.002 | 0 | 0 | 2014-10-05 23:30 | 12460.3333 | 12.4603
|  | 2014-10-06 12:10:02 | 39.9985 | 5.109 | 20.436 | 6.0067 | 6.0067 | 0.299 | 0.299 | 1.0608 | 1.0608 | 2.5852 | 2.5852 | 12.6478 | 12.6478 | 3.037 | 1.5185 | 0 | 54.0828 | 0 |  |  | 20.436 |  | 0.51092 | 51.0919 | 0 | 0 | 2014-10-06 | 12647.8333 | 12.6478
|  | 2014-10-06 12:40:01 | 39.5372 | 4.8677 | 19.4707 | 6.0337 | 6.0337 | 0.2825 | 0.2825 | 1.0343 | 1.0343 | 4.0256 | 4.0256 | 12.7195 | 12.7195 | 4.0291 | 2.0145 | 0 | 56.0973 | 0 |  |  | 18.1077 |  | 0.49246 | 49.2465 | 0 | 0 | 2014-10-06 00:30 | 12719.5 | 12.7195
|  | 2014-10-06 13:10:05 | 39.3115 | 4.6677 | 18.6707 | 6.1153 | 6.1153 | 0.28567 | 0.28567 | 1.0655 | 1.0655 | 4.0256 | 4.0256 | 12.688 | 12.688 | 3.5393 | 1.7696 | 0 | 57.867 | 0 |  |  | 17.7371 |  | 0.47494 | 47.4942 | 0 | 0 | 2014-10-06 01:00 | 12688 | 12.688
|  | 2014-10-06 13:40:01 | 39.0238 | 4.4858 | 17.9433 | 6.1958 | 6.1958 | 0.28683 | 0.28683 | 1.0268 | 1.0268 | 3.838 | 3.838 | 12.6895 | 12.6895 | 2.9565 | 1.4782 | 0 | 59.3452 | 0 |  |  | 17.7639 |  | 0.4598 | 45.9804 | 0 | 0 | 2014-10-06 01:30 | 12689.5 | 12.6895
|  | 2014-10-06 14:10:01 | 38.9535 | 4.1672 | 16.6687 | 6.2147 | 6.2147 | 0.30633 | 0.30633 | 1.068 | 1.068 | 3.838 | 3.838 | 12.7818 | 12.7818 | 1.924 | 0.962 | 0 | 60.3072 | 0 |  |  | 17.5021 |  | 0.42791 | 42.7912 | 0 | 0 | 2014-10-06 02:00 | 12781.8333 | 12.7818
|  | 2014-10-06 14:40:01 | 39.64 | 3.7555 | 15.022 | 6.2145 | 6.2145 | 0.31417 | 0.31417 | 1.0693 | 1.0693 | 2.4572 | 2.4572 | 12.8737 | 12.8737 | -1.6891 | -0.84457 | 0 | 59.4626 | 0 |  |  | 14.1207 |  | 0.37896 | 37.8961 | 0 | 1.6891 | 2014-10-06 02:30 | 12873.6667 | 12.8737
|  | 2014-10-06 15:10:01 | 40.5475 | 3.5623 | 14.2493 | 6.2148 | 6.2148 | 0.32633 | 0.32633 | 1.069 | 1.069 | 2.4572 | 2.4572 | 12.9413 | 12.9413 | -3.2895 | -1.6447 | 0 | 57.8179 | 0 |  |  | 15.3893 |  | 0.35142 | 35.1423 | 0 | 3.2895 | 2014-10-06 03:00 | 12941.3333 | 12.9413
|  | 2014-10-06 15:40:02 | 41.5782 | 3.4567 | 13.8267 | 6.1877 | 6.1877 | 0.33767 | 0.33767 | 1.0687 | 1.0687 | 1.9112 | 1.9112 | 13.1197 | 13.1197 | -5.1266 | -2.5633 | 0 | 55.2546 | 0 |  |  | 13.1353 |  | 0.33255 | 33.2546 | 0 | 5.1266 | 2014-10-06 03:30 | 13119.6667 | 13.1197
|  | 2014-10-06 16:10:01 | 42.2018 | 3.3482 | 13.3927 | 6.0747 | 6.0747 | 0.52267 | 0.52267 | 1.0687 | 1.0687 | 1.9112 | 1.9112 | 13.1802 | 13.1802 | -6.0518 | -3.0259 | 0 | 52.2287 | 0 |  |  | 13.2587 |  | 0.31735 | 31.7348 | 0 | 6.0518 | 2014-10-06 04:00 | 13180.1667 | 13.1802
|  | 2014-10-06 16:40:04 | 42.4143 | 3.2057 | 12.8227 | 6.0205 | 6.0205 | 0.52167 | 0.52167 | 1.0685 | 1.0685 | 0.95 | 0.95 | 13.1405 | 13.1405 | -7.8905 | -3.9453 | 0 | 48.2834 | 0 |  |  | 12.0533 |  | 0.30232 | 30.2319 | 0 | 7.8905 | 2014-10-06 04:30 | 13140.5 | 13.1405
|  | 2014-10-06 17:10:03 | 42.749 | 3.123 | 12.492 | 6.0278 | 6.0278 | 0.53183 | 0.53183 | 1.0685 | 1.0685 | 0.95 | 0.95 | 13.1317 | 13.1317 | -8.5472 | -4.2736 | 0 | 44.0099 | 0 |  |  | 13.7412 |  | 0.29222 | 29.2217 | 0 | 8.5472 | 2014-10-06 05:00 | 13131.6667 | 13.1317
|  | 2014-10-06 17:40:03 | 43.8982 | 3.0108 | 12.0433 | 6.0237 | 6.0237 | 0.59967 | 0.59967 | 1.0683 | 1.0683 | 0.2564 | 0.2564 | 13.1535 | 13.1535 | -10.7533 | -5.3766 | 0 | 38.6332 | 0 |  |  | 11.4412 |  | 0.27435 | 27.4347 | 0 | 10.7533 | 2014-10-06 05:30 | 13153.5 | 13.1535
|  | 2014-10-06 18:10:02 | 44.3498 | 2.9185 | 11.674 | 6.0522 | 6.0522 | 0.58583 | 0.58583 | 1.068 | 1.068 | 0.2564 | 0.2564 | 13.1602 | 13.1602 | -11.5533 | -5.7766 | 0 | 32.8566 | 0 |  |  | 11.9075 |  | 0.26323 | 26.3225 | 0 | 11.5533 | 2014-10-06 06:00 | 13160.1667 | 13.1602
|  | 2014-10-06 18:40:01 | 43.552 | 2.8995 | 11.598 | 6.0622 | 6.0622 | 0.6725 | 0.6725 | 1.0687 | 1.0687 | 0.04 | 0.04 | 13.151 | 13.151 | -10.9597 | -5.4798 | 0 | 27.3768 | 0 |  |  | 11.9459 |  | 0.2663 | 26.6302 | 0 | 10.9597 | 2014-10-06 06:30 | 13151 | 13.151
|  | 2014-10-06 19:10:03 | 42.2138 | 2.8107 | 11.2427 | 6.0623 | 6.0623 | 0.5895 | 0.5895 | 1.0628 | 1.0628 | 0.04 | 0.04 | 13.1632 | 13.1632 | -10.0533 | -5.0267 | 0 | 22.3501 | 0 |  |  | 11.3551 |  | 0.26633 | 26.6327 | 0 | 10.0533 | 2014-10-06 07:00 | 13163.1667 | 13.1632
|  | 2014-10-06 19:40:04 | 40.7137 | 2.6682 | 10.6727 | 6.1048 | 6.1048 | 0.4015 | 0.4015 | 1.0625 | 1.0625 | 0 | 0 | 13.1755 | 13.1755 | -9.2967 | -4.6483 | 0 | 17.7018 | 0 |  |  | 11.313 |  | 0.26214 | 26.214 | 0 | 9.2967 | 2014-10-06 07:30 | 13175.5 | 13.1755
|  | 2014-10-06 20:10:02 | 38.9317 | 2.4977 | 9.9907 | 6.1587 | 6.1587 | 0.34033 | 0.34033 | 1.0528 | 1.0528 | 0 | 0 | 13.105 | 13.105 | -8.2842 | -4.1421 | 0 | 13.5597 | 0 |  |  | 10.69 |  | 0.25662 | 25.6621 | 0 | 8.2842 | 2014-10-06 08:00 | 13105 | 13.105
|  | 2014-10-06 20:40:03 | 36.8357 | 2.4948 | 9.9793 | 6.1643 | 6.1643 | 0.3335 | 0.3335 | 1.0615 | 1.0615 | 0 | 0 | 13.1123 | 13.1123 | -6.1847 | -3.0923 | 0 | 10.4673 | 0 |  |  | 9.68 |  | 0.27091 | 27.0915 | 0 | 6.1847 | 2014-10-06 08:30 | 13112.3333 | 13.1123
|  | 2014-10-06 21:10:02 | 34.6222 | 2.4027 | 9.6107 | 6.1638 | 6.1638 | 0.31883 | 0.31883 | 1.065 | 1.065 | 0 | 0 | 12.8607 | 12.8607 | -4.6032 | -2.3016 | 0 | 8.1658 | 0 |  |  | 10.5717 |  | 0.27759 | 27.7587 | 0 | 4.6032 | 2014-10-06 09:00 | 12860.6667 | 12.8607
|  | 2014-10-06 21:40:04 | 32.3008 | 2.2783 | 9.1133 | 6.2205 | 6.2205 | 0.30283 | 0.30283 | 1.0648 | 1.0648 | 0 | 0 | 12.5685 | 12.5685 | -3.0308 | -1.5154 | 0 | 6.6503 | 0 |  |  | 8.3843 |  | 0.28214 | 28.2139 | 0 | 3.0308 | 2014-10-06 09:30 | 12568.5 | 12.5685
|  | 2014-10-06 22:10:01 | 29.7022 | 1.953 | 7.812 | 6.2363 | 6.2363 | 0.18167 | 0.18167 | 1.0647 | 1.0647 | 0 | 0 | 12.258 | 12.258 | -2.1495 | -1.0748 | 0 | 5.5756 | 0 |  |  | 7.5776 |  | 0.26301 | 26.3011 | 0 | 2.1495 | 2014-10-06 10:00 | 12258 | 12.258
|  | 2014-10-06 22:40:03 | 27.898 | 1.3947 | 5.5787 | 6.2377 | 6.2377 | 0.17117 | 0.17117 | 1.0645 | 1.0645 | 0 | 0 | 12.1417 | 12.1417 | -2.7043 | -1.3522 | 0 | 4.2234 | 0 |  |  | 5.1882 |  | 0.19997 | 19.9967 | 0 | 2.7043 | 2014-10-06 10:30 | 12141.6667 | 12.1417
|  | 2014-10-06 23:10:02 | 27.3358 | 1.1855 | 4.742 | 6.2348 | 6.2348 | 0.16533 | 0.16533 | 1.0503 | 1.0503 | 0 | 0 | 12.0432 | 12.0432 | -3.1002 | -1.5501 | 0 | 2.6733 | 0 |  |  | 4.9317 |  | 0.17347 | 17.3472 | 0 | 3.1002 | 2014-10-06 11:00 | 12043.1667 | 12.0432
|  | 2014-10-06 23:40:02 | 26.7772 | 0.88333 | 3.5333 | 6.2335 | 6.2335 | 0.16283 | 0.16283 | 1.0425 | 1.0425 | 0 | 0 | 11.7542 | 11.7542 | -4.0508 | -2.0254 | 0 | 0.64793 | 0 |  |  | 3.3213 |  | 0.13195 | 13.1953 | 0 | 4.0508 | 2014-10-06 11:30 | 11754.1667 | 11.7542
|  | 2014-10-07 00:10:01 | 27.1517 | 0.72567 | 2.9027 | 6.218 | 6.218 | 0.12433 | 0.12433 | 1.0678 | 1.0678 | 0 | 0 | 11.867 | 11.867 | -4.9718 | -2.4859 | 0 | 0 | 0 |  |  | 2.8446 |  | 0.10691 | 10.6906 | 0 | 1.2959 | 2014-10-06 12:00 | 11867 | 11.867
|  | 2014-10-07 00:40:01 | 27.3748 | 0.69783 | 2.7913 | 6.1125 | 6.1125 | 0.12033 | 0.12033 | 1.0678 | 1.0678 | 0 | 0 | 11.982 | 11.982 | -5.3008 | -2.6504 | 2.4859 | 0 | 0 |  |  | 3.0146 |  | 0.10197 | 10.1967 | 4.9718 | 0 | 2014-10-06 12:30 | 11982 | 11.982
|  | 2014-10-07 01:10:02 | 27.0027 | 0.67667 | 2.7067 | 6.0188 | 6.0188 | 0.111 | 0.111 | 1.0675 | 1.0675 | 0 | 0 | 11.9468 | 11.9468 | -5.1518 | -2.5759 | 2.6504 | 0 | 0 |  |  | 2.6796 |  | 0.10024 | 10.0237 | 5.3008 | 0 | 2014-10-06 13:00 | 11946.8333 | 11.9468
|  | 2014-10-07 01:40:03 | 26.8728 | 0.7235 | 2.894 | 6.0053 | 6.0053 | 0.106 | 0.106 | 1.0677 | 1.0677 | 0 | 0 | 11.5772 | 11.5772 | -5.2227 | -2.6113 | 2.5759 | 0 | 0 |  |  | 2.7782 |  | 0.10769 | 10.7692 | 5.1518 | 0 | 2014-10-06 13:30 | 11577.1667 | 11.5772
|  | 2014-10-07 02:10:03 | 26.6127 | 0.74017 | 2.9607 | 6.0063 | 6.0063 | 0.1155 | 0.1155 | 1.0673 | 1.0673 | 0 | 0 | 11.2462 | 11.2462 | -5.2167 | -2.6083 | 2.6113 | 0 | 0 |  |  | 2.783 |  | 0.11125 | 11.125 | 5.2227 | 0 | 2014-10-06 14:00 | 11246.1667 | 11.2462
|  | 2014-10-07 02:40:45 | 26.4407 | 0.85233 | 3.4093 | 6.0087 | 6.0087 | 0.10617 | 0.10617 | 1.0333 | 1.0333 | 0 | 0 | 11.4208 | 11.4208 | -4.4623 | -2.2312 | 2.6083 | 0 | 0 |  |  | 3.273 |  | 0.12894 | 12.8943 | 5.2167 | 0 | 2014-10-06 14:30 | 11420.8333 | 11.4208
|  | 2014-10-07 03:10:01 | 26.3768 | 0.91017 | 3.6407 | 6.0023 | 6.0023 | 0.107 | 0.107 | 0.92233 | 0.92233 | 0 | 0 | 11.4143 | 11.4143 | -4.2902 | -2.1451 | 2.2312 | 0 | 0 |  |  | 3.3494 |  | 0.13803 | 13.8025 | 4.4623 | 0 | 2014-10-06 15:00 | 11414.3333 | 11.4143
|  | 2014-10-07 03:40:01 | 26.4775 | 0.91883 | 3.6753 | 6.0048 | 6.0048 | 0.10817 | 0.10817 | 0.92267 | 0.92267 | 0 | 0 | 11.2625 | 11.2625 | -4.504 | -2.252 | 2.1451 | 0 | 0 |  |  | 3.3446 |  | 0.13881 | 13.881 | 4.2902 | 0 | 2014-10-06 15:30 | 11262.5 | 11.2625
|  | 2014-10-07 04:10:04 | 27.1063 | 1.0698 | 4.2793 | 6.0137 | 6.0137 | 0.11367 | 0.11367 | 0.92183 | 0.92183 | 0 | 0 | 11.55 | 11.55 | -4.2278 | -2.1139 | 2.252 | 0 | 0 |  |  | 4.4933 |  | 0.15787 | 15.7872 | 4.504 | 0 | 2014-10-06 16:00 | 11550 | 11.55
|  | 2014-10-07 04:40:02 | 28.3048 | 1.0137 | 4.0547 | 6.1105 | 6.1105 | 0.11533 | 0.11533 | 1.032 | 1.032 | 0 | 0 | 11.8485 | 11.8485 | -5.1438 | -2.5719 | 2.1139 | 0 | 0 |  |  | 3.6492 |  | 0.14325 | 14.325 | 4.2278 | 0 | 2014-10-06 16:30 | 11848.5 | 11.8485
|  | 2014-10-07 05:10:01 | 30.3488 | 0.9735 | 3.894 | 6.1623 | 6.1623 | 0.11633 | 0.11633 | 1.0687 | 1.0687 | 0 | 0 | 12.458 | 12.458 | -6.6495 | -3.3247 | 2.5719 | 0 | 0 |  |  | 3.9329 |  | 0.12831 | 12.8308 | 5.1438 | 0 | 2014-10-06 17:00 | 12458 | 12.458
|  | 2014-10-07 05:40:02 | 33.5007 | 0.73433 | 2.9373 | 6.1673 | 6.1673 | 0.13117 | 0.13117 | 1.0683 | 1.0683 | 0 | 0 | 12.6822 | 12.6822 | -10.5143 | -5.2572 | 3.3247 | 0 | 0 |  |  | 2.9961 |  | 0.08768 | 8.768 | 6.6495 | 0 | 2014-10-06 17:30 | 12682.1667 | 12.6822
|  | 2014-10-07 06:10:02 | 37.3082 | 0.88 | 3.52 | 6.1767 | 6.1767 | 0.3315 | 0.3315 | 1.0685 | 1.0685 | 0 | 0 | 13.0365 | 13.0365 | -13.175 | -6.5875 | 5.2572 | 0 | 0 |  |  | 3.2032 |  | 0.094349 | 9.4349 | 10.5143 | 0 | 2014-10-06 18:00 | 13036.5 | 13.0365
|  | 2014-10-07 06:40:01 | 39.1977 | 0.7485 | 2.994 | 6.1742 | 6.1742 | 0.64117 | 0.64117 | 1.0692 | 1.0692 | 0 | 0 | 13.0393 | 13.0393 | -15.2798 | -7.6399 | 6.5875 | 0 | 0 |  |  | 3.0239 |  | 0.076382 | 7.6382 | 13.175 | 0 | 2014-10-06 18:30 | 13039.3333 | 13.0393
|  | 2014-10-07 07:10:01 | 39.7922 | 0.868 | 3.472 | 6.1835 | 6.1835 | 0.66217 | 0.66217 | 1.071 | 1.071 | 0 | 0 | 13.0818 | 13.0818 | -15.3217 | -7.6608 | 7.6399 | 0 | 0 |  |  | 3.8192 |  | 0.087253 | 8.7253 | 15.2798 | 0 | 2014-10-06 19:00 | 13081.8333 | 13.0818
|  | 2014-10-07 07:40:01 | 39.3643 | 1.5705 | 6.282 | 6.189 | 6.189 | 0.39083 | 0.39083 | 1.0748 | 1.0748 | 0 | 0 | 13.0578 | 13.0578 | -12.3698 | -6.1849 | 7.6608 | 0 | 0 |  |  | 6.1564 |  | 0.15959 | 15.9586 | 15.3217 | 0 | 2014-10-06 19:30 | 13057.8333 | 13.0578
|  | 2014-10-07 08:10:02 | 40.0003 | 2.0333 | 8.1333 | 6.2248 | 6.2248 | 0.48167 | 0.48167 | 1.0745 | 1.0745 | 0 | 0 | 13.0783 | 13.0783 | -11.0077 | -5.5038 | 6.1849 | 0 | 0 |  |  | 7.7267 |  | 0.20333 | 20.3332 | 12.3698 | 0 | 2014-10-06 20:00 | 13078.3333 | 13.0783
|  | 2014-10-07 08:40:01 | 39.9653 | 2.2295 | 8.918 | 6.2193 | 6.2193 | 0.398 | 0.398 | 1.0747 | 1.0747 | 0.6964 | 0.6964 | 13.15 | 13.15 | -9.5089 | -4.7545 | 5.5038 | 0 | 0 |  |  | 9.1855 |  | 0.22314 | 22.3143 | 11.0077 | 0 | 2014-10-06 20:30 | 13150 | 13.15
|  | 2014-10-07 09:10:05 | 39.0532 | 2.2697 | 9.0787 | 6.2215 | 6.2215 | 0.40517 | 0.40517 | 1.0747 | 1.0747 | 0.6964 | 0.6964 | 12.9295 | 12.9295 | -8.6473 | -4.3236 | 4.7545 | 0 | 0 |  |  | 8.3524 |  | 0.23247 | 23.2469 | 9.5089 | 0 | 2014-10-06 21:00 | 12929.5 | 12.9295
|  | 2014-10-07 09:40:02 | 39.406 | 2.373 | 9.492 | 6.216 | 6.216 | 0.38733 | 0.38733 | 1.0748 | 1.0748 | 1.1172 | 1.1172 | 13.1985 | 13.1985 | -7.9201 | -3.9601 | 4.3236 | 0 | 0 |  |  | 9.2072 |  | 0.24088 | 24.0877 | 8.6473 | 0 | 2014-10-06 21:30 | 13198.5 | 13.1985
|  | 2014-10-07 10:10:02 | 39.1848 | 2.4897 | 9.9587 | 6.2205 | 6.2205 | 0.30417 | 0.30417 | 1.057 | 1.057 | 1.1172 | 1.1172 | 13.3262 | 13.3262 | -7.2011 | -3.6006 | 3.9601 | 0 | 0 |  |  | 10.9545 |  | 0.25415 | 25.4146 | 7.9201 | 0 | 2014-10-06 22:00 | 13326.1667 | 13.3262
|  | 2014-10-07 10:40:02 | 38.9863 | 2.6693 | 10.6773 | 6.182 | 6.182 | 0.28567 | 0.28567 | 1.056 | 1.056 | 1.8428 | 1.8428 | 13.3605 | 13.3605 | -5.582 | -2.791 | 3.6006 | 0 | 0 |  |  | 10.9977 |  | 0.27387 | 27.3874 | 7.2011 | 0 | 2014-10-06 22:30 | 13360.5 | 13.3605
|  | 2014-10-07 11:10:03 | 39.122 | 2.9133 | 11.6533 | 6.056 | 6.056 | 0.26617 | 0.26617 | 1.0708 | 1.0708 | 1.8428 | 1.8428 | 13.4505 | 13.4505 | -4.7824 | -2.3912 | 2.791 | 0 | 0 |  |  | 12.7021 |  | 0.29787 | 29.7872 | 5.582 | 0 | 2014-10-06 23:00 | 13450.5 | 13.4505
|  | 2014-10-07 11:40:02 | 38.8165 | 2.932 | 11.728 | 6.0057 | 6.0057 | 0.27167 | 0.27167 | 1.0692 | 1.0692 | 3.1252 | 3.1252 | 13.496 | 13.496 | -3.1208 | -1.5604 | 2.3912 | 0 | 0 |  |  | 12.1971 |  | 0.30214 | 30.214 | 4.7824 | 0 | 2014-10-06 23:30 | 13496 | 13.496
|  | 2014-10-07 12:10:02 | 38.4215 | 3.138 | 12.552 | 6.0017 | 6.0017 | 0.26783 | 0.26783 | 1.0658 | 1.0658 | 3.1252 | 3.1252 | 13.5102 | 13.5102 | -1.8988 | -0.9494 | 1.5604 | 0 | 0 |  |  | 13.1796 |  | 0.32669 | 32.6692 | 3.1208 | 0 | 2014-10-07 | 13510.1667 | 13.5102
|  | 2014-10-07 12:40:01 | 37.9695 | 3.451 | 13.804 | 6.0065 | 6.0065 | 0.2315 | 0.2315 | 1.0432 | 1.0432 | 2.9548 | 2.9548 | 13.4857 | 13.4857 | -0.44387 | -0.22193 | 0.9494 | 0 | 0 |  |  | 14.7703 |  | 0.36355 | 36.3555 | 1.8988 | 0 | 2014-10-07 00:30 | 13485.6667 | 13.4857
|  | 2014-10-07 13:10:04 | 37.6458 | 3.6117 | 14.4467 | 6.0075 | 6.0075 | 0.22867 | 0.22867 | 1.0202 | 1.0202 | 2.9548 | 2.9548 | 13.4495 | 13.4495 | 0.46147 | 0.23073 | 0.22193 | 0.23073 | 0 |  |  | 13.2909 |  | 0.38375 | 38.3752 | 0.44387 | 0 | 2014-10-07 01:00 | 13449.5 | 13.4495
|  | 2014-10-07 13:40:03 | 37.4055 | 3.7187 | 14.8747 | 6.0105 | 6.0105 | 0.226 | 0.226 | 1.0288 | 1.0288 | 3.4384 | 3.4384 | 13.2053 | 13.2053 | 1.3782 | 0.68912 | 0 | 0.91985 | 0 |  |  | 15.1722 |  | 0.39766 | 39.766 | 0 | 0 | 2014-10-07 01:30 | 13205.3333 | 13.2053
|  | 2014-10-07 14:10:01 | 37.2675 | 3.8677 | 15.4707 | 6.1057 | 6.1057 | 0.2105 | 0.2105 | 1.0295 | 1.0295 | 3.4384 | 3.4384 | 13.1255 | 13.1255 | 2.1127 | 1.0564 | 0 | 1.9762 | 0 |  |  | 15.0065 |  | 0.41512 | 41.5125 | 0 | 0 | 2014-10-07 02:00 | 13125.5 | 13.1255
|  | 2014-10-07 14:40:02 | 37.8493 | 4.0473 | 16.1893 | 6.1553 | 6.1553 | 0.21183 | 0.21183 | 1.0307 | 1.0307 | 3.1336 | 3.1336 | 13.1253 | 13.1253 | 1.9968 | 0.99838 | 0 | 2.9746 | 0 |  |  | 15.7037 |  | 0.42773 | 42.7731 | 0 | 0 | 2014-10-07 02:30 | 13125.3333 | 13.1253
|  | 2014-10-07 15:10:02 | 38.7737 | 4.202 | 16.808 | 6.1603 | 6.1603 | 0.21217 | 0.21217 | 1.07 | 1.07 | 3.1336 | 3.1336 | 13.1617 | 13.1617 | 1.7721 | 0.88605 | 0 | 3.8607 | 0 |  |  | 16.808 |  | 0.43349 | 43.349 | 0 | 0 | 2014-10-07 03:00 | 13161.6667 | 13.1617
|  | 2014-10-07 15:40:02 | 39.6987 | 4.385 | 17.54 | 6.1548 | 6.1548 | 0.224 | 0.224 | 1.0752 | 1.0752 | 1.2332 | 1.2332 | 13.4482 | 13.4482 | -0.0233 | -0.01165 | 0 | 3.849 | 0 |  |  | 17.54 |  | 0.44183 | 44.1828 | 0 | 0.0233 | 2014-10-07 03:30 | 13448.1667 | 13.4482
|  | 2014-10-07 16:10:02 | 40.3558 | 4.4363 | 17.7453 | 6.1085 | 6.1085 | 0.441 | 0.441 | 1.0797 | 1.0797 | 1.2332 | 1.2332 | 13.5328 | 13.5328 | -0.2153 | -0.10765 | 0 | 3.7414 | 0 |  |  | 17.9228 |  | 0.43972 | 43.9722 | 0 | 0.2153 | 2014-10-07 04:00 | 13532.8333 | 13.5328
|  | 2014-10-07 16:40:01 | 40.7485 | 4.439 | 17.756 | 5.9868 | 5.9868 | 0.45133 | 0.45133 | 1.08 | 1.08 | 0.764 | 0.764 | 13.4962 | 13.4962 | -1.2142 | -0.60708 | 0 | 3.1343 | 0 |  |  | 15.9804 |  | 0.43575 | 43.5746 | 0 | 1.2142 | 2014-10-07 04:30 | 13496.1667 | 13.4962
|  | 2014-10-07 17:10:04 | 41.3993 | 4.499 | 17.996 | 5.9898 | 5.9898 | 0.45883 | 0.45883 | 1.0793 | 1.0793 | 0.764 | 0.764 | 13.379 | 13.379 | -1.7323 | -0.86617 | 0 | 2.2681 | 0 |  |  | 16.3764 |  | 0.43469 | 43.4693 | 0 | 1.7323 | 2014-10-07 05:00 | 13379 | 13.379
|  | 2014-10-07 17:40:04 | 43.397 | 4.4907 | 17.9627 | 5.981 | 5.981 | 0.4655 | 0.4655 | 1.0797 | 1.0797 | 0.1036 | 0.1036 | 13.4083 | 13.4083 | -4.3962 | -2.1981 | 0 | 0.069983 | 0 |  |  | 17.4238 |  | 0.41391 | 41.3915 | 0 | 4.3962 | 2014-10-07 05:30 | 13408.3333 | 13.4083
|  | 2014-10-07 18:10:03 | 44.0218 | 4.3337 | 17.3347 | 5.9793 | 5.9793 | 0.57567 | 0.57567 | 1.0798 | 1.0798 | 0.1036 | 0.1036 | 13.5425 | 13.5425 | -5.4062 | -2.7031 | 0 | 0 | 0 |  |  | 17.6814 |  | 0.39377 | 39.3774 | 0 | 0.13997 | 2014-10-07 06:00 | 13542.5 | 13.5425
|  | 2014-10-07 18:40:02 | 42.7237 | 4.2415 | 16.966 | 5.9883 | 5.9883 | 0.46317 | 0.46317 | 1.0798 | 1.0798 | 0.012 | 0.012 | 13.3723 | 13.3723 | -4.842 | -2.421 | 2.7031 | 0 | 0 |  |  | 15.6087 |  | 0.39711 | 39.711 | 5.4062 | 0 | 2014-10-07 06:30 | 13372.3333 | 13.3723
|  | 2014-10-07 19:10:03 | 41.6393 | 4.2842 | 17.1367 | 5.9867 | 5.9867 | 0.41883 | 0.41883 | 1.0797 | 1.0797 | 0.012 | 0.012 | 13.3795 | 13.3795 | -3.626 | -1.813 | 2.421 | 0 | 0 |  |  | 15.5944 |  | 0.41155 | 41.155 | 4.842 | 0 | 2014-10-07 07:00 | 13379.5 | 13.3795
|  | 2014-10-07 19:40:01 | 39.7408 | 4.166 | 16.664 | 5.9898 | 5.9898 | 0.40283 | 0.40283 | 1.073 | 1.073 | 0 | 0 | 13.3403 | 13.3403 | -2.2708 | -1.1354 | 1.813 | 0 | 0 |  |  | 15.9974 |  | 0.41932 | 41.9317 | 3.626 | 0 | 2014-10-07 07:30 | 13340.3333 | 13.3403
|  | 2014-10-07 20:10:04 | 38.1127 | 3.9215 | 15.686 | 5.9908 | 5.9908 | 0.2855 | 0.2855 | 1.0622 | 1.0622 | 0 | 0 | 13.2718 | 13.2718 | -1.8163 | -0.90817 | 1.1354 | 0 | 0 |  |  | 15.9997 |  | 0.41157 | 41.1569 | 2.2708 | 0 | 2014-10-07 08:00 | 13271.8333 | 13.2718
|  | 2014-10-07 20:40:02 | 36.1435 | 3.8547 | 15.4187 | 5.9907 | 5.9907 | 0.24833 | 0.24833 | 1.0745 | 1.0745 | 0 | 0 | 12.9692 | 12.9692 | -0.44217 | -0.22108 | 0.90817 | 0 | 0 |  |  | 15.5729 |  | 0.4266 | 42.6596 | 1.8163 | 0 | 2014-10-07 08:30 | 12969.1667 | 12.9692
|  | 2014-10-07 21:10:02 | 34.0977 | 4.046 | 16.184 | 5.9903 | 5.9903 | 0.24083 | 0.24083 | 1.0745 | 1.0745 | 0 | 0 | 12.0415 | 12.0415 | 1.4335 | 0.71675 | 0.22108 | 0.71675 | 0 |  |  | 15.6985 |  | 0.47464 | 47.4637 | 0.44217 | 0 | 2014-10-07 09:00 | 12041.5 | 12.0415
|  | 2014-10-07 21:40:04 | 31.3912 | 4.2003 | 16.8013 | 5.9957 | 5.9957 | 0.23083 | 0.23083 | 1.0747 | 1.0747 | 0 | 0 | 10.9563 | 10.9563 | 3.6677 | 1.8338 | 0 | 2.5506 | 0 |  |  | 16.6333 |  | 0.53522 | 53.5225 | 0 | 0 | 2014-10-07 09:30 | 10956.3333 | 10.9563
|  | 2014-10-07 22:10:01 | 29.1217 | 4.0105 | 16.042 | 6.0537 | 6.0537 | 0.15067 | 0.15067 | 1.0748 | 1.0748 | 0 | 0 | 10.3787 | 10.3787 | 4.5782 | 2.2891 | 0 | 4.8397 | 0 |  |  | 14.4378 |  | 0.55086 | 55.0861 | 0 | 0 | 2014-10-07 10:00 | 10378.6667 | 10.3787
|  | 2014-10-07 22:40:04 | 27.7352 | 3.8825 | 15.53 | 6.1292 | 6.1292 | 0.14633 | 0.14633 | 1.0753 | 1.0753 | 0 | 0 | 9.4145 | 9.4145 | 4.5602 | 2.2801 | 0 | 7.1197 | 0 |  |  | 16.4618 |  | 0.55994 | 55.9939 | 0 | 0 | 2014-10-07 10:30 | 9414.5 | 9.4145
|  | 2014-10-07 23:10:02 | 26.1078 | 3.8657 | 15.4627 | 6.1352 | 6.1352 | 0.13117 | 0.13117 | 0.96517 | 0.96517 | 0 | 0 | 8.3337 | 8.3337 | 4.92 | 2.46 | 0 | 9.5797 | 0 |  |  | 14.3803 |  | 0.59226 | 59.2262 | 0 | 0 | 2014-10-07 11:00 | 8333.6667 | 8.3337
|  | 2014-10-07 23:40:01 | 25.6292 | 3.6922 | 14.7687 | 6.0633 | 6.0633 | 0.13383 | 0.13383 | 0.843 | 0.843 | 0 | 0 | 8.1855 | 8.1855 | 4.3652 | 2.1826 | 0 | 11.7623 | 0 |  |  | 14.9164 |  | 0.57624 | 57.6245 | 0 | 0 | 2014-10-07 11:30 | 8185.5 | 8.1855
|  | 2014-10-08 00:10:02 | 25.559 | 3.376 | 13.504 | 6.004 | 6.004 | 0.13417 | 0.13417 | 0.76617 | 0.76617 | 0 | 0 | 8.5308 | 8.5308 | 3.3802 | 1.6901 | 0 | 13.4524 | 0 |  |  | 13.504 |  | 0.52835 | 52.8346 | 0 | 0 | 2014-10-07 12:00 | 8530.8333 | 8.5308
|  | 2014-10-08 00:40:01 | 25.6967 | 3.1672 | 12.6687 | 5.9572 | 5.9572 | 0.13617 | 0.13617 | 0.86567 | 0.86567 | 0 | 0 | 8.7535 | 8.7535 | 2.6845 | 1.3423 | 0 | 14.7947 | 0 |  |  | 12.6687 |  | 0.49301 | 49.3008 | 0 | 0 | 2014-10-07 12:30 | 8753.5 | 8.7535
|  | 2014-10-08 01:10:01 | 25.7582 | 2.9878 | 11.9513 | 5.9227 | 5.9227 | 0.13633 | 0.13633 | 0.89183 | 0.89183 | 0 | 0 | 8.8437 | 8.8437 | 1.9877 | 0.99383 | 0 | 15.7885 | 0 |  |  | 11.9513 |  | 0.46398 | 46.3982 | 0 | 0 | 2014-10-07 13:00 | 8843.6667 | 8.8437
|  | 2014-10-08 01:40:03 | 25.7062 | 3.0028 | 12.0113 | 5.9128 | 5.9128 | 0.13733 | 0.13733 | 0.97917 | 0.97917 | 0 | 0 | 8.8183 | 8.8183 | 2.1528 | 1.0764 | 0 | 16.8649 | 0 |  |  | 12.732 |  | 0.46725 | 46.7255 | 0 | 0 | 2014-10-07 13:30 | 8818.3333 | 8.8183
|  | 2014-10-08 02:10:01 | 25.5933 | 3.1598 | 12.6393 | 5.9185 | 5.9185 | 0.13783 | 0.13783 | 1.0242 | 1.0242 | 0 | 0 | 8.6308 | 8.6308 | 2.7573 | 1.3787 | 0 | 18.2436 | 0 |  |  | 13.1449 |  | 0.49385 | 49.3853 | 0 | 0 | 2014-10-07 14:00 | 8630.8333 | 8.6308
|  | 2014-10-08 02:40:02 | 25.3912 | 3.2568 | 13.0273 | 5.9095 | 5.9095 | 0.13867 | 0.13867 | 0.98633 | 0.98633 | 0 | 0 | 8.2568 | 8.2568 | 2.9275 | 1.4637 | 0 | 19.7073 | 0 |  |  | 11.9851 |  | 0.51307 | 51.3066 | 0 | 0 | 2014-10-07 14:30 | 8256.8333 | 8.2568
|  | 2014-10-08 03:10:02 | 25.3075 | 2.9477 | 11.7907 | 5.9317 | 5.9317 | 0.1495 | 0.1495 | 1.0302 | 1.0302 | 0 | 0 | 8.4357 | 8.4357 | 2.0302 | 1.0151 | 0 | 20.7224 | 0 |  |  | 11.319 |  | 0.4659 | 46.5896 | 0 | 0 | 2014-10-07 15:00 | 8435.6667 | 8.4357
|  | 2014-10-08 03:40:02 | 25.3938 | 2.8863 | 11.5453 | 5.9397 | 5.9397 | 0.15033 | 0.15033 | 1.0797 | 1.0797 | 0 | 0 | 8.6887 | 8.6887 | 2.0098 | 1.0049 | 0 | 21.7273 | 0 |  |  | 11.6608 |  | 0.45465 | 45.4651 | 0 | 0 | 2014-10-07 15:30 | 8688.6667 | 8.6887
|  | 2014-10-08 04:10:03 | 26.0887 | 2.4875 | 9.95 | 5.9475 | 5.9475 | 0.16333 | 0.16333 | 1.0797 | 1.0797 | 0 | 0 | 9.4455 | 9.4455 | 0.49733 | 0.24867 | 0 | 21.976 | 0 |  |  | 9.95 |  | 0.38139 | 38.1392 | 0 | 0 | 2014-10-07 16:00 | 9445.5 | 9.4455
|  | 2014-10-08 04:40:03 | 26.9238 | 2.4692 | 9.8767 | 5.9665 | 5.9665 | 0.17667 | 0.17667 | 1.0613 | 1.0613 | 0 | 0 | 10.1198 | 10.1198 | 0.27717 | 0.13858 | 0 | 22.1146 | 0 |  |  | 10.6668 |  | 0.36684 | 36.6837 | 0 | 0 | 2014-10-07 16:30 | 10119.8333 | 10.1198
|  | 2014-10-08 05:10:02 | 29.3638 | 2.7822 | 11.1287 | 5.9735 | 5.9735 | 0.17417 | 0.17417 | 1.0747 | 1.0747 | 0 | 0 | 11.543 | 11.543 | 0.53017 | 0.26508 | 0 | 22.3797 | 0 |  |  | 11.3512 |  | 0.37899 | 37.8992 | 0 | 0 | 2014-10-07 17:00 | 11543 | 11.543
|  | 2014-10-08 05:40:01 | 32.9225 | 2.9195 | 11.678 | 5.9793 | 5.9793 | 0.18917 | 0.18917 | 1.0748 | 1.0748 | 0 | 0 | 12.9533 | 12.9533 | -1.0478 | -0.52392 | 0 | 21.8557 | 0 |  |  | 11.0941 |  | 0.35471 | 35.4712 | 0 | 1.0478 | 2014-10-07 17:30 | 12953.3333 | 12.9533
|  | 2014-10-08 06:10:01 | 37.0182 | 3.17 | 12.68 | 5.9762 | 5.9762 | 0.269 | 0.269 | 1.0748 | 1.0748 | 0 | 0 | 13.6618 | 13.6618 | -3.3563 | -1.6782 | 0 | 20.1776 | 0 |  |  | 11.412 |  | 0.34253 | 34.2535 | 0 | 3.3563 | 2014-10-07 18:00 | 13661.8333 | 13.6618
|  | 2014-10-08 06:40:01 | 39.0582 | 3.171 | 12.684 | 5.9792 | 5.9792 | 0.2985 | 0.2985 | 1.0745 | 1.0745 | 0 | 0 | 13.824 | 13.824 | -5.198 | -2.599 | 0 | 17.5786 | 0 |  |  | 12.3035 |  | 0.32475 | 32.4746 | 0 | 5.198 | 2014-10-07 18:30 | 13824 | 13.824
|  | 2014-10-08 07:10:03 | 40.1367 | 3.1928 | 12.7713 | 5.9805 | 5.9805 | 0.31367 | 0.31367 | 1.0747 | 1.0747 | 0 | 0 | 13.8925 | 13.8925 | -6.104 | -3.052 | 0 | 14.5266 | 0 |  |  | 12.0051 |  | 0.3182 | 31.8196 | 0 | 6.104 | 2014-10-07 19:00 | 13892.5 | 13.8925
|  | 2014-10-08 07:40:01 | 40.1083 | 3.1665 | 12.666 | 5.9817 | 5.9817 | 0.3155 | 0.3155 | 1.0745 | 1.0745 | 0 | 0 | 13.8978 | 13.8978 | -6.1728 | -3.0864 | 0 | 11.4402 | 0 |  |  | 11.3994 |  | 0.31579 | 31.5795 | 0 | 6.1728 | 2014-10-07 19:30 | 13897.8333 | 13.8978
|  | 2014-10-08 08:10:01 | 40.5968 | 3.1105 | 12.442 | 5.9758 | 5.9758 | 0.34533 | 0.34533 | 1.0747 | 1.0747 | 0 | 0 | 13.9267 | 13.9267 | -6.8323 | -3.4162 | 0 | 8.024 | 0 |  |  | 13.6862 |  | 0.30648 | 30.6477 | 0 | 6.8323 | 2014-10-07 20:00 | 13926.6667 | 13.9267
|  | 2014-10-08 08:40:02 | 40.6258 | 2.8183 | 11.2733 | 5.9 | 5.9 | 0.3625 | 0.3625 | 1.0748 | 1.0748 | 0.5524 | 0.5524 | 13.915 | 13.915 | -7.5478 | -3.7739 | 0 | 4.2501 | 0 |  |  | 11.1606 |  | 0.27749 | 27.7492 | 0 | 7.5478 | 2014-10-07 20:30 | 13915 | 13.915
|  | 2014-10-08 09:10:03 | 40.5248 | 2.7105 | 10.842 | 5.8082 | 5.8082 | 0.37183 | 0.37183 | 1.0748 | 1.0748 | 0.5524 | 0.5524 | 13.8983 | 13.8983 | -7.9773 | -3.9886 | 0 | 0.26148 | 0 |  |  | 10.1915 |  | 0.26754 | 26.754 | 0 | 7.9773 | 2014-10-07 21:00 | 13898.3333 | 13.8983
|  | 2014-10-08 09:40:01 | 40.3917 | 2.8403 | 11.3613 | 5.7432 | 5.7432 | 0.37 | 0.37 | 1.0747 | 1.0747 | 1.1132 | 1.1132 | 13.895 | 13.895 | -6.8343 | -3.4172 | 0 | 0 | 0 |  |  | 11.4749 |  | 0.28128 | 28.1279 | 0 | 0.52297 | 2014-10-07 21:30 | 13895 | 13.895
|  | 2014-10-08 10:10:04 | 40.468 | 2.8475 | 11.39 | 5.7383 | 5.7383 | 0.28 | 0.28 | 1.0682 | 1.0682 | 1.1132 | 1.1132 | 13.8975 | 13.8975 | -6.9808 | -3.4904 | 3.4172 | 0 | 0 |  |  | 11.6178 |  | 0.28146 | 28.1457 | 6.8343 | 0 | 2014-10-07 22:00 | 13897.5 | 13.8975
|  | 2014-10-08 10:40:02 | 40.2588 | 2.847 | 11.388 | 5.7552 | 5.7552 | 0.296 | 0.296 | 1.0428 | 1.0428 | 1.5828 | 1.5828 | 13.8863 | 13.8863 | -6.3077 | -3.1539 | 3.4904 | 0 | 0 |  |  | 11.2741 |  | 0.28287 | 28.287 | 6.9808 | 0 | 2014-10-07 22:30 | 13886.3333 | 13.8863
|  | 2014-10-08 11:10:03 | 40.3072 | 2.9885 | 11.954 | 5.7442 | 5.7442 | 0.36967 | 0.36967 | 1.0297 | 1.0297 | 1.5828 | 1.5828 | 13.886 | 13.886 | -5.7409 | -2.8704 | 3.1539 | 0 | 0 |  |  | 12.4322 |  | 0.29657 | 29.6573 | 6.3077 | 0 | 2014-10-07 23:00 | 13886 | 13.886
|  | 2014-10-08 11:40:03 | 40.053 | 2.9033 | 11.6133 | 5.7488 | 5.7488 | 0.37133 | 0.37133 | 1.0398 | 1.0398 | 1.8612 | 1.8612 | 13.7308 | 13.7308 | -5.6876 | -2.8438 | 2.8704 | 0 | 0 |  |  | 12.4263 |  | 0.28995 | 28.9949 | 5.7409 | 0 | 2014-10-07 23:30 | 13730.8333 | 13.7308
|  | 2014-10-08 12:10:02 | 39.6868 | 2.854 | 11.416 | 5.7912 | 5.7912 | 0.2955 | 0.2955 | 1.0218 | 1.0218 | 1.8612 | 1.8612 | 13.621 | 13.621 | -5.6801 | -2.8401 | 2.8438 | 0 | 0 |  |  | 11.9868 |  | 0.28765 | 28.7652 | 5.6876 | 0 | 2014-10-08 | 13621 | 13.621
|  | 2014-10-08 12:40:01 | 39.4618 | 2.7357 | 10.9427 | 5.874 | 5.874 | 0.27683 | 0.27683 | 1.0458 | 1.0458 | 1.9744 | 1.9744 | 13.6225 | 13.6225 | -5.7256 | -2.8628 | 2.8401 | 0 | 0 |  |  | 10.3955 |  | 0.2773 | 27.7297 | 5.6801 | 0 | 2014-10-08 00:30 | 13622.5 | 13.6225
|  | 2014-10-08 13:10:01 | 39.118 | 2.6642 | 10.6567 | 5.9748 | 5.9748 | 0.29383 | 0.29383 | 0.97583 | 0.97583 | 1.9744 | 1.9744 | 13.6083 | 13.6083 | -5.6341 | -2.817 | 2.8628 | 0 | 0 |  |  | 11.4026 |  | 0.27242 | 27.2424 | 5.7256 | 0 | 2014-10-08 01:00 | 13608.3333 | 13.6083
|  | 2014-10-08 13:40:02 | 38.8583 | 2.6475 | 10.59 | 6.0097 | 6.0097 | 0.2935 | 0.2935 | 0.989 | 0.989 | 1.554 | 1.554 | 13.5468 | 13.5468 | -5.8753 | -2.9377 | 2.817 | 0 | 0 |  |  | 11.649 |  | 0.27253 | 27.2528 | 5.6341 | 0 | 2014-10-08 01:30 | 13546.8333 | 13.5468
|  | 2014-10-08 14:10:01 | 38.5303 | 2.4992 | 9.9967 | 6.0152 | 6.0152 | 0.2715 | 0.2715 | 1.0012 | 1.0012 | 1.554 | 1.554 | 13.5272 | 13.5272 | -6.1647 | -3.0823 | 2.9377 | 0 | 0 |  |  | 9.7967 |  | 0.25945 | 25.9449 | 5.8753 | 0 | 2014-10-08 02:00 | 13527.1667 | 13.5272
|  | 2014-10-08 14:41:00 | 39.38 | 2.5248 | 10.0993 | 6.0178 | 6.0178 | 0.27217 | 0.27217 | 0.98583 | 0.98583 | 1.2272 | 1.2272 | 13.5478 | 13.5478 | -7.2298 | -3.6149 | 3.0823 | 0 | 0 |  |  | 10.8063 |  | 0.25646 | 25.6458 | 6.1647 | 0 | 2014-10-08 02:30 | 13547.8333 | 13.5478
|  | 2014-10-08 15:10:27 | 40.444 | 2.695 | 10.78 | 6.0257 | 6.0257 | 0.2655 | 0.2655 | 1.0172 | 1.0172 | 1.2272 | 1.2272 | 13.6855 | 13.6855 | -7.443 | -3.7215 | 3.6149 | 0 | 0 |  |  | 9.9176 |  | 0.26654 | 26.6541 | 7.2298 | 0 | 2014-10-08 03:00 | 13685.5 | 13.6855
|  | 2014-10-08 15:50:24 | 41.201 | 2.7007 | 10.8027 | 6.0417 | 6.0417 | 0.28183 | 0.28183 | 1.0485 | 1.0485 | 0.8528 | 0.8528 | 13.7593 | 13.7593 | -8.4142 | -4.2071 | 3.7215 | 0 | 0 |  |  | 9.7224 |  | 0.26219 | 26.2194 | 7.443 | 0 | 2014-10-08 03:30 | 13759.3333 | 13.7593
|  | 2014-10-08 16:10:13 | 42.2983 | 2.8473 | 11.3893 | 6.064 | 6.064 | 0.5595 | 0.5595 | 1.0242 | 1.0242 | 0.8528 | 0.8528 | 13.761 | 13.761 | -8.6475 | -4.3238 | 4.2071 | 0 | 0 |  |  | 12.3005 |  | 0.26926 | 26.9262 | 8.4142 | 0 | 2014-10-08 04:00 | 13761 | 13.761
|  | 2014-10-08 16:45:28 | 42.2407 | 3.0427 | 12.1707 | 6.0537 | 6.0537 | 0.51883 | 0.51883 | 1.0532 | 1.0532 | 0.5528 | 0.5528 | 13.5425 | 13.5425 | -8.349 | -4.1745 | 4.3238 | 0 | 0 |  |  | 13.1443 |  | 0.28813 | 28.8127 | 8.6475 | 0 | 2014-10-08 04:30 | 13542.5 | 13.5425
|  | 2014-10-08 17:10:11 | 42.4222 | 3.0312 | 12.1247 | 6.0503 | 6.0503 | 0.53683 | 0.53683 | 1.0647 | 1.0647 | 0.5528 | 0.5528 | 13.2405 | 13.2405 | -8.8524 | -4.4262 | 4.1745 | 0 | 0 |  |  | 11.7609 |  | 0.28581 | 28.581 | 8.349 | 0 | 2014-10-08 05:00 | 13240.5 | 13.2405
|  | 2014-10-08 17:40:29 | 43.7402 | 3.0128 | 12.0513 | 6.041 | 6.041 | 0.72167 | 0.72167 | 1.0685 | 1.0685 | 0.0612 | 0.0612 | 13.2345 | 13.2345 | -10.562 | -5.281 | 4.4262 | 0 | 0 |  |  | 12.0513 |  | 0.27552 | 27.5521 | 8.8524 | 0 | 2014-10-08 05:30 | 13234.5 | 13.2345
|  | 2014-10-08 18:10:13 | 43.6578 | 3.1917 | 12.7667 | 6.0422 | 6.0422 | 0.74633 | 0.74633 | 1.051 | 1.051 | 0.0612 | 0.0612 | 13.2498 | 13.2498 | -9.7406 | -4.8703 | 5.281 | 0 | 0 |  |  | 13.2773 |  | 0.29243 | 29.2426 | 10.562 | 0 | 2014-10-08 06:00 | 13249.8333 | 13.2498
|  | 2014-10-08 18:40:25 | 43.0562 | 3.2212 | 12.8847 | 6.039 | 6.039 | 0.7255 | 0.7255 | 1.0563 | 1.0563 | 0.008 | 0.008 | 13.3087 | 13.3087 | -9.034 | -4.517 | 4.8703 | 0 | 0 |  |  | 12.627 |  | 0.29925 | 29.9253 | 9.7406 | 0 | 2014-10-08 06:30 | 13308.6667 | 13.3087
|  | 2014-10-08 19:10:24 | 41.631 | 3.2508 | 13.0033 | 6.0525 | 6.0525 | 0.61417 | 0.61417 | 1.0743 | 1.0743 | 0.008 | 0.008 | 13.2838 | 13.2838 | -7.5948 | -3.7974 | 4.517 | 0 | 0 |  |  | 13.6535 |  | 0.31235 | 31.2347 | 9.034 | 0 | 2014-10-08 07:00 | 13283.8333 | 13.2838
|  | 2014-10-08 19:40:16 | 39.7732 | 3.2305 | 12.922 | 6.0947 | 6.0947 | 0.53883 | 0.53883 | 1.074 | 1.074 | 0 | 0 | 13.1468 | 13.1468 | -5.9968 | -2.9984 | 3.7974 | 0 | 0 |  |  | 11.6298 |  | 0.32489 | 32.4892 | 7.5948 | 0 | 2014-10-08 07:30 | 13146.8333 | 13.1468
|  | 2014-10-08 20:10:03 | 38.164 | 3.1955 | 12.782 | 6.1175 | 6.1175 | 0.41317 | 0.41317 | 1.075 | 1.075 | 0 | 0 | 13.135 | 13.135 | -4.6413 | -2.3207 | 2.9984 | 0 | 0 |  |  | 13.8046 |  | 0.33492 | 33.4923 | 5.9968 | 0 | 2014-10-08 08:00 | 13135 | 13.135
|  | 2014-10-08 20:40:14 | 36.1348 | 3.1555 | 12.622 | 6.0473 | 6.0473 | 0.3125 | 0.3125 | 1.0752 | 1.0752 | 0 | 0 | 13.1382 | 13.1382 | -2.9397 | -1.4698 | 2.3207 | 0 | 0 |  |  | 13.758 |  | 0.3493 | 34.9303 | 4.6413 | 0 | 2014-10-08 08:30 | 13138.1667 | 13.1382
|  | 2014-10-08 21:10:06 | 33.7735 | 3.0672 | 12.2687 | 5.9843 | 5.9843 | 0.29367 | 0.29367 | 1.065 | 1.065 | 0 | 0 | 13.0102 | 13.0102 | -1.1517 | -0.57583 | 1.4698 | 0 | 0 |  |  | 12.146 |  | 0.36326 | 36.3263 | 2.9397 | 0 | 2014-10-08 09:00 | 13010.1667 | 13.0102
|  | 2014-10-08 21:40:05 | 31.7373 | 3.1188 | 12.4753 | 5.9283 | 5.9283 | 0.2825 | 0.2825 | 1.0425 | 1.0425 | 0 | 0 | 12.3117 | 12.3117 | 0.303 | 0.1515 | 0.57583 | 0.1515 | 0 |  |  | 13.3486 |  | 0.39308 | 39.3081 | 1.1517 | 0 | 2014-10-08 09:30 | 12311.6667 | 12.3117
|  | 2014-10-08 22:10:40 | 29.1873 | 2.9593 | 11.8373 | 5.9243 | 5.9243 | 0.271 | 0.271 | 1.0748 | 1.0748 | 0 | 0 | 11.0343 | 11.0343 | 0.9545 | 0.47725 | 0 | 0.62875 | 0 |  |  | 12.0741 |  | 0.40556 | 40.5564 | 0 | 0 | 2014-10-08 10:00 | 11034.3333 | 11.0343
|  | 2014-10-08 22:40:03 | 27.2612 | 3.0018 | 12.0073 | 5.9308 | 5.9308 | 0.26917 | 0.26917 | 1.0708 | 1.0708 | 0 | 0 | 10.023 | 10.023 | 2.04 | 1.02 | 0 | 1.6487 | 0 |  |  | 12.0073 |  | 0.44046 | 44.0456 | 0 | 0 | 2014-10-08 10:30 | 10023 | 10.023
|  | 2014-10-08 23:10:01 | 26.7127 | 3.0727 | 12.2907 | 5.9345 | 5.9345 | 0.26867 | 0.26867 | 1.0742 | 1.0742 | 0 | 0 | 9.7903 | 9.7903 | 2.6457 | 1.3228 | 0 | 2.9716 | 0 |  |  | 12.4136 |  | 0.46011 | 46.0106 | 0 | 0 | 2014-10-08 11:00 | 9790.3333 | 9.7903
|  | 2014-10-08 23:40:01 | 26.2747 | 3.1162 | 12.4647 | 5.9325 | 5.9325 | 0.249 | 0.249 | 1.0735 | 1.0735 | 0 | 0 | 9.4223 | 9.4223 | 2.8673 | 1.4337 | 0 | 4.4053 | 0 |  |  | 11.7168 |  | 0.4744 | 47.4399 | 0 | 0 | 2014-10-08 11:30 | 9422.3333 | 9.4223
|  | 2014-10-09 00:10:03 | 26.1123 | 3.032 | 12.128 | 5.9345 | 5.9345 | 0.24133 | 0.24133 | 1.0745 | 1.0745 | 0 | 0 | 9.3197 | 9.3197 | 2.5857 | 1.2928 | 0 | 5.6981 | 0 |  |  | 12.7344 |  | 0.46445 | 46.4455 | 0 | 0 | 2014-10-08 12:00 | 9319.6667 | 9.3197
|  | 2014-10-09 00:40:01 | 26.2747 | 3.1252 | 12.5007 | 5.9388 | 5.9388 | 0.23533 | 0.23533 | 1.0748 | 1.0748 | 0 | 0 | 9.246 | 9.246 | 2.721 | 1.3605 | 0 | 7.0586 | 0 |  |  | 12.6257 |  | 0.47577 | 47.5769 | 0 | 0 | 2014-10-08 12:30 | 9246 | 9.246
|  | 2014-10-09 01:10:06 | 26.0965 | 3.408 | 13.632 | 5.9677 | 5.9677 | 0.2345 | 0.2345 | 1.0748 | 1.0748 | 0 | 0 | 8.7338 | 8.7338 | 3.5463 | 1.7732 | 0 | 8.8318 | 0 |  |  | 13.223 |  | 0.52237 | 52.2369 | 0 | 0 | 2014-10-08 13:00 | 8733.8333 | 8.7338
|  | 2014-10-09 01:40:01 | 25.772 | 3.5005 | 14.002 | 6.0682 | 6.0682 | 0.22 | 0.22 | 1.0423 | 1.0423 | 0 | 0 | 8.3492 | 8.3492 | 3.9097 | 1.9548 | 0 | 10.7866 | 0 |  |  | 13.0219 |  | 0.5433 | 54.3303 | 0 | 0 | 2014-10-08 13:30 | 8349.1667 | 8.3492
|  | 2014-10-09 02:15:02 | 25.3815 | 3.4205 | 13.682 | 6.1283 | 6.1283 | 0.22033 | 0.22033 | 0.93417 | 0.93417 | 0 | 0 | 8.006 | 8.006 | 3.5893 | 1.7947 | 0 | 12.5812 | 0 |  |  | 15.0502 |  | 0.53905 | 53.9054 | 0 | 0 | 2014-10-08 14:00 | 8006 | 8.006
|  | 2014-10-09 02:40:01 | 25.0522 | 3.3363 | 13.3453 | 6.1315 | 6.1315 | 0.22067 | 0.22067 | 0.92933 | 0.92933 | 0 | 0 | 7.7978 | 7.7978 | 3.3725 | 1.6863 | 0 | 14.2675 | 0 |  |  | 13.2119 |  | 0.5327 | 53.2702 | 0 | 0 | 2014-10-08 14:30 | 7797.8333 | 7.7978
|  | 2014-10-09 03:10:03 | 25.0643 | 3.2418 | 12.9673 | 6.1332 | 6.1332 | 0.21983 | 0.21983 | 1.035 | 1.035 | 0 | 0 | 7.7755 | 7.7755 | 3.0665 | 1.5333 | 0 | 15.8008 | 0 |  |  | 12.9673 |  | 0.51736 | 51.7362 | 0 | 0 | 2014-10-08 15:00 | 7775.5 | 7.7755
|  | 2014-10-09 03:40:02 | 25.2442 | 3.439 | 13.756 | 6.1375 | 6.1375 | 0.22017 | 0.22017 | 0.98867 | 0.98867 | 0 | 0 | 7.8332 | 7.8332 | 3.6913 | 1.8457 | 0 | 17.6464 | 0 |  |  | 13.4809 |  | 0.54492 | 54.4918 | 0 | 0 | 2014-10-08 15:30 | 7833.1667 | 7.8332
|  | 2014-10-09 04:10:02 | 25.6645 | 3.3143 | 13.2573 | 6.132 | 6.132 | 0.22033 | 0.22033 | 0.97967 | 0.97967 | 0 | 0 | 8.2788 | 8.2788 | 3.2037 | 1.6018 | 0 | 19.2482 | 0 |  |  | 12.1967 |  | 0.51656 | 51.6563 | 0 | 0 | 2014-10-08 16:00 | 8278.8333 | 8.2788
|  | 2014-10-09 04:40:04 | 26.294 | 3.3405 | 13.362 | 6.1385 | 6.1385 | 0.2275 | 0.2275 | 1.0088 | 1.0088 | 0 | 0 | 8.6975 | 8.6975 | 3.1403 | 1.5702 | 0 | 20.8184 | 0 |  |  | 13.7629 |  | 0.50818 | 50.8177 | 0 | 0 | 2014-10-08 16:30 | 8697.5 | 8.6975
|  | 2014-10-09 05:10:04 | 28.8868 | 3.2977 | 13.1907 | 6.1393 | 6.1393 | 0.22533 | 0.22533 | 1.0468 | 1.0468 | 0 | 0 | 10.8745 | 10.8745 | 2.5898 | 1.2949 | 0 | 22.1133 | 0 |  |  | 13.1907 |  | 0.45663 | 45.6632 | 0 | 0 | 2014-10-08 17:00 | 10874.5 | 10.8745
|  | 2014-10-09 05:40:02 | 32.6907 | 3.4287 | 13.7147 | 6.1357 | 6.1357 | 0.2465 | 0.2465 | 1.0748 | 1.0748 | 0 | 0 | 12.3795 | 12.3795 | 0.8605 | 0.43025 | 0 | 22.5436 | 0 |  |  | 14.4004 |  | 0.41953 | 41.9529 | 0 | 0 | 2014-10-08 17:30 | 12379.5 | 12.3795
|  | 2014-10-09 06:10:01 | 36.7287 | 3.5945 | 14.378 | 6.138 | 6.138 | 0.358 | 0.358 | 1.0747 | 1.0747 | 0 | 0 | 13.022 | 13.022 | -1.758 | -0.879 | 0 | 21.6646 | 0 |  |  | 13.9467 |  | 0.39147 | 39.1465 | 0 | 1.758 | 2014-10-08 18:00 | 13022 | 13.022
|  | 2014-10-09 06:40:03 | 38.3342 | 3.5992 | 14.3967 | 6.1465 | 6.1465 | 0.48717 | 0.48717 | 1.0748 | 1.0748 | 0 | 0 | 13.33 | 13.33 | -2.899 | -1.4495 | 0 | 20.2151 | 0 |  |  | 14.1087 |  | 0.37556 | 37.5557 | 0 | 2.899 | 2014-10-08 18:30 | 13330 | 13.33
|  | 2014-10-09 07:10:01 | 38.9038 | 3.6655 | 14.662 | 6.141 | 6.141 | 0.60617 | 0.60617 | 1.0747 | 1.0747 | 0 | 0 | 13.4057 | 13.4057 | -3.0143 | -1.5072 | 0 | 18.7079 | 0 |  |  | 13.9289 |  | 0.37688 | 37.6878 | 0 | 3.0143 | 2014-10-08 19:00 | 13405.6667 | 13.4057
|  | 2014-10-09 07:40:01 | 38.5233 | 3.6042 | 14.4167 | 6.1502 | 6.1502 | 0.60133 | 0.60133 | 1.0747 | 1.0747 | 0 | 0 | 13.5913 | 13.5913 | -2.6892 | -1.3446 | 0 | 17.3633 | 0 |  |  | 14.9933 |  | 0.37423 | 37.4232 | 0 | 2.6892 | 2014-10-08 19:30 | 13591.3333 | 13.5913
|  | 2014-10-09 08:10:02 | 38.8785 | 3.6037 | 14.4147 | 6.156 | 6.156 | 0.5335 | 0.5335 | 1.049 | 1.049 | 0 | 0 | 13.627 | 13.627 | -3.0983 | -1.5492 | 0 | 15.8142 | 0 |  |  | 12.9732 |  | 0.37076 | 37.0762 | 0 | 3.0983 | 2014-10-08 20:00 | 13627 | 13.627
|  | 2014-10-09 08:40:02 | 38.866 | 3.5847 | 14.3387 | 6.1655 | 6.1655 | 0.533 | 0.533 | 1.0695 | 1.0695 | 0.6016 | 0.6016 | 13.6298 | 13.6298 | -2.5279 | -1.2639 | 0 | 14.5502 | 0 |  |  | 14.4821 |  | 0.36893 | 36.8926 | 0 | 2.5279 | 2014-10-08 20:30 | 13629.8333 | 13.6298
|  | 2014-10-09 09:10:03 | 38.696 | 3.483 | 13.932 | 6.1707 | 6.1707 | 0.54983 | 0.54983 | 1.0737 | 1.0737 | 0.6016 | 0.6016 | 13.6428 | 13.6428 | -2.7254 | -1.3627 | 0 | 13.1875 | 0 |  |  | 13.6534 |  | 0.36004 | 36.0037 | 0 | 2.7254 | 2014-10-08 21:00 | 13642.8333 | 13.6428
|  | 2014-10-09 09:40:06 | 38.7177 | 3.502 | 14.008 | 6.1628 | 6.1628 | 0.53367 | 0.53367 | 1.073 | 1.073 | 1.3004 | 1.3004 | 13.624 | 13.624 | -2.0158 | -1.0079 | 0 | 12.1796 | 0 |  |  | 13.7278 |  | 0.3618 | 36.1799 | 0 | 2.0158 | 2014-10-08 21:30 | 13624 | 13.624
|  | 2014-10-09 10:10:03 | 38.4988 | 3.4553 | 13.8213 | 6.1655 | 6.1655 | 0.44417 | 0.44417 | 1.0695 | 1.0695 | 1.3004 | 1.3004 | 13.6473 | 13.6473 | -2.0506 | -1.0253 | 0 | 11.1543 | 0 |  |  | 13.5449 |  | 0.35901 | 35.9007 | 0 | 2.0506 | 2014-10-08 22:00 | 13647.3333 | 13.6473
|  | 2014-10-09 10:40:01 | 38.3995 | 3.4202 | 13.6807 | 6.167 | 6.167 | 0.42 | 0.42 | 1.0733 | 1.0733 | 1.9212 | 1.9212 | 13.6488 | 13.6488 | -1.4885 | -0.74423 | 0 | 10.4101 | 0 |  |  | 14.9119 |  | 0.35627 | 35.6272 | 0 | 1.4885 | 2014-10-08 22:30 | 13648.8333 | 13.6488
|  | 2014-10-09 11:10:01 | 38.4648 | 3.2905 | 13.162 | 6.1572 | 6.1572 | 0.43767 | 0.43767 | 1.0838 | 1.0838 | 1.9212 | 1.9212 | 13.6547 | 13.6547 | -2.0483 | -1.0242 | 0 | 9.386 | 0 |  |  | 13.4252 |  | 0.34218 | 34.2183 | 0 | 2.0483 | 2014-10-08 23:00 | 13654.6667 | 13.6547
|  | 2014-10-09 11:40:02 | 38.3867 | 3.3213 | 13.2853 | 6.1567 | 6.1567 | 0.42333 | 0.42333 | 1.0835 | 1.0835 | 2.204 | 2.204 | 13.513 | 13.513 | -1.7208 | -0.86042 | 0 | 8.5255 | 0 |  |  | 12.8868 |  | 0.34609 | 34.6092 | 0 | 1.7208 | 2014-10-08 23:30 | 13513 | 13.513
|  | 2014-10-09 12:10:17 | 38.0927 | 3.4373 | 13.7493 | 6.1658 | 6.1658 | 0.35217 | 0.35217 | 1.0847 | 1.0847 | 2.204 | 2.204 | 13.3558 | 13.3558 | -1.1808 | -0.59042 | 0 | 7.9351 | 0 |  |  | 13.7493 |  | 0.36094 | 36.0944 | 0 | 1.1808 | 2014-10-09 | 13355.8333 | 13.3558
|  | 2014-10-09 12:40:03 | 38.0312 | 3.3965 | 13.586 | 6.158 | 6.158 | 0.35133 | 0.35133 | 1.0892 | 1.0892 | 2.2764 | 2.2764 | 13.3833 | 13.3833 | -1.1869 | -0.59347 | 0 | 7.3417 | 0 |  |  | 13.4501 |  | 0.35723 | 35.7233 | 0 | 1.1869 | 2014-10-09 00:30 | 13383.3333 | 13.3833
|  | 2014-10-09 13:10:02 | 37.9768 | 3.3613 | 13.4453 | 6.1542 | 6.1542 | 0.35633 | 0.35633 | 1.0897 | 1.0897 | 2.2764 | 2.2764 | 13.3317 | 13.3317 | -1.3233 | -0.66163 | 0 | 6.68 | 0 |  |  | 12.3697 |  | 0.35404 | 35.404 | 0 | 1.3233 | 2014-10-09 01:00 | 13331.6667 | 13.3317
|  | 2014-10-09 13:40:02 | 37.8722 | 3.283 | 13.132 | 6.1555 | 6.1555 | 0.352 | 0.352 | 1.0902 | 1.0902 | 2.0072 | 2.0072 | 13.3317 | 13.3317 | -1.8036 | -0.90182 | 0 | 5.7782 | 0 |  |  | 11.8188 |  | 0.34675 | 34.6745 | 0 | 1.8036 | 2014-10-09 01:30 | 13331.6667 | 13.3317
|  | 2014-10-09 14:10:02 | 37.956 | 3.339 | 13.356 | 6.1628 | 6.1628 | 0.38433 | 0.38433 | 1.0903 | 1.0903 | 2.0072 | 2.0072 | 13.4588 | 13.4588 | -1.4965 | -0.74823 | 0 | 5.03 | 0 |  |  | 13.2224 |  | 0.35188 | 35.1881 | 0 | 1.4965 | 2014-10-09 02:00 | 13458.8333 | 13.4588
|  | 2014-10-09 14:40:02 | 38.6332 | 3.4658 | 13.8633 | 6.1578 | 6.1578 | 0.39017 | 0.39017 | 1.0895 | 1.0895 | 1.3084 | 1.3084 | 13.5028 | 13.5028 | -2.3211 | -1.1605 | 0 | 3.8694 | 0 |  |  | 14.4179 |  | 0.35885 | 35.8845 | 0 | 2.3211 | 2014-10-09 02:30 | 13502.8333 | 13.5028
|  | 2014-10-09 15:10:10 | 39.4293 | 3.4693 | 13.8773 | 6.1652 | 6.1652 | 0.40733 | 0.40733 | 1.0928 | 1.0928 | 1.3084 | 1.3084 | 13.4908 | 13.4908 | -3.0874 | -1.5437 | 0 | 2.3257 | 0 |  |  | 14.2937 |  | 0.35195 | 35.1955 | 0 | 3.0874 | 2014-10-09 03:00 | 13490.8333 | 13.4908
|  | 2014-10-09 15:40:03 | 40.4145 | 3.446 | 13.784 | 6.1703 | 6.1703 | 0.41 | 0.41 | 1.104 | 1.104 | 1.5752 | 1.5752 | 13.5232 | 13.5232 | -3.8478 | -1.9239 | 0 | 0.4018 | 0 |  |  | 14.7489 |  | 0.34107 | 34.1066 | 0 | 3.8478 | 2014-10-09 03:30 | 13523.1667 | 13.5232
|  | 2014-10-09 16:10:07 | 41.048 | 3.4263 | 13.7053 | 6.1767 | 6.1767 | 0.46783 | 0.46783 | 1.111 | 1.111 | 1.5752 | 1.5752 | 13.6888 | 13.6888 | -4.3231 | -2.1616 | 0 | 0 | 0 |  |  | 13.2942 |  | 0.33389 | 33.3886 | 0 | 0.8036 | 2014-10-09 04:00 | 13688.8333 | 13.6888
|  | 2014-10-09 16:40:02 | 41.4612 | 3.2833 | 13.1333 | 6.179 | 6.179 | 0.577 | 0.577 | 1.1117 | 1.1117 | 0.5276 | 0.5276 | 13.7007 | 13.7007 | -6.2319 | -3.1159 | 2.1616 | 0 | 0 |  |  | 12.0827 |  | 0.31676 | 31.6762 | 4.3231 | 0 | 2014-10-09 04:30 | 13700.6667 | 13.7007
|  | 2014-10-09 17:10:05 | 42.4462 | 3.2692 | 13.0767 | 6.18 | 6.18 | 0.7955 | 0.7955 | 1.112 | 1.112 | 0.5276 | 0.5276 | 13.7052 | 13.7052 | -7.0492 | -3.5246 | 3.1159 | 0 | 0 |  |  | 14.1228 |  | 0.30808 | 30.8077 | 6.2319 | 0 | 2014-10-09 05:00 | 13705.1667 | 13.7052
|  | 2014-10-09 17:40:01 | 44.0845 | 3.1888 | 12.7553 | 6.1807 | 6.1807 | 0.797 | 0.797 | 1.1128 | 1.1128 | 0.0452 | 0.0452 | 13.7917 | 13.7917 | -9.4018 | -4.7009 | 3.5246 | 0 | 0 |  |  | 12.8829 |  | 0.28934 | 28.9338 | 7.0492 | 0 | 2014-10-09 05:30 | 13791.6667 | 13.7917
|  | 2014-10-09 18:10:01 | 43.9323 | 3.1565 | 12.626 | 6.1838 | 6.1838 | 0.77867 | 0.77867 | 1.1122 | 1.1122 | 0.0452 | 0.0452 | 13.7798 | 13.7798 | -9.4066 | -4.7033 | 4.7009 | 0 | 0 |  |  | 12.8785 |  | 0.2874 | 28.7397 | 9.4018 | 0 | 2014-10-09 06:00 | 13779.8333 | 13.7798
|  | 2014-10-09 18:40:02 | 42.9485 | 3.1325 | 12.53 | 6.2328 | 6.2328 | 0.75183 | 0.75183 | 1.1128 | 1.1128 | 0.008 | 0.008 | 13.7248 | 13.7248 | -8.5882 | -4.2941 | 4.7033 | 0 | 0 |  |  | 12.6553 |  | 0.29174 | 29.1745 | 9.4066 | 0 | 2014-10-09 06:30 | 13724.8333 | 13.7248
|  | 2014-10-09 19:10:01 | 41.8483 | 3.0907 | 12.3627 | 6.2467 | 6.2467 | 0.587 | 0.587 | 1.113 | 1.113 | 0.008 | 0.008 | 13.599 | 13.599 | -7.932 | -3.966 | 4.2941 | 0 | 0 |  |  | 13.2281 |  | 0.29542 | 29.5416 | 8.5882 | 0 | 2014-10-09 07:00 | 13599 | 13.599
|  | 2014-10-09 19:40:03 | 40.1062 | 2.8685 | 11.474 | 6.2683 | 6.2683 | 0.52383 | 0.52383 | 1.1132 | 1.1132 | 0 | 0 | 13.5665 | 13.5665 | -7.1603 | -3.5802 | 3.966 | 0 | 0 |  |  | 10.6708 |  | 0.28609 | 28.6091 | 7.932 | 0 | 2014-10-09 07:30 | 13566.5 | 13.5665
|  | 2014-10-09 20:10:02 | 38.575 | 2.796 | 11.184 | 6.2758 | 6.2758 | 0.41483 | 0.41483 | 1.112 | 1.112 | 0 | 0 | 13.5495 | 13.5495 | -6.0388 | -3.0194 | 3.5802 | 0 | 0 |  |  | 10.8485 |  | 0.28993 | 28.9929 | 7.1603 | 0 | 2014-10-09 08:00 | 13549.5 | 13.5495
|  | 2014-10-09 20:40:02 | 36.4132 | 2.754 | 11.016 | 6.2732 | 6.2732 | 0.309 | 0.309 | 1.1127 | 1.1127 | 0 | 0 | 13.4572 | 13.4572 | -4.2452 | -2.1226 | 3.0194 | 0 | 0 |  |  | 10.5754 |  | 0.30253 | 30.2528 | 6.0388 | 0 | 2014-10-09 08:30 | 13457.1667 | 13.4572
|  | 2014-10-09 21:10:03 | 34.045 | 2.8267 | 11.3067 | 6.2793 | 6.2793 | 0.308 | 0.308 | 1.113 | 1.113 | 0 | 0 | 12.8777 | 12.8777 | -2.1603 | -1.0802 | 2.1226 | 0 | 0 |  |  | 10.9675 |  | 0.33211 | 33.2109 | 4.2452 | 0 | 2014-10-09 09:00 | 12877.6667 | 12.8777
|  | 2014-10-09 21:40:02 | 31.7317 | 2.9132 | 11.6527 | 6.276 | 6.276 | 0.2955 | 0.2955 | 1.1132 | 1.1132 | 0 | 0 | 11.9475 | 11.9475 | -0.44683 | -0.22342 | 1.0802 | 0 | 0 |  |  | 12.3518 |  | 0.36723 | 36.7225 | 2.1603 | 0 | 2014-10-09 09:30 | 11947.5 | 11.9475
|  | 2014-10-09 22:10:02 | 29.3483 | 2.9367 | 11.7467 | 6.2887 | 6.2887 | 0.24767 | 0.24767 | 1.1127 | 1.1127 | 0 | 0 | 10.6847 | 10.6847 | 0.732 | 0.366 | 0.22342 | 0.366 | 0 |  |  | 11.8641 |  | 0.40025 | 40.025 | 0.44683 | 0 | 2014-10-09 10:00 | 10684.6667 | 10.6847
|  | 2014-10-09 22:40:02 | 27.9223 | 2.8488 | 11.3953 | 6.2965 | 6.2965 | 0.24567 | 0.24567 | 1.1115 | 1.1115 | 0 | 0 | 10.0025 | 10.0025 | 1.1292 | 0.56458 | 0 | 0.93058 | 0 |  |  | 10.7116 |  | 0.40811 | 40.8108 | 0 | 0 | 2014-10-09 10:30 | 10002.5 | 10.0025
|  | 2014-10-09 23:10:05 | 26.9367 | 2.8462 | 11.3847 | 6.2913 | 6.2913 | 0.2445 | 0.2445 | 1.1053 | 1.1053 | 0 | 0 | 9.2107 | 9.2107 | 1.2998 | 0.64992 | 0 | 1.5805 | 0 |  |  | 12.0677 |  | 0.42265 | 42.2646 | 0 | 0 | 2014-10-09 11:00 | 9210.6667 | 9.2107
|  | 2014-10-09 23:40:01 | 26.4765 | 2.9085 | 11.634 | 6.277 | 6.277 | 0.2435 | 0.2435 | 1.1103 | 1.1103 | 0 | 0 | 8.791 | 8.791 | 1.5793 | 0.78967 | 0 | 2.3702 | 0 |  |  | 12.5647 |  | 0.43941 | 43.9409 | 0 | 0 | 2014-10-09 11:30 | 8791 | 8.791
|  | 2014-10-10 00:10:02 | 26.6923 | 2.9505 | 11.802 | 6.272 | 6.272 | 0.22033 | 0.22033 | 1.1122 | 1.1122 | 0 | 0 | 8.938 | 8.938 | 1.6522 | 0.82608 | 0 | 3.1962 | 0 |  |  | 11.566 |  | 0.44215 | 44.2149 | 0 | 0 | 2014-10-09 12:00 | 8938 | 8.938
|  | 2014-10-10 00:40:02 | 27.014 | 2.9528 | 11.8113 | 6.2573 | 6.2573 | 0.21267 | 0.21267 | 1.112 | 1.112 | 0 | 0 | 9.1723 | 9.1723 | 1.5517 | 0.77583 | 0 | 3.9721 | 0 |  |  | 12.9925 |  | 0.43723 | 43.723 | 0 | 0 | 2014-10-09 12:30 | 9172.3333 | 9.1723
|  | 2014-10-10 01:10:02 | 26.9505 | 2.8457 | 11.3827 | 6.2563 | 6.2563 | 0.2105 | 0.2105 | 1.1177 | 1.1177 | 0 | 0 | 9.5123 | 9.5123 | 1.529 | 0.7645 | 0 | 4.7366 | 0 |  |  | 11.155 |  | 0.42235 | 42.2355 | 0 | 0 | 2014-10-09 13:00 | 9512.3333 | 9.5123
|  | 2014-10-10 01:40:01 | 26.6103 | 2.6377 | 10.5507 | 6.253 | 6.253 | 0.21017 | 0.21017 | 1.1193 | 1.1193 | 0 | 0 | 9.4488 | 9.4488 | 0.97167 | 0.48583 | 0 | 5.2224 | 0 |  |  | 10.8672 |  | 0.39649 | 39.6488 | 0 | 0 | 2014-10-09 13:30 | 9448.8333 | 9.4488
|  | 2014-10-10 02:10:01 | 26.3077 | 2.527 | 10.108 | 6.2588 | 6.2588 | 0.19383 | 0.19383 | 1.1185 | 1.1185 | 0 | 0 | 9.3242 | 9.3242 | 0.69567 | 0.34783 | 0 | 5.5702 | 0 |  |  | 10.7145 |  | 0.38422 | 38.4223 | 0 | 0 | 2014-10-09 14:00 | 9324.1667 | 9.3242
|  | 2014-10-10 02:40:02 | 26.1618 | 2.545 | 10.18 | 6.2578 | 6.2578 | 0.193 | 0.193 | 1.1188 | 1.1188 | 0 | 0 | 9.298 | 9.298 | 0.88583 | 0.44292 | 0 | 6.0132 | 0 |  |  | 10.0782 |  | 0.38912 | 38.9116 | 0 | 0 | 2014-10-09 14:30 | 9298 | 9.298
|  | 2014-10-10 03:10:03 | 26.1718 | 2.466 | 9.864 | 6.2467 | 6.2467 | 0.19283 | 0.19283 | 1.1192 | 1.1192 | 0 | 0 | 9.4383 | 9.4383 | 0.68917 | 0.34458 | 0 | 6.3578 | 0 |  |  | 10.7518 |  | 0.37689 | 37.6894 | 0 | 0 | 2014-10-09 15:00 | 9438.3333 | 9.4383
|  | 2014-10-10 03:40:02 | 26.3863 | 2.3558 | 9.4233 | 6.2393 | 6.2393 | 0.191 | 0.191 | 1.1193 | 1.1193 | 0 | 0 | 9.653 | 9.653 | 0.23967 | 0.11983 | 0 | 6.4776 | 0 |  |  | 9.706 |  | 0.35713 | 35.7129 | 0 | 0 | 2014-10-09 15:30 | 9653 | 9.653
|  | 2014-10-10 04:10:03 | 26.8055 | 2.1923 | 8.7693 | 6.227 | 6.227 | 0.191 | 0.191 | 1.1188 | 1.1188 | 0 | 0 | 10.0772 | 10.0772 | -0.42217 | -0.21108 | 0 | 6.2665 | 0 |  |  | 8.857 |  | 0.32715 | 32.7147 | 0 | 0.42217 | 2014-10-09 16:00 | 10077.1667 | 10.0772
|  | 2014-10-10 04:40:01 | 27.282 | 1.9468 | 7.7873 | 6.213 | 6.213 | 0.191 | 0.191 | 1.119 | 1.119 | 0 | 0 | 10.1805 | 10.1805 | -1.7912 | -0.89558 | 0 | 5.3709 | 0 |  |  | 7.0865 |  | 0.28544 | 28.5439 | 0 | 1.7912 | 2014-10-09 16:30 | 10180.5 | 10.1805
|  | 2014-10-10 05:10:02 | 29.5092 | 1.8407 | 7.3627 | 6.2027 | 6.2027 | 0.19217 | 0.19217 | 1.1183 | 1.1183 | 0 | 0 | 11.4873 | 11.4873 | -3.146 | -1.573 | 0 | 3.7979 | 0 |  |  | 7.7308 |  | 0.2495 | 24.9504 | 0 | 3.146 | 2014-10-09 17:00 | 11487.3333 | 11.4873
|  | 2014-10-10 05:40:09 | 33.018 | 1.6057 | 6.4227 | 6.1795 | 6.1795 | 0.23883 | 0.23883 | 1.1197 | 1.1197 | 0 | 0 | 12.515 | 12.515 | -6.5423 | -3.2712 | 0 | 0.52675 | 0 |  |  | 6.0373 |  | 0.19452 | 19.452 | 0 | 6.5423 | 2014-10-09 17:30 | 12515 | 12.515
|  | 2014-10-10 06:10:01 | 36.9692 | 1.5257 | 6.1027 | 6.1815 | 6.1815 | 0.63617 | 0.63617 | 1.1192 | 1.1192 | 0 | 0 | 12.97 | 12.97 | -9.9597 | -4.9798 | 0 | 0 | 0 |  |  | 6.2857 |  | 0.16507 | 16.5074 | 0 | 1.0535 | 2014-10-09 18:00 | 12970 | 12.97
|  | 2014-10-10 06:40:01 | 38.8467 | 1.4762 | 5.9047 | 6.1855 | 6.1855 | 0.70667 | 0.70667 | 1.1188 | 1.1188 | 0 | 0 | 13.139 | 13.139 | -11.792 | -5.896 | 4.9798 | 0 | 0 |  |  | 5.4323 |  | 0.152 | 15.1999 | 9.9597 | 0 | 2014-10-09 18:30 | 13139 | 13.139
|  | 2014-10-10 07:10:02 | 39.5713 | 1.4238 | 5.6953 | 6.192 | 6.192 | 0.72867 | 0.72867 | 1.1185 | 1.1185 | 0 | 0 | 13.2783 | 13.2783 | -12.5585 | -6.2793 | 5.896 | 0 | 0 |  |  | 5.5245 |  | 0.14393 | 14.3926 | 11.792 | 0 | 2014-10-09 19:00 | 13278.3333 | 13.2783
|  | 2014-10-10 07:40:02 | 39.2283 | 1.3553 | 5.4213 | 6.1923 | 6.1923 | 0.643 | 0.643 | 1.0472 | 1.0472 | 0 | 0 | 13.185 | 13.185 | -12.7395 | -6.3697 | 6.2793 | 0 | 0 |  |  | 5.8008 |  | 0.1382 | 13.8199 | 12.5585 | 0 | 2014-10-09 19:30 | 13185 | 13.185
|  | 2014-10-10 08:10:03 | 39.6237 | 1.3997 | 5.5987 | 6.1885 | 6.1885 | 0.64567 | 0.64567 | 1.0602 | 1.0602 | 0 | 0 | 13.0815 | 13.0815 | -13.0492 | -6.5246 | 6.3697 | 0 | 0 |  |  | 5.0948 |  | 0.1413 | 14.1296 | 12.7395 | 0 | 2014-10-09 20:00 | 13081.5 | 13.0815
|  | 2014-10-10 08:40:02 | 39.484 | 1.4812 | 5.9247 | 6.1758 | 6.1758 | 0.63917 | 0.63917 | 1.1038 | 1.1038 | 0.4072 | 0.4072 | 13.2035 | 13.2035 | -12.0298 | -6.0149 | 6.5246 | 0 | 0 |  |  | 5.9247 |  | 0.15005 | 15.0052 | 13.0492 | 0 | 2014-10-09 20:30 | 13203.5 | 13.2035
|  | 2014-10-10 09:10:03 | 38.9283 | 1.5387 | 6.1547 | 6.1637 | 6.1637 | 0.62667 | 0.62667 | 1.1117 | 1.1117 | 0.4072 | 0.4072 | 13.2305 | 13.2305 | -11.234 | -5.617 | 6.0149 | 0 | 0 |  |  | 6.0931 |  | 0.1581 | 15.8102 | 12.0298 | 0 | 2014-10-09 21:00 | 13230.5 | 13.2305
|  | 2014-10-10 09:40:03 | 38.5772 | 1.5723 | 6.2893 | 6.1498 | 6.1498 | 0.58683 | 0.58683 | 1.1118 | 1.1118 | 0.8404 | 0.8404 | 13.2378 | 13.2378 | -10.3611 | -5.1806 | 5.617 | 0 | 0 |  |  | 6.2264 |  | 0.16303 | 16.3033 | 11.234 | 0 | 2014-10-09 21:30 | 13237.8333 | 13.2378
|  | 2014-10-10 10:10:04 | 38.2068 | 1.6805 | 6.722 | 6.1398 | 6.1398 | 0.42283 | 0.42283 | 1.1163 | 1.1163 | 0.8404 | 0.8404 | 13.2582 | 13.2582 | -9.7073 | -4.8536 | 5.1806 | 0 | 0 |  |  | 6.3187 |  | 0.17594 | 17.5937 | 10.3611 | 0 | 2014-10-09 22:00 | 13258.1667 | 13.2582
|  | 2014-10-10 10:40:03 | 38.0568 | 1.7627 | 7.0507 | 6.1222 | 6.1222 | 0.43183 | 0.43183 | 1.1185 | 1.1185 | 1.6972 | 1.6972 | 13.2282 | 13.2282 | -8.4083 | -4.2042 | 4.8536 | 0 | 0 |  |  | 7.4032 |  | 0.18527 | 18.5267 | 9.7073 | 0 | 2014-10-09 22:30 | 13228.1667 | 13.2282
|  | 2014-10-10 11:10:01 | 38.091 | 1.7017 | 6.8067 | 6.1047 | 6.1047 | 0.376 | 0.376 | 1.1185 | 1.1185 | 1.6972 | 1.6972 | 13.1662 | 13.1662 | -8.8218 | -4.4109 | 4.2042 | 0 | 0 |  |  | 6.7386 |  | 0.17869 | 17.8695 | 8.4083 | 0 | 2014-10-09 23:00 | 13166.1667 | 13.1662
|  | 2014-10-10 11:40:01 | 37.7188 | 1.7398 | 6.9593 | 6.0882 | 6.0882 | 0.36733 | 0.36733 | 1.1187 | 1.1187 | 2.06 | 2.06 | 13.143 | 13.143 | -7.9823 | -3.9912 | 4.4109 | 0 | 0 |  |  | 7.5161 |  | 0.18451 | 18.4506 | 8.8218 | 0 | 2014-10-09 23:30 | 13143 | 13.143
|  | 2014-10-10 12:10:01 | 37.3493 | 1.9768 | 7.9073 | 6.0788 | 6.0788 | 0.33633 | 0.33633 | 1.118 | 1.118 | 2.06 | 2.06 | 13.1365 | 13.1365 | -6.7123 | -3.3562 | 3.9912 | 0 | 0 |  |  | 8.6981 |  | 0.21171 | 21.1713 | 7.9823 | 0 | 2014-10-10 | 13136.5 | 13.1365
|  | 2014-10-10 12:40:02 | 36.9598 | 1.9675 | 7.87 | 6.0732 | 6.0732 | 0.3375 | 0.3375 | 1.1183 | 1.1183 | 1.968 | 1.968 | 13.1968 | 13.1968 | -6.396 | -3.198 | 3.3562 | 0 | 0 |  |  | 8.4996 |  | 0.21293 | 21.2934 | 6.7123 | 0 | 2014-10-10 00:30 | 13196.8333 | 13.1968
|  | 2014-10-10 13:10:03 | 36.8517 | 2.1867 | 8.7467 | 6.0775 | 6.0775 | 0.33617 | 0.33617 | 1.1168 | 1.1168 | 1.968 | 1.968 | 13.237 | 13.237 | -5.3695 | -2.6848 | 3.198 | 0 | 0 |  |  | 8.0469 |  | 0.23735 | 23.7348 | 6.396 | 0 | 2014-10-10 01:00 | 13237 | 13.237
|  | 2014-10-10 13:40:01 | 36.5643 | 2.3233 | 9.2933 | 4.0517 | 4.0517 | 0.22367 | 0.22367 | 0.74583 | 0.74583 | 1.7144 | 1.7144 | 8.7798 | 8.7798 | -11.7556 | -5.8778 | 2.6848 | 0 | 0 |  |  | 8.4569 |  | 0.25416 | 25.4164 | 5.3695 | 0 | 2014-10-10 01:30 | 8779.8333 | 8.7798
|  | 2014-10-10 14:20:03 | 36.5322 | 2.2272 | 8.9087 | 6.0792 | 6.0792 | 0.371 | 0.371 | 1.1178 | 1.1178 | 1.7144 | 1.7144 | 13.0627 | 13.0627 | -5.2784 | -2.6392 | 5.8778 | 0 | 0 |  |  | 9.265 |  | 0.24386 | 24.3858 | 11.7556 | 0 | 2014-10-10 02:00 | 13062.6667 | 13.0627
|  | 2014-10-10 14:50:19 | 37.268 | 1.7088 | 6.8353 | 6.0803 | 6.0803 | 0.38867 | 0.38867 | 1.1185 | 1.1185 | 1.1564 | 1.1564 | 13.1642 | 13.1642 | -8.5246 | -4.2623 | 2.6392 | 0 | 0 |  |  | 6.1518 |  | 0.18341 | 18.341 | 5.2784 | 0 | 2014-10-10 02:30 | 13164.1667 | 13.1642
|  | 2014-10-10 15:22:53 | 38.1428 | 1.4502 | 5.8007 | 6.0785 | 6.0785 | 0.37183 | 0.37183 | 1.1182 | 1.1182 | 1.1564 | 1.1564 | 13.2055 | 13.2055 | -10.4118 | -5.2059 | 4.2623 | 0 | 0 |  |  | 5.6266 |  | 0.15208 | 15.2077 | 8.5246 | 0 | 2014-10-10 03:00 | 13205.5 | 13.2055
|  | 2014-10-10 15:50:34 | 39.3962 | 1.3645 | 5.458 | 6.0743 | 6.0743 | 0.36617 | 0.36617 | 1.1158 | 1.1158 | 0.8568 | 0.8568 | 13.1017 | 13.1017 | -12.4234 | -6.2117 | 5.2059 | 0 | 0 |  |  | 5.2943 |  | 0.13854 | 13.8541 | 10.4118 | 0 | 2014-10-10 03:30 | 13101.6667 | 13.1017
|  | 2014-10-10 16:20:14 | 39.7235 | 1.5872 | 6.3487 | 6.0247 | 6.0247 | 0.41533 | 0.41533 | 1.1193 | 1.1193 | 0.8568 | 0.8568 | 13.0755 | 13.0755 | -11.8832 | -5.9416 | 6.2117 | 0 | 0 |  |  | 5.7773 |  | 0.15982 | 15.9821 | 12.4234 | 0 | 2014-10-10 04:00 | 13075.5 | 13.0755
|  | 2014-10-10 16:50:41 | 40.0363 | 1.6693 | 6.6773 | 5.9625 | 5.9625 | 0.474 | 0.474 | 1.119 | 1.119 | 0.4236 | 0.4236 | 12.8642 | 12.8642 | -12.5157 | -6.2579 | 5.9416 | 0 | 0 |  |  | 7.1447 |  | 0.16678 | 16.6782 | 11.8832 | 0 | 2014-10-10 04:30 | 12864.1667 | 12.8642
|  | 2014-10-10 17:20:22 | 41.091 | 1.4138 | 5.6553 | 5.8802 | 5.8802 | 0.64267 | 0.64267 | 1.1193 | 1.1193 | 0.4236 | 0.4236 | 12.6977 | 12.6977 | -14.6722 | -7.3361 | 6.2579 | 0 | 0 |  |  | 6.0512 |  | 0.13763 | 13.7629 | 12.5157 | 0 | 2014-10-10 05:00 | 12697.6667 | 12.6977
|  | 2014-10-10 17:50:29 | 42.716 | 1.349 | 5.396 | 5.878 | 5.878 | 0.80783 | 0.80783 | 1.0888 | 1.0888 | 0.0532 | 0.0532 | 12.7092 | 12.7092 | -16.783 | -8.3915 | 7.3361 | 0 | 0 |  |  | 5.6658 |  | 0.12632 | 12.6323 | 14.6722 | 0 | 2014-10-10 05:30 | 12709.1667 | 12.7092
|  | 2014-10-10 18:20:09 | 42.028 | 1.2685 | 5.074 | 5.8815 | 5.8815 | 0.82833 | 0.82833 | 0.82017 | 0.82017 | 0.0532 | 0.0532 | 12.7005 | 12.7005 | -16.6703 | -8.3352 | 8.3915 | 0 | 0 |  |  | 4.6173 |  | 0.12073 | 12.0729 | 16.783 | 0 | 2014-10-10 06:00 | 12700.5 | 12.7005
|  | 2014-10-10 18:50:28 | 40.8925 | 1.2038 | 4.8153 | 5.88 | 5.88 | 0.7845 | 0.7845 | 0.492 | 0.492 | 0.008 | 0.008 | 12.6988 | 12.6988 | -16.2138 | -8.1069 | 8.3352 | 0 | 0 |  |  | 5.2006 |  | 0.11776 | 11.7756 | 16.6703 | 0 | 2014-10-10 06:30 | 12698.8333 | 12.6988
|  | 2014-10-10 19:20:41 | 39.4153 | 1.2325 | 4.93 | 5.882 | 5.882 | 0.71317 | 0.71317 | 0.4415 | 0.4415 | 0.008 | 0.008 | 12.6797 | 12.6797 | -14.761 | -7.3805 | 8.1069 | 0 | 0 |  |  | 5.1272 |  | 0.12508 | 12.5078 | 16.2138 | 0 | 2014-10-10 07:00 | 12679.6667 | 12.6797
|  | 2014-10-10 19:50:23 | 37.9767 | 1.1602 | 4.6407 | 5.88 | 5.88 | 0.54417 | 0.54417 | 0.42417 | 0.42417 | 0 | 0 | 12.6908 | 12.6908 | -13.7968 | -6.8984 | 7.3805 | 0 | 0 |  |  | 4.6871 |  | 0.1222 | 12.2198 | 14.761 | 0 | 2014-10-10 07:30 | 12690.8333 | 12.6908
|  | 2014-10-10 20:20:19 | 36.4918 | 1.0835 | 4.334 | 5.8802 | 5.8802 | 0.2635 | 0.2635 | 0.23983 | 0.23983 | 0 | 0 | 12.7017 | 12.7017 | -13.0727 | -6.5363 | 6.8984 | 0 | 0 |  |  | 4.6374 |  | 0.11877 | 11.8766 | 13.7968 | 0 | 2014-10-10 08:00 | 12701.6667 | 12.7017
|  | 2014-10-10 20:50:15 | 34.676 | 1.1192 | 4.4767 | 5.8832 | 5.8832 | 0.24817 | 0.24817 | 0.098833 | 0.098833 | 0 | 0 | 12.618 | 12.618 | -11.3512 | -5.6756 | 6.5363 | 0 | 0 |  |  | 4.2528 |  | 0.1291 | 12.91 | 13.0727 | 0 | 2014-10-10 08:30 | 12618 | 12.618
|  | 2014-10-10 21:25:33 | 33.0617 | 0.916 | 3.664 | 5.8893 | 5.8893 | 0.22983 | 0.22983 | 0.098833 | 0.098833 | 0 | 0 | 12.3607 | 12.3607 | -10.819 | -5.4095 | 5.6756 | 0 | 0 |  |  | 3.2976 |  | 0.11082 | 11.0823 | 11.3512 | 0 | 2014-10-10 09:00 | 12360.6667 | 12.3607
|  | 2014-10-10 21:50:14 | 30.9587 | 0.847 | 3.388 | 5.8952 | 5.8952 | 0.18 | 0.18 | 0.099333 | 0.099333 | 0 | 0 | 11.8092 | 11.8092 | -9.587 | -4.7935 | 5.4095 | 0 | 0 |  |  | 3.4896 |  | 0.10944 | 10.9436 | 10.819 | 0 | 2014-10-10 09:30 | 11809.1667 | 11.8092
|  | 2014-10-10 22:20:33 | 29.0695 | 0.8005 | 3.202 | 5.8947 | 5.8947 | 0.13867 | 0.13867 | 0.099 | 0.099 | 0 | 0 | 11.3197 | 11.3197 | -8.4155 | -4.2077 | 4.7935 | 0 | 0 |  |  | 3.0739 |  | 0.11015 | 11.015 | 9.587 | 0 | 2014-10-10 10:00 | 11319.6667 | 11.3197
|  | 2014-10-10 22:50:04 | 27.1697 | 0.7475 | 2.99 | 5.8913 | 5.8913 | 0.12217 | 0.12217 | 0.098833 | 0.098833 | 0 | 0 | 11.0757 | 11.0757 | -6.9917 | -3.4958 | 4.2077 | 0 | 0 |  |  | 3.0498 |  | 0.11005 | 11.0049 | 8.4155 | 0 | 2014-10-10 10:30 | 11075.6667 | 11.0757
|  | 2014-10-10 23:20:02 | 26.8158 | 0.6285 | 2.514 | 5.8933 | 5.8933 | 0.10367 | 0.10367 | 0.098333 | 0.098333 | 0 | 0 | 10.7255 | 10.7255 | -7.481 | -3.7405 | 3.4958 | 0 | 0 |  |  | 2.7151 |  | 0.093751 | 9.3751 | 6.9917 | 0 | 2014-10-10 11:00 | 10725.5 | 10.7255
|  | 2014-10-10 23:50:02 | 26.6725 | 0.5235 | 2.094 | 5.9067 | 5.9067 | 0.098667 | 0.098667 | 0.0985 | 0.0985 | 0 | 0 | 10.5075 | 10.5075 | -7.9672 | -3.9836 | 3.7405 | 0 | 0 |  |  | 2.1987 |  | 0.078508 | 7.8508 | 7.481 | 0 | 2014-10-10 11:30 | 10507.5 | 10.5075
|  | 2014-10-11 00:20:02 | 26.68 | 0.46033 | 1.8413 | 5.9095 | 5.9095 | 0.094167 | 0.094167 | 0.098 | 0.098 | 0 | 0 | 10.3797 | 10.3797 | -8.3573 | -4.1787 | 3.9836 | 0 | 0 |  |  | 2.0071 |  | 0.069015 | 6.9015 | 7.9672 | 0 | 2014-10-10 12:00 | 10379.6667 | 10.3797
|  | 2014-10-11 01:00:36 | 26.7095 | 0.47167 | 1.8867 | 5.812 | 5.812 | 0.093 | 0.093 | 0.098333 | 0.098333 | 0 | 0 | 10.3722 | 10.3722 | -8.4473 | -4.2237 | 4.1787 | 0 | 0 |  |  | 1.7923 |  | 0.070637 | 7.0637 | 8.3573 | 0 | 2014-10-10 12:30 | 10372.1667 | 10.3722
|  | 2014-10-11 01:23:55 | 26.7955 | 0.48667 | 1.9467 | 5.8515 | 5.8515 | 0.093 | 0.093 | 0.098167 | 0.098167 | 0 | 0 | 10.3542 | 10.3542 | -8.452 | -4.226 | 4.2237 | 0 | 0 |  |  | 1.8299 |  | 0.072649 | 7.2649 | 8.4473 | 0 | 2014-10-10 13:00 | 10354.1667 | 10.3542
|  | 2014-10-11 02:00:02 | 26.766 | 0.5055 | 2.022 | 5.8515 | 5.8515 | 0.047 | 0.047 | 0.049167 | 0.049167 | 0 | 0 | 10.3542 | 10.3542 | -8.4422 | -4.2211 | 4.226 | 0 | 0 |  |  | 2.0018 |  | 0.075544 | 7.5544 | 8.452 | 0 | 2014-10-10 13:30 | 10354.1667 | 10.3542
|  | 2014-10-11 02:25:02 | 26.937 | 0.446 | 1.784 | 5.8515 | 5.8515 | 0.047 | 0.047 | 0 | 0 | 0 | 0 | 10.3542 | 10.3542 | -8.9003 | -4.4502 | 4.2211 | 0 | 0 |  |  | 1.8375 |  | 0.066229 | 6.6229 | 8.4422 | 0 | 2014-10-10 14:00 | 10354.1667 | 10.3542
|  | 2014-10-11 02:55:02 | 26.937 | 0.446 | 1.784 | 5.8515 | 5.8515 | 0.047 | 0.047 | 0 | 0 | 0 | 0 | 10.3542 | 10.3542 | -8.9003 | -4.4502 | 4.4502 | 0 | 0 |  |  | 1.8018 |  | 0.066229 | 6.6229 | 8.9003 | 0 | 2014-10-10 14:30 | 10354.1667 | 10.3542
|  | 2014-10-11 03:25:02 | 26.937 | 0.446 | 1.784 | 5.8515 | 5.8515 | 0.047 | 0.047 | 0 | 0 | 0 | 0 | 10.3542 | 10.3542 | -8.9003 | -4.4502 | 4.4502 | 0 | 0 |  |  | 1.891 |  | 0.066229 | 6.6229 | 8.9003 | 0 | 2014-10-10 15:00 | 10354.1667 | 10.3542
|  | 2014-10-11 03:55:02 | 26.937 | 0.446 | 1.784 | 5.8515 | 5.8515 | 0.047 | 0.047 | 0 | 0 | 0 | 0 | 10.3542 | 10.3542 | -8.9003 | -4.4502 | 4.4502 | 0 | 0 |  |  | 1.9089 |  | 0.066229 | 6.6229 | 8.9003 | 0 | 2014-10-10 15:30 | 10354.1667 | 10.3542
|  | 2014-10-11 04:25:02 | 26.937 | 0.446 | 1.784 | 5.8515 | 5.8515 | 0.047 | 0.047 | 0 | 0 | 0 | 0 | 10.3542 | 10.3542 | -8.9003 | -4.4502 | 4.4502 | 0 | 0 |  |  | 1.6591 |  | 0.066229 | 6.6229 | 8.9003 | 0 | 2014-10-10 16:00 | 10354.1667 | 10.3542
|  | 2014-10-11 04:55:03 | 26.6528 | 0.48817 | 1.9527 | 5.8515 | 5.8515 | 0.030833 | 0.030833 | 0.032833 | 0.032833 | 0 | 0 | 10.3542 | 10.3542 | -8.4308 | -4.2154 | 4.4502 | 0 | 0 |  |  | 1.816 |  | 0.073263 | 7.3263 | 8.9003 | 0 | 2014-10-10 16:30 | 10354.1667 | 10.3542
|  | 2014-10-11 05:25:03 | 26.7152 | 0.5765 | 2.306 | 5.9427 | 5.9427 | 0.092 | 0.092 | 0.097333 | 0.097333 | 0 | 0 | 10.458 | 10.458 | -7.8192 | -3.9096 | 4.2154 | 0 | 0 |  |  | 2.4213 |  | 0.086318 | 8.6318 | 8.4308 | 0 | 2014-10-10 17:00 | 10458 | 10.458
|  | 2014-10-11 05:55:02 | 28.1312 | 0.6485 | 2.594 | 5.942 | 5.942 | 0.2605 | 0.2605 | 0.099 | 0.099 | 0 | 0 | 10.6027 | 10.6027 | -8.633 | -4.3165 | 3.9096 | 0 | 0 |  |  | 2.6978 |  | 0.092211 | 9.2211 | 7.8192 | 0 | 2014-10-10 17:30 | 10602.6667 | 10.6027
|  | 2014-10-11 06:25:03 | 29.7973 | 0.63267 | 2.5307 | 5.9435 | 5.9435 | 0.35733 | 0.35733 | 0.098333 | 0.098333 | 0 | 0 | 10.6767 | 10.6767 | -10.1908 | -5.0954 | 4.3165 | 0 | 0 |  |  | 2.3029 |  | 0.084929 | 8.4929 | 8.633 | 0 | 2014-10-10 18:00 | 10676.6667 | 10.6767
|  | 2014-10-11 06:55:01 | 31.718 | 0.5875 | 2.35 | 5.9388 | 5.9388 | 0.23383 | 0.23383 | 0.098667 | 0.098667 | 0 | 0 | 10.7678 | 10.7678 | -12.3288 | -6.1644 | 5.0954 | 0 | 0 |  |  | 2.444 |  | 0.07409 | 7.409 | 10.1908 | 0 | 2014-10-10 18:30 | 10767.8333 | 10.7678
|  | 2014-10-11 07:25:01 | 33.645 | 0.658 | 2.632 | 5.9433 | 5.9433 | 0.17883 | 0.17883 | 0.098667 | 0.098667 | 0 | 0 | 10.8843 | 10.8843 | -13.9078 | -6.9539 | 6.1644 | 0 | 0 |  |  | 2.632 |  | 0.078229 | 7.8229 | 12.3288 | 0 | 2014-10-10 19:00 | 10884.3333 | 10.8843
|  | 2014-10-11 07:55:02 | 35.0163 | 0.57967 | 2.3187 | 5.945 | 5.945 | 0.32367 | 0.32367 | 0.098667 | 0.098667 | 0 | 0 | 10.8852 | 10.8852 | -15.4452 | -7.7226 | 6.9539 | 0 | 0 |  |  | 2.3882 |  | 0.066217 | 6.6217 | 13.9078 | 0 | 2014-10-10 19:30 | 10885.1667 | 10.8852
|  | 2014-10-11 08:25:02 | 35.6508 | 0.55367 | 2.2147 | 5.952 | 5.952 | 0.609 | 0.609 | 0.098667 | 0.098667 | 0 | 0 | 10.8912 | 10.8912 | -15.8853 | -7.9427 | 7.7226 | 0 | 0 |  |  | 2.0818 |  | 0.062121 | 6.2121 | 15.4452 | 0 | 2014-10-10 20:00 | 10891.1667 | 10.8912
|  | 2014-10-11 08:55:01 | 35.8345 | 0.50717 | 2.0287 | 5.9548 | 5.9548 | 0.6385 | 0.6385 | 0.098167 | 0.098167 | 0.7756 | 0.7756 | 10.93 | 10.93 | -15.4087 | -7.7044 | 7.9427 | 0 | 0 |  |  | 2.1504 |  | 0.056612 | 5.6612 | 15.8853 | 0 | 2014-10-10 20:30 | 10930 | 10.93
|  | 2014-10-11 09:25:01 | 35.8128 | 0.33283 | 1.3313 | 5.9497 | 5.9497 | 0.56917 | 0.56917 | 0.098 | 0.098 | 0.7756 | 0.7756 | 10.852 | 10.852 | -16.2371 | -8.1185 | 7.7044 | 0 | 0 |  |  | 1.2115 |  | 0.037175 | 3.7175 | 15.4087 | 0 | 2014-10-10 21:00 | 10852 | 10.852
|  | 2014-10-11 09:55:02 | 35.6677 | 0.27433 | 1.0973 | 5.9555 | 5.9555 | 0.48817 | 0.48817 | 0.098 | 0.098 | 1.7716 | 1.7716 | 10.8253 | 10.8253 | -15.4317 | -7.7159 | 8.1185 | 0 | 0 |  |  | 0.99857 |  | 0.030765 | 3.0765 | 16.2371 | 0 | 2014-10-10 21:30 | 10825.3333 | 10.8253
|  | 2014-10-11 10:25:02 | 35.486 | 0.28567 | 1.1427 | 5.9467 | 5.9467 | 0.40483 | 0.40483 | 0.098167 | 0.098167 | 1.7716 | 1.7716 | 10.819 | 10.819 | -15.3031 | -7.6515 | 7.7159 | 0 | 0 |  |  | 1.1198 |  | 0.0322 | 3.22 | 15.4317 | 0 | 2014-10-10 22:00 | 10819 | 10.819
|  | 2014-10-11 10:55:02 | 35.1998 | 0.27083 | 1.0833 | 5.9488 | 5.9488 | 0.405 | 0.405 | 0.098333 | 0.098333 | 2.7184 | 2.7184 | 10.89 | 10.89 | -14.0559 | -7.028 | 7.6515 | 0 | 0 |  |  | 1.1592 |  | 0.030777 | 3.0777 | 15.3031 | 0 | 2014-10-10 22:30 | 10890 | 10.89
|  | 2014-10-11 11:25:02 | 34.9307 | 0.2985 | 1.194 | 5.9433 | 5.9433 | 0.322 | 0.322 | 0.098333 | 0.098333 | 2.7184 | 2.7184 | 10.912 | 10.912 | -13.7426 | -6.8713 | 7.028 | 0 | 0 |  |  | 1.2776 |  | 0.034182 | 3.4182 | 14.0559 | 0 | 2014-10-10 23:00 | 10912 | 10.912
|  | 2014-10-11 11:55:02 | 34.4562 | 0.36917 | 1.4767 | 5.943 | 5.943 | 0.22417 | 0.22417 | 0.098167 | 0.098167 | 3.2632 | 3.2632 | 10.8727 | 10.8727 | -12.5783 | -6.2892 | 6.8713 | 0 | 0 |  |  | 1.3438 |  | 0.042856 | 4.2856 | 13.7426 | 0 | 2014-10-10 23:30 | 10872.6667 | 10.8727
|  | 2014-10-11 12:25:03 | 33.8438 | 0.445 | 1.78 | 5.9358 | 5.9358 | 0.19967 | 0.19967 | 0.098333 | 0.098333 | 3.2632 | 3.2632 | 10.7523 | 10.7523 | -11.8145 | -5.9072 | 6.2892 | 0 | 0 |  |  | 1.7266 |  | 0.052595 | 5.2595 | 12.5783 | 0 | 2014-10-11 | 10752.3333 | 10.7523
|  | 2014-10-11 12:55:01 | 33.3642 | 0.47883 | 1.9153 | 5.9397 | 5.9397 | 0.20167 | 0.20167 | 0.0985 | 0.0985 | 3.0904 | 3.0904 | 10.7205 | 10.7205 | -11.3981 | -5.6991 | 5.9072 | 0 | 0 |  |  | 2.0877 |  | 0.057407 | 5.7407 | 11.8145 | 0 | 2014-10-11 00:30 | 10720.5 | 10.7205
|  | 2014-10-11 13:25:02 | 32.8468 | 0.49617 | 1.9847 | 5.947 | 5.947 | 0.2015 | 0.2015 | 0.098 | 0.098 | 3.0904 | 3.0904 | 10.7568 | 10.7568 | -10.7684 | -5.3842 | 5.6991 | 0 | 0 |  |  | 2.1633 |  | 0.060422 | 6.0422 | 11.3981 | 0 | 2014-10-11 01:00 | 10756.8333 | 10.7568
|  | 2014-10-11 13:55:04 | 32.6107 | 0.55767 | 2.2307 | 5.9465 | 5.9465 | 0.2015 | 0.2015 | 0.098 | 0.098 | 2.9476 | 2.9476 | 10.6508 | 10.6508 | -10.5356 | -5.2678 | 5.3842 | 0 | 0 |  |  | 2.0076 |  | 0.068403 | 6.8403 | 10.7684 | 0 | 2014-10-11 01:30 | 10650.8333 | 10.6508
|  | 2014-10-11 14:25:03 | 32.6653 | 0.70833 | 2.8333 | 5.9485 | 5.9485 | 0.20133 | 0.20133 | 0.0975 | 0.0975 | 2.9476 | 2.9476 | 10.6112 | 10.6112 | -10.0259 | -5.013 | 5.2678 | 0 | 0 |  |  | 2.9183 |  | 0.086738 | 8.6738 | 10.5356 | 0 | 2014-10-11 02:00 | 10611.1667 | 10.6112
|  | 2014-10-11 14:55:03 | 33.066 | 0.59367 | 2.3747 | 5.9465 | 5.9465 | 0.2075 | 0.2075 | 0.097167 | 0.097167 | 1.5644 | 1.5644 | 10.6413 | 10.6413 | -12.2344 | -6.1172 | 5.013 | 0 | 0 |  |  | 2.5171 |  | 0.071816 | 7.1816 | 10.0259 | 0 | 2014-10-11 02:30 | 10641.3333 | 10.6413
|  | 2014-10-11 15:25:02 | 33.874 | 0.4935 | 1.974 | 5.954 | 5.954 | 0.209 | 0.209 | 0.097833 | 0.097833 | 1.5644 | 1.5644 | 10.7262 | 10.7262 | -13.3486 | -6.6743 | 6.1172 | 0 | 0 |  |  | 2.0924 |  | 0.058275 | 5.8275 | 12.2344 | 0 | 2014-10-11 03:00 | 10726.1667 | 10.7262
|  | 2014-10-11 15:55:03 | 35.047 | 0.483 | 1.932 | 5.951 | 5.951 | 0.28533 | 0.28533 | 0.097667 | 0.097667 | 1.5372 | 1.5372 | 10.7113 | 10.7113 | -14.5325 | -7.2662 | 6.6743 | 0 | 0 |  |  | 1.8354 |  | 0.055126 | 5.5126 | 13.3486 | 0 | 2014-10-11 03:30 | 10711.3333 | 10.7113
|  | 2014-10-11 16:25:01 | 36.2255 | 0.5375 | 2.15 | 5.9583 | 5.9583 | 0.34517 | 0.34517 | 0.098333 | 0.098333 | 1.5372 | 1.5372 | 10.7532 | 10.7532 | -15.3833 | -7.6916 | 7.2662 | 0 | 0 |  |  | 2.2575 |  | 0.05935 | 5.935 | 14.5325 | 0 | 2014-10-11 04:00 | 10753.1667 | 10.7532
|  | 2014-10-11 16:55:02 | 36.9998 | 0.66833 | 2.6733 | 5.959 | 5.959 | 0.3515 | 0.3515 | 0.098167 | 0.098167 | 1.0348 | 1.0348 | 10.7942 | 10.7942 | -16.0889 | -8.0444 | 7.6916 | 0 | 0 |  |  | 2.4327 |  | 0.072253 | 7.2253 | 15.3833 | 0 | 2014-10-11 04:30 | 10794.1667 | 10.7942
|  | 2014-10-11 17:25:03 | 38.6038 | 0.80717 | 3.2287 | 5.9273 | 5.9273 | 0.52183 | 0.52183 | 0.098333 | 0.098333 | 1.0348 | 1.0348 | 10.8918 | 10.8918 | -16.901 | -8.4505 | 8.0444 | 0 | 0 |  |  | 3.1964 |  | 0.083636 | 8.3636 | 16.0889 | 0 | 2014-10-11 05:00 | 10891.8333 | 10.8918
|  | 2014-10-11 17:55:02 | 39.6798 | 0.83967 | 3.3587 | 5.7825 | 5.7825 | 0.74883 | 0.74883 | 0.098 | 0.098 | 0.1024 | 0.1024 | 10.8918 | 10.8918 | -18.6976 | -9.3488 | 8.4505 | 0 | 0 |  |  | 3.0564 |  | 0.084644 | 8.4644 | 16.901 | 0 | 2014-10-11 05:30 | 10891.8333 | 10.8918
|  | 2014-10-11 18:25:02 | 38.902 | 0.877 | 3.508 | 5.76 | 5.76 | 0.6175 | 0.6175 | 0.098 | 0.098 | 0.1024 | 0.1024 | 10.8225 | 10.8225 | -17.9936 | -8.9968 | 9.3488 | 0 | 0 |  |  | 3.7185 |  | 0.090175 | 9.0175 | 18.6976 | 0 | 2014-10-11 06:00 | 10822.5 | 10.8225
|  | 2014-10-11 18:55:03 | 37.6243 | 0.8885 | 3.554 | 5.7568 | 5.7568 | 0.54583 | 0.54583 | 0.098667 | 0.098667 | 0.008 | 0.008 | 10.4815 | 10.4815 | -17.1795 | -8.5898 | 8.9968 | 0 | 0 |  |  | 3.5895 |  | 0.09446 | 9.446 | 17.9936 | 0 | 2014-10-11 06:30 | 10481.5 | 10.4815
|  | 2014-10-11 19:25:01 | 36.3 | 0.88367 | 3.5347 | 5.7617 | 5.7617 | 0.44083 | 0.44083 | 0.099 | 0.099 | 0.008 | 0.008 | 10.4178 | 10.4178 | -16.038 | -8.019 | 8.5898 | 0 | 0 |  |  | 3.4286 |  | 0.097374 | 9.7374 | 17.1795 | 0 | 2014-10-11 07:00 | 10417.8333 | 10.4178
|  | 2014-10-11 19:55:02 | 35.0702 | 0.85683 | 3.4273 | 5.7595 | 5.7595 | 0.311 | 0.311 | 0.099 | 0.099 | 0 | 0 | 10.4027 | 10.4027 | -15.0707 | -7.5353 | 8.019 | 0 | 0 |  |  | 3.5302 |  | 0.097728 | 9.7728 | 16.038 | 0 | 2014-10-11 07:30 | 10402.6667 | 10.4027
|  | 2014-10-11 20:25:01 | 33.6775 | 0.88217 | 3.5287 | 5.762 | 5.762 | 0.226 | 0.226 | 0.098833 | 0.098833 | 0 | 0 | 10.3363 | 10.3363 | -13.7257 | -6.8628 | 7.5353 | 0 | 0 |  |  | 3.7404 |  | 0.10478 | 10.4778 | 15.0707 | 0 | 2014-10-11 08:00 | 10336.3333 | 10.3363
|  | 2014-10-11 20:55:02 | 32.5318 | 0.85417 | 3.4167 | 5.7543 | 5.7543 | 0.26267 | 0.26267 | 0.099 | 0.099 | 0 | 0 | 10.0508 | 10.0508 | -12.9483 | -6.4742 | 6.8628 | 0 | 0 |  |  | 3.5533 |  | 0.10503 | 10.5025 | 13.7257 | 0 | 2014-10-11 08:30 | 10050.8333 | 10.0508
|  | 2014-10-11 21:25:01 | 31.132 | 0.80233 | 3.2093 | 5.8412 | 5.8412 | 0.2625 | 0.2625 | 0.098667 | 0.098667 | 0 | 0 | 9.8762 | 9.8762 | -11.8442 | -5.9221 | 6.4742 | 0 | 0 |  |  | 3.2414 |  | 0.10309 | 10.3088 | 12.9483 | 0 | 2014-10-11 09:00 | 9876.1667 | 9.8762
|  | 2014-10-11 21:55:03 | 29.49 | 0.73 | 2.92 | 5.9538 | 5.9538 | 0.14483 | 0.14483 | 0.098167 | 0.098167 | 0 | 0 | 9.6562 | 9.6562 | -10.717 | -5.3585 | 5.9221 | 0 | 0 |  |  | 2.7156 |  | 0.099017 | 9.9017 | 11.8442 | 0 | 2014-10-11 09:30 | 9656.1667 | 9.6562
|  | 2014-10-11 22:25:01 | 27.7167 | 0.74133 | 2.9653 | 5.974 | 5.974 | 0.091167 | 0.091167 | 0.098 | 0.098 | 0 | 0 | 9.4893 | 9.4893 | -9.0988 | -4.5494 | 5.3585 | 0 | 0 |  |  | 2.9357 |  | 0.10699 | 10.6987 | 10.717 | 0 | 2014-10-11 10:00 | 9489.3333 | 9.4893
|  | 2014-10-11 22:55:01 | 26.1562 | 0.68517 | 2.7407 | 5.9758 | 5.9758 | 0.085 | 0.085 | 0.097667 | 0.097667 | 0 | 0 | 9.2215 | 9.2215 | -8.0355 | -4.0177 | 4.5494 | 0 | 0 |  |  | 2.6036 |  | 0.10478 | 10.4781 | 9.0988 | 0 | 2014-10-11 10:30 | 9221.5 | 9.2215
|  | 2014-10-11 23:25:01 | 25.3287 | 0.56933 | 2.2773 | 5.9677 | 5.9677 | 0.085 | 0.085 | 0.096833 | 0.096833 | 0 | 0 | 8.9777 | 8.9777 | -7.9242 | -3.9621 | 4.0177 | 0 | 0 |  |  | 2.4367 |  | 0.089911 | 8.9911 | 8.0355 | 0 | 2014-10-11 11:00 | 8977.6667 | 8.9777
|  | 2014-10-11 23:55:01 | 25.0923 | 0.52083 | 2.0833 | 5.9043 | 5.9043 | 0.085333 | 0.085333 | 0.0985 | 0.0985 | 0 | 0 | 8.9648 | 8.9648 | -7.956 | -3.978 | 3.9621 | 0 | 0 |  |  | 2.125 |  | 0.083027 | 8.3027 | 7.9242 | 0 | 2014-10-11 11:30 | 8964.8333 | 8.9648
|  | 2014-10-12 00:25:01 | 25.2832 | 0.48167 | 1.9267 | 5.6578 | 5.6578 | 0.0845 | 0.0845 | 0.099 | 0.099 | 0 | 0 | 9.0835 | 9.0835 | -8.4317 | -4.2158 | 3.978 | 0 | 0 |  |  | 1.7533 |  | 0.076204 | 7.6204 | 7.956 | 0 | 2014-10-11 12:00 | 9083.5 | 9.0835
|  | 2014-10-12 00:55:02 | 25.3863 | 0.40883 | 1.6353 | 5.5883 | 5.5883 | 0.084 | 0.084 | 0.099 | 0.099 | 0 | 0 | 9.1898 | 9.1898 | -8.7898 | -4.3949 | 4.2158 | 0 | 0 |  |  | 1.6844 |  | 0.064418 | 6.4418 | 8.4317 | 0 | 2014-10-11 12:30 | 9189.8333 | 9.1898
|  | 2014-10-12 01:25:02 | 25.3765 | 0.37067 | 1.4827 | 5.5862 | 5.5862 | 0.084 | 0.084 | 0.098667 | 0.098667 | 0 | 0 | 9.2013 | 9.2013 | -8.9237 | -4.4618 | 4.3949 | 0 | 0 |  |  | 1.3641 |  | 0.058427 | 5.8427 | 8.7898 | 0 | 2014-10-11 13:00 | 9201.3333 | 9.2013
|  | 2014-10-12 01:55:03 | 25.1912 | 0.36267 | 1.4507 | 5.5885 | 5.5885 | 0.0845 | 0.0845 | 0.098833 | 0.098833 | 0 | 0 | 9.1525 | 9.1525 | -8.8162 | -4.4081 | 4.4618 | 0 | 0 |  |  | 1.5957 |  | 0.057586 | 5.7586 | 8.9237 | 0 | 2014-10-11 13:30 | 9152.5 | 9.1525
|  | 2014-10-12 02:25:03 | 24.9722 | 0.34117 | 1.3647 | 5.5923 | 5.5923 | 0.0845 | 0.0845 | 0.098 | 0.098 | 0 | 0 | 9.1413 | 9.1413 | -8.6913 | -4.3457 | 4.4081 | 0 | 0 |  |  | 1.2418 |  | 0.054648 | 5.4648 | 8.8162 | 0 | 2014-10-11 14:00 | 9141.3333 | 9.1413
|  | 2014-10-12 02:55:01 | 24.7068 | 0.31333 | 1.2533 | 5.5875 | 5.5875 | 0.082167 | 0.082167 | 0.098 | 0.098 | 0 | 0 | 9.2027 | 9.2027 | -8.4832 | -4.2416 | 4.3457 | 0 | 0 |  |  | 1.3536 |  | 0.050728 | 5.0728 | 8.6913 | 0 | 2014-10-11 14:30 | 9202.6667 | 9.2027
|  | 2014-10-12 03:25:02 | 24.4667 | 0.29417 | 1.1767 | 5.5868 | 5.5868 | 0.082833 | 0.082833 | 0.098 | 0.098 | 0 | 0 | 9.2037 | 9.2037 | -8.3187 | -4.1593 | 4.2416 | 0 | 0 |  |  | 1.2002 |  | 0.048093 | 4.8093 | 8.4832 | 0 | 2014-10-11 15:00 | 9203.6667 | 9.2037
|  | 2014-10-12 03:55:02 | 24.5907 | 0.29033 | 1.1613 | 5.5923 | 5.5923 | 0.083333 | 0.083333 | 0.098 | 0.098 | 0 | 0 | 9.2665 | 9.2665 | -8.3892 | -4.1946 | 4.1593 | 0 | 0 |  |  | 1.1381 |  | 0.047227 | 4.7227 | 8.3187 | 0 | 2014-10-11 15:30 | 9266.5 | 9.2665
|  | 2014-10-12 04:25:03 | 24.78 | 0.265 | 1.06 | 5.5847 | 5.5847 | 0.084 | 0.084 | 0.098 | 0.098 | 0 | 0 | 9.3893 | 9.3893 | -8.564 | -4.282 | 4.1946 | 0 | 0 |  |  | 1.0918 |  | 0.042776 | 4.2776 | 8.3892 | 0 | 2014-10-11 16:00 | 9389.3333 | 9.3893
|  | 2014-10-12 04:55:01 | 25.1355 | 0.263 | 1.052 | 5.49 | 5.49 | 0.084 | 0.084 | 0.097833 | 0.097833 | 0 | 0 | 9.3905 | 9.3905 | -9.0212 | -4.5106 | 4.282 | 0 | 0 |  |  | 0.96784 |  | 0.041853 | 4.1853 | 8.564 | 0 | 2014-10-11 16:30 | 9390.5 | 9.3905
|  | 2014-10-12 05:25:02 | 25.8975 | 0.28083 | 1.1233 | 5.3853 | 5.3853 | 0.084 | 0.084 | 0.098 | 0.098 | 0 | 0 | 9.409 | 9.409 | -9.7978 | -4.8989 | 4.5106 | 0 | 0 |  |  | 1.0222 |  | 0.043376 | 4.3376 | 9.0212 | 0 | 2014-10-11 17:00 | 9409 | 9.409
|  | 2014-10-12 05:55:01 | 26.7903 | 0.27217 | 1.0887 | 5.3348 | 5.3348 | 0.10167 | 0.10167 | 0.099 | 0.099 | 0 | 0 | 9.4217 | 9.4217 | -10.7445 | -5.3723 | 4.8989 | 0 | 0 |  |  | 1.0125 |  | 0.040637 | 4.0637 | 9.7978 | 0 | 2014-10-11 17:30 | 9421.6667 | 9.4217
|  | 2014-10-12 06:25:03 | 26.9777 | 0.25617 | 1.0247 | 5.1825 | 5.1825 | 0.12683 | 0.12683 | 0.098333 | 0.098333 | 0 | 0 | 9.5282 | 9.5282 | -11.0172 | -5.5086 | 5.3723 | 0 | 0 |  |  | 1.0042 |  | 0.037982 | 3.7982 | 10.7445 | 0 | 2014-10-11 18:00 | 9528.1667 | 9.5282
|  | 2014-10-12 06:55:03 | 27.9918 | 0.2435 | 0.974 | 5.1307 | 5.1307 | 0.1335 | 0.1335 | 0.098667 | 0.098667 | 0 | 0 | 9.7128 | 9.7128 | -11.9422 | -5.9711 | 5.5086 | 0 | 0 |  |  | 0.974 |  | 0.034796 | 3.4796 | 11.0172 | 0 | 2014-10-11 18:30 | 9712.8333 | 9.7128
|  | 2014-10-12 07:25:02 | 29.7203 | 0.23017 | 0.92067 | 5.1317 | 5.1317 | 0.14167 | 0.14167 | 0.098833 | 0.098833 | 0 | 0 | 10.0422 | 10.0422 | -13.3853 | -6.6927 | 5.9711 | 0 | 0 |  |  | 0.95749 |  | 0.030978 | 3.0978 | 11.9422 | 0 | 2014-10-11 19:00 | 10042.1667 | 10.0422
|  | 2014-10-12 07:55:02 | 31.1213 | 0.24867 | 0.99467 | 5.1538 | 5.1538 | 0.208 | 0.208 | 0.098833 | 0.098833 | 0 | 0 | 10.2728 | 10.2728 | -14.3932 | -7.1966 | 6.6927 | 0 | 0 |  |  | 1.0146 |  | 0.031961 | 3.1961 | 13.3853 | 0 | 2014-10-11 19:30 | 10272.8333 | 10.2728
|  | 2014-10-12 08:25:01 | 32.5695 | 0.25183 | 1.0073 | 5.2605 | 5.2605 | 0.27567 | 0.27567 | 0.097833 | 0.097833 | 0 | 0 | 10.3857 | 10.3857 | -15.5425 | -7.7712 | 7.1966 | 0 | 0 |  |  | 0.94689 |  | 0.030929 | 3.0929 | 14.3932 | 0 | 2014-10-11 20:00 | 10385.6667 | 10.3857
|  | 2014-10-12 08:55:01 | 33.362 | 0.24383 | 0.97533 | 5.3418 | 5.3418 | 0.27617 | 0.27617 | 0.098 | 0.098 | 0.6952 | 0.6952 | 10.3837 | 10.3837 | -15.5918 | -7.7959 | 7.7712 | 0 | 0 |  |  | 0.89731 |  | 0.029235 | 2.9235 | 15.5425 | 0 | 2014-10-11 20:30 | 10383.6667 | 10.3837
|  | 2014-10-12 09:25:03 | 33.9115 | 0.256 | 1.024 | 5.3747 | 5.3747 | 0.27483 | 0.27483 | 0.098 | 0.098 | 0.6952 | 0.6952 | 10.399 | 10.399 | -16.0458 | -8.0229 | 7.7959 | 0 | 0 |  |  | 1.065 |  | 0.030196 | 3.0196 | 15.5918 | 0 | 2014-10-11 21:00 | 10399 | 10.399
|  | 2014-10-12 09:55:02 | 34.2187 | 0.27633 | 1.1053 | 5.3777 | 5.3777 | 0.274 | 0.274 | 0.0985 | 0.0985 | 1.6332 | 1.6332 | 10.3878 | 10.3878 | -15.3421 | -7.6711 | 8.0229 | 0 | 0 |  |  | 1.1717 |  | 0.032302 | 3.2302 | 16.0458 | 0 | 2014-10-11 21:30 | 10387.8333 | 10.3878
|  | 2014-10-12 10:25:01 | 34.4605 | 0.26367 | 1.0547 | 5.3803 | 5.3803 | 0.3275 | 0.3275 | 0.099 | 0.099 | 1.6332 | 1.6332 | 10.3745 | 10.3745 | -15.5913 | -7.7957 | 7.6711 | 0 | 0 |  |  | 1.023 |  | 0.030605 | 3.0605 | 15.3421 | 0 | 2014-10-11 22:00 | 10374.5 | 10.3745
|  | 2014-10-12 10:55:02 | 34.6908 | 0.23433 | 0.93733 | 5.3832 | 5.3832 | 0.49467 | 0.49467 | 0.098 | 0.098 | 1.5308 | 1.5308 | 10.4165 | 10.4165 | -15.8304 | -7.9152 | 7.7957 | 0 | 0 |  |  | 1.0311 |  | 0.02702 | 2.702 | 15.5913 | 0 | 2014-10-11 22:30 | 10416.5 | 10.4165
|  | 2014-10-12 11:25:03 | 34.7197 | 0.22783 | 0.91133 | 5.3845 | 5.3845 | 0.5065 | 0.5065 | 0.098 | 0.098 | 1.5308 | 1.5308 | 10.3888 | 10.3888 | -15.8997 | -7.9499 | 7.9152 | 0 | 0 |  |  | 0.84754 |  | 0.026248 | 2.6248 | 15.8304 | 0 | 2014-10-11 23:00 | 10388.8333 | 10.3888
|  | 2014-10-12 11:55:03 | 34.4682 | 0.24117 | 0.96467 | 5.3863 | 5.3863 | 0.3325 | 0.3325 | 0.098 | 0.098 | 2.1336 | 2.1336 | 10.4477 | 10.4477 | -15.1054 | -7.5527 | 7.9499 | 0 | 0 |  |  | 0.90679 |  | 0.027987 | 2.7987 | 15.8997 | 0 | 2014-10-11 23:30 | 10447.6667 | 10.4477
|  | 2014-10-12 12:25:02 | 34.2098 | 0.2875 | 1.15 | 5.3938 | 5.3938 | 0.36783 | 0.36783 | 0.098 | 0.098 | 2.1336 | 2.1336 | 10.5738 | 10.5738 | -14.4927 | -7.2464 | 7.5527 | 0 | 0 |  |  | 1.1155 |  | 0.033616 | 3.3616 | 15.1054 | 0 | 2014-10-12 | 10573.8333 | 10.5738
|  | 2014-10-12 12:55:02 | 33.9907 | 0.34683 | 1.3873 | 5.3853 | 5.3853 | 0.202 | 0.202 | 0.098167 | 0.098167 | 2.148 | 2.148 | 10.6075 | 10.6075 | -14.1623 | -7.0812 | 7.2464 | 0 | 0 |  |  | 1.4151 |  | 0.040815 | 4.0815 | 14.4927 | 0 | 2014-10-12 00:30 | 10607.5 | 10.6075
|  | 2014-10-12 13:25:03 | 33.8942 | 0.44667 | 1.7867 | 5.3802 | 5.3802 | 0.201 | 0.201 | 0.098667 | 0.098667 | 2.148 | 2.148 | 10.6712 | 10.6712 | -13.6085 | -6.8043 | 7.0812 | 0 | 0 |  |  | 1.8581 |  | 0.052713 | 5.2713 | 14.1623 | 0 | 2014-10-12 01:00 | 10671.1667 | 10.6712
|  | 2014-10-12 13:55:02 | 33.913 | 0.52883 | 2.1153 | 5.3835 | 5.3835 | 0.20383 | 0.20383 | 0.099 | 0.099 | 1.8424 | 1.8424 | 10.7657 | 10.7657 | -13.5033 | -6.7516 | 6.8043 | 0 | 0 |  |  | 2.3269 |  | 0.062375 | 6.2375 | 13.6085 | 0 | 2014-10-12 01:30 | 10765.6667 | 10.7657
|  | 2014-10-12 14:25:03 | 34.28 | 0.60917 | 2.4367 | 5.3775 | 5.3775 | 0.208 | 0.208 | 0.098833 | 0.098833 | 1.8424 | 1.8424 | 10.8258 | 10.8258 | -13.4908 | -6.7454 | 6.7516 | 0 | 0 |  |  | 2.2905 |  | 0.071081 | 7.1081 | 13.5033 | 0 | 2014-10-12 02:00 | 10825.8333 | 10.8258
|  | 2014-10-12 14:55:01 | 35.0638 | 0.72983 | 2.9193 | 5.3793 | 5.3793 | 0.20833 | 0.20833 | 0.099 | 0.099 | 2.3004 | 2.3004 | 10.8383 | 10.8383 | -13.3191 | -6.6595 | 6.7454 | 0 | 0 |  |  | 3.0945 |  | 0.083258 | 8.3258 | 13.4908 | 0 | 2014-10-12 02:30 | 10838.3333 | 10.8383
|  | 2014-10-12 15:25:01 | 36.146 | 0.94317 | 3.7727 | 5.3638 | 5.3638 | 0.20833 | 0.20833 | 0.098667 | 0.098667 | 2.3004 | 2.3004 | 10.8678 | 10.8678 | -13.5343 | -6.7671 | 6.6595 | 0 | 0 |  |  | 3.6595 |  | 0.10437 | 10.4373 | 13.3191 | 0 | 2014-10-12 03:00 | 10867.8333 | 10.8678
|  | 2014-10-12 15:55:02 | 37.4033 | 1.0815 | 4.326 | 5.2115 | 5.2115 | 0.2915 | 0.2915 | 0.098667 | 0.098667 | 2.0184 | 2.0184 | 10.847 | 10.847 | -14.6103 | -7.3051 | 6.7671 | 0 | 0 |  |  | 3.9367 |  | 0.11566 | 11.5658 | 13.5343 | 0 | 2014-10-12 03:30 | 10847 | 10.847
|  | 2014-10-12 16:25:02 | 38.1258 | 1.2148 | 4.8593 | 5.185 | 5.185 | 0.4275 | 0.4275 | 0.098333 | 0.098333 | 2.0184 | 2.0184 | 10.8462 | 10.8462 | -14.6911 | -7.3456 | 7.3051 | 0 | 0 |  |  | 4.9565 |  | 0.12746 | 12.7455 | 14.6103 | 0 | 2014-10-12 04:00 | 10846.1667 | 10.8462
|  | 2014-10-12 16:55:03 | 38.9685 | 1.3725 | 5.49 | 5.1852 | 5.1852 | 0.58983 | 0.58983 | 0.098333 | 0.098333 | 1.098 | 1.098 | 10.8253 | 10.8253 | -15.6818 | -7.8409 | 7.3456 | 0 | 0 |  |  | 5.49 |  | 0.14088 | 14.0883 | 14.6911 | 0 | 2014-10-12 04:30 | 10825.3333 | 10.8253
|  | 2014-10-12 17:25:06 | 39.7353 | 1.3477 | 5.3907 | 5.1857 | 5.1857 | 0.73717 | 0.73717 | 0.097833 | 0.097833 | 1.098 | 1.098 | 10.8367 | 10.8367 | -16.3893 | -8.1947 | 7.8409 | 0 | 0 |  |  | 5.768 |  | 0.13566 | 13.5664 | 15.6818 | 0 | 2014-10-12 05:00 | 10836.6667 | 10.8367
|  | 2014-10-12 17:55:02 | 40.3402 | 1.4153 | 5.6613 | 5.2093 | 5.2093 | 0.7805 | 0.7805 | 0.098667 | 0.098667 | 0.1412 | 0.1412 | 10.843 | 10.843 | -17.6061 | -8.8031 | 8.1947 | 0 | 0 |  |  | 5.0952 |  | 0.14034 | 14.034 | 16.3893 | 0 | 2014-10-12 05:30 | 10843 | 10.843
|  | 2014-10-12 18:25:03 | 39.4787 | 1.5788 | 6.3153 | 5.3368 | 5.3368 | 0.61283 | 0.61283 | 0.098 | 0.098 | 0.1412 | 0.1412 | 10.7953 | 10.7953 | -16.1791 | -8.0896 | 8.8031 | 0 | 0 |  |  | 6.1259 |  | 0.15997 | 15.9968 | 17.6061 | 0 | 2014-10-12 06:00 | 10795.3333 | 10.7953
|  | 2014-10-12 18:55:01 | 38.3453 | 1.7862 | 7.1447 | 5.3768 | 5.3768 | 0.4135 | 0.4135 | 0.098 | 0.098 | 0 | 0 | 10.8165 | 10.8165 | -14.4958 | -7.2479 | 8.0896 | 0 | 0 |  |  | 7.5733 |  | 0.18632 | 18.6324 | 16.1791 | 0 | 2014-10-12 06:30 | 10816.5 | 10.8165
|  | 2014-10-12 19:25:02 | 37.0327 | 1.9173 | 7.6693 | 5.375 | 5.375 | 0.38117 | 0.38117 | 0.098167 | 0.098167 | 0 | 0 | 10.7773 | 10.7773 | -12.7317 | -6.3658 | 7.2479 | 0 | 0 |  |  | 7.5926 |  | 0.2071 | 20.7096 | 14.4958 | 0 | 2014-10-12 07:00 | 10777.3333 | 10.7773
|  | 2014-10-12 19:55:03 | 35.5055 | 1.9783 | 7.9133 | 5.3767 | 5.3767 | 0.2795 | 0.2795 | 0.098833 | 0.098833 | 0 | 0 | 10.7537 | 10.7537 | -11.0835 | -5.5418 | 6.3658 | 0 | 0 |  |  | 7.122 |  | 0.22288 | 22.2876 | 12.7317 | 0 | 2014-10-12 07:30 | 10753.6667 | 10.7537
|  | 2014-10-12 20:25:02 | 33.9733 | 2.0385 | 8.154 | 5.3875 | 5.3875 | 0.209 | 0.209 | 0.099 | 0.099 | 0 | 0 | 10.7517 | 10.7517 | -9.3722 | -4.6861 | 5.5418 | 0 | 0 |  |  | 8.0725 |  | 0.24001 | 24.0012 | 11.0835 | 0 | 2014-10-12 08:00 | 10751.6667 | 10.7517
|  | 2014-10-12 20:55:01 | 32.2215 | 2.019 | 8.076 | 5.3918 | 5.3918 | 0.2015 | 0.2015 | 0.098833 | 0.098833 | 0 | 0 | 10.7538 | 10.7538 | -7.6995 | -3.8498 | 4.6861 | 0 | 0 |  |  | 7.5107 |  | 0.25064 | 25.064 | 9.3722 | 0 | 2014-10-12 08:30 | 10753.8333 | 10.7538
|  | 2014-10-12 21:25:03 | 30.4727 | 2.1243 | 8.4973 | 5.3908 | 5.3908 | 0.17383 | 0.17383 | 0.098 | 0.098 | 0 | 0 | 10.8118 | 10.8118 | -5.5008 | -2.7504 | 3.8498 | 0 | 0 |  |  | 8.8372 |  | 0.27885 | 27.8851 | 7.6995 | 0 | 2014-10-12 09:00 | 10811.8333 | 10.8118
|  | 2014-10-12 21:55:03 | 28.2823 | 2.154 | 8.616 | 5.3937 | 5.3937 | 0.13567 | 0.13567 | 0.098 | 0.098 | 0 | 0 | 10.5905 | 10.5905 | -3.4485 | -1.7242 | 2.7504 | 0 | 0 |  |  | 9.133 |  | 0.30464 | 30.4642 | 5.5008 | 0 | 2014-10-12 09:30 | 10590.5 | 10.5905
|  | 2014-10-12 22:25:02 | 26.4815 | 2.1862 | 8.7447 | 5.3922 | 5.3922 | 0.10533 | 0.10533 | 0.098 | 0.098 | 0 | 0 | 10.2588 | 10.2588 | -1.8825 | -0.94125 | 1.7242 | 0 | 0 |  |  | 8.6572 |  | 0.33022 | 33.0218 | 3.4485 | 0 | 2014-10-12 10:00 | 10258.8333 | 10.2588
|  | 2014-10-12 22:55:01 | 25.4033 | 2.2683 | 9.0733 | 5.3975 | 5.3975 | 0.105 | 0.105 | 0.098 | 0.098 | 0 | 0 | 9.4928 | 9.4928 | -1.2367 | -0.61833 | 0.94125 | 0 | 0 |  |  | 9.4363 |  | 0.35717 | 35.7171 | 1.8825 | 0 | 2014-10-12 10:30 | 9492.8333 | 9.4928
|  | 2014-10-12 23:25:01 | 25.2473 | 2.3323 | 9.3293 | 5.396 | 5.396 | 0.10533 | 0.10533 | 0.098 | 0.098 | 0 | 0 | 9.3073 | 9.3073 | -1.0113 | -0.50567 | 0.61833 | 0 | 0 |  |  | 9.4226 |  | 0.36952 | 36.9518 | 1.2367 | 0 | 2014-10-12 11:00 | 9307.3333 | 9.3073
|  | 2014-10-12 23:55:01 | 25.1038 | 2.402 | 9.608 | 5.3957 | 5.3957 | 0.10233 | 0.10233 | 0.097833 | 0.097833 | 0 | 0 | 9.2825 | 9.2825 | -0.6175 | -0.30875 | 0.50567 | 0 | 0 |  |  | 9.1276 |  | 0.38273 | 38.273 | 1.0113 | 0 | 2014-10-12 11:30 | 9282.5 | 9.2825
|  | 2014-10-13 00:25:01 | 25.3595 | 2.4583 | 9.8333 | 5.3893 | 5.3893 | 0.1005 | 0.1005 | 0.098 | 0.098 | 0 | 0 | 9.5323 | 9.5323 | -0.406 | -0.203 | 0.30875 | 0 | 0 |  |  | 10.2267 |  | 0.38776 | 38.7757 | 0.6175 | 0 | 2014-10-12 12:00 | 9532.3333 | 9.5323
|  | 2014-10-13 00:55:02 | 25.4247 | 2.5295 | 10.118 | 5.3858 | 5.3858 | 0.0985 | 0.0985 | 0.098167 | 0.098167 | 0 | 0 | 9.5222 | 9.5222 | -0.202 | -0.101 | 0.203 | 0 | 0 |  |  | 10.5227 |  | 0.39796 | 39.796 | 0.406 | 0 | 2014-10-12 12:30 | 9522.1667 | 9.5222
|  | 2014-10-13 01:25:03 | 24.9755 | 2.5182 | 10.0727 | 5.3713 | 5.3713 | 0.098 | 0.098 | 0.0985 | 0.0985 | 0 | 0 | 9.1007 | 9.1007 | -0.23433 | -0.11717 | 0.101 | 0 | 0 |  |  | 11.0799 |  | 0.4033 | 40.3302 | 0.202 | 0 | 2014-10-12 13:00 | 9100.6667 | 9.1007
|  | 2014-10-13 01:55:03 | 24.5332 | 2.5713 | 10.2853 | 5.2293 | 5.2293 | 0.098 | 0.098 | 0.098333 | 0.098333 | 0 | 0 | 8.6823 | 8.6823 | -0.13983 | -0.069917 | 0.11717 | 0 | 0 |  |  | 9.5654 |  | 0.41924 | 41.9242 | 0.23433 | 0 | 2014-10-12 13:30 | 8682.3333 | 8.6823
|  | 2014-10-13 02:25:01 | 24.4495 | 2.7063 | 10.8253 | 5.193 | 5.193 | 0.098 | 0.098 | 0.098333 | 0.098333 | 0 | 0 | 8.4358 | 8.4358 | 0.201 | 0.1005 | 0.069917 | 0.1005 | 0 |  |  | 9.9593 |  | 0.44276 | 44.2763 | 0.13983 | 0 | 2014-10-12 14:00 | 8435.8333 | 8.4358
|  | 2014-10-13 02:55:02 | 24.3067 | 2.6172 | 10.4687 | 5.1892 | 5.1892 | 0.098 | 0.098 | 0.098 | 0.098 | 0 | 0 | 8.3452 | 8.3452 | -0.10767 | -0.053833 | 0 | 0.046667 | 0 |  |  | 9.4218 |  | 0.43069 | 43.0691 | 0 | 0.10767 | 2014-10-12 14:30 | 8345.1667 | 8.3452
|  | 2014-10-13 03:25:01 | 24.3388 | 2.6382 | 10.5527 | 5.1952 | 5.1952 | 0.0985 | 0.0985 | 0.098333 | 0.098333 | 0 | 0 | 8.441 | 8.441 | 0.046833 | 0.023417 | 0 | 0.070083 | 0 |  |  | 10.7637 |  | 0.43357 | 43.3573 | 0 | 0 | 2014-10-12 15:00 | 8441 | 8.441
|  | 2014-10-13 03:55:02 | 24.7172 | 2.4933 | 9.9733 | 5.2095 | 5.2095 | 0.097667 | 0.097667 | 0.099 | 0.099 | 0 | 0 | 8.8415 | 8.8415 | -0.49617 | -0.24808 | 0 | 0 | 0 |  |  | 9.4747 |  | 0.4035 | 40.3498 | 0 | 0.14017 | 2014-10-12 15:30 | 8841.5 | 8.8415
|  | 2014-10-13 04:25:03 | 25.4825 | 2.6053 | 10.4213 | 5.2917 | 5.2917 | 0.096333 | 0.096333 | 0.098333 | 0.098333 | 0 | 0 | 9.0437 | 9.0437 | -0.53117 | -0.26558 | 0.24808 | 0 | 0 |  |  | 10.5255 |  | 0.40896 | 40.896 | 0.49617 | 0 | 2014-10-12 16:00 | 9043.6667 | 9.0437
|  | 2014-10-13 04:55:01 | 26.589 | 2.4673 | 9.8693 | 5.3287 | 5.3287 | 0.0965 | 0.0965 | 0.10283 | 0.10283 | 0 | 0 | 9.6883 | 9.6883 | -1.5033 | -0.75167 | 0.26558 | 0 | 0 |  |  | 9.4746 |  | 0.37118 | 37.1181 | 0.53117 | 0 | 2014-10-12 16:30 | 9688.3333 | 9.6883
|  | 2014-10-13 05:25:02 | 29.2655 | 2.576 | 10.304 | 5.3845 | 5.3845 | 0.098833 | 0.098833 | 0.1225 | 0.1225 | 0 | 0 | 10.8158 | 10.8158 | -2.5398 | -1.2699 | 0.75167 | 0 | 0 |  |  | 10.9222 |  | 0.35209 | 35.2087 | 1.5033 | 0 | 2014-10-12 17:00 | 10815.8333 | 10.8158
|  | 2014-10-13 05:55:01 | 33.5603 | 2.8458 | 11.3833 | 5.3822 | 5.3822 | 0.10567 | 0.10567 | 0.14217 | 0.14217 | 0 | 0 | 11.9327 | 11.9327 | -4.6143 | -2.3072 | 1.2699 | 0 | 0 |  |  | 12.294 |  | 0.33919 | 33.919 | 2.5398 | 0 | 2014-10-12 17:30 | 11932.6667 | 11.9327
|  | 2014-10-13 06:25:01 | 37.2095 | 2.8625 | 11.45 | 5.3847 | 5.3847 | 0.15933 | 0.15933 | 0.17167 | 0.17167 | 0 | 0 | 12.895 | 12.895 | -7.1488 | -3.5744 | 2.3072 | 0 | 0 |  |  | 11.5645 |  | 0.30772 | 30.7717 | 4.6143 | 0 | 2014-10-12 18:00 | 12895 | 12.895
|  | 2014-10-13 06:55:02 | 38.741 | 2.777 | 11.108 | 5.3902 | 5.3902 | 0.229 | 0.229 | 0.19583 | 0.19583 | 0 | 0 | 13.2292 | 13.2292 | -8.5888 | -4.2944 | 3.5744 | 0 | 0 |  |  | 11.4412 |  | 0.28672 | 28.6725 | 7.1488 | 0 | 2014-10-12 18:30 | 13229.1667 | 13.2292
|  | 2014-10-13 07:25:02 | 39.251 | 2.9688 | 11.8753 | 5.3912 | 5.3912 | 0.25333 | 0.25333 | 0.222 | 0.222 | 0 | 0 | 13.2372 | 13.2372 | -8.272 | -4.136 | 4.2944 | 0 | 0 |  |  | 11.5191 |  | 0.30255 | 30.2549 | 8.5888 | 0 | 2014-10-12 19:00 | 13237.1667 | 13.2372
|  | 2014-10-13 07:55:01 | 39.5465 | 3.0155 | 12.062 | 5.3913 | 5.3913 | 0.26867 | 0.26867 | 0.41183 | 0.41183 | 0 | 0 | 13.2742 | 13.2742 | -8.1385 | -4.0693 | 4.136 | 0 | 0 |  |  | 11.5795 |  | 0.30501 | 30.5008 | 8.272 | 0 | 2014-10-12 19:30 | 13274.1667 | 13.2742
|  | 2014-10-13 08:25:02 | 40.3302 | 2.9733 | 11.8933 | 5.385 | 5.385 | 0.26817 | 0.26817 | 0.6395 | 0.6395 | 0 | 0 | 13.2935 | 13.2935 | -8.8507 | -4.4253 | 4.0693 | 0 | 0 |  |  | 12.0123 |  | 0.2949 | 29.4899 | 8.1385 | 0 | 2014-10-12 20:00 | 13293.5 | 13.2935
|  | 2014-10-13 08:55:01 | 40.6985 | 2.9487 | 11.7947 | 5.388 | 5.388 | 0.32233 | 0.32233 | 0.74167 | 0.74167 | 0.954 | 0.954 | 13.2847 | 13.2847 | -8.2132 | -4.1066 | 4.4253 | 0 | 0 |  |  | 12.2665 |  | 0.28981 | 28.9806 | 8.8507 | 0 | 2014-10-12 20:30 | 13284.6667 | 13.2847
|  | 2014-10-13 09:25:01 | 40.7257 | 2.8938 | 11.5753 | 5.3855 | 5.3855 | 0.3545 | 0.3545 | 0.9455 | 0.9455 | 0.954 | 0.954 | 13.127 | 13.127 | -8.3838 | -4.1919 | 4.1066 | 0 | 0 |  |  | 11.8068 |  | 0.28423 | 28.4227 | 8.2132 | 0 | 2014-10-12 21:00 | 13127 | 13.127
|  | 2014-10-13 09:55:02 | 40.8613 | 3.0023 | 12.0093 | 5.3973 | 5.3973 | 0.36533 | 0.36533 | 1.0512 | 1.0512 | 2.9904 | 2.9904 | 13.1247 | 13.1247 | -5.9231 | -2.9615 | 4.1919 | 0 | 0 |  |  | 11.1687 |  | 0.2939 | 29.3905 | 8.3838 | 0 | 2014-10-12 21:30 | 13124.6667 | 13.1247
|  | 2014-10-13 10:25:02 | 40.8285 | 3.128 | 12.512 | 5.3978 | 5.3978 | 0.29717 | 0.29717 | 1.087 | 1.087 | 2.9904 | 2.9904 | 13.1993 | 13.1993 | -5.3448 | -2.6724 | 2.9615 | 0 | 0 |  |  | 12.1366 |  | 0.30645 | 30.6453 | 5.9231 | 0 | 2014-10-12 22:00 | 13199.3333 | 13.1993
|  | 2014-10-13 10:55:02 | 40.8187 | 3.221 | 12.884 | 5.3963 | 5.3963 | 0.28483 | 0.28483 | 1.0877 | 1.0877 | 3.4872 | 3.4872 | 13.1947 | 13.1947 | -4.484 | -2.242 | 2.6724 | 0 | 0 |  |  | 12.884 |  | 0.31564 | 31.564 | 5.3448 | 0 | 2014-10-12 22:30 | 13194.6667 | 13.1947
|  | 2014-10-13 11:25:01 | 40.852 | 3.4025 | 13.61 | 5.0248 | 5.0248 | 0.27267 | 0.27267 | 1.1057 | 1.1057 | 3.4872 | 3.4872 | 13.24 | 13.24 | -4.1116 | -2.0558 | 2.242 | 0 | 0 |  |  | 14.971 |  | 0.33315 | 33.3154 | 4.484 | 0 | 2014-10-12 23:00 | 13240 | 13.24
|  | 2014-10-13 11:55:02 | 40.6648 | 3.5383 | 14.1533 | 4.819 | 4.819 | 0.23067 | 0.23067 | 1.1108 | 1.1108 | 4.0096 | 4.0096 | 13.2383 | 13.2383 | -3.1031 | -1.5515 | 2.0558 | 0 | 0 |  |  | 14.0118 |  | 0.34805 | 34.8048 | 4.1116 | 0 | 2014-10-12 23:30 | 13238.3333 | 13.2383
|  | 2014-10-13 12:25:04 | 40.4313 | 3.5822 | 14.3287 | 4.8157 | 4.8157 | 0.19967 | 0.19967 | 1.1113 | 1.1113 | 4.0096 | 4.0096 | 13.127 | 13.127 | -2.8394 | -1.4197 | 1.5515 | 0 | 0 |  |  | 15.6182 |  | 0.3544 | 35.4395 | 3.1031 | 0 | 2014-10-13 | 13127 | 13.127
|  | 2014-10-13 12:55:02 | 40.214 | 3.5557 | 14.2227 | 4.818 | 4.818 | 0.19783 | 0.19783 | 1.1105 | 1.1105 | 4.0444 | 4.0444 | 13.0895 | 13.0895 | -2.7311 | -1.3656 | 1.4197 | 0 | 0 |  |  | 14.0804 |  | 0.35367 | 35.3675 | 2.8394 | 0 | 2014-10-13 00:30 | 13089.5 | 13.0895
|  | 2014-10-13 13:25:02 | 40.1197 | 3.557 | 14.228 | 4.8097 | 4.8097 | 0.1875 | 0.1875 | 1.1105 | 1.1105 | 4.0444 | 4.0444 | 13.0853 | 13.0853 | -2.6543 | -1.3271 | 1.3656 | 0 | 0 |  |  | 14.0857 |  | 0.35464 | 35.4639 | 2.7311 | 0 | 2014-10-13 01:00 | 13085.3333 | 13.0853
|  | 2014-10-13 13:55:02 | 39.8467 | 3.5608 | 14.2433 | 4.8105 | 4.8105 | 0.18983 | 0.18983 | 1.1108 | 1.1108 | 3.4544 | 3.4544 | 12.9813 | 12.9813 | -3.0564 | -1.5282 | 1.3271 | 0 | 0 |  |  | 13.9585 |  | 0.35745 | 35.7454 | 2.6543 | 0 | 2014-10-13 01:30 | 12981.3333 | 12.9813
|  | 2014-10-13 14:25:01 | 40.1123 | 3.5337 | 14.1347 | 4.8002 | 4.8002 | 0.1945 | 0.1945 | 1.1122 | 1.1122 | 3.4544 | 3.4544 | 13.055 | 13.055 | -3.3614 | -1.6807 | 1.5282 | 0 | 0 |  |  | 15.5481 |  | 0.35238 | 35.2377 | 3.0564 | 0 | 2014-10-13 02:00 | 13055 | 13.055
|  | 2014-10-13 14:55:02 | 41.156 | 3.6785 | 14.714 | 4.8168 | 4.8168 | 0.19433 | 0.19433 | 1.1112 | 1.1112 | 2.8756 | 2.8756 | 13.108 | 13.108 | -4.3361 | -2.168 | 1.6807 | 0 | 0 |  |  | 13.5369 |  | 0.35752 | 35.7518 | 3.3614 | 0 | 2014-10-13 02:30 | 13108 | 13.108
|  | 2014-10-13 15:25:03 | 42.2692 | 3.8898 | 15.5593 | 4.904 | 4.904 | 0.19317 | 0.19317 | 1.1155 | 1.1155 | 2.8756 | 2.8756 | 13.1455 | 13.1455 | -4.4761 | -2.238 | 2.168 | 0 | 0 |  |  | 15.5593 |  | 0.3681 | 36.8101 | 4.3361 | 0 | 2014-10-13 03:00 | 13145.5 | 13.1455
|  | 2014-10-13 15:55:03 | 43.2332 | 3.9477 | 15.7907 | 4.9208 | 4.9208 | 0.25233 | 0.25233 | 1.1077 | 1.1077 | 2.4952 | 2.4952 | 13.1928 | 13.1928 | -5.4736 | -2.7368 | 2.238 | 0 | 0 |  |  | 17.3697 |  | 0.36524 | 36.5244 | 4.4761 | 0 | 2014-10-13 03:30 | 13192.8333 | 13.1928
|  | 2014-10-13 16:25:02 | 43.9672 | 3.8998 | 15.5993 | 4.9278 | 4.9278 | 0.40433 | 0.40433 | 1.102 | 1.102 | 2.4952 | 2.4952 | 13.2042 | 13.2042 | -6.2343 | -3.1171 | 2.7368 | 0 | 0 |  |  | 17.0033 |  | 0.3548 | 35.4795 | 5.4736 | 0 | 2014-10-13 04:00 | 13204.1667 | 13.2042
|  | 2014-10-13 16:55:02 | 44.415 | 3.9033 | 15.6133 | 4.9238 | 4.9238 | 0.5565 | 0.5565 | 1.1022 | 1.1022 | 1.0752 | 1.0752 | 13.1573 | 13.1573 | -7.9866 | -3.9933 | 3.1171 | 0 | 0 |  |  | 15.6133 |  | 0.35153 | 35.1533 | 6.2343 | 0 | 2014-10-13 04:30 | 13157.3333 | 13.1573
|  | 2014-10-13 17:25:03 | 45.2792 | 3.7922 | 15.1687 | 4.9235 | 4.9235 | 0.72067 | 0.72067 | 1.1023 | 1.1023 | 1.0752 | 1.0752 | 13.2193 | 13.2193 | -9.0695 | -4.5347 | 3.9933 | 0 | 0 |  |  | 14.8653 |  | 0.335 | 33.5003 | 7.9866 | 0 | 2014-10-13 05:00 | 13219.3333 | 13.2193
|  | 2014-10-13 17:55:03 | 45.0102 | 3.7277 | 14.9107 | 4.9235 | 4.9235 | 0.73333 | 0.73333 | 1.1048 | 1.1048 | 0.1224 | 0.1224 | 13.2988 | 13.2988 | -9.9166 | -4.9583 | 4.5347 | 0 | 0 |  |  | 14.3142 |  | 0.33127 | 33.1273 | 9.0695 | 0 | 2014-10-13 05:30 | 13298.8333 | 13.2988
|  | 2014-10-13 18:25:02 | 43.77 | 3.684 | 14.736 | 4.9272 | 4.9272 | 0.675 | 0.675 | 1.1075 | 1.1075 | 0.1224 | 0.1224 | 13.3368 | 13.3368 | -8.8651 | -4.4326 | 4.9583 | 0 | 0 |  |  | 16.2096 |  | 0.33667 | 33.6669 | 9.9166 | 0 | 2014-10-13 06:00 | 13336.8333 | 13.3368
|  | 2014-10-13 18:55:01 | 42.2552 | 3.7043 | 14.8173 | 4.9265 | 4.9265 | 0.46233 | 0.46233 | 1.1073 | 1.1073 | 0.012 | 0.012 | 13.2703 | 13.2703 | -7.6593 | -3.8297 | 4.4326 | 0 | 0 |  |  | 16.1509 |  | 0.35066 | 35.0663 | 8.8651 | 0 | 2014-10-13 06:30 | 13270.3333 | 13.2703
|  | 2014-10-13 19:25:02 | 40.4662 | 3.7587 | 15.0347 | 4.9203 | 4.9203 | 0.34117 | 0.34117 | 1.1075 | 1.1075 | 0.012 | 0.012 | 13.1508 | 13.1508 | -5.8997 | -2.9498 | 3.8297 | 0 | 0 |  |  | 14.2829 |  | 0.37154 | 37.1537 | 7.6593 | 0 | 2014-10-13 07:00 | 13150.8333 | 13.1508
|  | 2014-10-13 19:55:03 | 38.8997 | 3.8532 | 15.4127 | 4.779 | 4.779 | 0.21867 | 0.21867 | 1.1065 | 1.1065 | 0 | 0 | 13.115 | 13.115 | -4.2678 | -2.1339 | 2.9498 | 0 | 0 |  |  | 16.7998 |  | 0.39622 | 39.6216 | 5.8997 | 0 | 2014-10-13 07:30 | 13115 | 13.115
|  | 2014-10-13 20:25:02 | 36.8595 | 3.7668 | 15.0673 | 4.7297 | 4.7297 | 0.156 | 0.156 | 1.106 | 1.106 | 0 | 0 | 12.7647 | 12.7647 | -3.0358 | -1.5179 | 2.1339 | 0 | 0 |  |  | 16.4234 |  | 0.40878 | 40.8777 | 4.2678 | 0 | 2014-10-13 08:00 | 12764.6667 | 12.7647
|  | 2014-10-13 20:55:02 | 34.6765 | 3.6433 | 14.5733 | 4.7317 | 4.7317 | 0.15617 | 0.15617 | 1.1075 | 1.1075 | 0 | 0 | 12.1867 | 12.1867 | -1.9212 | -0.96058 | 1.5179 | 0 | 0 |  |  | 15.0105 |  | 0.42027 | 42.0265 | 3.0358 | 0 | 2014-10-13 08:30 | 12186.6667 | 12.1867
|  | 2014-10-13 21:25:02 | 32.3147 | 3.7893 | 15.1573 | 4.7323 | 4.7323 | 0.14183 | 0.14183 | 1.1077 | 1.1077 | 0 | 0 | 11.9778 | 11.9778 | 0.80233 | 0.40117 | 0.96058 | 0.40117 | 0 |  |  | 14.7026 |  | 0.46905 | 46.9054 | 1.9212 | 0 | 2014-10-13 09:00 | 11977.8333 | 11.9778
|  | 2014-10-13 21:55:04 | 29.9097 | 3.7897 | 15.1587 | 4.7355 | 4.7355 | 0.10367 | 0.10367 | 1.1153 | 1.1153 | 0 | 0 | 11.016 | 11.016 | 2.2195 | 1.1097 | 0 | 1.5109 | 0 |  |  | 15.765 |  | 0.50681 | 50.6815 | 0 | 0 | 2014-10-13 09:30 | 11016 | 11.016
|  | 2014-10-13 22:25:02 | 28.6643 | 3.7863 | 15.1453 | 4.7377 | 4.7377 | 0.077 | 0.077 | 1.1182 | 1.1182 | 0 | 0 | 10.3063 | 10.3063 | 2.7202 | 1.3601 | 0 | 2.871 | 0 |  |  | 16.0541 |  | 0.52837 | 52.8369 | 0 | 0 | 2014-10-13 10:00 | 10306.3333 | 10.3063
|  | 2014-10-13 22:55:02 | 27.428 | 3.5183 | 14.0733 | 4.803 | 4.803 | 0.077 | 0.077 | 1.1187 | 1.1187 | 0 | 0 | 9.172 | 9.172 | 1.816 | 0.908 | 0 | 3.779 | 0 |  |  | 12.8067 |  | 0.5131 | 51.3101 | 0 | 0 | 2014-10-13 10:30 | 9172 | 9.172
|  | 2014-10-13 23:25:02 | 26.4267 | 3.3077 | 13.2307 | 4.9123 | 4.9123 | 0.077 | 0.077 | 1.119 | 1.119 | 0 | 0 | 8.4223 | 8.4223 | 1.3347 | 0.66733 | 0 | 4.4463 | 0 |  |  | 12.4368 |  | 0.50066 | 50.0656 | 0 | 0 | 2014-10-13 11:00 | 8422.3333 | 8.4223
|  | 2014-10-13 23:55:02 | 26.237 | 3.1652 | 12.6607 | 4.9192 | 4.9192 | 0.076667 | 0.076667 | 1.1188 | 1.1188 | 0 | 0 | 8.6347 | 8.6347 | 1.173 | 0.5865 | 0 | 5.0328 | 0 |  |  | 13.4203 |  | 0.48255 | 48.255 | 0 | 0 | 2014-10-13 11:30 | 8634.6667 | 8.6347
|  | 2014-10-14 00:25:01 | 26.686 | 3.06 | 12.24 | 4.9195 | 4.9195 | 0.076 | 0.076 | 1.1183 | 1.1183 | 0 | 0 | 9.173 | 9.173 | 0.84083 | 0.42042 | 0 | 5.4533 | 0 |  |  | 13.0968 |  | 0.45867 | 45.8667 | 0 | 0 | 2014-10-13 12:00 | 9173 | 9.173
|  | 2014-10-14 00:55:01 | 26.9975 | 2.7572 | 11.0287 | 4.9242 | 4.9242 | 0.076 | 0.076 | 1.1187 | 1.1187 | 0 | 0 | 9.589 | 9.589 | -0.261 | -0.1305 | 0 | 5.3228 | 0 |  |  | 10.3669 |  | 0.40851 | 40.8507 | 0 | 0.261 | 2014-10-13 12:30 | 9589 | 9.589
|  | 2014-10-14 01:25:03 | 26.7953 | 2.4978 | 9.9913 | 4.9373 | 4.9373 | 0.076 | 0.076 | 1.1192 | 1.1192 | 0 | 0 | 9.8322 | 9.8322 | -0.83933 | -0.41967 | 0 | 4.9031 | 0 |  |  | 10.5908 |  | 0.37288 | 37.2876 | 0 | 0.83933 | 2014-10-13 13:00 | 9832.1667 | 9.8322
|  | 2014-10-14 01:55:03 | 26.416 | 2.3818 | 9.5273 | 4.9365 | 4.9365 | 0.076 | 0.076 | 1.1188 | 1.1188 | 0 | 0 | 9.5215 | 9.5215 | -1.2358 | -0.61792 | 0 | 4.2852 | 0 |  |  | 8.6699 |  | 0.36067 | 36.0665 | 0 | 1.2358 | 2014-10-13 13:30 | 9521.5 | 9.5215
|  | 2014-10-14 02:25:02 | 26.079 | 2.3148 | 9.2593 | 4.9322 | 4.9322 | 0.077 | 0.077 | 1.1182 | 1.1182 | 0 | 0 | 9.3903 | 9.3903 | -1.302 | -0.651 | 0 | 3.6342 | 0 |  |  | 8.9816 |  | 0.35505 | 35.5049 | 0 | 1.302 | 2014-10-13 14:00 | 9390.3333 | 9.3903
|  | 2014-10-14 02:55:01 | 25.81 | 2.2202 | 8.8807 | 4.937 | 4.937 | 0.076667 | 0.076667 | 1.1187 | 1.1187 | 0 | 0 | 9.0773 | 9.0773 | -1.7197 | -0.85983 | 0 | 2.7743 | 0 |  |  | 8.259 |  | 0.34408 | 34.4079 | 0 | 1.7197 | 2014-10-13 14:30 | 9077.3333 | 9.0773
|  | 2014-10-14 03:25:01 | 25.657 | 2.0955 | 8.382 | 4.934 | 4.934 | 0.075667 | 0.075667 | 1.118 | 1.118 | 0 | 0 | 9.0143 | 9.0143 | -2.133 | -1.0665 | 0 | 1.7078 | 0 |  |  | 7.6276 |  | 0.32669 | 32.6694 | 0 | 2.133 | 2014-10-13 15:00 | 9014.3333 | 9.0143
|  | 2014-10-14 03:55:03 | 26.0932 | 2.1612 | 8.6447 | 4.966 | 4.966 | 0.075167 | 0.075167 | 1.1187 | 1.1187 | 0 | 0 | 9.4848 | 9.4848 | -1.8038 | -0.90192 | 0 | 0.80592 | 0 |  |  | 9.3362 |  | 0.3313 | 33.13 | 0 | 1.8038 | 2014-10-13 15:30 | 9484.8333 | 9.4848
|  | 2014-10-14 04:25:02 | 26.8555 | 2.126 | 8.504 | 4.9963 | 4.9963 | 0.075 | 0.075 | 1.1183 | 1.1183 | 0 | 0 | 9.925 | 9.925 | -2.2368 | -1.1184 | 0 | 0 | 0 |  |  | 8.6741 |  | 0.31666 | 31.6658 | 0 | 1.6118 | 2014-10-13 16:00 | 9925 | 9.925
|  | 2014-10-14 04:55:03 | 28.4265 | 2.2053 | 8.8213 | 4.9935 | 4.9935 | 0.075333 | 0.075333 | 1.1163 | 1.1163 | 0 | 0 | 10.8305 | 10.8305 | -2.5895 | -1.2947 | 1.1184 | 0 | 0 |  |  | 8.2921 |  | 0.31032 | 31.0321 | 2.2368 | 0 | 2014-10-13 16:30 | 10830.5 | 10.8305
|  | 2014-10-14 05:25:01 | 31.0488 | 2.1752 | 8.7007 | 4.9843 | 4.9843 | 0.0755 | 0.0755 | 1.1155 | 1.1155 | 0 | 0 | 11.9397 | 11.9397 | -4.2332 | -2.1166 | 1.2947 | 0 | 0 |  |  | 7.9176 |  | 0.28023 | 28.0225 | 2.5895 | 0 | 2014-10-13 17:00 | 11939.6667 | 11.9397
|  | 2014-10-14 05:55:02 | 35.1475 | 1.9897 | 7.9587 | 4.985 | 4.985 | 0.10067 | 0.10067 | 1.1177 | 1.1177 | 0 | 0 | 12.4153 | 12.4153 | -8.5702 | -4.2851 | 2.1166 | 0 | 0 |  |  | 7.2424 |  | 0.22644 | 22.6436 | 4.2332 | 0 | 2014-10-13 17:30 | 12415.3333 | 12.4153
|  | 2014-10-14 06:25:02 | 38.6937 | 1.979 | 7.916 | 4.9888 | 4.9888 | 0.282 | 0.282 | 1.1155 | 1.1155 | 0 | 0 | 12.7843 | 12.7843 | -11.607 | -5.8035 | 4.2851 | 0 | 0 |  |  | 7.916 |  | 0.20458 | 20.4581 | 8.5702 | 0 | 2014-10-13 18:00 | 12784.3333 | 12.7843
|  | 2014-10-14 06:55:03 | 40.1985 | 2.0312 | 8.1247 | 4.9845 | 4.9845 | 0.29283 | 0.29283 | 1.1172 | 1.1172 | 0 | 0 | 13.0327 | 13.0327 | -12.6467 | -6.3233 | 5.8035 | 0 | 0 |  |  | 7.8809 |  | 0.20211 | 20.2114 | 11.607 | 0 | 2014-10-13 18:30 | 13032.6667 | 13.0327
|  | 2014-10-14 07:25:04 | 40.5195 | 2.0523 | 8.2093 | 4.9905 | 4.9905 | 0.2235 | 0.2235 | 1.115 | 1.115 | 0 | 0 | 13.4707 | 13.4707 | -12.5105 | -6.2553 | 6.3233 | 0 | 0 |  |  | 7.3884 |  | 0.2026 | 20.2602 | 12.6467 | 0 | 2014-10-13 19:00 | 13470.6667 | 13.4707
|  | 2014-10-14 07:55:02 | 40.536 | 2.0283 | 8.1133 | 4.9858 | 4.9858 | 0.22533 | 0.22533 | 1.1147 | 1.1147 | 0 | 0 | 13.7688 | 13.7688 | -12.328 | -6.164 | 6.2553 | 0 | 0 |  |  | 7.7888 |  | 0.20015 | 20.0151 | 12.5105 | 0 | 2014-10-13 19:30 | 13768.8333 | 13.7688
|  | 2014-10-14 08:25:02 | 40.9987 | 1.9923 | 7.9693 | 4.9893 | 4.9893 | 0.24433 | 0.24433 | 1.1165 | 1.1165 | 0 | 0 | 13.7363 | 13.7363 | -12.9428 | -6.4714 | 6.164 | 0 | 0 |  |  | 8.3678 |  | 0.19438 | 19.438 | 12.328 | 0 | 2014-10-13 20:00 | 13736.3333 | 13.7363
|  | 2014-10-14 08:55:01 | 41.0507 | 1.8898 | 7.5593 | 4.9878 | 4.9878 | 0.265 | 0.265 | 1.117 | 1.117 | 0.7108 | 0.7108 | 13.6762 | 13.6762 | -12.7345 | -6.3673 | 6.4714 | 0 | 0 |  |  | 7.1058 |  | 0.18415 | 18.4146 | 12.9428 | 0 | 2014-10-13 20:30 | 13676.1667 | 13.6762
|  | 2014-10-14 09:25:03 | 40.9847 | 1.8862 | 7.5447 | 4.9885 | 4.9885 | 0.28367 | 0.28367 | 1.1173 | 1.1173 | 0.7108 | 0.7108 | 13.6808 | 13.6808 | -12.6589 | -6.3294 | 6.3673 | 0 | 0 |  |  | 8.0728 |  | 0.18409 | 18.4085 | 12.7345 | 0 | 2014-10-13 21:00 | 13680.8333 | 13.6808
|  | 2014-10-14 09:55:02 | 41.0153 | 2.0132 | 8.0527 | 4.9868 | 4.9868 | 0.2735 | 0.2735 | 1.119 | 1.119 | 1.5824 | 1.5824 | 13.6945 | 13.6945 | -11.3064 | -5.6532 | 6.3294 | 0 | 0 |  |  | 7.7306 |  | 0.19633 | 19.6333 | 12.6589 | 0 | 2014-10-13 21:30 | 13694.5 | 13.6945
|  | 2014-10-14 10:25:03 | 40.9675 | 2.0493 | 8.1973 | 4.9852 | 4.9852 | 0.293 | 0.293 | 1.1133 | 1.1133 | 1.5824 | 1.5824 | 13.794 | 13.794 | -11.0023 | -5.5011 | 5.6532 | 0 | 0 |  |  | 8.3613 |  | 0.20009 | 20.0094 | 11.3064 | 0 | 2014-10-13 22:00 | 13794 | 13.794
|  | 2014-10-14 10:55:02 | 41.0943 | 1.9328 | 7.7313 | 5.0188 | 5.0188 | 0.269 | 0.269 | 1.1052 | 1.1052 | 2.3416 | 2.3416 | 13.792 | 13.792 | -10.8364 | -5.4182 | 5.5011 | 0 | 0 |  |  | 7.5767 |  | 0.18814 | 18.8136 | 11.0023 | 0 | 2014-10-13 22:30 | 13792 | 13.792
|  | 2014-10-14 11:25:02 | 41.1298 | 1.752 | 7.008 | 5.0543 | 5.0543 | 0.22633 | 0.22633 | 1.1032 | 1.1032 | 2.3416 | 2.3416 | 13.786 | 13.786 | -11.6104 | -5.8052 | 5.4182 | 0 | 0 |  |  | 7.6387 |  | 0.17039 | 17.0387 | 10.8364 | 0 | 2014-10-13 23:00 | 13786 | 13.786
|  | 2014-10-14 11:55:03 | 40.897 | 1.5905 | 6.362 | 5.0547 | 5.0547 | 0.19433 | 0.19433 | 1.1038 | 1.1038 | 2.836 | 2.836 | 13.76 | 13.76 | -11.5862 | -5.7931 | 5.8052 | 0 | 0 |  |  | 6.7437 |  | 0.15556 | 15.5562 | 11.6104 | 0 | 2014-10-13 23:30 | 13760 | 13.76
|  | 2014-10-14 12:25:01 | 40.6873 | 1.5348 | 6.1393 | 5.0548 | 5.0548 | 0.16483 | 0.16483 | 1.1037 | 1.1037 | 2.836 | 2.836 | 13.3832 | 13.3832 | -12.0055 | -6.0028 | 5.7931 | 0 | 0 |  |  | 6.1393 |  | 0.15089 | 15.0891 | 11.5862 | 0 | 2014-10-14 | 13383.1667 | 13.3832
|  | 2014-10-14 12:55:02 | 40.5237 | 1.598 | 6.392 | 5.0567 | 5.0567 | 0.16467 | 0.16467 | 1.1038 | 1.1038 | 3.1332 | 3.1332 | 13.31 | 13.31 | -11.3633 | -5.6816 | 6.0028 | 0 | 0 |  |  | 6.1363 |  | 0.15773 | 15.7735 | 12.0055 | 0 | 2014-10-14 00:30 | 13310 | 13.31
|  | 2014-10-14 13:25:03 | 40.4178 | 1.6268 | 6.5073 | 5.0528 | 5.0528 | 0.17617 | 0.17617 | 1.1038 | 1.1038 | 3.1332 | 3.1332 | 13.4465 | 13.4465 | -10.998 | -5.499 | 5.6816 | 0 | 0 |  |  | 5.9217 |  | 0.161 | 16.1002 | 11.3633 | 0 | 2014-10-14 01:00 | 13446.5 | 13.4465
|  | 2014-10-14 13:55:02 | 40.4128 | 1.567 | 6.268 | 5.0525 | 5.0525 | 0.21 | 0.21 | 1.1035 | 1.1035 | 2.3092 | 2.3092 | 13.6055 | 13.6055 | -11.8641 | -5.9321 | 5.499 | 0 | 0 |  |  | 6.1426 |  | 0.1551 | 15.5099 | 10.998 | 0 | 2014-10-14 01:30 | 13605.5 | 13.6055
|  | 2014-10-14 14:25:01 | 40.6152 | 1.5748 | 6.2993 | 5.06 | 5.06 | 0.221 | 0.221 | 1.1037 | 1.1037 | 2.3092 | 2.3092 | 13.7595 | 13.7595 | -11.8625 | -5.9312 | 5.9321 | 0 | 0 |  |  | 5.9214 |  | 0.1551 | 15.5098 | 11.8641 | 0 | 2014-10-14 02:00 | 13759.5 | 13.7595
|  | 2014-10-14 14:55:04 | 41.5132 | 1.5137 | 6.0547 | 5.0612 | 5.0612 | 0.22133 | 0.22133 | 1.1033 | 1.1033 | 1.7188 | 1.7188 | 13.742 | 13.742 | -13.6119 | -6.8059 | 5.9312 | 0 | 0 |  |  | 5.6308 |  | 0.14585 | 14.5849 | 11.8625 | 0 | 2014-10-14 02:30 | 13742 | 13.742
|  | 2014-10-14 15:25:01 | 42.5338 | 1.3955 | 5.582 | 5.0653 | 5.0653 | 0.2695 | 0.2695 | 1.103 | 1.103 | 1.7188 | 1.7188 | 13.4575 | 13.4575 | -15.3377 | -7.6688 | 6.8059 | 0 | 0 |  |  | 5.3587 |  | 0.13124 | 13.1237 | 13.6119 | 0 | 2014-10-14 03:00 | 13457.5 | 13.4575
|  | 2014-10-14 15:55:01 | 43.3717 | 1.2707 | 5.0827 | 5.0622 | 5.0622 | 0.53283 | 0.53283 | 1.1135 | 1.1135 | 1.2584 | 1.2584 | 13.4985 | 13.4985 | -16.8236 | -8.4118 | 7.6688 | 0 | 0 |  |  | 4.7777 |  | 0.11719 | 11.7189 | 15.3377 | 0 | 2014-10-14 03:30 | 13498.5 | 13.4985
|  | 2014-10-14 16:25:02 | 43.976 | 1.1837 | 4.7347 | 5.0658 | 5.0658 | 0.682 | 0.682 | 1.1185 | 1.1185 | 1.2584 | 1.2584 | 13.595 | 13.595 | -17.5216 | -8.7608 | 8.4118 | 0 | 0 |  |  | 4.4032 |  | 0.10766 | 10.7665 | 16.8236 | 0 | 2014-10-14 04:00 | 13595 | 13.595
|  | 2014-10-14 16:55:01 | 44.7378 | 1.1782 | 4.7127 | 5.0653 | 5.0653 | 0.769 | 0.769 | 1.1187 | 1.1187 | 0.6856 | 0.6856 | 13.7365 | 13.7365 | -18.6501 | -9.325 | 8.7608 | 0 | 0 |  |  | 4.2885 |  | 0.10534 | 10.534 | 17.5216 | 0 | 2014-10-14 04:30 | 13736.5 | 13.7365
|  | 2014-10-14 17:25:02 | 45.8292 | 1.1565 | 4.626 | 5.0668 | 5.0668 | 0.78367 | 0.78367 | 1.1183 | 1.1183 | 0.6856 | 0.6856 | 13.909 | 13.909 | -19.6397 | -9.8199 | 9.325 | 0 | 0 |  |  | 4.7185 |  | 0.10094 | 10.094 | 18.6501 | 0 | 2014-10-14 05:00 | 13909 | 13.909
|  | 2014-10-14 17:55:02 | 45.622 | 1.2712 | 5.0847 | 5.0695 | 5.0695 | 0.77783 | 0.77783 | 1.1193 | 1.1193 | 0.1652 | 0.1652 | 13.9537 | 13.9537 | -19.4518 | -9.7259 | 9.8199 | 0 | 0 |  |  | 5.5423 |  | 0.11145 | 11.1452 | 19.6397 | 0 | 2014-10-14 05:30 | 13953.6667 | 13.9537
|  | 2014-10-14 18:25:01 | 44.7748 | 1.5335 | 6.134 | 5.0635 | 5.0635 | 0.68983 | 0.68983 | 1.1188 | 1.1188 | 0.1652 | 0.1652 | 13.9292 | 13.9292 | -17.6743 | -8.8372 | 9.7259 | 0 | 0 |  |  | 6.7474 |  | 0.137 | 13.6997 | 19.4518 | 0 | 2014-10-14 06:00 | 13929.1667 | 13.9292
|  | 2014-10-14 18:55:02 | 43.4403 | 1.7482 | 6.9927 | 5.067 | 5.067 | 0.57 | 0.57 | 1.1185 | 1.1185 | 0.092 | 0.092 | 13.8433 | 13.8433 | -15.7568 | -7.8784 | 8.8372 | 0 | 0 |  |  | 7.2724 |  | 0.16097 | 16.0972 | 17.6743 | 0 | 2014-10-14 06:30 | 13843.3333 | 13.8433
|  | 2014-10-14 19:25:02 | 41.8502 | 1.8103 | 7.2413 | 5.0672 | 5.0672 | 0.453 | 0.453 | 1.1153 | 1.1153 | 0.092 | 0.092 | 13.5485 | 13.5485 | -14.3328 | -7.1664 | 7.8784 | 0 | 0 |  |  | 7.0241 |  | 0.17303 | 17.303 | 15.7568 | 0 | 2014-10-14 07:00 | 13548.5 | 13.5485
|  | 2014-10-14 19:55:02 | 40.3203 | 1.7647 | 7.0587 | 5.0727 | 5.0727 | 0.4035 | 0.4035 | 1.1152 | 1.1152 | 0 | 0 | 13.4517 | 13.4517 | -13.2187 | -6.6093 | 7.1664 | 0 | 0 |  |  | 7.1998 |  | 0.17506 | 17.5065 | 14.3328 | 0 | 2014-10-14 07:30 | 13451.6667 | 13.4517
|  | 2014-10-14 20:25:03 | 38.3552 | 1.7563 | 7.0253 | 5.074 | 5.074 | 0.31483 | 0.31483 | 1.1167 | 1.1167 | 0 | 0 | 13.2722 | 13.2722 | -11.5522 | -5.7761 | 6.6093 | 0 | 0 |  |  | 6.6038 |  | 0.18317 | 18.3165 | 13.2187 | 0 | 2014-10-14 08:00 | 13272.1667 | 13.2722
|  | 2014-10-14 20:55:03 | 36.1715 | 1.5828 | 6.3313 | 5.0772 | 5.0772 | 0.23933 | 0.23933 | 0.9785 | 0.9785 | 0 | 0 | 13.1725 | 13.1725 | -10.3727 | -5.1863 | 5.7761 | 0 | 0 |  |  | 5.8881 |  | 0.17504 | 17.5037 | 11.5522 | 0 | 2014-10-14 08:30 | 13172.5 | 13.1725
|  | 2014-10-14 21:25:02 | 33.8758 | 1.3913 | 5.5653 | 5.0743 | 5.0743 | 0.20483 | 0.20483 | 0.777 | 0.777 | 0 | 0 | 13.2312 | 13.2312 | -9.0232 | -4.5116 | 5.1863 | 0 | 0 |  |  | 5.2871 |  | 0.16429 | 16.4286 | 10.3727 | 0 | 2014-10-14 09:00 | 13231.1667 | 13.2312
|  | 2014-10-14 21:55:02 | 31.6128 | 1.2283 | 4.9133 | 5.0708 | 5.0708 | 0.12867 | 0.12867 | 0.87067 | 0.87067 | 0 | 0 | 13.1787 | 13.1787 | -7.4507 | -3.7253 | 4.5116 | 0 | 0 |  |  | 4.6677 |  | 0.15542 | 15.5422 | 9.0232 | 0 | 2014-10-14 09:30 | 13178.6667 | 13.1787
|  | 2014-10-14 22:25:01 | 30.404 | 1.2802 | 5.1207 | 5.0415 | 5.0415 | 0.10333 | 0.10333 | 1.099 | 1.099 | 0 | 0 | 13.1335 | 13.1335 | -5.906 | -2.953 | 3.7253 | 0 | 0 |  |  | 4.6598 |  | 0.16842 | 16.8421 | 7.4507 | 0 | 2014-10-14 10:00 | 13133.5 | 13.1335
|  | 2014-10-14 22:55:02 | 29.0712 | 1.4568 | 5.8273 | 5.0483 | 5.0483 | 0.10517 | 0.10517 | 1.1192 | 1.1192 | 0 | 0 | 12.8097 | 12.8097 | -4.1615 | -2.0808 | 2.953 | 0 | 0 |  |  | 5.8856 |  | 0.20045 | 20.0451 | 5.906 | 0 | 2014-10-14 10:30 | 12809.6667 | 12.8097
|  | 2014-10-14 23:25:02 | 28.1745 | 1.4608 | 5.8433 | 5.0692 | 5.0692 | 0.1005 | 0.1005 | 1.1152 | 1.1152 | 0 | 0 | 12.084 | 12.084 | -3.9623 | -1.9812 | 2.0808 | 0 | 0 |  |  | 5.9602 |  | 0.2074 | 20.7398 | 4.1615 | 0 | 2014-10-14 11:00 | 12084 | 12.084
|  | 2014-10-14 23:55:01 | 27.696 | 1.3753 | 5.5013 | 5.0802 | 5.0802 | 0.088667 | 0.088667 | 1.1063 | 1.1063 | 0 | 0 | 11.8348 | 11.8348 | -4.0847 | -2.0423 | 1.9812 | 0 | 0 |  |  | 5.9965 |  | 0.19863 | 19.8633 | 3.9623 | 0 | 2014-10-14 11:30 | 11834.8333 | 11.8348
|  | 2014-10-15 00:25:02 | 27.7737 | 1.2623 | 5.0493 | 5.0818 | 5.0818 | 0.081167 | 0.081167 | 1.1188 | 1.1188 | 0 | 0 | 12.0918 | 12.0918 | -4.3507 | -2.1753 | 2.0423 | 0 | 0 |  |  | 4.6454 |  | 0.1818 | 18.1803 | 4.0847 | 0 | 2014-10-14 12:00 | 12091.8333 | 12.0918
|  | 2014-10-15 00:55:02 | 28.2495 | 1.2918 | 5.1673 | 5.0818 | 5.0818 | 0.081 | 0.081 | 1.1205 | 1.1205 | 0 | 0 | 12.2992 | 12.2992 | -4.4997 | -2.2498 | 2.1753 | 0 | 0 |  |  | 4.8056 |  | 0.18292 | 18.2918 | 4.3507 | 0 | 2014-10-14 12:30 | 12299.1667 | 12.2992
|  | 2014-10-15 01:25:01 | 28.0433 | 1.3765 | 5.506 | 5.0877 | 5.0877 | 0.079167 | 0.079167 | 1.1187 | 1.1187 | 0 | 0 | 12.0432 | 12.0432 | -4.2087 | -2.1043 | 2.2498 | 0 | 0 |  |  | 4.9554 |  | 0.19634 | 19.6339 | 4.4997 | 0 | 2014-10-14 13:00 | 12043.1667 | 12.0432
|  | 2014-10-15 01:55:02 | 27.3003 | 1.4068 | 5.6273 | 5.0835 | 5.0835 | 0.079 | 0.079 | 1.1182 | 1.1182 | 0 | 0 | 11.506 | 11.506 | -3.8863 | -1.9432 | 2.1043 | 0 | 0 |  |  | 5.6273 |  | 0.20613 | 20.6127 | 4.2087 | 0 | 2014-10-14 13:30 | 11506 | 11.506
|  | 2014-10-15 02:25:02 | 27.1008 | 1.414 | 5.656 | 5.0837 | 5.0837 | 0.079 | 0.079 | 1.1187 | 1.1187 | 0 | 0 | 11.4975 | 11.4975 | -3.666 | -1.833 | 1.9432 | 0 | 0 |  |  | 5.2601 |  | 0.2087 | 20.8702 | 3.8863 | 0 | 2014-10-14 14:00 | 11497.5 | 11.4975
|  | 2014-10-15 02:55:03 | 27.0868 | 1.298 | 5.192 | 5.0878 | 5.0878 | 0.079 | 0.079 | 1.1213 | 1.1213 | 0 | 0 | 11.634 | 11.634 | -3.9727 | -1.9863 | 1.833 | 0 | 0 |  |  | 5.7112 |  | 0.19168 | 19.168 | 3.666 | 0 | 2014-10-14 14:30 | 11634 | 11.634
|  | 2014-10-15 03:25:03 | 26.9262 | 1.3267 | 5.3067 | 5.0935 | 5.0935 | 0.079 | 0.079 | 1.1232 | 1.1232 | 0 | 0 | 11.6285 | 11.6285 | -3.6953 | -1.8477 | 1.9863 | 0 | 0 |  |  | 5.2536 |  | 0.19708 | 19.7082 | 3.9727 | 0 | 2014-10-14 15:00 | 11628.5 | 11.6285
|  | 2014-10-15 03:55:01 | 27.3648 | 1.366 | 5.464 | 5.0932 | 5.0932 | 0.079 | 0.079 | 1.1237 | 1.1237 | 0 | 0 | 11.6103 | 11.6103 | -3.9947 | -1.9973 | 1.8477 | 0 | 0 |  |  | 4.9722 |  | 0.19967 | 19.9672 | 3.6953 | 0 | 2014-10-14 15:30 | 11610.3333 | 11.6103
|  | 2014-10-15 04:25:02 | 28.0932 | 1.4782 | 5.9127 | 5.0982 | 5.0982 | 0.079 | 0.079 | 1.1247 | 1.1247 | 0 | 0 | 12.1213 | 12.1213 | -3.7573 | -1.8787 | 1.9973 | 0 | 0 |  |  | 6.1492 |  | 0.21047 | 21.0466 | 3.9947 | 0 | 2014-10-14 16:00 | 12121.3333 | 12.1213
|  | 2014-10-15 04:55:04 | 29.8792 | 1.5657 | 6.2627 | 5.094 | 5.094 | 0.084167 | 0.084167 | 1.1243 | 1.1243 | 0 | 0 | 12.7018 | 12.7018 | -4.6122 | -2.3061 | 1.8787 | 0 | 0 |  |  | 6.8889 |  | 0.2096 | 20.96 | 3.7573 | 0 | 2014-10-14 16:30 | 12701.8333 | 12.7018
|  | 2014-10-15 05:25:03 | 32.3218 | 1.6878 | 6.7513 | 5.0965 | 5.0965 | 0.088333 | 0.088333 | 1.1235 | 1.1235 | 0 | 0 | 13.2732 | 13.2732 | -5.989 | -2.9945 | 2.3061 | 0 | 0 |  |  | 6.6838 |  | 0.20888 | 20.8878 | 4.6122 | 0 | 2014-10-14 17:00 | 13273.1667 | 13.2732
|  | 2014-10-15 05:55:05 | 35.848 | 1.7463 | 6.9853 | 5.0945 | 5.0945 | 0.12683 | 0.12683 | 1.1237 | 1.1237 | 0 | 0 | 13.2763 | 13.2763 | -9.2413 | -4.6207 | 2.9945 | 0 | 0 |  |  | 6.3567 |  | 0.19486 | 19.486 | 5.989 | 0 | 2014-10-14 17:30 | 13276.3333 | 13.2763
|  | 2014-10-15 06:25:03 | 38.9897 | 1.7627 | 7.0507 | 5.0948 | 5.0948 | 0.38383 | 0.38383 | 1.1235 | 1.1235 | 0 | 0 | 13.4507 | 13.4507 | -11.8862 | -5.9431 | 4.6207 | 0 | 0 |  |  | 7.4737 |  | 0.18083 | 18.0834 | 9.2413 | 0 | 2014-10-14 18:00 | 13450.6667 | 13.4507
|  | 2014-10-15 06:55:03 | 40.1392 | 1.7922 | 7.1687 | 5.0937 | 5.0937 | 0.46183 | 0.46183 | 1.122 | 1.122 | 0 | 0 | 13.5845 | 13.5845 | -12.7085 | -6.3543 | 5.9431 | 0 | 0 |  |  | 6.4518 |  | 0.1786 | 17.8595 | 11.8862 | 0 | 2014-10-14 18:30 | 13584.5 | 13.5845
|  | 2014-10-15 07:25:02 | 40.425 | 1.8735 | 7.494 | 5.0952 | 5.0952 | 0.36183 | 0.36183 | 1.1217 | 1.1217 | 0 | 0 | 13.652 | 13.652 | -12.7003 | -6.3502 | 6.3543 | 0 | 0 |  |  | 8.1685 |  | 0.18538 | 18.538 | 12.7085 | 0 | 2014-10-14 19:00 | 13652 | 13.652
|  | 2014-10-15 07:55:02 | 40.3518 | 1.9382 | 7.7527 | 5.089 | 5.089 | 0.3365 | 0.3365 | 1.1187 | 1.1187 | 0 | 0 | 13.6587 | 13.6587 | -12.3963 | -6.1982 | 6.3502 | 0 | 0 |  |  | 7.5201 |  | 0.19213 | 19.2127 | 12.7003 | 0 | 2014-10-14 19:30 | 13658.6667 | 13.6587
|  | 2014-10-15 08:25:01 | 40.8322 | 1.9178 | 7.6713 | 5.0925 | 5.0925 | 0.23317 | 0.23317 | 1.117 | 1.117 | 0 | 0 | 13.5923 | 13.5923 | -13.1258 | -6.5629 | 6.1982 | 0 | 0 |  |  | 7.1343 |  | 0.18787 | 18.7875 | 12.3963 | 0 | 2014-10-14 20:00 | 13592.3333 | 13.5923
|  | 2014-10-15 08:55:03 | 40.8255 | 1.9475 | 7.79 | 5.0998 | 5.0998 | 0.1555 | 0.1555 | 1.1168 | 1.1168 | 0.1424 | 0.1424 | 13.5587 | 13.5587 | -12.9623 | -6.4811 | 6.5629 | 0 | 0 |  |  | 8.4132 |  | 0.19081 | 19.0812 | 13.1258 | 0 | 2014-10-14 20:30 | 13558.6667 | 13.5587
|  | 2014-10-15 09:25:02 | 40.7445 | 2.0732 | 8.2927 | 5.1115 | 5.1115 | 0.14883 | 0.14883 | 1.1175 | 1.1175 | 0.1424 | 0.1424 | 13.67 | 13.67 | -12.2616 | -6.1308 | 6.4811 | 0 | 0 |  |  | 8.6244 |  | 0.20353 | 20.3528 | 12.9623 | 0 | 2014-10-14 21:00 | 13670 | 13.67
|  | 2014-10-15 09:55:03 | 40.8155 | 2.2273 | 8.9093 | 5.0988 | 5.0988 | 0.14033 | 0.14033 | 1.1182 | 1.1182 | 2.6384 | 2.6384 | 13.6878 | 13.6878 | -9.2226 | -4.6113 | 6.1308 | 0 | 0 |  |  | 8.6421 |  | 0.21828 | 21.8283 | 12.2616 | 0 | 2014-10-14 21:30 | 13687.8333 | 13.6878
|  | 2014-10-15 10:25:03 | 40.789 | 2.3448 | 9.3793 | 5.0953 | 5.0953 | 0.14267 | 0.14267 | 1.1173 | 1.1173 | 2.6384 | 2.6384 | 13.6282 | 13.6282 | -8.7878 | -4.3939 | 4.6113 | 0 | 0 |  |  | 10.3173 |  | 0.22995 | 22.9948 | 9.2226 | 0 | 2014-10-14 22:00 | 13628.1667 | 13.6282
|  | 2014-10-15 10:55:02 | 40.7732 | 2.4095 | 9.638 | 5.0977 | 5.0977 | 0.15 | 0.15 | 1.1142 | 1.1142 | 2.8104 | 2.8104 | 13.5813 | 13.5813 | -8.3816 | -4.1908 | 4.3939 | 0 | 0 |  |  | 8.9633 |  | 0.23638 | 23.6381 | 8.7878 | 0 | 2014-10-14 22:30 | 13581.3333 | 13.5813
|  | 2014-10-15 11:25:03 | 40.7045 | 2.5037 | 10.0147 | 5.0922 | 5.0922 | 0.14967 | 0.14967 | 1.1123 | 1.1123 | 2.8104 | 2.8104 | 13.3338 | 13.3338 | -8.1914 | -4.0957 | 4.1908 | 0 | 0 |  |  | 10.8158 |  | 0.24603 | 24.6033 | 8.3816 | 0 | 2014-10-14 23:00 | 13333.8333 | 13.3338
|  | 2014-10-15 11:55:03 | 40.3508 | 2.637 | 10.548 | 5.0927 | 5.0927 | 0.14933 | 0.14933 | 1.1095 | 1.1095 | 3.3892 | 3.3892 | 13.3827 | 13.3827 | -6.6795 | -3.3397 | 4.0957 | 0 | 0 |  |  | 11.3918 |  | 0.26141 | 26.1407 | 8.1914 | 0 | 2014-10-14 23:30 | 13382.6667 | 13.3827
|  | 2014-10-15 12:25:02 | 40.0567 | 2.7813 | 11.1253 | 5.0995 | 5.0995 | 0.14933 | 0.14933 | 1.1108 | 1.1108 | 3.3892 | 3.3892 | 13.4733 | 13.4733 | -5.7091 | -2.8546 | 3.3397 | 0 | 0 |  |  | 11.6816 |  | 0.27774 | 27.774 | 6.6795 | 0 | 2014-10-15 | 13473.3333 | 13.4733
|  | 2014-10-15 12:55:02 | 39.7915 | 2.9227 | 11.6907 | 5.1027 | 5.1027 | 0.149 | 0.149 | 1.1133 | 1.1133 | 3.4048 | 3.4048 | 13.5422 | 13.5422 | -4.7889 | -2.3944 | 2.8546 | 0 | 0 |  |  | 11.223 |  | 0.2938 | 29.3798 | 5.7091 | 0 | 2014-10-15 00:30 | 13542.1667 | 13.5422
|  | 2014-10-15 13:25:03 | 39.6332 | 3.0053 | 12.0213 | 5.1018 | 5.1018 | 0.149 | 0.149 | 1.1128 | 1.1128 | 3.4048 | 3.4048 | 13.4997 | 13.4997 | -4.3437 | -2.1718 | 2.3944 | 0 | 0 |  |  | 11.6607 |  | 0.30331 | 30.3315 | 4.7889 | 0 | 2014-10-15 01:00 | 13499.6667 | 13.4997
|  | 2014-10-15 13:55:02 | 39.6038 | 3.154 | 12.616 | 5.1058 | 5.1058 | 0.161 | 0.161 | 1.1158 | 1.1158 | 3.6604 | 3.6604 | 13.4757 | 13.4757 | -3.4691 | -1.7346 | 2.1718 | 0 | 0 |  |  | 13.373 |  | 0.31856 | 31.8555 | 4.3437 | 0 | 2014-10-15 01:30 | 13475.6667 | 13.4757
|  | 2014-10-15 14:25:01 | 39.8138 | 3.2003 | 12.8013 | 5.105 | 5.105 | 0.2465 | 0.2465 | 1.1187 | 1.1187 | 3.6604 | 3.6604 | 13.5782 | 13.5782 | -3.3038 | -1.6519 | 1.7346 | 0 | 0 |  |  | 11.5212 |  | 0.32153 | 32.153 | 3.4691 | 0 | 2014-10-15 02:00 | 13578.1667 | 13.5782
|  | 2014-10-15 14:55:01 | 40.8848 | 3.3287 | 13.3147 | 5.1058 | 5.1058 | 0.30333 | 0.30333 | 1.119 | 1.119 | 1.5132 | 1.5132 | 13.6478 | 13.6478 | -5.881 | -2.9405 | 1.6519 | 0 | 0 |  |  | 12.3826 |  | 0.32566 | 32.5663 | 3.3038 | 0 | 2014-10-15 02:30 | 13647.8333 | 13.6478
|  | 2014-10-15 15:25:02 | 42.1387 | 3.3852 | 13.5407 | 5.1038 | 5.1038 | 0.32483 | 0.32483 | 1.1188 | 1.1188 | 1.5132 | 1.5132 | 13.5837 | 13.5837 | -6.9536 | -3.4768 | 2.9405 | 0 | 0 |  |  | 13.2699 |  | 0.32134 | 32.1336 | 5.881 | 0 | 2014-10-15 03:00 | 13583.6667 | 13.5837
|  | 2014-10-15 15:55:31 | 43.367 | 3.4472 | 13.7887 | 5.0993 | 5.0993 | 0.4205 | 0.4205 | 1.119 | 1.119 | 1.1936 | 1.1936 | 13.6833 | 13.6833 | -8.0626 | -4.0313 | 3.4768 | 0 | 0 |  |  | 13.2371 |  | 0.31795 | 31.7953 | 6.9536 | 0 | 2014-10-15 03:30 | 13683.3333 | 13.6833
|  | 2014-10-15 16:25:01 | 44.0823 | 3.4455 | 13.782 | 5.0963 | 5.0963 | 0.48983 | 0.48983 | 1.1182 | 1.1182 | 1.1936 | 1.1936 | 13.6935 | 13.6935 | -8.7089 | -4.3544 | 4.0313 | 0 | 0 |  |  | 14.4711 |  | 0.31264 | 31.2642 | 8.0626 | 0 | 2014-10-15 04:00 | 13693.5 | 13.6935
|  | 2014-10-15 16:55:03 | 44.7727 | 3.549 | 14.196 | 5.1012 | 5.1012 | 0.5035 | 0.5035 | 1.1162 | 1.1162 | 0.6688 | 0.6688 | 13.6597 | 13.6597 | -9.5274 | -4.7637 | 4.3544 | 0 | 0 |  |  | 12.9184 |  | 0.31707 | 31.7068 | 8.7089 | 0 | 2014-10-15 04:30 | 13659.6667 | 13.6597
|  | 2014-10-15 17:25:02 | 45.532 | 3.5808 | 14.3233 | 5.1012 | 5.1012 | 0.60167 | 0.60167 | 1.1032 | 1.1032 | 0.6688 | 0.6688 | 13.6678 | 13.6678 | -10.066 | -5.033 | 4.7637 | 0 | 0 |  |  | 15.4692 |  | 0.31458 | 31.4577 | 9.5274 | 0 | 2014-10-15 05:00 | 13667.8333 | 13.6678
|  | 2014-10-15 17:55:03 | 45.2563 | 3.6177 | 14.4707 | 5.1048 | 5.1048 | 0.677 | 0.677 | 1.1037 | 1.1037 | 0.1692 | 0.1692 | 13.6568 | 13.6568 | -10.0741 | -5.0371 | 5.033 | 0 | 0 |  |  | 13.8918 |  | 0.31975 | 31.9749 | 10.066 | 0 | 2014-10-15 05:30 | 13656.8333 | 13.6568
|  | 2014-10-15 18:25:02 | 44.296 | 3.644 | 14.576 | 5.1035 | 5.1035 | 0.60133 | 0.60133 | 1.1032 | 1.1032 | 0.1692 | 0.1692 | 13.6292 | 13.6292 | -9.1136 | -4.5568 | 5.0371 | 0 | 0 |  |  | 14.576 |  | 0.32906 | 32.9059 | 10.0741 | 0 | 2014-10-15 06:00 | 13629.1667 | 13.6292
|  | 2014-10-15 18:55:02 | 43.104 | 3.6305 | 14.522 | 5.1052 | 5.1052 | 0.48683 | 0.48683 | 1.1047 | 1.1047 | 0.104 | 0.104 | 13.4253 | 13.4253 | -8.356 | -4.178 | 4.5568 | 0 | 0 |  |  | 15.829 |  | 0.33691 | 33.6906 | 9.1136 | 0 | 2014-10-15 06:30 | 13425.3333 | 13.4253
|  | 2014-10-15 19:25:01 | 41.4833 | 3.5523 | 14.2093 | 5.1028 | 5.1028 | 0.334 | 0.334 | 1.1088 | 1.1088 | 0.104 | 0.104 | 12.9363 | 12.9363 | -7.688 | -3.844 | 4.178 | 0 | 0 |  |  | 14.3514 |  | 0.34253 | 34.2531 | 8.356 | 0 | 2014-10-15 07:00 | 12936.3333 | 12.9363
|  | 2014-10-15 19:55:01 | 39.7557 | 3.5117 | 14.0467 | 5.1062 | 5.1062 | 0.18917 | 0.18917 | 1.0817 | 1.0817 | 0 | 0 | 12.5458 | 12.5458 | -6.7862 | -3.3931 | 3.844 | 0 | 0 |  |  | 13.4848 |  | 0.35332 | 35.3325 | 7.688 | 0 | 2014-10-15 07:30 | 12545.8333 | 12.5458
|  | 2014-10-15 20:25:02 | 37.8385 | 3.4843 | 13.9373 | 5.1083 | 5.1083 | 0.126 | 0.126 | 1.063 | 1.063 | 0 | 0 | 12.3063 | 12.3063 | -5.2975 | -2.6488 | 3.3931 | 0 | 0 |  |  | 14.3555 |  | 0.36834 | 36.8337 | 6.7862 | 0 | 2014-10-15 08:00 | 12306.3333 | 12.3063
|  | 2014-10-15 20:55:03 | 35.7807 | 3.3628 | 13.4513 | 5.103 | 5.103 | 0.1185 | 0.1185 | 1.0703 | 1.0703 | 0 | 0 | 11.9495 | 11.9495 | -4.088 | -2.044 | 2.6488 | 0 | 0 |  |  | 14.1239 |  | 0.37594 | 37.5939 | 5.2975 | 0 | 2014-10-15 08:30 | 11949.5 | 11.9495
|  | 2014-10-15 21:25:01 | 33.514 | 3.3302 | 13.3207 | 5.1043 | 5.1043 | 0.113 | 0.113 | 1.0735 | 1.0735 | 0 | 0 | 11.957 | 11.957 | -1.9455 | -0.97275 | 2.044 | 0 | 0 |  |  | 13.4539 |  | 0.39747 | 39.7466 | 4.088 | 0 | 2014-10-15 09:00 | 11957 | 11.957
|  | 2014-10-15 21:55:01 | 31.388 | 3.3112 | 13.2447 | 5.1043 | 5.1043 | 0.10783 | 0.10783 | 1.073 | 1.073 | 0 | 0 | 11.8767 | 11.8767 | 0.0185 | 0.00925 | 0.97275 | 0.00925 | 0 |  |  | 12.0526 |  | 0.42197 | 42.1966 | 1.9455 | 0 | 2014-10-15 09:30 | 11876.6667 | 11.8767
|  | 2014-10-15 22:25:02 | 29.5868 | 3.3232 | 13.2927 | 5.1088 | 5.1088 | 0.101 | 0.101 | 1.073 | 1.073 | 0 | 0 | 11.4395 | 11.4395 | 1.4282 | 0.71408 | 0 | 0.72333 | 0 |  |  | 12.8939 |  | 0.44928 | 44.9276 | 0 | 0 | 2014-10-15 10:00 | 11439.5 | 11.4395
|  | 2014-10-15 22:55:01 | 28.1295 | 3.2395 | 12.958 | 5.1098 | 5.1098 | 0.10017 | 0.10017 | 1.0607 | 1.0607 | 0 | 0 | 10.5822 | 10.5822 | 1.6813 | 0.84067 | 0 | 1.564 | 0 |  |  | 12.0509 |  | 0.46066 | 46.0655 | 0 | 0 | 2014-10-15 10:30 | 10582.1667 | 10.5822
|  | 2014-10-15 23:25:02 | 27.4442 | 3.1675 | 12.67 | 5.1078 | 5.1078 | 0.1 | 0.1 | 1.048 | 1.048 | 0 | 0 | 10.1052 | 10.1052 | 1.5868 | 0.79342 | 0 | 2.3574 | 0 |  |  | 13.5569 |  | 0.46166 | 46.1665 | 0 | 0 | 2014-10-15 11:00 | 10105.1667 | 10.1052
|  | 2014-10-15 23:55:03 | 27.3417 | 3.1573 | 12.6293 | 5.1123 | 5.1123 | 0.1 | 0.1 | 1.0627 | 1.0627 | 0 | 0 | 10.2462 | 10.2462 | 1.8088 | 0.90442 | 0 | 3.2618 | 0 |  |  | 12.2505 |  | 0.46191 | 46.1908 | 0 | 0 | 2014-10-15 11:30 | 10246.1667 | 10.2462
|  | 2014-10-16 00:25:03 | 27.6368 | 3.0908 | 12.3633 | 5.1062 | 5.1062 | 0.0995 | 0.0995 | 1.087 | 1.087 | 0 | 0 | 10.3212 | 10.3212 | 1.3403 | 0.67017 | 0 | 3.932 | 0 |  |  | 13.3524 |  | 0.44735 | 44.735 | 0 | 0 | 2014-10-15 12:00 | 10321.1667 | 10.3212
|  | 2014-10-16 00:55:01 | 27.8268 | 2.974 | 11.896 | 5.1087 | 5.1087 | 0.099 | 0.099 | 1.0902 | 1.0902 | 0 | 0 | 10.4027 | 10.4027 | 0.76967 | 0.38483 | 0 | 4.3168 | 0 |  |  | 11.896 |  | 0.4275 | 42.7501 | 0 | 0 | 2014-10-15 12:30 | 10402.6667 | 10.4027
|  | 2014-10-16 01:25:02 | 27.4912 | 2.9402 | 11.7607 | 5.1108 | 5.1108 | 0.097833 | 0.097833 | 1.0822 | 1.0822 | 0 | 0 | 10.1833 | 10.1833 | 0.74367 | 0.37183 | 0 | 4.6887 | 0 |  |  | 12.3487 |  | 0.4278 | 42.7798 | 0 | 0 | 2014-10-15 13:00 | 10183.3333 | 10.1833
|  | 2014-10-16 01:55:02 | 27.1428 | 2.7698 | 11.0793 | 5.1123 | 5.1123 | 0.097 | 0.097 | 1.0872 | 1.0872 | 0 | 0 | 10.1505 | 10.1505 | 0.3835 | 0.19175 | 0 | 4.8804 | 0 |  |  | 11.8549 |  | 0.40819 | 40.8186 | 0 | 0 | 2014-10-15 13:30 | 10150.5 | 10.1505
|  | 2014-10-16 02:25:02 | 27.076 | 2.6983 | 10.7933 | 5.1158 | 5.1158 | 0.097 | 0.097 | 1.0802 | 1.0802 | 0 | 0 | 10.2805 | 10.2805 | 0.29083 | 0.14542 | 0 | 5.0258 | 0 |  |  | 10.3616 |  | 0.39863 | 39.8631 | 0 | 0 | 2014-10-15 14:00 | 10280.5 | 10.2805
|  | 2014-10-16 02:55:02 | 26.814 | 2.7105 | 10.842 | 5.1127 | 5.1127 | 0.0965 | 0.0965 | 1.0752 | 1.0752 | 0 | 0 | 10.113 | 10.113 | 0.42533 | 0.21267 | 0 | 5.2385 | 0 |  |  | 10.842 |  | 0.40434 | 40.4341 | 0 | 0 | 2014-10-15 14:30 | 10113 | 10.113
|  | 2014-10-16 03:25:02 | 26.7735 | 2.813 | 11.252 | 5.1132 | 5.1132 | 0.097 | 0.097 | 1.089 | 1.089 | 0 | 0 | 10.071 | 10.071 | 0.84867 | 0.42433 | 0 | 5.6628 | 0 |  |  | 11.027 |  | 0.42027 | 42.0266 | 0 | 0 | 2014-10-15 15:00 | 10071 | 10.071
|  | 2014-10-16 03:55:02 | 27.1573 | 2.4923 | 9.9693 | 5.1055 | 5.1055 | 0.097 | 0.097 | 1.103 | 1.103 | 0 | 0 | 10.4148 | 10.4148 | -0.46767 | -0.23383 | 0 | 5.429 | 0 |  |  | 9.4709 |  | 0.3671 | 36.7095 | 0 | 0.46767 | 2014-10-15 15:30 | 10414.8333 | 10.4148
|  | 2014-10-16 04:25:03 | 27.8722 | 2.2758 | 9.1033 | 5.112 | 5.112 | 0.097 | 0.097 | 1.102 | 1.102 | 0 | 0 | 10.6418 | 10.6418 | -1.816 | -0.908 | 0 | 4.521 | 0 |  |  | 8.3751 |  | 0.32661 | 32.661 | 0 | 1.816 | 2014-10-15 16:00 | 10641.8333 | 10.6418
|  | 2014-10-16 04:55:01 | 29.2123 | 2.0958 | 8.3833 | 5.1142 | 5.1142 | 0.085833 | 0.085833 | 1.0937 | 1.0937 | 0 | 0 | 11.0437 | 11.0437 | -3.4917 | -1.7458 | 0 | 2.7752 | 0 |  |  | 8.7187 |  | 0.28698 | 28.6979 | 0 | 3.4917 | 2014-10-15 16:30 | 11043.6667 | 11.0437
|  | 2014-10-16 05:25:03 | 31.87 | 2.047 | 8.188 | 5.1115 | 5.1115 | 0.077 | 0.077 | 1.0942 | 1.0942 | 0 | 0 | 11.4265 | 11.4265 | -5.9728 | -2.9864 | 0 | 0 | 0 |  |  | 7.8605 |  | 0.25692 | 25.6919 | 0 | 5.5503 | 2014-10-15 17:00 | 11426.5 | 11.4265
|  | 2014-10-16 05:55:02 | 35.6162 | 2.0112 | 8.0447 | 5.1083 | 5.1083 | 0.1525 | 0.1525 | 1.088 | 1.088 | 0 | 0 | 11.57 | 11.57 | -9.6527 | -4.8263 | 2.9864 | 0 | 0 |  |  | 7.4815 |  | 0.22587 | 22.5871 | 5.9728 | 0 | 2014-10-15 17:30 | 11570 | 11.57
|  | 2014-10-16 06:25:04 | 39.0255 | 1.9617 | 7.8467 | 5.1073 | 5.1073 | 0.20183 | 0.20183 | 1.1127 | 1.1127 | 0 | 0 | 11.7 | 11.7 | -13.057 | -6.5285 | 4.8263 | 0 | 0 |  |  | 8.3175 |  | 0.20107 | 20.1065 | 9.6527 | 0 | 2014-10-15 18:00 | 11700 | 11.7
|  | 2014-10-16 06:55:02 | 39.957 | 1.9853 | 7.9413 | 5.1147 | 5.1147 | 0.2015 | 0.2015 | 1.1085 | 1.1085 | 0 | 0 | 11.722 | 11.722 | -13.869 | -6.9345 | 6.5285 | 0 | 0 |  |  | 7.9413 |  | 0.19875 | 19.8747 | 13.057 | 0 | 2014-10-15 18:30 | 11722 | 11.722
|  | 2014-10-16 07:25:03 | 40.1478 | 2.017 | 8.068 | 5.1108 | 5.1108 | 0.20133 | 0.20133 | 1.1095 | 1.1095 | 0 | 0 | 11.7735 | 11.7735 | -13.8847 | -6.9423 | 6.9345 | 0 | 0 |  |  | 8.31 |  | 0.20096 | 20.0957 | 13.869 | 0 | 2014-10-15 19:00 | 11773.5 | 11.7735
|  | 2014-10-16 07:55:03 | 39.9778 | 1.9413 | 7.7653 | 5.1053 | 5.1053 | 0.21067 | 0.21067 | 1.1077 | 1.1077 | 0 | 0 | 11.7927 | 11.7927 | -13.9962 | -6.9981 | 6.9423 | 0 | 0 |  |  | 7.2218 |  | 0.19424 | 19.4241 | 13.8847 | 0 | 2014-10-15 19:30 | 11792.6667 | 11.7927
|  | 2014-10-16 08:25:03 | 40.1097 | 1.9828 | 7.9313 | 5.0897 | 5.0897 | 0.495 | 0.495 | 1.1027 | 1.1027 | 0 | 0 | 11.7758 | 11.7758 | -13.7152 | -6.8576 | 6.9981 | 0 | 0 |  |  | 7.7727 |  | 0.19774 | 19.7741 | 13.9962 | 0 | 2014-10-15 20:00 | 11775.8333 | 11.7758
|  | 2014-10-16 08:55:02 | 40.0597 | 2.049 | 8.196 | 5.0927 | 5.0927 | 0.3655 | 0.3655 | 1.1128 | 1.1128 | 0.0984 | 0.0984 | 11.809 | 11.809 | -13.3853 | -6.6926 | 6.8576 | 0 | 0 |  |  | 8.8517 |  | 0.20459 | 20.4595 | 13.7152 | 0 | 2014-10-15 20:30 | 11809 | 11.809
|  | 2014-10-16 09:25:02 | 39.7018 | 2.0243 | 8.0973 | 5.0888 | 5.0888 | 0.2135 | 0.2135 | 1.1133 | 1.1133 | 0.0984 | 0.0984 | 11.7835 | 11.7835 | -13.3069 | -6.6535 | 6.6926 | 0 | 0 |  |  | 7.6115 |  | 0.20395 | 20.3954 | 13.3853 | 0 | 2014-10-15 21:00 | 11783.5 | 11.7835
|  | 2014-10-16 09:55:02 | 39.53 | 2.0195 | 8.078 | 5.0768 | 5.0768 | 0.166 | 0.166 | 1.1133 | 1.1133 | 1.1296 | 1.1296 | 11.7858 | 11.7858 | -12.1804 | -6.0902 | 6.6535 | 0 | 0 |  |  | 7.7549 |  | 0.20435 | 20.4351 | 13.3069 | 0 | 2014-10-15 21:30 | 11785.8333 | 11.7858
|  | 2014-10-16 10:25:02 | 39.405 | 2.1093 | 8.4373 | 4.9528 | 4.9528 | 0.12467 | 0.12467 | 1.1115 | 1.1115 | 1.1296 | 1.1296 | 11.8207 | 11.8207 | -11.8284 | -5.9142 | 6.0902 | 0 | 0 |  |  | 7.8467 |  | 0.21412 | 21.4118 | 12.1804 | 0 | 2014-10-15 22:00 | 11820.6667 | 11.8207
|  | 2014-10-16 10:55:02 | 39.5658 | 2.3185 | 9.274 | 4.9497 | 4.9497 | 0.125 | 0.125 | 1.1137 | 1.1137 | 1.4344 | 1.4344 | 11.8067 | 11.8067 | -10.8624 | -5.4312 | 5.9142 | 0 | 0 |  |  | 8.8103 |  | 0.23439 | 23.4394 | 11.8284 | 0 | 2014-10-15 22:30 | 11806.6667 | 11.8067
|  | 2014-10-16 11:25:02 | 39.5068 | 2.3572 | 9.4287 | 4.943 | 4.943 | 0.124 | 0.124 | 1.1105 | 1.1105 | 1.4344 | 1.4344 | 11.7945 | 11.7945 | -10.6718 | -5.3359 | 5.4312 | 0 | 0 |  |  | 10.183 |  | 0.23866 | 23.8659 | 10.8624 | 0 | 2014-10-15 23:00 | 11794.5 | 11.7945
|  | 2014-10-16 11:55:02 | 39.3138 | 2.3092 | 9.2367 | 4.9495 | 4.9495 | 0.133 | 0.133 | 1.112 | 1.112 | 2.5148 | 2.5148 | 11.7852 | 11.7852 | -9.5827 | -4.7913 | 5.3359 | 0 | 0 |  |  | 8.6825 |  | 0.23495 | 23.4947 | 10.6718 | 0 | 2014-10-15 23:30 | 11785.1667 | 11.7852
|  | 2014-10-16 12:25:02 | 39.1657 | 2.2665 | 9.066 | 4.9415 | 4.9415 | 0.139 | 0.139 | 1.1128 | 1.1128 | 2.5148 | 2.5148 | 11.8012 | 11.8012 | -9.5904 | -4.7952 | 4.7913 | 0 | 0 |  |  | 9.7913 |  | 0.23148 | 23.1478 | 9.5827 | 0 | 2014-10-16 | 11801.1667 | 11.8012
|  | 2014-10-16 12:55:02 | 39.0763 | 2.0812 | 8.3247 | 4.9457 | 4.9457 | 0.14017 | 0.14017 | 1.1133 | 1.1133 | 3.35 | 3.35 | 11.7927 | 11.7927 | -9.4098 | -4.7049 | 4.7952 | 0 | 0 |  |  | 8.0749 |  | 0.21304 | 21.3036 | 9.5904 | 0 | 2014-10-16 00:30 | 11792.6667 | 11.7927
|  | 2014-10-16 13:25:02 | 39.007 | 1.9608 | 7.8433 | 4.9445 | 4.9445 | 0.1455 | 0.1455 | 1.0613 | 1.0613 | 3.35 | 3.35 | 11.7825 | 11.7825 | -9.8798 | -4.9399 | 4.7049 | 0 | 0 |  |  | 7.4512 |  | 0.20108 | 20.1075 | 9.4098 | 0 | 2014-10-16 01:00 | 11782.5 | 11.7825
|  | 2014-10-16 13:55:04 | 38.8267 | 1.8957 | 7.5827 | 4.9462 | 4.9462 | 0.16917 | 0.16917 | 1.1035 | 1.1035 | 3.2992 | 3.2992 | 11.7202 | 11.7202 | -10.0058 | -5.0029 | 4.9399 | 0 | 0 |  |  | 6.8244 |  | 0.1953 | 19.5295 | 9.8798 | 0 | 2014-10-16 01:30 | 11720.1667 | 11.7202
|  | 2014-10-16 14:25:02 | 39.051 | 1.9025 | 7.61 | 4.94 | 4.94 | 0.181 | 0.181 | 1.1102 | 1.1102 | 3.2992 | 3.2992 | 11.7052 | 11.7052 | -10.2055 | -5.1027 | 5.0029 | 0 | 0 |  |  | 8.0666 |  | 0.19487 | 19.4873 | 10.0058 | 0 | 2014-10-16 02:00 | 11705.1667 | 11.7052
|  | 2014-10-16 14:55:01 | 39.953 | 1.9165 | 7.666 | 4.9413 | 4.9413 | 0.18967 | 0.18967 | 1.1077 | 1.1077 | 2.8304 | 2.8304 | 11.7252 | 11.7252 | -11.4928 | -5.7464 | 5.1027 | 0 | 0 |  |  | 7.0527 |  | 0.19188 | 19.1875 | 10.2055 | 0 | 2014-10-16 02:30 | 11725.1667 | 11.7252
|  | 2014-10-16 15:25:01 | 40.7227 | 1.9173 | 7.6693 | 4.9462 | 4.9462 | 0.31383 | 0.31383 | 1.108 | 1.108 | 2.8304 | 2.8304 | 11.6767 | 11.6767 | -12.1783 | -6.0891 | 5.7464 | 0 | 0 |  |  | 7.3626 |  | 0.18833 | 18.8331 | 11.4928 | 0 | 2014-10-16 03:00 | 11676.6667 | 11.6767
|  | 2014-10-16 15:55:04 | 41.6167 | 2.0023 | 8.0093 | 4.9458 | 4.9458 | 0.49617 | 0.49617 | 1.0888 | 1.0888 | 1.0876 | 1.0876 | 11.6712 | 11.6712 | -14.3177 | -7.1589 | 6.0891 | 0 | 0 |  |  | 8.8103 |  | 0.19245 | 19.2455 | 12.1783 | 0 | 2014-10-16 03:30 | 11671.1667 | 11.6712
|  | 2014-10-16 16:25:03 | 42.3595 | 2.0613 | 8.2453 | 4.9448 | 4.9448 | 0.55067 | 0.55067 | 1.1008 | 1.1008 | 1.0876 | 1.0876 | 11.6215 | 11.6215 | -14.8087 | -7.4044 | 7.1589 | 0 | 0 |  |  | 7.8331 |  | 0.19465 | 19.4651 | 14.3177 | 0 | 2014-10-16 04:00 | 11621.5 | 11.6215
|  | 2014-10-16 16:55:02 | 43.1625 | 2.1112 | 8.4447 | 4.9467 | 4.9467 | 0.63717 | 0.63717 | 1.0832 | 1.0832 | 0.4428 | 0.4428 | 11.6457 | 11.6457 | -15.9624 | -7.9812 | 7.4044 | 0 | 0 |  |  | 8.698 |  | 0.19565 | 19.5648 | 14.8087 | 0 | 2014-10-16 04:30 | 11645.6667 | 11.6457
|  | 2014-10-16 17:25:01 | 44.401 | 2.305 | 9.22 | 4.9422 | 4.9422 | 0.62883 | 0.62883 | 1.1037 | 1.1037 | 0.4428 | 0.4428 | 11.9298 | 11.9298 | -16.1337 | -8.0669 | 7.9812 | 0 | 0 |  |  | 9.681 |  | 0.20765 | 20.7653 | 15.9624 | 0 | 2014-10-16 05:00 | 11929.8333 | 11.9298
|  | 2014-10-16 17:55:03 | 44.4468 | 2.4688 | 9.8753 | 4.9463 | 4.9463 | 0.53817 | 0.53817 | 1.1107 | 1.1107 | 0.0824 | 0.0824 | 11.9048 | 11.9048 | -15.9891 | -7.9946 | 8.0669 | 0 | 0 |  |  | 10.7641 |  | 0.22218 | 22.2183 | 16.1337 | 0 | 2014-10-16 05:30 | 11904.8333 | 11.9048
|  | 2014-10-16 18:25:02 | 43.6123 | 2.6462 | 10.5847 | 4.9482 | 4.9482 | 0.49583 | 0.49583 | 1.1122 | 1.1122 | 0.0824 | 0.0824 | 11.8615 | 11.8615 | -14.5276 | -7.2638 | 7.9946 | 0 | 0 |  |  | 10.4788 |  | 0.2427 | 24.2699 | 15.9891 | 0 | 2014-10-16 06:00 | 11861.5 | 11.8615
|  | 2014-10-16 18:55:02 | 42.4442 | 2.717 | 10.868 | 4.9197 | 4.9197 | 0.46733 | 0.46733 | 1.1123 | 1.1123 | 0 | 0 | 11.8572 | 11.8572 | -13.2197 | -6.6098 | 7.2638 | 0 | 0 |  |  | 11.7374 |  | 0.25605 | 25.6054 | 14.5276 | 0 | 2014-10-16 06:30 | 11857.1667 | 11.8572
|  | 2014-10-16 19:25:02 | 41.0708 | 2.7468 | 10.9873 | 4.7548 | 4.7548 | 0.363 | 0.363 | 1.1122 | 1.1122 | 0 | 0 | 11.8018 | 11.8018 | -12.0517 | -6.0258 | 6.6098 | 0 | 0 |  |  | 10.5478 |  | 0.26752 | 26.7522 | 13.2197 | 0 | 2014-10-16 07:00 | 11801.8333 | 11.8018
|  | 2014-10-16 19:55:01 | 39.542 | 2.6678 | 10.6713 | 4.7155 | 4.7155 | 0.20983 | 0.20983 | 1.1122 | 1.1122 | 0 | 0 | 11.6767 | 11.6767 | -11.1565 | -5.5783 | 6.0258 | 0 | 0 |  |  | 10.3512 |  | 0.26987 | 26.9873 | 12.0517 | 0 | 2014-10-16 07:30 | 11676.6667 | 11.6767
|  | 2014-10-16 20:25:04 | 37.4792 | 2.5073 | 10.0293 | 4.7145 | 4.7145 | 0.13783 | 0.13783 | 1.109 | 1.109 | 0 | 0 | 11.5737 | 11.5737 | -9.9148 | -4.9574 | 5.5783 | 0 | 0 |  |  | 10.1296 |  | 0.2676 | 26.7598 | 11.1565 | 0 | 2014-10-16 08:00 | 11573.6667 | 11.5737
|  | 2014-10-16 20:55:02 | 35.4998 | 2.2968 | 9.1873 | 4.7183 | 4.7183 | 0.12283 | 0.12283 | 1.102 | 1.102 | 0 | 0 | 11.5883 | 11.5883 | -8.781 | -4.3905 | 4.9574 | 0 | 0 |  |  | 8.4523 |  | 0.2588 | 25.8799 | 9.9148 | 0 | 2014-10-16 08:30 | 11588.3333 | 11.5883
|  | 2014-10-16 21:25:03 | 33.275 | 2.0598 | 8.2393 | 4.766 | 4.766 | 0.101 | 0.101 | 1.103 | 1.103 | 0 | 0 | 11.3048 | 11.3048 | -7.7608 | -3.8804 | 4.3905 | 0 | 0 |  |  | 8.8985 |  | 0.24761 | 24.7613 | 8.781 | 0 | 2014-10-16 09:00 | 11304.8333 | 11.3048
|  | 2014-10-16 21:55:02 | 31.0215 | 2.1397 | 8.5587 | 4.877 | 4.877 | 0.098833 | 0.098833 | 1.1027 | 1.1027 | 0 | 0 | 11.255 | 11.255 | -5.1293 | -2.5647 | 3.8804 | 0 | 0 |  |  | 8.9866 |  | 0.27589 | 27.5895 | 7.7608 | 0 | 2014-10-16 09:30 | 11255 | 11.255
|  | 2014-10-16 22:25:01 | 29.5032 | 2.2537 | 9.0147 | 4.936 | 4.936 | 0.093667 | 0.093667 | 1.0987 | 1.0987 | 0 | 0 | 11.0193 | 11.0193 | -3.3408 | -1.6704 | 2.5647 | 0 | 0 |  |  | 9.6457 |  | 0.30555 | 30.5549 | 5.1293 | 0 | 2014-10-16 10:00 | 11019.3333 | 11.0193
|  | 2014-10-16 22:55:01 | 28.3588 | 2.2015 | 8.806 | 4.9402 | 4.9402 | 0.088667 | 0.088667 | 1.1035 | 1.1035 | 0 | 0 | 10.9197 | 10.9197 | -2.5008 | -1.2504 | 1.6704 | 0 | 0 |  |  | 9.1582 |  | 0.31052 | 31.0521 | 3.3408 | 0 | 2014-10-16 10:30 | 10919.6667 | 10.9197
|  | 2014-10-16 23:25:01 | 27.8143 | 2.206 | 8.824 | 4.9417 | 4.9417 | 0.085 | 0.085 | 1.1038 | 1.1038 | 0 | 0 | 10.423 | 10.423 | -2.4368 | -1.2184 | 1.2504 | 0 | 0 |  |  | 9.6182 |  | 0.31725 | 31.7247 | 2.5008 | 0 | 2014-10-16 11:00 | 10423 | 10.423
|  | 2014-10-16 23:55:02 | 27.5922 | 2.2015 | 8.806 | 4.9453 | 4.9453 | 0.085 | 0.085 | 1.104 | 1.104 | 0 | 0 | 10.4078 | 10.4078 | -2.244 | -1.122 | 1.2184 | 0 | 0 |  |  | 9.6866 |  | 0.31915 | 31.9149 | 2.4368 | 0 | 2014-10-16 11:30 | 10407.8333 | 10.4078
|  | 2014-10-17 00:25:02 | 27.793 | 2.1738 | 8.6953 | 4.9413 | 4.9413 | 0.085 | 0.085 | 1.1037 | 1.1037 | 0 | 0 | 10.6067 | 10.6067 | -2.361 | -1.1805 | 1.122 | 0 | 0 |  |  | 8.2606 |  | 0.31286 | 31.2861 | 2.244 | 0 | 2014-10-16 12:00 | 10606.6667 | 10.6067
|  | 2014-10-17 00:55:02 | 27.7217 | 2.1982 | 8.7927 | 4.9393 | 4.9393 | 0.085 | 0.085 | 1.1033 | 1.1033 | 0 | 0 | 10.4565 | 10.4565 | -2.3448 | -1.1724 | 1.1805 | 0 | 0 |  |  | 8.7047 |  | 0.31718 | 31.7177 | 2.361 | 0 | 2014-10-16 12:30 | 10456.5 | 10.4565
|  | 2014-10-17 01:25:02 | 27.1525 | 2.1968 | 8.7873 | 4.9118 | 4.9118 | 0.085 | 0.085 | 1.099 | 1.099 | 0 | 0 | 9.9642 | 9.9642 | -2.3052 | -1.1526 | 1.1724 | 0 | 0 |  |  | 8.5237 |  | 0.32363 | 32.3629 | 2.3448 | 0 | 2014-10-16 13:00 | 9964.1667 | 9.9642
|  | 2014-10-17 01:55:02 | 26.8547 | 2.1958 | 8.7833 | 4.7542 | 4.7542 | 0.085 | 0.085 | 1.1043 | 1.1043 | 0 | 0 | 9.8683 | 9.8683 | -2.2595 | -1.1297 | 1.1526 | 0 | 0 |  |  | 8.2563 |  | 0.32707 | 32.7069 | 2.3052 | 0 | 2014-10-16 13:30 | 9868.3333 | 9.8683
|  | 2014-10-17 02:25:02 | 26.5147 | 2.2477 | 8.9907 | 4.7182 | 4.7182 | 0.086 | 0.086 | 1.1088 | 1.1088 | 0 | 0 | 9.6577 | 9.6577 | -1.9533 | -0.97667 | 1.1297 | 0 | 0 |  |  | 9.1705 |  | 0.33908 | 33.9083 | 2.2595 | 0 | 2014-10-16 14:00 | 9657.6667 | 9.6577
|  | 2014-10-17 02:55:02 | 26.3978 | 2.2297 | 8.9187 | 4.7187 | 4.7187 | 0.086 | 0.086 | 1.1067 | 1.1067 | 0 | 0 | 9.5793 | 9.5793 | -1.9885 | -0.99425 | 0.97667 | 0 | 0 |  |  | 8.116 |  | 0.33786 | 33.7856 | 1.9533 | 0 | 2014-10-16 14:30 | 9579.3333 | 9.5793
|  | 2014-10-17 03:25:02 | 26.3672 | 2.1595 | 8.638 | 4.738 | 4.738 | 0.086 | 0.086 | 1.1077 | 1.1077 | 0 | 0 | 9.6267 | 9.6267 | -2.1708 | -1.0854 | 0.99425 | 0 | 0 |  |  | 9.5018 |  | 0.3276 | 32.7604 | 1.9885 | 0 | 2014-10-16 15:00 | 9626.6667 | 9.6267
|  | 2014-10-17 03:55:02 | 26.6187 | 2.0817 | 8.3267 | 4.8497 | 4.8497 | 0.086 | 0.086 | 1.1065 | 1.1065 | 0 | 0 | 9.8912 | 9.8912 | -2.3587 | -1.1793 | 1.0854 | 0 | 0 |  |  | 7.494 |  | 0.31281 | 31.2813 | 2.1708 | 0 | 2014-10-16 15:30 | 9891.1667 | 9.8912
|  | 2014-10-17 04:25:02 | 27.4792 | 2.0097 | 8.0387 | 4.9467 | 4.9467 | 0.105 | 0.105 | 1.1102 | 1.1102 | 0 | 0 | 10.3687 | 10.3687 | -2.91 | -1.455 | 1.1793 | 0 | 0 |  |  | 8.2798 |  | 0.29254 | 29.2537 | 2.3587 | 0 | 2014-10-16 16:00 | 10368.6667 | 10.3687
|  | 2014-10-17 04:55:03 | 29.115 | 2.1043 | 8.4173 | 4.9418 | 4.9418 | 0.131 | 0.131 | 1.1108 | 1.1108 | 0 | 0 | 10.9423 | 10.9423 | -3.5717 | -1.7858 | 1.455 | 0 | 0 |  |  | 8.9224 |  | 0.28911 | 28.9106 | 2.91 | 0 | 2014-10-16 16:30 | 10942.3333 | 10.9423
|  | 2014-10-17 05:25:02 | 31.1875 | 2.1667 | 8.6667 | 4.9465 | 4.9465 | 0.13133 | 0.13133 | 1.1118 | 1.1118 | 0 | 0 | 11.5485 | 11.5485 | -4.7827 | -2.3913 | 1.7858 | 0 | 0 |  |  | 9.1867 |  | 0.27789 | 27.7889 | 3.5717 | 0 | 2014-10-16 17:00 | 11548.5 | 11.5485
|  | 2014-10-17 05:55:02 | 34.8998 | 2.321 | 9.284 | 4.9462 | 4.9462 | 0.1755 | 0.1755 | 1.1038 | 1.1038 | 0 | 0 | 11.9603 | 11.9603 | -7.43 | -3.715 | 2.3913 | 0 | 0 |  |  | 8.8198 |  | 0.26602 | 26.6018 | 4.7827 | 0 | 2014-10-16 17:30 | 11960.3333 | 11.9603
|  | 2014-10-17 06:25:02 | 38.0367 | 2.185 | 8.74 | 4.9457 | 4.9457 | 0.206 | 0.206 | 1.0812 | 1.0812 | 0 | 0 | 12.185 | 12.185 | -10.8788 | -5.4394 | 3.715 | 0 | 0 |  |  | 9.177 |  | 0.22978 | 22.9778 | 7.43 | 0 | 2014-10-16 18:00 | 12185 | 12.185
|  | 2014-10-17 06:55:02 | 39.2068 | 2.08 | 8.32 | 4.9423 | 4.9423 | 0.2145 | 0.2145 | 1.1128 | 1.1128 | 0 | 0 | 12.27 | 12.27 | -12.3472 | -6.1736 | 5.4394 | 0 | 0 |  |  | 8.2368 |  | 0.21221 | 21.2208 | 10.8788 | 0 | 2014-10-16 18:30 | 12270 | 12.27
|  | 2014-10-17 07:25:03 | 39.4468 | 2.0985 | 8.394 | 4.9438 | 4.9438 | 0.25017 | 0.25017 | 1.112 | 1.112 | 0 | 0 | 12.3082 | 12.3082 | -12.4387 | -6.2193 | 6.1736 | 0 | 0 |  |  | 8.9816 |  | 0.21279 | 21.2793 | 12.3472 | 0 | 2014-10-16 19:00 | 12308.1667 | 12.3082
|  | 2014-10-17 07:55:01 | 39.3545 | 1.9695 | 7.878 | 4.9437 | 4.9437 | 0.3045 | 0.3045 | 1.1122 | 1.1122 | 0 | 0 | 12.3265 | 12.3265 | -12.7897 | -6.3948 | 6.2193 | 0 | 0 |  |  | 8.4295 |  | 0.20018 | 20.018 | 12.4387 | 0 | 2014-10-16 19:30 | 12326.5 | 12.3265
|  | 2014-10-17 08:25:03 | 39.479 | 1.8448 | 7.3793 | 4.9407 | 4.9407 | 0.34133 | 0.34133 | 1.107 | 1.107 | 0 | 0 | 12.335 | 12.335 | -13.3757 | -6.6878 | 6.3948 | 0 | 0 |  |  | 7.3793 |  | 0.18692 | 18.6918 | 12.7897 | 0 | 2014-10-16 20:00 | 12335 | 12.335
|  | 2014-10-17 08:55:01 | 39.1562 | 1.8188 | 7.2753 | 4.9122 | 4.9122 | 0.348 | 0.348 | 1.1083 | 1.1083 | 0.2644 | 0.2644 | 12.337 | 12.337 | -12.9109 | -6.4555 | 6.6878 | 0 | 0 |  |  | 7.9301 |  | 0.1858 | 18.5803 | 13.3757 | 0 | 2014-10-16 20:30 | 12337 | 12.337
|  | 2014-10-17 09:25:02 | 38.8657 | 1.9357 | 7.7427 | 4.9013 | 4.9013 | 0.34917 | 0.34917 | 1.1082 | 1.1082 | 0.2644 | 0.2644 | 12.3295 | 12.3295 | -12.1704 | -6.0852 | 6.4555 | 0 | 0 |  |  | 7.8975 |  | 0.19922 | 19.9216 | 12.9109 | 0 | 2014-10-16 21:00 | 12329.5 | 12.3295
|  | 2014-10-17 09:55:01 | 38.8 | 2.0607 | 8.2427 | 4.9013 | 4.9013 | 0.34167 | 0.34167 | 1.1078 | 1.1078 | 1.7284 | 1.7284 | 12.2805 | 12.2805 | -10.1976 | -5.0988 | 6.0852 | 0 | 0 |  |  | 7.7481 |  | 0.21244 | 21.244 | 12.1704 | 0 | 2014-10-16 21:30 | 12280.5 | 12.2805
|  | 2014-10-17 10:25:03 | 38.7023 | 2.113 | 8.452 | 4.8988 | 4.8988 | 0.3225 | 0.3225 | 1.1073 | 1.1073 | 1.7284 | 1.7284 | 12.2763 | 12.2763 | -9.9169 | -4.9585 | 5.0988 | 0 | 0 |  |  | 7.6068 |  | 0.21838 | 21.8385 | 10.1976 | 0 | 2014-10-16 22:00 | 12276.3333 | 12.2763
|  | 2014-10-17 10:55:02 | 38.7715 | 2.1383 | 8.5533 | 4.8993 | 4.8993 | 0.29467 | 0.29467 | 1.1033 | 1.1033 | 2.558 | 2.558 | 12.2515 | 12.2515 | -9.1113 | -4.5557 | 4.9585 | 0 | 0 |  |  | 8.8099 |  | 0.22061 | 22.0609 | 9.9169 | 0 | 2014-10-16 22:30 | 12251.5 | 12.2515
|  | 2014-10-17 11:25:01 | 38.4373 | 2.2143 | 8.8573 | 4.9075 | 4.9075 | 0.2655 | 0.2655 | 1.101 | 1.101 | 2.558 | 2.558 | 12.2478 | 12.2478 | -8.5002 | -4.2501 | 4.5557 | 0 | 0 |  |  | 8.7688 |  | 0.23044 | 23.0436 | 9.1113 | 0 | 2014-10-16 23:00 | 12247.8333 | 12.2478
|  | 2014-10-17 11:55:03 | 38.1498 | 2.2648 | 9.0593 | 4.9048 | 4.9048 | 0.22867 | 0.22867 | 1.1005 | 1.1005 | 2.05 | 2.05 | 12.246 | 12.246 | -8.5605 | -4.2802 | 4.2501 | 0 | 0 |  |  | 9.8747 |  | 0.23747 | 23.7467 | 8.5002 | 0 | 2014-10-16 23:30 | 12246 | 12.246
|  | 2014-10-17 12:25:04 | 37.9138 | 2.4183 | 9.6733 | 4.848 | 4.848 | 0.20667 | 0.20667 | 1.1008 | 1.1008 | 2.05 | 2.05 | 12.125 | 12.125 | -7.91 | -3.955 | 4.2802 | 0 | 0 |  |  | 9.5766 |  | 0.25514 | 25.514 | 8.5605 | 0 | 2014-10-17 | 12125 | 12.125
|  | 2014-10-17 12:55:02 | 37.706 | 2.556 | 10.224 | 4.7273 | 4.7273 | 0.19167 | 0.19167 | 1.0992 | 1.0992 | 4.3096 | 4.3096 | 12.1013 | 12.1013 | -5.0529 | -2.5265 | 3.955 | 0 | 0 |  |  | 10.633 |  | 0.27115 | 27.115 | 7.91 | 0 | 2014-10-17 00:30 | 12101.3333 | 12.1013
|  | 2014-10-17 13:25:01 | 37.5455 | 2.561 | 10.244 | 4.7168 | 4.7168 | 0.19917 | 0.19917 | 1.0983 | 1.0983 | 4.3096 | 4.3096 | 12.1073 | 12.1073 | -4.8702 | -2.4351 | 2.5265 | 0 | 0 |  |  | 10.4489 |  | 0.27284 | 27.2842 | 5.0529 | 0 | 2014-10-17 01:00 | 12107.3333 | 12.1073
|  | 2014-10-17 13:55:01 | 37.3958 | 2.7698 | 11.0793 | 4.7193 | 4.7193 | 0.248 | 0.248 | 1.1 | 1.1 | 3.4404 | 3.4404 | 12.0438 | 12.0438 | -4.7649 | -2.3825 | 2.4351 | 0 | 0 |  |  | 10.747 |  | 0.29627 | 29.6272 | 4.8702 | 0 | 2014-10-17 01:30 | 12043.8333 | 12.0438
|  | 2014-10-17 14:25:02 | 37.4147 | 2.7835 | 11.134 | 4.7192 | 4.7192 | 0.26967 | 0.26967 | 1.1025 | 1.1025 | 3.4404 | 3.4404 | 12.051 | 12.051 | -4.6979 | -2.349 | 2.3825 | 0 | 0 |  |  | 10.0206 |  | 0.29758 | 29.7584 | 4.7649 | 0 | 2014-10-17 02:00 | 12051 | 12.051
|  | 2014-10-17 14:55:01 | 38.0807 | 2.9012 | 11.6047 | 4.7377 | 4.7377 | 0.27467 | 0.27467 | 1.1033 | 1.1033 | 3.3616 | 3.3616 | 12.0478 | 12.0478 | -4.9509 | -2.4754 | 2.349 | 0 | 0 |  |  | 11.4886 |  | 0.30474 | 30.4739 | 4.6979 | 0 | 2014-10-17 02:30 | 12047.8333 | 12.0478
|  | 2014-10-17 15:25:01 | 38.9127 | 3.155 | 12.62 | 4.8183 | 4.8183 | 0.383 | 0.383 | 1.1038 | 1.1038 | 3.3616 | 3.3616 | 11.8958 | 11.8958 | -4.7301 | -2.365 | 2.4754 | 0 | 0 |  |  | 12.62 |  | 0.32432 | 32.4316 | 4.9509 | 0 | 2014-10-17 03:00 | 11895.8333 | 11.8958
|  | 2014-10-17 15:55:02 | 39.7007 | 3.2542 | 13.0167 | 4.8337 | 4.8337 | 0.57083 | 0.57083 | 1.101 | 1.101 | 2.6628 | 2.6628 | 11.8897 | 11.8897 | -5.626 | -2.813 | 2.365 | 0 | 0 |  |  | 11.715 |  | 0.32787 | 32.787 | 4.7301 | 0 | 2014-10-17 03:30 | 11889.6667 | 11.8897
|  | 2014-10-17 16:25:02 | 40.4682 | 3.435 | 13.74 | 4.7745 | 4.7745 | 0.60667 | 0.60667 | 1.0975 | 1.0975 | 2.6628 | 2.6628 | 12.0753 | 12.0753 | -5.5114 | -2.7557 | 2.813 | 0 | 0 |  |  | 12.6408 |  | 0.33953 | 33.9526 | 5.626 | 0 | 2014-10-17 04:00 | 12075.3333 | 12.0753
|  | 2014-10-17 16:55:02 | 41.3197 | 3.659 | 14.636 | 4.7197 | 4.7197 | 0.58217 | 0.58217 | 1.0857 | 1.0857 | 1.222 | 1.222 | 12.1052 | 12.1052 | -6.969 | -3.4845 | 2.7557 | 0 | 0 |  |  | 15.3678 |  | 0.35421 | 35.4214 | 5.5114 | 0 | 2014-10-17 04:30 | 12105.1667 | 12.1052
|  | 2014-10-17 17:25:03 | 42.4145 | 3.8183 | 15.2733 | 4.6577 | 4.6577 | 0.57117 | 0.57117 | 0.95933 | 0.95933 | 1.222 | 1.222 | 12.1468 | 12.1468 | -7.5842 | -3.7921 | 3.4845 | 0 | 0 |  |  | 14.2042 |  | 0.3601 | 36.0097 | 6.969 | 0 | 2014-10-17 05:00 | 12146.8333 | 12.1468
|  | 2014-10-17 17:55:02 | 41.7763 | 4.1505 | 16.602 | 4.5933 | 4.5933 | 0.53083 | 0.53083 | 0.7875 | 0.7875 | 0.0772 | 0.0772 | 12.1407 | 12.1407 | -7.0448 | -3.5224 | 3.7921 | 0 | 0 |  |  | 14.9418 |  | 0.3974 | 39.7402 | 7.5842 | 0 | 2014-10-17 05:30 | 12140.6667 | 12.1407
|  | 2014-10-17 18:25:02 | 40.3807 | 4.4342 | 17.7367 | 4.5333 | 4.5333 | 0.45417 | 0.45417 | 0.74333 | 0.74333 | 0.0772 | 0.0772 | 11.891 | 11.891 | -4.945 | -2.4725 | 3.5224 | 0 | 0 |  |  | 18.8009 |  | 0.43924 | 43.9237 | 7.0448 | 0 | 2014-10-17 06:00 | 11891 | 11.891
|  | 2014-10-17 18:55:02 | 38.9522 | 4.5747 | 18.2987 | 4.4747 | 4.4747 | 0.38183 | 0.38183 | 0.74267 | 0.74267 | 0 | 0 | 11.8365 | 11.8365 | -3.2178 | -1.6089 | 2.4725 | 0 | 0 |  |  | 16.8348 |  | 0.46977 | 46.9773 | 4.945 | 0 | 2014-10-17 06:30 | 11836.5 | 11.8365
|  | 2014-10-17 19:25:03 | 37.3472 | 4.8913 | 19.5653 | 4.4137 | 4.4137 | 0.35667 | 0.35667 | 0.7435 | 0.7435 | 0 | 0 | 11.6513 | 11.6513 | -0.61667 | -0.30833 | 1.6089 | 0 | 0 |  |  | 18.5871 |  | 0.52388 | 52.3877 | 3.2178 | 0 | 2014-10-17 07:00 | 11651.3333 | 11.6513
|  | 2014-10-17 19:55:02 | 35.6652 | 5.169 | 20.676 | 4.2072 | 4.2072 | 0.2815 | 0.2815 | 0.74383 | 0.74383 | 0 | 0 | 11.42 | 11.42 | 1.6633 | 0.83167 | 0.30833 | 0.83167 | 0 |  |  | 22.5368 |  | 0.57973 | 57.9725 | 0.61667 | 0 | 2014-10-17 07:30 | 11420 | 11.42
|  | 2014-10-17 20:25:03 | 33.8262 | 5.3287 | 21.3147 | 4.1133 | 4.1133 | 0.21817 | 0.21817 | 0.742 | 0.742 | 0 | 0 | 11.2093 | 11.2093 | 3.7713 | 1.8857 | 0 | 2.7173 | 0 |  |  | 22.1673 |  | 0.63012 | 63.0124 | 0 | 0 | 2014-10-17 08:00 | 11209.3333 | 11.2093
|  | 2014-10-17 20:55:03 | 32.1113 | 5.7375 | 22.95 | 4.1195 | 4.1195 | 0.219 | 0.219 | 0.74083 | 0.74083 | 0 | 0 | 10.8095 | 10.8095 | 6.7275 | 3.3638 | 0 | 6.0811 | 0 |  |  | 21.3435 |  | 0.7147 | 71.4701 | 0 | 0 | 2014-10-17 08:30 | 10809.5 | 10.8095
|  | 2014-10-17 21:25:03 | 30.195 | 5.801 | 23.204 | 4.1165 | 4.1165 | 0.176 | 0.176 | 0.74217 | 0.74217 | 0 | 0 | 10.0043 | 10.0043 | 8.048 | 4.024 | 0 | 10.1051 | 0 |  |  | 22.972 |  | 0.76847 | 76.8472 | 0 | 0 | 2014-10-17 09:00 | 10004.3333 | 10.0043
|  | 2014-10-17 21:55:02 | 28.3115 | 5.6622 | 22.6487 | 4.198 | 4.198 | 0.13867 | 0.13867 | 0.7415 | 0.7415 | 0 | 0 | 9.2342 | 9.2342 | 8.6495 | 4.3248 | 0 | 14.4298 | 0 |  |  | 21.7427 |  | 0.79998 | 79.9981 | 0 | 0 | 2014-10-17 09:30 | 9234.1667 | 9.2342
|  | 2014-10-17 22:25:02 | 26.3493 | 5.2657 | 21.0627 | 4.3302 | 4.3302 | 0.12183 | 0.12183 | 0.74283 | 0.74283 | 0 | 0 | 7.7258 | 7.7258 | 7.634 | 3.817 | 0 | 18.2468 | 0 |  |  | 20.6414 |  | 0.79936 | 79.9362 | 0 | 0 | 2014-10-17 10:00 | 7725.8333 | 7.7258
|  | 2014-10-17 22:55:01 | 24.8747 | 5.1798 | 20.7193 | 4.3358 | 4.3358 | 0.11917 | 0.11917 | 0.6585 | 0.6585 | 0 | 0 | 6.487 | 6.487 | 7.4452 | 3.7226 | 0 | 21.9694 | 0 |  |  | 22.5841 |  | 0.83295 | 83.2949 | 0 | 0 | 2014-10-17 10:30 | 6487 | 6.487
|  | 2014-10-17 23:25:01 | 24.1197 | 5.2277 | 20.9107 | 4.3393 | 4.3393 | 0.118 | 0.118 | 0.58933 | 0.58933 | 0 | 0 | 5.9415 | 5.9415 | 7.7792 | 3.8896 | 0 | 25.859 | 0 |  |  | 19.8651 |  | 0.86696 | 86.6955 | 0 | 0 | 2014-10-17 11:00 | 5941.5 | 5.9415
|  | 2014-10-17 23:55:02 | 24.4592 | 5.327 | 21.308 | 4.336 | 4.336 | 0.11667 | 0.11667 | 0.608 | 0.608 | 0 | 0 | 6.2795 | 6.2795 | 8.189 | 4.0945 | 0 | 29.9535 | 0 |  |  | 23.0126 |  | 0.87117 | 87.1166 | 0 | 0 | 2014-10-17 11:30 | 6279.5 | 6.2795
|  | 2014-10-18 00:25:01 | 24.7702 | 5.0208 | 20.0833 | 4.3362 | 4.3362 | 0.131 | 0.131 | 0.65417 | 0.65417 | 0 | 0 | 6.7413 | 6.7413 | 7.1758 | 3.5879 | 0 | 33.5414 | 0 |  |  | 20.0833 |  | 0.81079 | 81.0787 | 0 | 0 | 2014-10-17 12:00 | 6741.3333 | 6.7413
|  | 2014-10-18 00:55:01 | 24.6338 | 4.7405 | 18.962 | 4.3387 | 4.3387 | 0.15517 | 0.15517 | 0.74283 | 0.74283 | 0 | 0 | 6.6175 | 6.6175 | 6.1823 | 3.0912 | 0 | 36.6326 | 0 |  |  | 19.5309 |  | 0.76975 | 76.9754 | 0 | 0 | 2014-10-17 12:30 | 6617.5 | 6.6175
|  | 2014-10-18 01:25:01 | 24.1635 | 4.7933 | 19.1733 | 4.3407 | 4.3407 | 0.16767 | 0.16767 | 0.74067 | 0.74067 | 0 | 0 | 6.1525 | 6.1525 | 6.4113 | 3.2057 | 0 | 39.8383 | 0 |  |  | 18.0229 |  | 0.79348 | 79.3483 | 0 | 0 | 2014-10-17 13:00 | 6152.5 | 6.1525
|  | 2014-10-18 01:55:02 | 23.4927 | 4.9797 | 19.9187 | 4.2572 | 4.2572 | 0.17283 | 0.17283 | 0.606 | 0.606 | 0 | 0 | 5.7555 | 5.7555 | 7.2175 | 3.6087 | 0 | 43.447 | 0 |  |  | 19.3211 |  | 0.84787 | 84.7867 | 0 | 0 | 2014-10-17 13:30 | 5755.5 | 5.7555
|  | 2014-10-18 02:25:01 | 23.1018 | 5.0065 | 20.026 | 4.1195 | 4.1195 | 0.17217 | 0.17217 | 0.5895 | 0.5895 | 0 | 0 | 5.8125 | 5.8125 | 7.6178 | 3.8089 | 0 | 47.2559 | 0 |  |  | 22.0286 |  | 0.86686 | 86.6858 | 0 | 0 | 2014-10-17 14:00 | 5812.5 | 5.8125
|  | 2014-10-18 02:55:02 | 22.713 | 4.7645 | 19.058 | 4.1053 | 4.1053 | 0.1715 | 0.1715 | 0.59667 | 0.59667 | 0 | 0 | 5.6907 | 5.6907 | 6.9092 | 3.4546 | 0 | 50.7105 | 0 |  |  | 20.2015 |  | 0.83908 | 83.9079 | 0 | 0 | 2014-10-17 14:30 | 5690.6667 | 5.6907
|  | 2014-10-18 03:25:01 | 22.658 | 4.5798 | 18.3193 | 4.106 | 4.106 | 0.17783 | 0.17783 | 0.59767 | 0.59767 | 0 | 0 | 5.7545 | 5.7545 | 6.2973 | 3.1487 | 0 | 53.8592 | 0 |  |  | 19.0521 |  | 0.80852 | 80.8515 | 0 | 0 | 2014-10-17 15:00 | 5754.5 | 5.7545
|  | 2014-10-18 03:55:03 | 22.7777 | 4.6975 | 18.79 | 4.1542 | 4.1542 | 0.197 | 0.197 | 0.59683 | 0.59683 | 0 | 0 | 5.7273 | 5.7273 | 6.6877 | 3.3438 | 0 | 57.203 | 0 |  |  | 19.1658 |  | 0.82493 | 82.4931 | 0 | 0 | 2014-10-17 15:30 | 5727.3333 | 5.7273
|  | 2014-10-18 04:25:02 | 23.0753 | 4.9998 | 19.9993 | 4.3078 | 4.3078 | 0.214 | 0.214 | 0.5885 | 0.5885 | 0 | 0 | 5.6943 | 5.6943 | 7.7287 | 3.8643 | 0 | 61.0673 | 0 |  |  | 21.3993 |  | 0.8667 | 86.6697 | 0 | 0 | 2014-10-17 16:00 | 5694.3333 | 5.6943
|  | 2014-10-18 04:55:02 | 23.6207 | 5.3643 | 21.4573 | 4.3408 | 4.3408 | 0.2295 | 0.2295 | 0.50583 | 0.50583 | 0 | 0 | 5.8657 | 5.8657 | 8.7785 | 4.3893 | 0 | 65.4566 | 0 |  |  | 23.3885 |  | 0.90841 | 90.8414 | 0 | 0 | 2014-10-17 16:30 | 5865.6667 | 5.8657
|  | 2014-10-18 05:25:02 | 24.2352 | 5.6343 | 22.5373 | 4.339 | 4.339 | 0.23017 | 0.23017 | 0.50817 | 0.50817 | 0 | 0 | 6.3192 | 6.3192 | 9.6987 | 4.8493 | 0 | 70.3059 | 0 |  |  | 23.8896 |  | 0.92994 | 92.9943 | 0 | 0 | 2014-10-17 17:00 | 6319.1667 | 6.3192
|  | 2014-10-18 05:55:02 | 25.8148 | 5.6427 | 22.5707 | 4.3415 | 4.3415 | 0.24417 | 0.24417 | 0.6845 | 0.6845 | 0 | 0 | 7.1098 | 7.1098 | 9.1358 | 4.5679 | 0 | 74.8738 | 0 |  |  | 23.9249 |  | 0.87433 | 87.4329 | 0 | 0 | 2014-10-17 17:30 | 7109.8333 | 7.1098
|  | 2014-10-18 06:25:02 | 27.6008 | 5.7143 | 22.8573 | 4.3418 | 4.3418 | 0.242 | 0.242 | 0.7435 | 0.7435 | 0 | 0 | 8.2945 | 8.2945 | 8.8783 | 4.4392 | 0 | 79.313 | 0 |  |  | 21.2573 |  | 0.82814 | 82.8139 | 0 | 0 | 2014-10-17 18:00 | 8294.5 | 8.2945
|  | 2014-10-18 06:55:02 | 29.1528 | 5.4718 | 21.8873 | 4.3388 | 4.3388 | 0.23017 | 0.23017 | 0.74317 | 0.74317 | 0 | 0 | 9.1542 | 9.1542 | 7.2008 | 3.6004 | 0 | 82.9134 | 0 |  |  | 23.4194 |  | 0.75078 | 75.0779 | 0 | 0 | 2014-10-17 18:30 | 9154.1667 | 9.1542
|  | 2014-10-18 07:25:02 | 30.7627 | 5.4102 | 21.6407 | 4.3413 | 4.3413 | 0.268 | 0.268 | 0.743 | 0.743 | 0 | 0 | 9.5878 | 9.5878 | 5.8182 | 2.9091 | 0 | 85.8225 | 0 |  |  | 21.2079 |  | 0.70347 | 70.3472 | 0 | 0 | 2014-10-17 19:00 | 9587.8333 | 9.5878
|  | 2014-10-18 07:55:02 | 32.1107 | 5.752 | 23.008 | 4.3385 | 4.3385 | 0.336 | 0.336 | 0.7435 | 0.7435 | 0 | 0 | 9.8403 | 9.8403 | 6.1557 | 3.0778 | 0 | 88.9003 | 0 |  |  | 23.008 |  | 0.71652 | 71.6522 | 0 | 0 | 2014-10-17 19:30 | 9840.3333 | 9.8403
|  | 2014-10-18 08:25:01 | 33.0975 | 5.8975 | 23.59 | 4.3158 | 4.3158 | 0.3575 | 0.3575 | 0.74233 | 0.74233 | 0 | 0 | 10.001 | 10.001 | 5.9092 | 2.9546 | 0 | 91.8549 | 0 |  |  | 21.4669 |  | 0.71274 | 71.2743 | 0 | 0 | 2014-10-17 20:00 | 10001 | 10.001
|  | 2014-10-18 08:55:02 | 33.5815 | 6.0132 | 24.0527 | 4.1583 | 4.1583 | 0.34867 | 0.34867 | 0.74267 | 0.74267 | 0.1 | 0.1 | 10.061 | 10.061 | 5.8818 | 2.9409 | 0 | 94.7958 | 0 |  |  | 23.8121 |  | 0.71625 | 71.6248 | 0 | 0 | 2014-10-17 20:30 | 10061 | 10.061
|  | 2014-10-18 09:25:01 | 33.5822 | 6.0657 | 24.2627 | 4.1163 | 4.1163 | 0.34067 | 0.34067 | 0.742 | 0.742 | 0.1 | 0.1 | 10.1678 | 10.1678 | 6.1473 | 3.0737 | 0 | 97.8695 | 0 |  |  | 23.5348 |  | 0.72249 | 72.2487 | 0 | 0 | 2014-10-17 21:00 | 10167.8333 | 10.1678
|  | 2014-10-18 09:55:02 | 33.6523 | 6.1025 | 24.41 | 4.1147 | 4.1147 | 0.33033 | 0.33033 | 0.744 | 0.744 | 2.6896 | 2.6896 | 10.3067 | 10.3067 | 8.9429 | 4.4715 | 0 | 100 | 4.4715 |  |  | 21.969 |  | 0.72536 | 72.5358 | 0 | 0 | 2014-10-17 21:30 | 10306.6667 | 10.3067
|  | 2014-10-18 10:25:02 | 33.5797 | 6.2768 | 25.1073 | 4.1312 | 4.1312 | 0.34017 | 0.34017 | 0.7435 | 0.7435 | 2.6896 | 2.6896 | 10.3388 | 10.3388 | 9.7709 | 4.8855 | 0 | 100 | 4.8855 |  |  | 26.8648 |  | 0.74769 | 74.7695 | 0 | 0 | 2014-10-17 22:00 | 10338.8333 | 10.3388
|  | 2014-10-18 10:55:03 | 33.437 | 6.3888 | 25.5553 | 4.2327 | 4.2327 | 0.3245 | 0.3245 | 0.7435 | 0.7435 | 2.9564 | 2.9564 | 10.2303 | 10.2303 | 10.6057 | 5.3029 | 0 | 100 | 5.3029 |  |  | 24.022 |  | 0.76428 | 76.4283 | 0 | 0 | 2014-10-17 22:30 | 10230.3333 | 10.2303
|  | 2014-10-18 11:25:02 | 33.168 | 6.0965 | 24.386 | 4.332 | 4.332 | 0.29483 | 0.29483 | 0.744 | 0.744 | 2.9564 | 2.9564 | 9.9048 | 9.9048 | 9.4501 | 4.725 | 0 | 100 | 4.725 |  |  | 25.8492 |  | 0.73523 | 73.5227 | 0 | 0 | 2014-10-17 23:00 | 9904.8333 | 9.9048
|  | 2014-10-18 11:55:02 | 32.6168 | 6.0118 | 24.0473 | 4.3413 | 4.3413 | 0.29783 | 0.29783 | 0.74333 | 0.74333 | 3.6212 | 3.6212 | 9.7378 | 9.7378 | 10.172 | 5.086 | 0 | 100 | 5.086 |  |  | 26.2116 |  | 0.73727 | 73.7268 | 0 | 0 | 2014-10-17 23:30 | 9737.8333 | 9.7378
|  | 2014-10-18 12:25:03 | 32.0947 | 6.0123 | 24.0493 | 4.3247 | 4.3247 | 0.29317 | 0.29317 | 0.74417 | 0.74417 | 3.6212 | 3.6212 | 9.312 | 9.312 | 10.2499 | 5.1249 | 0 | 100 | 5.1249 |  |  | 21.8849 |  | 0.74932 | 74.9325 | 0 | 0 | 2014-10-18 | 9312 | 9.312
|  | 2014-10-18 12:55:02 | 31.4153 | 6.087 | 24.348 | 4.3335 | 4.3335 | 0.2805 | 0.2805 | 0.74417 | 0.74417 | 3.9152 | 3.9152 | 8.9212 | 8.9212 | 11.1272 | 5.5636 | 0 | 100 | 5.5636 |  |  | 25.0784 |  | 0.77504 | 77.5036 | 0 | 0 | 2014-10-18 00:30 | 8921.1667 | 8.9212
|  | 2014-10-18 13:25:03 | 30.9905 | 5.9953 | 23.9813 | 4.327 | 4.327 | 0.29167 | 0.29167 | 0.74317 | 0.74317 | 3.9152 | 3.9152 | 8.7385 | 8.7385 | 11.0064 | 5.5032 | 0 | 100 | 5.5032 |  |  | 22.5425 |  | 0.77383 | 77.3829 | 0 | 0 | 2014-10-18 01:00 | 8738.5 | 8.7385
|  | 2014-10-18 13:55:03 | 30.7488 | 5.8718 | 23.4873 | 4.3267 | 4.3267 | 0.306 | 0.306 | 0.74283 | 0.74283 | 4.1244 | 4.1244 | 8.5623 | 8.5623 | 10.8007 | 5.4004 | 0 | 100 | 5.4004 |  |  | 21.3735 |  | 0.76384 | 76.3845 | 0 | 0 | 2014-10-18 01:30 | 8562.3333 | 8.5623
|  | 2014-10-18 14:25:03 | 30.6467 | 5.6038 | 22.4153 | 4.3325 | 4.3325 | 0.31083 | 0.31083 | 0.74367 | 0.74367 | 4.1244 | 4.1244 | 8.5967 | 8.5967 | 9.8767 | 4.9384 | 0 | 100 | 4.9384 |  |  | 21.5187 |  | 0.73141 | 73.1412 | 0 | 0 | 2014-10-18 02:00 | 8596.6667 | 8.5967
|  | 2014-10-18 14:55:02 | 30.9795 | 5.5743 | 22.2973 | 4.3342 | 4.3342 | 0.31117 | 0.31117 | 0.74317 | 0.74317 | 2.99 | 2.99 | 8.9922 | 8.9922 | 8.6885 | 4.3442 | 0 | 100 | 4.3442 |  |  | 24.3041 |  | 0.71974 | 71.9745 | 0 | 0 | 2014-10-18 02:30 | 8992.1667 | 8.9922
|  | 2014-10-18 15:25:01 | 31.7018 | 5.659 | 22.636 | 4.3333 | 4.3333 | 0.313 | 0.313 | 0.74367 | 0.74367 | 2.99 | 2.99 | 9.5635 | 9.5635 | 8.8777 | 4.4388 | 0 | 100 | 4.4388 |  |  | 24.6732 |  | 0.71403 | 71.4028 | 0 | 0 | 2014-10-18 03:00 | 9563.5 | 9.5635
|  | 2014-10-18 15:55:03 | 32.8612 | 5.6387 | 22.5547 | 4.2272 | 4.2272 | 0.35283 | 0.35283 | 0.74367 | 0.74367 | 2.0572 | 2.0572 | 10.1193 | 10.1193 | 7.1937 | 3.5968 | 0 | 100 | 3.5968 |  |  | 23.6824 |  | 0.68636 | 68.6362 | 0 | 0 | 2014-10-18 03:30 | 10119.3333 | 10.1193
|  | 2014-10-18 16:25:01 | 33.991 | 5.7612 | 23.0447 | 4.1177 | 4.1177 | 0.40717 | 0.40717 | 0.7435 | 0.7435 | 2.0572 | 2.0572 | 10.4757 | 10.4757 | 6.8549 | 3.4274 | 0 | 100 | 3.4274 |  |  | 22.5838 |  | 0.67796 | 67.7964 | 0 | 0 | 2014-10-18 04:00 | 10475.6667 | 10.4757
|  | 2014-10-18 16:55:02 | 35.3465 | 5.9803 | 23.9213 | 4.112 | 4.112 | 0.47533 | 0.47533 | 0.7425 | 0.7425 | 0.4224 | 0.4224 | 10.6768 | 10.6768 | 5.0039 | 2.502 | 0 | 100 | 2.502 |  |  | 26.3135 |  | 0.67677 | 67.6767 | 0 | 0 | 2014-10-18 04:30 | 10676.8333 | 10.6768
|  | 2014-10-18 17:25:04 | 37.4945 | 5.9313 | 23.7253 | 4.1058 | 4.1058 | 0.4505 | 0.4505 | 0.7435 | 0.7435 | 0.4224 | 0.4224 | 10.8722 | 10.8722 | 2.8252 | 1.4126 | 0 | 100 | 1.4126 |  |  | 22.3018 |  | 0.63277 | 63.2768 | 0 | 0 | 2014-10-18 05:00 | 10872.1667 | 10.8722
|  | 2014-10-18 17:55:03 | 37.3792 | 5.9473 | 23.7893 | 4.1697 | 4.1697 | 0.37733 | 0.37733 | 0.7435 | 0.7435 | 0.0372 | 0.0372 | 10.8242 | 10.8242 | 2.562 | 1.281 | 0 | 100 | 1.281 |  |  | 25.6925 |  | 0.63643 | 63.6433 | 0 | 0 | 2014-10-18 05:30 | 10824.1667 | 10.8242
|  | 2014-10-18 18:25:01 | 36.2127 | 6.0182 | 24.0727 | 4.3217 | 4.3217 | 0.365 | 0.365 | 0.744 | 0.744 | 0.0372 | 0.0372 | 10.5075 | 10.5075 | 3.8354 | 1.9177 | 0 | 100 | 1.9177 |  |  | 23.3505 |  | 0.66476 | 66.4758 | 0 | 0 | 2014-10-18 06:00 | 10507.5 | 10.5075
|  | 2014-10-18 18:55:03 | 34.7548 | 5.9525 | 23.81 | 4.331 | 4.331 | 0.3845 | 0.3845 | 0.74417 | 0.74417 | 0 | 0 | 9.5002 | 9.5002 | 4.015 | 2.0075 | 0 | 100 | 2.0075 |  |  | 24.2862 |  | 0.68508 | 68.5085 | 0 | 0 | 2014-10-18 06:30 | 9500.1667 | 9.5002
|  | 2014-10-18 19:25:01 | 33.4912 | 5.8643 | 23.4573 | 4.3325 | 4.3325 | 0.39017 | 0.39017 | 0.7435 | 0.7435 | 0 | 0 | 8.825 | 8.825 | 4.2573 | 2.1287 | 0 | 100 | 2.1287 |  |  | 23.9265 |  | 0.7004 | 70.0404 | 0 | 0 | 2014-10-18 07:00 | 8825 | 8.825
|  | 2014-10-18 19:55:03 | 32.2957 | 5.4832 | 21.9327 | 4.3385 | 4.3385 | 0.35633 | 0.35633 | 0.74383 | 0.74383 | 0 | 0 | 8.6758 | 8.6758 | 3.7515 | 1.8758 | 0 | 100 | 1.8758 |  |  | 22.5906 |  | 0.67912 | 67.9121 | 0 | 0 | 2014-10-18 07:30 | 8675.8333 | 8.6758
|  | 2014-10-18 20:25:01 | 30.9825 | 5.3707 | 21.4827 | 4.3335 | 4.3335 | 0.3195 | 0.3195 | 0.744 | 0.744 | 0 | 0 | 8.5738 | 8.5738 | 4.471 | 2.2355 | 0 | 100 | 2.2355 |  |  | 22.9865 |  | 0.69338 | 69.3381 | 0 | 0 | 2014-10-18 08:00 | 8573.8333 | 8.5738
|  | 2014-10-18 20:55:03 | 29.7277 | 5.2802 | 21.1207 | 4.343 | 4.343 | 0.29433 | 0.29433 | 0.743 | 0.743 | 0 | 0 | 8.0007 | 8.0007 | 4.774 | 2.387 | 0 | 100 | 2.387 |  |  | 22.8103 |  | 0.71047 | 71.0472 | 0 | 0 | 2014-10-18 08:30 | 8000.6667 | 8.0007
|  | 2014-10-18 21:25:02 | 28.437 | 5.2192 | 20.8767 | 4.3357 | 4.3357 | 0.29683 | 0.29683 | 0.74333 | 0.74333 | 0 | 0 | 7.3772 | 7.3772 | 5.1927 | 2.5963 | 0 | 100 | 2.5963 |  |  | 21.9205 |  | 0.73414 | 73.4137 | 0 | 0 | 2014-10-18 09:00 | 7377.1667 | 7.3772
|  | 2014-10-18 21:55:02 | 26.9832 | 5.216 | 20.864 | 4.3208 | 4.3208 | 0.26933 | 0.26933 | 0.744 | 0.744 | 0 | 0 | 7.3237 | 7.3237 | 6.5387 | 3.2693 | 0 | 100 | 3.2693 |  |  | 21.9072 |  | 0.77322 | 77.3223 | 0 | 0 | 2014-10-18 09:30 | 7323.6667 | 7.3237
|  | 2014-10-18 22:25:02 | 25.4947 | 5.1532 | 20.6127 | 4.164 | 4.164 | 0.25767 | 0.25767 | 0.74383 | 0.74383 | 0 | 0 | 6.9862 | 6.9862 | 7.2697 | 3.6348 | 0 | 100 | 3.6348 |  |  | 22.2617 |  | 0.80851 | 80.8509 | 0 | 0 | 2014-10-18 10:00 | 6986.1667 | 6.9862
|  | 2014-10-18 22:55:01 | 24.209 | 4.7947 | 19.1787 | 4.1143 | 4.1143 | 0.26817 | 0.26817 | 0.637 | 0.637 | 0 | 0 | 6.2318 | 6.2318 | 6.221 | 3.1105 | 0 | 100 | 3.1105 |  |  | 18.0279 |  | 0.79221 | 79.2212 | 0 | 0 | 2014-10-18 10:30 | 6231.8333 | 6.2318
|  | 2014-10-18 23:25:02 | 23.3872 | 4.3873 | 17.5493 | 4.1125 | 4.1125 | 0.281 | 0.281 | 0.54733 | 0.54733 | 0 | 0 | 6.0802 | 6.0802 | 5.1832 | 2.5916 | 0 | 100 | 2.5916 |  |  | 18.4268 |  | 0.75038 | 75.0383 | 0 | 0 | 2014-10-18 11:00 | 6080.1667 | 6.0802
|  | 2014-10-18 23:55:02 | 23.2732 | 4.345 | 17.38 | 4.1113 | 4.1113 | 0.28 | 0.28 | 0.63667 | 0.63667 | 0 | 0 | 6.0273 | 6.0273 | 5.1622 | 2.5811 | 0 | 100 | 2.5811 |  |  | 16.3372 |  | 0.74678 | 74.6783 | 0 | 0 | 2014-10-18 11:30 | 6027.3333 | 6.0273
|  | 2014-10-19 00:25:01 | 23.4602 | 4.4292 | 17.7167 | 4.1763 | 4.1763 | 0.27217 | 0.27217 | 0.646 | 0.646 | 0 | 0 | 6.1192 | 6.1192 | 5.4702 | 2.7351 | 0 | 100 | 2.7351 |  |  | 17.7167 |  | 0.75518 | 75.5181 | 0 | 0 | 2014-10-18 12:00 | 6119.1667 | 6.1192
|  | 2014-10-19 00:55:01 | 23.7067 | 4.4202 | 17.6807 | 4.3227 | 4.3227 | 0.26267 | 0.26267 | 0.65283 | 0.65283 | 0 | 0 | 6.1487 | 6.1487 | 5.3608 | 2.6804 | 0 | 100 | 2.6804 |  |  | 19.0951 |  | 0.74581 | 74.581 | 0 | 0 | 2014-10-18 12:30 | 6148.6667 | 6.1487
|  | 2014-10-19 01:25:01 | 23.4228 | 4.4202 | 17.6807 | 4.3372 | 4.3372 | 0.24733 | 0.24733 | 0.66767 | 0.66767 | 0 | 0 | 5.9995 | 5.9995 | 5.5095 | 2.7548 | 0 | 100 | 2.7548 |  |  | 16.2662 |  | 0.75485 | 75.4847 | 0 | 0 | 2014-10-18 13:00 | 5999.5 | 5.9995
|  | 2014-10-19 01:55:02 | 22.9692 | 4.3272 | 17.3087 | 4.3297 | 4.3297 | 0.23783 | 0.23783 | 0.74217 | 0.74217 | 0 | 0 | 6.1713 | 6.1713 | 5.8205 | 2.9103 | 0 | 100 | 2.9103 |  |  | 17.1356 |  | 0.75356 | 75.3561 | 0 | 0 | 2014-10-18 13:30 | 6171.3333 | 6.1713
|  | 2014-10-19 02:25:02 | 22.6685 | 4.6968 | 18.7873 | 4.369 | 4.369 | 0.22083 | 0.22083 | 0.67567 | 0.67567 | 0 | 0 | 5.8388 | 5.8388 | 7.2232 | 3.6116 | 0 | 100 | 3.6116 |  |  | 17.2843 |  | 0.82879 | 82.8786 | 0 | 0 | 2014-10-18 14:00 | 5838.8333 | 5.8388
|  | 2014-10-19 02:55:02 | 22.3477 | 4.6153 | 18.4613 | 4.3757 | 4.3757 | 0.21933 | 0.21933 | 0.59983 | 0.59983 | 0 | 0 | 5.6895 | 5.6895 | 6.998 | 3.499 | 0 | 100 | 3.499 |  |  | 16.7998 |  | 0.8261 | 82.6097 | 0 | 0 | 2014-10-18 14:30 | 5689.5 | 5.6895
|  | 2014-10-19 03:25:02 | 22.0945 | 4.5168 | 18.0673 | 4.3773 | 4.3773 | 0.2085 | 0.2085 | 0.53783 | 0.53783 | 0 | 0 | 5.5737 | 5.5737 | 6.6702 | 3.3351 | 0 | 100 | 3.3351 |  |  | 16.6219 |  | 0.81773 | 81.773 | 0 | 0 | 2014-10-18 15:00 | 5573.6667 | 5.5737
|  | 2014-10-19 03:55:03 | 22.0182 | 4.5933 | 18.3733 | 4.3778 | 4.3778 | 0.20317 | 0.20317 | 0.49867 | 0.49867 | 0 | 0 | 5.3978 | 5.3978 | 6.8327 | 3.4163 | 0 | 100 | 3.4163 |  |  | 20.0269 |  | 0.83446 | 83.4462 | 0 | 0 | 2014-10-18 15:30 | 5397.8333 | 5.3978
|  | 2014-10-19 04:25:02 | 22.1663 | 4.6388 | 18.5553 | 4.3798 | 4.3798 | 0.20017 | 0.20017 | 0.49833 | 0.49833 | 0 | 0 | 5.5698 | 5.5698 | 7.0372 | 3.5186 | 0 | 100 | 3.5186 |  |  | 18.9264 |  | 0.8371 | 83.7095 | 0 | 0 | 2014-10-18 16:00 | 5569.8333 | 5.5698
|  | 2014-10-19 04:55:02 | 22.4102 | 4.6542 | 18.6167 | 4.3773 | 4.3773 | 0.2025 | 0.2025 | 0.54133 | 0.54133 | 0 | 0 | 5.8302 | 5.8302 | 7.1578 | 3.5789 | 0 | 100 | 3.5789 |  |  | 17.6858 |  | 0.83072 | 83.0724 | 0 | 0 | 2014-10-18 16:30 | 5830.1667 | 5.8302
|  | 2014-10-19 05:25:03 | 22.9938 | 4.9093 | 19.6373 | 4.378 | 4.378 | 0.2045 | 0.2045 | 0.55783 | 0.55783 | 0 | 0 | 6.0132 | 6.0132 | 7.797 | 3.8985 | 0 | 100 | 3.8985 |  |  | 18.2627 |  | 0.85403 | 85.4026 | 0 | 0 | 2014-10-18 17:00 | 6013.1667 | 6.0132
|  | 2014-10-19 05:55:02 | 22.7918 | 4.9033 | 19.6133 | 4.38 | 4.38 | 0.23817 | 0.23817 | 0.4745 | 0.4745 | 0 | 0 | 5.554 | 5.554 | 7.4682 | 3.7341 | 0 | 100 | 3.7341 |  |  | 19.8095 |  | 0.86054 | 86.0542 | 0 | 0 | 2014-10-18 17:30 | 5554 | 5.554
|  | 2014-10-19 06:25:02 | 23.314 | 5.0097 | 20.0387 | 4.3772 | 4.3772 | 0.26167 | 0.26167 | 0.494 | 0.494 | 0 | 0 | 5.8085 | 5.8085 | 7.666 | 3.833 | 0 | 100 | 3.833 |  |  | 20.0387 |  | 0.85951 | 85.9512 | 0 | 0 | 2014-10-18 18:00 | 5808.5 | 5.8085
|  | 2014-10-19 06:55:03 | 24.5805 | 5.0985 | 20.394 | 4.3765 | 4.3765 | 0.2755 | 0.2755 | 0.59983 | 0.59983 | 0 | 0 | 6.4423 | 6.4423 | 7.5077 | 3.7538 | 0 | 100 | 3.7538 |  |  | 22.4334 |  | 0.82968 | 82.9682 | 0 | 0 | 2014-10-18 18:30 | 6442.3333 | 6.4423
|  | 2014-10-19 07:25:02 | 26.193 | 5.1165 | 20.466 | 4.374 | 4.374 | 0.29567 | 0.29567 | 0.706 | 0.706 | 0 | 0 | 6.9425 | 6.9425 | 6.5912 | 3.2956 | 0 | 100 | 3.2956 |  |  | 22.3079 |  | 0.78135 | 78.1354 | 0 | 0 | 2014-10-18 19:00 | 6942.5 | 6.9425
|  | 2014-10-19 07:55:02 | 27.5153 | 5.1848 | 20.7393 | 4.3798 | 4.3798 | 0.34617 | 0.34617 | 0.74283 | 0.74283 | 0 | 0 | 7.346 | 7.346 | 6.0388 | 3.0194 | 0 | 100 | 3.0194 |  |  | 22.8133 |  | 0.75374 | 75.3737 | 0 | 0 | 2014-10-18 19:30 | 7346 | 7.346
|  | 2014-10-19 08:25:01 | 28.5668 | 5.1685 | 20.674 | 4.3748 | 4.3748 | 0.35733 | 0.35733 | 0.74333 | 0.74333 | 0 | 0 | 7.5342 | 7.5342 | 5.1168 | 2.5584 | 0 | 100 | 2.5584 |  |  | 22.1212 |  | 0.72371 | 72.3706 | 0 | 0 | 2014-10-18 20:00 | 7534.1667 | 7.5342
|  | 2014-10-19 08:55:03 | 29.384 | 5.3495 | 21.398 | 4.3708 | 4.3708 | 0.361 | 0.361 | 0.7435 | 0.7435 | 0 | 0 | 7.9283 | 7.9283 | 5.4177 | 2.7088 | 0 | 100 | 2.7088 |  |  | 20.1141 |  | 0.72822 | 72.8219 | 0 | 0 | 2014-10-18 20:30 | 7928.3333 | 7.9283
|  | 2014-10-19 09:25:02 | 29.9742 | 5.2117 | 20.8467 | 4.372 | 4.372 | 0.36333 | 0.36333 | 0.7435 | 0.7435 | 0 | 0 | 8.2465 | 8.2465 | 4.5978 | 2.2989 | 0 | 100 | 2.2989 |  |  | 20.6382 |  | 0.69549 | 69.5488 | 0 | 0 | 2014-10-18 21:00 | 8246.5 | 8.2465
|  | 2014-10-19 09:55:03 | 30.2148 | 5.5445 | 22.178 | 4.373 | 4.373 | 0.361 | 0.361 | 0.7435 | 0.7435 | 1.0796 | 1.0796 | 8.3955 | 8.3955 | 6.9158 | 3.4579 | 0 | 100 | 3.4579 |  |  | 22.6216 |  | 0.73401 | 73.401 | 0 | 0 | 2014-10-18 21:30 | 8395.5 | 8.3955
|  | 2014-10-19 10:25:02 | 30.3817 | 5.6378 | 22.5513 | 4.3697 | 4.3697 | 0.359 | 0.359 | 0.74433 | 0.74433 | 1.0796 | 1.0796 | 8.4625 | 8.4625 | 7.1848 | 3.5924 | 0 | 100 | 3.5924 |  |  | 23.4534 |  | 0.74227 | 74.2268 | 0 | 0 | 2014-10-18 22:00 | 8462.5 | 8.4625
|  | 2014-10-19 10:55:03 | 30.6222 | 5.8732 | 23.4927 | 4.3757 | 4.3757 | 0.35333 | 0.35333 | 0.74317 | 0.74317 | 1.6764 | 1.6764 | 8.4803 | 8.4803 | 8.4994 | 4.2497 | 0 | 100 | 4.2497 |  |  | 23.2577 |  | 0.76718 | 76.7178 | 0 | 0 | 2014-10-18 22:30 | 8480.3333 | 8.4803
|  | 2014-10-19 11:25:03 | 30.679 | 5.8877 | 23.5507 | 4.3822 | 4.3822 | 0.34467 | 0.34467 | 0.7425 | 0.7425 | 1.6764 | 1.6764 | 8.4168 | 8.4168 | 8.4342 | 4.2171 | 0 | 100 | 4.2171 |  |  | 22.1376 |  | 0.76765 | 76.7648 | 0 | 0 | 2014-10-18 23:00 | 8416.8333 | 8.4168
|  | 2014-10-19 11:55:03 | 30.375 | 5.9538 | 23.8153 | 4.3985 | 4.3985 | 0.32833 | 0.32833 | 0.743 | 0.743 | 2.062 | 2.062 | 8.1457 | 8.1457 | 9.1178 | 4.5589 | 0 | 100 | 4.5589 |  |  | 25.2443 |  | 0.78404 | 78.4044 | 0 | 0 | 2014-10-18 23:30 | 8145.6667 | 8.1457
|  | 2014-10-19 12:25:03 | 29.8657 | 5.9105 | 23.642 | 4.4005 | 4.4005 | 0.34767 | 0.34767 | 0.74433 | 0.74433 | 2.062 | 2.062 | 7.8447 | 7.8447 | 9.1755 | 4.5878 | 0 | 100 | 4.5878 |  |  | 24.1148 |  | 0.79161 | 79.1611 | 0 | 0 | 2014-10-19 | 7844.6667 | 7.8447
|  | 2014-10-19 12:55:01 | 29.5543 | 5.8662 | 23.4647 | 4.4092 | 4.4092 | 0.35083 | 0.35083 | 0.744 | 0.744 | 2.0468 | 2.0468 | 7.6658 | 7.6658 | 9.127 | 4.5635 | 0 | 100 | 4.5635 |  |  | 22.0568 |  | 0.79395 | 79.395 | 0 | 0 | 2014-10-19 00:30 | 7665.8333 | 7.6658
|  | 2014-10-19 13:25:02 | 29.4585 | 5.7858 | 23.1433 | 4.4063 | 4.4063 | 0.3465 | 0.3465 | 0.74383 | 0.74383 | 2.0468 | 2.0468 | 7.7422 | 7.7422 | 8.9705 | 4.4852 | 0 | 100 | 4.4852 |  |  | 23.1433 |  | 0.78562 | 78.5625 | 0 | 0 | 2014-10-19 01:00 | 7742.1667 | 7.7422
|  | 2014-10-19 13:55:01 | 29.5693 | 5.7152 | 22.8607 | 4.4087 | 4.4087 | 0.35767 | 0.35767 | 0.74383 | 0.74383 | 2.1924 | 2.1924 | 7.9287 | 7.9287 | 8.9226 | 4.4613 | 0 | 100 | 4.4613 |  |  | 21.9462 |  | 0.77312 | 77.3121 | 0 | 0 | 2014-10-19 01:30 | 7928.6667 | 7.9287
|  | 2014-10-19 14:25:04 | 29.9173 | 5.855 | 23.42 | 4.4078 | 4.4078 | 0.36633 | 0.36633 | 0.744 | 0.744 | 2.1924 | 2.1924 | 8.0868 | 8.0868 | 9.3001 | 4.65 | 0 | 100 | 4.65 |  |  | 25.5278 |  | 0.78282 | 78.2824 | 0 | 0 | 2014-10-19 02:00 | 8086.8333 | 8.0868
|  | 2014-10-19 14:55:03 | 30.646 | 5.8913 | 23.5653 | 4.405 | 4.405 | 0.38617 | 0.38617 | 0.74333 | 0.74333 | 1.5008 | 1.5008 | 8.4323 | 8.4323 | 8.387 | 4.1935 | 0 | 100 | 4.1935 |  |  | 25.2149 |  | 0.76895 | 76.8953 | 0 | 0 | 2014-10-19 02:30 | 8432.3333 | 8.4323
|  | 2014-10-19 15:25:01 | 31.6757 | 5.8963 | 23.5853 | 4.41 | 4.41 | 0.387 | 0.387 | 0.74367 | 0.74367 | 1.5008 | 1.5008 | 8.9978 | 8.9978 | 7.949 | 3.9745 | 0 | 100 | 3.9745 |  |  | 21.2268 |  | 0.74459 | 74.4588 | 0 | 0 | 2014-10-19 03:00 | 8997.8333 | 8.9978
|  | 2014-10-19 15:55:02 | 32.969 | 5.8753 | 23.5013 | 4.4072 | 4.4072 | 0.41183 | 0.41183 | 0.74417 | 0.74417 | 0.9408 | 0.9408 | 9.22 | 9.22 | 6.2563 | 3.1281 | 0 | 100 | 3.1281 |  |  | 22.0913 |  | 0.71283 | 71.2831 | 0 | 0 | 2014-10-19 03:30 | 9220 | 9.22
|  | 2014-10-19 16:25:01 | 33.9128 | 5.9758 | 23.9033 | 4.412 | 4.412 | 0.4255 | 0.4255 | 0.74417 | 0.74417 | 0.9408 | 0.9408 | 9.4792 | 9.4792 | 5.9921 | 2.9961 | 0 | 100 | 2.9961 |  |  | 24.6204 |  | 0.70485 | 70.4846 | 0 | 0 | 2014-10-19 04:00 | 9479.1667 | 9.4792
|  | 2014-10-19 16:55:02 | 35.1562 | 5.9483 | 23.7933 | 4.4047 | 4.4047 | 0.42083 | 0.42083 | 0.7445 | 0.7445 | 0.5004 | 0.5004 | 9.9593 | 9.9593 | 4.6669 | 2.3334 | 0 | 100 | 2.3334 |  |  | 25.4589 |  | 0.67679 | 67.679 | 0 | 0 | 2014-10-19 04:30 | 9959.3333 | 9.9593
|  | 2014-10-19 17:25:01 | 37.273 | 6.024 | 24.096 | 4.4038 | 4.4038 | 0.40833 | 0.40833 | 0.7515 | 0.7515 | 0.5004 | 0.5004 | 10.339 | 10.339 | 3.2261 | 1.613 | 0 | 100 | 1.613 |  |  | 24.5779 |  | 0.64647 | 64.6473 | 0 | 0 | 2014-10-19 05:00 | 10339 | 10.339
|  | 2014-10-19 17:55:03 | 37.449 | 6.0618 | 24.2473 | 4.3997 | 4.3997 | 0.42517 | 0.42517 | 0.75167 | 0.75167 | 0.0704 | 0.0704 | 10.1705 | 10.1705 | 2.6157 | 1.3079 | 0 | 100 | 1.3079 |  |  | 25.4597 |  | 0.64748 | 64.7476 | 0 | 0 | 2014-10-19 05:30 | 10170.5 | 10.1705
|  | 2014-10-19 18:25:02 | 36.4688 | 6.0283 | 24.1133 | 4.4143 | 4.4143 | 0.44167 | 0.44167 | 0.7515 | 0.7515 | 0.0704 | 0.0704 | 9.661 | 9.661 | 2.9834 | 1.4917 | 0 | 100 | 1.4917 |  |  | 24.3545 |  | 0.6612 | 66.1204 | 0 | 0 | 2014-10-19 06:00 | 9661 | 9.661
|  | 2014-10-19 18:55:03 | 35.288 | 6.0263 | 24.1053 | 4.4147 | 4.4147 | 0.45033 | 0.45033 | 0.75183 | 0.75183 | 0 | 0 | 9.5583 | 9.5583 | 3.9925 | 1.9962 | 0 | 100 | 1.9962 |  |  | 25.3106 |  | 0.6831 | 68.3103 | 0 | 0 | 2014-10-19 06:30 | 9558.3333 | 9.5583
|  | 2014-10-19 19:25:04 | 34.3187 | 5.9387 | 23.7547 | 4.417 | 4.417 | 0.44067 | 0.44067 | 0.75233 | 0.75233 | 0 | 0 | 9.37 | 9.37 | 4.416 | 2.208 | 0 | 100 | 2.208 |  |  | 23.2796 |  | 0.69218 | 69.2179 | 0 | 0 | 2014-10-19 07:00 | 9370 | 9.37
|  | 2014-10-19 19:55:02 | 33.2168 | 5.8478 | 23.3913 | 4.4215 | 4.4215 | 0.4135 | 0.4135 | 0.75183 | 0.75183 | 0 | 0 | 9.3448 | 9.3448 | 5.1062 | 2.5531 | 0 | 100 | 2.5531 |  |  | 22.4557 |  | 0.7042 | 70.4201 | 0 | 0 | 2014-10-19 07:30 | 9344.8333 | 9.3448
|  | 2014-10-19 20:25:03 | 31.8103 | 5.6933 | 22.7733 | 4.421 | 4.421 | 0.39983 | 0.39983 | 0.749 | 0.749 | 0 | 0 | 8.9307 | 8.9307 | 5.4635 | 2.7317 | 0 | 100 | 2.7317 |  |  | 21.4069 |  | 0.71591 | 71.591 | 0 | 0 | 2014-10-19 08:00 | 8930.6667 | 8.9307
|  | 2014-10-19 20:55:02 | 30.213 | 5.5625 | 22.25 | 4.4212 | 4.4212 | 0.40083 | 0.40083 | 0.74917 | 0.74917 | 0 | 0 | 8.4305 | 8.4305 | 6.0387 | 3.0193 | 0 | 100 | 3.0193 |  |  | 22.9175 |  | 0.73644 | 73.6438 | 0 | 0 | 2014-10-19 08:30 | 8430.5 | 8.4305
|  | 2014-10-19 21:25:02 | 28.5417 | 5.5238 | 22.0953 | 4.423 | 4.423 | 0.40083 | 0.40083 | 0.75083 | 0.75083 | 0 | 0 | 7.6353 | 7.6353 | 6.7637 | 3.3818 | 0 | 100 | 3.3818 |  |  | 20.9906 |  | 0.77414 | 77.4143 | 0 | 0 | 2014-10-19 09:00 | 7635.3333 | 7.6353
|  | 2014-10-19 21:55:02 | 26.6332 | 5.4405 | 21.762 | 4.422 | 4.422 | 0.38683 | 0.38683 | 0.752 | 0.752 | 0 | 0 | 7.023 | 7.023 | 7.7127 | 3.8563 | 0 | 100 | 3.8563 |  |  | 21.5444 |  | 0.8171 | 81.7101 | 0 | 0 | 2014-10-19 09:30 | 7023 | 7.023
|  | 2014-10-19 22:25:01 | 25.0588 | 5.2243 | 20.8973 | 4.4292 | 4.4292 | 0.37367 | 0.37367 | 0.752 | 0.752 | 0 | 0 | 6.9303 | 6.9303 | 8.3237 | 4.1618 | 0 | 100 | 4.1618 |  |  | 22.1512 |  | 0.83393 | 83.3931 | 0 | 0 | 2014-10-19 10:00 | 6930.3333 | 6.9303
|  | 2014-10-19 22:55:01 | 24.3408 | 5.1943 | 20.7773 | 4.4273 | 4.4273 | 0.36983 | 0.36983 | 0.72433 | 0.72433 | 0 | 0 | 6.583 | 6.583 | 8.541 | 4.2705 | 0 | 100 | 4.2705 |  |  | 22.024 |  | 0.8536 | 85.36 | 0 | 0 | 2014-10-19 10:30 | 6583 | 6.583
|  | 2014-10-19 23:25:01 | 23.7493 | 5.1407 | 20.5627 | 4.423 | 4.423 | 0.37117 | 0.37117 | 0.65633 | 0.65633 | 0 | 0 | 6.0148 | 6.0148 | 8.2787 | 4.1393 | 0 | 100 | 4.1393 |  |  | 22.0021 |  | 0.86582 | 86.5821 | 0 | 0 | 2014-10-19 11:00 | 6014.8333 | 6.0148
|  | 2014-10-19 23:55:02 | 23.5762 | 5.0275 | 20.11 | 4.4232 | 4.4232 | 0.34817 | 0.34817 | 0.65817 | 0.65817 | 0 | 0 | 6.0847 | 6.0847 | 8.048 | 4.024 | 0 | 100 | 4.024 |  |  | 20.11 |  | 0.85298 | 85.298 | 0 | 0 | 2014-10-19 11:30 | 6084.6667 | 6.0847
|  | 2014-10-20 00:25:02 | 23.8992 | 4.9418 | 19.7673 | 4.425 | 4.425 | 0.33133 | 0.33133 | 0.70467 | 0.70467 | 0 | 0 | 6.2798 | 6.2798 | 7.609 | 3.8045 | 0 | 100 | 3.8045 |  |  | 21.5464 |  | 0.82711 | 82.7114 | 0 | 0 | 2014-10-19 12:00 | 6279.8333 | 6.2798
|  | 2014-10-20 00:55:01 | 23.7653 | 4.8745 | 19.498 | 4.4272 | 4.4272 | 0.33433 | 0.33433 | 0.75 | 0.75 | 0 | 0 | 6.3332 | 6.3332 | 7.5773 | 3.7887 | 0 | 100 | 3.7887 |  |  | 18.1331 |  | 0.82044 | 82.0439 | 0 | 0 | 2014-10-19 12:30 | 6333.1667 | 6.3332
|  | 2014-10-20 01:25:02 | 23.5137 | 4.7775 | 19.11 | 4.4267 | 4.4267 | 0.3345 | 0.3345 | 0.75217 | 0.75217 | 0 | 0 | 6.2997 | 6.2997 | 7.4093 | 3.7047 | 0 | 100 | 3.7047 |  |  | 20.8299 |  | 0.81272 | 81.2719 | 0 | 0 | 2014-10-19 13:00 | 6299.6667 | 6.2997
|  | 2014-10-20 01:55:03 | 23.4617 | 4.6687 | 18.6747 | 4.42 | 4.42 | 0.33467 | 0.33467 | 0.751 | 0.751 | 0 | 0 | 6.4072 | 6.4072 | 7.1258 | 3.5629 | 0 | 100 | 3.5629 |  |  | 17.1807 |  | 0.79597 | 79.5965 | 0 | 0 | 2014-10-19 13:30 | 6407.1667 | 6.4072
|  | 2014-10-20 02:25:03 | 23.3883 | 4.772 | 19.088 | 4.4227 | 4.4227 | 0.33467 | 0.33467 | 0.7045 | 0.7045 | 0 | 0 | 6.3312 | 6.3312 | 7.4927 | 3.7463 | 0 | 100 | 3.7463 |  |  | 19.6606 |  | 0.81613 | 81.6133 | 0 | 0 | 2014-10-19 14:00 | 6331.1667 | 6.3312
|  | 2014-10-20 02:55:03 | 23.372 | 4.7785 | 19.114 | 4.4178 | 4.4178 | 0.32483 | 0.32483 | 0.656 | 0.656 | 0 | 0 | 6.4028 | 6.4028 | 7.5435 | 3.7718 | 0 | 100 | 3.7718 |  |  | 20.2608 |  | 0.81782 | 81.7816 | 0 | 0 | 2014-10-19 14:30 | 6402.8333 | 6.4028
|  | 2014-10-20 03:25:03 | 23.3707 | 4.717 | 18.868 | 4.4233 | 4.4233 | 0.31717 | 0.31717 | 0.65617 | 0.65617 | 0 | 0 | 6.4338 | 6.4338 | 7.3278 | 3.6639 | 0 | 100 | 3.6639 |  |  | 17.1699 |  | 0.80734 | 80.7337 | 0 | 0 | 2014-10-19 15:00 | 6433.8333 | 6.4338
|  | 2014-10-20 03:55:02 | 23.5945 | 4.6955 | 18.782 | 4.4242 | 4.4242 | 0.3165 | 0.3165 | 0.6285 | 0.6285 | 0 | 0 | 6.551 | 6.551 | 7.1077 | 3.5538 | 0 | 100 | 3.5538 |  |  | 18.782 |  | 0.79603 | 79.6033 | 0 | 0 | 2014-10-19 15:30 | 6551 | 6.551
|  | 2014-10-20 04:25:01 | 24.3782 | 4.5847 | 18.3387 | 4.434 | 4.434 | 0.31583 | 0.31583 | 0.5635 | 0.5635 | 0 | 0 | 7.176 | 7.176 | 6.4498 | 3.2249 | 0 | 100 | 3.2249 |  |  | 18.7054 |  | 0.75226 | 75.2258 | 0 | 0 | 2014-10-19 16:00 | 7176 | 7.176
|  | 2014-10-20 04:55:02 | 26.2067 | 4.665 | 18.66 | 4.434 | 4.434 | 0.31517 | 0.31517 | 0.67217 | 0.67217 | 0 | 0 | 8.222 | 8.222 | 6.0967 | 3.0483 | 0 | 100 | 3.0483 |  |  | 19.9662 |  | 0.71203 | 71.2033 | 0 | 0 | 2014-10-19 16:30 | 8222 | 8.222
|  | 2014-10-20 05:25:02 | 29.5282 | 4.6335 | 18.534 | 4.4425 | 4.4425 | 0.32133 | 0.32133 | 0.736 | 0.736 | 0 | 0 | 9.9822 | 9.9822 | 4.4878 | 2.2439 | 0 | 100 | 2.2439 |  |  | 18.3487 |  | 0.62767 | 62.7672 | 0 | 0 | 2014-10-19 17:00 | 9982.1667 | 9.9822
|  | 2014-10-20 05:55:02 | 33.7227 | 4.5405 | 18.162 | 4.441 | 4.441 | 0.42733 | 0.42733 | 0.75083 | 0.75083 | 0 | 0 | 11.4542 | 11.4542 | 1.5127 | 0.75633 | 0 | 100 | 0.75633 |  |  | 17.7988 |  | 0.53857 | 53.857 | 0 | 0 | 2014-10-19 17:30 | 11454.1667 | 11.4542
|  | 2014-10-20 06:25:02 | 37.4032 | 4.5005 | 18.002 | 4.4443 | 4.4443 | 0.50367 | 0.50367 | 0.75083 | 0.75083 | 0 | 0 | 12.2062 | 12.2062 | -1.4962 | -0.74808 | 0 | 99.2519 | 0 |  |  | 19.6222 |  | 0.4813 | 48.1296 | 0 | 1.4962 | 2014-10-19 18:00 | 12206.1667 | 12.2062
|  | 2014-10-20 06:55:02 | 38.4208 | 4.3583 | 17.4333 | 4.4445 | 4.4445 | 0.537 | 0.537 | 0.75183 | 0.75183 | 0 | 0 | 12.616 | 12.616 | -2.6382 | -1.3191 | 0 | 97.9328 | 0 |  |  | 17.9563 |  | 0.45375 | 45.3747 | 0 | 2.6382 | 2014-10-19 18:30 | 12616 | 12.616
|  | 2014-10-20 07:25:02 | 38.5738 | 4.176 | 16.704 | 4.4433 | 4.4433 | 0.5645 | 0.5645 | 0.75233 | 0.75233 | 0 | 0 | 12.9787 | 12.9787 | -3.131 | -1.5655 | 0 | 96.3673 | 0 |  |  | 15.7018 |  | 0.43304 | 43.304 | 0 | 3.131 | 2014-10-19 19:00 | 12978.6667 | 12.9787
|  | 2014-10-20 07:55:02 | 38.4562 | 4.1048 | 16.4193 | 4.4427 | 4.4427 | 0.65767 | 0.65767 | 0.7525 | 0.7525 | 0 | 0 | 13.1947 | 13.1947 | -2.9893 | -1.4947 | 0 | 94.8727 | 0 |  |  | 17.7329 |  | 0.42696 | 42.6962 | 0 | 2.9893 | 2014-10-19 19:30 | 13194.6667 | 13.1947
|  | 2014-10-20 08:25:27 | 38.6727 | 4.0778 | 16.3113 | 4.4352 | 4.4352 | 0.72883 | 0.72883 | 0.75083 | 0.75083 | 0 | 0 | 13.3322 | 13.3322 | -3.1143 | -1.5572 | 0 | 93.3155 | 0 |  |  | 16.8007 |  | 0.42178 | 42.1779 | 0 | 3.1143 | 2014-10-19 20:00 | 13332.1667 | 13.3322
|  | 2014-10-20 08:55:04 | 38.7083 | 4.1195 | 16.478 | 4.4422 | 4.4422 | 0.741 | 0.741 | 0.751 | 0.751 | 0 | 0 | 13.4567 | 13.4567 | -2.8395 | -1.4198 | 0 | 91.8958 | 0 |  |  | 17.961 |  | 0.4257 | 42.5696 | 0 | 2.8395 | 2014-10-19 20:30 | 13456.6667 | 13.4567
|  | 2014-10-20 09:25:02 | 38.6978 | 4.1597 | 16.6387 | 4.4392 | 4.4392 | 0.7345 | 0.7345 | 0.75183 | 0.75183 | 0 | 0 | 13.536 | 13.536 | -2.5977 | -1.2988 | 0 | 90.5969 | 0 |  |  | 17.9698 |  | 0.42996 | 42.9964 | 0 | 2.5977 | 2014-10-19 21:00 | 13536 | 13.536
|  | 2014-10-20 09:55:02 | 38.7815 | 4.1547 | 16.6187 | 4.4472 | 4.4472 | 0.73567 | 0.73567 | 0.752 | 0.752 | 0.8276 | 0.8276 | 13.625 | 13.625 | -1.7754 | -0.8877 | 0 | 89.7092 | 0 |  |  | 18.1143 |  | 0.42852 | 42.852 | 0 | 1.7754 | 2014-10-19 21:30 | 13625 | 13.625
|  | 2014-10-20 10:25:02 | 38.9235 | 4.2875 | 17.15 | 4.4562 | 4.4562 | 0.71867 | 0.71867 | 0.75183 | 0.75183 | 0.8276 | 0.8276 | 13.6555 | 13.6555 | -1.3637 | -0.68187 | 0 | 89.0274 | 0 |  |  | 16.9785 |  | 0.44061 | 44.0608 | 0 | 1.3637 | 2014-10-19 22:00 | 13655.5 | 13.6555
|  | 2014-10-20 10:55:02 | 39.0058 | 4.433 | 17.732 | 4.4697 | 4.4697 | 0.6655 | 0.6655 | 0.75133 | 0.75133 | 1.3092 | 1.3092 | 13.675 | 13.675 | -0.40313 | -0.20157 | 0 | 88.8258 | 0 |  |  | 18.9732 |  | 0.4546 | 45.4599 | 0 | 0.40313 | 2014-10-19 22:30 | 13675 | 13.675
|  | 2014-10-20 11:25:02 | 38.7882 | 4.3892 | 17.5567 | 4.4635 | 4.4635 | 0.6505 | 0.6505 | 0.75083 | 0.75083 | 1.3092 | 1.3092 | 13.531 | 13.531 | -0.52647 | -0.26323 | 0 | 88.5626 | 0 |  |  | 16.5033 |  | 0.45263 | 45.2629 | 0 | 0.52647 | 2014-10-19 23:00 | 13531 | 13.531
|  | 2014-10-20 11:55:02 | 38.4343 | 4.2568 | 17.0273 | 4.4667 | 4.4667 | 0.57667 | 0.57667 | 0.75117 | 0.75117 | 1.6792 | 1.6792 | 13.3872 | 13.3872 | -0.54613 | -0.27307 | 0 | 88.2895 | 0 |  |  | 17.3679 |  | 0.44302 | 44.3024 | 0 | 0.54613 | 2014-10-19 23:30 | 13387.1667 | 13.3872
|  | 2014-10-20 12:25:01 | 38.252 | 4.5352 | 18.1407 | 4.475 | 4.475 | 0.49833 | 0.49833 | 0.7515 | 0.7515 | 1.6792 | 1.6792 | 13.3815 | 13.3815 | 0.6742 | 0.3371 | 0 | 88.6266 | 0 |  |  | 18.8663 |  | 0.47424 | 47.4241 | 0 | 0 | 2014-10-20 | 13381.5 | 13.3815
|  | 2014-10-20 12:55:02 | 38.0278 | 4.4632 | 17.8527 | 4.4748 | 4.4748 | 0.49717 | 0.49717 | 0.752 | 0.752 | 1.6688 | 1.6688 | 13.3943 | 13.3943 | 0.61197 | 0.30598 | 0 | 88.9326 | 0 |  |  | 17.1386 |  | 0.46946 | 46.9463 | 0 | 0 | 2014-10-20 00:30 | 13394.3333 | 13.3943
|  | 2014-10-20 13:25:02 | 37.8953 | 4.373 | 17.492 | 4.482 | 4.482 | 0.4915 | 0.4915 | 0.752 | 0.752 | 1.6688 | 1.6688 | 13.404 | 13.404 | 0.39497 | 0.19748 | 0 | 89.1301 | 0 |  |  | 16.7923 |  | 0.46159 | 46.1587 | 0 | 0 | 2014-10-20 01:00 | 13404 | 13.404
|  | 2014-10-20 13:55:01 | 37.8323 | 4.3683 | 17.4733 | 4.48 | 4.48 | 0.49617 | 0.49617 | 0.75067 | 0.75067 | 2.9224 | 2.9224 | 13.5267 | 13.5267 | 1.8169 | 0.90845 | 0 | 90.0385 | 0 |  |  | 19.2207 |  | 0.46186 | 46.1862 | 0 | 0 | 2014-10-20 01:30 | 13526.6667 | 13.5267
|  | 2014-10-20 14:25:02 | 38.05 | 4.0042 | 16.0167 | 4.4783 | 4.4783 | 0.4985 | 0.4985 | 0.7975 | 0.7975 | 2.9224 | 2.9224 | 13.686 | 13.686 | 0.3494 | 0.1747 | 0 | 90.2132 | 0 |  |  | 17.6183 |  | 0.42094 | 42.0937 | 0 | 0 | 2014-10-20 02:00 | 13686 | 13.686
|  | 2014-10-20 14:55:05 | 39.3092 | 3.6568 | 14.6273 | 4.4807 | 4.4807 | 0.58083 | 0.58083 | 0.864 | 0.864 | 2.4976 | 2.4976 | 13.9333 | 13.9333 | -2.3254 | -1.1627 | 0 | 89.0505 | 0 |  |  | 13.6034 |  | 0.37211 | 37.211 | 0 | 2.3254 | 2014-10-20 02:30 | 13933.3333 | 13.9333
|  | 2014-10-20 15:25:02 | 40.2847 | 3.5082 | 14.0327 | 4.4815 | 4.4815 | 0.65667 | 0.65667 | 0.86683 | 0.86683 | 2.4976 | 2.4976 | 14.1975 | 14.1975 | -3.5519 | -1.776 | 0 | 87.2746 | 0 |  |  | 14.594 |  | 0.34834 | 34.8338 | 0 | 3.5519 | 2014-10-20 03:00 | 14197.5 | 14.1975
|  | 2014-10-20 15:55:01 | 41.4002 | 3.446 | 13.784 | 4.4822 | 4.4822 | 0.711 | 0.711 | 1.0453 | 1.0453 | 1.3756 | 1.3756 | 14.3358 | 14.3358 | -5.6662 | -2.8331 | 0 | 84.4414 | 0 |  |  | 13.6462 |  | 0.33295 | 33.2946 | 0 | 5.6662 | 2014-10-20 03:30 | 14335.8333 | 14.3358
|  | 2014-10-20 16:25:03 | 42.1817 | 3.4935 | 13.974 | 4.4812 | 4.4812 | 0.69717 | 0.69717 | 1.0508 | 1.0508 | 1.3756 | 1.3756 | 14.3903 | 14.3903 | -6.2126 | -3.1063 | 0 | 81.3352 | 0 |  |  | 14.8124 |  | 0.33128 | 33.1281 | 0 | 6.2126 | 2014-10-20 04:00 | 14390.3333 | 14.3903
|  | 2014-10-20 16:55:05 | 43.268 | 3.8105 | 15.242 | 4.4823 | 4.4823 | 0.70933 | 0.70933 | 1.0698 | 1.0698 | 0.7472 | 0.7472 | 14.4472 | 14.4472 | -6.5701 | -3.2851 | 0 | 78.0501 | 0 |  |  | 16.1565 |  | 0.35227 | 35.227 | 0 | 6.5701 | 2014-10-20 04:30 | 14447.1667 | 14.4472
|  | 2014-10-20 17:25:03 | 44.4588 | 4.1293 | 16.5173 | 4.479 | 4.479 | 0.72067 | 0.72067 | 1.1018 | 1.1018 | 0.7472 | 0.7472 | 14.4417 | 14.4417 | -6.4511 | -3.2256 | 0 | 74.8245 | 0 |  |  | 18.1691 |  | 0.37152 | 37.152 | 0 | 6.4511 | 2014-10-20 05:00 | 14441.6667 | 14.4417
|  | 2014-10-20 17:55:01 | 44.2795 | 4.618 | 18.472 | 4.4853 | 4.4853 | 0.6905 | 0.6905 | 1.1173 | 1.1173 | 0.2292 | 0.2292 | 14.4315 | 14.4315 | -4.8536 | -2.4268 | 0 | 72.3977 | 0 |  |  | 20.1345 |  | 0.41717 | 41.7168 | 0 | 4.8536 | 2014-10-20 05:30 | 14431.5 | 14.4315
|  | 2014-10-20 18:25:03 | 43.0382 | 4.6818 | 18.7273 | 4.4787 | 4.4787 | 0.59783 | 0.59783 | 1.1187 | 1.1187 | 0.2292 | 0.2292 | 14.4172 | 14.4172 | -3.4693 | -1.7346 | 0 | 70.6631 | 0 |  |  | 17.6037 |  | 0.43513 | 43.5133 | 0 | 3.4693 | 2014-10-20 06:00 | 14417.1667 | 14.4172
|  | 2014-10-20 18:55:01 | 41.6063 | 4.6997 | 18.7987 | 4.4785 | 4.4785 | 0.53833 | 0.53833 | 1.1192 | 1.1192 | 0 | 0 | 14.3202 | 14.3202 | -2.3515 | -1.1757 | 0 | 69.4873 | 0 |  |  | 19.5506 |  | 0.45182 | 45.1822 | 0 | 2.3515 | 2014-10-20 06:30 | 14320.1667 | 14.3202
|  | 2014-10-20 19:25:02 | 39.8223 | 5.1098 | 20.4393 | 4.4858 | 4.4858 | 0.50517 | 0.50517 | 1.1187 | 1.1187 | 0 | 0 | 13.9003 | 13.9003 | 0.627 | 0.3135 | 0 | 69.8008 | 0 |  |  | 20.4393 |  | 0.51326 | 51.3263 | 0 | 0 | 2014-10-20 07:00 | 13900.3333 | 13.9003
|  | 2014-10-20 19:55:02 | 38.1415 | 5.488 | 21.952 | 4.4762 | 4.4762 | 0.47717 | 0.47717 | 1.1185 | 1.1185 | 0 | 0 | 13.0117 | 13.0117 | 2.894 | 1.447 | 0 | 71.2478 | 0 |  |  | 21.513 |  | 0.57554 | 57.5541 | 0 | 0 | 2014-10-20 07:30 | 13011.6667 | 13.0117
|  | 2014-10-20 20:25:03 | 35.9058 | 5.6587 | 22.6347 | 4.481 | 4.481 | 0.40783 | 0.40783 | 1.1185 | 1.1185 | 0 | 0 | 11.8758 | 11.8758 | 4.612 | 2.306 | 0 | 73.5538 | 0 |  |  | 23.7664 |  | 0.63039 | 63.039 | 0 | 0 | 2014-10-20 08:00 | 11875.8333 | 11.8758
|  | 2014-10-20 20:55:01 | 33.5463 | 5.3772 | 21.5087 | 4.4733 | 4.4733 | 0.38833 | 0.38833 | 1.1195 | 1.1195 | 0 | 0 | 10.708 | 10.708 | 4.6515 | 2.3257 | 0 | 75.8796 | 0 |  |  | 20.8634 |  | 0.64116 | 64.1163 | 0 | 0 | 2014-10-20 08:30 | 10708 | 10.708
|  | 2014-10-20 21:25:04 | 30.878 | 4.964 | 19.856 | 4.4782 | 4.4782 | 0.38783 | 0.38783 | 1.1198 | 1.1198 | 0 | 0 | 10.3168 | 10.3168 | 5.2807 | 2.6403 | 0 | 78.5199 | 0 |  |  | 19.0618 |  | 0.64305 | 64.3047 | 0 | 0 | 2014-10-20 09:00 | 10316.8333 | 10.3168
|  | 2014-10-20 21:55:03 | 28.5733 | 4.7502 | 19.0007 | 4.4745 | 4.4745 | 0.3835 | 0.3835 | 1.1185 | 1.1185 | 0 | 0 | 10.0518 | 10.0518 | 6.4557 | 3.2278 | 0 | 81.7477 | 0 |  |  | 20.1407 |  | 0.66498 | 66.4979 | 0 | 0 | 2014-10-20 09:30 | 10051.8333 | 10.0518
|  | 2014-10-20 22:25:06 | 26.6648 | 4.6327 | 18.5307 | 4.478 | 4.478 | 0.36433 | 0.36433 | 1.1065 | 1.1065 | 0 | 0 | 9.1965 | 9.1965 | 7.0112 | 3.5056 | 0 | 85.2533 | 0 |  |  | 18.5307 |  | 0.69495 | 69.4948 | 0 | 0 | 2014-10-20 10:00 | 9196.5 | 9.1965
|  | 2014-10-20 22:55:01 | 25.3072 | 4.4572 | 17.8287 | 4.4822 | 4.4822 | 0.351 | 0.351 | 1.1013 | 1.1013 | 0 | 0 | 8.3753 | 8.3753 | 6.8313 | 3.4157 | 0 | 88.669 | 0 |  |  | 19.4332 |  | 0.70449 | 70.4491 | 0 | 0 | 2014-10-20 10:30 | 8375.3333 | 8.3753
|  | 2014-10-20 23:25:01 | 24.4375 | 4.479 | 17.916 | 4.4807 | 4.4807 | 0.34117 | 0.34117 | 1.066 | 1.066 | 0 | 0 | 7.7135 | 7.7135 | 7.0798 | 3.5399 | 0 | 92.2089 | 0 |  |  | 19.5284 |  | 0.73314 | 73.3136 | 0 | 0 | 2014-10-20 11:00 | 7713.5 | 7.7135
|  | 2014-10-20 23:55:01 | 24.3652 | 4.4438 | 17.7753 | 4.4812 | 4.4812 | 0.326 | 0.326 | 1.0593 | 1.0593 | 0 | 0 | 7.8793 | 7.8793 | 7.156 | 3.578 | 0 | 95.7869 | 0 |  |  | 19.3751 |  | 0.72954 | 72.9539 | 0 | 0 | 2014-10-20 11:30 | 7879.3333 | 7.8793
|  | 2014-10-21 00:25:02 | 24.7152 | 4.3977 | 17.5907 | 4.481 | 4.481 | 0.31883 | 0.31883 | 1.1147 | 1.1147 | 0 | 0 | 8.182 | 8.182 | 6.972 | 3.486 | 0 | 99.2729 | 0 |  |  | 16.5352 |  | 0.71174 | 71.1736 | 0 | 0 | 2014-10-20 12:00 | 8182 | 8.182
|  | 2014-10-21 00:55:01 | 24.9487 | 4.3985 | 17.594 | 4.4778 | 4.4778 | 0.31567 | 0.31567 | 1.1185 | 1.1185 | 0 | 0 | 8.2342 | 8.2342 | 6.7915 | 3.3957 | 0 | 100 | 3.3957 |  |  | 17.0662 |  | 0.70521 | 70.5208 | 0 | 0 | 2014-10-20 12:30 | 8234.1667 | 8.2342
|  | 2014-10-21 01:25:01 | 24.8865 | 4.4143 | 17.6573 | 4.4778 | 4.4778 | 0.31333 | 0.31333 | 1.1183 | 1.1183 | 0 | 0 | 8.1308 | 8.1308 | 6.8112 | 3.4056 | 0 | 100 | 3.4056 |  |  | 16.0682 |  | 0.70951 | 70.9515 | 0 | 0 | 2014-10-20 13:00 | 8130.8333 | 8.1308
|  | 2014-10-21 01:55:02 | 24.4625 | 4.4053 | 17.6213 | 4.4768 | 4.4768 | 0.3135 | 0.3135 | 1.117 | 1.117 | 0 | 0 | 7.7287 | 7.7287 | 6.7948 | 3.3974 | 0 | 100 | 3.3974 |  |  | 19.3835 |  | 0.72034 | 72.0341 | 0 | 0 | 2014-10-20 13:30 | 7728.6667 | 7.7287
|  | 2014-10-21 02:25:03 | 24.1047 | 4.4708 | 17.8833 | 4.4753 | 4.4753 | 0.313 | 0.313 | 1.1147 | 1.1147 | 0 | 0 | 7.4048 | 7.4048 | 7.0865 | 3.5433 | 0 | 100 | 3.5433 |  |  | 16.2738 |  | 0.7419 | 74.1903 | 0 | 0 | 2014-10-20 14:00 | 7404.8333 | 7.4048
|  | 2014-10-21 02:55:02 | 23.9188 | 4.4322 | 17.7287 | 4.4767 | 4.4767 | 0.3165 | 0.3165 | 1.096 | 1.096 | 0 | 0 | 7.2358 | 7.2358 | 6.9348 | 3.4674 | 0 | 100 | 3.4674 |  |  | 17.5514 |  | 0.7412 | 74.1201 | 0 | 0 | 2014-10-20 14:30 | 7235.8333 | 7.2358
|  | 2014-10-21 03:25:02 | 23.957 | 4.3235 | 17.294 | 4.4745 | 4.4745 | 0.33383 | 0.33383 | 1.0732 | 1.0732 | 0 | 0 | 7.4058 | 7.4058 | 6.6243 | 3.3122 | 0 | 100 | 3.3122 |  |  | 17.9858 |  | 0.72188 | 72.1877 | 0 | 0 | 2014-10-20 15:00 | 7405.8333 | 7.4058
|  | 2014-10-21 03:55:04 | 24.1168 | 4.3095 | 17.238 | 4.4743 | 4.4743 | 0.35267 | 0.35267 | 1.0963 | 1.0963 | 0 | 0 | 7.9335 | 7.9335 | 6.978 | 3.489 | 0 | 100 | 3.489 |  |  | 16.7209 |  | 0.71477 | 71.477 | 0 | 0 | 2014-10-20 15:30 | 7933.5 | 7.9335
|  | 2014-10-21 04:25:01 | 24.0465 | 4.3863 | 17.5453 | 4.4793 | 4.4793 | 0.371 | 0.371 | 1.051 | 1.051 | 0 | 0 | 8.0743 | 8.0743 | 7.4745 | 3.7373 | 0 | 100 | 3.7373 |  |  | 16.6681 |  | 0.72964 | 72.9642 | 0 | 0 | 2014-10-20 16:00 | 8074.3333 | 8.0743
|  | 2014-10-21 04:55:02 | 25.7312 | 4.5762 | 18.3047 | 4.4827 | 4.4827 | 0.416 | 0.416 | 1.0182 | 1.0182 | 0 | 0 | 8.8543 | 8.8543 | 7.3447 | 3.6723 | 0 | 100 | 3.6723 |  |  | 17.5725 |  | 0.71138 | 71.1381 | 0 | 0 | 2014-10-20 16:30 | 8854.3333 | 8.8543
|  | 2014-10-21 05:25:01 | 28.7777 | 4.7648 | 19.0593 | 4.481 | 4.481 | 0.42333 | 0.42333 | 1.092 | 1.092 | 0 | 0 | 10.277 | 10.277 | 6.555 | 3.2775 | 0 | 100 | 3.2775 |  |  | 19.6311 |  | 0.6623 | 66.2296 | 0 | 0 | 2014-10-20 17:00 | 10277 | 10.277
|  | 2014-10-21 05:55:03 | 32.8365 | 5.1388 | 20.5553 | 4.4808 | 4.4808 | 0.45567 | 0.45567 | 1.0803 | 1.0803 | 0 | 0 | 11.8073 | 11.8073 | 5.543 | 2.7715 | 0 | 100 | 2.7715 |  |  | 21.5831 |  | 0.62599 | 62.599 | 0 | 0 | 2014-10-20 17:30 | 11807.3333 | 11.8073
|  | 2014-10-21 06:25:02 | 36.195 | 5.6982 | 22.7927 | 4.4835 | 4.4835 | 0.4585 | 0.4585 | 1.0205 | 1.0205 | 0 | 0 | 12.8063 | 12.8063 | 5.3665 | 2.6832 | 0 | 100 | 2.6832 |  |  | 23.2485 |  | 0.62972 | 62.9719 | 0 | 0 | 2014-10-20 18:00 | 12806.3333 | 12.8063
|  | 2014-10-21 06:55:03 | 37.3877 | 5.9537 | 23.8147 | 4.4833 | 4.4833 | 0.45417 | 0.45417 | 1.0252 | 1.0252 | 0 | 0 | 13.2572 | 13.2572 | 5.6468 | 2.8234 | 0 | 100 | 2.8234 |  |  | 22.6239 |  | 0.63697 | 63.6966 | 0 | 0 | 2014-10-20 18:30 | 13257.1667 | 13.2572
|  | 2014-10-21 07:25:01 | 37.4578 | 5.9768 | 23.9073 | 4.4902 | 4.4902 | 0.45233 | 0.45233 | 1.0778 | 1.0778 | 0 | 0 | 13.3417 | 13.3417 | 5.8115 | 2.9057 | 0 | 100 | 2.9057 |  |  | 25.8199 |  | 0.63825 | 63.8247 | 0 | 0 | 2014-10-20 19:00 | 13341.6667 | 13.3417
|  | 2014-10-21 07:55:02 | 37.1945 | 5.9608 | 23.8433 | 4.489 | 4.489 | 0.4625 | 0.4625 | 1.0895 | 1.0895 | 0 | 0 | 12.8075 | 12.8075 | 5.4973 | 2.7487 | 0 | 100 | 2.7487 |  |  | 21.9359 |  | 0.64104 | 64.1045 | 0 | 0 | 2014-10-20 19:30 | 12807.5 | 12.8075
|  | 2014-10-21 08:25:04 | 37.307 | 5.893 | 23.572 | 4.4925 | 4.4925 | 0.48233 | 0.48233 | 1.0898 | 1.0898 | 0 | 0 | 12.7757 | 12.7757 | 5.1053 | 2.5527 | 0 | 100 | 2.5527 |  |  | 23.572 |  | 0.63184 | 63.1839 | 0 | 0 | 2014-10-20 20:00 | 12775.6667 | 12.7757
|  | 2014-10-21 08:55:03 | 37.0223 | 5.7403 | 22.9613 | 4.4828 | 4.4828 | 0.48917 | 0.48917 | 1.089 | 1.089 | 0 | 0 | 12.9388 | 12.9388 | 4.9388 | 2.4694 | 0 | 100 | 2.4694 |  |  | 23.8798 |  | 0.6202 | 62.0202 | 0 | 0 | 2014-10-20 20:30 | 12938.8333 | 12.9388
|  | 2014-10-21 09:25:03 | 36.9338 | 5.797 | 23.188 | 4.4827 | 4.4827 | 0.46983 | 0.46983 | 1.089 | 1.089 | 0 | 0 | 13.0775 | 13.0775 | 5.3732 | 2.6866 | 0 | 100 | 2.6866 |  |  | 24.3474 |  | 0.62783 | 62.7825 | 0 | 0 | 2014-10-20 21:00 | 13077.5 | 13.0775
|  | 2014-10-21 09:55:04 | 36.9832 | 5.4767 | 21.9067 | 4.4808 | 4.4808 | 0.46283 | 0.46283 | 1.0873 | 1.0873 | 0.9864 | 0.9864 | 13.373 | 13.373 | 5.3139 | 2.657 | 0 | 100 | 2.657 |  |  | 20.8113 |  | 0.59234 | 59.2342 | 0 | 0 | 2014-10-20 21:30 | 13373 | 13.373
|  | 2014-10-21 10:25:28 | 36.8487 | 5.5407 | 22.1627 | 4.4838 | 4.4838 | 0.476 | 0.476 | 1.061 | 1.061 | 0.9864 | 0.9864 | 13.6157 | 13.6157 | 5.9369 | 2.9685 | 0 | 100 | 2.9685 |  |  | 24.3789 |  | 0.60145 | 60.1451 | 0 | 0 | 2014-10-20 22:00 | 13615.6667 | 13.6157
|  | 2014-10-21 10:55:03 | 36.8677 | 5.8598 | 23.4393 | 4.4768 | 4.4768 | 0.4775 | 0.4775 | 1.0873 | 1.0873 | 1.8564 | 1.8564 | 13.4833 | 13.4833 | 7.9531 | 3.9765 | 0 | 100 | 3.9765 |  |  | 24.1425 |  | 0.63577 | 63.5769 | 0 | 0 | 2014-10-20 22:30 | 13483.3333 | 13.4833
|  | 2014-10-21 11:25:03 | 36.8095 | 5.679 | 22.716 | 4.4763 | 4.4763 | 0.4815 | 0.4815 | 1.0913 | 1.0913 | 1.8564 | 1.8564 | 13.6033 | 13.6033 | 7.4154 | 3.7077 | 0 | 100 | 3.7077 |  |  | 23.1703 |  | 0.61712 | 61.7123 | 0 | 0 | 2014-10-20 23:00 | 13603.3333 | 13.6033
|  | 2014-10-21 11:55:03 | 36.7073 | 5.3872 | 21.5487 | 4.4878 | 4.4878 | 0.4715 | 0.4715 | 1.0905 | 1.0905 | 2.566 | 2.566 | 13.6985 | 13.6985 | 7.1557 | 3.5778 | 0 | 100 | 3.5778 |  |  | 20.0403 |  | 0.58704 | 58.704 | 0 | 0 | 2014-10-20 23:30 | 13698.5 | 13.6985
|  | 2014-10-21 12:27:40 | 36.3958 | 5.3655 | 21.462 | 4.4907 | 4.4907 | 0.46233 | 0.46233 | 1.0978 | 1.0978 | 2.566 | 2.566 | 13.8108 | 13.8108 | 7.4938 | 3.7469 | 0 | 100 | 3.7469 |  |  | 19.9597 |  | 0.58968 | 58.9683 | 0 | 0 | 2014-10-21 | 13810.8333 | 13.8108
|  | 2014-10-21 12:55:05 | 36.0957 | 5.49 | 21.96 | 4.4927 | 4.4927 | 0.46717 | 0.46717 | 1.121 | 1.121 | 2.9776 | 2.9776 | 13.7967 | 13.7967 | 8.7194 | 4.3597 | 0 | 100 | 4.3597 |  |  | 21.96 |  | 0.60838 | 60.8383 | 0 | 0 | 2014-10-21 00:30 | 13796.6667 | 13.7967
|  | 2014-10-21 13:25:02 | 36.1513 | 5.3878 | 21.5513 | 4.496 | 4.496 | 0.46617 | 0.46617 | 1.1088 | 1.1088 | 2.9776 | 2.9776 | 13.7632 | 13.7632 | 8.2118 | 4.1059 | 0 | 100 | 4.1059 |  |  | 21.7668 |  | 0.59614 | 59.6142 | 0 | 0 | 2014-10-21 01:00 | 13763.1667 | 13.7632
|  | 2014-10-21 13:55:02 | 36.1418 | 5.4977 | 21.9907 | 4.4953 | 4.4953 | 0.466 | 0.466 | 1.106 | 1.106 | 2.8848 | 2.8848 | 13.53 | 13.53 | 8.331 | 4.1655 | 0 | 100 | 4.1655 |  |  | 23.3101 |  | 0.60845 | 60.8455 | 0 | 0 | 2014-10-21 01:30 | 13530 | 13.53
|  | 2014-10-21 14:25:03 | 36.3457 | 5.451 | 21.804 | 4.4837 | 4.4837 | 0.46183 | 0.46183 | 1.106 | 1.106 | 2.8848 | 2.8848 | 13.4562 | 13.4562 | 7.8508 | 3.9254 | 0 | 100 | 3.9254 |  |  | 20.0597 |  | 0.59991 | 59.9906 | 0 | 0 | 2014-10-21 02:00 | 13456.1667 | 13.4562
|  | 2014-10-21 14:55:02 | 37.6122 | 5.4357 | 21.7427 | 4.4813 | 4.4813 | 0.462 | 0.462 | 1.1145 | 1.1145 | 2.0384 | 2.0384 | 13.4058 | 13.4058 | 5.6326 | 2.8163 | 0 | 100 | 2.8163 |  |  | 21.0904 |  | 0.57808 | 57.8075 | 0 | 0 | 2014-10-21 02:30 | 13405.8333 | 13.4058
|  | 2014-10-21 15:25:02 | 38.9357 | 5.507 | 22.028 | 4.471 | 4.471 | 0.46017 | 0.46017 | 1.121 | 1.121 | 2.0384 | 2.0384 | 13.5225 | 13.5225 | 4.7054 | 2.3527 | 0 | 100 | 2.3527 |  |  | 22.2483 |  | 0.56575 | 56.5754 | 0 | 0 | 2014-10-21 03:00 | 13522.5 | 13.5225
|  | 2014-10-21 15:55:03 | 40.0943 | 5.6247 | 22.4987 | 4.4778 | 4.4778 | 0.47533 | 0.47533 | 1.1212 | 1.1212 | 1.4492 | 1.4492 | 13.4895 | 13.4895 | 3.4174 | 1.7087 | 0 | 100 | 1.7087 |  |  | 24.2986 |  | 0.56114 | 56.1143 | 0 | 0 | 2014-10-21 03:30 | 13489.5 | 13.4895
|  | 2014-10-21 16:25:02 | 41.1248 | 5.3505 | 21.402 | 4.48 | 4.48 | 0.49867 | 0.49867 | 1.1208 | 1.1208 | 1.4492 | 1.4492 | 13.4597 | 13.4597 | 1.2855 | 0.64277 | 0 | 100 | 0.64277 |  |  | 20.7599 |  | 0.52042 | 52.0415 | 0 | 0 | 2014-10-21 04:00 | 13459.6667 | 13.4597
|  | 2014-10-21 16:55:03 | 42.4167 | 6.0718 | 24.2873 | 4.4807 | 4.4807 | 0.49833 | 0.49833 | 1.121 | 1.121 | 0.4648 | 0.4648 | 13.4948 | 13.4948 | 1.9303 | 0.96515 | 0 | 100 | 0.96515 |  |  | 25.2588 |  | 0.57259 | 57.2589 | 0 | 0 | 2014-10-21 04:30 | 13494.8333 | 13.4948
|  | 2014-10-21 17:25:05 | 44.179 | 6.0545 | 24.218 | 4.4742 | 4.4742 | 0.5 | 0.5 | 1.1212 | 1.1212 | 0.4648 | 0.4648 | 13.6312 | 13.6312 | 0.2303 | 0.11515 | 0 | 100 | 0.11515 |  |  | 23.0071 |  | 0.54818 | 54.8179 | 0 | 0 | 2014-10-21 05:00 | 13631.1667 | 13.6312
|  | 2014-10-21 17:55:02 | 44.1668 | 6.058 | 24.232 | 4.475 | 4.475 | 0.50067 | 0.50067 | 1.1213 | 1.1213 | 0.0412 | 0.0412 | 13.7833 | 13.7833 | -0.0133 | -0.00665 | 0 | 99.9934 | 0 |  |  | 25.6859 |  | 0.54865 | 54.8647 | 0 | 0.0133 | 2014-10-21 05:30 | 13783.3333 | 13.7833
|  | 2014-10-21 18:25:02 | 43.0928 | 6.2782 | 25.1127 | 4.4793 | 4.4793 | 0.50017 | 0.50017 | 1.1212 | 1.1212 | 0.0412 | 0.0412 | 13.6138 | 13.6138 | 1.7755 | 0.88777 | 0 | 100 | 0.88777 |  |  | 27.1217 |  | 0.58276 | 58.2757 | 0 | 0 | 2014-10-21 06:00 | 13613.8333 | 13.6138
|  | 2014-10-21 18:55:01 | 41.7815 | 6.2627 | 25.0507 | 4.4788 | 4.4788 | 0.50067 | 0.50067 | 1.121 | 1.121 | 0 | 0 | 13.2582 | 13.2582 | 2.6278 | 1.3139 | 0 | 100 | 1.3139 |  |  | 24.5497 |  | 0.59956 | 59.9564 | 0 | 0 | 2014-10-21 06:30 | 13258.1667 | 13.2582
|  | 2014-10-21 19:25:04 | 40.3535 | 6.0637 | 24.2547 | 4.4808 | 4.4808 | 0.50017 | 0.50017 | 1.1215 | 1.1215 | 0 | 0 | 12.983 | 12.983 | 2.9867 | 1.4933 | 0 | 100 | 1.4933 |  |  | 22.5568 |  | 0.60105 | 60.1055 | 0 | 0 | 2014-10-21 07:00 | 12983 | 12.983
|  | 2014-10-21 19:55:01 | 38.5828 | 5.9128 | 23.6513 | 4.4817 | 4.4817 | 0.45567 | 0.45567 | 1.1228 | 1.1228 | 0 | 0 | 12.6528 | 12.6528 | 3.7815 | 1.8908 | 0 | 100 | 1.8908 |  |  | 21.9957 |  | 0.613 | 61.3001 | 0 | 0 | 2014-10-21 07:30 | 12652.8333 | 12.6528
|  | 2014-10-21 20:25:02 | 36.7288 | 5.9405 | 23.762 | 4.482 | 4.482 | 0.41633 | 0.41633 | 1.1218 | 1.1218 | 0 | 0 | 12.2832 | 12.2832 | 5.3365 | 2.6683 | 0 | 100 | 2.6683 |  |  | 22.3363 |  | 0.64696 | 64.6958 | 0 | 0 | 2014-10-21 08:00 | 12283.1667 | 12.2832
|  | 2014-10-21 20:55:01 | 34.6528 | 5.9343 | 23.7373 | 4.4845 | 4.4845 | 0.41683 | 0.41683 | 1.1217 | 1.1217 | 0 | 0 | 11.822 | 11.822 | 6.9295 | 3.4647 | 0 | 100 | 3.4647 |  |  | 25.3989 |  | 0.685 | 68.5004 | 0 | 0 | 2014-10-21 08:30 | 11822 | 11.822
|  | 2014-10-21 21:25:01 | 32.2998 | 5.8223 | 23.2893 | 4.4873 | 4.4873 | 0.4175 | 0.4175 | 1.122 | 1.122 | 0 | 0 | 11.145 | 11.145 | 8.1613 | 4.0807 | 0 | 100 | 4.0807 |  |  | 23.2893 |  | 0.72104 | 72.1036 | 0 | 0 | 2014-10-21 09:00 | 11145 | 11.145
|  | 2014-10-21 21:55:01 | 29.9045 | 5.6082 | 22.4327 | 4.4868 | 4.4868 | 0.40967 | 0.40967 | 1.1223 | 1.1223 | 0 | 0 | 10.7253 | 10.7253 | 9.2723 | 4.6362 | 0 | 100 | 4.6362 |  |  | 21.984 |  | 0.75014 | 75.0144 | 0 | 0 | 2014-10-21 09:30 | 10725.3333 | 10.7253
|  | 2014-10-21 22:25:01 | 27.7972 | 5.5162 | 22.0647 | 4.4868 | 4.4868 | 0.39733 | 0.39733 | 1.1015 | 1.1015 | 0 | 0 | 10.267 | 10.267 | 10.5202 | 5.2601 | 0 | 100 | 5.2601 |  |  | 23.6092 |  | 0.79377 | 79.3774 | 0 | 0 | 2014-10-21 10:00 | 10267 | 10.267
|  | 2014-10-21 22:55:01 | 26.449 | 5.3572 | 21.4287 | 4.4833 | 4.4833 | 0.38067 | 0.38067 | 1.1158 | 1.1158 | 0 | 0 | 9.6075 | 9.6075 | 10.567 | 5.2835 | 0 | 100 | 5.2835 |  |  | 21.0001 |  | 0.81019 | 81.0188 | 0 | 0 | 2014-10-21 10:30 | 9607.5 | 9.6075
|  | 2014-10-21 23:25:01 | 26.2655 | 5.1827 | 20.7307 | 4.4818 | 4.4818 | 0.375 | 0.375 | 1.1182 | 1.1182 | 0 | 0 | 9.471 | 9.471 | 9.9112 | 4.9556 | 0 | 100 | 4.9556 |  |  | 22.5964 |  | 0.78927 | 78.9274 | 0 | 0 | 2014-10-21 11:00 | 9471 | 9.471
|  | 2014-10-21 23:55:03 | 26.2182 | 5.1195 | 20.478 | 4.4875 | 4.4875 | 0.3655 | 0.3655 | 1.1202 | 1.1202 | 0 | 0 | 9.3135 | 9.3135 | 9.5465 | 4.7732 | 0 | 100 | 4.7732 |  |  | 20.2732 |  | 0.78106 | 78.1061 | 0 | 0 | 2014-10-21 11:30 | 9313.5 | 9.3135
|  | 2014-10-22 00:25:02 | 26.281 | 5.0658 | 20.2633 | 4.487 | 4.487 | 0.36333 | 0.36333 | 1.1163 | 1.1163 | 0 | 0 | 9.4007 | 9.4007 | 9.3497 | 4.6748 | 0 | 100 | 4.6748 |  |  | 18.8449 |  | 0.77103 | 77.1026 | 0 | 0 | 2014-10-21 12:00 | 9400.6667 | 9.4007
|  | 2014-10-22 00:55:01 | 26.4112 | 4.9388 | 19.7553 | 4.4917 | 4.4917 | 0.36683 | 0.36683 | 1.1173 | 1.1173 | 0 | 0 | 9.572 | 9.572 | 8.892 | 4.446 | 0 | 100 | 4.446 |  |  | 19.5578 |  | 0.74799 | 74.7992 | 0 | 0 | 2014-10-21 12:30 | 9572 | 9.572
|  | 2014-10-22 01:25:02 | 26.2302 | 4.746 | 18.984 | 4.4842 | 4.4842 | 0.35767 | 0.35767 | 1.1268 | 1.1268 | 0 | 0 | 9.7907 | 9.7907 | 8.5132 | 4.2566 | 0 | 100 | 4.2566 |  |  | 18.984 |  | 0.72375 | 72.3747 | 0 | 0 | 2014-10-21 13:00 | 9790.6667 | 9.7907
|  | 2014-10-22 01:55:03 | 26.3073 | 4.7477 | 18.9907 | 4.4863 | 4.4863 | 0.34783 | 0.34783 | 1.126 | 1.126 | 0 | 0 | 9.8707 | 9.8707 | 8.5142 | 4.2571 | 0 | 100 | 4.2571 |  |  | 18.4209 |  | 0.72188 | 72.1877 | 0 | 0 | 2014-10-21 13:30 | 9870.6667 | 9.8707
|  | 2014-10-22 02:25:02 | 26.2247 | 4.8765 | 19.506 | 4.4893 | 4.4893 | 0.34417 | 0.34417 | 1.1263 | 1.1263 | 0 | 0 | 9.7522 | 9.7522 | 8.9933 | 4.4967 | 0 | 100 | 4.4967 |  |  | 20.0912 |  | 0.7438 | 74.3804 | 0 | 0 | 2014-10-21 14:00 | 9752.1667 | 9.7522
|  | 2014-10-22 02:55:02 | 26.184 | 4.9935 | 19.974 | 4.4912 | 4.4912 | 0.34083 | 0.34083 | 1.1263 | 1.1263 | 0 | 0 | 9.5435 | 9.5435 | 9.2918 | 4.6459 | 0 | 100 | 4.6459 |  |  | 21.1724 |  | 0.76283 | 76.2832 | 0 | 0 | 2014-10-21 14:30 | 9543.5 | 9.5435
|  | 2014-10-22 03:25:02 | 26.24 | 5.0213 | 20.0853 | 4.4902 | 4.4902 | 0.34433 | 0.34433 | 1.125 | 1.125 | 0 | 0 | 9.5667 | 9.5667 | 9.3715 | 4.6858 | 0 | 100 | 4.6858 |  |  | 18.4785 |  | 0.76545 | 76.5447 | 0 | 0 | 2014-10-21 15:00 | 9566.6667 | 9.5667
|  | 2014-10-22 03:55:03 | 26.6397 | 4.9255 | 19.702 | 4.4842 | 4.4842 | 0.36517 | 0.36517 | 1.1117 | 1.1117 | 0 | 0 | 9.912 | 9.912 | 8.9353 | 4.4677 | 0 | 100 | 4.4677 |  |  | 17.7318 |  | 0.73957 | 73.9574 | 0 | 0 | 2014-10-21 15:30 | 9912 | 9.912
|  | 2014-10-22 04:25:03 | 27.197 | 4.9488 | 19.7953 | 4.4905 | 4.4905 | 0.374 | 0.374 | 1.1018 | 1.1018 | 0 | 0 | 10.0528 | 10.0528 | 8.6175 | 4.3087 | 0 | 100 | 4.3087 |  |  | 19.0035 |  | 0.72785 | 72.785 | 0 | 0 | 2014-10-21 16:00 | 10052.8333 | 10.0528
|  | 2014-10-22 04:55:01 | 28.4352 | 4.7993 | 19.1973 | 4.4895 | 4.4895 | 0.3905 | 0.3905 | 1.102 | 1.102 | 0 | 0 | 10.8172 | 10.8172 | 7.5613 | 3.7807 | 0 | 100 | 3.7807 |  |  | 19.7733 |  | 0.67513 | 67.5126 | 0 | 0 | 2014-10-21 16:30 | 10817.1667 | 10.8172
|  | 2014-10-22 05:25:02 | 31.499 | 4.592 | 18.368 | 4.491 | 4.491 | 0.405 | 0.405 | 1.102 | 1.102 | 0 | 0 | 12.35 | 12.35 | 5.217 | 2.6085 | 0 | 100 | 2.6085 |  |  | 17.2659 |  | 0.58313 | 58.313 | 0 | 0 | 2014-10-21 17:00 | 12350 | 12.35
|  | 2014-10-22 05:55:02 | 35.9635 | 4.5837 | 18.3347 | 4.4948 | 4.4948 | 0.60333 | 0.60333 | 1.1013 | 1.1013 | 0 | 0 | 13.3412 | 13.3412 | 1.9118 | 0.95592 | 0 | 100 | 0.95592 |  |  | 18.518 |  | 0.50981 | 50.9813 | 0 | 0 | 2014-10-21 17:30 | 13341.1667 | 13.3412
|  | 2014-10-22 06:25:02 | 39.2887 | 4.5572 | 18.2287 | 4.4928 | 4.4928 | 0.684 | 0.684 | 1.1013 | 1.1013 | 0 | 0 | 13.8673 | 13.8673 | -0.9145 | -0.45725 | 0 | 99.5427 | 0 |  |  | 19.1401 |  | 0.46397 | 46.3968 | 0 | 0.9145 | 2014-10-21 18:00 | 13867.3333 | 13.8673
|  | 2014-10-22 06:55:04 | 40.3412 | 4.396 | 17.584 | 4.4953 | 4.4953 | 0.71217 | 0.71217 | 1.0907 | 1.0907 | 0 | 0 | 13.7975 | 13.7975 | -2.6615 | -1.3308 | 0 | 98.212 | 0 |  |  | 16.3531 |  | 0.43588 | 43.5882 | 0 | 2.6615 | 2014-10-21 18:30 | 13797.5 | 13.7975
|  | 2014-10-22 07:25:03 | 40.4052 | 4.3763 | 17.5053 | 4.5045 | 4.5045 | 0.778 | 0.778 | 1.084 | 1.084 | 0 | 0 | 13.8075 | 13.8075 | -2.7258 | -1.3629 | 0 | 96.8491 | 0 |  |  | 18.0305 |  | 0.43324 | 43.3245 | 0 | 2.7258 | 2014-10-21 19:00 | 13807.5 | 13.8075
|  | 2014-10-22 07:55:02 | 40.0818 | 4.4782 | 17.9127 | 4.5002 | 4.5002 | 0.749 | 0.749 | 1.1123 | 1.1123 | 0 | 0 | 13.8848 | 13.8848 | -1.9228 | -0.96142 | 0 | 95.8877 | 0 |  |  | 16.1214 |  | 0.4469 | 44.6902 | 0 | 1.9228 | 2014-10-21 19:30 | 13884.8333 | 13.8848
|  | 2014-10-22 08:31:08 | 40.388 | 4.5742 | 18.2967 | 4.5058 | 4.5058 | 0.74367 | 0.74367 | 1.11 | 1.11 | 0 | 0 | 14.03 | 14.03 | -1.7018 | -0.85092 | 0 | 95.0367 | 0 |  |  | 19.9434 |  | 0.45302 | 45.3022 | 0 | 1.7018 | 2014-10-21 20:00 | 14030 | 14.03
|  | 2014-10-22 08:59:48 | 40.2337 | 4.5958 | 18.3833 | 4.502 | 4.502 | 0.74417 | 0.74417 | 1.09 | 1.09 | 0 | 0 | 14.125 | 14.125 | -1.3892 | -0.69458 | 0 | 94.3422 | 0 |  |  | 19.4863 |  | 0.45691 | 45.6914 | 0 | 1.3892 | 2014-10-21 20:30 | 14125 | 14.125
|  | 2014-10-22 09:35:03 | 40.1543 | 4.7642 | 19.0567 | 4.5002 | 4.5002 | 0.7445 | 0.7445 | 1.0897 | 1.0897 | 0 | 0 | 14.0955 | 14.0955 | -0.66783 | -0.33392 | 0 | 94.0082 | 0 |  |  | 18.8661 |  | 0.47459 | 47.4586 | 0 | 0.66783 | 2014-10-21 21:00 | 14095.5 | 14.0955
|  | 2014-10-22 10:05:02 | 39.9747 | 4.9043 | 19.6173 | 4.4983 | 4.4983 | 0.74533 | 0.74533 | 1.0903 | 1.0903 | 2.1136 | 2.1136 | 14.0352 | 14.0352 | 2.1254 | 1.0627 | 0 | 95.071 | 0 |  |  | 20.402 |  | 0.49074 | 49.0744 | 0 | 0 | 2014-10-21 21:30 | 14035.1667 | 14.0352
|  | 2014-10-22 10:35:04 | 39.8785 | 4.8437 | 19.3747 | 4.495 | 4.495 | 0.74917 | 0.74917 | 1.0892 | 1.0892 | 2.1136 | 2.1136 | 13.9552 | 13.9552 | 1.8983 | 0.94913 | 0 | 96.0201 | 0 |  |  | 18.5997 |  | 0.48584 | 48.5842 | 0 | 0 | 2014-10-21 22:00 | 13955.1667 | 13.9552
|  | 2014-10-22 11:05:02 | 40.0738 | 4.6533 | 18.6133 | 4.493 | 4.493 | 0.74583 | 0.74583 | 1.0655 | 1.0655 | 3.9984 | 3.9984 | 13.8328 | 13.8328 | 2.6751 | 1.3375 | 0 | 97.3576 | 0 |  |  | 17.6827 |  | 0.46448 | 46.4476 | 0 | 0 | 2014-10-21 22:30 | 13832.8333 | 13.8328
|  | 2014-10-22 11:35:02 | 40.1053 | 4.6367 | 18.5467 | 4.4943 | 4.4943 | 0.696 | 0.696 | 1.091 | 1.091 | 3.9984 | 3.9984 | 13.7953 | 13.7953 | 2.5164 | 1.2582 | 0 | 98.6158 | 0 |  |  | 18.3612 |  | 0.46245 | 46.2449 | 0 | 0 | 2014-10-21 23:00 | 13795.3333 | 13.7953
|  | 2014-10-22 12:05:03 | 40.0352 | 4.6527 | 18.6107 | 4.498 | 4.498 | 0.60217 | 0.60217 | 1.0902 | 1.0902 | 4.7536 | 4.7536 | 13.825 | 13.825 | 3.3444 | 1.6722 | 0 | 100 | 1.6722 |  |  | 19.3551 |  | 0.46486 | 46.4858 | 0 | 0 | 2014-10-21 23:30 | 13825 | 13.825
|  | 2014-10-22 12:35:03 | 40.032 | 4.4908 | 17.9633 | 4.499 | 4.499 | 0.51167 | 0.51167 | 1.0897 | 1.0897 | 4.7536 | 4.7536 | 13.8838 | 13.8838 | 2.6691 | 1.3346 | 0 | 100 | 1.3346 |  |  | 19.2208 |  | 0.44872 | 44.8724 | 0 | 0 | 2014-10-22 | 13883.8333 | 13.8838
|  | 2014-10-22 13:05:03 | 40.0487 | 4.373 | 17.492 | 4.4963 | 4.4963 | 0.51383 | 0.51383 | 1.09 | 1.09 | 4.2932 | 4.2932 | 13.911 | 13.911 | 1.7477 | 0.87385 | 0 | 100 | 0.87385 |  |  | 17.492 |  | 0.43677 | 43.6769 | 0 | 0 | 2014-10-22 00:30 | 13911 | 13.911
|  | 2014-10-22 13:35:02 | 39.978 | 4.3583 | 17.4333 | 4.4968 | 4.4968 | 0.58683 | 0.58683 | 1.0902 | 1.0902 | 4.2932 | 4.2932 | 13.5867 | 13.5867 | 1.509 | 0.75452 | 0 | 100 | 0.75452 |  |  | 18.1307 |  | 0.43607 | 43.6073 | 0 | 0 | 2014-10-22 01:00 | 13586.6667 | 13.5867
|  | 2014-10-22 14:05:02 | 40.0262 | 4.4192 | 17.6767 | 4.5 | 4.5 | 0.58817 | 0.58817 | 1.0905 | 1.0905 | 4.1288 | 4.1288 | 13.4792 | 13.4792 | 1.4371 | 0.71857 | 0 | 100 | 0.71857 |  |  | 16.4393 |  | 0.44163 | 44.1628 | 0 | 0 | 2014-10-22 01:30 | 13479.1667 | 13.4792
|  | 2014-10-22 14:35:03 | 40.5278 | 4.4763 | 17.9053 | 4.5022 | 4.5022 | 0.58483 | 0.58483 | 1.0898 | 1.0898 | 4.1288 | 4.1288 | 13.5352 | 13.5352 | 1.2183 | 0.60915 | 0 | 100 | 0.60915 |  |  | 18.2634 |  | 0.4418 | 44.1803 | 0 | 0 | 2014-10-22 02:00 | 13535.1667 | 13.5352
|  | 2014-10-22 15:05:01 | 41.5597 | 4.6728 | 18.6913 | 4.501 | 4.501 | 0.62233 | 0.62233 | 1.0903 | 1.0903 | 3.6376 | 3.6376 | 13.5172 | 13.5172 | 0.5001 | 0.25005 | 0 | 100 | 0.25005 |  |  | 18.6913 |  | 0.44975 | 44.9747 | 0 | 0 | 2014-10-22 02:30 | 13517.1667 | 13.5172
|  | 2014-10-22 15:35:02 | 42.3968 | 4.6872 | 18.7487 | 4.4993 | 4.4993 | 0.6625 | 0.6625 | 1.0828 | 1.0828 | 3.6376 | 3.6376 | 13.516 | 13.516 | -0.2499 | -0.12495 | 0 | 99.8751 | 0 |  |  | 18.3737 |  | 0.44222 | 44.2219 | 0 | 0.2499 | 2014-10-22 03:00 | 13516 | 13.516
|  | 2014-10-22 16:05:02 | 43.4267 | 4.7495 | 18.998 | 4.5013 | 4.5013 | 0.6275 | 0.6275 | 1.0757 | 1.0757 | 2.584 | 2.584 | 13.5773 | 13.5773 | -2.0628 | -1.0314 | 0 | 98.8436 | 0 |  |  | 19.7579 |  | 0.43747 | 43.7473 | 0 | 2.0628 | 2014-10-22 03:30 | 13577.3333 | 13.5773
|  | 2014-10-22 16:35:02 | 44.2635 | 4.7422 | 18.9687 | 4.4987 | 4.4987 | 0.565 | 0.565 | 1.0742 | 1.0742 | 2.584 | 2.584 | 13.5733 | 13.5733 | -2.9997 | -1.4998 | 0 | 97.3438 | 0 |  |  | 18.3996 |  | 0.42854 | 42.854 | 0 | 2.9997 | 2014-10-22 04:00 | 13573.3333 | 13.5733
|  | 2014-10-22 17:05:02 | 45.738 | 4.739 | 18.956 | 4.4978 | 4.4978 | 0.511 | 0.511 | 1.0747 | 1.0747 | 0.7588 | 0.7588 | 13.5727 | 13.5727 | -6.367 | -3.1835 | 0 | 94.1603 | 0 |  |  | 20.662 |  | 0.41445 | 41.4448 | 0 | 6.367 | 2014-10-22 04:30 | 13572.6667 | 13.5727
|  | 2014-10-22 17:35:02 | 46.0125 | 4.6503 | 18.6013 | 4.5025 | 4.5025 | 0.48 | 0.48 | 1.0747 | 1.0747 | 0.7588 | 0.7588 | 13.51 | 13.51 | -7.0852 | -3.5426 | 0 | 90.6177 | 0 |  |  | 18.6013 |  | 0.40427 | 40.4267 | 0 | 7.0852 | 2014-10-22 05:00 | 13510 | 13.51
|  | 2014-10-22 18:05:02 | 45.2225 | 4.682 | 18.728 | 4.5003 | 4.5003 | 0.43983 | 0.43983 | 1.0742 | 1.0742 | 0.0332 | 0.0332 | 13.3277 | 13.3277 | -7.1193 | -3.5597 | 0 | 87.058 | 0 |  |  | 18.3534 |  | 0.41413 | 41.413 | 0 | 7.1193 | 2014-10-22 05:30 | 13327.6667 | 13.3277
|  | 2014-10-22 18:35:02 | 43.969 | 4.8378 | 19.3513 | 4.5032 | 4.5032 | 0.49167 | 0.49167 | 1.0742 | 1.0742 | 0.0332 | 0.0332 | 13.2298 | 13.2298 | -5.2856 | -2.6428 | 0 | 84.4152 | 0 |  |  | 18.7708 |  | 0.44011 | 44.0113 | 0 | 5.2856 | 2014-10-22 06:00 | 13229.8333 | 13.2298
|  | 2014-10-22 19:05:04 | 42.5613 | 4.5665 | 18.266 | 4.5012 | 4.5012 | 0.6255 | 0.6255 | 1.0828 | 1.0828 | 0 | 0 | 13.1862 | 13.1862 | -4.8997 | -2.4498 | 0 | 81.9654 | 0 |  |  | 19.9099 |  | 0.42917 | 42.9169 | 0 | 4.8997 | 2014-10-22 06:30 | 13186.1667 | 13.1862
|  | 2014-10-22 19:35:02 | 41.0683 | 4.486 | 17.944 | 4.5012 | 4.5012 | 0.57583 | 0.57583 | 1.0852 | 1.0852 | 0 | 0 | 13.2487 | 13.2487 | -3.7135 | -1.8568 | 0 | 80.1086 | 0 |  |  | 19.3795 |  | 0.43693 | 43.693 | 0 | 3.7135 | 2014-10-22 07:00 | 13248.6667 | 13.2487
|  | 2014-10-22 20:05:06 | 39.4272 | 4.5765 | 18.306 | 4.5023 | 4.5023 | 0.47683 | 0.47683 | 1.0855 | 1.0855 | 0 | 0 | 13.1695 | 13.1695 | -1.887 | -0.9435 | 0 | 79.1651 | 0 |  |  | 19.5874 |  | 0.4643 | 46.4299 | 0 | 1.887 | 2014-10-22 07:30 | 13169.5 | 13.1695
|  | 2014-10-22 20:35:03 | 37.0302 | 4.5578 | 18.2313 | 4.5023 | 4.5023 | 0.44283 | 0.44283 | 1.0863 | 1.0863 | 0 | 0 | 12.874 | 12.874 | 0.10667 | 0.053333 | 0 | 79.2185 | 0 |  |  | 18.4136 |  | 0.49234 | 49.2337 | 0 | 0 | 2014-10-22 08:00 | 12874 | 12.874
|  | 2014-10-22 21:05:01 | 34.8358 | 4.622 | 18.488 | 4.4922 | 4.4922 | 0.393 | 0.393 | 1.0818 | 1.0818 | 0 | 0 | 12.5867 | 12.5867 | 2.2058 | 1.1029 | 0 | 80.3214 | 0 |  |  | 19.967 |  | 0.53072 | 53.0718 | 0 | 0 | 2014-10-22 08:30 | 12586.6667 | 12.5867
|  | 2014-10-22 21:35:04 | 32.6458 | 4.4335 | 17.734 | 4.4837 | 4.4837 | 0.39 | 0.39 | 1.0792 | 1.0792 | 0 | 0 | 12.4295 | 12.4295 | 3.4705 | 1.7353 | 0 | 82.0566 | 0 |  |  | 18.0887 |  | 0.54322 | 54.3224 | 0 | 0 | 2014-10-22 09:00 | 12429.5 | 12.4295
|  | 2014-10-22 22:05:03 | 30.0198 | 4.1507 | 16.6027 | 4.4832 | 4.4832 | 0.382 | 0.382 | 1.0778 | 1.0778 | 0 | 0 | 12.022 | 12.022 | 4.5478 | 2.2739 | 0 | 84.3306 | 0 |  |  | 16.1046 |  | 0.55306 | 55.3057 | 0 | 0 | 2014-10-22 09:30 | 12022 | 12.022
|  | 2014-10-22 22:35:03 | 28.45 | 3.9117 | 15.6467 | 4.4905 | 4.4905 | 0.37967 | 0.37967 | 1.0582 | 1.0582 | 0 | 0 | 11.66 | 11.66 | 4.785 | 2.3925 | 0 | 86.7231 | 0 |  |  | 14.2385 |  | 0.54997 | 54.9971 | 0 | 0 | 2014-10-22 10:00 | 11660 | 11.66
|  | 2014-10-22 23:05:02 | 28.0952 | 3.8048 | 15.2193 | 4.4932 | 4.4932 | 0.37867 | 0.37867 | 1.053 | 1.053 | 0 | 0 | 11.481 | 11.481 | 4.53 | 2.265 | 0 | 88.9881 | 0 |  |  | 14.7628 |  | 0.54171 | 54.1706 | 0 | 0 | 2014-10-22 10:30 | 11481 | 11.481
|  | 2014-10-22 23:35:02 | 27.2045 | 3.7657 | 15.0627 | 4.4935 | 4.4935 | 0.37117 | 0.37117 | 1.0498 | 1.0498 | 0 | 0 | 10.7982 | 10.7982 | 4.5708 | 2.2854 | 0 | 91.2735 | 0 |  |  | 14.0083 |  | 0.55368 | 55.3683 | 0 | 0 | 2014-10-22 11:00 | 10798.1667 | 10.7982
|  | 2014-10-23 00:05:02 | 26.9513 | 3.6615 | 14.646 | 4.488 | 4.488 | 0.3425 | 0.3425 | 1.0525 | 1.0525 | 0 | 0 | 10.0515 | 10.0515 | 3.6292 | 1.8146 | 0 | 93.088 | 0 |  |  | 15.0854 |  | 0.54342 | 54.3424 | 0 | 0 | 2014-10-22 11:30 | 10051.5 | 10.0515
|  | 2014-10-23 00:35:03 | 27.1848 | 3.7203 | 14.8813 | 4.489 | 4.489 | 0.337 | 0.337 | 1.0488 | 1.0488 | 0 | 0 | 9.7698 | 9.7698 | 3.3412 | 1.6706 | 0 | 94.7586 | 0 |  |  | 16.0718 |  | 0.54741 | 54.7413 | 0 | 0 | 2014-10-22 12:00 | 9769.8333 | 9.7698
|  | 2014-10-23 01:05:01 | 27.1963 | 3.9247 | 15.6987 | 4.4983 | 4.4983 | 0.337 | 0.337 | 1.048 | 1.048 | 0 | 0 | 9.5555 | 9.5555 | 3.9412 | 1.9706 | 0 | 96.7292 | 0 |  |  | 16.7976 |  | 0.57723 | 57.7235 | 0 | 0 | 2014-10-22 12:30 | 9555.5 | 9.5555
|  | 2014-10-23 01:35:02 | 26.7373 | 4.002 | 16.008 | 4.493 | 4.493 | 0.33933 | 0.33933 | 1.0537 | 1.0537 | 0 | 0 | 9.3918 | 9.3918 | 4.5485 | 2.2742 | 0 | 99.0035 | 0 |  |  | 16.1681 |  | 0.59871 | 59.8713 | 0 | 0 | 2014-10-22 13:00 | 9391.8333 | 9.3918
|  | 2014-10-23 02:05:04 | 26.416 | 4.0273 | 16.1093 | 4.4935 | 4.4935 | 0.339 | 0.339 | 1.053 | 1.053 | 0 | 0 | 9.1762 | 9.1762 | 4.755 | 2.3775 | 0 | 100 | 2.3775 |  |  | 17.237 |  | 0.60983 | 60.9832 | 0 | 0 | 2014-10-22 13:30 | 9176.1667 | 9.1762
|  | 2014-10-23 02:35:01 | 26.1058 | 4.193 | 16.772 | 4.497 | 4.497 | 0.3405 | 0.3405 | 1.0483 | 1.0483 | 0 | 0 | 8.861 | 8.861 | 5.413 | 2.7065 | 0 | 100 | 2.7065 |  |  | 15.4302 |  | 0.64246 | 64.2462 | 0 | 0 | 2014-10-22 14:00 | 8861 | 8.861
|  | 2014-10-23 03:05:03 | 25.8893 | 4.2515 | 17.006 | 4.497 | 4.497 | 0.34133 | 0.34133 | 1.0537 | 1.0537 | 0 | 0 | 8.811 | 8.811 | 5.8197 | 2.9098 | 0 | 100 | 2.9098 |  |  | 15.6455 |  | 0.65687 | 65.6873 | 0 | 0 | 2014-10-22 14:30 | 8811 | 8.811
|  | 2014-10-23 03:35:01 | 25.99 | 4.166 | 16.664 | 4.506 | 4.506 | 0.34033 | 0.34033 | 1.0543 | 1.0543 | 0 | 0 | 9.081 | 9.081 | 5.6557 | 2.8278 | 0 | 100 | 2.8278 |  |  | 17.6638 |  | 0.64117 | 64.117 | 0 | 0 | 2014-10-22 15:00 | 9081 | 9.081
|  | 2014-10-23 04:05:02 | 26.5668 | 4.344 | 17.376 | 4.5098 | 4.5098 | 0.33917 | 0.33917 | 1.0518 | 1.0518 | 0 | 0 | 9.8317 | 9.8317 | 6.5417 | 3.2708 | 0 | 100 | 3.2708 |  |  | 15.8122 |  | 0.65405 | 65.4049 | 0 | 0 | 2014-10-22 15:30 | 9831.6667 | 9.8317
|  | 2014-10-23 04:35:02 | 27.0243 | 4.3328 | 17.3313 | 4.5057 | 4.5057 | 0.3385 | 0.3385 | 1.0815 | 1.0815 | 0 | 0 | 10.4758 | 10.4758 | 6.7085 | 3.3543 | 0 | 100 | 3.3543 |  |  | 18.7178 |  | 0.64132 | 64.1323 | 0 | 0 | 2014-10-22 16:00 | 10475.8333 | 10.4758
|  | 2014-10-23 05:05:02 | 29.4793 | 4.2043 | 16.8173 | 4.5015 | 4.5015 | 0.35483 | 0.35483 | 1.0793 | 1.0793 | 0 | 0 | 11.26 | 11.26 | 4.5337 | 2.2668 | 0 | 100 | 2.2668 |  |  | 15.8083 |  | 0.57048 | 57.0479 | 0 | 0 | 2014-10-22 16:30 | 11260 | 11.26
|  | 2014-10-23 05:35:03 | 33.0615 | 4.4172 | 17.6687 | 4.499 | 4.499 | 0.39367 | 0.39367 | 1.0793 | 1.0793 | 0 | 0 | 11.6372 | 11.6372 | 2.2163 | 1.1082 | 0 | 100 | 1.1082 |  |  | 16.7852 |  | 0.53442 | 53.4418 | 0 | 0 | 2014-10-22 17:00 | 11637.1667 | 11.6372
|  | 2014-10-23 06:05:06 | 36.8813 | 4.166 | 16.664 | 4.4985 | 4.4985 | 0.66783 | 0.66783 | 1.0927 | 1.0927 | 0 | 0 | 12.299 | 12.299 | -1.6593 | -0.82967 | 0 | 99.1703 | 0 |  |  | 14.9976 |  | 0.45183 | 45.1827 | 0 | 1.6593 | 2014-10-22 17:30 | 12299 | 12.299
|  | 2014-10-23 06:35:02 | 39.7545 | 4.0868 | 16.3473 | 4.4997 | 4.4997 | 0.7005 | 0.7005 | 1.0992 | 1.0992 | 0 | 0 | 12.8875 | 12.8875 | -4.2203 | -2.1102 | 0 | 97.0602 | 0 |  |  | 16.8378 |  | 0.41121 | 41.1207 | 0 | 4.2203 | 2014-10-22 18:00 | 12887.5 | 12.8875
|  | 2014-10-23 07:05:02 | 40.5752 | 3.8485 | 15.394 | 4.5013 | 4.5013 | 0.69267 | 0.69267 | 1.1035 | 1.1035 | 0 | 0 | 13.0945 | 13.0945 | -5.7892 | -2.8946 | 0 | 94.1656 | 0 |  |  | 15.5479 |  | 0.37939 | 37.9395 | 0 | 5.7892 | 2014-10-22 18:30 | 13094.5 | 13.0945
|  | 2014-10-23 07:35:04 | 40.3902 | 3.8085 | 15.234 | 4.502 | 4.502 | 0.6855 | 0.6855 | 1.1037 | 1.1037 | 0 | 0 | 13.1768 | 13.1768 | -5.6882 | -2.8441 | 0 | 91.3215 | 0 |  |  | 15.0817 |  | 0.37717 | 37.7171 | 0 | 5.6882 | 2014-10-22 19:00 | 13176.8333 | 13.1768
|  | 2014-10-23 08:05:02 | 40.578 | 3.6497 | 14.5987 | 4.5038 | 4.5038 | 0.70583 | 0.70583 | 1.1045 | 1.1045 | 0 | 0 | 13.193 | 13.193 | -6.4722 | -3.2361 | 0 | 88.0854 | 0 |  |  | 15.1826 |  | 0.35977 | 35.9768 | 0 | 6.4722 | 2014-10-22 19:30 | 13193 | 13.193
|  | 2014-10-23 08:35:02 | 40.692 | 3.5947 | 14.3787 | 4.5028 | 4.5028 | 0.70983 | 0.70983 | 1.104 | 1.104 | 0 | 0 | 13.1683 | 13.1683 | -6.8283 | -3.4142 | 0 | 84.6713 | 0 |  |  | 12.9408 |  | 0.35335 | 35.3354 | 0 | 6.8283 | 2014-10-22 20:00 | 13168.3333 | 13.1683
|  | 2014-10-23 09:05:04 | 40.5502 | 3.8225 | 15.29 | 4.5117 | 4.5117 | 0.7105 | 0.7105 | 1.1045 | 1.1045 | 0 | 0 | 13.1957 | 13.1957 | -5.7378 | -2.8689 | 0 | 81.8023 | 0 |  |  | 16.819 |  | 0.37706 | 37.7064 | 0 | 5.7378 | 2014-10-22 20:30 | 13195.6667 | 13.1957
|  | 2014-10-23 09:35:02 | 40.4965 | 4.0825 | 16.33 | 4.5072 | 4.5072 | 0.7 | 0.7 | 1.1047 | 1.1047 | 0 | 0 | 13.2725 | 13.2725 | -4.5822 | -2.2911 | 0 | 79.5113 | 0 |  |  | 17.3098 |  | 0.40324 | 40.3245 | 0 | 4.5822 | 2014-10-22 21:00 | 13272.5 | 13.2725
|  | 2014-10-23 10:05:02 | 40.4482 | 4.2083 | 16.8333 | 4.5073 | 4.5073 | 0.69 | 0.69 | 1.1042 | 1.1042 | 1.8492 | 1.8492 | 13.2802 | 13.2802 | -2.184 | -1.092 | 0 | 78.4193 | 0 |  |  | 17.675 |  | 0.41617 | 41.617 | 0 | 2.184 | 2014-10-22 21:30 | 13280.1667 | 13.2802
|  | 2014-10-23 10:35:02 | 40.434 | 4.1443 | 16.5773 | 4.501 | 4.501 | 0.70717 | 0.70717 | 1.1037 | 1.1037 | 1.8492 | 1.8492 | 13.2683 | 13.2683 | -2.4273 | -1.2137 | 0 | 77.2056 | 0 |  |  | 15.4169 |  | 0.40998 | 40.9985 | 0 | 2.4273 | 2014-10-22 22:00 | 13268.3333 | 13.2683
|  | 2014-10-23 11:05:01 | 40.5128 | 4.0205 | 16.082 | 4.5027 | 4.5027 | 0.7015 | 0.7015 | 1.1042 | 1.1042 | 2.2812 | 2.2812 | 13.2323 | 13.2323 | -2.609 | -1.3045 | 0 | 75.9011 | 0 |  |  | 16.8861 |  | 0.39696 | 39.6961 | 0 | 2.609 | 2014-10-22 22:30 | 13232.3333 | 13.2323
|  | 2014-10-23 11:35:06 | 40.2585 | 4.0855 | 16.342 | 4.5048 | 4.5048 | 0.71167 | 0.71167 | 1.1047 | 1.1047 | 2.2812 | 2.2812 | 13.2635 | 13.2635 | -2.0506 | -1.0253 | 0 | 74.8758 | 0 |  |  | 15.0346 |  | 0.40593 | 40.5927 | 0 | 2.0506 | 2014-10-22 23:00 | 13263.5 | 13.2635
|  | 2014-10-23 12:05:02 | 39.9955 | 4.3187 | 17.2747 | 4.5038 | 4.5038 | 0.66167 | 0.66167 | 1.1002 | 1.1002 | 2.6128 | 2.6128 | 13.409 | 13.409 | -0.43337 | -0.21668 | 0 | 74.6591 | 0 |  |  | 16.2382 |  | 0.43192 | 43.1915 | 0 | 0.43337 | 2014-10-22 23:30 | 13409 | 13.409
|  | 2014-10-23 12:35:03 | 39.781 | 4.119 | 16.476 | 4.5018 | 4.5018 | 0.66433 | 0.66433 | 1.0985 | 1.0985 | 2.6128 | 2.6128 | 13.4377 | 13.4377 | -0.98987 | -0.49493 | 0 | 74.1642 | 0 |  |  | 17.4646 |  | 0.41417 | 41.4168 | 0 | 0.98987 | 2014-10-23 | 13437.6667 | 13.4377
|  | 2014-10-23 13:05:01 | 39.681 | 4.175 | 16.7 | 4.5007 | 4.5007 | 0.66933 | 0.66933 | 1.0973 | 1.0973 | 3.2092 | 3.2092 | 13.4162 | 13.4162 | -0.0883 | -0.04415 | 0 | 74.1201 | 0 |  |  | 16.199 |  | 0.42086 | 42.0856 | 0 | 0.0883 | 2014-10-23 00:30 | 13416.1667 | 13.4162
|  | 2014-10-23 13:35:02 | 39.585 | 4.4377 | 17.7507 | 4.4968 | 4.4968 | 0.587 | 0.587 | 1.0878 | 1.0878 | 3.2092 | 3.2092 | 13.3242 | 13.3242 | 0.8707 | 0.43535 | 0 | 74.5554 | 0 |  |  | 19.3482 |  | 0.44842 | 44.8419 | 0 | 0 | 2014-10-23 01:00 | 13324.1667 | 13.3242
|  | 2014-10-23 14:05:02 | 39.2358 | 4.6073 | 18.4293 | 4.4978 | 4.4978 | 0.47183 | 0.47183 | 1.085 | 1.085 | 3.1044 | 3.1044 | 13.2543 | 13.2543 | 1.6069 | 0.80345 | 0 | 75.3589 | 0 |  |  | 18.4293 |  | 0.46971 | 46.9707 | 0 | 0 | 2014-10-23 01:30 | 13254.3333 | 13.2543
|  | 2014-10-23 14:35:02 | 39.7733 | 4.7595 | 19.038 | 4.4982 | 4.4982 | 0.45033 | 0.45033 | 1.0953 | 1.0953 | 3.1044 | 3.1044 | 13.213 | 13.213 | 1.6259 | 0.81295 | 0 | 76.1718 | 0 |  |  | 18.2765 |  | 0.47866 | 47.8662 | 0 | 0 | 2014-10-23 02:00 | 13213 | 13.213
|  | 2014-10-23 15:05:03 | 40.7608 | 4.9105 | 19.642 | 4.5025 | 4.5025 | 0.41033 | 0.41033 | 1.1085 | 1.1085 | 2.006 | 2.006 | 13.2822 | 13.2822 | 0.19067 | 0.095333 | 0 | 76.2671 | 0 |  |  | 20.4277 |  | 0.48188 | 48.1884 | 0 | 0 | 2014-10-23 02:30 | 13282.1667 | 13.2822
|  | 2014-10-23 15:35:02 | 41.6598 | 4.9113 | 19.6453 | 4.5015 | 4.5015 | 0.39067 | 0.39067 | 1.1112 | 1.1112 | 2.006 | 2.006 | 13.3955 | 13.3955 | -0.60967 | -0.30483 | 0 | 75.9623 | 0 |  |  | 18.6631 |  | 0.47157 | 47.1565 | 0 | 0.60967 | 2014-10-23 03:00 | 13395.5 | 13.3955
|  | 2014-10-23 16:05:02 | 42.6037 | 5.031 | 20.124 | 4.5045 | 4.5045 | 0.41783 | 0.41783 | 1.1117 | 1.1117 | 1.3456 | 1.3456 | 13.3688 | 13.3688 | -1.7312 | -0.86562 | 0 | 75.0967 | 0 |  |  | 19.1178 |  | 0.47235 | 47.2354 | 0 | 1.7312 | 2014-10-23 03:30 | 13368.8333 | 13.3688
|  | 2014-10-23 16:35:03 | 43.2772 | 5.093 | 20.372 | 4.5062 | 4.5062 | 0.43017 | 0.43017 | 1.0955 | 1.0955 | 1.3456 | 1.3456 | 13.3128 | 13.3128 | -2.2149 | -1.1074 | 0 | 73.9892 | 0 |  |  | 18.946 |  | 0.47073 | 47.0733 | 0 | 2.2149 | 2014-10-23 04:00 | 13312.8333 | 13.3128
|  | 2014-10-23 17:05:02 | 44.6223 | 5.1197 | 20.4787 | 4.5033 | 4.5033 | 0.42933 | 0.42933 | 1.1048 | 1.1048 | 0.4044 | 0.4044 | 13.3493 | 13.3493 | -4.3524 | -2.1762 | 0 | 71.813 | 0 |  |  | 22.3217 |  | 0.45893 | 45.8933 | 0 | 4.3524 | 2014-10-23 04:30 | 13349.3333 | 13.3493
|  | 2014-10-23 17:35:03 | 44.795 | 5.1907 | 20.7627 | 4.5092 | 4.5092 | 0.42583 | 0.42583 | 1.113 | 1.113 | 0.4044 | 0.4044 | 13.4303 | 13.4303 | -4.1496 | -2.0748 | 0 | 69.7382 | 0 |  |  | 20.1398 |  | 0.4635 | 46.3504 | 0 | 4.1496 | 2014-10-23 05:00 | 13430.3333 | 13.4303
|  | 2014-10-23 18:05:01 | 43.7827 | 5.2563 | 21.0253 | 4.509 | 4.509 | 0.42467 | 0.42467 | 1.1153 | 1.1153 | 0.0372 | 0.0372 | 13.2462 | 13.2462 | -3.425 | -1.7125 | 0 | 68.0257 | 0 |  |  | 20.8151 |  | 0.48022 | 48.022 | 0 | 3.425 | 2014-10-23 05:30 | 13246.1667 | 13.2462
|  | 2014-10-23 18:35:02 | 42.9243 | 5.2555 | 21.022 | 4.5068 | 4.5068 | 0.43117 | 0.43117 | 1.115 | 1.115 | 0.0372 | 0.0372 | 13.279 | 13.279 | -2.5331 | -1.2666 | 0 | 66.7592 | 0 |  |  | 21.4424 |  | 0.48975 | 48.9746 | 0 | 2.5331 | 2014-10-23 06:00 | 13279 | 13.279
|  | 2014-10-23 19:05:02 | 41.5143 | 5.202 | 20.808 | 4.5157 | 4.5157 | 0.43033 | 0.43033 | 1.118 | 1.118 | 0 | 0 | 13.1883 | 13.1883 | -1.454 | -0.727 | 0 | 66.0322 | 0 |  |  | 19.1434 |  | 0.50122 | 50.1224 | 0 | 1.454 | 2014-10-23 06:30 | 13188.3333 | 13.1883
|  | 2014-10-23 19:35:02 | 39.9063 | 4.9358 | 19.7433 | 4.5113 | 4.5113 | 0.42967 | 0.42967 | 1.119 | 1.119 | 0 | 0 | 13.0655 | 13.0655 | -1.0375 | -0.51875 | 0 | 65.5134 | 0 |  |  | 19.7433 |  | 0.49474 | 49.4742 | 0 | 1.0375 | 2014-10-23 07:00 | 13065.5 | 13.0655
|  | 2014-10-23 20:05:02 | 38.3238 | 4.8705 | 19.482 | 4.5148 | 4.5148 | 0.4875 | 0.4875 | 1.12 | 1.12 | 0 | 0 | 12.8908 | 12.8908 | 0.17133 | 0.085667 | 0 | 65.5991 | 0 |  |  | 20.2613 |  | 0.50835 | 50.8352 | 0 | 0 | 2014-10-23 07:30 | 12890.8333 | 12.8908
|  | 2014-10-23 20:35:02 | 36.2682 | 4.9225 | 19.69 | 4.5175 | 4.5175 | 0.53167 | 0.53167 | 1.1188 | 1.1188 | 0 | 0 | 12.8168 | 12.8168 | 2.4067 | 1.2033 | 0 | 66.8024 | 0 |  |  | 21.4621 |  | 0.5429 | 54.29 | 0 | 0 | 2014-10-23 08:00 | 12816.8333 | 12.8168
|  | 2014-10-23 21:05:02 | 34.322 | 4.7793 | 19.1173 | 4.5117 | 4.5117 | 0.50833 | 0.50833 | 1.0967 | 1.0967 | 0 | 0 | 12.8055 | 12.8055 | 3.7175 | 1.8588 | 0 | 68.6612 | 0 |  |  | 20.6467 |  | 0.557 | 55.6999 | 0 | 0 | 2014-10-23 08:30 | 12805.5 | 12.8055
|  | 2014-10-23 21:35:02 | 32.1457 | 4.6472 | 18.5887 | 4.5083 | 4.5083 | 0.50483 | 0.50483 | 1.0857 | 1.0857 | 0 | 0 | 12.3567 | 12.3567 | 4.8985 | 2.4493 | 0 | 71.1104 | 0 |  |  | 17.8451 |  | 0.57826 | 57.8264 | 0 | 0 | 2014-10-23 09:00 | 12356.6667 | 12.3567
|  | 2014-10-23 22:05:02 | 29.6755 | 4.6325 | 18.53 | 4.511 | 4.511 | 0.473 | 0.473 | 1.0885 | 1.0885 | 0 | 0 | 11.3537 | 11.3537 | 6.2807 | 3.1403 | 0 | 74.2508 | 0 |  |  | 19.6418 |  | 0.62442 | 62.4421 | 0 | 0 | 2014-10-23 09:30 | 11353.6667 | 11.3537
|  | 2014-10-23 22:35:02 | 27.7735 | 4.471 | 17.884 | 4.5062 | 4.5062 | 0.48917 | 0.48917 | 1.0822 | 1.0822 | 0 | 0 | 10.2003 | 10.2003 | 6.3883 | 3.1942 | 0 | 77.4449 | 0 |  |  | 18.957 |  | 0.64392 | 64.3923 | 0 | 0 | 2014-10-23 10:00 | 10200.3333 | 10.2003
|  | 2014-10-23 23:05:04 | 27.0602 | 4.4037 | 17.6147 | 4.508 | 4.508 | 0.4725 | 0.4725 | 1.0777 | 1.0777 | 0 | 0 | 10.001 | 10.001 | 6.6137 | 3.3068 | 0 | 80.7518 | 0 |  |  | 18.1431 |  | 0.65094 | 65.0945 | 0 | 0 | 2014-10-23 10:30 | 10001 | 10.001
|  | 2014-10-23 23:35:04 | 26.5635 | 4.2815 | 17.126 | 4.5085 | 4.5085 | 0.4345 | 0.4345 | 1.082 | 1.082 | 0 | 0 | 9.9565 | 9.9565 | 6.544 | 3.272 | 0 | 84.0238 | 0 |  |  | 18.6673 |  | 0.64472 | 64.4719 | 0 | 0 | 2014-10-23 11:00 | 9956.5 | 9.9565
|  | 2014-10-24 00:05:02 | 26.4942 | 3.9402 | 15.7607 | 4.51 | 4.51 | 0.334 | 0.334 | 1.0845 | 1.0845 | 0 | 0 | 10.229 | 10.229 | 5.424 | 2.712 | 0 | 86.7358 | 0 |  |  | 15.6031 |  | 0.59487 | 59.4873 | 0 | 0 | 2014-10-23 11:30 | 10229 | 10.229
|  | 2014-10-24 00:35:03 | 26.9387 | 3.6702 | 14.6807 | 4.508 | 4.508 | 0.323 | 0.323 | 1.0872 | 1.0872 | 0 | 0 | 10.7968 | 10.7968 | 4.457 | 2.2285 | 0 | 88.9643 | 0 |  |  | 14.5339 |  | 0.54497 | 54.4966 | 0 | 0 | 2014-10-23 12:00 | 10796.8333 | 10.7968
|  | 2014-10-24 01:05:01 | 27.1753 | 3.4722 | 13.8887 | 4.508 | 4.508 | 0.362 | 0.362 | 1.0862 | 1.0862 | 0 | 0 | 10.9512 | 10.9512 | 3.6207 | 1.8103 | 0 | 90.7746 | 0 |  |  | 15.1386 |  | 0.51108 | 51.1076 | 0 | 0 | 2014-10-23 12:30 | 10951.1667 | 10.9512
|  | 2014-10-24 01:35:02 | 26.8095 | 3.3618 | 13.4473 | 4.5053 | 4.5053 | 0.37633 | 0.37633 | 1.0872 | 1.0872 | 0 | 0 | 10.8848 | 10.8848 | 3.4915 | 1.7458 | 0 | 92.5203 | 0 |  |  | 12.2371 |  | 0.50159 | 50.1588 | 0 | 0 | 2014-10-23 13:00 | 10884.8333 | 10.8848
|  | 2014-10-24 02:05:02 | 26.3698 | 3.026 | 12.104 | 4.5073 | 4.5073 | 0.37583 | 0.37583 | 1.0868 | 1.0868 | 0 | 0 | 10.6382 | 10.6382 | 2.3423 | 1.1712 | 0 | 93.6915 | 0 |  |  | 11.4988 |  | 0.45901 | 45.9009 | 0 | 0 | 2014-10-23 13:30 | 10638.1667 | 10.6382
|  | 2014-10-24 02:35:02 | 26.0947 | 2.9663 | 11.8653 | 4.5132 | 4.5132 | 0.377 | 0.377 | 1.0805 | 1.0805 | 0 | 0 | 10.4827 | 10.4827 | 2.224 | 1.112 | 0 | 94.8035 | 0 |  |  | 11.2721 |  | 0.4547 | 45.4703 | 0 | 0 | 2014-10-23 14:00 | 10482.6667 | 10.4827
|  | 2014-10-24 03:05:02 | 25.9552 | 2.9468 | 11.7873 | 4.5142 | 4.5142 | 0.377 | 0.377 | 1.0767 | 1.0767 | 0 | 0 | 10.4338 | 10.4338 | 2.2338 | 1.1169 | 0 | 95.9204 | 0 |  |  | 11.9052 |  | 0.45414 | 45.4142 | 0 | 0 | 2014-10-23 14:30 | 10433.8333 | 10.4338
|  | 2014-10-24 03:35:02 | 26.0338 | 2.895 | 11.58 | 4.5083 | 4.5083 | 0.37783 | 0.37783 | 1.0757 | 1.0757 | 0 | 0 | 10.5018 | 10.5018 | 2.0098 | 1.0049 | 0 | 96.9253 | 0 |  |  | 10.5378 |  | 0.44481 | 44.4806 | 0 | 0 | 2014-10-23 15:00 | 10501.8333 | 10.5018
|  | 2014-10-24 04:05:04 | 26.3003 | 2.7355 | 10.942 | 4.5093 | 4.5093 | 0.37767 | 0.37767 | 1.0765 | 1.0765 | 0 | 0 | 11.1875 | 11.1875 | 1.7927 | 0.89633 | 0 | 97.8217 | 0 |  |  | 10.0666 |  | 0.41604 | 41.604 | 0 | 0 | 2014-10-23 15:30 | 11187.5 | 11.1875
|  | 2014-10-24 04:35:03 | 27.2005 | 2.6255 | 10.502 | 4.511 | 4.511 | 0.38033 | 0.38033 | 1.0707 | 1.0707 | 0 | 0 | 12.0113 | 12.0113 | 1.2748 | 0.63742 | 0 | 98.4591 | 0 |  |  | 11.2371 |  | 0.3861 | 38.6096 | 0 | 0 | 2014-10-23 16:00 | 12011.3333 | 12.0113
|  | 2014-10-24 05:05:02 | 28.8997 | 2.3317 | 9.3267 | 4.5095 | 4.5095 | 0.38 | 0.38 | 1.0867 | 1.0867 | 0 | 0 | 12.4293 | 12.4293 | -1.1675 | -0.58375 | 0 | 97.8753 | 0 |  |  | 10.1661 |  | 0.32273 | 32.2726 | 0 | 1.1675 | 2014-10-23 16:30 | 12429.3333 | 12.4293
|  | 2014-10-24 05:35:02 | 32.0805 | 2.3708 | 9.4833 | 4.5083 | 4.5083 | 0.39017 | 0.39017 | 1.086 | 1.086 | 0 | 0 | 12.7285 | 12.7285 | -3.8842 | -1.9421 | 0 | 95.9333 | 0 |  |  | 9.4833 |  | 0.29561 | 29.5611 | 0 | 3.8842 | 2014-10-23 17:00 | 12728.5 | 12.7285
|  | 2014-10-24 06:05:01 | 36.4093 | 2.2585 | 9.034 | 4.5038 | 4.5038 | 0.68217 | 0.68217 | 1.1187 | 1.1187 | 0 | 0 | 13.147 | 13.147 | -7.9237 | -3.9618 | 0 | 91.9714 | 0 |  |  | 8.5823 |  | 0.24812 | 24.8123 | 0 | 7.9237 | 2014-10-23 17:30 | 13147 | 13.147
|  | 2014-10-24 06:35:02 | 39.2278 | 2.1312 | 8.5247 | 4.4978 | 4.4978 | 0.70483 | 0.70483 | 1.114 | 1.114 | 0 | 0 | 13.2918 | 13.2918 | -11.0947 | -5.5473 | 0 | 86.4241 | 0 |  |  | 8.6099 |  | 0.21731 | 21.7312 | 0 | 11.0947 | 2014-10-23 18:00 | 13291.8333 | 13.2918
|  | 2014-10-24 07:05:02 | 40.4578 | 2.1778 | 8.7113 | 4.5017 | 4.5017 | 0.71033 | 0.71033 | 1.1007 | 1.1007 | 0 | 0 | 13.416 | 13.416 | -12.0178 | -6.0089 | 0 | 80.4152 | 0 |  |  | 8.1887 |  | 0.21532 | 21.5319 | 0 | 12.0178 | 2014-10-23 18:30 | 13416 | 13.416
|  | 2014-10-24 07:35:01 | 40.3605 | 2.1668 | 8.6673 | 4.5073 | 4.5073 | 0.71633 | 0.71633 | 1.094 | 1.094 | 0 | 0 | 13.4183 | 13.4183 | -11.9572 | -5.9786 | 0 | 74.4366 | 0 |  |  | 8.6673 |  | 0.21475 | 21.4748 | 0 | 11.9572 | 2014-10-23 19:00 | 13418.3333 | 13.4183
|  | 2014-10-24 08:05:03 | 40.7835 | 2.1102 | 8.4407 | 4.5075 | 4.5075 | 0.73333 | 0.73333 | 1.0975 | 1.0975 | 0 | 0 | 13.5313 | 13.5313 | -12.4732 | -6.2366 | 0 | 68.2 | 0 |  |  | 8.2719 |  | 0.20696 | 20.6963 | 0 | 12.4732 | 2014-10-23 19:30 | 13531.3333 | 13.5313
|  | 2014-10-24 08:35:02 | 40.9492 | 2.1875 | 8.75 | 4.5067 | 4.5067 | 0.72417 | 0.72417 | 1.0987 | 1.0987 | 0 | 0 | 13.503 | 13.503 | -12.3667 | -6.1833 | 0 | 62.0167 | 0 |  |  | 8.575 |  | 0.21368 | 21.368 | 0 | 12.3667 | 2014-10-23 20:00 | 13503 | 13.503
|  | 2014-10-24 09:05:03 | 40.7227 | 2.2625 | 9.05 | 4.5123 | 4.5123 | 0.703 | 0.703 | 1.0982 | 1.0982 | 0 | 0 | 13.5012 | 13.5012 | -11.858 | -5.929 | 0 | 56.0877 | 0 |  |  | 9.774 |  | 0.22223 | 22.2235 | 0 | 11.858 | 2014-10-23 20:30 | 13501.1667 | 13.5012
|  | 2014-10-24 09:35:04 | 40.6592 | 2.3947 | 9.5787 | 4.5013 | 4.5013 | 0.69067 | 0.69067 | 1.0968 | 1.0968 | 0 | 0 | 13.4597 | 13.4597 | -11.332 | -5.666 | 0 | 50.4217 | 0 |  |  | 8.8124 |  | 0.23558 | 23.5584 | 0 | 11.332 | 2014-10-23 21:00 | 13459.6667 | 13.4597
|  | 2014-10-24 10:05:04 | 40.6927 | 2.6228 | 10.4913 | 4.5078 | 4.5078 | 0.67667 | 0.67667 | 1.0963 | 1.0963 | 1.08 | 1.08 | 13.3142 | 13.3142 | -9.5263 | -4.7632 | 0 | 45.6585 | 0 |  |  | 9.9668 |  | 0.25782 | 25.7819 | 0 | 9.5263 | 2014-10-23 21:30 | 13314.1667 | 13.3142
|  | 2014-10-24 10:35:03 | 40.5 | 3.0905 | 12.362 | 4.5097 | 4.5097 | 0.66017 | 0.66017 | 1.1063 | 1.1063 | 1.08 | 1.08 | 13.2108 | 13.2108 | -7.571 | -3.7855 | 0 | 41.873 | 0 |  |  | 12.4856 |  | 0.30523 | 30.5235 | 0 | 7.571 | 2014-10-23 22:00 | 13210.8333 | 13.2108
|  | 2014-10-24 11:05:02 | 40.526 | 3.1623 | 12.6493 | 4.5058 | 4.5058 | 0.66033 | 0.66033 | 1.108 | 1.108 | 1.6808 | 1.6808 | 13.1362 | 13.1362 | -6.7855 | -3.3928 | 0 | 38.4802 | 0 |  |  | 11.3844 |  | 0.31213 | 31.2129 | 0 | 6.7855 | 2014-10-23 22:30 | 13136.1667 | 13.1362
|  | 2014-10-24 11:35:02 | 40.4322 | 3.0468 | 12.1873 | 4.5078 | 4.5078 | 0.65767 | 0.65767 | 1.1263 | 1.1263 | 1.6808 | 1.6808 | 13.0717 | 13.0717 | -7.2005 | -3.6003 | 0 | 34.88 | 0 |  |  | 11.8217 |  | 0.30143 | 30.1427 | 0 | 7.2005 | 2014-10-23 23:00 | 13071.6667 | 13.0717
|  | 2014-10-24 12:05:03 | 39.8955 | 3.123 | 12.492 | 4.5073 | 4.5073 | 0.60983 | 0.60983 | 1.132 | 1.132 | 1.8796 | 1.8796 | 13.0587 | 13.0587 | -6.2161 | -3.108 | 0 | 31.7719 | 0 |  |  | 12.492 |  | 0.31312 | 31.3118 | 0 | 6.2161 | 2014-10-23 23:30 | 13058.6667 | 13.0587
|  | 2014-10-24 12:35:03 | 39.5483 | 3.1022 | 12.4087 | 4.5082 | 4.5082 | 0.61167 | 0.61167 | 1.1338 | 1.1338 | 1.8796 | 1.8796 | 12.9953 | 12.9953 | -6.0111 | -3.0055 | 0 | 28.7664 | 0 |  |  | 12.0364 |  | 0.31376 | 31.376 | 0 | 6.0111 | 2014-10-24 | 12995.3333 | 12.9953
|  | 2014-10-24 13:05:02 | 39.3627 | 3.2735 | 13.094 | 4.5088 | 4.5088 | 0.61633 | 0.61633 | 1.1375 | 1.1375 | 3.5212 | 3.5212 | 12.895 | 12.895 | -3.5898 | -1.7949 | 0 | 26.9715 | 0 |  |  | 12.9631 |  | 0.33265 | 33.265 | 0 | 3.5898 | 2014-10-24 00:30 | 12895 | 12.895
|  | 2014-10-24 13:35:03 | 39.039 | 3.2317 | 12.9267 | 4.5092 | 4.5092 | 0.59633 | 0.59633 | 1.1362 | 1.1362 | 3.5212 | 3.5212 | 13.0095 | 13.0095 | -3.34 | -1.67 | 0 | 25.3015 | 0 |  |  | 13.9608 |  | 0.33112 | 33.1122 | 0 | 3.34 | 2014-10-24 01:00 | 13009.5 | 13.0095
|  | 2014-10-24 14:05:02 | 38.6155 | 3.4017 | 13.6067 | 4.5077 | 4.5077 | 0.58333 | 0.58333 | 1.1357 | 1.1357 | 3.7304 | 3.7304 | 12.9892 | 12.9892 | -2.0626 | -1.0313 | 0 | 24.2702 | 0 |  |  | 12.7903 |  | 0.35236 | 35.2363 | 0 | 2.0626 | 2014-10-24 01:30 | 12989.1667 | 12.9892
|  | 2014-10-24 14:35:02 | 38.8283 | 3.3347 | 13.3387 | 4.4992 | 4.4992 | 0.57283 | 0.57283 | 1.1403 | 1.1403 | 3.7304 | 3.7304 | 12.9795 | 12.9795 | -2.5674 | -1.2837 | 0 | 22.9865 | 0 |  |  | 12.0048 |  | 0.34353 | 34.3529 | 0 | 2.5674 | 2014-10-24 02:00 | 12979.5 | 12.9795
|  | 2014-10-24 15:05:02 | 39.5368 | 3.3525 | 13.41 | 4.5035 | 4.5035 | 0.5925 | 0.5925 | 1.1402 | 1.1402 | 3.3 | 3.3 | 13.0175 | 13.0175 | -3.5732 | -1.7866 | 0 | 21.1999 | 0 |  |  | 14.4828 |  | 0.33918 | 33.9177 | 0 | 3.5732 | 2014-10-24 02:30 | 13017.5 | 13.0175
|  | 2014-10-24 15:35:03 | 40.18 | 3.5015 | 14.006 | 4.502 | 4.502 | 0.59433 | 0.59433 | 1.1422 | 1.1422 | 3.3 | 3.3 | 13.0602 | 13.0602 | -3.5753 | -1.7877 | 0 | 19.4123 | 0 |  |  | 14.5662 |  | 0.34858 | 34.8581 | 0 | 3.5753 | 2014-10-24 03:00 | 13060.1667 | 13.0602
|  | 2014-10-24 16:05:03 | 40.913 | 3.3893 | 13.5573 | 4.5018 | 4.5018 | 0.69217 | 0.69217 | 1.1407 | 1.1407 | 1.748 | 1.748 | 13.065 | 13.065 | -6.208 | -3.104 | 0 | 16.3083 | 0 |  |  | 14.2352 |  | 0.33137 | 33.137 | 0 | 6.208 | 2014-10-24 03:30 | 13065 | 13.065
|  | 2014-10-24 16:35:02 | 41.3012 | 3.4513 | 13.8053 | 4.5078 | 4.5078 | 0.71417 | 0.71417 | 1.148 | 1.148 | 1.748 | 1.748 | 13.0657 | 13.0657 | -6.3122 | -3.1561 | 0 | 13.1522 | 0 |  |  | 14.7717 |  | 0.33426 | 33.426 | 0 | 6.3122 | 2014-10-24 04:00 | 13065.6667 | 13.0657
|  | 2014-10-24 17:05:02 | 42.7285 | 3.4677 | 13.8707 | 4.5007 | 4.5007 | 0.7265 | 0.7265 | 1.1453 | 1.1453 | 0.6988 | 0.6988 | 13.0987 | 13.0987 | -8.6879 | -4.3439 | 0 | 8.8082 | 0 |  |  | 14.0094 |  | 0.32462 | 32.4623 | 0 | 8.6879 | 2014-10-24 04:30 | 13098.6667 | 13.0987
|  | 2014-10-24 17:35:02 | 43.284 | 3.5712 | 14.2847 | 4.5063 | 4.5063 | 0.73433 | 0.73433 | 1.1468 | 1.1468 | 0.6988 | 0.6988 | 13.1002 | 13.1002 | -8.8129 | -4.4064 | 0 | 4.4018 | 0 |  |  | 13.8561 |  | 0.33002 | 33.0022 | 0 | 8.8129 | 2014-10-24 05:00 | 13100.1667 | 13.1002
|  | 2014-10-24 18:05:04 | 42.5003 | 3.6828 | 14.7313 | 4.5003 | 4.5003 | 0.71667 | 0.71667 | 1.1473 | 1.1473 | 0.036 | 0.036 | 13.0345 | 13.0345 | -8.3342 | -4.1671 | 0 | 0.23472 | 0 |  |  | 14.7313 |  | 0.34662 | 34.6617 | 0 | 8.3342 | 2014-10-24 05:30 | 13034.5 | 13.0345
|  | 2014-10-24 18:35:01 | 41.0053 | 3.9042 | 15.6167 | 4.5032 | 4.5032 | 0.71317 | 0.71317 | 1.1503 | 1.1503 | 0.036 | 0.036 | 12.767 | 12.767 | -6.219 | -3.1095 | 0 | 0 | 0 |  |  | 17.1783 |  | 0.38084 | 38.0845 | 0 | 0.46943 | 2014-10-24 06:00 | 12767 | 12.767
|  | 2014-10-24 19:05:04 | 39.7792 | 4.0372 | 16.1487 | 4.507 | 4.507 | 0.692 | 0.692 | 1.149 | 1.149 | 0 | 0 | 12.5975 | 12.5975 | -4.685 | -2.3425 | 3.1095 | 0 | 0 |  |  | 15.1797 |  | 0.40596 | 40.5958 | 6.219 | 0 | 2014-10-24 06:30 | 12597.5 | 12.5975
|  | 2014-10-24 19:35:02 | 38.2877 | 4.2265 | 16.906 | 4.5088 | 4.5088 | 0.66683 | 0.66683 | 1.1488 | 1.1488 | 0 | 0 | 12.4082 | 12.4082 | -2.649 | -1.3245 | 2.3425 | 0 | 0 |  |  | 17.4132 |  | 0.44155 | 44.1552 | 4.685 | 0 | 2014-10-24 07:00 | 12408.1667 | 12.4082
|  | 2014-10-24 20:05:07 | 36.9468 | 4.17 | 16.68 | 4.5058 | 4.5058 | 0.5925 | 0.5925 | 1.1485 | 1.1485 | 0 | 0 | 11.9832 | 11.9832 | -2.0368 | -1.0184 | 1.3245 | 0 | 0 |  |  | 15.846 |  | 0.45146 | 45.146 | 2.649 | 0 | 2014-10-24 07:30 | 11983.1667 | 11.9832
|  | 2014-10-24 20:35:02 | 35.0595 | 4.2512 | 17.0047 | 4.5137 | 4.5137 | 0.58083 | 0.58083 | 1.1483 | 1.1483 | 0 | 0 | 11.803 | 11.803 | -0.009 | -0.0045 | 1.0184 | 0 | 0 |  |  | 16.6646 |  | 0.48502 | 48.5023 | 2.0368 | 0 | 2014-10-24 08:00 | 11803 | 11.803
|  | 2014-10-24 21:05:02 | 33.2768 | 4.4177 | 17.6707 | 4.5102 | 4.5102 | 0.58 | 0.58 | 1.1457 | 1.1457 | 0 | 0 | 11.3488 | 11.3488 | 1.9785 | 0.98925 | 0.0045 | 0.98925 | 0 |  |  | 16.7871 |  | 0.53102 | 53.102 | 0.009 | 0 | 2014-10-24 08:30 | 11348.8333 | 11.3488
|  | 2014-10-24 21:35:03 | 31.3458 | 4.3753 | 17.5013 | 4.5107 | 4.5107 | 0.58133 | 0.58133 | 1.1477 | 1.1477 | 0 | 0 | 10.657 | 10.657 | 3.0522 | 1.5261 | 0 | 2.5153 | 0 |  |  | 18.7264 |  | 0.55833 | 55.833 | 0 | 0 | 2014-10-24 09:00 | 10657 | 10.657
|  | 2014-10-24 22:05:02 | 29.3567 | 4.2175 | 16.87 | 4.5128 | 4.5128 | 0.4875 | 0.4875 | 1.1397 | 1.1397 | 0 | 0 | 9.6888 | 9.6888 | 3.3422 | 1.6711 | 0 | 4.1864 | 0 |  |  | 18.3883 |  | 0.57466 | 57.4657 | 0 | 0 | 2014-10-24 09:30 | 9688.8333 | 9.6888
|  | 2014-10-24 22:35:02 | 27.991 | 3.8385 | 15.354 | 4.5137 | 4.5137 | 0.47267 | 0.47267 | 1.147 | 1.147 | 0 | 0 | 9.1738 | 9.1738 | 2.6702 | 1.3351 | 0 | 5.5215 | 0 |  |  | 15.5075 |  | 0.54853 | 54.8533 | 0 | 0 | 2014-10-24 10:00 | 9173.8333 | 9.1738
|  | 2014-10-24 23:05:02 | 27.79 | 3.7132 | 14.8527 | 4.5187 | 4.5187 | 0.48117 | 0.48117 | 1.1477 | 1.1477 | 0 | 0 | 9.095 | 9.095 | 2.3052 | 1.1526 | 0 | 6.6741 | 0 |  |  | 15.1497 |  | 0.53446 | 53.4461 | 0 | 0 | 2014-10-24 10:30 | 9095 | 9.095
|  | 2014-10-24 23:35:23 | 27.0528 | 3.5042 | 14.0167 | 4.5177 | 4.5177 | 0.37633 | 0.37633 | 1.148 | 1.148 | 0 | 0 | 8.745 | 8.745 | 1.7508 | 0.87542 | 0 | 7.5495 | 0 |  |  | 13.3158 |  | 0.51812 | 51.8122 | 0 | 0 | 2014-10-24 11:00 | 8745 | 8.745
|  | 2014-10-25 00:05:16 | 26.7523 | 3.4033 | 13.6133 | 4.5203 | 4.5203 | 0.353 | 0.353 | 1.149 | 1.149 | 0 | 0 | 8.5808 | 8.5808 | 1.4642 | 0.73208 | 0 | 8.2816 | 0 |  |  | 13.4772 |  | 0.50887 | 50.8865 | 0 | 0 | 2014-10-24 11:30 | 8580.8333 | 8.5808
|  | 2014-10-25 00:35:02 | 27.0713 | 3.3297 | 13.3187 | 4.5332 | 4.5332 | 0.351 | 0.351 | 1.1483 | 1.1483 | 0 | 0 | 8.7262 | 8.7262 | 1.006 | 0.503 | 0 | 8.7846 | 0 |  |  | 12.5195 |  | 0.49198 | 49.1984 | 0 | 0 | 2014-10-24 12:00 | 8726.1667 | 8.7262
|  | 2014-10-25 01:05:02 | 26.7985 | 3.2598 | 13.0393 | 4.54 | 4.54 | 0.35117 | 0.35117 | 1.1483 | 1.1483 | 0 | 0 | 8.3903 | 8.3903 | 0.67067 | 0.33533 | 0 | 9.1199 | 0 |  |  | 11.8658 |  | 0.48657 | 48.657 | 0 | 0 | 2014-10-24 12:30 | 8390.3333 | 8.3903
|  | 2014-10-25 01:35:02 | 26.1413 | 3.0738 | 12.2953 | 4.5387 | 4.5387 | 0.35233 | 0.35233 | 1.1482 | 1.1482 | 0 | 0 | 7.9765 | 7.9765 | 0.16967 | 0.084833 | 0 | 9.2047 | 0 |  |  | 11.1888 |  | 0.47034 | 47.0341 | 0 | 0 | 2014-10-24 13:00 | 7976.5 | 7.9765
|  | 2014-10-25 02:05:02 | 25.6558 | 2.957 | 11.828 | 4.5402 | 4.5402 | 0.3515 | 0.3515 | 1.1468 | 1.1468 | 0 | 0 | 7.611 | 7.611 | -0.17833 | -0.089167 | 0 | 9.1156 | 0 |  |  | 12.3011 |  | 0.46103 | 46.1026 | 0 | 0.17833 | 2014-10-24 13:30 | 7611 | 7.611
|  | 2014-10-25 02:35:03 | 25.2517 | 2.9525 | 11.81 | 4.5502 | 4.5502 | 0.35117 | 0.35117 | 1.1467 | 1.1467 | 0 | 0 | 7.3042 | 7.3042 | -0.0895 | -0.04475 | 0 | 9.0708 | 0 |  |  | 11.5738 |  | 0.46769 | 46.7692 | 0 | 0.0895 | 2014-10-24 14:00 | 7304.1667 | 7.3042
|  | 2014-10-25 03:05:02 | 24.9697 | 3.0848 | 12.3393 | 4.552 | 4.552 | 0.35183 | 0.35183 | 1.1457 | 1.1457 | 0 | 0 | 6.928 | 6.928 | 0.34717 | 0.17358 | 0 | 9.2444 | 0 |  |  | 11.9692 |  | 0.49417 | 49.4173 | 0 | 0 | 2014-10-24 14:30 | 6928 | 6.928
|  | 2014-10-25 03:35:02 | 24.7128 | 3.2263 | 12.9053 | 4.5622 | 4.5622 | 0.3395 | 0.3395 | 1.1455 | 1.1455 | 0 | 0 | 6.8208 | 6.8208 | 1.0605 | 0.53025 | 0 | 9.7747 | 0 |  |  | 13.4215 |  | 0.52221 | 52.2212 | 0 | 0 | 2014-10-24 15:00 | 6820.8333 | 6.8208
|  | 2014-10-25 04:05:02 | 24.7292 | 3.1568 | 12.6273 | 4.5645 | 4.5645 | 0.33617 | 0.33617 | 1.1243 | 1.1243 | 0 | 0 | 6.8747 | 6.8747 | 0.79783 | 0.39892 | 0 | 10.1736 | 0 |  |  | 12.5011 |  | 0.51063 | 51.0625 | 0 | 0 | 2014-10-24 15:30 | 6874.6667 | 6.8747
|  | 2014-10-25 04:35:02 | 25.075 | 3.228 | 12.912 | 4.563 | 4.563 | 0.336 | 0.336 | 1.1243 | 1.1243 | 0 | 0 | 7.0238 | 7.0238 | 0.88417 | 0.44208 | 0 | 10.6157 | 0 |  |  | 11.879 |  | 0.51494 | 51.4935 | 0 | 0 | 2014-10-24 16:00 | 7023.8333 | 7.0238
|  | 2014-10-25 05:05:01 | 25.5392 | 3.3657 | 13.4627 | 4.5655 | 4.5655 | 0.33533 | 0.33533 | 1.144 | 1.144 | 0 | 0 | 7.3917 | 7.3917 | 1.36 | 0.68 | 0 | 11.2957 | 0 |  |  | 14.2704 |  | 0.52714 | 52.7138 | 0 | 0 | 2014-10-24 16:30 | 7391.6667 | 7.3917
|  | 2014-10-25 05:35:02 | 26.0585 | 3.43 | 13.72 | 4.5723 | 4.5723 | 0.341 | 0.341 | 1.143 | 1.143 | 0 | 0 | 7.7972 | 7.7972 | 1.515 | 0.7575 | 0 | 12.0532 | 0 |  |  | 12.6224 |  | 0.52651 | 52.6508 | 0 | 0 | 2014-10-24 17:00 | 7797.1667 | 7.7972
|  | 2014-10-25 06:05:02 | 27.7465 | 3.4215 | 13.686 | 4.5717 | 4.5717 | 0.46117 | 0.46117 | 1.1447 | 1.1447 | 0 | 0 | 8.7697 | 8.7697 | 0.88667 | 0.44333 | 0 | 12.4965 | 0 |  |  | 13.1386 |  | 0.49325 | 49.3251 | 0 | 0 | 2014-10-24 17:30 | 8769.6667 | 8.7697
|  | 2014-10-25 06:35:03 | 29.3352 | 3.4485 | 13.794 | 4.5725 | 4.5725 | 0.4875 | 0.4875 | 1.1445 | 1.1445 | 0 | 0 | 9.8892 | 9.8892 | 0.5525 | 0.27625 | 0 | 12.7727 | 0 |  |  | 14.3458 |  | 0.47022 | 47.0221 | 0 | 0 | 2014-10-24 18:00 | 9889.1667 | 9.8892
|  | 2014-10-25 07:05:03 | 31.0195 | 3.5852 | 14.3407 | 4.5717 | 4.5717 | 0.48883 | 0.48883 | 1.1452 | 1.1452 | 0 | 0 | 10.7527 | 10.7527 | 0.2795 | 0.13975 | 0 | 12.9125 | 0 |  |  | 15.2011 |  | 0.46231 | 46.2311 | 0 | 0 | 2014-10-24 18:30 | 10752.6667 | 10.7527
|  | 2014-10-25 07:35:02 | 32.335 | 3.7462 | 14.9847 | 4.5718 | 4.5718 | 0.49033 | 0.49033 | 1.1413 | 1.1413 | 0 | 0 | 11.4588 | 11.4588 | 0.312 | 0.156 | 0 | 13.0685 | 0 |  |  | 14.9847 |  | 0.46342 | 46.3419 | 0 | 0 | 2014-10-24 19:00 | 11458.8333 | 11.4588
|  | 2014-10-25 08:05:02 | 33.486 | 3.9472 | 15.7887 | 4.5725 | 4.5725 | 0.4845 | 0.4845 | 1.1368 | 1.1368 | 0 | 0 | 11.8755 | 11.8755 | 0.372 | 0.186 | 0 | 13.2545 | 0 |  |  | 17.3675 |  | 0.4715 | 47.1501 | 0 | 0 | 2014-10-24 19:30 | 11875.5 | 11.8755
|  | 2014-10-25 08:35:01 | 34.0295 | 4.0353 | 16.1413 | 4.5835 | 4.5835 | 0.49717 | 0.49717 | 1.13 | 1.13 | 0 | 0 | 12.008 | 12.008 | 0.3305 | 0.16525 | 0 | 13.4197 | 0 |  |  | 15.4957 |  | 0.47433 | 47.4334 | 0 | 0 | 2014-10-24 20:00 | 12008 | 12.008
|  | 2014-10-25 09:05:04 | 34.301 | 4.24 | 16.96 | 4.5812 | 4.5812 | 0.49833 | 0.49833 | 1.1268 | 1.1268 | 0 | 0 | 12.035 | 12.035 | 0.90033 | 0.45017 | 0 | 13.8699 | 0 |  |  | 16.7904 |  | 0.49445 | 49.4446 | 0 | 0 | 2014-10-24 20:30 | 12035 | 12.035
|  | 2014-10-25 09:35:02 | 34.1637 | 4.302 | 17.208 | 4.5887 | 4.5887 | 0.50617 | 0.50617 | 1.1222 | 1.1222 | 0 | 0 | 11.9682 | 11.9682 | 1.2295 | 0.61475 | 0 | 14.4847 | 0 |  |  | 17.5522 |  | 0.50369 | 50.3693 | 0 | 0 | 2014-10-24 21:00 | 11968.1667 | 11.9682
|  | 2014-10-25 10:05:02 | 33.9608 | 4.5273 | 18.1093 | 4.586 | 4.586 | 0.506 | 0.506 | 1.1225 | 1.1225 | 1.314 | 1.314 | 11.9607 | 11.9607 | 3.6377 | 1.8188 | 0 | 16.3035 | 0 |  |  | 19.9203 |  | 0.53324 | 53.3242 | 0 | 0 | 2014-10-24 21:30 | 11960.6667 | 11.9607
|  | 2014-10-25 10:35:02 | 33.6092 | 4.5748 | 18.2993 | 4.5922 | 4.5922 | 0.49967 | 0.49967 | 1.1218 | 1.1218 | 1.314 | 1.314 | 11.9502 | 11.9502 | 4.168 | 2.084 | 0 | 18.3875 | 0 |  |  | 17.0184 |  | 0.54447 | 54.4474 | 0 | 0 | 2014-10-24 22:00 | 11950.1667 | 11.9502
|  | 2014-10-25 11:05:03 | 33.2717 | 4.702 | 18.808 | 4.5878 | 4.5878 | 0.4995 | 0.4995 | 1.1222 | 1.1222 | 2.0384 | 2.0384 | 11.9272 | 11.9272 | 5.7114 | 2.8557 | 0 | 21.2432 | 0 |  |  | 17.8676 |  | 0.56529 | 56.5286 | 0 | 0 | 2014-10-24 22:30 | 11927.1667 | 11.9272
|  | 2014-10-25 11:35:01 | 32.7357 | 4.7167 | 18.8667 | 4.593 | 4.593 | 0.5695 | 0.5695 | 1.1228 | 1.1228 | 2.0384 | 2.0384 | 11.7532 | 11.7532 | 6.2079 | 3.1039 | 0 | 24.3471 | 0 |  |  | 19.6213 |  | 0.57633 | 57.6334 | 0 | 0 | 2014-10-24 23:00 | 11753.1667 | 11.7532
|  | 2014-10-25 12:05:01 | 32.1102 | 4.6575 | 18.63 | 4.5895 | 4.5895 | 0.54817 | 0.54817 | 1.124 | 1.124 | 2.5224 | 2.5224 | 11.2943 | 11.2943 | 6.5982 | 3.2991 | 0 | 27.6463 | 0 |  |  | 17.3259 |  | 0.58019 | 58.019 | 0 | 0 | 2014-10-24 23:30 | 11294.3333 | 11.2943
|  | 2014-10-25 12:35:02 | 31.5802 | 4.7372 | 18.9487 | 4.5917 | 4.5917 | 0.54617 | 0.54617 | 1.1277 | 1.1277 | 2.5224 | 2.5224 | 10.8505 | 10.8505 | 7.0069 | 3.5034 | 0 | 31.1497 | 0 |  |  | 20.4646 |  | 0.60002 | 60.0018 | 0 | 0 | 2014-10-25 | 10850.5 | 10.8505
|  | 2014-10-25 13:05:02 | 31.1462 | 4.5807 | 18.3227 | 4.5932 | 4.5932 | 0.55 | 0.55 | 1.131 | 1.131 | 2.8236 | 2.8236 | 10.2327 | 10.2327 | 6.5069 | 3.2535 | 0 | 34.4032 | 0 |  |  | 19.9717 |  | 0.58828 | 58.828 | 0 | 0 | 2014-10-25 00:30 | 10232.6667 | 10.2327
|  | 2014-10-25 13:35:02 | 30.8008 | 4.555 | 18.22 | 4.6007 | 4.6007 | 0.55483 | 0.55483 | 1.1323 | 1.1323 | 2.8236 | 2.8236 | 10.0663 | 10.0663 | 6.5969 | 3.2985 | 0 | 37.7016 | 0 |  |  | 19.131 |  | 0.59154 | 59.1542 | 0 | 0 | 2014-10-25 01:00 | 10066.3333 | 10.0663
|  | 2014-10-25 14:05:01 | 30.8085 | 4.5428 | 18.1713 | 4.602 | 4.602 | 0.55183 | 0.55183 | 1.1328 | 1.1328 | 2.8164 | 2.8164 | 9.9837 | 9.9837 | 6.4496 | 3.2248 | 0 | 40.9264 | 0 |  |  | 16.7176 |  | 0.58982 | 58.9816 | 0 | 0 | 2014-10-25 01:30 | 9983.6667 | 9.9837
|  | 2014-10-25 14:35:02 | 30.9702 | 4.5305 | 18.122 | 4.6092 | 4.6092 | 0.54883 | 0.54883 | 1.1322 | 1.1322 | 2.8164 | 2.8164 | 10.2047 | 10.2047 | 6.4631 | 3.2315 | 0 | 44.158 | 0 |  |  | 18.4844 |  | 0.58514 | 58.5144 | 0 | 0 | 2014-10-25 02:00 | 10204.6667 | 10.2047
|  | 2014-10-25 15:05:02 | 31.7617 | 4.5115 | 18.046 | 4.5975 | 4.5975 | 0.5535 | 0.5535 | 1.1333 | 1.1333 | 2.4612 | 2.4612 | 10.5683 | 10.5683 | 5.5982 | 2.7991 | 0 | 46.9571 | 0 |  |  | 17.1437 |  | 0.56817 | 56.8169 | 0 | 0 | 2014-10-25 02:30 | 10568.3333 | 10.5683
|  | 2014-10-25 15:35:04 | 33.2032 | 4.6423 | 18.5693 | 4.6113 | 4.6113 | 0.5665 | 0.5665 | 1.133 | 1.133 | 2.4612 | 2.4612 | 10.7302 | 10.7302 | 4.8684 | 2.4342 | 0 | 49.3912 | 0 |  |  | 17.0838 |  | 0.55926 | 55.9264 | 0 | 0 | 2014-10-25 03:00 | 10730.1667 | 10.7302
|  | 2014-10-25 16:05:03 | 34.8032 | 4.6868 | 18.7473 | 4.6075 | 4.6075 | 0.6285 | 0.6285 | 1.1337 | 1.1337 | 1.7948 | 1.7948 | 10.9867 | 10.9867 | 3.0953 | 1.5477 | 0 | 50.9389 | 0 |  |  | 17.0601 |  | 0.53867 | 53.8667 | 0 | 0 | 2014-10-25 03:30 | 10986.6667 | 10.9867
|  | 2014-10-25 16:35:01 | 36.542 | 4.6347 | 18.5387 | 4.6143 | 4.6143 | 0.63783 | 0.63783 | 1.1305 | 1.1305 | 1.7948 | 1.7948 | 11.3612 | 11.3612 | 1.5353 | 0.76765 | 0 | 51.7065 | 0 |  |  | 17.9825 |  | 0.50732 | 50.7325 | 0 | 0 | 2014-10-25 04:00 | 11361.1667 | 11.3612
|  | 2014-10-25 17:05:02 | 38.6557 | 4.5533 | 18.2133 | 4.6085 | 4.6085 | 0.6505 | 0.6505 | 1.1367 | 1.1367 | 0.7588 | 0.7588 | 11.494 | 11.494 | -1.7939 | -0.89693 | 0 | 50.8096 | 0 |  |  | 19.4883 |  | 0.47117 | 47.1169 | 0 | 1.7939 | 2014-10-25 04:30 | 11494 | 11.494
|  | 2014-10-25 17:35:03 | 38.6428 | 4.9925 | 19.97 | 4.6168 | 4.6168 | 0.64017 | 0.64017 | 1.142 | 1.142 | 0.7588 | 0.7588 | 11.5008 | 11.5008 | -0.0142 | -0.0071 | 0 | 50.8025 | 0 |  |  | 18.7718 |  | 0.51678 | 51.6784 | 0 | 0.0142 | 2014-10-25 05:00 | 11500.8333 | 11.5008
|  | 2014-10-25 18:05:01 | 37.6148 | 4.879 | 19.516 | 4.6118 | 4.6118 | 0.6345 | 0.6345 | 1.1467 | 1.1467 | 0.052 | 0.052 | 11.5025 | 11.5025 | -0.15133 | -0.075667 | 0 | 50.7268 | 0 |  |  | 18.1499 |  | 0.51884 | 51.8838 | 0 | 0.15133 | 2014-10-25 05:30 | 11502.5 | 11.5025
|  | 2014-10-25 18:35:03 | 36.3788 | 4.8737 | 19.4947 | 4.6192 | 4.6192 | 0.627 | 0.627 | 1.1407 | 1.1407 | 0.052 | 0.052 | 11.363 | 11.363 | 0.91767 | 0.45883 | 0 | 51.1857 | 0 |  |  | 20.6643 |  | 0.53588 | 53.5879 | 0 | 0 | 2014-10-25 06:00 | 11363 | 11.363
|  | 2014-10-25 19:05:02 | 35.0365 | 4.7352 | 18.9407 | 4.6143 | 4.6143 | 0.6735 | 0.6735 | 1.1448 | 1.1448 | 0 | 0 | 11.0813 | 11.0813 | 1.4182 | 0.70908 | 0 | 51.8948 | 0 |  |  | 20.4559 |  | 0.5406 | 54.0598 | 0 | 0 | 2014-10-25 06:30 | 11081.3333 | 11.0813
|  | 2014-10-25 19:35:03 | 33.5922 | 4.5002 | 18.0007 | 4.6132 | 4.6132 | 0.685 | 0.685 | 0.99267 | 0.99267 | 0 | 0 | 10.3475 | 10.3475 | 1.0468 | 0.52342 | 0 | 52.4182 | 0 |  |  | 19.6207 |  | 0.53586 | 53.5859 | 0 | 0 | 2014-10-25 07:00 | 10347.5 | 10.3475
|  | 2014-10-25 20:05:02 | 32.3585 | 4.2952 | 17.1807 | 4.6205 | 4.6205 | 0.651 | 0.651 | 0.787 | 0.787 | 0 | 0 | 10.06 | 10.06 | 0.94067 | 0.47033 | 0 | 52.8885 | 0 |  |  | 15.6344 |  | 0.53095 | 53.0948 | 0 | 0 | 2014-10-25 07:30 | 10060 | 10.06
|  | 2014-10-25 20:35:02 | 31.0027 | 4.4565 | 17.826 | 4.6213 | 4.6213 | 0.64533 | 0.64533 | 0.77667 | 0.77667 | 0 | 0 | 9.3262 | 9.3262 | 2.1928 | 1.0964 | 0 | 53.9849 | 0 |  |  | 19.6086 |  | 0.57498 | 57.4983 | 0 | 0 | 2014-10-25 08:00 | 9326.1667 | 9.3262
|  | 2014-10-25 21:05:02 | 29.8503 | 4.4242 | 17.6967 | 4.6208 | 4.6208 | 0.64417 | 0.64417 | 0.78033 | 0.78033 | 0 | 0 | 8.5432 | 8.5432 | 2.4348 | 1.2174 | 0 | 55.2023 | 0 |  |  | 19.4663 |  | 0.59285 | 59.2847 | 0 | 0 | 2014-10-25 08:30 | 8543.1667 | 8.5432
|  | 2014-10-25 21:35:02 | 28.3602 | 4.2748 | 17.0993 | 4.6248 | 4.6248 | 0.643 | 0.643 | 0.78 | 0.78 | 0 | 0 | 7.9628 | 7.9628 | 2.7498 | 1.3749 | 0 | 56.5773 | 0 |  |  | 15.3894 |  | 0.60293 | 60.2935 | 0 | 0 | 2014-10-25 09:00 | 7962.8333 | 7.9628
|  | 2014-10-25 22:05:02 | 26.7773 | 4.1583 | 16.6333 | 4.6257 | 4.6257 | 0.63183 | 0.63183 | 0.7805 | 0.7805 | 0 | 0 | 7.0175 | 7.0175 | 2.9115 | 1.4558 | 0 | 58.033 | 0 |  |  | 17.6313 |  | 0.62117 | 62.1172 | 0 | 0 | 2014-10-25 09:30 | 7017.5 | 7.0175
|  | 2014-10-25 22:35:02 | 25.2443 | 4.157 | 16.628 | 4.6322 | 4.6322 | 0.62883 | 0.62883 | 0.7805 | 0.7805 | 0 | 0 | 6.3548 | 6.3548 | 3.78 | 1.89 | 0 | 59.923 | 0 |  |  | 15.6303 |  | 0.65868 | 65.8682 | 0 | 0 | 2014-10-25 10:00 | 6354.8333 | 6.3548
|  | 2014-10-25 23:05:02 | 23.9528 | 4.1928 | 16.7713 | 4.631 | 4.631 | 0.62883 | 0.62883 | 0.76967 | 0.76967 | 0 | 0 | 5.9567 | 5.9567 | 4.8047 | 2.4023 | 0 | 62.3253 | 0 |  |  | 16.939 |  | 0.70018 | 70.0182 | 0 | 0 | 2014-10-25 10:30 | 5956.6667 | 5.9567
|  | 2014-10-25 23:35:02 | 23.3813 | 4.1003 | 16.4013 | 4.6235 | 4.6235 | 0.62917 | 0.62917 | 0.7685 | 0.7685 | 0 | 0 | 5.6327 | 5.6327 | 4.6738 | 2.3369 | 0 | 64.6623 | 0 |  |  | 14.9252 |  | 0.70147 | 70.1471 | 0 | 0 | 2014-10-25 11:00 | 5632.6667 | 5.6327
|  | 2014-10-26 00:05:03 | 23.9885 | 4.058 | 16.232 | 4.6657 | 4.6657 | 0.62383 | 0.62383 | 0.7795 | 0.7795 | 0 | 0 | 6.168 | 6.168 | 4.4805 | 2.2402 | 0 | 66.9025 | 0 |  |  | 17.2059 |  | 0.67666 | 67.6658 | 0 | 0 | 2014-10-25 11:30 | 6168 | 6.168
|  | 2014-10-26 00:35:02 | 24.2075 | 4.138 | 16.552 | 4.6783 | 4.6783 | 0.61117 | 0.61117 | 0.78117 | 0.78117 | 0 | 0 | 6.1593 | 6.1593 | 4.5745 | 2.2873 | 0 | 69.1898 | 0 |  |  | 16.221 |  | 0.68376 | 68.3755 | 0 | 0 | 2014-10-25 12:00 | 6159.3333 | 6.1593
|  | 2014-10-26 01:05:03 | 23.822 | 4.0038 | 16.0153 | 4.709 | 4.709 | 0.6105 | 0.6105 | 0.782 | 0.782 | 0 | 0 | 5.922 | 5.922 | 4.2168 | 2.1084 | 0 | 71.2982 | 0 |  |  | 15.695 |  | 0.67229 | 67.2292 | 0 | 0 | 2014-10-25 12:30 | 5922 | 5.922
|  | 2014-10-26 01:35:02 | 23.261 | 3.9832 | 15.9327 | 4.7148 | 4.7148 | 0.59433 | 0.59433 | 0.77683 | 0.77683 | 0 | 0 | 5.4405 | 5.4405 | 4.1982 | 2.0991 | 0 | 73.3973 | 0 |  |  | 17.5259 |  | 0.68495 | 68.4952 | 0 | 0 | 2014-10-25 13:00 | 5440.5 | 5.4405
|  | 2014-10-26 02:05:04 | 22.7082 | 3.9605 | 15.842 | 4.7155 | 4.7155 | 0.5835 | 0.5835 | 0.776 | 0.776 | 0 | 0 | 5.2118 | 5.2118 | 4.4207 | 2.2103 | 0 | 75.6076 | 0 |  |  | 15.6836 |  | 0.69763 | 69.7634 | 0 | 0 | 2014-10-25 13:30 | 5211.8333 | 5.2118
|  | 2014-10-26 02:35:05 | 22.6148 | 3.9705 | 15.882 | 4.7132 | 4.7132 | 0.5835 | 0.5835 | 0.78 | 0.78 | 0 | 0 | 5.1318 | 5.1318 | 4.4757 | 2.2378 | 0 | 77.8454 | 0 |  |  | 14.9291 |  | 0.70228 | 70.2282 | 0 | 0 | 2014-10-25 14:00 | 5131.8333 | 5.1318
|  | 2014-10-26 03:05:02 | 22.6132 | 3.9478 | 15.7913 | 4.7168 | 4.7168 | 0.584 | 0.584 | 0.781 | 0.781 | 0 | 0 | 5.102 | 5.102 | 4.362 | 2.181 | 0 | 80.0264 | 0 |  |  | 16.423 |  | 0.69832 | 69.8325 | 0 | 0 | 2014-10-25 14:30 | 5102 | 5.102
|  | 2014-10-26 03:35:02 | 22.2698 | 3.909 | 15.636 | 4.72 | 4.72 | 0.5835 | 0.5835 | 0.70433 | 0.70433 | 0 | 0 | 4.9153 | 4.9153 | 4.2893 | 2.1447 | 0 | 82.1711 | 0 |  |  | 16.2614 |  | 0.70212 | 70.2116 | 0 | 0 | 2014-10-25 15:00 | 4915.3333 | 4.9153
|  | 2014-10-26 04:05:02 | 22.1717 | 3.8998 | 15.5993 | 4.7217 | 4.7217 | 0.58867 | 0.58867 | 0.61683 | 0.61683 | 0 | 0 | 4.9015 | 4.9015 | 4.2563 | 2.1282 | 0 | 84.2993 | 0 |  |  | 17.0033 |  | 0.70357 | 70.3571 | 0 | 0 | 2014-10-25 15:30 | 4901.5 | 4.9015
|  | 2014-10-26 04:35:02 | 22.1147 | 3.7038 | 14.8153 | 4.718 | 4.718 | 0.5985 | 0.5985 | 0.58867 | 0.58867 | 0 | 0 | 4.9407 | 4.9407 | 3.5465 | 1.7732 | 0 | 86.0725 | 0 |  |  | 15.4079 |  | 0.66993 | 66.9932 | 0 | 0 | 2014-10-25 16:00 | 4940.6667 | 4.9407
|  | 2014-10-26 05:05:03 | 22.452 | 3.6722 | 14.6887 | 4.7267 | 4.7267 | 0.59833 | 0.59833 | 0.7555 | 0.7555 | 0 | 0 | 5.1835 | 5.1835 | 3.5007 | 1.7503 | 0 | 87.8228 | 0 |  |  | 13.6605 |  | 0.65423 | 65.4225 | 0 | 0 | 2014-10-25 16:30 | 5183.5 | 5.1835
|  | 2014-10-26 05:35:01 | 22.8103 | 3.6043 | 14.4173 | 4.7265 | 4.7265 | 0.59817 | 0.59817 | 0.7795 | 0.7795 | 0 | 0 | 5.7508 | 5.7508 | 3.462 | 1.731 | 0 | 89.5538 | 0 |  |  | 14.4173 |  | 0.63205 | 63.2053 | 0 | 0 | 2014-10-25 17:00 | 5750.8333 | 5.7508
|  | 2014-10-26 06:05:01 | 23.6677 | 3.6173 | 14.4693 | 4.7332 | 4.7332 | 0.59983 | 0.59983 | 0.78233 | 0.78233 | 0 | 0 | 6.3943 | 6.3943 | 3.3113 | 1.6557 | 0 | 91.2095 | 0 |  |  | 15.9163 |  | 0.61135 | 61.1354 | 0 | 0 | 2014-10-25 17:30 | 6394.3333 | 6.3943
|  | 2014-10-26 06:35:02 | 24.1082 | 3.7522 | 15.0087 | 4.731 | 4.731 | 0.59867 | 0.59867 | 0.7825 | 0.7825 | 0 | 0 | 6.456 | 6.456 | 3.4687 | 1.7343 | 0 | 92.9438 | 0 |  |  | 15.609 |  | 0.62256 | 62.2555 | 0 | 0 | 2014-10-25 18:00 | 6456 | 6.456
|  | 2014-10-26 07:05:02 | 24.1833 | 3.933 | 15.732 | 4.7263 | 4.7263 | 0.60233 | 0.60233 | 0.776 | 0.776 | 0 | 0 | 6.3955 | 6.3955 | 4.0488 | 2.0244 | 0 | 94.9683 | 0 |  |  | 17.1479 |  | 0.65053 | 65.0531 | 0 | 0 | 2014-10-25 18:30 | 6395.5 | 6.3955
|  | 2014-10-26 07:35:02 | 25.3375 | 3.872 | 15.488 | 4.723 | 4.723 | 0.61167 | 0.61167 | 0.78517 | 0.78517 | 0 | 0 | 7.3348 | 7.3348 | 3.6052 | 1.8026 | 0 | 96.7708 | 0 |  |  | 17.0368 |  | 0.61127 | 61.1268 | 0 | 0 | 2014-10-25 19:00 | 7334.8333 | 7.3348
|  | 2014-10-26 08:05:04 | 27.2233 | 3.9243 | 15.6973 | 4.7243 | 4.7243 | 0.614 | 0.614 | 0.78567 | 0.78567 | 0 | 0 | 8.2745 | 8.2745 | 2.8725 | 1.4363 | 0 | 98.2071 | 0 |  |  | 14.2846 |  | 0.57661 | 57.6613 | 0 | 0 | 2014-10-25 19:30 | 8274.5 | 8.2745
|  | 2014-10-26 08:35:03 | 28.873 | 4.1737 | 16.6947 | 4.7205 | 4.7205 | 0.61833 | 0.61833 | 0.786 | 0.786 | 0 | 0 | 8.9077 | 8.9077 | 2.8542 | 1.4271 | 0 | 99.6342 | 0 |  |  | 18.3641 |  | 0.57821 | 57.821 | 0 | 0 | 2014-10-25 20:00 | 8907.6667 | 8.9077
|  | 2014-10-26 09:05:02 | 30.3767 | 4.3208 | 17.2833 | 4.7203 | 4.7203 | 0.659 | 0.659 | 0.78517 | 0.78517 | 0 | 0 | 9.541 | 9.541 | 2.6122 | 1.3061 | 0 | 100 | 1.3061 |  |  | 16.2463 |  | 0.56897 | 56.8967 | 0 | 0 | 2014-10-25 20:30 | 9541 | 9.541
|  | 2014-10-26 09:35:02 | 31.2697 | 4.45 | 17.8 | 4.7247 | 4.7247 | 0.6645 | 0.6645 | 0.7865 | 0.7865 | 0 | 0 | 9.907 | 9.907 | 2.613 | 1.3065 | 0 | 100 | 1.3065 |  |  | 16.198 |  | 0.56924 | 56.9242 | 0 | 0 | 2014-10-25 21:00 | 9907 | 9.907
|  | 2014-10-26 10:05:02 | 31.9013 | 4.6432 | 18.5727 | 4.7287 | 4.7287 | 0.67233 | 0.67233 | 0.7865 | 0.7865 | 1.5336 | 1.5336 | 10.076 | 10.076 | 4.4684 | 2.2342 | 0 | 100 | 2.2342 |  |  | 20.0585 |  | 0.58219 | 58.2191 | 0 | 0 | 2014-10-25 21:30 | 10076 | 10.076
|  | 2014-10-26 10:35:03 | 32.1098 | 4.6825 | 18.73 | 4.7268 | 4.7268 | 0.65917 | 0.65917 | 0.78733 | 0.78733 | 1.5336 | 1.5336 | 10.1343 | 10.1343 | 4.4614 | 2.2307 | 0 | 100 | 2.2307 |  |  | 19.8538 |  | 0.58331 | 58.331 | 0 | 0 | 2014-10-25 22:00 | 10134.3333 | 10.1343
|  | 2014-10-26 11:05:04 | 32.3098 | 4.7205 | 18.882 | 4.719 | 4.719 | 0.667 | 0.667 | 0.78667 | 0.78667 | 2.368 | 2.368 | 10.2097 | 10.2097 | 5.3225 | 2.6612 | 0 | 100 | 2.6612 |  |  | 17.1826 |  | 0.5844 | 58.4404 | 0 | 0 | 2014-10-25 22:30 | 10209.6667 | 10.2097
|  | 2014-10-26 11:35:02 | 32.5102 | 4.7917 | 19.1667 | 4.7237 | 4.7237 | 0.6785 | 0.6785 | 0.78683 | 0.78683 | 2.368 | 2.368 | 10.2415 | 10.2415 | 5.455 | 2.7275 | 0 | 100 | 2.7275 |  |  | 19.7417 |  | 0.58956 | 58.9559 | 0 | 0 | 2014-10-25 23:00 | 10241.5 | 10.2415
|  | 2014-10-26 12:05:03 | 32.8427 | 4.8877 | 19.5507 | 4.7198 | 4.7198 | 0.6825 | 0.6825 | 0.78533 | 0.78533 | 2.914 | 2.914 | 10.2443 | 10.2443 | 6.054 | 3.027 | 0 | 100 | 3.027 |  |  | 18.7686 |  | 0.59528 | 59.5283 | 0 | 0 | 2014-10-25 23:30 | 10244.3333 | 10.2443
|  | 2014-10-26 12:35:02 | 32.937 | 5.0555 | 20.222 | 4.72 | 4.72 | 0.66167 | 0.66167 | 0.78467 | 0.78467 | 2.914 | 2.914 | 10.2833 | 10.2833 | 6.6487 | 3.3243 | 0 | 100 | 3.3243 |  |  | 22.042 |  | 0.61396 | 61.396 | 0 | 0 | 2014-10-26 | 10283.3333 | 10.2833
|  | 2014-10-26 13:05:03 | 32.7187 | 5.168 | 20.672 | 4.7245 | 4.7245 | 0.66517 | 0.66517 | 0.7835 | 0.7835 | 3.1968 | 3.1968 | 10.1282 | 10.1282 | 7.4515 | 3.7257 | 0 | 100 | 3.7257 |  |  | 21.9123 |  | 0.63181 | 63.1811 | 0 | 0 | 2014-10-26 00:30 | 10128.1667 | 10.1282
|  | 2014-10-26 13:35:04 | 32.293 | 5.2882 | 21.1527 | 4.7278 | 4.7278 | 0.67617 | 0.67617 | 0.7835 | 0.7835 | 3.1968 | 3.1968 | 9.8235 | 9.8235 | 8.0675 | 4.0337 | 0 | 100 | 4.0337 |  |  | 23.0564 |  | 0.65502 | 65.5023 | 0 | 0 | 2014-10-26 01:00 | 9823.5 | 9.8235
|  | 2014-10-26 14:05:02 | 32.0843 | 5.3077 | 21.2307 | 4.7232 | 4.7232 | 0.6785 | 0.6785 | 0.78283 | 0.78283 | 1.1672 | 1.1672 | 9.5985 | 9.5985 | 6.0965 | 3.0483 | 0 | 100 | 3.0483 |  |  | 22.9291 |  | 0.66171 | 66.1714 | 0 | 0 | 2014-10-26 01:30 | 9598.5 | 9.5985
|  | 2014-10-26 14:35:02 | 31.9867 | 5.2252 | 20.9007 | 4.7277 | 4.7277 | 0.678 | 0.678 | 0.7815 | 0.7815 | 1.1672 | 1.1672 | 9.5742 | 9.5742 | 5.8425 | 2.9213 | 0 | 100 | 2.9213 |  |  | 19.8556 |  | 0.65342 | 65.3418 | 0 | 0 | 2014-10-26 02:00 | 9574.1667 | 9.5742
|  | 2014-10-26 15:05:02 | 32.3488 | 5.3397 | 21.3587 | 4.7302 | 4.7302 | 0.67567 | 0.67567 | 0.7805 | 0.7805 | 0.9304 | 0.9304 | 9.6555 | 9.6555 | 5.7821 | 2.891 | 0 | 100 | 2.891 |  |  | 22.213 |  | 0.66026 | 66.0261 | 0 | 0 | 2014-10-26 02:30 | 9655.5 | 9.6555
|  | 2014-10-26 15:35:02 | 32.9042 | 5.2895 | 21.158 | 4.7248 | 4.7248 | 0.67483 | 0.67483 | 0.78217 | 0.78217 | 0.9304 | 0.9304 | 9.6332 | 9.6332 | 4.9992 | 2.4996 | 0 | 100 | 2.4996 |  |  | 21.3696 |  | 0.64302 | 64.3019 | 0 | 0 | 2014-10-26 03:00 | 9633.1667 | 9.6332
|  | 2014-10-26 16:05:03 | 34.0992 | 5.2638 | 21.0553 | 4.7235 | 4.7235 | 0.675 | 0.675 | 0.77933 | 0.77933 | 0.56 | 0.56 | 9.7837 | 9.7837 | 3.4777 | 1.7388 | 0 | 100 | 1.7388 |  |  | 20.8448 |  | 0.61747 | 61.7474 | 0 | 0 | 2014-10-26 03:30 | 9783.6667 | 9.7837
|  | 2014-10-26 16:35:03 | 36.1753 | 5.3392 | 21.3567 | 4.7237 | 4.7237 | 0.67533 | 0.67533 | 0.77717 | 0.77717 | 0.56 | 0.56 | 10.0448 | 10.0448 | 1.9623 | 0.98117 | 0 | 100 | 0.98117 |  |  | 23.4923 |  | 0.59037 | 59.0365 | 0 | 0 | 2014-10-26 04:00 | 10044.8333 | 10.0448
|  | 2014-10-26 17:05:02 | 38.9055 | 5.732 | 22.928 | 4.7197 | 4.7197 | 0.695 | 0.695 | 0.77933 | 0.77933 | 0.2672 | 0.2672 | 10.2678 | 10.2678 | 0.75153 | 0.37577 | 0 | 100 | 0.37577 |  |  | 21.323 |  | 0.58933 | 58.9325 | 0 | 0 | 2014-10-26 04:30 | 10267.8333 | 10.2678
|  | 2014-10-26 17:35:03 | 39.4148 | 5.7427 | 22.9707 | 4.7233 | 4.7233 | 0.69417 | 0.69417 | 0.782 | 0.782 | 0.2672 | 0.2672 | 10.2957 | 10.2957 | 0.3182 | 0.1591 | 0 | 100 | 0.1591 |  |  | 24.3489 |  | 0.58279 | 58.2792 | 0 | 0 | 2014-10-26 05:00 | 10295.6667 | 10.2957
|  | 2014-10-26 18:05:02 | 39.0825 | 5.7067 | 22.8267 | 4.7265 | 4.7265 | 0.71283 | 0.71283 | 0.7765 | 0.7765 | 0.016 | 0.016 | 10.3678 | 10.3678 | 0.34383 | 0.17192 | 0 | 100 | 0.17192 |  |  | 24.1963 |  | 0.58406 | 58.4064 | 0 | 0 | 2014-10-26 05:30 | 10367.8333 | 10.3678
|  | 2014-10-26 18:35:03 | 38.258 | 5.736 | 22.944 | 4.7298 | 4.7298 | 0.71417 | 0.71417 | 0.78433 | 0.78433 | 0.016 | 0.016 | 10.2798 | 10.2798 | 1.2102 | 0.60508 | 0 | 100 | 0.60508 |  |  | 24.7795 |  | 0.59972 | 59.9718 | 0 | 0 | 2014-10-26 06:00 | 10279.8333 | 10.2798
|  | 2014-10-26 19:05:03 | 37.0237 | 5.7138 | 22.8553 | 4.7238 | 4.7238 | 0.698 | 0.698 | 0.78183 | 0.78183 | 0 | 0 | 10.3395 | 10.3395 | 2.3748 | 1.1874 | 0 | 100 | 1.1874 |  |  | 24.2267 |  | 0.61732 | 61.7317 | 0 | 0 | 2014-10-26 06:30 | 10339.5 | 10.3395
|  | 2014-10-26 19:35:39 | 35.5872 | 5.5463 | 22.1853 | 4.7292 | 4.7292 | 0.7045 | 0.7045 | 0.78033 | 0.78033 | 0 | 0 | 10.3975 | 10.3975 | 3.2097 | 1.6048 | 0 | 100 | 1.6048 |  |  | 21.0761 |  | 0.62341 | 62.3408 | 0 | 0 | 2014-10-26 07:00 | 10397.5 | 10.3975
|  | 2014-10-26 20:07:10 | 34.7955 | 5.3987 | 21.5947 | 4.7292 | 4.7292 | 0.70917 | 0.70917 | 0.782 | 0.782 | 0 | 0 | 10.1363 | 10.1363 | 3.1558 | 1.5779 | 0 | 100 | 1.5779 |  |  | 20.5149 |  | 0.62062 | 62.0617 | 0 | 0 | 2014-10-26 07:30 | 10136.3333 | 10.1363
|  | 2014-10-26 20:35:02 | 33.4158 | 4.9343 | 19.7373 | 4.728 | 4.728 | 0.70633 | 0.70633 | 0.78283 | 0.78283 | 0 | 0 | 9.6778 | 9.6778 | 2.2165 | 1.1083 | 0 | 100 | 1.1083 |  |  | 19.1452 |  | 0.59066 | 59.0658 | 0 | 0 | 2014-10-26 08:00 | 9677.8333 | 9.6778
|  | 2014-10-26 21:05:04 | 32.37 | 4.7452 | 18.9807 | 4.7302 | 4.7302 | 0.69683 | 0.69683 | 0.78317 | 0.78317 | 0 | 0 | 9.1483 | 9.1483 | 1.9692 | 0.98458 | 0 | 100 | 0.98458 |  |  | 18.7909 |  | 0.58637 | 58.6366 | 0 | 0 | 2014-10-26 08:30 | 9148.3333 | 9.1483
|  | 2014-10-26 21:35:02 | 30.6092 | 4.8235 | 19.294 | 4.7342 | 4.7342 | 0.6955 | 0.6955 | 0.76267 | 0.76267 | 0 | 0 | 8.6493 | 8.6493 | 3.5265 | 1.7632 | 0 | 100 | 1.7632 |  |  | 20.6446 |  | 0.63033 | 63.0334 | 0 | 0 | 2014-10-26 09:00 | 8649.3333 | 8.6493
|  | 2014-10-26 22:05:02 | 29.2238 | 4.6793 | 18.7173 | 4.7373 | 4.7373 | 0.6955 | 0.6955 | 0.6995 | 0.6995 | 0 | 0 | 8.285 | 8.285 | 3.9108 | 1.9554 | 0 | 100 | 1.9554 |  |  | 20.2147 |  | 0.64048 | 64.0482 | 0 | 0 | 2014-10-26 09:30 | 8285 | 8.285
|  | 2014-10-26 22:35:40 | 27.6835 | 4.4755 | 17.902 | 4.7338 | 4.7338 | 0.695 | 0.695 | 0.75567 | 0.75567 | 0 | 0 | 7.1568 | 7.1568 | 3.5598 | 1.7799 | 0 | 100 | 1.7799 |  |  | 19.1551 |  | 0.64667 | 64.6667 | 0 | 0 | 2014-10-26 10:00 | 7156.8333 | 7.1568
|  | 2014-10-26 23:05:03 | 25.9145 | 4.2757 | 17.1027 | 4.7308 | 4.7308 | 0.68733 | 0.68733 | 0.7795 | 0.7795 | 0 | 0 | 6.5717 | 6.5717 | 3.9575 | 1.9787 | 0 | 100 | 1.9787 |  |  | 17.2737 |  | 0.65997 | 65.9965 | 0 | 0 | 2014-10-26 10:30 | 6571.6667 | 6.5717
|  | 2014-10-26 23:41:53 | 25.2472 | 4.2327 | 16.9307 | 4.732 | 4.732 | 0.68183 | 0.68183 | 0.7845 | 0.7845 | 0 | 0 | 6.4452 | 6.4452 | 4.327 | 2.1635 | 0 | 100 | 2.1635 |  |  | 15.4069 |  | 0.6706 | 67.0597 | 0 | 0 | 2014-10-26 11:00 | 6445.1667 | 6.4452
|  | 2014-10-27 00:17:57 | 24.9937 | 4.209 | 16.836 | 4.7447 | 4.7447 | 0.68317 | 0.68317 | 0.786 | 0.786 | 0 | 0 | 6.53 | 6.53 | 4.5862 | 2.2931 | 0 | 100 | 2.2931 |  |  | 16.4993 |  | 0.67361 | 67.3611 | 0 | 0 | 2014-10-26 11:30 | 6530 | 6.53
|  | 2014-10-27 00:50:36 | 24.817 | 4.1333 | 16.5333 | 4.7447 | 4.7447 | 0.67767 | 0.67767 | 0.78533 | 0.78533 | 0 | 0 | 6.6543 | 6.6543 | 4.5783 | 2.2892 | 0 | 100 | 2.2892 |  |  | 17.0293 |  | 0.66621 | 66.621 | 0 | 0 | 2014-10-26 12:00 | 6654.3333 | 6.6543
|  | 2014-10-27 01:10:02 | 24.6467 | 3.9307 | 15.7227 | 4.7705 | 4.7705 | 0.674 | 0.674 | 0.75867 | 0.75867 | 0 | 0 | 6.694 | 6.694 | 3.9732 | 1.9866 | 0 | 100 | 1.9866 |  |  | 14.4649 |  | 0.63792 | 63.7923 | 0 | 0 | 2014-10-26 12:30 | 6694 | 6.694
|  | 2014-10-27 01:40:02 | 24.2862 | 3.8533 | 15.4133 | 4.7923 | 4.7923 | 0.67433 | 0.67433 | 0.75783 | 0.75783 | 0 | 0 | 6.4307 | 6.4307 | 3.7823 | 1.8912 | 0 | 100 | 1.8912 |  |  | 16.3381 |  | 0.63465 | 63.4655 | 0 | 0 | 2014-10-26 13:00 | 6430.6667 | 6.4307
|  | 2014-10-27 02:10:02 | 23.9663 | 3.6282 | 14.5127 | 4.8008 | 4.8008 | 0.67567 | 0.67567 | 0.76667 | 0.76667 | 0 | 0 | 6.4438 | 6.4438 | 3.2333 | 1.6167 | 0 | 100 | 1.6167 |  |  | 15.5286 |  | 0.60554 | 60.5544 | 0 | 0 | 2014-10-26 13:30 | 6443.8333 | 6.4438
|  | 2014-10-27 02:40:01 | 24.0028 | 3.69 | 14.76 | 4.8072 | 4.8072 | 0.67817 | 0.67817 | 0.783 | 0.783 | 0 | 0 | 6.4338 | 6.4338 | 3.4593 | 1.7297 | 0 | 100 | 1.7297 |  |  | 13.284 |  | 0.61493 | 61.4927 | 0 | 0 | 2014-10-26 14:00 | 6433.8333 | 6.4338
|  | 2014-10-27 03:10:03 | 23.5707 | 3.7878 | 15.1513 | 4.8075 | 4.8075 | 0.67917 | 0.67917 | 0.78383 | 0.78383 | 0 | 0 | 6.4018 | 6.4018 | 4.253 | 2.1265 | 0 | 100 | 2.1265 |  |  | 14.5453 |  | 0.6428 | 64.2805 | 0 | 0 | 2014-10-26 14:30 | 6401.8333 | 6.4018
|  | 2014-10-27 03:40:02 | 23.4487 | 3.8732 | 15.4927 | 4.808 | 4.808 | 0.679 | 0.679 | 0.784 | 0.784 | 0 | 0 | 6.3358 | 6.3358 | 4.6508 | 2.3254 | 0 | 100 | 2.3254 |  |  | 14.5631 |  | 0.66071 | 66.0706 | 0 | 0 | 2014-10-26 15:00 | 6335.8333 | 6.3358
|  | 2014-10-27 04:10:05 | 23.557 | 4.025 | 16.1 | 4.8318 | 4.8318 | 0.679 | 0.679 | 0.7835 | 0.7835 | 0 | 0 | 6.2723 | 6.2723 | 5.1097 | 2.5548 | 0 | 100 | 2.5548 |  |  | 17.227 |  | 0.68345 | 68.3449 | 0 | 0 | 2014-10-26 15:30 | 6272.3333 | 6.2723
|  | 2014-10-27 04:40:38 | 23.7843 | 3.9687 | 15.8747 | 4.8427 | 4.8427 | 0.6795 | 0.6795 | 0.7835 | 0.7835 | 0 | 0 | 6.449 | 6.449 | 4.845 | 2.4225 | 0 | 100 | 2.4225 |  |  | 16.3509 |  | 0.66744 | 66.7442 | 0 | 0 | 2014-10-26 16:00 | 6449 | 6.449
|  | 2014-10-27 05:10:01 | 24.239 | 4.0215 | 16.086 | 4.8482 | 4.8482 | 0.679 | 0.679 | 0.7835 | 0.7835 | 0 | 0 | 6.7248 | 6.7248 | 4.8825 | 2.4413 | 0 | 100 | 2.4413 |  |  | 14.4774 |  | 0.66364 | 66.3641 | 0 | 0 | 2014-10-26 16:30 | 6724.8333 | 6.7248
|  | 2014-10-27 05:40:01 | 24.8965 | 4.0342 | 16.1367 | 4.8612 | 4.8612 | 0.67417 | 0.67417 | 0.76933 | 0.76933 | 0 | 0 | 6.918 | 6.918 | 4.4628 | 2.2314 | 0 | 100 | 2.2314 |  |  | 15.1685 |  | 0.64815 | 64.815 | 0 | 0 | 2014-10-26 17:00 | 6918 | 6.918
|  | 2014-10-27 06:10:03 | 27.623 | 4.2513 | 17.0053 | 4.8633 | 4.8633 | 0.6825 | 0.6825 | 0.86917 | 0.86917 | 0 | 0 | 8.2677 | 8.2677 | 4.065 | 2.0325 | 0 | 100 | 2.0325 |  |  | 17.8556 |  | 0.61562 | 61.5622 | 0 | 0 | 2014-10-26 17:30 | 8267.6667 | 8.2677
|  | 2014-10-27 06:40:02 | 29.9993 | 4.2873 | 17.1493 | 4.8607 | 4.8607 | 0.6825 | 0.6825 | 0.95883 | 0.95883 | 0 | 0 | 9.1328 | 9.1328 | 2.7848 | 1.3924 | 0 | 100 | 1.3924 |  |  | 16.8063 |  | 0.57166 | 57.1657 | 0 | 0 | 2014-10-26 18:00 | 9132.8333 | 9.1328
|  | 2014-10-27 07:10:01 | 32.7548 | 4.622 | 18.488 | 4.8565 | 4.8565 | 0.70133 | 0.70133 | 1.0717 | 1.0717 | 0 | 0 | 9.6645 | 9.6645 | 2.0272 | 1.0136 | 0 | 100 | 1.0136 |  |  | 17.7485 |  | 0.56444 | 56.4436 | 0 | 0 | 2014-10-26 18:30 | 9664.5 | 9.6645
|  | 2014-10-27 07:40:01 | 34.5822 | 4.741 | 18.964 | 4.8597 | 4.8597 | 0.70217 | 0.70217 | 1.135 | 1.135 | 0 | 0 | 9.9795 | 9.9795 | 1.0582 | 0.52908 | 0 | 100 | 0.52908 |  |  | 20.2915 |  | 0.54838 | 54.8375 | 0 | 0 | 2014-10-26 19:00 | 9979.5 | 9.9795
|  | 2014-10-27 08:10:02 | 36.3447 | 4.6748 | 18.6993 | 4.8558 | 4.8558 | 0.70267 | 0.70267 | 1.1103 | 1.1103 | 0 | 0 | 10.105 | 10.105 | -0.8715 | -0.43575 | 0 | 99.5643 | 0 |  |  | 20.0083 |  | 0.5145 | 51.45 | 0 | 0.8715 | 2014-10-26 19:30 | 10105 | 10.105
|  | 2014-10-27 08:40:02 | 37.4015 | 4.8852 | 19.5407 | 4.8592 | 4.8592 | 0.69233 | 0.69233 | 1.1312 | 1.1312 | 0 | 0 | 10.0758 | 10.0758 | -1.1023 | -0.55117 | 0 | 99.0131 | 0 |  |  | 18.9544 |  | 0.52246 | 52.2457 | 0 | 1.1023 | 2014-10-26 20:00 | 10075.8333 | 10.0758
|  | 2014-10-27 09:10:02 | 37.841 | 5.2655 | 21.062 | 4.8663 | 4.8663 | 0.68467 | 0.68467 | 1.1332 | 1.1332 | 0 | 0 | 10.0847 | 10.0847 | -0.010167 | -0.0050833 | 0 | 99.008 | 0 |  |  | 19.1664 |  | 0.55659 | 55.6592 | 0 | 0.010167 | 2014-10-26 20:30 | 10084.6667 | 10.0847
|  | 2014-10-27 09:40:01 | 37.8717 | 5.4287 | 21.7147 | 4.8602 | 4.8602 | 0.658 | 0.658 | 1.1323 | 1.1323 | 0.6264 | 0.6264 | 10.1373 | 10.1373 | 1.2572 | 0.62862 | 0 | 99.6366 | 0 |  |  | 22.5833 |  | 0.57337 | 57.3375 | 0 | 0 | 2014-10-26 21:00 | 10137.3333 | 10.1373
|  | 2014-10-27 10:10:03 | 37.891 | 5.5688 | 22.2753 | 4.862 | 4.862 | 0.682 | 0.682 | 1.1185 | 1.1185 | 0.6264 | 0.6264 | 10.2462 | 10.2462 | 1.9194 | 0.9597 | 0 | 100 | 0.9597 |  |  | 23.8346 |  | 0.58788 | 58.7879 | 0 | 0 | 2014-10-26 21:30 | 10246.1667 | 10.2462
|  | 2014-10-27 10:40:02 | 37.9938 | 5.617 | 22.468 | 4.8615 | 4.8615 | 0.70017 | 0.70017 | 1.103 | 1.103 | 0.9432 | 0.9432 | 10.231 | 10.231 | 2.313 | 1.1565 | 0 | 100 | 1.1565 |  |  | 21.794 |  | 0.59136 | 59.1359 | 0 | 0 | 2014-10-26 22:00 | 10231 | 10.231
|  | 2014-10-27 11:10:03 | 37.9587 | 5.6733 | 22.6933 | 4.8618 | 4.8618 | 0.71683 | 0.71683 | 1.1382 | 1.1382 | 0.9432 | 0.9432 | 10.2972 | 10.2972 | 2.6919 | 1.3459 | 0 | 100 | 1.3459 |  |  | 20.424 |  | 0.59784 | 59.7843 | 0 | 0 | 2014-10-26 22:30 | 10297.1667 | 10.2972
|  | 2014-10-27 11:40:02 | 37.952 | 5.4437 | 21.7747 | 4.8615 | 4.8615 | 0.7205 | 0.7205 | 1.1372 | 1.1372 | 1.1876 | 1.1876 | 10.3162 | 10.3162 | 2.0456 | 1.0228 | 0 | 100 | 1.0228 |  |  | 21.9924 |  | 0.57374 | 57.3742 | 0 | 0 | 2014-10-26 23:00 | 10316.1667 | 10.3162
|  | 2014-10-27 12:10:04 | 38.0947 | 5.2993 | 21.1973 | 4.8633 | 4.8633 | 0.69917 | 0.69917 | 1.1363 | 1.1363 | 1.1876 | 1.1876 | 10.323 | 10.323 | 1.3121 | 0.65605 | 0 | 100 | 0.65605 |  |  | 20.9854 |  | 0.55644 | 55.6438 | 0 | 0 | 2014-10-26 23:30 | 10323 | 10.323
|  | 2014-10-27 12:40:01 | 37.9575 | 5.3203 | 21.2813 | 4.8653 | 4.8653 | 0.68117 | 0.68117 | 1.1375 | 1.1375 | 1.6104 | 1.6104 | 10.3367 | 10.3367 | 1.9549 | 0.97745 | 0 | 100 | 0.97745 |  |  | 21.0685 |  | 0.56066 | 56.0662 | 0 | 0 | 2014-10-27 | 10336.6667 | 10.3367
|  | 2014-10-27 13:10:03 | 37.7778 | 5.2983 | 21.1933 | 4.8595 | 4.8595 | 0.71383 | 0.71383 | 1.1375 | 1.1375 | 1.6104 | 1.6104 | 10.3473 | 10.3473 | 2.0841 | 1.042 | 0 | 100 | 1.042 |  |  | 22.4649 |  | 0.561 | 56.0999 | 0 | 0 | 2014-10-27 00:30 | 10347.3333 | 10.3473
|  | 2014-10-27 13:40:02 | 37.7435 | 5.2588 | 21.0353 | 4.8608 | 4.8608 | 0.73183 | 0.73183 | 1.1375 | 1.1375 | 1.86 | 1.86 | 10.3792 | 10.3792 | 2.2612 | 1.1306 | 0 | 100 | 1.1306 |  |  | 19.1422 |  | 0.55732 | 55.7323 | 0 | 0 | 2014-10-27 01:00 | 10379.1667 | 10.3792
|  | 2014-10-27 14:10:02 | 37.7917 | 5.1472 | 20.5887 | 4.863 | 4.863 | 0.735 | 0.735 | 1.1422 | 1.1422 | 1.86 | 1.86 | 10.4098 | 10.4098 | 1.807 | 0.9035 | 0 | 100 | 0.9035 |  |  | 21.6181 |  | 0.54479 | 54.4794 | 0 | 0 | 2014-10-27 01:30 | 10409.8333 | 10.4098
|  | 2014-10-27 14:40:02 | 37.7257 | 4.9025 | 19.61 | 4.8647 | 4.8647 | 0.73833 | 0.73833 | 1.1417 | 1.1417 | 1.5144 | 1.5144 | 10.4547 | 10.4547 | 0.59807 | 0.29903 | 0 | 100 | 0.29903 |  |  | 20.0022 |  | 0.51981 | 51.9805 | 0 | 0 | 2014-10-27 02:00 | 10454.6667 | 10.4547
|  | 2014-10-27 15:10:01 | 38.1285 | 4.7397 | 18.9587 | 4.867 | 4.867 | 0.72433 | 0.72433 | 1.142 | 1.142 | 1.5144 | 1.5144 | 10.7655 | 10.7655 | -0.1566 | -0.0783 | 0 | 99.9217 | 0 |  |  | 17.6316 |  | 0.49723 | 49.7231 | 0 | 0.1566 | 2014-10-27 02:30 | 10765.5 | 10.7655
|  | 2014-10-27 15:40:03 | 38.819 | 4.4455 | 17.782 | 4.8673 | 4.8673 | 0.74033 | 0.74033 | 1.11 | 1.11 | 1.1392 | 1.1392 | 10.9675 | 10.9675 | -2.2126 | -1.1063 | 0 | 98.8154 | 0 |  |  | 16.3594 |  | 0.45807 | 45.8075 | 0 | 2.2126 | 2014-10-27 03:00 | 10967.5 | 10.9675
|  | 2014-10-27 16:10:02 | 40.0915 | 4.3825 | 17.53 | 4.8745 | 4.8745 | 0.74183 | 0.74183 | 1.1345 | 1.1345 | 1.1392 | 1.1392 | 11.121 | 11.121 | -3.5505 | -1.7752 | 0 | 97.0401 | 0 |  |  | 16.3029 |  | 0.43725 | 43.725 | 0 | 3.5505 | 2014-10-27 03:30 | 11121 | 11.121
|  | 2014-10-27 16:40:01 | 42.2327 | 4.4543 | 17.8173 | 4.8718 | 4.8718 | 0.74283 | 0.74283 | 1.142 | 1.142 | 0.3896 | 0.3896 | 11.3833 | 11.3833 | -5.8857 | -2.9429 | 0 | 94.0973 | 0 |  |  | 16.7483 |  | 0.42189 | 42.1885 | 0 | 5.8857 | 2014-10-27 04:00 | 11383.3333 | 11.3833
|  | 2014-10-27 17:10:04 | 44.9587 | 4.8 | 19.2 | 4.876 | 4.876 | 0.74733 | 0.74733 | 1.1423 | 1.1423 | 0.3896 | 0.3896 | 11.5152 | 11.5152 | -7.0882 | -3.5441 | 0 | 90.5532 | 0 |  |  | 21.12 |  | 0.42706 | 42.7059 | 0 | 7.0882 | 2014-10-27 04:30 | 11515.1667 | 11.5152
|  | 2014-10-27 17:40:01 | 45.4385 | 4.9893 | 19.9573 | 4.8742 | 4.8742 | 0.76 | 0.76 | 1.1418 | 1.1418 | 0.104 | 0.104 | 11.6435 | 11.6435 | -6.9577 | -3.4788 | 0 | 87.0743 | 0 |  |  | 21.3543 |  | 0.43922 | 43.9216 | 0 | 6.9577 | 2014-10-27 05:00 | 11643.5 | 11.6435
|  | 2014-10-27 18:10:02 | 44.9968 | 4.9577 | 19.8307 | 4.8737 | 4.8737 | 0.75517 | 0.75517 | 1.1403 | 1.1403 | 0.104 | 0.104 | 11.717 | 11.717 | -6.576 | -3.288 | 0 | 83.7863 | 0 |  |  | 18.2442 |  | 0.44071 | 44.0712 | 0 | 6.576 | 2014-10-27 05:30 | 11717 | 11.717
|  | 2014-10-27 18:40:02 | 44.065 | 4.89 | 19.56 | 4.8693 | 4.8693 | 0.7555 | 0.7555 | 1.1415 | 1.1415 | 0 | 0 | 11.7515 | 11.7515 | -5.9872 | -2.9936 | 0 | 80.7928 | 0 |  |  | 18.3864 |  | 0.44389 | 44.389 | 0 | 5.9872 | 2014-10-27 06:00 | 11751.5 | 11.7515
|  | 2014-10-27 19:10:04 | 42.6957 | 4.7593 | 19.0373 | 4.869 | 4.869 | 0.72117 | 0.72117 | 1.1423 | 1.1423 | 0 | 0 | 11.8123 | 11.8123 | -5.1135 | -2.5567 | 0 | 78.236 | 0 |  |  | 17.1336 |  | 0.44588 | 44.5884 | 0 | 5.1135 | 2014-10-27 06:30 | 11812.3333 | 11.8123
|  | 2014-10-27 19:40:02 | 41.1847 | 4.6793 | 18.7173 | 4.8718 | 4.8718 | 0.70667 | 0.70667 | 1.1412 | 1.1412 | 0 | 0 | 11.8035 | 11.8035 | -3.9442 | -1.9721 | 0 | 76.2639 | 0 |  |  | 17.9686 |  | 0.45447 | 45.4473 | 0 | 3.9442 | 2014-10-27 07:00 | 11803.5 | 11.8035
|  | 2014-10-27 20:10:02 | 39.903 | 4.6147 | 18.4587 | 4.8702 | 4.8702 | 0.69783 | 0.69783 | 1.1425 | 1.1425 | 0 | 0 | 11.806 | 11.806 | -2.9278 | -1.4639 | 0 | 74.8 | 0 |  |  | 18.2741 |  | 0.46259 | 46.2588 | 0 | 2.9278 | 2014-10-27 07:30 | 11806 | 11.806
|  | 2014-10-27 20:40:01 | 38.1765 | 4.4637 | 17.8547 | 4.8705 | 4.8705 | 0.69667 | 0.69667 | 1.1442 | 1.1442 | 0 | 0 | 11.7007 | 11.7007 | -1.9098 | -0.95492 | 0 | 73.8451 | 0 |  |  | 18.2118 |  | 0.46769 | 46.7687 | 0 | 1.9098 | 2014-10-27 08:00 | 11700.6667 | 11.7007
|  | 2014-10-27 21:10:04 | 36.4692 | 4.1537 | 16.6147 | 4.875 | 4.875 | 0.6995 | 0.6995 | 1.146 | 1.146 | 0 | 0 | 11.4208 | 11.4208 | -1.7132 | -0.85658 | 0 | 72.9885 | 0 |  |  | 15.1193 |  | 0.45558 | 45.5581 | 0 | 1.7132 | 2014-10-27 08:30 | 11420.8333 | 11.4208
|  | 2014-10-27 21:40:02 | 34.2985 | 3.7853 | 15.1413 | 4.8703 | 4.8703 | 0.70967 | 0.70967 | 1.1453 | 1.1453 | 0 | 0 | 11.0388 | 11.0388 | -1.393 | -0.6965 | 0 | 72.292 | 0 |  |  | 15.2927 |  | 0.44146 | 44.1458 | 0 | 1.393 | 2014-10-27 09:00 | 11038.8333 | 11.0388
|  | 2014-10-27 22:10:04 | 32.2893 | 3.6228 | 14.4913 | 4.8703 | 4.8703 | 0.71083 | 0.71083 | 1.1457 | 1.1457 | 0 | 0 | 10.4157 | 10.4157 | -0.6555 | -0.32775 | 0 | 71.9643 | 0 |  |  | 14.7812 |  | 0.4488 | 44.8796 | 0 | 0.6555 | 2014-10-27 09:30 | 10415.6667 | 10.4157
|  | 2014-10-27 22:40:01 | 30.1468 | 3.5717 | 14.2867 | 4.8748 | 4.8748 | 0.71 | 0.71 | 1.1457 | 1.1457 | 0 | 0 | 10.2473 | 10.2473 | 1.1177 | 0.55883 | 0 | 72.5231 | 0 |  |  | 13.7152 |  | 0.4739 | 47.3903 | 0 | 0 | 2014-10-27 10:00 | 10247.3333 | 10.2473
|  | 2014-10-27 23:10:25 | 28.1508 | 3.8188 | 15.2753 | 4.8732 | 4.8732 | 0.70167 | 0.70167 | 1.1458 | 1.1458 | 0 | 0 | 9.7715 | 9.7715 | 3.6167 | 1.8083 | 0 | 74.3314 | 0 |  |  | 15.5808 |  | 0.54262 | 54.2625 | 0 | 0 | 2014-10-27 10:30 | 9771.5 | 9.7715
|  | 2014-10-27 23:40:02 | 26.6973 | 3.7198 | 14.8793 | 4.8737 | 4.8737 | 0.7 | 0.7 | 1.1453 | 1.1453 | 0 | 0 | 8.788 | 8.788 | 3.689 | 1.8445 | 0 | 76.1759 | 0 |  |  | 16.3673 |  | 0.55733 | 55.7334 | 0 | 0 | 2014-10-27 11:00 | 8788 | 8.788
|  | 2014-10-28 00:10:23 | 26.5772 | 3.5298 | 14.1193 | 4.8762 | 4.8762 | 0.69933 | 0.69933 | 1.1423 | 1.1423 | 0 | 0 | 8.3837 | 8.3837 | 2.6437 | 1.3218 | 0 | 77.4978 | 0 |  |  | 14.6841 |  | 0.53126 | 53.1258 | 0 | 0 | 2014-10-27 11:30 | 8383.6667 | 8.3837
|  | 2014-10-28 00:40:02 | 26.6175 | 3.3023 | 13.2093 | 4.881 | 4.881 | 0.70117 | 0.70117 | 1.1418 | 1.1418 | 0 | 0 | 8.4055 | 8.4055 | 1.7213 | 0.86067 | 0 | 78.3584 | 0 |  |  | 14.2661 |  | 0.49626 | 49.6265 | 0 | 0 | 2014-10-27 12:00 | 8405.5 | 8.4055
|  | 2014-10-28 01:10:01 | 26.3775 | 3.0133 | 12.0533 | 4.877 | 4.877 | 0.70017 | 0.70017 | 1.1418 | 1.1418 | 0 | 0 | 8.329 | 8.329 | 0.72383 | 0.36192 | 0 | 78.7203 | 0 |  |  | 11.0891 |  | 0.45696 | 45.6955 | 0 | 0 | 2014-10-27 12:30 | 8329 | 8.329
|  | 2014-10-28 01:40:02 | 25.8313 | 2.9752 | 11.9007 | 4.8778 | 4.8778 | 0.69933 | 0.69933 | 1.1417 | 1.1417 | 0 | 0 | 8.2297 | 8.2297 | 1.0178 | 0.50892 | 0 | 79.2293 | 0 |  |  | 11.0676 |  | 0.46071 | 46.0707 | 0 | 0 | 2014-10-27 13:00 | 8229.6667 | 8.2297
|  | 2014-10-28 02:10:04 | 25.3813 | 2.9733 | 11.8933 | 4.8738 | 4.8738 | 0.69783 | 0.69783 | 1.1427 | 1.1427 | 0 | 0 | 8.0852 | 8.0852 | 1.3115 | 0.65575 | 0 | 79.885 | 0 |  |  | 11.1797 |  | 0.46859 | 46.8586 | 0 | 0 | 2014-10-27 13:30 | 8085.1667 | 8.0852
|  | 2014-10-28 02:40:01 | 25.1437 | 3.0675 | 12.27 | 4.8738 | 4.8738 | 0.695 | 0.695 | 1.1413 | 1.1413 | 0 | 0 | 7.8517 | 7.8517 | 1.6882 | 0.84408 | 0 | 80.7291 | 0 |  |  | 11.5338 |  | 0.488 | 48.7996 | 0 | 0 | 2014-10-27 14:00 | 7851.6667 | 7.8517
|  | 2014-10-28 03:10:02 | 24.7682 | 3.2328 | 12.9313 | 4.875 | 4.875 | 0.69617 | 0.69617 | 1.1408 | 1.1408 | 0 | 0 | 7.634 | 7.634 | 2.5092 | 1.2546 | 0 | 81.9837 | 0 |  |  | 14.0952 |  | 0.52209 | 52.2095 | 0 | 0 | 2014-10-27 14:30 | 7634 | 7.634
|  | 2014-10-28 03:40:02 | 24.4955 | 3.2648 | 13.0593 | 4.8668 | 4.8668 | 0.67217 | 0.67217 | 1.1403 | 1.1403 | 0 | 0 | 7.4895 | 7.4895 | 2.7327 | 1.3663 | 0 | 83.35 | 0 |  |  | 12.1452 |  | 0.53313 | 53.3132 | 0 | 0 | 2014-10-27 15:00 | 7489.5 | 7.4895
|  | 2014-10-28 04:10:04 | 24.4992 | 3.4145 | 13.658 | 4.869 | 4.869 | 0.6605 | 0.6605 | 1.1413 | 1.1413 | 0 | 0 | 7.464 | 7.464 | 3.2937 | 1.6468 | 0 | 84.9968 | 0 |  |  | 12.5654 |  | 0.55749 | 55.7488 | 0 | 0 | 2014-10-27 15:30 | 7464 | 7.464
|  | 2014-10-28 04:40:01 | 24.7283 | 3.721 | 14.884 | 4.8638 | 4.8638 | 0.66333 | 0.66333 | 1.142 | 1.142 | 0 | 0 | 7.5037 | 7.5037 | 4.3285 | 2.1642 | 0 | 87.1611 | 0 |  |  | 14.4375 |  | 0.6019 | 60.1901 | 0 | 0 | 2014-10-27 16:00 | 7503.6667 | 7.5037
|  | 2014-10-28 05:10:03 | 25.4727 | 3.845 | 15.38 | 4.866 | 4.866 | 0.679 | 0.679 | 1.145 | 1.145 | 0 | 0 | 8.2612 | 8.2612 | 4.8585 | 2.4292 | 0 | 89.5903 | 0 |  |  | 16.149 |  | 0.60378 | 60.3784 | 0 | 0 | 2014-10-27 16:30 | 8261.1667 | 8.2612
|  | 2014-10-28 05:40:02 | 26.3597 | 4.082 | 16.328 | 4.866 | 4.866 | 0.67817 | 0.67817 | 1.1338 | 1.1338 | 0 | 0 | 9.0562 | 9.0562 | 5.7025 | 2.8512 | 0 | 92.4416 | 0 |  |  | 16.328 |  | 0.61943 | 61.9431 | 0 | 0 | 2014-10-27 17:00 | 9056.1667 | 9.0562
|  | 2014-10-28 06:10:02 | 28.2805 | 4.4767 | 17.9067 | 4.868 | 4.868 | 0.6895 | 0.6895 | 1.1312 | 1.1312 | 0 | 0 | 9.9953 | 9.9953 | 6.3102 | 3.1551 | 0 | 95.5967 | 0 |  |  | 17.1904 |  | 0.63318 | 63.3181 | 0 | 0 | 2014-10-27 17:30 | 9995.3333 | 9.9953
|  | 2014-10-28 06:40:02 | 30.5468 | 4.626 | 18.504 | 4.8748 | 4.8748 | 0.69033 | 0.69033 | 1.1295 | 1.1295 | 0 | 0 | 10.9775 | 10.9775 | 5.6293 | 2.8147 | 0 | 98.4113 | 0 |  |  | 19.7993 |  | 0.60576 | 60.5758 | 0 | 0 | 2014-10-27 18:00 | 10977.5 | 10.9775
|  | 2014-10-28 07:10:02 | 32.0733 | 4.5853 | 18.3413 | 4.8835 | 4.8835 | 0.14417 | 0.14417 | 1.13 | 1.13 | 0 | 0 | 11.2405 | 11.2405 | 3.6662 | 1.8331 | 0 | 100 | 1.8331 |  |  | 19.8086 |  | 0.57186 | 57.1856 | 0 | 0 | 2014-10-27 18:30 | 11240.5 | 11.2405
|  | 2014-10-28 07:40:04 | 34.1485 | 4.7417 | 18.9667 | 4.8827 | 4.8827 | 0.3515 | 0.3515 | 1.1317 | 1.1317 | 0 | 0 | 11.15 | 11.15 | 2.334 | 1.167 | 0 | 100 | 1.167 |  |  | 18.208 |  | 0.55542 | 55.5417 | 0 | 0 | 2014-10-27 19:00 | 11150 | 11.15
|  | 2014-10-28 08:10:03 | 36.233 | 4.6518 | 18.6073 | 4.886 | 4.886 | 0.65333 | 0.65333 | 1.133 | 1.133 | 0 | 0 | 11.3245 | 11.3245 | 0.37117 | 0.18558 | 0 | 100 | 0.18558 |  |  | 20.4681 |  | 0.51355 | 51.3547 | 0 | 0 | 2014-10-27 19:30 | 11324.5 | 11.3245
|  | 2014-10-28 08:40:01 | 37.226 | 4.5075 | 18.03 | 4.8875 | 4.8875 | 0.66983 | 0.66983 | 1.1332 | 1.1332 | 0 | 0 | 11.417 | 11.417 | -1.0885 | -0.54425 | 0 | 99.4557 | 0 |  |  | 16.9482 |  | 0.48434 | 48.4339 | 0 | 1.0885 | 2014-10-27 20:00 | 11417 | 11.417
|  | 2014-10-28 09:10:01 | 37.6307 | 4.5387 | 18.1547 | 4.8895 | 4.8895 | 0.68383 | 0.68383 | 1.1358 | 1.1358 | 0 | 0 | 11.4268 | 11.4268 | -1.34 | -0.67 | 0 | 98.7857 | 0 |  |  | 19.0624 |  | 0.48244 | 48.2443 | 0 | 1.34 | 2014-10-27 20:30 | 11426.8333 | 11.4268
|  | 2014-10-28 09:40:01 | 37.6088 | 4.4032 | 17.6127 | 4.9185 | 4.9185 | 0.693 | 0.693 | 1.1338 | 1.1338 | 1.2984 | 1.2984 | 11.4072 | 11.4072 | -0.54527 | -0.27263 | 0 | 98.5131 | 0 |  |  | 18.3172 |  | 0.46831 | 46.8312 | 0 | 0.54527 | 2014-10-27 21:00 | 11407.1667 | 11.4072
|  | 2014-10-28 10:10:17 | 37.349 | 4.2688 | 17.0753 | 4.925 | 4.925 | 0.72517 | 0.72517 | 1.1328 | 1.1328 | 1.2984 | 1.2984 | 11.2985 | 11.2985 | -0.89377 | -0.44688 | 0 | 98.0662 | 0 |  |  | 15.3678 |  | 0.45718 | 45.7183 | 0 | 0.89377 | 2014-10-27 21:30 | 11298.5 | 11.2985
|  | 2014-10-28 10:40:01 | 37.3378 | 4.0362 | 16.1447 | 4.918 | 4.918 | 0.6955 | 0.6955 | 1.1337 | 1.1337 | 1.5692 | 1.5692 | 11.469 | 11.469 | -1.4078 | -0.7039 | 0 | 97.3623 | 0 |  |  | 15.3374 |  | 0.43239 | 43.2394 | 0 | 1.4078 | 2014-10-27 22:00 | 11469 | 11.469
|  | 2014-10-28 11:10:04 | 37.5277 | 3.7933 | 15.1733 | 4.9442 | 4.9442 | 0.71317 | 0.71317 | 1.1407 | 1.1407 | 1.5692 | 1.5692 | 11.4592 | 11.4592 | -2.528 | -1.264 | 0 | 96.0983 | 0 |  |  | 16.2355 |  | 0.40432 | 40.4324 | 0 | 2.528 | 2014-10-27 22:30 | 11459.1667 | 11.4592
|  | 2014-10-28 11:40:03 | 37.6122 | 3.8813 | 15.5253 | 4.9628 | 4.9628 | 0.7325 | 0.7325 | 1.1422 | 1.1422 | 1.7624 | 1.7624 | 11.457 | 11.457 | -2.0299 | -1.015 | 0 | 95.0834 | 0 |  |  | 15.0596 |  | 0.41277 | 41.2774 | 0 | 2.0299 | 2014-10-27 23:00 | 11457 | 11.457
|  | 2014-10-28 12:10:02 | 37.9258 | 3.8735 | 15.494 | 4.9577 | 4.9577 | 0.74167 | 0.74167 | 1.1415 | 1.1415 | 1.7624 | 1.7624 | 11.5218 | 11.5218 | -2.3068 | -1.1534 | 0 | 93.93 | 0 |  |  | 16.1138 |  | 0.40853 | 40.8534 | 0 | 2.3068 | 2014-10-27 23:30 | 11521.8333 | 11.5218
|  | 2014-10-28 12:40:02 | 37.8665 | 3.9787 | 15.9147 | 4.9568 | 4.9568 | 0.76017 | 0.76017 | 1.1435 | 1.1435 | 1.5768 | 1.5768 | 11.2462 | 11.2462 | -2.2684 | -1.1342 | 0 | 92.7958 | 0 |  |  | 16.233 |  | 0.42028 | 42.0284 | 0 | 2.2684 | 2014-10-28 | 11246.1667 | 11.2462
|  | 2014-10-28 13:10:01 | 37.7795 | 3.9303 | 15.7213 | 4.9632 | 4.9632 | 0.77383 | 0.77383 | 1.1432 | 1.1432 | 1.5768 | 1.5768 | 10.9735 | 10.9735 | -2.6277 | -1.3139 | 0 | 91.482 | 0 |  |  | 15.5641 |  | 0.41613 | 41.6134 | 0 | 2.6277 | 2014-10-28 00:30 | 10973.5 | 10.9735
|  | 2014-10-28 13:40:05 | 37.9078 | 3.789 | 15.156 | 4.9607 | 4.9607 | 0.77533 | 0.77533 | 1.1397 | 1.1397 | 1.798 | 1.798 | 11.4943 | 11.4943 | -2.5838 | -1.2919 | 0 | 90.19 | 0 |  |  | 14.5498 |  | 0.39981 | 39.9812 | 0 | 2.5838 | 2014-10-28 01:00 | 11494.3333 | 11.4943
|  | 2014-10-28 14:10:11 | 38.1002 | 3.6215 | 14.486 | 4.962 | 4.962 | 0.776 | 0.776 | 1.1102 | 1.1102 | 1.798 | 1.798 | 11.5925 | 11.5925 | -3.3755 | -1.6877 | 0 | 88.5023 | 0 |  |  | 15.5 |  | 0.38021 | 38.0208 | 0 | 3.3755 | 2014-10-28 01:30 | 11592.5 | 11.5925
|  | 2014-10-28 14:40:01 | 38.3848 | 3.5983 | 14.3933 | 4.9702 | 4.9702 | 0.7735 | 0.7735 | 1.128 | 1.128 | 1.4052 | 1.4052 | 11.705 | 11.705 | -4.0096 | -2.0048 | 0 | 86.4975 | 0 |  |  | 15.5448 |  | 0.37497 | 37.4974 | 0 | 4.0096 | 2014-10-28 02:00 | 11705 | 11.705
|  | 2014-10-28 15:15:04 | 38.7357 | 3.7807 | 15.1227 | 4.9722 | 4.9722 | 0.77267 | 0.77267 | 1.136 | 1.136 | 1.4052 | 1.4052 | 11.7972 | 11.7972 | -3.5298 | -1.7649 | 0 | 84.7326 | 0 |  |  | 16.6349 |  | 0.39041 | 39.0407 | 0 | 3.5298 | 2014-10-28 02:30 | 11797.1667 | 11.7972
|  | 2014-10-28 15:40:02 | 39.4033 | 3.8887 | 15.5547 | 4.9673 | 4.9673 | 0.7705 | 0.7705 | 1.1318 | 1.1318 | 1.312 | 1.312 | 11.9247 | 11.9247 | -3.7423 | -1.8712 | 0 | 82.8614 | 0 |  |  | 15.2436 |  | 0.39476 | 39.4755 | 0 | 3.7423 | 2014-10-28 03:00 | 11924.6667 | 11.9247
|  | 2014-10-28 16:10:03 | 40.6527 | 3.8492 | 15.3967 | 4.9685 | 4.9685 | 0.7695 | 0.7695 | 1.132 | 1.132 | 1.312 | 1.312 | 12.1587 | 12.1587 | -4.9153 | -2.4577 | 0 | 80.4037 | 0 |  |  | 14.7808 |  | 0.37874 | 37.8737 | 0 | 4.9153 | 2014-10-28 03:30 | 12158.6667 | 12.1587
|  | 2014-10-28 16:40:03 | 42.9343 | 3.8655 | 15.462 | 4.9703 | 4.9703 | 0.798 | 0.798 | 1.1305 | 1.1305 | 0.544 | 0.544 | 12.3617 | 12.3617 | -7.6678 | -3.8339 | 0 | 76.5698 | 0 |  |  | 16.699 |  | 0.36013 | 36.0131 | 0 | 7.6678 | 2014-10-28 04:00 | 12361.6667 | 12.3617
|  | 2014-10-28 17:10:24 | 45.9375 | 3.8403 | 15.3613 | 4.979 | 4.979 | 0.81517 | 0.81517 | 1.13 | 1.13 | 0.544 | 0.544 | 12.5528 | 12.5528 | -10.5552 | -5.2776 | 0 | 71.2922 | 0 |  |  | 15.9758 |  | 0.3344 | 33.4396 | 0 | 10.5552 | 2014-10-28 04:30 | 12552.8333 | 12.5528
|  | 2014-10-28 17:40:01 | 46.2962 | 3.7742 | 15.0967 | 4.983 | 4.983 | 0.83133 | 0.83133 | 1.1332 | 1.1332 | 0.12 | 0.12 | 12.7067 | 12.7067 | -11.4253 | -5.7127 | 0 | 65.5796 | 0 |  |  | 14.0399 |  | 0.32609 | 32.6089 | 0 | 11.4253 | 2014-10-28 05:00 | 12706.6667 | 12.7067
|  | 2014-10-28 18:10:04 | 45.781 | 3.645 | 14.58 | 4.9912 | 4.9912 | 0.83783 | 0.83783 | 1.1328 | 1.1328 | 0.12 | 0.12 | 12.7443 | 12.7443 | -11.3748 | -5.6874 | 0 | 59.8922 | 0 |  |  | 13.5594 |  | 0.31847 | 31.8473 | 0 | 11.3748 | 2014-10-28 05:30 | 12744.3333 | 12.7443
|  | 2014-10-28 18:40:02 | 44.8385 | 3.5868 | 14.3473 | 4.9928 | 4.9928 | 0.841 | 0.841 | 1.132 | 1.132 | 0 | 0 | 12.775 | 12.775 | -10.7503 | -5.3752 | 0 | 54.517 | 0 |  |  | 15.4951 |  | 0.31998 | 31.9978 | 0 | 10.7503 | 2014-10-28 06:00 | 12775 | 12.775
|  | 2014-10-28 19:10:08 | 43.5785 | 3.5463 | 14.1853 | 4.985 | 4.985 | 0.8275 | 0.8275 | 1.1317 | 1.1317 | 0 | 0 | 12.8547 | 12.8547 | -9.5943 | -4.7972 | 0 | 49.7198 | 0 |  |  | 15.6039 |  | 0.32551 | 32.5512 | 0 | 9.5943 | 2014-10-28 06:30 | 12854.6667 | 12.8547
|  | 2014-10-28 19:40:01 | 42.2067 | 3.589 | 14.356 | 4.9887 | 4.9887 | 0.8445 | 0.8445 | 1.1322 | 1.1322 | 0 | 0 | 12.8617 | 12.8617 | -8.0237 | -4.0118 | 0 | 45.708 | 0 |  |  | 13.6382 |  | 0.34014 | 34.0136 | 0 | 8.0237 | 2014-10-28 07:00 | 12861.6667 | 12.8617
|  | 2014-10-28 20:10:08 | 41.0057 | 3.6368 | 14.5473 | 4.9843 | 4.9843 | 0.8465 | 0.8465 | 1.1343 | 1.1343 | 0 | 0 | 12.8212 | 12.8212 | -6.672 | -3.336 | 0 | 42.372 | 0 |  |  | 15.4202 |  | 0.35476 | 35.4764 | 0 | 6.672 | 2014-10-28 07:30 | 12821.1667 | 12.8212
|  | 2014-10-28 20:40:01 | 39.4497 | 3.4182 | 13.6727 | 4.9832 | 4.9832 | 0.84517 | 0.84517 | 1.1337 | 1.1337 | 0 | 0 | 12.6572 | 12.6572 | -6.1578 | -3.0789 | 0 | 39.2931 | 0 |  |  | 12.8523 |  | 0.34659 | 34.6585 | 0 | 6.1578 | 2014-10-28 08:00 | 12657.1667 | 12.6572
|  | 2014-10-28 21:10:03 | 37.8017 | 3.2257 | 12.9027 | 4.9848 | 4.9848 | 0.84833 | 0.84833 | 1.1302 | 1.1302 | 0 | 0 | 12.5802 | 12.5802 | -5.3555 | -2.6777 | 0 | 36.6153 | 0 |  |  | 13.4188 |  | 0.34133 | 34.1325 | 0 | 5.3555 | 2014-10-28 08:30 | 12580.1667 | 12.5802
|  | 2014-10-28 21:40:02 | 35.753 | 3.0345 | 12.138 | 4.9807 | 4.9807 | 0.84633 | 0.84633 | 1.1343 | 1.1343 | 0 | 0 | 12.556 | 12.556 | -4.0977 | -2.0488 | 0 | 34.5665 | 0 |  |  | 11.167 |  | 0.3395 | 33.9496 | 0 | 4.0977 | 2014-10-28 09:00 | 12556 | 12.556
|  | 2014-10-28 22:10:03 | 33.964 | 2.8757 | 11.5027 | 4.9835 | 4.9835 | 0.84067 | 0.84067 | 1.134 | 1.134 | 0 | 0 | 12.5227 | 12.5227 | -2.9805 | -1.4902 | 0 | 33.0762 | 0 |  |  | 10.6975 |  | 0.33867 | 33.8672 | 0 | 2.9805 | 2014-10-28 09:30 | 12522.6667 | 12.5227
|  | 2014-10-28 22:40:02 | 32.0682 | 2.8843 | 11.5373 | 4.9003 | 4.9003 | 0.82033 | 0.82033 | 1.1358 | 1.1358 | 0 | 0 | 12.1378 | 12.1378 | -1.5365 | -0.76825 | 0 | 32.308 | 0 |  |  | 11.6527 |  | 0.35978 | 35.9775 | 0 | 1.5365 | 2014-10-28 10:00 | 12137.8333 | 12.1378
|  | 2014-10-28 23:10:02 | 30.5018 | 2.6748 | 10.6993 | 4.7548 | 4.7548 | 0.80733 | 0.80733 | 1.1352 | 1.1352 | 0 | 0 | 11.8648 | 11.8648 | -1.2403 | -0.62017 | 0 | 31.6878 | 0 |  |  | 10.6993 |  | 0.35078 | 35.0777 | 0 | 1.2403 | 2014-10-28 10:30 | 11864.8333 | 11.8648
|  | 2014-10-28 23:40:02 | 29.982 | 2.3767 | 9.5067 | 4.6852 | 4.6852 | 0.82917 | 0.82917 | 1.1347 | 1.1347 | 0 | 0 | 11.5893 | 11.5893 | -2.237 | -1.1185 | 0 | 30.5693 | 0 |  |  | 8.9363 |  | 0.31708 | 31.7079 | 0 | 2.237 | 2014-10-28 11:00 | 11589.3333 | 11.5893
|  | 2014-10-29 00:10:16 | 29.012 | 2.2353 | 8.9413 | 4.6842 | 4.6842 | 0.83667 | 0.83667 | 1.1343 | 1.1343 | 0 | 0 | 11.155 | 11.155 | -2.2605 | -1.1303 | 0 | 29.4391 | 0 |  |  | 8.4049 |  | 0.30819 | 30.8194 | 0 | 2.2605 | 2014-10-28 11:30 | 11155 | 11.155
|  | 2014-10-29 00:40:01 | 28.8847 | 2.1748 | 8.6993 | 4.6793 | 4.6793 | 0.83933 | 0.83933 | 1.1347 | 1.1347 | 0 | 0 | 11.1945 | 11.1945 | -2.3375 | -1.1688 | 0 | 28.2703 | 0 |  |  | 8.4384 |  | 0.30117 | 30.1175 | 0 | 2.3375 | 2014-10-28 12:00 | 11194.5 | 11.1945
|  | 2014-10-29 01:10:04 | 28.4282 | 2.1467 | 8.5867 | 4.6707 | 4.6707 | 0.8365 | 0.8365 | 1.1353 | 1.1353 | 0 | 0 | 10.8498 | 10.8498 | -2.3492 | -1.1746 | 0 | 27.0957 | 0 |  |  | 8.4149 |  | 0.30205 | 30.2048 | 0 | 2.3492 | 2014-10-28 12:30 | 10849.8333 | 10.8498
|  | 2014-10-29 01:40:02 | 27.6813 | 2.068 | 8.272 | 4.6712 | 4.6712 | 0.8355 | 0.8355 | 1.1358 | 1.1358 | 0 | 0 | 10.242 | 10.242 | -2.5248 | -1.2624 | 0 | 25.8333 | 0 |  |  | 8.9338 |  | 0.29883 | 29.883 | 0 | 2.5248 | 2014-10-28 13:00 | 10242 | 10.242
|  | 2014-10-29 02:10:04 | 27.0153 | 1.8767 | 7.5067 | 4.6675 | 4.6675 | 0.83517 | 0.83517 | 1.1343 | 1.1343 | 0 | 0 | 9.7883 | 9.7883 | -3.0833 | -1.5417 | 0 | 24.2917 | 0 |  |  | 6.9812 |  | 0.27787 | 27.7867 | 0 | 3.0833 | 2014-10-28 13:30 | 9788.3333 | 9.7883
|  | 2014-10-29 02:40:03 | 26.8282 | 1.722 | 6.888 | 4.6733 | 4.6733 | 0.8455 | 0.8455 | 1.1345 | 1.1345 | 0 | 0 | 9.7625 | 9.7625 | -3.5243 | -1.7622 | 0 | 22.5295 | 0 |  |  | 7.5768 |  | 0.25675 | 25.6745 | 0 | 3.5243 | 2014-10-28 14:00 | 9762.5 | 9.7625
|  | 2014-10-29 03:10:02 | 26.6155 | 1.4873 | 5.9493 | 4.6652 | 4.6652 | 0.84783 | 0.84783 | 1.1328 | 1.1328 | 0 | 0 | 9.6302 | 9.6302 | -4.3902 | -2.1951 | 0 | 20.3344 | 0 |  |  | 6.2468 |  | 0.22353 | 22.3529 | 0 | 4.3902 | 2014-10-28 14:30 | 9630.1667 | 9.6302
|  | 2014-10-29 03:40:02 | 26.3582 | 1.3723 | 5.4893 | 4.665 | 4.665 | 0.85717 | 0.85717 | 1.132 | 1.132 | 0 | 0 | 9.6445 | 9.6445 | -4.5702 | -2.2851 | 0 | 18.0493 | 0 |  |  | 5.8187 |  | 0.20826 | 20.8259 | 0 | 4.5702 | 2014-10-28 15:00 | 9644.5 | 9.6445
|  | 2014-10-29 04:10:05 | 26.2603 | 1.2175 | 4.87 | 4.6657 | 4.6657 | 0.8735 | 0.8735 | 1.1288 | 1.1288 | 0 | 0 | 9.8352 | 9.8352 | -4.8872 | -2.4436 | 0 | 15.6057 | 0 |  |  | 4.6752 |  | 0.18545 | 18.5451 | 0 | 4.8872 | 2014-10-28 15:30 | 9835.1667 | 9.8352
|  | 2014-10-29 04:40:02 | 26.4808 | 1.0168 | 4.0673 | 4.6673 | 4.6673 | 0.8775 | 0.8775 | 1.1295 | 1.1295 | 0 | 0 | 10.2278 | 10.2278 | -5.5113 | -2.7557 | 0 | 12.8501 | 0 |  |  | 3.9453 |  | 0.1536 | 15.3595 | 0 | 5.5113 | 2014-10-28 16:00 | 10227.8333 | 10.2278
|  | 2014-10-29 05:10:03 | 26.7743 | 0.92983 | 3.7193 | 4.6703 | 4.6703 | 0.87517 | 0.87517 | 1.1327 | 1.1327 | 0 | 0 | 10.6327 | 10.6327 | -5.7442 | -2.8721 | 0 | 9.978 | 0 |  |  | 3.5334 |  | 0.13891 | 13.8914 | 0 | 5.7442 | 2014-10-28 16:30 | 10632.6667 | 10.6327
|  | 2014-10-29 05:40:03 | 27.332 | 0.87 | 3.48 | 4.6715 | 4.6715 | 0.87933 | 0.87933 | 1.1347 | 1.1347 | 0 | 0 | 11.518 | 11.518 | -5.6485 | -2.8243 | 0 | 7.1537 | 0 |  |  | 3.3756 |  | 0.12732 | 12.7323 | 0 | 5.6485 | 2014-10-28 17:00 | 11518 | 11.518
|  | 2014-10-29 06:10:02 | 29.7637 | 0.94717 | 3.7887 | 4.6687 | 4.6687 | 0.88 | 0.88 | 1.1332 | 1.1332 | 0 | 0 | 12.2893 | 12.2893 | -7.0038 | -3.5019 | 0 | 3.6518 | 0 |  |  | 4.0918 |  | 0.12729 | 12.7292 | 0 | 7.0038 | 2014-10-28 17:30 | 12289.3333 | 12.2893
|  | 2014-10-29 06:40:02 | 32.3287 | 0.946 | 3.784 | 4.6722 | 4.6722 | 0.8835 | 0.8835 | 1.134 | 1.134 | 0 | 0 | 12.4523 | 12.4523 | -9.4027 | -4.7013 | 0 | 0 | 0 |  |  | 3.4434 |  | 0.11705 | 11.7048 | 0 | 7.3037 | 2014-10-28 18:00 | 12452.3333 | 12.4523
|  | 2014-10-29 07:10:03 | 35.0388 | 0.87333 | 3.4933 | 4.6658 | 4.6658 | 0.87267 | 0.87267 | 1.1353 | 1.1353 | 0 | 0 | 12.64 | 12.64 | -12.2317 | -6.1158 | 4.7013 | 0 | 0 |  |  | 3.2488 |  | 0.099699 | 9.9699 | 9.4027 | 0 | 2014-10-28 18:30 | 12640 | 12.64
|  | 2014-10-29 07:40:02 | 36.8895 | 0.816 | 3.264 | 4.6617 | 4.6617 | 0.85833 | 0.85833 | 1.1307 | 1.1307 | 0 | 0 | 12.6852 | 12.6852 | -14.2897 | -7.1448 | 6.1158 | 0 | 0 |  |  | 3.0355 |  | 0.08848 | 8.848 | 12.2317 | 0 | 2014-10-28 19:00 | 12685.1667 | 12.6852
|  | 2014-10-29 08:10:05 | 38.5318 | 0.727 | 2.908 | 4.6702 | 4.6702 | 0.85967 | 0.85967 | 1.1263 | 1.1263 | 0 | 0 | 12.7727 | 12.7727 | -16.195 | -8.0975 | 7.1448 | 0 | 0 |  |  | 3.0534 |  | 0.07547 | 7.547 | 14.2897 | 0 | 2014-10-28 19:30 | 12772.6667 | 12.7727
|  | 2014-10-29 08:40:01 | 39.671 | 0.73533 | 2.9413 | 4.6103 | 4.6103 | 0.86383 | 0.86383 | 1.117 | 1.117 | 0 | 0 | 12.8707 | 12.8707 | -17.2678 | -8.6339 | 8.0975 | 0 | 0 |  |  | 2.6472 |  | 0.074143 | 7.4143 | 16.195 | 0 | 2014-10-28 20:00 | 12870.6667 | 12.8707
|  | 2014-10-29 09:10:01 | 40.5557 | 0.726 | 2.904 | 4.3943 | 4.3943 | 0.87717 | 0.87717 | 1.1388 | 1.1388 | 0 | 0 | 12.8027 | 12.8027 | -18.4387 | -9.2193 | 8.6339 | 0 | 0 |  |  | 2.6426 |  | 0.071605 | 7.1605 | 17.2678 | 0 | 2014-10-28 20:30 | 12802.6667 | 12.8027
|  | 2014-10-29 09:40:01 | 40.8827 | 0.686 | 2.744 | 4.2263 | 4.2263 | 0.88633 | 0.88633 | 1.1442 | 1.1442 | 1.6224 | 1.6224 | 12.5025 | 12.5025 | -17.7569 | -8.8785 | 9.2193 | 0 | 0 |  |  | 2.497 |  | 0.067119 | 6.7119 | 18.4387 | 0 | 2014-10-28 21:00 | 12502.5 | 12.5025
|  | 2014-10-29 10:10:02 | 41.0588 | 0.6635 | 2.654 | 4.1677 | 4.1677 | 0.91733 | 0.91733 | 1.1447 | 1.1447 | 1.6224 | 1.6224 | 12.6692 | 12.6692 | -17.8836 | -8.9418 | 8.8785 | 0 | 0 |  |  | 2.7602 |  | 0.064639 | 6.4639 | 17.7569 | 0 | 2014-10-28 21:30 | 12669.1667 | 12.6692
|  | 2014-10-29 10:40:01 | 41.1322 | 0.69617 | 2.7847 | 4.1668 | 4.1668 | 0.9195 | 0.9195 | 1.1438 | 1.1438 | 2.9956 | 2.9956 | 12.7482 | 12.7482 | -16.3736 | -8.1868 | 8.9418 | 0 | 0 |  |  | 2.9796 |  | 0.0677 | 6.77 | 17.8836 | 0 | 2014-10-28 22:00 | 12748.1667 | 12.7482
|  | 2014-10-29 11:10:05 | 41.269 | 0.71133 | 2.8453 | 4.1687 | 4.1687 | 0.9295 | 0.9295 | 1.1408 | 1.1408 | 2.9956 | 2.9956 | 12.9467 | 12.9467 | -16.2424 | -8.1212 | 8.1868 | 0 | 0 |  |  | 2.6462 |  | 0.068946 | 6.8946 | 16.3736 | 0 | 2014-10-28 22:30 | 12946.6667 | 12.9467
|  | 2014-10-29 11:40:03 | 41.431 | 0.68017 | 2.7207 | 4.1728 | 4.1728 | 0.928 | 0.928 | 1.1388 | 1.1388 | 3.9808 | 3.9808 | 13.0318 | 13.0318 | -15.458 | -7.729 | 8.1212 | 0 | 0 |  |  | 2.7751 |  | 0.065667 | 6.5667 | 16.2424 | 0 | 2014-10-28 23:00 | 13031.8333 | 13.0318
|  | 2014-10-29 12:10:04 | 41.5308 | 0.69867 | 2.7947 | 4.1892 | 4.1892 | 0.87683 | 0.87683 | 1.1417 | 1.1417 | 3.9808 | 3.9808 | 13.1243 | 13.1243 | -15.4234 | -7.7117 | 7.729 | 0 | 0 |  |  | 2.7108 |  | 0.067291 | 6.7291 | 15.458 | 0 | 2014-10-28 23:30 | 13124.3333 | 13.1243
|  | 2014-10-29 12:40:02 | 41.3213 | 0.75817 | 3.0327 | 4.206 | 4.206 | 0.88033 | 0.88033 | 1.1423 | 1.1423 | 4.1404 | 4.1404 | 13.1158 | 13.1158 | -14.8038 | -7.4019 | 7.7117 | 0 | 0 |  |  | 3.1843 |  | 0.073392 | 7.3392 | 15.4234 | 0 | 2014-10-29 | 13115.8333 | 13.1158
|  | 2014-10-29 13:10:05 | 41.2652 | 0.76883 | 3.0753 | 4.2153 | 4.2153 | 0.878 | 0.878 | 1.1422 | 1.1422 | 4.1404 | 4.1404 | 13.0447 | 13.0447 | -14.7693 | -7.3846 | 7.4019 | 0 | 0 |  |  | 3.0138 |  | 0.074526 | 7.4526 | 14.8038 | 0 | 2014-10-29 00:30 | 13044.6667 | 13.0447
|  | 2014-10-29 13:40:01 | 41.0793 | 0.7685 | 3.074 | 4.2217 | 4.2217 | 0.87617 | 0.87617 | 1.1418 | 1.1418 | 3.9552 | 3.9552 | 13.0362 | 13.0362 | -14.7743 | -7.3871 | 7.3846 | 0 | 0 |  |  | 3.2892 |  | 0.074831 | 7.4831 | 14.7693 | 0 | 2014-10-29 01:00 | 13036.1667 | 13.0362
|  | 2014-10-29 14:10:01 | 40.9948 | 0.81 | 3.24 | 4.217 | 4.217 | 0.876 | 0.876 | 1.1417 | 1.1417 | 3.9552 | 3.9552 | 13.0237 | 13.0237 | -14.5413 | -7.2706 | 7.3871 | 0 | 0 |  |  | 2.9484 |  | 0.079034 | 7.9034 | 14.7743 | 0 | 2014-10-29 01:30 | 13023.6667 | 13.0237
|  | 2014-10-29 14:40:02 | 41.0708 | 0.898 | 3.592 | 4.2187 | 4.2187 | 0.87417 | 0.87417 | 1.1383 | 1.1383 | 2.116 | 2.116 | 13.0138 | 13.0138 | -16.1178 | -8.0589 | 7.2706 | 0 | 0 |  |  | 3.7357 |  | 0.087459 | 8.7459 | 14.5413 | 0 | 2014-10-29 02:00 | 13013.8333 | 13.0138
|  | 2014-10-29 15:10:05 | 41.227 | 0.99217 | 3.9687 | 4.219 | 4.219 | 0.88333 | 0.88333 | 1.1377 | 1.1377 | 2.116 | 2.116 | 13.1322 | 13.1322 | -15.7702 | -7.8851 | 8.0589 | 0 | 0 |  |  | 4.1671 |  | 0.096264 | 9.6264 | 16.1178 | 0 | 2014-10-29 02:30 | 13132.1667 | 13.1322
|  | 2014-10-29 15:40:01 | 41.8282 | 1.1252 | 4.5007 | 4.2213 | 4.2213 | 0.88133 | 0.88133 | 1.1385 | 1.1385 | 1.4872 | 1.4872 | 13.1957 | 13.1957 | -16.4035 | -8.2017 | 7.8851 | 0 | 0 |  |  | 4.4557 |  | 0.1076 | 10.7599 | 15.7702 | 0 | 2014-10-29 03:00 | 13195.6667 | 13.1957
|  | 2014-10-29 16:10:05 | 42.8825 | 1.161 | 4.644 | 4.2272 | 4.2272 | 0.88 | 0.88 | 1.1382 | 1.1382 | 1.4872 | 1.4872 | 13.2053 | 13.2053 | -17.3006 | -8.6503 | 8.2017 | 0 | 0 |  |  | 4.9691 |  | 0.1083 | 10.8296 | 16.4035 | 0 | 2014-10-29 03:30 | 13205.3333 | 13.2053
|  | 2014-10-29 16:40:03 | 44.97 | 1.3185 | 5.274 | 4.328 | 4.328 | 0.91367 | 0.91367 | 1.1382 | 1.1382 | 0.4 | 0.4 | 13.135 | 13.135 | -19.7812 | -9.8906 | 8.6503 | 0 | 0 |  |  | 5.7487 |  | 0.11728 | 11.7278 | 17.3006 | 0 | 2014-10-29 04:00 | 13135 | 13.135
|  | 2014-10-29 17:10:02 | 47.1503 | 1.5048 | 6.0193 | 4.4298 | 4.4298 | 0.89633 | 0.89633 | 1.1413 | 1.1413 | 0.4 | 0.4 | 13.1695 | 13.1695 | -21.094 | -10.547 | 9.8906 | 0 | 0 |  |  | 6.1999 |  | 0.12766 | 12.7663 | 19.7812 | 0 | 2014-10-29 04:30 | 13169.5 | 13.1695
|  | 2014-10-29 17:40:02 | 47.2007 | 1.6537 | 6.6147 | 4.4697 | 4.4697 | 0.87483 | 0.87483 | 1.141 | 1.141 | 0.004 | 0.004 | 13.23 | 13.23 | -20.8665 | -10.4333 | 10.547 | 0 | 0 |  |  | 6.8793 |  | 0.14014 | 14.0139 | 21.094 | 0 | 2014-10-29 05:00 | 13230 | 13.23
|  | 2014-10-29 18:10:02 | 46.6292 | 1.8832 | 7.5327 | 4.5612 | 4.5612 | 0.85833 | 0.85833 | 1.1473 | 1.1473 | 0.004 | 0.004 | 13.251 | 13.251 | -19.2747 | -9.6373 | 10.4333 | 0 | 0 |  |  | 7.5327 |  | 0.16154 | 16.1544 | 20.8665 | 0 | 2014-10-29 05:30 | 13251 | 13.251
|  | 2014-10-29 18:40:02 | 45.5383 | 2.0057 | 8.0227 | 4.5867 | 4.5867 | 0.8565 | 0.8565 | 1.1477 | 1.1477 | 0 | 0 | 13.2467 | 13.2467 | -17.6782 | -8.8391 | 9.6373 | 0 | 0 |  |  | 7.782 |  | 0.17617 | 17.6174 | 19.2747 | 0 | 2014-10-29 06:00 | 13246.6667 | 13.2467
|  | 2014-10-29 19:10:04 | 44.3987 | 2.1852 | 8.7407 | 4.5907 | 4.5907 | 0.85083 | 0.85083 | 1.1397 | 1.1397 | 0 | 0 | 13.2342 | 13.2342 | -15.8427 | -7.9213 | 8.8391 | 0 | 0 |  |  | 8.1288 |  | 0.19687 | 19.6868 | 17.6782 | 0 | 2014-10-29 06:30 | 13234.1667 | 13.2342
|  | 2014-10-29 19:40:03 | 42.9478 | 2.197 | 8.788 | 4.5892 | 4.5892 | 0.8405 | 0.8405 | 1.1243 | 1.1243 | 0 | 0 | 13.1865 | 13.1865 | -14.4193 | -7.2097 | 7.9213 | 0 | 0 |  |  | 8.9638 |  | 0.20462 | 20.462 | 15.8427 | 0 | 2014-10-29 07:00 | 13186.5 | 13.1865
|  | 2014-10-29 20:10:01 | 41.5422 | 2.2662 | 9.0647 | 4.5872 | 4.5872 | 0.795 | 0.795 | 1.1253 | 1.1253 | 0 | 0 | 13.168 | 13.168 | -12.802 | -6.401 | 7.2097 | 0 | 0 |  |  | 9.246 |  | 0.2182 | 21.8204 | 14.4193 | 0 | 2014-10-29 07:30 | 13168 | 13.168
|  | 2014-10-29 20:40:01 | 39.9152 | 2.2752 | 9.1007 | 4.59 | 4.59 | 0.83333 | 0.83333 | 1.116 | 1.116 | 0 | 0 | 13.172 | 13.172 | -11.1032 | -5.5516 | 6.401 | 0 | 0 |  |  | 9.7377 |  | 0.228 | 22.8 | 12.802 | 0 | 2014-10-29 08:00 | 13172 | 13.172
|  | 2014-10-29 21:10:03 | 38.1998 | 2.238 | 8.952 | 4.5852 | 4.5852 | 0.83967 | 0.83967 | 1.1418 | 1.1418 | 0 | 0 | 13.2005 | 13.2005 | -9.4807 | -4.7403 | 5.5516 | 0 | 0 |  |  | 9.0415 |  | 0.23435 | 23.4347 | 11.1032 | 0 | 2014-10-29 08:30 | 13200.5 | 13.2005
|  | 2014-10-29 21:40:03 | 36.1263 | 2.2575 | 9.03 | 4.5862 | 4.5862 | 0.83667 | 0.83667 | 1.1202 | 1.1202 | 0 | 0 | 13.1593 | 13.1593 | -7.394 | -3.697 | 4.7403 | 0 | 0 |  |  | 8.8494 |  | 0.24996 | 24.9956 | 9.4807 | 0 | 2014-10-29 09:00 | 13159.3333 | 13.1593
|  | 2014-10-29 22:10:03 | 34.3455 | 2.2882 | 9.1527 | 4.5805 | 4.5805 | 0.804 | 0.804 | 1.135 | 1.135 | 0 | 0 | 13.0288 | 13.0288 | -5.6445 | -2.8223 | 3.697 | 0 | 0 |  |  | 9.4272 |  | 0.26649 | 26.6488 | 7.394 | 0 | 2014-10-29 09:30 | 13028.8333 | 13.0288
|  | 2014-10-29 22:40:02 | 32.4833 | 2.167 | 8.668 | 4.563 | 4.563 | 0.80517 | 0.80517 | 1.1477 | 1.1477 | 0 | 0 | 12.4887 | 12.4887 | -4.8108 | -2.4054 | 2.8223 | 0 | 0 |  |  | 9.3614 |  | 0.26684 | 26.6845 | 5.6445 | 0 | 2014-10-29 10:00 | 12488.6667 | 12.4887
|  | 2014-10-29 23:10:01 | 30.1453 | 2.2177 | 8.8707 | 4.3718 | 4.3718 | 0.78367 | 0.78367 | 1.1478 | 1.1478 | 0 | 0 | 12.0952 | 12.0952 | -2.8762 | -1.4381 | 2.4054 | 0 | 0 |  |  | 9.0481 |  | 0.29426 | 29.4263 | 4.8108 | 0 | 2014-10-29 10:30 | 12095.1667 | 12.0952
|  | 2014-10-29 23:40:03 | 29.408 | 2.3405 | 9.362 | 4.2245 | 4.2245 | 0.783 | 0.783 | 1.145 | 1.145 | 0 | 0 | 11.9757 | 11.9757 | -1.9178 | -0.95892 | 1.4381 | 0 | 0 |  |  | 10.111 |  | 0.31835 | 31.8349 | 2.8762 | 0 | 2014-10-29 11:00 | 11975.6667 | 11.9757
|  | 2014-10-30 00:10:02 | 29.082 | 2.2375 | 8.95 | 4.2095 | 4.2095 | 0.78433 | 0.78433 | 1.1463 | 1.1463 | 0 | 0 | 11.8633 | 11.8633 | -2.1285 | -1.0642 | 0.95892 | 0 | 0 |  |  | 8.1445 |  | 0.30775 | 30.775 | 1.9178 | 0 | 2014-10-29 11:30 | 11863.3333 | 11.8633
|  | 2014-10-30 00:40:02 | 28.7318 | 2.2098 | 8.8393 | 4.2113 | 4.2113 | 0.77983 | 0.77983 | 1.1185 | 1.1185 | 0 | 0 | 11.7818 | 11.7818 | -2.001 | -1.0005 | 1.0642 | 0 | 0 |  |  | 8.309 |  | 0.30765 | 30.7649 | 2.1285 | 0 | 2014-10-29 12:00 | 11781.8333 | 11.7818
|  | 2014-10-30 01:10:27 | 28.117 | 2.2558 | 9.0233 | 4.2115 | 4.2115 | 0.7455 | 0.7455 | 1.1058 | 1.1058 | 0 | 0 | 11.4178 | 11.4178 | -1.613 | -0.8065 | 1.0005 | 0 | 0 |  |  | 8.2112 |  | 0.32092 | 32.0921 | 2.001 | 0 | 2014-10-29 12:30 | 11417.8333 | 11.4178
|  | 2014-10-30 01:40:02 | 27.4953 | 2.2098 | 8.8393 | 4.2052 | 4.2052 | 0.72583 | 0.72583 | 1.0792 | 1.0792 | 0 | 0 | 11.0765 | 11.0765 | -1.5693 | -0.78467 | 0.8065 | 0 | 0 |  |  | 7.9554 |  | 0.32148 | 32.1485 | 1.613 | 0 | 2014-10-29 13:00 | 11076.5 | 11.0765
|  | 2014-10-30 02:10:04 | 26.7922 | 2.2632 | 9.0527 | 4.2187 | 4.2187 | 0.6975 | 0.6975 | 1.0783 | 1.0783 | 0 | 0 | 10.7695 | 10.7695 | -0.9755 | -0.48775 | 0.78467 | 0 | 0 |  |  | 9.5053 |  | 0.33788 | 33.7885 | 1.5693 | 0 | 2014-10-29 13:30 | 10769.5 | 10.7695
|  | 2014-10-30 02:40:01 | 26.5922 | 2.3605 | 9.442 | 4.2523 | 4.2523 | 0.69433 | 0.69433 | 1.0853 | 1.0853 | 0 | 0 | 10.5908 | 10.5908 | -0.52733 | -0.26367 | 0.48775 | 0 | 0 |  |  | 9.1587 |  | 0.35507 | 35.5067 | 0.9755 | 0 | 2014-10-29 14:00 | 10590.8333 | 10.5908
|  | 2014-10-30 03:10:16 | 26.28 | 2.5297 | 10.1187 | 4.3802 | 4.3802 | 0.69433 | 0.69433 | 1.084 | 1.084 | 0 | 0 | 9.993 | 9.993 | -0.0098333 | -0.0049167 | 0.26367 | 0 | 0 |  |  | 11.0293 |  | 0.38503 | 38.5033 | 0.52733 | 0 | 2014-10-29 14:30 | 9993 | 9.993
|  | 2014-10-30 03:40:01 | 26.0482 | 2.7015 | 10.806 | 4.4205 | 4.4205 | 0.67967 | 0.67967 | 1.0847 | 1.0847 | 0 | 0 | 9.6557 | 9.6557 | 0.59833 | 0.29917 | 0.0049167 | 0.29917 | 0 |  |  | 10.0496 |  | 0.41485 | 41.4847 | 0.0098333 | 0 | 2014-10-29 15:00 | 9655.6667 | 9.6557
|  | 2014-10-30 04:10:02 | 26.0642 | 2.7038 | 10.8153 | 4.4415 | 4.4415 | 0.68567 | 0.68567 | 1.1012 | 1.1012 | 0 | 0 | 9.6323 | 9.6323 | 0.61183 | 0.30592 | 0 | 0.60508 | 0 |  |  | 10.8153 |  | 0.41495 | 41.495 | 0 | 0 | 2014-10-29 15:30 | 9632.3333 | 9.6323
|  | 2014-10-30 04:40:02 | 26.3142 | 2.6232 | 10.4927 | 4.4342 | 4.4342 | 0.68917 | 0.68917 | 1.0728 | 1.0728 | 0 | 0 | 9.9697 | 9.9697 | 0.34433 | 0.17217 | 0 | 0.77725 | 0 |  |  | 9.5483 |  | 0.39875 | 39.8746 | 0 | 0 | 2014-10-29 16:00 | 9969.6667 | 9.9697
|  | 2014-10-30 05:10:05 | 26.966 | 2.6572 | 10.6287 | 4.4337 | 4.4337 | 0.70633 | 0.70633 | 1.107 | 1.107 | 0 | 0 | 10.7502 | 10.7502 | 0.65983 | 0.32992 | 0 | 1.1072 | 0 |  |  | 10.4161 |  | 0.39415 | 39.4151 | 0 | 0 | 2014-10-29 16:30 | 10750.1667 | 10.7502
|  | 2014-10-30 05:40:02 | 27.8567 | 2.7365 | 10.946 | 4.4468 | 4.4468 | 0.72833 | 0.72833 | 1.1313 | 1.1313 | 0 | 0 | 11.1403 | 11.1403 | 0.53617 | 0.26808 | 0 | 1.3752 | 0 |  |  | 9.8514 |  | 0.39294 | 39.294 | 0 | 0 | 2014-10-29 17:00 | 11140.3333 | 11.1403
|  | 2014-10-30 06:10:02 | 29.4932 | 2.759 | 11.036 | 4.5443 | 4.5443 | 0.73683 | 0.73683 | 1.146 | 1.146 | 0 | 0 | 11.8072 | 11.8072 | -0.22283 | -0.11142 | 0 | 1.2638 | 0 |  |  | 10.3738 |  | 0.37419 | 37.4188 | 0 | 0.22283 | 2014-10-29 17:30 | 11807.1667 | 11.8072
|  | 2014-10-30 06:40:02 | 31.6257 | 2.7135 | 10.854 | 4.5643 | 4.5643 | 0.7415 | 0.7415 | 1.149 | 1.149 | 0 | 0 | 12.2412 | 12.2412 | -2.0757 | -1.0378 | 0 | 0.226 | 0 |  |  | 9.7686 |  | 0.3432 | 34.3202 | 0 | 2.0757 | 2014-10-29 18:00 | 12241.1667 | 12.2412
|  | 2014-10-30 07:10:03 | 34.7772 | 2.6842 | 10.7367 | 4.5657 | 4.5657 | 0.79433 | 0.79433 | 1.1493 | 1.1493 | 0 | 0 | 12.5113 | 12.5113 | -5.0198 | -2.5099 | 0 | 0 | 0 |  |  | 10.7367 |  | 0.30873 | 30.8727 | 0 | 0.452 | 2014-10-29 18:30 | 12511.3333 | 12.5113
|  | 2014-10-30 07:40:01 | 36.6823 | 2.6815 | 10.726 | 4.5708 | 4.5708 | 0.78633 | 0.78633 | 1.1492 | 1.1492 | 0 | 0 | 12.692 | 12.692 | -6.758 | -3.379 | 2.5099 | 0 | 0 |  |  | 11.2623 |  | 0.2924 | 29.2402 | 5.0198 | 0 | 2014-10-29 19:00 | 12692 | 12.692
|  | 2014-10-30 08:10:03 | 38.5935 | 2.6278 | 10.5113 | 4.561 | 4.561 | 0.78967 | 0.78967 | 1.123 | 1.123 | 0 | 0 | 12.8127 | 12.8127 | -8.7958 | -4.3979 | 3.379 | 0 | 0 |  |  | 10.9318 |  | 0.27236 | 27.236 | 6.758 | 0 | 2014-10-29 19:30 | 12812.6667 | 12.8127
|  | 2014-10-30 08:40:01 | 39.5408 | 2.5052 | 10.0207 | 4.5647 | 4.5647 | 0.81567 | 0.81567 | 1.1377 | 1.1377 | 0 | 0 | 12.7328 | 12.7328 | -10.2693 | -5.1347 | 4.3979 | 0 | 0 |  |  | 9.1188 |  | 0.25343 | 25.3426 | 8.7958 | 0 | 2014-10-29 20:00 | 12732.8333 | 12.7328
|  | 2014-10-30 09:10:04 | 40.0228 | 2.3375 | 9.35 | 4.56 | 4.56 | 0.83733 | 0.83733 | 1.146 | 1.146 | 0 | 0 | 12.7567 | 12.7567 | -11.3728 | -5.6864 | 5.1347 | 0 | 0 |  |  | 9.911 |  | 0.23362 | 23.3617 | 10.2693 | 0 | 2014-10-29 20:30 | 12756.6667 | 12.7567
|  | 2014-10-30 09:40:01 | 40.1248 | 2.2402 | 8.9607 | 4.5535 | 4.5535 | 0.86433 | 0.86433 | 1.1227 | 1.1227 | 1.024 | 1.024 | 12.7722 | 12.7722 | -10.8275 | -5.4137 | 5.6864 | 0 | 0 |  |  | 9.8567 |  | 0.22332 | 22.332 | 11.3728 | 0 | 2014-10-29 21:00 | 12772.1667 | 12.7722
|  | 2014-10-30 10:10:04 | 38.6095 | 2.0218 | 8.0873 | 4.0278 | 4.0278 | 0.85483 | 0.85483 | 1.1097 | 1.1097 | 1.024 | 1.024 | 12.2417 | 12.2417 | -11.2642 | -5.6321 | 5.4137 | 0 | 0 |  |  | 8.0873 |  | 0.20946 | 20.9465 | 10.8275 | 0 | 2014-10-29 21:30 | 12241.6667 | 12.2417
|  | 2014-10-30 10:40:02 | 39.9807 | 1.8738 | 7.4953 | 4.4147 | 4.4147 | 0.873 | 0.873 | 1.1103 | 1.1103 | 1.5696 | 1.5696 | 12.694 | 12.694 | -11.8237 | -5.9119 | 5.6321 | 0 | 0 |  |  | 6.9707 |  | 0.18747 | 18.7474 | 11.2642 | 0 | 2014-10-29 22:00 | 12694 | 12.694
|  | 2014-10-30 11:10:02 | 39.9835 | 1.8013 | 7.2053 | 4.4478 | 4.4478 | 0.85333 | 0.85333 | 1.11 | 1.11 | 1.5696 | 1.5696 | 12.7725 | 12.7725 | -12.0249 | -6.0125 | 5.9119 | 0 | 0 |  |  | 7.2053 |  | 0.18021 | 18.0208 | 11.8237 | 0 | 2014-10-29 22:30 | 12772.5 | 12.7725
|  | 2014-10-30 11:40:02 | 40.0902 | 1.6215 | 6.486 | 4.4435 | 4.4435 | 0.85433 | 0.85433 | 1.1098 | 1.1098 | 2.446 | 2.446 | 12.9195 | 12.9195 | -11.831 | -5.9155 | 6.0125 | 0 | 0 |  |  | 6.8103 |  | 0.16179 | 16.1785 | 12.0249 | 0 | 2014-10-29 23:00 | 12919.5 | 12.9195
|  | 2014-10-30 12:10:01 | 40.2813 | 1.539 | 6.156 | 4.4435 | 4.4435 | 0.838 | 0.838 | 1.1102 | 1.1102 | 2.446 | 2.446 | 12.9315 | 12.9315 | -12.3562 | -6.1781 | 5.9155 | 0 | 0 |  |  | 6.6485 |  | 0.15283 | 15.2825 | 11.831 | 0 | 2014-10-29 23:30 | 12931.5 | 12.9315
|  | 2014-10-30 12:40:01 | 40.2097 | 1.535 | 6.14 | 4.446 | 4.446 | 0.84417 | 0.84417 | 1.109 | 1.109 | 2.5916 | 2.5916 | 13.0198 | 13.0198 | -12.0591 | -6.0295 | 6.1781 | 0 | 0 |  |  | 6.3856 |  | 0.1527 | 15.27 | 12.3562 | 0 | 2014-10-30 | 13019.8333 | 13.0198
|  | 2014-10-30 13:10:04 | 40.0607 | 1.6498 | 6.5993 | 4.3565 | 4.3565 | 0.83617 | 0.83617 | 1.109 | 1.109 | 2.5916 | 2.5916 | 13.0327 | 13.0327 | -11.5354 | -5.7677 | 6.0295 | 0 | 0 |  |  | 6.7313 |  | 0.16473 | 16.4733 | 12.0591 | 0 | 2014-10-30 00:30 | 13032.6667 | 13.0327
|  | 2014-10-30 13:40:04 | 39.8207 | 1.5298 | 6.1193 | 4.3018 | 4.3018 | 0.83367 | 0.83367 | 1.109 | 1.109 | 2.4936 | 2.4936 | 13.0002 | 13.0002 | -11.9631 | -5.9815 | 5.7677 | 0 | 0 |  |  | 6.4253 |  | 0.15367 | 15.3672 | 11.5354 | 0 | 2014-10-30 01:00 | 13000.1667 | 13.0002
|  | 2014-10-30 14:10:03 | 39.758 | 1.5815 | 6.326 | 4.4095 | 4.4095 | 0.82933 | 0.82933 | 1.1095 | 1.1095 | 2.4936 | 2.4936 | 13.1172 | 13.1172 | -11.4729 | -5.7364 | 5.9815 | 0 | 0 |  |  | 5.9464 |  | 0.15911 | 15.9113 | 11.9631 | 0 | 2014-10-30 01:30 | 13117.1667 | 13.1172
|  | 2014-10-30 14:40:01 | 39.6533 | 1.5825 | 6.33 | 4.4363 | 4.4363 | 0.83767 | 0.83767 | 1.1095 | 1.1095 | 0.972 | 0.972 | 13.2605 | 13.2605 | -12.7073 | -6.3537 | 5.7364 | 0 | 0 |  |  | 5.697 |  | 0.15963 | 15.9633 | 11.4729 | 0 | 2014-10-30 02:00 | 13260.5 | 13.2605
|  | 2014-10-30 15:10:05 | 39.736 | 1.4237 | 5.6947 | 4.4265 | 4.4265 | 0.85533 | 0.85533 | 1.107 | 1.107 | 0.972 | 0.972 | 13.3857 | 13.3857 | -13.2948 | -6.6474 | 6.3537 | 0 | 0 |  |  | 5.9225 |  | 0.14331 | 14.3313 | 12.7073 | 0 | 2014-10-30 02:30 | 13385.6667 | 13.3857
|  | 2014-10-30 15:40:01 | 40.2808 | 1.4693 | 5.8773 | 4.4213 | 4.4213 | 0.84267 | 0.84267 | 1.1033 | 1.1033 | 0.9712 | 0.9712 | 13.4328 | 13.4328 | -13.6321 | -6.8161 | 6.6474 | 0 | 0 |  |  | 5.3484 |  | 0.14591 | 14.5909 | 13.2948 | 0 | 2014-10-30 03:00 | 13432.8333 | 13.4328
|  | 2014-10-30 16:10:02 | 41.3872 | 1.545 | 6.18 | 4.429 | 4.429 | 0.83567 | 0.83567 | 1.104 | 1.104 | 0.9712 | 0.9712 | 13.4912 | 13.4912 | -14.3761 | -7.1881 | 6.8161 | 0 | 0 |  |  | 5.6856 |  | 0.14932 | 14.9322 | 13.6321 | 0 | 2014-10-30 03:30 | 13491.1667 | 13.4912
|  | 2014-10-30 16:40:02 | 43.6228 | 1.6437 | 6.5747 | 4.4387 | 4.4387 | 0.85633 | 0.85633 | 1.1037 | 1.1037 | 0.2904 | 0.2904 | 13.4593 | 13.4593 | -16.8998 | -8.4499 | 7.1881 | 0 | 0 |  |  | 7.1006 |  | 0.15072 | 15.0716 | 14.3761 | 0 | 2014-10-30 04:00 | 13459.3333 | 13.4593
|  | 2014-10-30 17:10:03 | 45.9585 | 1.8228 | 7.2913 | 4.4452 | 4.4452 | 0.8645 | 0.8645 | 1.1103 | 1.1103 | 0.2904 | 0.2904 | 13.5557 | 13.5557 | -18.4011 | -9.2005 | 8.4499 | 0 | 0 |  |  | 7.583 |  | 0.15865 | 15.865 | 16.8998 | 0 | 2014-10-30 04:30 | 13555.6667 | 13.5557
|  | 2014-10-30 17:40:01 | 46.379 | 2.0168 | 8.0673 | 4.4415 | 4.4415 | 0.85883 | 0.85883 | 1.1103 | 1.1103 | 0.104 | 0.104 | 13.6132 | 13.6132 | -18.1838 | -9.0919 | 9.2005 | 0 | 0 |  |  | 8.7127 |  | 0.17394 | 17.3944 | 18.4011 | 0 | 2014-10-30 05:00 | 13613.1667 | 13.6132
|  | 2014-10-30 18:10:02 | 45.9322 | 2.307 | 9.228 | 4.4328 | 4.4328 | 0.85183 | 0.85183 | 1.1435 | 1.1435 | 0.104 | 0.104 | 13.692 | 13.692 | -16.48 | -8.24 | 9.0919 | 0 | 0 |  |  | 9.228 |  | 0.2009 | 20.0905 | 18.1838 | 0 | 2014-10-30 05:30 | 13692 | 13.692
|  | 2014-10-30 18:40:01 | 44.9628 | 2.4958 | 9.9833 | 4.4358 | 4.4358 | 0.83133 | 0.83133 | 1.1432 | 1.1432 | 0 | 0 | 13.6788 | 13.6788 | -14.8903 | -7.4452 | 8.24 | 0 | 0 |  |  | 10.3827 |  | 0.22204 | 22.2035 | 16.48 | 0 | 2014-10-30 06:00 | 13678.8333 | 13.6788
|  | 2014-10-30 19:10:02 | 43.593 | 2.5865 | 10.346 | 4.4355 | 4.4355 | 0.81483 | 0.81483 | 1.1358 | 1.1358 | 0 | 0 | 13.633 | 13.633 | -13.2278 | -6.6139 | 7.4452 | 0 | 0 |  |  | 9.9322 |  | 0.23733 | 23.7332 | 14.8903 | 0 | 2014-10-30 06:30 | 13633 | 13.633
|  | 2014-10-30 19:40:02 | 42.0607 | 2.7103 | 10.8413 | 4.4387 | 4.4387 | 0.79967 | 0.79967 | 1.1348 | 1.1348 | 0 | 0 | 13.5692 | 13.5692 | -11.277 | -5.6385 | 6.6139 | 0 | 0 |  |  | 9.974 |  | 0.25775 | 25.7755 | 13.2278 | 0 | 2014-10-30 07:00 | 13569.1667 | 13.5692
|  | 2014-10-30 20:10:01 | 40.5942 | 2.8092 | 11.2367 | 4.4313 | 4.4313 | 0.7555 | 0.7555 | 1.1345 | 1.1345 | 0 | 0 | 13.4688 | 13.4688 | -9.5673 | -4.7837 | 5.6385 | 0 | 0 |  |  | 10.113 |  | 0.2768 | 27.6805 | 11.277 | 0 | 2014-10-30 07:30 | 13468.8333 | 13.4688
|  | 2014-10-30 20:40:02 | 39.009 | 2.8635 | 11.454 | 4.429 | 4.429 | 0.75233 | 0.75233 | 1.122 | 1.122 | 0 | 0 | 13.3523 | 13.3523 | -7.8993 | -3.9497 | 4.7837 | 0 | 0 |  |  | 12.0267 |  | 0.29362 | 29.3625 | 9.5673 | 0 | 2014-10-30 08:00 | 13352.3333 | 13.3523
|  | 2014-10-30 21:10:04 | 37.2653 | 2.969 | 11.876 | 4.43 | 4.43 | 0.71867 | 0.71867 | 1.1185 | 1.1185 | 0 | 0 | 13.318 | 13.318 | -5.8042 | -2.9021 | 3.9497 | 0 | 0 |  |  | 11.6385 |  | 0.31869 | 31.8688 | 7.8993 | 0 | 2014-10-30 08:30 | 13318 | 13.318
|  | 2014-10-30 21:40:02 | 35.3083 | 3.0562 | 12.2247 | 4.4257 | 4.4257 | 0.711 | 0.711 | 1.1208 | 1.1208 | 0 | 0 | 12.8395 | 12.8395 | -3.9867 | -1.9933 | 2.9021 | 0 | 0 |  |  | 13.0804 |  | 0.34623 | 34.6226 | 5.8042 | 0 | 2014-10-30 09:00 | 12839.5 | 12.8395
|  | 2014-10-30 22:10:02 | 33.2365 | 3.2122 | 12.8487 | 4.3705 | 4.3705 | 0.68383 | 0.68383 | 1.0727 | 1.0727 | 0 | 0 | 12.1018 | 12.1018 | -2.159 | -1.0795 | 1.9933 | 0 | 0 |  |  | 12.9772 |  | 0.38658 | 38.6583 | 3.9867 | 0 | 2014-10-30 09:30 | 12101.8333 | 12.1018
|  | 2014-10-30 22:40:01 | 31.191 | 3.2768 | 13.1073 | 4.2338 | 4.2338 | 0.69417 | 0.69417 | 1.0913 | 1.0913 | 0 | 0 | 11.0232 | 11.0232 | -1.0412 | -0.52058 | 1.0795 | 0 | 0 |  |  | 12.7141 |  | 0.42023 | 42.0228 | 2.159 | 0 | 2014-10-30 10:00 | 11023.1667 | 11.0232
|  | 2014-10-30 23:10:04 | 29.2693 | 3.4915 | 13.966 | 4.2303 | 4.2303 | 0.71317 | 0.71317 | 1.096 | 1.096 | 0 | 0 | 10.629 | 10.629 | 1.3652 | 0.68258 | 0.52058 | 0.68258 | 0 |  |  | 13.2677 |  | 0.47715 | 47.7155 | 1.0412 | 0 | 2014-10-30 10:30 | 10629 | 10.629
|  | 2014-10-30 23:40:02 | 28.3723 | 3.4242 | 13.6967 | 4.325 | 4.325 | 0.7155 | 0.7155 | 1.094 | 1.094 | 0 | 0 | 10.8642 | 10.8642 | 2.323 | 1.1615 | 0 | 1.8441 | 0 |  |  | 13.8336 |  | 0.48275 | 48.2747 | 0 | 0 | 2014-10-30 11:00 | 10864.1667 | 10.8642
|  | 2014-10-31 00:10:02 | 28.0883 | 3.2537 | 13.0147 | 4.3562 | 4.3562 | 0.7285 | 0.7285 | 1.0917 | 1.0917 | 0 | 0 | 10.9313 | 10.9313 | 2.034 | 1.017 | 0 | 2.8611 | 0 |  |  | 13.275 |  | 0.46335 | 46.3348 | 0 | 0 | 2014-10-30 11:30 | 10931.3333 | 10.9313
|  | 2014-10-31 00:40:01 | 27.8915 | 3.1632 | 12.6527 | 4.3592 | 4.3592 | 0.6705 | 0.6705 | 1.0903 | 1.0903 | 0 | 0 | 10.6493 | 10.6493 | 1.5305 | 0.76525 | 0 | 3.6263 | 0 |  |  | 12.6527 |  | 0.45364 | 45.3639 | 0 | 0 | 2014-10-30 12:00 | 10649.3333 | 10.6493
|  | 2014-10-31 01:10:01 | 27.4673 | 3.1173 | 12.4693 | 4.3665 | 4.3665 | 0.594 | 0.594 | 1.0913 | 1.0913 | 0 | 0 | 10.4262 | 10.4262 | 1.48 | 0.74 | 0 | 4.3663 | 0 |  |  | 11.7212 |  | 0.45397 | 45.397 | 0 | 0 | 2014-10-30 12:30 | 10426.1667 | 10.4262
|  | 2014-10-31 01:40:01 | 26.7322 | 2.9913 | 11.9653 | 4.4855 | 4.4855 | 0.55883 | 0.55883 | 1.0802 | 1.0802 | 0 | 0 | 10.2017 | 10.2017 | 1.5593 | 0.77967 | 0 | 5.146 | 0 |  |  | 12.3243 |  | 0.4476 | 44.7601 | 0 | 0 | 2014-10-30 13:00 | 10201.6667 | 10.2017
|  | 2014-10-31 02:10:04 | 26.0013 | 3.0483 | 12.1933 | 4.6407 | 4.6407 | 0.55083 | 0.55083 | 1.047 | 1.047 | 0 | 0 | 9.7545 | 9.7545 | 2.185 | 1.0925 | 0 | 6.2385 | 0 |  |  | 12.803 |  | 0.46895 | 46.895 | 0 | 0 | 2014-10-30 13:30 | 9754.5 | 9.7545
|  | 2014-10-31 02:40:04 | 25.8255 | 3.2887 | 13.1547 | 4.66 | 4.66 | 0.549 | 0.549 | 1.062 | 1.062 | 0 | 0 | 9.2868 | 9.2868 | 2.887 | 1.4435 | 0 | 7.682 | 0 |  |  | 12.2338 |  | 0.50937 | 50.9367 | 0 | 0 | 2014-10-30 14:00 | 9286.8333 | 9.2868
|  | 2014-10-31 03:10:06 | 25.5243 | 3.4105 | 13.642 | 4.6582 | 4.6582 | 0.552 | 0.552 | 1.0247 | 1.0247 | 0 | 0 | 8.8848 | 8.8848 | 3.2373 | 1.6187 | 0 | 9.3007 | 0 |  |  | 13.0963 |  | 0.53447 | 53.447 | 0 | 0 | 2014-10-30 14:30 | 8884.8333 | 8.8848
|  | 2014-10-31 03:40:03 | 25.1893 | 3.3082 | 13.2327 | 4.6098 | 4.6098 | 0.5275 | 0.5275 | 0.9685 | 0.9685 | 0 | 0 | 8.63 | 8.63 | 2.7792 | 1.3896 | 0 | 10.6903 | 0 |  |  | 14.0266 |  | 0.52533 | 52.5328 | 0 | 0 | 2014-10-30 15:00 | 8630 | 8.63
|  | 2014-10-31 04:10:01 | 25.21 | 3.3835 | 13.534 | 4.4938 | 4.4938 | 0.52533 | 0.52533 | 1.0662 | 1.0662 | 0 | 0 | 8.7685 | 8.7685 | 3.1778 | 1.5889 | 0 | 12.2792 | 0 |  |  | 12.8573 |  | 0.53685 | 53.685 | 0 | 0 | 2014-10-30 15:30 | 8768.5 | 8.7685
|  | 2014-10-31 04:40:02 | 25.4595 | 3.5352 | 14.1407 | 4.4535 | 4.4535 | 0.5225 | 0.5225 | 1.0695 | 1.0695 | 0 | 0 | 9.0907 | 9.0907 | 3.8173 | 1.9087 | 0 | 14.1878 | 0 |  |  | 14.1407 |  | 0.55542 | 55.5418 | 0 | 0 | 2014-10-30 16:00 | 9090.6667 | 9.0907
|  | 2014-10-31 05:10:01 | 26.0115 | 3.706 | 14.824 | 4.4452 | 4.4452 | 0.51567 | 0.51567 | 1.0757 | 1.0757 | 0 | 0 | 9.6045 | 9.6045 | 4.4535 | 2.2268 | 0 | 16.4146 | 0 |  |  | 13.6381 |  | 0.5699 | 56.9902 | 0 | 0 | 2014-10-30 16:30 | 9604.5 | 9.6045
|  | 2014-10-31 05:40:04 | 26.78 | 3.9093 | 15.6373 | 4.4458 | 4.4458 | 0.5165 | 0.5165 | 1.0767 | 1.0767 | 0 | 0 | 9.8542 | 9.8542 | 4.7505 | 2.3752 | 0 | 18.7898 | 0 |  |  | 16.7319 |  | 0.58392 | 58.3918 | 0 | 0 | 2014-10-30 17:00 | 9854.1667 | 9.8542
|  | 2014-10-31 06:10:02 | 28.447 | 3.8632 | 15.4527 | 4.445 | 4.445 | 0.51733 | 0.51733 | 1.0765 | 1.0765 | 0 | 0 | 10.5118 | 10.5118 | 3.5563 | 1.7782 | 0 | 20.568 | 0 |  |  | 14.2165 |  | 0.54321 | 54.3209 | 0 | 0 | 2014-10-30 17:30 | 10511.8333 | 10.5118
|  | 2014-10-31 06:40:04 | 30.3832 | 3.9905 | 15.962 | 4.4395 | 4.4395 | 0.52783 | 0.52783 | 1.075 | 1.075 | 0 | 0 | 10.7548 | 10.7548 | 2.376 | 1.188 | 0 | 21.756 | 0 |  |  | 15.962 |  | 0.52536 | 52.5357 | 0 | 0 | 2014-10-30 18:00 | 10754.8333 | 10.7548
|  | 2014-10-31 07:10:03 | 32.8755 | 4.0117 | 16.0467 | 4.441 | 4.441 | 0.63167 | 0.63167 | 1.0747 | 1.0747 | 0 | 0 | 10.6523 | 10.6523 | -0.029167 | -0.014583 | 0 | 21.7414 | 0 |  |  | 14.9234 |  | 0.4881 | 48.8104 | 0 | 0.029167 | 2014-10-30 18:30 | 10652.3333 | 10.6523
|  | 2014-10-31 07:40:02 | 34.5533 | 4.0122 | 16.0487 | 4.4345 | 4.4345 | 0.65367 | 0.65367 | 1.073 | 1.073 | 0 | 0 | 11.008 | 11.008 | -1.3355 | -0.66775 | 0 | 21.0737 | 0 |  |  | 15.7277 |  | 0.46446 | 46.4461 | 0 | 1.3355 | 2014-10-30 19:00 | 11008 | 11.008
|  | 2014-10-31 08:10:01 | 36.3087 | 3.9868 | 15.9473 | 4.4353 | 4.4353 | 0.646 | 0.646 | 1.0798 | 1.0798 | 0 | 0 | 11.5998 | 11.5998 | -2.6003 | -1.3002 | 0 | 19.7735 | 0 |  |  | 16.4258 |  | 0.43922 | 43.9216 | 0 | 2.6003 | 2014-10-30 19:30 | 11599.8333 | 11.5998
|  | 2014-10-31 08:40:02 | 37.0857 | 3.927 | 15.708 | 4.3707 | 4.3707 | 0.648 | 0.648 | 1.0828 | 1.0828 | 0 | 0 | 11.6885 | 11.6885 | -3.5877 | -1.7938 | 0 | 17.9797 | 0 |  |  | 14.7655 |  | 0.42356 | 42.356 | 0 | 3.5877 | 2014-10-30 20:00 | 11688.5 | 11.6885
|  | 2014-10-31 09:10:01 | 37.7175 | 3.9058 | 15.6233 | 4.2358 | 4.2358 | 0.65967 | 0.65967 | 1.0907 | 1.0907 | 0 | 0 | 11.7352 | 11.7352 | -4.3728 | -2.1864 | 0 | 15.7933 | 0 |  |  | 15.9358 |  | 0.41422 | 41.422 | 0 | 4.3728 | 2014-10-30 20:30 | 11735.1667 | 11.7352
|  | 2014-10-31 09:40:08 | 37.908 | 3.9432 | 15.7727 | 4.2103 | 4.2103 | 0.6895 | 0.6895 | 1.0957 | 1.0957 | 0.6556 | 0.6556 | 11.7143 | 11.7143 | -3.7699 | -1.885 | 0 | 13.9083 | 0 |  |  | 16.0881 |  | 0.41608 | 41.6078 | 0 | 3.7699 | 2014-10-30 21:00 | 11714.3333 | 11.7143
|  | 2014-10-31 10:10:01 | 37.7538 | 3.9038 | 15.6153 | 4.2047 | 4.2047 | 0.70033 | 0.70033 | 1.0973 | 1.0973 | 0.6556 | 0.6556 | 11.7373 | 11.7373 | -3.7432 | -1.8716 | 0 | 12.0367 | 0 |  |  | 17.1769 |  | 0.41361 | 41.3609 | 0 | 3.7432 | 2014-10-30 21:30 | 11737.3333 | 11.7373
|  | 2014-10-31 10:40:02 | 37.4747 | 3.9252 | 15.7007 | 4.2092 | 4.2092 | 0.699 | 0.699 | 1.1018 | 1.1018 | 0.8964 | 0.8964 | 11.7478 | 11.7478 | -3.1198 | -1.5599 | 0 | 10.4768 | 0 |  |  | 14.2876 |  | 0.41897 | 41.8967 | 0 | 3.1198 | 2014-10-30 22:00 | 11747.8333 | 11.7478
|  | 2014-10-31 11:10:02 | 37.3822 | 4.1255 | 16.502 | 4.2115 | 4.2115 | 0.81 | 0.81 | 1.1095 | 1.1095 | 0.8964 | 0.8964 | 11.7087 | 11.7087 | -2.1441 | -1.072 | 0 | 9.4047 | 0 |  |  | 15.5119 |  | 0.44144 | 44.144 | 0 | 2.1441 | 2014-10-30 22:30 | 11708.6667 | 11.7087
|  | 2014-10-31 11:40:01 | 37.4127 | 4.4315 | 17.726 | 4.222 | 4.222 | 0.723 | 0.723 | 1.0887 | 1.0887 | 1.0968 | 1.0968 | 11.6483 | 11.6483 | -0.90787 | -0.45393 | 0 | 8.9508 | 0 |  |  | 18.6123 |  | 0.4738 | 47.3797 | 0 | 0.90787 | 2014-10-30 23:00 | 11648.3333 | 11.6483
|  | 2014-10-31 12:10:01 | 37.3683 | 4.5503 | 18.2013 | 4.2193 | 4.2193 | 0.70317 | 0.70317 | 1.0808 | 1.0808 | 1.0968 | 1.0968 | 11.6147 | 11.6147 | -0.4522 | -0.2261 | 0 | 8.7247 | 0 |  |  | 19.8395 |  | 0.48708 | 48.7079 | 0 | 0.4522 | 2014-10-30 23:30 | 11614.6667 | 11.6147
|  | 2014-10-31 12:40:01 | 37.148 | 4.6063 | 18.4253 | 4.307 | 4.307 | 0.65217 | 0.65217 | 1.0697 | 1.0697 | 2.1236 | 2.1236 | 11.4338 | 11.4338 | 0.8636 | 0.4318 | 0 | 9.1565 | 0 |  |  | 19.1623 |  | 0.496 | 49.5998 | 0 | 0 | 2014-10-31 | 11433.8333 | 11.4338
|  | 2014-10-31 13:10:01 | 36.9025 | 4.589 | 18.356 | 4.359 | 4.359 | 0.63883 | 0.63883 | 1.0678 | 1.0678 | 2.1236 | 2.1236 | 11.229 | 11.229 | 0.87177 | 0.43588 | 0 | 9.5924 | 0 |  |  | 19.0902 |  | 0.49742 | 49.7419 | 0 | 0 | 2014-10-31 00:30 | 11229 | 11.229
|  | 2014-10-31 13:40:01 | 36.701 | 4.6375 | 18.55 | 4.404 | 4.404 | 0.63167 | 0.63167 | 1.0678 | 1.0678 | 1.1724 | 1.1724 | 11.053 | 11.053 | 0.1779 | 0.08895 | 0 | 9.6814 | 0 |  |  | 17.808 |  | 0.50544 | 50.5436 | 0 | 0 | 2014-10-31 01:00 | 11053 | 11.053
|  | 2014-10-31 14:10:01 | 36.8112 | 4.5257 | 18.1027 | 4.5435 | 4.5435 | 0.59683 | 0.59683 | 1.0817 | 1.0817 | 1.1724 | 1.1724 | 11.0665 | 11.0665 | -0.2476 | -0.1238 | 0 | 9.5576 | 0 |  |  | 18.2837 |  | 0.49177 | 49.1771 | 0 | 0.2476 | 2014-10-31 01:30 | 11066.5 | 11.0665
|  | 2014-10-31 14:40:05 | 36.7438 | 4.5265 | 18.106 | 4.5835 | 4.5835 | 0.60633 | 0.60633 | 1.0837 | 1.0837 | 1.0756 | 1.0756 | 10.8192 | 10.8192 | -0.46957 | -0.23478 | 0 | 9.3228 | 0 |  |  | 18.8302 |  | 0.49276 | 49.2763 | 0 | 0.46957 | 2014-10-31 02:00 | 10819.1667 | 10.8192
|  | 2014-10-31 15:10:02 | 36.8653 | 4.696 | 18.784 | 4.5887 | 4.5887 | 0.68833 | 0.68833 | 1.086 | 1.086 | 1.0756 | 1.0756 | 10.9267 | 10.9267 | 0.28393 | 0.14197 | 0 | 9.4647 | 0 |  |  | 18.0326 |  | 0.50953 | 50.953 | 0 | 0 | 2014-10-31 02:30 | 10926.6667 | 10.9267
|  | 2014-10-31 15:40:02 | 37.129 | 4.5533 | 18.2133 | 4.6667 | 4.6667 | 0.67883 | 0.67883 | 1.0857 | 1.0857 | 0.7252 | 0.7252 | 10.9005 | 10.9005 | -0.8588 | -0.4294 | 0 | 9.0353 | 0 |  |  | 18.7597 |  | 0.49054 | 49.0542 | 0 | 0.8588 | 2014-10-31 03:00 | 10900.5 | 10.9005
|  | 2014-10-31 16:10:02 | 37.8583 | 4.621 | 18.484 | 4.6777 | 4.6777 | 0.68717 | 0.68717 | 1.082 | 1.082 | 0.7252 | 0.7252 | 11.0757 | 11.0757 | -1.1266 | -0.56332 | 0 | 8.472 | 0 |  |  | 18.1143 |  | 0.48824 | 48.8241 | 0 | 1.1266 | 2014-10-31 03:30 | 11075.6667 | 11.0757
|  | 2014-10-31 16:40:02 | 40.1633 | 4.8343 | 19.3373 | 4.6798 | 4.6798 | 0.73267 | 0.73267 | 1.065 | 1.065 | 0.28 | 0.28 | 11.3153 | 11.3153 | -2.7532 | -1.3766 | 0 | 7.0954 | 0 |  |  | 21.2711 |  | 0.48147 | 48.1467 | 0 | 2.7532 | 2014-10-31 04:00 | 11315.3333 | 11.3153
|  | 2014-10-31 17:10:01 | 42.1853 | 5.1358 | 20.5433 | 4.681 | 4.681 | 0.72233 | 0.72233 | 1.0655 | 1.0655 | 0.28 | 0.28 | 11.4907 | 11.4907 | -3.4025 | -1.7012 | 0 | 5.3942 | 0 |  |  | 19.3107 |  | 0.48698 | 48.6978 | 0 | 3.4025 | 2014-10-31 04:30 | 11490.6667 | 11.4907
|  | 2014-10-31 17:40:01 | 41.8263 | 5.4027 | 21.6107 | 4.6813 | 4.6813 | 0.67717 | 0.67717 | 1.0412 | 1.0412 | 0.12 | 0.12 | 11.2543 | 11.2543 | -2.4417 | -1.2208 | 0 | 4.1733 | 0 |  |  | 21.8268 |  | 0.51668 | 51.6676 | 0 | 2.4417 | 2014-10-31 05:00 | 11254.3333 | 11.2543
|  | 2014-10-31 18:10:02 | 41.2193 | 5.5247 | 22.0987 | 4.6843 | 4.6843 | 0.82933 | 0.82933 | 1.0533 | 1.0533 | 0.12 | 0.12 | 11.3485 | 11.3485 | -1.0852 | -0.54258 | 0 | 3.6308 | 0 |  |  | 21.6567 |  | 0.53612 | 53.6124 | 0 | 1.0852 | 2014-10-31 05:30 | 11348.5 | 11.3485
|  | 2014-10-31 18:40:02 | 37.9572 | 4.7272 | 18.9087 | 4.679 | 4.679 | 0.78633 | 0.78633 | 1.0522 | 1.0522 | 0 | 0 | 10.8033 | 10.8033 | -1.7277 | -0.86383 | 0 | 2.7669 | 0 |  |  | 19.0978 |  | 0.49816 | 49.8158 | 0 | 1.7277 | 2014-10-31 06:00 | 10803.3333 | 10.8033
|  | 2014-10-31 19:10:02 | 38.392 | 5.112 | 20.448 | 4.673 | 4.673 | 0.6635 | 0.6635 | 1.0637 | 1.0637 | 0 | 0 | 10.0865 | 10.0865 | -1.4573 | -0.72867 | 0 | 2.0383 | 0 |  |  | 21.2659 |  | 0.53261 | 53.2611 | 0 | 1.4573 | 2014-10-31 06:30 | 10086.5 | 10.0865
|  | 2014-10-31 19:40:02 | 37.7982 | 5.5732 | 22.2927 | 4.6753 | 4.6753 | 0.6605 | 0.6605 | 1.0602 | 1.0602 | 0 | 0 | 9.481 | 9.481 | 0.3715 | 0.18575 | 0 | 2.224 | 0 |  |  | 22.9614 |  | 0.58978 | 58.9782 | 0 | 0 | 2014-10-31 07:00 | 9481 | 9.481
|  | 2014-10-31 20:10:04 | 36.5205 | 5.409 | 21.636 | 4.6703 | 4.6703 | 0.6755 | 0.6755 | 1.0657 | 1.0657 | 0 | 0 | 8.976 | 8.976 | 0.503 | 0.2515 | 0 | 2.4755 | 0 |  |  | 20.1215 |  | 0.59243 | 59.2434 | 0 | 0 | 2014-10-31 07:30 | 8976 | 8.976
|  | 2014-10-31 20:40:02 | 35.0772 | 5.1252 | 20.5007 | 4.5078 | 4.5078 | 0.808 | 0.808 | 0.89133 | 0.89133 | 0 | 0 | 8.9857 | 8.9857 | 0.61633 | 0.30817 | 0 | 2.7837 | 0 |  |  | 21.3207 |  | 0.58444 | 58.4445 | 0 | 0 | 2014-10-31 08:00 | 8985.6667 | 8.9857
|  | 2014-10-31 21:10:01 | 33.8147 | 4.8742 | 19.4967 | 4.2833 | 4.2833 | 0.8335 | 0.8335 | 0.74833 | 0.74833 | 0 | 0 | 9.2092 | 9.2092 | 0.75633 | 0.37817 | 0 | 3.1618 | 0 |  |  | 21.2514 |  | 0.57657 | 57.6574 | 0 | 0 | 2014-10-31 08:30 | 9209.1667 | 9.2092
|  | 2014-10-31 21:40:02 | 32.3773 | 4.497 | 17.988 | 4.2138 | 4.2138 | 0.86883 | 0.86883 | 0.75733 | 0.75733 | 0 | 0 | 9.0568 | 9.0568 | 0.5075 | 0.25375 | 0 | 3.4156 | 0 |  |  | 19.427 |  | 0.55557 | 55.5574 | 0 | 0 | 2014-10-31 09:00 | 9056.8333 | 9.0568
|  | 2014-10-31 22:10:01 | 31.0415 | 4.171 | 16.684 | 4.2072 | 4.2072 | 0.869 | 0.869 | 0.7565 | 0.7565 | 0 | 0 | 8.8987 | 8.8987 | 0.37383 | 0.18692 | 0 | 3.6025 | 0 |  |  | 16.3503 |  | 0.53747 | 53.7474 | 0 | 0 | 2014-10-31 09:30 | 8898.6667 | 8.8987
|  | 2014-10-31 22:40:01 | 29.482 | 3.8933 | 15.5733 | 4.2168 | 4.2168 | 0.8675 | 0.8675 | 0.757 | 0.757 | 0 | 0 | 8.435 | 8.435 | 0.36767 | 0.18383 | 0 | 3.7863 | 0 |  |  | 16.5077 |  | 0.52823 | 52.8232 | 0 | 0 | 2014-10-31 10:00 | 8435 | 8.435
|  | 2014-10-31 23:10:01 | 27.6028 | 4.0548 | 16.2193 | 4.2157 | 4.2157 | 0.708 | 0.708 | 0.75783 | 0.75783 | 0 | 0 | 8.095 | 8.095 | 2.393 | 1.1965 | 0 | 4.9828 | 0 |  |  | 17.3547 |  | 0.5876 | 58.7597 | 0 | 0 | 2014-10-31 10:30 | 8095 | 8.095
|  | 2014-10-31 23:40:04 | 26.5827 | 4.222 | 16.888 | 4.2192 | 4.2192 | 0.662 | 0.662 | 0.73717 | 0.73717 | 0 | 0 | 7.4652 | 7.4652 | 3.3888 | 1.6944 | 0 | 6.6773 | 0 |  |  | 18.239 |  | 0.6353 | 63.5301 | 0 | 0 | 2014-10-31 11:00 | 7465.1667 | 7.4652
|  | 2014-11-01 00:10:02 | 26.1635 | 4.0867 | 16.3467 | 4.3208 | 4.3208 | 0.59283 | 0.59283 | 0.66333 | 0.66333 | 0 | 0 | 7.0443 | 7.0443 | 2.8045 | 1.4023 | 0 | 8.0795 | 0 |  |  | 17.6544 |  | 0.62479 | 62.4789 | 0 | 0 | 2014-10-31 11:30 | 7044.3333 | 7.0443
|  | 2014-11-01 00:40:07 | 25.7098 | 4.1195 | 16.478 | 4.4258 | 4.4258 | 0.5585 | 0.5585 | 0.64467 | 0.64467 | 0 | 0 | 6.5583 | 6.5583 | 2.9555 | 1.4777 | 0 | 9.5573 | 0 |  |  | 15.3245 |  | 0.64092 | 64.0922 | 0 | 0 | 2014-10-31 12:00 | 6558.3333 | 6.5583
|  | 2014-11-01 01:10:02 | 25.4942 | 4.2228 | 16.8913 | 4.4393 | 4.4393 | 0.53833 | 0.53833 | 0.61367 | 0.61367 | 0 | 0 | 6.3398 | 6.3398 | 3.3283 | 1.6642 | 0 | 11.2214 | 0 |  |  | 15.54 |  | 0.66256 | 66.2557 | 0 | 0 | 2014-10-31 12:30 | 6339.8333 | 6.3398
|  | 2014-11-01 01:40:01 | 24.9637 | 4.4648 | 17.8593 | 4.4587 | 4.4587 | 0.53883 | 0.53883 | 0.5755 | 0.5755 | 0 | 0 | 6.1822 | 6.1822 | 4.6508 | 2.3254 | 0 | 13.5468 | 0 |  |  | 18.0379 |  | 0.71541 | 71.5413 | 0 | 0 | 2014-10-31 13:00 | 6182.1667 | 6.1822
|  | 2014-11-01 02:10:05 | 24.6413 | 4.4748 | 17.8993 | 4.5607 | 4.5607 | 0.55167 | 0.55167 | 0.56517 | 0.56517 | 0 | 0 | 6.017 | 6.017 | 4.9525 | 2.4763 | 0 | 16.0231 | 0 |  |  | 18.4363 |  | 0.72639 | 72.6395 | 0 | 0 | 2014-10-31 13:30 | 6017 | 6.017
|  | 2014-11-01 02:40:06 | 24.6095 | 4.2677 | 17.0707 | 4.6562 | 4.6562 | 0.55733 | 0.55733 | 0.55783 | 0.55783 | 0 | 0 | 5.9385 | 5.9385 | 4.171 | 2.0855 | 0 | 18.1086 | 0 |  |  | 18.4363 |  | 0.69366 | 69.3662 | 0 | 0 | 2014-10-31 14:00 | 5938.5 | 5.9385
|  | 2014-11-01 03:10:04 | 24.2525 | 4.2475 | 16.99 | 4.6688 | 4.6688 | 0.55967 | 0.55967 | 0.554 | 0.554 | 0 | 0 | 5.9907 | 5.9907 | 4.5107 | 2.2553 | 0 | 20.3639 | 0 |  |  | 16.6502 |  | 0.70055 | 70.0546 | 0 | 0 | 2014-10-31 14:30 | 5990.6667 | 5.9907
|  | 2014-11-01 03:40:02 | 23.7187 | 4.112 | 16.448 | 4.6312 | 4.6312 | 0.56367 | 0.56367 | 0.55267 | 0.55267 | 0 | 0 | 5.8763 | 5.8763 | 4.3532 | 2.1766 | 0 | 22.5405 | 0 |  |  | 16.448 |  | 0.69346 | 69.3462 | 0 | 0 | 2014-10-31 15:00 | 5876.3333 | 5.8763
|  | 2014-11-01 04:10:03 | 23.525 | 4.1098 | 16.4393 | 4.517 | 4.517 | 0.55 | 0.55 | 0.549 | 0.549 | 0 | 0 | 5.7625 | 5.7625 | 4.2928 | 2.1464 | 0 | 24.6869 | 0 |  |  | 16.6037 |  | 0.6988 | 69.8803 | 0 | 0 | 2014-10-31 15:30 | 5762.5 | 5.7625
|  | 2014-11-01 04:40:02 | 23.5713 | 4.1967 | 16.7867 | 4.4435 | 4.4435 | 0.54117 | 0.54117 | 0.54033 | 0.54033 | 0 | 0 | 5.7198 | 5.7198 | 4.4602 | 2.2301 | 0 | 26.917 | 0 |  |  | 15.108 |  | 0.71216 | 71.2164 | 0 | 0 | 2014-10-31 16:00 | 5719.8333 | 5.7198
|  | 2014-11-01 05:10:01 | 23.6627 | 4.164 | 16.656 | 4.4472 | 4.4472 | 0.54183 | 0.54183 | 0.54383 | 0.54383 | 0 | 0 | 5.4412 | 5.4412 | 3.9673 | 1.9837 | 0 | 28.9007 | 0 |  |  | 15.3235 |  | 0.70389 | 70.3894 | 0 | 0 | 2014-10-31 16:30 | 5441.1667 | 5.4412
|  | 2014-11-01 05:40:03 | 24.1722 | 3.9855 | 15.942 | 4.4397 | 4.4397 | 0.54467 | 0.54467 | 0.54517 | 0.54517 | 0 | 0 | 5.4763 | 5.4763 | 2.7757 | 1.3878 | 0 | 30.2885 | 0 |  |  | 17.5362 |  | 0.65952 | 65.9519 | 0 | 0 | 2014-10-31 17:00 | 5476.3333 | 5.4763
|  | 2014-11-01 06:10:02 | 24.5467 | 3.7458 | 14.9833 | 4.412 | 4.412 | 0.5835 | 0.5835 | 0.66283 | 0.66283 | 0 | 0 | 5.6762 | 5.6762 | 1.7712 | 0.88558 | 0 | 31.1741 | 0 |  |  | 13.7847 |  | 0.6104 | 61.0402 | 0 | 0 | 2014-10-31 17:30 | 5676.1667 | 5.6762
|  | 2014-11-01 06:40:03 | 24.7668 | 3.4755 | 13.902 | 4.3777 | 4.3777 | 0.5675 | 0.5675 | 0.75933 | 0.75933 | 0 | 0 | 5.8207 | 5.8207 | 0.66033 | 0.33017 | 0 | 31.5043 | 0 |  |  | 13.624 |  | 0.56132 | 56.1315 | 0 | 0 | 2014-10-31 18:00 | 5820.6667 | 5.8207
|  | 2014-11-01 07:10:06 | 25.9108 | 3.4803 | 13.9213 | 4.3722 | 4.3722 | 0.63417 | 0.63417 | 0.77917 | 0.77917 | 0 | 0 | 6.0373 | 6.0373 | -0.16667 | -0.083333 | 0 | 31.4209 | 0 |  |  | 12.9468 |  | 0.53728 | 53.7278 | 0 | 0.16667 | 2014-10-31 18:30 | 6037.3333 | 6.0373
|  | 2014-11-01 07:40:03 | 27.066 | 3.3955 | 13.582 | 4.3677 | 4.3677 | 0.51417 | 0.51417 | 0.78033 | 0.78033 | 0 | 0 | 6.717 | 6.717 | -1.1048 | -0.55242 | 0 | 30.8685 | 0 |  |  | 13.582 |  | 0.50181 | 50.181 | 0 | 1.1048 | 2014-10-31 19:00 | 6717 | 6.717
|  | 2014-11-01 08:10:01 | 28.8293 | 3.3613 | 13.4453 | 4.3602 | 4.3602 | 0.61183 | 0.61183 | 0.781 | 0.781 | 0 | 0 | 7.6068 | 7.6068 | -2.0242 | -1.0121 | 0 | 29.8564 | 0 |  |  | 14.6554 |  | 0.46638 | 46.6377 | 0 | 2.0242 | 2014-10-31 19:30 | 7606.8333 | 7.6068
|  | 2014-11-01 08:40:04 | 30.2042 | 3.3662 | 13.4647 | 4.3622 | 4.3622 | 0.83633 | 0.83633 | 0.77967 | 0.77967 | 0 | 0 | 7.9673 | 7.9673 | -2.794 | -1.397 | 0 | 28.4594 | 0 |  |  | 13.0607 |  | 0.44579 | 44.5788 | 0 | 2.794 | 2014-10-31 20:00 | 7967.3333 | 7.9673
|  | 2014-11-01 09:10:02 | 31.29 | 3.4875 | 13.95 | 4.368 | 4.368 | 0.78633 | 0.78633 | 0.78 | 0.78 | 0 | 0 | 8.3675 | 8.3675 | -3.0382 | -1.5191 | 0 | 26.9403 | 0 |  |  | 13.8105 |  | 0.44583 | 44.5829 | 0 | 3.0382 | 2014-10-31 20:30 | 8367.5 | 8.3675
|  | 2014-11-01 09:40:01 | 31.5788 | 3.6815 | 14.726 | 4.3708 | 4.3708 | 0.77283 | 0.77283 | 0.77967 | 0.77967 | 0.4556 | 0.4556 | 8.3857 | 8.3857 | -2.0882 | -1.0441 | 0 | 25.8962 | 0 |  |  | 16.1986 |  | 0.46633 | 46.6325 | 0 | 2.0882 | 2014-10-31 21:00 | 8385.6667 | 8.3857
|  | 2014-11-01 10:10:01 | 31.6348 | 3.6532 | 14.6127 | 4.4283 | 4.4283 | 0.77883 | 0.77883 | 0.785 | 0.785 | 0.4556 | 0.4556 | 8.33 | 8.33 | -2.2444 | -1.1222 | 0 | 24.774 | 0 |  |  | 14.3204 |  | 0.46192 | 46.1917 | 0 | 2.2444 | 2014-10-31 21:30 | 8330 | 8.33
|  | 2014-11-01 10:40:02 | 31.4088 | 3.8622 | 15.4487 | 4.4458 | 4.4458 | 0.818 | 0.818 | 0.78633 | 0.78633 | 0.7544 | 0.7544 | 8.2763 | 8.2763 | -0.87927 | -0.43963 | 0 | 24.3344 | 0 |  |  | 16.2211 |  | 0.49186 | 49.1857 | 0 | 0.87927 | 2014-10-31 22:00 | 8276.3333 | 8.2763
|  | 2014-11-01 11:10:01 | 31.3468 | 4.1018 | 16.4073 | 4.4422 | 4.4422 | 0.8225 | 0.8225 | 0.78633 | 0.78633 | 0.7544 | 0.7544 | 8.2503 | 8.2503 | 0.11623 | 0.058117 | 0 | 24.3925 | 0 |  |  | 17.3918 |  | 0.52341 | 52.3413 | 0 | 0 | 2014-10-31 22:30 | 8250.3333 | 8.2503
|  | 2014-11-01 11:40:02 | 31.1153 | 4.1315 | 16.526 | 4.3685 | 4.3685 | 0.79433 | 0.79433 | 0.78617 | 0.78617 | 1.1696 | 1.1696 | 8.2572 | 8.2572 | 0.78643 | 0.39322 | 0 | 24.7857 | 0 |  |  | 15.3692 |  | 0.53112 | 53.1121 | 0 | 0 | 2014-10-31 23:00 | 8257.1667 | 8.2572
|  | 2014-11-01 12:10:01 | 30.9812 | 4.2105 | 16.842 | 4.2557 | 4.2557 | 0.7705 | 0.7705 | 0.78383 | 0.78383 | 1.1696 | 1.1696 | 8.2652 | 8.2652 | 1.1056 | 0.5528 | 0 | 25.3385 | 0 |  |  | 15.4946 |  | 0.54362 | 54.3621 | 0 | 0 | 2014-10-31 23:30 | 8265.1667 | 8.2652
|  | 2014-11-01 12:40:01 | 30.6988 | 4.3002 | 17.2007 | 4.2157 | 4.2157 | 0.6615 | 0.6615 | 0.78 | 0.78 | 1.7748 | 1.7748 | 8.2783 | 8.2783 | 2.2121 | 1.1061 | 0 | 26.4446 | 0 |  |  | 17.3727 |  | 0.5603 | 56.0304 | 0 | 0 | 2014-11-01 | 8278.3333 | 8.2783
|  | 2014-11-01 13:10:03 | 30.6388 | 4.2807 | 17.1227 | 4.2142 | 4.2142 | 0.55767 | 0.55767 | 0.77533 | 0.77533 | 1.7748 | 1.7748 | 8.5965 | 8.5965 | 2.4023 | 1.2012 | 0 | 27.6457 | 0 |  |  | 18.3213 |  | 0.55886 | 55.8855 | 0 | 0 | 2014-11-01 00:30 | 8596.5 | 8.5965
|  | 2014-11-01 13:40:01 | 30.4728 | 4.3892 | 17.5567 | 4.2198 | 4.2198 | 0.5555 | 0.5555 | 0.76967 | 0.76967 | 1.5656 | 1.5656 | 8.7188 | 8.7188 | 2.9133 | 1.4566 | 0 | 29.1024 | 0 |  |  | 17.5567 |  | 0.57614 | 57.6142 | 0 | 0 | 2014-11-01 01:00 | 8718.8333 | 8.7188
|  | 2014-11-01 14:10:01 | 30.2295 | 4.08 | 16.32 | 4.3017 | 4.3017 | 0.54133 | 0.54133 | 0.77 | 0.77 | 1.5656 | 1.5656 | 8.846 | 8.846 | 2.1151 | 1.0576 | 0 | 30.1599 | 0 |  |  | 14.8512 |  | 0.53987 | 53.987 | 0 | 0 | 2014-11-01 01:30 | 8846 | 8.846
|  | 2014-11-01 14:40:02 | 30.1613 | 4.0943 | 16.3773 | 4.3497 | 4.3497 | 0.53883 | 0.53883 | 0.76933 | 0.76933 | 1.2096 | 1.2096 | 8.7147 | 8.7147 | 1.7981 | 0.89905 | 0 | 31.059 | 0 |  |  | 18.0151 |  | 0.54299 | 54.2991 | 0 | 0 | 2014-11-01 02:00 | 8714.6667 | 8.7147
|  | 2014-11-01 15:10:02 | 30.566 | 4.2927 | 17.1707 | 4.3545 | 4.3545 | 0.53883 | 0.53883 | 0.76867 | 0.76867 | 1.2096 | 1.2096 | 8.6815 | 8.6815 | 2.1578 | 1.0789 | 0 | 32.1379 | 0 |  |  | 16.1404 |  | 0.56176 | 56.1757 | 0 | 0 | 2014-11-01 02:30 | 8681.5 | 8.6815
|  | 2014-11-01 15:40:01 | 31.4753 | 4.592 | 18.368 | 4.4563 | 4.4563 | 0.54 | 0.54 | 0.76817 | 0.76817 | 0.9528 | 0.9528 | 8.8763 | 8.8763 | 2.4863 | 1.2431 | 0 | 33.381 | 0 |  |  | 18.1843 |  | 0.58357 | 58.3568 | 0 | 0 | 2014-11-01 03:00 | 8876.3333 | 8.8763
|  | 2014-11-01 16:10:01 | 33.0348 | 4.8852 | 19.5407 | 4.5243 | 4.5243 | 0.5295 | 0.5295 | 0.76317 | 0.76317 | 0.9528 | 0.9528 | 8.9935 | 8.9935 | 2.2691 | 1.1346 | 0 | 34.5156 | 0 |  |  | 18.9544 |  | 0.59152 | 59.1517 | 0 | 0 | 2014-11-01 03:30 | 8993.5 | 8.9935
|  | 2014-11-01 16:40:02 | 35.7583 | 4.9767 | 19.9067 | 4.517 | 4.517 | 0.5555 | 0.5555 | 0.76 | 0.76 | 0.326 | 0.326 | 9.3513 | 9.3513 | -0.34183 | -0.17092 | 0 | 34.3447 | 0 |  |  | 18.3141 |  | 0.5567 | 55.67 | 0 | 0.34183 | 2014-11-01 04:00 | 9351.3333 | 9.3513
|  | 2014-11-01 17:10:03 | 38.2042 | 5.2435 | 20.974 | 4.5205 | 4.5205 | 0.56783 | 0.56783 | 0.772 | 0.772 | 0.326 | 0.326 | 9.423 | 9.423 | -1.6208 | -0.81042 | 0 | 33.5343 | 0 |  |  | 21.1837 |  | 0.549 | 54.8998 | 0 | 1.6208 | 2014-11-01 04:30 | 9423 | 9.423
|  | 2014-11-01 17:40:03 | 38.6058 | 5.5168 | 22.0673 | 4.596 | 4.596 | 0.61883 | 0.61883 | 0.773 | 0.773 | 0.02 | 0.02 | 9.1858 | 9.1858 | -1.3448 | -0.67242 | 0 | 32.8618 | 0 |  |  | 22.288 |  | 0.57161 | 57.1606 | 0 | 1.3448 | 2014-11-01 05:00 | 9185.8333 | 9.1858
|  | 2014-11-01 18:10:03 | 38.0152 | 5.6003 | 22.4013 | 4.6195 | 4.6195 | 0.78217 | 0.78217 | 0.77017 | 0.77017 | 0.02 | 0.02 | 9.1098 | 9.1098 | -0.31217 | -0.15608 | 0 | 32.7058 | 0 |  |  | 20.3852 |  | 0.58927 | 58.9274 | 0 | 0.31217 | 2014-11-01 05:30 | 9109.8333 | 9.1098
|  | 2014-11-01 18:40:01 | 36.8897 | 5.5642 | 22.2567 | 4.624 | 4.624 | 0.729 | 0.729 | 0.76967 | 0.76967 | 0 | 0 | 9.1453 | 9.1453 | 0.635 | 0.3175 | 0 | 33.0233 | 0 |  |  | 23.5921 |  | 0.60333 | 60.3331 | 0 | 0 | 2014-11-01 06:00 | 9145.3333 | 9.1453
|  | 2014-11-01 19:10:04 | 35.5347 | 5.5382 | 22.1527 | 4.6212 | 4.6212 | 0.6755 | 0.6755 | 0.77017 | 0.77017 | 0 | 0 | 9.0252 | 9.0252 | 1.71 | 0.855 | 0 | 33.8783 | 0 |  |  | 23.4818 |  | 0.62341 | 62.341 | 0 | 0 | 2014-11-01 06:30 | 9025.1667 | 9.0252
|  | 2014-11-01 19:40:03 | 34.0233 | 5.2717 | 21.0867 | 4.6228 | 4.6228 | 0.63933 | 0.63933 | 0.7695 | 0.7695 | 0 | 0 | 8.8545 | 8.8545 | 1.9495 | 0.97475 | 0 | 34.853 | 0 |  |  | 20.8758 |  | 0.61977 | 61.9771 | 0 | 0 | 2014-11-01 07:00 | 8854.5 | 8.8545
|  | 2014-11-01 20:10:02 | 32.9133 | 5.1213 | 20.4853 | 4.6223 | 4.6223 | 0.65233 | 0.65233 | 0.77367 | 0.77367 | 0 | 0 | 8.7117 | 8.7117 | 2.332 | 1.166 | 0 | 36.019 | 0 |  |  | 21.7145 |  | 0.6224 | 62.2402 | 0 | 0 | 2014-11-01 07:30 | 8711.6667 | 8.7117
|  | 2014-11-01 20:40:02 | 31.661 | 5.032 | 20.128 | 4.6095 | 4.6095 | 0.67133 | 0.67133 | 0.77367 | 0.77367 | 0 | 0 | 8.6705 | 8.6705 | 3.192 | 1.596 | 0 | 37.615 | 0 |  |  | 20.9331 |  | 0.63573 | 63.5735 | 0 | 0 | 2014-11-01 08:00 | 8670.5 | 8.6705
|  | 2014-11-01 21:10:04 | 30.5678 | 4.9935 | 19.974 | 4.5045 | 4.5045 | 0.619 | 0.619 | 0.77317 | 0.77317 | 0 | 0 | 8.3602 | 8.3602 | 3.663 | 1.8315 | 0 | 39.4465 | 0 |  |  | 18.7756 |  | 0.65343 | 65.3432 | 0 | 0 | 2014-11-01 08:30 | 8360.1667 | 8.3602
|  | 2014-11-01 21:40:01 | 29.479 | 4.9475 | 19.79 | 4.4467 | 4.4467 | 0.63917 | 0.63917 | 0.77183 | 0.77183 | 0 | 0 | 8.1647 | 8.1647 | 4.3333 | 2.1667 | 0 | 41.6132 | 0 |  |  | 19.5921 |  | 0.67133 | 67.1325 | 0 | 0 | 2014-11-01 09:00 | 8164.6667 | 8.1647
|  | 2014-11-01 22:10:02 | 28.2178 | 4.8522 | 19.4087 | 4.4438 | 4.4438 | 0.65167 | 0.65167 | 0.7715 | 0.7715 | 0 | 0 | 7.4548 | 7.4548 | 4.5127 | 2.2563 | 0 | 43.8695 | 0 |  |  | 17.856 |  | 0.68782 | 68.7816 | 0 | 0 | 2014-11-01 09:30 | 7454.8333 | 7.4548
|  | 2014-11-01 22:40:01 | 26.9927 | 5.0058 | 20.0233 | 4.4455 | 4.4455 | 0.64717 | 0.64717 | 0.77167 | 0.77167 | 0 | 0 | 6.895 | 6.895 | 5.79 | 2.895 | 0 | 46.7645 | 0 |  |  | 19.0222 |  | 0.74181 | 74.1806 | 0 | 0 | 2014-11-01 10:00 | 6895 | 6.895
|  | 2014-11-01 23:10:01 | 25.4245 | 4.9163 | 19.6653 | 4.4632 | 4.4632 | 0.63167 | 0.63167 | 0.77067 | 0.77067 | 0 | 0 | 6.8535 | 6.8535 | 6.9598 | 3.4799 | 0 | 50.2444 | 0 |  |  | 20.4519 |  | 0.77348 | 77.348 | 0 | 0 | 2014-11-01 10:30 | 6853.5 | 6.8535
|  | 2014-11-01 23:40:02 | 24.5243 | 4.9538 | 19.8153 | 4.5625 | 4.5625 | 0.63133 | 0.63133 | 0.76833 | 0.76833 | 0 | 0 | 6.4537 | 6.4537 | 7.7068 | 3.8534 | 0 | 54.0978 | 0 |  |  | 19.6172 |  | 0.80799 | 80.7987 | 0 | 0 | 2014-11-01 11:00 | 6453.6667 | 6.4537
|  | 2014-11-02 00:10:02 | 23.9942 | 4.8862 | 19.5447 | 4.5917 | 4.5917 | 0.6355 | 0.6355 | 0.76317 | 0.76317 | 0 | 0 | 6.427 | 6.427 | 7.9678 | 3.9839 | 0 | 58.0818 | 0 |  |  | 21.1082 |  | 0.81456 | 81.4559 | 0 | 0 | 2014-11-01 11:30 | 6427 | 6.427
|  | 2014-11-02 00:40:01 | 23.8432 | 4.6263 | 18.5053 | 4.586 | 4.586 | 0.62883 | 0.62883 | 0.708 | 0.708 | 0 | 0 | 6.4513 | 6.4513 | 7.0363 | 3.5182 | 0 | 61.5999 | 0 |  |  | 19.0605 |  | 0.77613 | 77.6127 | 0 | 0 | 2014-11-01 12:00 | 6451.3333 | 6.4513
|  | 2014-11-02 01:10:03 | 23.6443 | 4.648 | 18.592 | 4.5902 | 4.5902 | 0.62033 | 0.62033 | 0.64183 | 0.64183 | 0 | 0 | 6.1642 | 6.1642 | 6.9642 | 3.4821 | 0 | 65.082 | 0 |  |  | 18.0342 |  | 0.78632 | 78.6319 | 0 | 0 | 2014-11-01 12:30 | 6164.1667 | 6.1642
|  | 2014-11-02 01:40:01 | 23.0718 | 4.8135 | 19.254 | 4.5853 | 4.5853 | 0.62233 | 0.62233 | 0.55183 | 0.55183 | 0 | 0 | 5.5277 | 5.5277 | 7.4693 | 3.7347 | 0 | 68.8167 | 0 |  |  | 21.1794 |  | 0.83452 | 83.4524 | 0 | 0 | 2014-11-01 13:00 | 5527.6667 | 5.5277
|  | 2014-11-02 02:10:01 | 22.5633 | 4.6058 | 18.4233 | 4.6142 | 4.6142 | 0.63133 | 0.63133 | 0.54383 | 0.54383 | 0 | 0 | 5.3118 | 5.3118 | 6.9612 | 3.4806 | 0 | 72.2973 | 0 |  |  | 19.8972 |  | 0.81652 | 81.6516 | 0 | 0 | 2014-11-01 13:30 | 5311.8333 | 5.3118
|  | 2014-11-02 02:40:01 | 22.1463 | 4.2795 | 17.118 | 4.6398 | 4.6398 | 0.63283 | 0.63283 | 0.53667 | 0.53667 | 0 | 0 | 5.2707 | 5.2707 | 6.0517 | 3.0258 | 0 | 75.3231 | 0 |  |  | 17.8027 |  | 0.77295 | 77.295 | 0 | 0 | 2014-11-01 14:00 | 5270.6667 | 5.2707
|  | 2014-11-02 03:10:03 | 21.9307 | 3.9232 | 15.6927 | 4.5162 | 4.5162 | 0.636 | 0.636 | 0.54817 | 0.54817 | 0 | 0 | 5.2738 | 5.2738 | 4.7362 | 2.3681 | 0 | 77.6912 | 0 |  |  | 14.5942 |  | 0.71556 | 71.5558 | 0 | 0 | 2014-11-01 14:30 | 5273.8333 | 5.2738
|  | 2014-11-02 03:40:02 | 21.5515 | 3.8795 | 15.518 | 4.4975 | 4.4975 | 0.63517 | 0.63517 | 0.54383 | 0.54383 | 0 | 0 | 4.967 | 4.967 | 4.61 | 2.305 | 0 | 79.9962 | 0 |  |  | 15.8284 |  | 0.72004 | 72.0043 | 0 | 0 | 2014-11-01 15:00 | 4967 | 4.967
|  | 2014-11-02 04:10:02 | 21.3843 | 3.8242 | 15.2967 | 4.5265 | 4.5265 | 0.64467 | 0.64467 | 0.55067 | 0.55067 | 0 | 0 | 4.749 | 4.749 | 4.3832 | 2.1916 | 0 | 82.1878 | 0 |  |  | 16.8263 |  | 0.71532 | 71.5321 | 0 | 0 | 2014-11-01 15:30 | 4749 | 4.749
|  | 2014-11-02 04:40:02 | 21.4673 | 3.8173 | 15.2693 | 4.5437 | 4.5437 | 0.64633 | 0.64633 | 0.55067 | 0.55067 | 0 | 0 | 4.7638 | 4.7638 | 4.3065 | 2.1533 | 0 | 84.341 | 0 |  |  | 14.0478 |  | 0.71128 | 71.1282 | 0 | 0 | 2014-11-01 16:00 | 4763.8333 | 4.7638
|  | 2014-11-02 05:10:02 | 21.7263 | 4.0052 | 16.0207 | 4.5393 | 4.5393 | 0.5975 | 0.5975 | 0.57 | 0.57 | 0 | 0 | 5.095 | 5.095 | 5.0962 | 2.5481 | 0 | 86.8891 | 0 |  |  | 16.3411 |  | 0.73738 | 73.7385 | 0 | 0 | 2014-11-01 16:30 | 5095 | 5.095
|  | 2014-11-02 05:40:01 | 22.4012 | 4.332 | 17.328 | 4.5308 | 4.5308 | 0.597 | 0.597 | 0.60617 | 0.60617 | 0 | 0 | 5.4897 | 5.4897 | 6.1505 | 3.0753 | 0 | 89.9643 | 0 |  |  | 16.9814 |  | 0.77353 | 77.3531 | 0 | 0 | 2014-11-01 17:00 | 5489.6667 | 5.4897
|  | 2014-11-02 06:10:03 | 23.176 | 4.529 | 18.116 | 4.5438 | 4.5438 | 0.664 | 0.664 | 0.6815 | 0.6815 | 0 | 0 | 5.7175 | 5.7175 | 6.5468 | 3.2734 | 0 | 93.2378 | 0 |  |  | 17.9348 |  | 0.78167 | 78.1671 | 0 | 0 | 2014-11-01 17:30 | 5717.5 | 5.7175
|  | 2014-11-02 06:40:01 | 23.482 | 4.5335 | 18.134 | 4.5865 | 4.5865 | 0.67333 | 0.67333 | 0.76133 | 0.76133 | 0 | 0 | 5.8468 | 5.8468 | 6.52 | 3.26 | 0 | 96.4978 | 0 |  |  | 19.5847 |  | 0.77225 | 77.2251 | 0 | 0 | 2014-11-01 18:00 | 5846.8333 | 5.8468
|  | 2014-11-02 07:10:05 | 23.474 | 4.5623 | 18.2493 | 4.7282 | 4.7282 | 0.6665 | 0.6665 | 0.73067 | 0.73067 | 0 | 0 | 5.4378 | 5.4378 | 6.3385 | 3.1693 | 0 | 99.667 | 0 |  |  | 18.0668 |  | 0.77743 | 77.7428 | 0 | 0 | 2014-11-01 18:30 | 5437.8333 | 5.4378
|  | 2014-11-02 07:40:01 | 23.9228 | 4.5157 | 18.0627 | 4.8258 | 4.8258 | 0.81967 | 0.81967 | 0.76717 | 0.76717 | 0 | 0 | 5.8738 | 5.8738 | 6.4263 | 3.2132 | 0 | 100 | 3.2132 |  |  | 19.6883 |  | 0.75504 | 75.5039 | 0 | 0 | 2014-11-01 19:00 | 5873.8333 | 5.8738
|  | 2014-11-02 08:10:03 | 25.6937 | 4.6167 | 18.4667 | 4.8345 | 4.8345 | 0.773 | 0.773 | 0.76917 | 0.76917 | 0 | 0 | 6.6453 | 6.6453 | 5.795 | 2.8975 | 0 | 100 | 2.8975 |  |  | 17.3587 |  | 0.71872 | 71.8724 | 0 | 0 | 2014-11-01 19:30 | 6645.3333 | 6.6453
|  | 2014-11-02 08:40:02 | 27.3665 | 4.5793 | 18.3173 | 4.8317 | 4.8317 | 0.86667 | 0.86667 | 0.77417 | 0.77417 | 0 | 0 | 7.6872 | 7.6872 | 5.1105 | 2.5553 | 0 | 100 | 2.5553 |  |  | 17.951 |  | 0.66933 | 66.9334 | 0 | 0 | 2014-11-01 20:00 | 7687.1667 | 7.6872
|  | 2014-11-02 09:10:01 | 29.2055 | 4.4677 | 17.8707 | 4.877 | 4.877 | 0.90033 | 0.90033 | 0.7735 | 0.7735 | 0 | 0 | 8.5287 | 8.5287 | 3.7447 | 1.8723 | 0 | 100 | 1.8723 |  |  | 19.479 |  | 0.61189 | 61.1894 | 0 | 0 | 2014-11-01 20:30 | 8528.6667 | 8.5287
|  | 2014-11-02 09:40:01 | 30.3917 | 4.4 | 17.6 | 4.9087 | 4.9087 | 0.93683 | 0.93683 | 0.77367 | 0.77367 | 0.61 | 0.61 | 9.2197 | 9.2197 | 3.6572 | 1.8286 | 0 | 100 | 1.8286 |  |  | 17.072 |  | 0.57911 | 57.9106 | 0 | 0 | 2014-11-01 21:00 | 9219.6667 | 9.2197
|  | 2014-11-02 10:10:03 | 31.4775 | 4.5105 | 18.042 | 4.9118 | 4.9118 | 0.89767 | 0.89767 | 0.77583 | 0.77583 | 0.61 | 0.61 | 9.7993 | 9.7993 | 3.5592 | 1.7796 | 0 | 100 | 1.7796 |  |  | 19.6658 |  | 0.57317 | 57.3171 | 0 | 0 | 2014-11-01 21:30 | 9799.3333 | 9.7993
|  | 2014-11-02 10:40:02 | 32.0603 | 4.6073 | 18.4293 | 4.9138 | 4.9138 | 0.84033 | 0.84033 | 0.77617 | 0.77617 | 0.996 | 0.996 | 10.1097 | 10.1097 | 4.005 | 2.0025 | 0 | 100 | 2.0025 |  |  | 17.1393 |  | 0.57483 | 57.4833 | 0 | 0 | 2014-11-01 22:00 | 10109.6667 | 10.1097
|  | 2014-11-02 11:10:03 | 32.5637 | 4.7318 | 18.9273 | 4.9068 | 4.9068 | 0.835 | 0.835 | 0.77567 | 0.77567 | 0.996 | 0.996 | 10.3492 | 10.3492 | 4.2263 | 2.1132 | 0 | 100 | 2.1132 |  |  | 19.4952 |  | 0.58124 | 58.1241 | 0 | 0 | 2014-11-01 22:30 | 10349.1667 | 10.3492
|  | 2014-11-02 11:40:04 | 33.1908 | 4.7018 | 18.8073 | 4.9093 | 4.9093 | 0.83 | 0.83 | 0.77417 | 0.77417 | 2.5928 | 2.5928 | 10.5585 | 10.5585 | 5.2813 | 2.6407 | 0 | 100 | 2.6407 |  |  | 17.4908 |  | 0.56664 | 56.6642 | 0 | 0 | 2014-11-01 23:00 | 10558.5 | 10.5585
|  | 2014-11-02 12:10:02 | 33.6265 | 4.7138 | 18.8553 | 4.9732 | 4.9732 | 0.82883 | 0.82883 | 0.77517 | 0.77517 | 2.5928 | 2.5928 | 10.6433 | 10.6433 | 5.0421 | 2.5211 | 0 | 100 | 2.5211 |  |  | 19.7981 |  | 0.56073 | 56.0728 | 0 | 0 | 2014-11-01 23:30 | 10643.3333 | 10.6433
|  | 2014-11-02 12:40:02 | 33.5527 | 4.6097 | 18.4387 | 5.0407 | 5.0407 | 0.83083 | 0.83083 | 0.77617 | 0.77617 | 1.7012 | 1.7012 | 10.638 | 10.638 | 3.8729 | 1.9364 | 0 | 100 | 1.9364 |  |  | 19.3606 |  | 0.54954 | 54.9544 | 0 | 0 | 2014-11-02 | 10638 | 10.638
|  | 2014-11-02 13:10:04 | 33.388 | 4.4302 | 17.7207 | 5.0425 | 5.0425 | 0.83667 | 0.83667 | 0.775 | 0.775 | 1.7012 | 1.7012 | 10.4922 | 10.4922 | 3.1802 | 1.5901 | 0 | 100 | 1.5901 |  |  | 16.6574 |  | 0.53075 | 53.075 | 0 | 0 | 2014-11-02 00:30 | 10492.1667 | 10.4922
|  | 2014-11-02 13:40:02 | 33.2842 | 4.2533 | 17.0133 | 5.0383 | 5.0383 | 0.83667 | 0.83667 | 0.77533 | 0.77533 | 1.6208 | 1.6208 | 10.3853 | 10.3853 | 2.3856 | 1.1928 | 0 | 100 | 1.1928 |  |  | 18.0341 |  | 0.51115 | 51.1154 | 0 | 0 | 2014-11-02 01:00 | 10385.3333 | 10.3853
|  | 2014-11-02 14:10:04 | 33.091 | 4.2352 | 16.9407 | 5.0475 | 5.0475 | 0.8385 | 0.8385 | 0.77483 | 0.77483 | 1.6208 | 1.6208 | 10.781 | 10.781 | 2.9123 | 1.4562 | 0 | 100 | 1.4562 |  |  | 18.1265 |  | 0.51194 | 51.1942 | 0 | 0 | 2014-11-02 01:30 | 10781 | 10.781
|  | 2014-11-02 14:40:01 | 33.136 | 4.1282 | 16.5127 | 5.054 | 5.054 | 0.91217 | 0.91217 | 0.77533 | 0.77533 | 0.7344 | 0.7344 | 11.0393 | 11.0393 | 1.8919 | 0.94595 | 0 | 100 | 0.94595 |  |  | 15.0265 |  | 0.49833 | 49.833 | 0 | 0 | 2014-11-02 02:00 | 11039.3333 | 11.0393
|  | 2014-11-02 15:10:02 | 33.4203 | 3.9117 | 15.6467 | 5.0835 | 5.0835 | 0.93117 | 0.93117 | 0.77583 | 0.77583 | 0.7344 | 0.7344 | 11.4192 | 11.4192 | 1.1704 | 0.5852 | 0 | 100 | 0.5852 |  |  | 15.6467 |  | 0.46818 | 46.8178 | 0 | 0 | 2014-11-02 02:30 | 11419.1667 | 11.4192
|  | 2014-11-02 15:40:02 | 34.5538 | 3.7535 | 15.014 | 5.1513 | 5.1513 | 0.95633 | 0.95633 | 0.77733 | 0.77733 | 0.4316 | 0.4316 | 11.6738 | 11.6738 | -0.5494 | -0.2747 | 0 | 99.7253 | 0 |  |  | 15.014 |  | 0.43451 | 43.451 | 0 | 0.5494 | 2014-11-02 03:00 | 11673.8333 | 11.6738
|  | 2014-11-02 16:10:05 | 36.1938 | 3.6658 | 14.6633 | 4.3638 | 4.3638 | 0.79317 | 0.79317 | 0.64633 | 0.64633 | 0.4316 | 0.4316 | 9.8568 | 9.8568 | -5.4387 | -2.7194 | 0 | 97.0059 | 0 |  |  | 13.6369 |  | 0.40513 | 40.5133 | 0 | 5.4387 | 2014-11-02 03:30 | 9856.8333 | 9.8568
|  | 2014-11-02 16:45:01 | 39.3855 | 3.7305 | 14.922 | 5.262 | 5.262 | 0.909 | 0.909 | 0.77583 | 0.77583 | 0.1048 | 0.1048 | 12.0547 | 12.0547 | -5.3572 | -2.6786 | 0 | 94.3273 | 0 |  |  | 16.1158 |  | 0.37887 | 37.887 | 0 | 5.3572 | 2014-11-02 04:00 | 12054.6667 | 12.0547
|  | 2014-11-02 17:15:03 | 41.1508 | 3.601 | 14.404 | 5.2643 | 5.2643 | 0.87167 | 0.87167 | 0.77733 | 0.77733 | 0.1048 | 0.1048 | 12.077 | 12.077 | -7.6517 | -3.8258 | 0 | 90.5015 | 0 |  |  | 14.8361 |  | 0.35003 | 35.0029 | 0 | 7.6517 | 2014-11-02 04:30 | 12077 | 12.077
|  | 2014-11-02 17:45:05 | 40.9972 | 3.7708 | 15.0833 | 5.271 | 5.271 | 0.86033 | 0.86033 | 0.7755 | 0.7755 | 0.016 | 0.016 | 12.1457 | 12.1457 | -6.8453 | -3.4227 | 0 | 87.0788 | 0 |  |  | 15.8375 |  | 0.36791 | 36.7912 | 0 | 6.8453 | 2014-11-02 05:00 | 12145.6667 | 12.1457
|  | 2014-11-02 18:15:02 | 40.3462 | 3.9 | 15.6 | 5.2722 | 5.2722 | 0.85033 | 0.85033 | 0.77083 | 0.77083 | 0.016 | 0.016 | 12.1447 | 12.1447 | -5.6922 | -2.8461 | 0 | 84.2327 | 0 |  |  | 16.38 |  | 0.38665 | 38.6654 | 0 | 5.6922 | 2014-11-02 05:30 | 12144.6667 | 12.1447
|  | 2014-11-02 18:45:02 | 39.2382 | 4.0068 | 16.0273 | 5.2712 | 5.2712 | 0.81633 | 0.81633 | 0.77267 | 0.77267 | 0 | 0 | 12.1323 | 12.1323 | -4.2183 | -2.1092 | 0 | 82.1236 | 0 |  |  | 14.7451 |  | 0.40846 | 40.8463 | 0 | 4.2183 | 2014-11-02 06:00 | 12132.3333 | 12.1323
|  | 2014-11-02 19:15:03 | 38.2507 | 4.0467 | 16.1867 | 5.271 | 5.271 | 0.8005 | 0.8005 | 0.77217 | 0.77217 | 0 | 0 | 12.0997 | 12.0997 | -3.1207 | -1.5603 | 0 | 80.5632 | 0 |  |  | 15.7011 |  | 0.42317 | 42.3173 | 0 | 3.1207 | 2014-11-02 06:30 | 12099.6667 | 12.0997
|  | 2014-11-02 19:45:03 | 36.9447 | 3.7917 | 15.1667 | 5.2635 | 5.2635 | 0.80017 | 0.80017 | 0.77633 | 0.77633 | 0 | 0 | 12.1463 | 12.1463 | -2.7917 | -1.3958 | 0 | 79.1674 | 0 |  |  | 14.105 |  | 0.41052 | 41.0524 | 0 | 2.7917 | 2014-11-02 07:00 | 12146.3333 | 12.1463
|  | 2014-11-02 20:15:03 | 35.9803 | 3.7562 | 15.0247 | 5.2682 | 5.2682 | 0.80733 | 0.80733 | 0.77617 | 0.77617 | 0 | 0 | 12.1552 | 12.1552 | -1.9488 | -0.97442 | 0 | 78.193 | 0 |  |  | 13.6724 |  | 0.41758 | 41.758 | 0 | 1.9488 | 2014-11-02 07:30 | 12155.1667 | 12.1552