## Raw data
id | timestamp | demand | coal | nuclear | ccgt | wind | pumped | hydro | biomass | solar | id | timestamp | demand | coal | nuclear | ccgt | wind | pumped | hydro | biomass | solar
740367 | 2018-06-17 00:00:33 | 21246 | 438 | 7066 | 5121 | 4734 | 0 | 124 | 678 | 0 | 709283 | 2018-03-01 00:00:33 | 33587 | 8949 | 6845 | 3752 | 9148 | 0 | 472 | 1371 | 0
740368 | 2018-06-17 00:05:34 | 21143 | 346 | 7070 | 5133 | 4734 | 0 | 123 | 651 | 0 | 709284 | 2018-03-01 00:05:32 | 33405 | 8893 | 6842 | 3635 | 9169 | 0 | 453 | 1364 | 0
740369 | 2018-06-17 00:10:34 | 21034 | 245 | 7059 | 5281 | 4731 | 0 | 122 | 688 | 0 | 709285 | 2018-03-01 00:10:33 | 33524 | 9021 | 6846 | 3647 | 9168 | 0 | 390 | 1392 | 0
740370 | 2018-06-17 00:15:34 | 20995 | 245 | 7053 | 5284 | 4689 | 0 | 121 | 707 | 0 | 709286 | 2018-03-01 00:15:33 | 33472 | 9078 | 6785 | 3611 | 9127 | 0 | 384 | 1401 | 0
740371 | 2018-06-17 00:20:34 | 20856 | 244 | 7058 | 5208 | 4604 | 0 | 120 | 726 | 0 | 709287 | 2018-03-01 00:20:33 | 33493 | 9197 | 6682 | 3601 | 9097 | 0 | 383 | 1401 | 0
740372 | 2018-06-17 00:25:33 | 20749 | 244 | 7056 | 5168 | 4544 | 0 | 120 | 723 | 0 | 709288 | 2018-03-01 00:25:33 | 33544 | 9351 | 6666 | 3527 | 9042 | 0 | 383 | 1401 | 0
740373 | 2018-06-17 00:30:33 | 20702 | 244 | 7052 | 5124 | 4535 | 0 | 122 | 753 | 0 | 709289 | 2018-03-01 00:30:33 | 33545 | 9402 | 6661 | 3483 | 9036 | 0 | 383 | 1399 | 0
740374 | 2018-06-17 00:35:33 | 20734 | 241 | 7057 | 5172 | 4516 | 0 | 121 | 779 | 0 | 709290 | 2018-03-01 00:35:33 | 33468 | 9477 | 6664 | 3356 | 9012 | 0 | 383 | 1397 | 0
740375 | 2018-06-17 00:40:33 | 20656 | 242 | 7059 | 5104 | 4519 | 0 | 122 | 777 | 0 | 709291 | 2018-03-01 00:40:33 | 33752 | 9556 | 6664 | 3528 | 9052 | 0 | 372 | 1400 | 0
740376 | 2018-06-17 00:45:33 | 20583 | 242 | 7038 | 5022 | 4577 | 0 | 122 | 772 | 0 | 709292 | 2018-03-01 00:45:33 | 33971 | 9609 | 6668 | 3681 | 9080 | 0 | 363 | 1390 | 0
740377 | 2018-06-17 00:50:33 | 20524 | 243 | 7016 | 5078 | 4529 | 0 | 122 | 774 | 0 | 709293 | 2018-03-01 00:50:33 | 34069 | 9672 | 6668 | 3654 | 9146 | 0 | 363 | 1385 | 0
740378 | 2018-06-17 00:55:33 | 20529 | 243 | 6997 | 5122 | 4550 | 0 | 122 | 782 | 0 | 709294 | 2018-03-01 00:55:33 | 34038 | 9740 | 6669 | 3522 | 9176 | 0 | 364 | 1388 | 0
740379 | 2018-06-17 01:00:33 | 20631 | 243 | 6965 | 5269 | 4586 | 0 | 122 | 784 | 0 | 709295 | 2018-03-01 01:00:33 | 34031 | 9746 | 6657 | 3455 | 9256 | 0 | 362 | 1374 | 0
740380 | 2018-06-17 01:05:34 | 20562 | 245 | 6940 | 5297 | 4569 | 0 | 118 | 781 | 0 | 709296 | 2018-03-01 01:05:33 | 34105 | 9874 | 6665 | 3557 | 9301 | 0 | 364 | 1366 | 0
740381 | 2018-06-17 01:10:34 | 20558 | 243 | 6922 | 5304 | 4617 | 0 | 107 | 781 | 0 | 709297 | 2018-03-01 01:10:33 | 33982 | 9929 | 6652 | 3578 | 9347 | 0 | 363 | 1341 | 0
740382 | 2018-06-17 01:15:34 | 20666 | 243 | 6899 | 5444 | 4611 | 0 | 107 | 777 | 0 | 709298 | 2018-03-01 01:15:33 | 33992 | 9983 | 6661 | 3534 | 9343 | 0 | 363 | 1336 | 0
740383 | 2018-06-17 01:20:34 | 20635 | 241 | 6868 | 5431 | 4617 | 0 | 108 | 785 | 0 | 709299 | 2018-03-01 01:20:33 | 33959 | 10002 | 6657 | 3528 | 9296 | 0 | 364 | 1339 | 0
740384 | 2018-06-17 01:25:33 | 20561 | 242 | 6852 | 5360 | 4636 | 0 | 108 | 779 | 0 | 709300 | 2018-03-01 01:25:33 | 33957 | 9901 | 6664 | 3605 | 9311 | 0 | 363 | 1341 | 0
740385 | 2018-06-17 01:30:34 | 20528 | 244 | 6844 | 5338 | 4638 | 0 | 108 | 773 | 0 | 709301 | 2018-03-01 01:30:34 | 33910 | 9848 | 6660 | 3594 | 9315 | 0 | 363 | 1358 | 0
740386 | 2018-06-17 01:35:34 | 20488 | 244 | 6840 | 5367 | 4576 | 0 | 108 | 770 | 0 | 709302 | 2018-03-01 01:35:33 | 33797 | 9774 | 6658 | 3537 | 9331 | 0 | 363 | 1359 | 0
740387 | 2018-06-17 01:40:33 | 20473 | 241 | 6835 | 5386 | 4526 | 0 | 108 | 777 | 0 | 709303 | 2018-03-01 01:40:33 | 33685 | 9632 | 6659 | 3477 | 9381 | 0 | 364 | 1353 | 0
740388 | 2018-06-17 01:45:33 | 20453 | 241 | 6834 | 5333 | 4524 | 0 | 108 | 776 | 0 | 709304 | 2018-03-01 01:45:33 | 33539 | 9568 | 6664 | 3374 | 9400 | 0 | 363 | 1353 | 0
740389 | 2018-06-17 01:50:34 | 20340 | 242 | 6832 | 5298 | 4422 | 0 | 108 | 788 | 0 | 709305 | 2018-03-01 01:50:33 | 33509 | 9456 | 6658 | 3404 | 9456 | 0 | 362 | 1354 | 0
740390 | 2018-06-17 01:55:34 | 20340 | 242 | 6832 | 5298 | 4422 | 0 | 108 | 788 | 0 | 709306 | 2018-03-01 01:55:34 | 33369 | 9349 | 6659 | 3367 | 9484 | 0 | 361 | 1329 | 0
740391 | 2018-06-17 02:00:34 | 20341 | 241 | 6830 | 5314 | 4409 | 0 | 108 | 789 | 0.621 | 709307 | 2018-03-01 02:00:33 | 33204 | 9276 | 6657 | 3249 | 9507 | 0 | 362 | 1335 | 0
740392 | 2018-06-17 02:05:34 | 20323 | 241 | 6837 | 5343 | 4406 | 0 | 108 | 782 | 0.712 | 709308 | 2018-03-01 02:05:33 | 32985 | 9244 | 6666 | 3207 | 9572 | 0 | 356 | 1344 | 0
740393 | 2018-06-17 02:10:34 | 20148 | 241 | 6836 | 5508 | 4379 | 0 | 108 | 785 | 0.712 | 709309 | 2018-03-01 02:10:32 | 32910 | 9394 | 6666 | 3194 | 9580 | 0 | 346 | 1361 | 0
740394 | 2018-06-17 02:15:33 | 20119 | 241 | 6836 | 5585 | 4328 | 0 | 108 | 785 | 0.712 | 709310 | 2018-03-01 02:15:34 | 32872 | 9405 | 6659 | 3227 | 9515 | 0 | 343 | 1355 | 0
740395 | 2018-06-17 02:20:34 | 20197 | 242 | 6830 | 5765 | 4266 | 0 | 108 | 774 | 0.712 | 709311 | 2018-03-01 02:20:33 | 32820 | 9336 | 6658 | 3167 | 9599 | 0 | 342 | 1351 | 0
740396 | 2018-06-17 02:25:34 | 20197 | 243 | 6832 | 5888 | 4169 | 0 | 108 | 771 | 0.712 | 709312 | 2018-03-01 02:25:38 | 32710 | 9266 | 6661 | 3118 | 9607 | 0 | 342 | 1348 | 0
740397 | 2018-06-17 02:30:33 | 20330 | 243 | 6836 | 6127 | 4079 | 0 | 108 | 775 | 0.712 | 709313 | 2018-03-01 02:30:33 | 32665 | 9262 | 6657 | 3056 | 9630 | 0 | 342 | 1350 | 0
740398 | 2018-06-17 02:35:34 | 20260 | 243 | 6834 | 6160 | 4005 | 0 | 108 | 774 | 1.06 | 709314 | 2018-03-01 02:35:34 | 32542 | 9207 | 6653 | 2974 | 9636 | 0 | 343 | 1360 | 0
740399 | 2018-06-17 02:40:34 | 20173 | 244 | 6826 | 6165 | 3931 | 0 | 106 | 781 | 1.06 | 709315 | 2018-03-01 02:40:33 | 32618 | 9189 | 6646 | 3045 | 9641 | 0 | 344 | 1366 | 0
740400 | 2018-06-17 02:45:33 | 20106 | 241 | 6832 | 6128 | 3908 | 0 | 100 | 778 | 1.06 | 709316 | 2018-03-01 02:45:34 | 32704 | 9192 | 6653 | 3153 | 9612 | 0 | 343 | 1364 | 0
740401 | 2018-06-17 02:50:34 | 20217 | 243 | 6838 | 6277 | 3873 | 0 | 101 | 772 | 1.06 | 709317 | 2018-03-01 02:50:33 | 32711 | 9222 | 6654 | 3170 | 9571 | 0 | 343 | 1363 | 0
740402 | 2018-06-17 02:55:35 | 20108 | 241 | 6824 | 6266 | 3816 | 0 | 99 | 773 | 1.06 | 709318 | 2018-03-01 02:55:35 | 32584 | 9208 | 6650 | 3091 | 9545 | 0 | 343 | 1360 | 0
740403 | 2018-06-17 03:00:34 | 19977 | 242 | 6832 | 6202 | 3765 | 0 | 100 | 771 | 1.06 | 709319 | 2018-03-01 03:00:33 | 32557 | 9154 | 6651 | 3086 | 9579 | 0 | 343 | 1357 | 0
740404 | 2018-06-17 03:05:34 | 19923 | 265 | 6830 | 6147 | 3772 | 0 | 99 | 772 | 0.65 | 709320 | 2018-03-01 03:05:33 | 32525 | 9102 | 6653 | 3133 | 9646 | 0 | 344 | 1354 | 0
740405 | 2018-06-17 03:10:34 | 20156 | 310 | 6834 | 6308 | 3807 | 0 | 97 | 772 | 0.65 | 709321 | 2018-03-01 03:10:33 | 32524 | 9103 | 6655 | 3283 | 9688 | 0 | 344 | 1369 | 0
740406 | 2018-06-17 03:15:33 | 20279 | 334 | 6834 | 6319 | 3878 | 0 | 97 | 764 | 0.65 | 709322 | 2018-03-01 03:15:33 | 32527 | 9102 | 6648 | 3296 | 9691 | 0 | 344 | 1365 | 0
740407 | 2018-06-17 03:20:34 | 20220 | 336 | 6843 | 6210 | 3896 | 0 | 97 | 761 | 0.65 | 709323 | 2018-03-01 03:20:33 | 32605 | 9112 | 6653 | 3320 | 9735 | 0 | 343 | 1363 | 0
740408 | 2018-06-17 03:25:34 | 20123 | 340 | 6843 | 6120 | 3848 | 0 | 98 | 772 | 0.65 | 709324 | 2018-03-01 03:25:33 | 32577 | 9108 | 6650 | 3329 | 9709 | 0 | 343 | 1356 | 0
740409 | 2018-06-17 03:30:33 | 20032 | 335 | 6832 | 6043 | 3825 | 0 | 97 | 772 | 0.65 | 709325 | 2018-03-01 03:30:33 | 32512 | 9056 | 6651 | 3291 | 9740 | 0 | 343 | 1349 | 0
740410 | 2018-06-17 03:35:34 | 19911 | 328 | 6830 | 5918 | 3815 | 0 | 97 | 770 | 1.91 | 709326 | 2018-03-01 03:35:34 | 32456 | 8927 | 6646 | 3339 | 9769 | 0 | 344 | 1348 | 0
740411 | 2018-06-17 03:40:34 | 19837 | 288 | 6843 | 5841 | 3820 | 0 | 97 | 769 | 1.89 | 709327 | 2018-03-01 03:40:33 | 32414 | 8792 | 6650 | 3401 | 9768 | 0 | 343 | 1358 | 0
740412 | 2018-06-17 03:45:33 | 19722 | 256 | 6834 | 5752 | 3824 | 0 | 97 | 763 | 1.41 | 709328 | 2018-03-01 03:45:34 | 32355 | 8785 | 6649 | 3401 | 9719 | 0 | 343 | 1354 | 0
740413 | 2018-06-17 03:50:33 | 19655 | 234 | 6829 | 5671 | 3883 | 0 | 97 | 763 | 1.41 | 709329 | 2018-03-01 03:50:33 | 32251 | 8654 | 6657 | 3430 | 9706 | 0 | 343 | 1357 | 0
740414 | 2018-06-17 03:55:34 | 19605 | 242 | 6832 | 5583 | 3931 | 0 | 97 | 769 | 1.41 | 709330 | 2018-03-01 03:55:34 | 32237 | 8551 | 6653 | 3467 | 9762 | 0 | 343 | 1358 | 0
740415 | 2018-06-17 04:00:34 | 19519 | 243 | 6837 | 5526 | 3906 | 0 | 97 | 783 | 1.41 | 709331 | 2018-03-01 04:00:33 | 32246 | 8457 | 6644 | 3575 | 9765 | 0 | 343 | 1358 | 0
740416 | 2018-06-17 04:05:34 | 19427 | 241 | 6835 | 5497 | 3871 | 0 | 97 | 784 | 6.26 | 709332 | 2018-03-01 04:05:33 | 32209 | 8448 | 6644 | 3627 | 9790 | 0 | 344 | 1356 | 0
740417 | 2018-06-17 04:10:34 | 19461 | 243 | 6833 | 5567 | 3848 | 0 | 98 | 774 | 6.9 | 709333 | 2018-03-01 04:10:34 | 32075 | 8597 | 6653 | 3777 | 9800 | 0 | 344 | 1366 | 0
740418 | 2018-06-17 04:15:34 | 19552 | 241 | 6832 | 5666 | 3814 | 0 | 98 | 779 | 6.93 | 709334 | 2018-03-01 04:15:33 | 31942 | 8723 | 6648 | 3806 | 9756 | 0 | 344 | 1368 | 0
740419 | 2018-06-17 04:20:33 | 19534 | 243 | 6829 | 5655 | 3789 | 0 | 98 | 773 | 6.93 | 709335 | 2018-03-01 04:20:33 | 31985 | 8855 | 6644 | 3752 | 9723 | 0 | 345 | 1368 | 0
740420 | 2018-06-17 04:25:33 | 19545 | 245 | 6828 | 5660 | 3761 | 0 | 99 | 780 | 7.58 | 709336 | 2018-03-01 04:25:33 | 31886 | 8874 | 6647 | 3762 | 9596 | 0 | 345 | 1365 | 0
740421 | 2018-06-17 04:30:34 | 19597 | 243 | 6845 | 5664 | 3759 | 0 | 98 | 787 | 7.54 | 709337 | 2018-03-01 04:30:34 | 31886 | 8874 | 6647 | 3762 | 9596 | 0 | 345 | 1365 | 0
740422 | 2018-06-17 04:35:33 | 19579 | 242 | 6846 | 5657 | 3738 | 0 | 98 | 772 | 38.3 | 709338 | 2018-03-01 04:35:33 | 31857 | 8813 | 6650 | 3760 | 9612 | 0 | 358 | 1367 | 0
740423 | 2018-06-17 04:40:33 | 19590 | 242 | 6839 | 5713 | 3667 | 0 | 99 | 771 | 39.3 | 709339 | 2018-03-01 04:40:34 | 32028 | 8925 | 6653 | 3839 | 9581 | 0 | 360 | 1369 | 0
740424 | 2018-06-17 04:45:34 | 19638 | 242 | 6845 | 5769 | 3602 | 0 | 101 | 772 | 39.5 | 709340 | 2018-03-01 04:45:33 | 32085 | 8942 | 6663 | 3818 | 9601 | 0 | 360 | 1370 | 0
740425 | 2018-06-17 04:50:34 | 19665 | 241 | 6840 | 5755 | 3598 | 0 | 101 | 773 | 39.5 | 709341 | 2018-03-01 04:50:33 | 32084 | 8940 | 6664 | 3768 | 9650 | 0 | 360 | 1367 | 0
740426 | 2018-06-17 04:55:33 | 19710 | 242 | 6843 | 5725 | 3624 | 0 | 101 | 777 | 43 | 709342 | 2018-03-01 04:55:33 | 31942 | 8806 | 6678 | 3734 | 9671 | 0 | 360 | 1356 | 0
740427 | 2018-06-17 05:00:34 | 19718 | 242 | 6844 | 5735 | 3622 | 0 | 101 | 771 | 44.1 | 709343 | 2018-03-01 05:00:34 | 31944 | 8723 | 6686 | 3736 | 9730 | 0 | 373 | 1360 | 0
740428 | 2018-06-17 05:05:34 | 19793 | 241 | 6843 | 5833 | 3602 | 0 | 101 | 771 | 116 | 709344 | 2018-03-01 05:05:34 | 32001 | 8649 | 6696 | 3779 | 9803 | 0 | 379 | 1358 | 0
740429 | 2018-06-17 05:10:34 | 19950 | 242 | 6848 | 6024 | 3551 | 0 | 101 | 772 | 120 | 709345 | 2018-03-01 05:10:34 | 32046 | 8565 | 6697 | 3892 | 9848 | 0 | 446 | 1357 | 0
740430 | 2018-06-17 05:15:34 | 20075 | 244 | 6846 | 6168 | 3503 | 0 | 101 | 775 | 121 | 709346 | 2018-03-01 05:15:34 | 32552 | 8758 | 6701 | 4150 | 9860 | 0 | 478 | 1364 | 0
740431 | 2018-06-17 05:20:33 | 20108 | 272 | 6846 | 6214 | 3520 | 0 | 99 | 694 | 121 | 709347 | 2018-03-01 05:20:33 | 32786 | 8870 | 6702 | 4250 | 9882 | 0 | 476 | 1366 | 0
740432 | 2018-06-17 05:25:33 | 20194 | 318 | 6888 | 6269 | 3490 | 0 | 99 | 657 | 130 | 709348 | 2018-03-01 05:25:32 | 32927 | 9021 | 6714 | 4267 | 9905 | 0 | 414 | 1365 | 0
740433 | 2018-06-17 05:30:33 | 20194 | 318 | 6888 | 6269 | 3490 | 0 | 99 | 657 | 134 | 709349 | 2018-03-01 05:30:33 | 33015 | 9098 | 6723 | 4282 | 9906 | 0 | 399 | 1365 | 0
740434 | 2018-06-17 05:35:33 | 20241 | 332 | 6906 | 6297 | 3474 | 0 | 100 | 658 | 277 | 709350 | 2018-03-01 05:35:33 | 33090 | 9083 | 6728 | 4365 | 9911 | 0 | 400 | 1361 | 1.97
740435 | 2018-06-17 05:40:34 | 20306 | 333 | 6936 | 6319 | 3491 | 0 | 100 | 655 | 281 | 709351 | 2018-03-01 05:40:33 | 33116 | 8964 | 6741 | 4491 | 9908 | 0 | 423 | 1357 | 1.97
740436 | 2018-06-17 05:45:34 | 20345 | 322 | 6965 | 6342 | 3488 | 0 | 100 | 656 | 283 | 709352 | 2018-03-01 05:45:33 | 33278 | 9040 | 6754 | 4568 | 9914 | 0 | 425 | 1363 | 1.97
740437 | 2018-06-17 05:50:33 | 20314 | 282 | 6981 | 6379 | 3444 | 0 | 100 | 656 | 283 | 709353 | 2018-03-01 05:50:33 | 33386 | 9078 | 6761 | 4653 | 9893 | 0 | 423 | 1363 | 1.97
740438 | 2018-06-17 05:55:33 | 20409 | 256 | 7006 | 6546 | 3383 | 0 | 99 | 656 | 294 | 709354 | 2018-03-01 05:55:33 | 33597 | 9141 | 6765 | 4800 | 9877 | 0 | 433 | 1367 | 1.97
740439 | 2018-06-17 06:00:34 | 20523 | 227 | 7034 | 6734 | 3333 | 0 | 99 | 656 | 298 | 709355 | 2018-03-01 06:00:33 | 33798 | 9112 | 6758 | 4963 | 9938 | 0 | 447 | 1365 | 1.97
740440 | 2018-06-17 06:05:34 | 20611 | 234 | 7059 | 6840 | 3294 | 0 | 105 | 656 | 546 | 709356 | 2018-03-01 06:05:34 | 33789 | 8911 | 6768 | 5109 | 9950 | 0 | 477 | 1356 | 2.51
740441 | 2018-06-17 06:10:33 | 20837 | 242 | 7054 | 6886 | 3280 | 0 | 116 | 657 | 549 | 709357 | 2018-03-01 06:10:33 | 34180 | 8690 | 6783 | 5300 | 9969 | 0 | 515 | 1357 | 2.51
740442 | 2018-06-17 06:15:33 | 21077 | 242 | 7065 | 7029 | 3322 | 0 | 116 | 656 | 556 | 709358 | 2018-03-01 06:15:33 | 34713 | 8587 | 6786 | 5422 | 9975 | 0 | 518 | 1367 | 2.51
740443 | 2018-06-17 06:20:34 | 21312 | 241 | 7068 | 7140 | 3419 | 0 | 116 | 656 | 556 | 709359 | 2018-03-01 06:20:33 | 35118 | 8493 | 6796 | 5649 | 9996 | 0 | 516 | 1362 | 2.51
740444 | 2018-06-17 06:30:34 | 21570 | 241 | 7074 | 7338 | 3464 | 0 | 115 | 656 | 566 | 709360 | 2018-03-01 06:25:33 | 35662 | 8615 | 6801 | 5971 | 9991 | 0 | 622 | 1356 | 2.51
740445 | 2018-06-17 06:35:34 | 21657 | 242 | 7071 | 7467 | 3447 | 0 | 115 | 656 | 915 | 709361 | 2018-03-01 06:30:34 | 35662 | 8615 | 6801 | 5971 | 9991 | 0 | 622 | 1356 | 2.51
740446 | 2018-06-17 06:40:34 | 21587 | 242 | 7074 | 7442 | 3414 | 0 | 115 | 656 | 922 | 709362 | 2018-03-01 06:35:33 | 35827 | 8673 | 6798 | 6033 | 9985 | 0 | 681 | 1352 | 1.78
740447 | 2018-06-17 06:45:34 | 21453 | 243 | 7073 | 7347 | 3374 | 0 | 116 | 657 | 922 | 709363 | 2018-03-01 06:40:33 | 36135 | 8853 | 6805 | 6145 | 9994 | 0 | 684 | 1348 | 1.78
740448 | 2018-06-17 06:50:34 | 21350 | 244 | 7069 | 7286 | 3337 | 0 | 116 | 655 | 922 | 709364 | 2018-03-01 06:45:33 | 36701 | 9062 | 6803 | 6344 | 10041 | 102 | 689 | 1354 | 1.78
740449 | 2018-06-17 06:55:35 | 21173 | 244 | 7066 | 7174 | 3274 | 0 | 116 | 656 | 926 | 709365 | 2018-03-01 06:50:33 | 37136 | 9173 | 6802 | 6482 | 10065 | 223 | 730 | 1356 | 1.78
740450 | 2018-06-17 07:00:33 | 21155 | 242 | 7074 | 7140 | 3227 | 57 | 116 | 657 | 927 | 709366 | 2018-03-01 06:55:33 | 37557 | 9361 | 6806 | 6708 | 10007 | 282 | 733 | 1358 | 1.78
740451 | 2018-06-17 07:05:34 | 21396 | 241 | 7075 | 7195 | 3255 | 199 | 116 | 656 | 1300 | 709367 | 2018-03-01 07:00:33 | 37917 | 9750 | 6814 | 6983 | 10000 | 279 | 735 | 1359 | 1.78
740452 | 2018-06-17 07:10:34 | 21752 | 238 | 7067 | 7245 | 3320 | 201 | 115 | 656 | 1310 | 709368 | 2018-03-01 07:05:33 | 38278 | 10138 | 6804 | 7460 | 9990 | 282 | 745 | 1360 | 2.74
740453 | 2018-06-17 07:15:33 | 22038 | 238 | 7074 | 7375 | 3330 | 329 | 115 | 656 | 1310 | 709369 | 2018-03-01 07:10:33 | 38991 | 10517 | 6795 | 7988 | 9988 | 398 | 787 | 1362 | 2.73
740454 | 2018-06-17 07:20:33 | 22244 | 243 | 7081 | 7478 | 3271 | 503 | 116 | 656 | 1310 | 709370 | 2018-03-01 07:15:33 | 40129 | 10831 | 6799 | 8617 | 10013 | 561 | 833 | 1367 | 2.73
740455 | 2018-06-17 07:25:33 | 22452 | 243 | 7073 | 7639 | 3256 | 597 | 115 | 656 | 1320 | 709371 | 2018-03-01 07:20:33 | 41118 | 10875 | 6789 | 9188 | 9989 | 995 | 832 | 1367 | 2.73
740456 | 2018-06-17 07:30:34 | 22613 | 243 | 7067 | 7857 | 3228 | 581 | 113 | 674 | 1320 | 709372 | 2018-03-01 07:25:33 | 41652 | 10934 | 6790 | 9551 | 9964 | 1156 | 831 | 1368 | 2.72
740457 | 2018-06-17 07:35:33 | 22598 | 241 | 7074 | 8058 | 3038 | 544 | 112 | 709 | 1660 | 709373 | 2018-03-01 07:30:34 | 41929 | 11074 | 6793 | 9840 | 9973 | 1017 | 833 | 1367 | 2.72
740458 | 2018-06-17 07:40:34 | 22730 | 240 | 7074 | 8221 | 3000 | 547 | 115 | 721 | 1690 | 709374 | 2018-03-01 07:35:35 | 42173 | 11141 | 6793 | 10042 | 9983 | 1011 | 832 | 1366 | 2.88
740459 | 2018-06-17 07:45:34 | 23045 | 239 | 7069 | 8551 | 3028 | 513 | 117 | 722 | 1690 | 709375 | 2018-03-01 07:40:33 | 42127 | 11119 | 6803 | 10250 | 9992 | 773 | 830 | 1367 | 2.94
740460 | 2018-06-17 07:50:33 | 23227 | 240 | 7072 | 8760 | 3026 | 510 | 119 | 720 | 1690 | 709376 | 2018-03-01 07:45:33 | 42311 | 11115 | 6805 | 10508 | 9980 | 710 | 832 | 1368 | 2.94
740461 | 2018-06-17 07:55:33 | 23171 | 244 | 7078 | 8729 | 2996 | 520 | 128 | 720 | 1710 | 709377 | 2018-03-01 07:50:34 | 42490 | 11140 | 6804 | 10666 | 9944 | 744 | 832 | 1368 | 2.94
740462 | 2018-06-17 08:00:34 | 23313 | 243 | 7076 | 8865 | 2980 | 559 | 141 | 721 | 1720 | 709378 | 2018-03-01 07:55:33 | 42674 | 11158 | 6797 | 10698 | 9955 | 868 | 839 | 1366 | 3.42
740463 | 2018-06-17 08:05:34 | 23856 | 244 | 7080 | 9167 | 2979 | 508 | 206 | 721 | 2200 | 709379 | 2018-03-01 08:00:34 | 42711 | 11088 | 6791 | 10599 | 10006 | 1004 | 863 | 1368 | 3.42
740464 | 2018-06-17 08:10:34 | 23856 | 244 | 7080 | 9167 | 2979 | 508 | 206 | 721 | 2210 | 709380 | 2018-03-01 08:05:33 | 42579 | 11060 | 6791 | 10362 | 10028 | 1122 | 863 | 1368 | 34.3
740465 | 2018-06-17 08:15:33 | 23957 | 244 | 7078 | 9309 | 2905 | 507 | 211 | 721 | 2220 | 709381 | 2018-03-01 08:10:33 | 42517 | 11070 | 6789 | 10340 | 10010 | 1006 | 861 | 1366 | 36.5
740466 | 2018-06-17 08:20:35 | 24062 | 244 | 7071 | 9453 | 2871 | 508 | 211 | 721 | 2220 | 709382 | 2018-03-01 08:15:34 | 42635 | 11083 | 6796 | 10506 | 10042 | 901 | 862 | 1368 | 36.5
740467 | 2018-06-17 08:25:33 | 24143 | 243 | 7070 | 9481 | 2936 | 508 | 209 | 721 | 2260 | 709383 | 2018-03-01 08:20:33 | 42874 | 11095 | 6805 | 10694 | 10066 | 906 | 864 | 1367 | 36.5
740468 | 2018-06-17 08:30:33 | 24186 | 242 | 7073 | 9517 | 2971 | 508 | 210 | 720 | 2290 | 709384 | 2018-03-01 08:25:33 | 43132 | 11148 | 6808 | 10805 | 10047 | 1014 | 866 | 1368 | 42.5
740469 | 2018-06-17 08:35:34 | 24216 | 244 | 7072 | 9598 | 2928 | 542 | 217 | 720 | 2760 | 709385 | 2018-03-01 08:30:34 | 43325 | 11148 | 6800 | 10769 | 10067 | 1232 | 864 | 1367 | 42.5
740470 | 2018-06-17 08:40:33 | 24304 | 242 | 7062 | 9718 | 2889 | 595 | 223 | 720 | 2770 | 709386 | 2018-03-01 08:35:34 | 43511 | 11125 | 6795 | 10872 | 10069 | 1341 | 863 | 1368 | 128
740471 | 2018-06-17 08:45:35 | 24410 | 242 | 7063 | 9870 | 2858 | 574 | 230 | 720 | 2770 | 709387 | 2018-03-01 08:40:33 | 43646 | 11127 | 6801 | 10946 | 10094 | 1412 | 824 | 1366 | 138
740472 | 2018-06-17 08:50:33 | 24509 | 243 | 7066 | 10016 | 2872 | 508 | 229 | 721 | 2770 | 709388 | 2018-03-01 08:45:34 | 43835 | 11122 | 6803 | 11044 | 10147 | 1481 | 794 | 1366 | 138
740473 | 2018-06-17 08:55:33 | 24620 | 242 | 7072 | 10046 | 2890 | 566 | 231 | 720 | 2810 | 709389 | 2018-03-01 08:50:33 | 44067 | 11124 | 6797 | 11094 | 10142 | 1670 | 796 | 1367 | 138
740474 | 2018-06-17 09:00:34 | 24704 | 243 | 7063 | 10094 | 2911 | 609 | 226 | 721 | 2830 | 709390 | 2018-03-01 08:55:34 | 44327 | 11128 | 6797 | 11189 | 10159 | 1818 | 794 | 1366 | 155
740475 | 2018-06-17 09:05:33 | 24800 | 244 | 7061 | 10228 | 2955 | 550 | 219 | 722 | 3010 | 709391 | 2018-03-01 09:00:34 | 44528 | 11125 | 6805 | 11317 | 10167 | 1876 | 797 | 1365 | 155
740476 | 2018-06-17 09:10:33 | 25058 | 238 | 7072 | 10221 | 2953 | 509 | 213 | 721 | 3030 | 709392 | 2018-03-01 09:05:34 | 44741 | 11118 | 6803 | 11437 | 10240 | 1877 | 794 | 1365 | 262
740477 | 2018-06-17 09:15:36 | 25187 | 241 | 7072 | 10242 | 2956 | 573 | 211 | 721 | 3030 | 709393 | 2018-03-01 09:10:33 | 45107 | 11149 | 6801 | 11369 | 10229 | 1776 | 794 | 1365 | 268
740478 | 2018-06-17 09:20:34 | 25080 | 242 | 7060 | 10141 | 2958 | 576 | 212 | 721 | 3030 | 709394 | 2018-03-01 09:15:33 | 45471 | 11163 | 6806 | 11109 | 10221 | 1853 | 793 | 1366 | 268
740479 | 2018-06-17 09:25:33 | 25174 | 243 | 7053 | 9968 | 3026 | 780 | 212 | 721 | 3080 | 709395 | 2018-03-01 09:20:34 | 45717 | 11180 | 6808 | 11159 | 10242 | 1762 | 795 | 1365 | 268
740480 | 2018-06-17 09:30:33 | 25312 | 243 | 7063 | 10209 | 3060 | 632 | 211 | 725 | 3110 | 709396 | 2018-03-01 09:25:33 | 45892 | 11192 | 6807 | 11331 | 10254 | 1750 | 787 | 1365 | 292
740481 | 2018-06-17 09:35:34 | 25326 | 244 | 7065 | 10240 | 3076 | 592 | 205 | 736 | 3430 | 709397 | 2018-03-01 09:30:42 | 46012 | 11160 | 6809 | 11623 | 10272 | 1659 | 713 | 1370 | 292
740482 | 2018-06-17 09:40:34 | 25199 | 244 | 7071 | 10110 | 3080 | 611 | 194 | 722 | 3450 | 709398 | 2018-03-01 09:35:38 | 46095 | 11168 | 6812 | 11852 | 10273 | 1490 | 714 | 1381 | 376
740483 | 2018-06-17 09:45:34 | 25303 | 243 | 7070 | 10191 | 3024 | 691 | 195 | 721 | 3460 | 709399 | 2018-03-01 09:40:34 | 45996 | 11159 | 6807 | 11962 | 10253 | 1407 | 718 | 1396 | 379
740484 | 2018-06-17 09:50:34 | 25432 | 244 | 7060 | 10263 | 2950 | 832 | 195 | 721 | 3460 | 709400 | 2018-03-01 09:45:33 | 46064 | 11150 | 6799 | 11966 | 10241 | 1534 | 718 | 1405 | 379
740485 | 2018-06-17 09:55:33 | 25506 | 243 | 7072 | 10415 | 2922 | 774 | 194 | 720 | 3540 | 709401 | 2018-03-01 09:50:34 | 46075 | 11137 | 6797 | 12066 | 10239 | 1459 | 716 | 1409 | 379
740486 | 2018-06-17 10:00:34 | 25582 | 243 | 7075 | 10505 | 2906 | 793 | 191 | 721 | 3560 | 709402 | 2018-03-01 09:55:34 | 46118 | 11159 | 6802 | 12118 | 10268 | 1397 | 716 | 1407 | 407
740487 | 2018-06-17 10:05:33 | 25660 | 244 | 7069 | 10594 | 2869 | 855 | 190 | 719 | 3690 | 709403 | 2018-03-01 10:00:34 | 46251 | 11118 | 6805 | 12361 | 10273 | 1321 | 718 | 1404 | 407
740488 | 2018-06-17 10:10:33 | 25677 | 245 | 7082 | 10652 | 2884 | 789 | 190 | 719 | 3730 | 709404 | 2018-03-01 10:05:33 | 46360 | 11146 | 6817 | 12311 | 10319 | 1285 | 655 | 1406 | 492
740489 | 2018-06-17 10:15:33 | 25850 | 244 | 7076 | 10790 | 2912 | 749 | 191 | 720 | 3730 | 709405 | 2018-03-01 10:10:34 | 46360 | 11146 | 6817 | 12311 | 10319 | 1285 | 655 | 1406 | 500
740490 | 2018-06-17 10:20:34 | 25850 | 244 | 7076 | 10790 | 2912 | 749 | 191 | 720 | 3730 | 709406 | 2018-03-01 10:15:33 | 46415 | 11180 | 6817 | 12201 | 10331 | 1116 | 651 | 1408 | 502
740491 | 2018-06-17 10:25:34 | 25930 | 243 | 7082 | 10956 | 2886 | 695 | 190 | 719 | 3810 | 709407 | 2018-03-01 10:20:34 | 46405 | 11167 | 6818 | 12074 | 10334 | 992 | 691 | 1406 | 502
740492 | 2018-06-17 10:30:34 | 25930 | 243 | 7082 | 10956 | 2886 | 695 | 190 | 719 | 3840 | 709408 | 2018-03-01 10:25:34 | 46456 | 11153 | 6811 | 11964 | 10356 | 1084 | 736 | 1407 | 522
740493 | 2018-06-17 10:35:34 | 26046 | 244 | 7085 | 11158 | 2852 | 670 | 190 | 714 | 3830 | 709409 | 2018-03-01 10:30:33 | 46498 | 11191 | 6806 | 11760 | 10353 | 1337 | 700 | 1407 | 522
740494 | 2018-06-17 10:40:33 | 25992 | 247 | 7083 | 11117 | 2863 | 670 | 176 | 714 | 3850 | 709410 | 2018-03-01 10:35:34 | 46605 | 11213 | 6805 | 11643 | 10327 | 1613 | 654 | 1405 | 705
740495 | 2018-06-17 10:45:34 | 26039 | 244 | 7088 | 11084 | 2946 | 670 | 172 | 713 | 3850 | 709411 | 2018-03-01 10:40:33 | 46778 | 11211 | 6806 | 11897 | 10354 | 1596 | 636 | 1405 | 717
740496 | 2018-06-17 10:50:34 | 26115 | 253 | 7086 | 11098 | 2990 | 678 | 172 | 717 | 3850 | 709412 | 2018-03-01 10:45:33 | 46891 | 11203 | 6809 | 12107 | 10377 | 1498 | 634 | 1403 | 714
740497 | 2018-06-17 10:55:34 | 26191 | 238 | 7079 | 11084 | 3043 | 733 | 172 | 720 | 3900 | 709413 | 2018-03-01 10:50:33 | 46760 | 11196 | 6817 | 12218 | 10406 | 1220 | 638 | 1406 | 714
740498 | 2018-06-17 11:00:34 | 26222 | 174 | 7073 | 11172 | 3060 | 726 | 173 | 721 | 3900 | 709414 | 2018-03-01 10:55:36 | 46819 | 11151 | 6819 | 12333 | 10418 | 1194 | 636 | 1407 | 745
740499 | 2018-06-17 11:05:34 | 26153 | 67 | 7075 | 11197 | 3050 | 757 | 165 | 721 | 3820 | 709415 | 2018-03-01 11:00:34 | 46838 | 11167 | 6822 | 12349 | 10422 | 1182 | 629 | 1407 | 745
740500 | 2018-06-17 11:10:33 | 26250 | 0 | 7081 | 11310 | 3031 | 833 | 151 | 718 | 3840 | 709416 | 2018-03-01 11:05:33 | 46856 | 11187 | 6816 | 12400 | 10427 | 1156 | 604 | 1406 | 792
740501 | 2018-06-17 11:15:34 | 26256 | 0 | 7081 | 11397 | 3059 | 703 | 151 | 719 | 3860 | 709417 | 2018-03-01 11:10:34 | 47081 | 11203 | 6815 | 12529 | 10458 | 1012 | 600 | 1407 | 816
740502 | 2018-06-17 11:20:33 | 26262 | 0 | 7069 | 11441 | 3060 | 672 | 151 | 721 | 3860 | 709418 | 2018-03-01 11:15:33 | 47129 | 11202 | 6815 | 12524 | 10484 | 808 | 604 | 1408 | 816
740503 | 2018-06-17 11:25:34 | 26324 | 0 | 7078 | 11519 | 3064 | 643 | 151 | 721 | 3880 | 709419 | 2018-03-01 11:20:34 | 47171 | 11186 | 6806 | 12594 | 10473 | 808 | 603 | 1408 | 816
740504 | 2018-06-17 11:30:34 | 26347 | 0 | 7075 | 11487 | 3115 | 650 | 151 | 720 | 3880 | 709420 | 2018-03-01 11:25:35 | 47262 | 11166 | 6801 | 12717 | 10479 | 793 | 601 | 1405 | 830
740505 | 2018-06-17 11:35:33 | 26385 | 0 | 7078 | 11525 | 3143 | 635 | 151 | 720 | 3710 | 709421 | 2018-03-01 11:30:34 | 47338 | 11198 | 6803 | 12826 | 10497 | 707 | 598 | 1408 | 830
740506 | 2018-06-17 11:40:33 | 26394 | 0 | 7077 | 11515 | 3172 | 648 | 151 | 721 | 3730 | 709422 | 2018-03-01 11:35:36 | 47331 | 11184 | 6807 | 12837 | 10524 | 668 | 591 | 1410 | 756
740507 | 2018-06-17 11:45:34 | 26485 | 0 | 7080 | 11612 | 3189 | 623 | 151 | 720 | 3730 | 709423 | 2018-03-01 11:40:33 | 47358 | 11149 | 6816 | 12963 | 10523 | 612 | 592 | 1409 | 756
740508 | 2018-06-17 11:50:34 | 26545 | 0 | 7075 | 11667 | 3233 | 597 | 151 | 713 | 3730 | 709424 | 2018-03-01 11:45:33 | 47402 | 11178 | 6813 | 13040 | 10496 | 591 | 591 | 1407 | 756
740509 | 2018-06-17 11:55:34 | 26463 | 0 | 7085 | 11548 | 3261 | 601 | 142 | 717 | 3740 | 709425 | 2018-03-01 11:50:33 | 47398 | 11163 | 6813 | 13005 | 10484 | 642 | 594 | 1411 | 756
740510 | 2018-06-17 12:00:34 | 26399 | 0 | 7081 | 11500 | 3278 | 604 | 108 | 719 | 3740 | 709426 | 2018-03-01 11:55:33 | 47396 | 11173 | 6813 | 12999 | 10505 | 623 | 590 | 1408 | 797
740511 | 2018-06-17 12:05:33 | 26310 | 0 | 7075 | 11352 | 3317 | 647 | 95 | 719 | 3590 | 709427 | 2018-03-01 12:00:33 | 47461 | 11191 | 6810 | 13021 | 10516 | 657 | 575 | 1406 | 794
740512 | 2018-06-17 12:10:34 | 26278 | 0 | 7073 | 11169 | 3291 | 966 | 87 | 718 | 3580 | 709428 | 2018-03-01 12:05:39 | 47567 | 11186 | 6805 | 13091 | 10502 | 747 | 542 | 1409 | 766
740513 | 2018-06-17 12:15:34 | 26269 | 0 | 7081 | 11432 | 3280 | 693 | 86 | 717 | 3600 | 709429 | 2018-03-01 12:10:33 | 47665 | 11196 | 6801 | 13193 | 10504 | 871 | 527 | 1408 | 790
740514 | 2018-06-17 12:20:34 | 26254 | 0 | 7077 | 11460 | 3320 | 610 | 86 | 718 | 3600 | 709430 | 2018-03-01 12:15:33 | 47762 | 11203 | 6800 | 13468 | 10516 | 939 | 527 | 1409 | 790
740515 | 2018-06-17 12:25:34 | 26192 | 0 | 7075 | 11390 | 3381 | 564 | 86 | 714 | 3590 | 709431 | 2018-03-01 12:20:33 | 47853 | 11200 | 6798 | 13699 | 10490 | 876 | 526 | 1406 | 790
740516 | 2018-06-17 12:30:34 | 26110 | 0 | 7078 | 11209 | 3493 | 560 | 85 | 704 | 3590 | 709432 | 2018-03-01 12:25:34 | 47819 | 11205 | 6643 | 13820 | 10499 | 859 | 526 | 1407 | 815
740517 | 2018-06-17 12:35:33 | 25919 | 0 | 7077 | 10984 | 3582 | 494 | 85 | 714 | 3440 | 709433 | 2018-03-01 12:30:33 | 47850 | 11199 | 6413 | 13987 | 10454 | 1002 | 527 | 1408 | 815
740518 | 2018-06-17 12:40:33 | 25765 | 0 | 7072 | 10705 | 3648 | 537 | 85 | 720 | 3450 | 709434 | 2018-03-01 12:35:34 | 47738 | 11195 | 6420 | 14057 | 10438 | 812 | 552 | 1405 | 797
740519 | 2018-06-17 12:45:33 | 25731 | 0 | 7061 | 10626 | 3666 | 545 | 85 | 720 | 3450 | 709435 | 2018-03-01 12:40:33 | 47770 | 11187 | 6418 | 14027 | 10472 | 846 | 552 | 1408 | 786
740520 | 2018-06-17 12:50:34 | 25742 | 0 | 7060 | 10636 | 3678 | 512 | 84 | 720 | 3450 | 709436 | 2018-03-01 12:45:34 | 47714 | 11171 | 6424 | 13995 | 10483 | 825 | 552 | 1406 | 786
740521 | 2018-06-17 12:55:34 | 25732 | 0 | 7066 | 10593 | 3724 | 487 | 70 | 718 | 3420 | 709437 | 2018-03-01 12:50:33 | 47515 | 11187 | 6423 | 13893 | 10477 | 724 | 550 | 1402 | 784
740522 | 2018-06-17 13:00:34 | 25737 | 0 | 7069 | 10593 | 3723 | 489 | 70 | 719 | 3410 | 709438 | 2018-03-01 12:55:33 | 47397 | 11202 | 6422 | 13693 | 10489 | 780 | 552 | 1400 | 831
740523 | 2018-06-17 13:05:33 | 25621 | 0 | 7063 | 10603 | 3705 | 403 | 70 | 716 | 3140 | 709439 | 2018-03-01 13:00:33 | 47325 | 11199 | 6414 | 13646 | 10491 | 740 | 553 | 1398 | 831
740524 | 2018-06-17 13:10:34 | 25631 | 0 | 7060 | 10550 | 3786 | 399 | 70 | 719 | 3150 | 709440 | 2018-03-01 13:05:34 | 47404 | 11212 | 6415 | 13620 | 10484 | 572 | 548 | 1396 | 796
740525 | 2018-06-17 13:15:33 | 25671 | 0 | 7064 | 10570 | 3825 | 355 | 70 | 718 | 3150 | 709441 | 2018-03-01 13:10:34 | 47586 | 11208 | 6422 | 13682 | 10479 | 456 | 538 | 1395 | 787
740526 | 2018-06-17 13:20:34 | 25745 | 0 | 7062 | 10690 | 3780 | 330 | 70 | 719 | 3150 | 709442 | 2018-03-01 13:15:34 | 47595 | 11227 | 6427 | 13656 | 10489 | 438 | 542 | 1398 | 786
740527 | 2018-06-17 13:25:34 | 25677 | 0 | 7059 | 10676 | 3729 | 304 | 70 | 720 | 3150 | 709443 | 2018-03-01 13:20:39 | 47567 | 11223 | 6418 | 13596 | 10485 | 491 | 540 | 1396 | 786
740528 | 2018-06-17 13:30:33 | 25771 | 0 | 7066 | 10680 | 3684 | 306 | 85 | 806 | 3140 | 709444 | 2018-03-01 13:25:33 | 47559 | 11230 | 6423 | 13558 | 10459 | 549 | 540 | 1396 | 811
740529 | 2018-06-17 13:35:33 | 25756 | 0 | 7067 | 10645 | 3660 | 304 | 89 | 820 | 2930 | 709445 | 2018-03-01 13:30:33 | 47279 | 11243 | 6414 | 13351 | 10467 | 552 | 535 | 1398 | 809
740530 | 2018-06-17 13:40:33 | 25785 | 0 | 7063 | 10678 | 3633 | 303 | 89 | 820 | 2940 | 709446 | 2018-03-01 13:35:33 | 47139 | 11208 | 6413 | 13239 | 10480 | 550 | 531 | 1401 | 795
740531 | 2018-06-17 13:45:34 | 25810 | 0 | 7061 | 10668 | 3655 | 295 | 89 | 821 | 2940 | 709447 | 2018-03-01 13:40:33 | 47056 | 11177 | 6412 | 13163 | 10470 | 580 | 532 | 1404 | 803
740532 | 2018-06-17 13:50:34 | 25767 | 0 | 7072 | 10569 | 3682 | 295 | 89 | 820 | 2940 | 709448 | 2018-03-01 13:45:33 | 46934 | 11178 | 6383 | 12932 | 10442 | 746 | 529 | 1406 | 803
740533 | 2018-06-17 13:55:34 | 25675 | 0 | 7071 | 10449 | 3705 | 295 | 89 | 819 | 2950 | 709449 | 2018-03-01 13:50:33 | 46839 | 11199 | 6363 | 12830 | 10454 | 739 | 529 | 1407 | 803
740534 | 2018-06-17 14:00:33 | 25661 | 0 | 7063 | 10399 | 3732 | 313 | 90 | 820 | 2960 | 709450 | 2018-03-01 13:55:34 | 46841 | 11186 | 6367 | 12940 | 10468 | 630 | 528 | 1404 | 838
740535 | 2018-06-17 14:05:35 | 25701 | 0 | 7062 | 10460 | 3704 | 327 | 90 | 821 | 2480 | 709451 | 2018-03-01 14:00:34 | 46645 | 11174 | 6368 | 12958 | 10464 | 440 | 534 | 1404 | 832
740536 | 2018-06-17 14:10:33 | 25796 | 0 | 7060 | 10612 | 3680 | 301 | 91 | 821 | 2520 | 709452 | 2018-03-01 14:05:34 | 46541 | 11178 | 6372 | 12989 | 10442 | 356 | 532 | 1404 | 806
740537 | 2018-06-17 14:15:33 | 26015 | 0 | 7057 | 10799 | 3715 | 295 | 91 | 820 | 2510 | 709453 | 2018-03-01 14:10:33 | 46594 | 11183 | 6379 | 13108 | 10456 | 216 | 573 | 1405 | 819
740538 | 2018-06-17 14:20:33 | 26090 | 0 | 7033 | 10841 | 3771 | 295 | 91 | 822 | 2510 | 709454 | 2018-03-01 14:15:35 | 46577 | 11195 | 6371 | 13113 | 10428 | 171 | 622 | 1405 | 819
740539 | 2018-06-17 14:25:34 | 26115 | 0 | 7006 | 10793 | 3873 | 295 | 90 | 821 | 2540 | 709455 | 2018-03-01 14:20:34 | 46585 | 11190 | 6364 | 13122 | 10416 | 284 | 523 | 1403 | 819
740540 | 2018-06-17 14:30:34 | 26234 | 0 | 6984 | 10794 | 4013 | 295 | 90 | 820 | 2540 | 709456 | 2018-03-01 14:25:33 | 46538 | 11224 | 6367 | 12953 | 10456 | 325 | 521 | 1403 | 842
740541 | 2018-06-17 14:35:34 | 26342 | 0 | 6961 | 10769 | 4169 | 295 | 90 | 821 | 2260 | 709457 | 2018-03-01 14:30:33 | 46503 | 11212 | 6369 | 12748 | 10556 | 405 | 521 | 1402 | 842
740542 | 2018-06-17 14:40:33 | 26280 | 0 | 6930 | 10545 | 4216 | 436 | 91 | 820 | 2280 | 709458 | 2018-03-01 14:35:34 | 46431 | 11208 | 6363 | 12608 | 10582 | 452 | 526 | 1403 | 750
740543 | 2018-06-17 14:45:33 | 26263 | 0 | 6907 | 10518 | 4300 | 363 | 91 | 820 | 2280 | 709459 | 2018-03-01 14:40:33 | 46454 | 11226 | 6355 | 12545 | 10576 | 521 | 539 | 1403 | 748
740544 | 2018-06-17 14:50:33 | 26380 | 0 | 6885 | 10607 | 4391 | 296 | 91 | 821 | 2280 | 709460 | 2018-03-01 14:45:34 | 46349 | 11222 | 6364 | 12393 | 10601 | 536 | 540 | 1404 | 748
740545 | 2018-06-17 14:55:33 | 26345 | 0 | 6867 | 10525 | 4434 | 300 | 91 | 821 | 2310 | 709461 | 2018-03-01 14:50:33 | 46099 | 11109 | 6368 | 12161 | 10593 | 634 | 540 | 1405 | 748
740546 | 2018-06-17 15:00:33 | 26409 | 0 | 6845 | 10534 | 4466 | 356 | 98 | 821 | 2320 | 709462 | 2018-03-01 14:55:34 | 46144 | 11109 | 6371 | 12196 | 10565 | 672 | 540 | 1401 | 790
740547 | 2018-06-17 15:05:33 | 26601 | 0 | 6839 | 10668 | 4507 | 362 | 114 | 820 | 2010 | 709463 | 2018-03-01 15:00:33 | 46168 | 11166 | 6362 | 12221 | 10538 | 648 | 540 | 1403 | 790
740548 | 2018-06-17 15:10:33 | 26965 | 0 | 6840 | 10780 | 4556 | 300 | 118 | 821 | 2020 | 709464 | 2018-03-01 15:05:34 | 46204 | 11211 | 6361 | 12387 | 10525 | 517 | 543 | 1403 | 634
740549 | 2018-06-17 15:15:33 | 27120 | 0 | 6844 | 10835 | 4644 | 295 | 117 | 820 | 2030 | 709465 | 2018-03-01 15:10:33 | 46145 | 11212 | 6367 | 12513 | 10507 | 396 | 585 | 1402 | 642
740550 | 2018-06-17 15:20:33 | 27088 | 0 | 6842 | 10695 | 4747 | 295 | 117 | 828 | 2030 | 709466 | 2018-03-01 15:15:33 | 46137 | 11203 | 6362 | 12409 | 10506 | 515 | 595 | 1404 | 642
740551 | 2018-06-17 15:25:34 | 27093 | 0 | 6835 | 10651 | 4789 | 295 | 117 | 839 | 2050 | 709467 | 2018-03-01 15:20:33 | 46013 | 11155 | 6363 | 12275 | 10539 | 534 | 599 | 1406 | 642
740552 | 2018-06-17 15:30:34 | 27124 | 0 | 6840 | 10580 | 4850 | 330 | 118 | 840 | 2060 | 709468 | 2018-03-01 15:25:33 | 45980 | 11147 | 6360 | 12236 | 10555 | 534 | 597 | 1408 | 671
740553 | 2018-06-17 15:35:33 | 27266 | 0 | 6839 | 10598 | 4962 | 334 | 131 | 840 | 1740 | 709469 | 2018-03-01 15:30:33 | 46026 | 11178 | 6366 | 12229 | 10576 | 534 | 595 | 1407 | 671
740554 | 2018-06-17 15:40:33 | 27438 | 0 | 6840 | 10690 | 5024 | 346 | 138 | 841 | 1740 | 709470 | 2018-03-01 15:35:33 | 45980 | 11173 | 6372 | 12197 | 10536 | 540 | 600 | 1405 | 493
740555 | 2018-06-17 15:45:34 | 27508 | 0 | 6837 | 10759 | 5036 | 340 | 138 | 840 | 1750 | 709471 | 2018-03-01 15:40:33 | 46054 | 11202 | 6377 | 12208 | 10498 | 534 | 611 | 1403 | 501
740556 | 2018-06-17 15:50:34 | 27600 | 0 | 6831 | 10910 | 5006 | 317 | 138 | 841 | 1750 | 709472 | 2018-03-01 15:45:35 | 46078 | 11216 | 6370 | 12216 | 10507 | 531 | 617 | 1401 | 501
740557 | 2018-06-17 15:55:34 | 27774 | 0 | 6832 | 11063 | 5028 | 327 | 140 | 841 | 1760 | 709473 | 2018-03-01 15:50:34 | 46066 | 11215 | 6370 | 12245 | 10531 | 457 | 625 | 1402 | 501
740558 | 2018-06-17 16:00:33 | 27912 | 0 | 6833 | 11126 | 4989 | 439 | 167 | 841 | 1780 | 709474 | 2018-03-01 15:55:34 | 46247 | 11200 | 6371 | 12453 | 10505 | 464 | 632 | 1401 | 523
740559 | 2018-06-17 16:05:33 | 28011 | 0 | 6827 | 11285 | 4902 | 420 | 234 | 850 | 1530 | 709475 | 2018-03-01 16:00:33 | 46378 | 11170 | 6369 | 12583 | 10500 | 495 | 637 | 1403 | 523
740560 | 2018-06-17 16:10:34 | 28158 | 0 | 6824 | 11427 | 4881 | 392 | 292 | 855 | 1530 | 709476 | 2018-03-01 16:05:33 | 46504 | 11135 | 6359 | 12634 | 10498 | 643 | 640 | 1373 | 333
740561 | 2018-06-17 16:15:34 | 28190 | 0 | 6827 | 11528 | 4890 | 306 | 296 | 851 | 1540 | 709477 | 2018-03-01 16:10:34 | 46682 | 11155 | 6357 | 12831 | 10470 | 595 | 671 | 1372 | 346
740562 | 2018-06-17 16:20:34 | 28108 | 0 | 6836 | 11536 | 4938 | 157 | 294 | 857 | 1540 | 709478 | 2018-03-01 16:15:33 | 46775 | 11160 | 6362 | 12988 | 10427 | 533 | 697 | 1366 | 346
740563 | 2018-06-17 16:25:33 | 28071 | 0 | 6832 | 11340 | 4917 | 315 | 295 | 883 | 1550 | 709479 | 2018-03-01 16:20:33 | 46863 | 11190 | 6365 | 13069 | 10394 | 536 | 698 | 1370 | 346
740564 | 2018-06-17 16:30:34 | 28074 | 0 | 6821 | 11420 | 4886 | 293 | 295 | 870 | 1550 | 709480 | 2018-03-01 16:25:33 | 46930 | 11174 | 6366 | 13193 | 10417 | 555 | 697 | 1373 | 369
740565 | 2018-06-17 16:35:34 | 28014 | 0 | 6828 | 11421 | 4899 | 242 | 295 | 874 | 1280 | 709481 | 2018-03-01 16:30:33 | 46956 | 11139 | 6365 | 13453 | 10473 | 610 | 704 | 1370 | 369
740566 | 2018-06-17 16:40:33 | 27935 | 0 | 6831 | 11320 | 4976 | 209 | 295 | 883 | 1290 | 709482 | 2018-03-01 16:35:33 | 47141 | 11166 | 6362 | 13692 | 10429 | 559 | 720 | 1371 | 211
740567 | 2018-06-17 16:45:33 | 28011 | 0 | 6821 | 11269 | 5021 | 303 | 293 | 887 | 1290 | 709483 | 2018-03-01 16:40:34 | 47364 | 11182 | 6366 | 13888 | 10429 | 533 | 753 | 1370 | 210
740568 | 2018-06-17 16:50:33 | 28047 | 0 | 6818 | 11295 | 5068 | 286 | 275 | 888 | 1290 | 709484 | 2018-03-01 16:45:33 | 47630 | 11166 | 6372 | 14141 | 10473 | 533 | 754 | 1371 | 210
740569 | 2018-06-17 16:55:33 | 28069 | 0 | 6827 | 11291 | 5089 | 286 | 275 | 887 | 1300 | 709485 | 2018-03-01 16:50:34 | 47630 | 11166 | 6372 | 14141 | 10473 | 533 | 754 | 1371 | 210
740570 | 2018-06-17 17:00:34 | 28165 | 0 | 6827 | 11290 | 5074 | 374 | 275 | 910 | 1300 | 709486 | 2018-03-01 16:55:33 | 47722 | 11173 | 6367 | 14254 | 10479 | 534 | 755 | 1372 | 231
740571 | 2018-06-17 17:05:34 | 28421 | 0 | 6810 | 11343 | 5043 | 612 | 287 | 911 | 995 | 709487 | 2018-03-01 17:00:34 | 47662 | 11176 | 6369 | 14098 | 10489 | 533 | 831 | 1373 | 231
740572 | 2018-06-17 17:10:33 | 28632 | 0 | 6809 | 11499 | 4960 | 643 | 346 | 935 | 1000 | 709488 | 2018-03-01 17:05:35 | 47755 | 11201 | 6368 | 14155 | 10500 | 533 | 852 | 1373 | 86.1
740573 | 2018-06-17 17:15:33 | 28560 | 0 | 6812 | 11630 | 4994 | 326 | 353 | 946 | 1010 | 709489 | 2018-03-01 17:10:34 | 47828 | 11224 | 6364 | 14315 | 10499 | 535 | 802 | 1373 | 92.8
740574 | 2018-06-17 17:20:34 | 28560 | 0 | 6812 | 11630 | 4994 | 326 | 353 | 946 | 1010 | 709490 | 2018-03-01 17:15:33 | 47901 | 11216 | 6366 | 14364 | 10524 | 544 | 805 | 1373 | 92.8
740575 | 2018-06-17 17:25:33 | 28674 | 0 | 6812 | 11695 | 5052 | 288 | 358 | 944 | 1020 | 709491 | 2018-03-01 17:20:33 | 47993 | 11208 | 6365 | 14448 | 10549 | 536 | 806 | 1372 | 92.8
740576 | 2018-06-17 17:30:33 | 28668 | 0 | 6819 | 11550 | 5161 | 287 | 361 | 942 | 1020 | 709492 | 2018-03-01 17:25:34 | 48245 | 11192 | 6360 | 14589 | 10538 | 673 | 813 | 1371 | 106
740577 | 2018-06-17 17:35:34 | 28569 | 0 | 6816 | 11360 | 5239 | 299 | 338 | 943 | 793 | 709493 | 2018-03-01 17:30:34 | 48589 | 11214 | 6361 | 14765 | 10545 | 759 | 829 | 1387 | 106
740578 | 2018-06-17 17:40:34 | 28688 | 0 | 6814 | 11329 | 5263 | 458 | 272 | 943 | 797 | 709494 | 2018-03-01 17:35:34 | 48905 | 11229 | 6360 | 14889 | 10537 | 901 | 844 | 1402 | 13.1
740579 | 2018-06-17 17:45:33 | 28813 | 0 | 6807 | 11358 | 5308 | 471 | 271 | 943 | 804 | 709495 | 2018-03-01 17:40:34 | 49014 | 11231 | 6356 | 14956 | 10515 | 955 | 854 | 1404 | 13.9
740580 | 2018-06-17 17:50:33 | 28716 | 0 | 6808 | 11373 | 5278 | 363 | 270 | 942 | 804 | 709496 | 2018-03-01 17:45:34 | 49101 | 11210 | 6358 | 15016 | 10527 | 999 | 855 | 1403 | 13.9
740581 | 2018-06-17 17:55:34 | 28847 | 0 | 6801 | 11394 | 5307 | 425 | 268 | 944 | 812 | 709497 | 2018-03-01 17:50:34 | 49183 | 11225 | 6358 | 15127 | 10486 | 1017 | 856 | 1404 | 13.9
740582 | 2018-06-17 18:00:34 | 28920 | 0 | 6799 | 11415 | 5464 | 307 | 269 | 936 | 821 | 709498 | 2018-03-01 17:55:33 | 49574 | 11224 | 6351 | 15234 | 10490 | 1304 | 855 | 1405 | 15.7
740583 | 2018-06-17 18:05:34 | 29047 | 0 | 6813 | 11273 | 5703 | 287 | 280 | 934 | 619 | 709499 | 2018-03-01 18:00:33 | 49761 | 11250 | 6357 | 15212 | 10471 | 1432 | 860 | 1410 | 15.7
740584 | 2018-06-17 18:10:34 | 28926 | 0 | 6810 | 10788 | 5860 | 472 | 280 | 934 | 623 | 709500 | 2018-03-01 18:05:33 | 50083 | 11302 | 6358 | 15236 | 10494 | 1536 | 874 | 1439 | 0.111
740585 | 2018-06-17 18:15:34 | 28966 | 0 | 6795 | 10550 | 5954 | 641 | 273 | 947 | 629 | 709501 | 2018-03-01 18:10:33 | 50376 | 11336 | 6356 | 15439 | 10454 | 1566 | 881 | 1441 | 0.227
740586 | 2018-06-17 18:20:34 | 28979 | 0 | 6796 | 10510 | 6043 | 592 | 272 | 938 | 629 | 709502 | 2018-03-01 18:15:33 | 50356 | 11321 | 6361 | 15487 | 10434 | 1543 | 880 | 1441 | 0.227
740587 | 2018-06-17 18:25:33 | 28967 | 0 | 6804 | 10513 | 6030 | 591 | 272 | 928 | 636 | 709503 | 2018-03-01 18:20:33 | 50357 | 11294 | 6365 | 15566 | 10427 | 1531 | 877 | 1443 | 0.227
740588 | 2018-06-17 18:30:33 | 28884 | 0 | 6799 | 10468 | 5987 | 595 | 272 | 932 | 640 | 709504 | 2018-03-01 18:25:33 | 50338 | 11316 | 6366 | 15636 | 10440 | 1389 | 886 | 1449 | 0.227
740589 | 2018-06-17 18:35:34 | 28709 | 0 | 6796 | 10388 | 5924 | 655 | 273 | 844 | 415 | 709505 | 2018-03-01 18:30:33 | 50368 | 11280 | 6365 | 15586 | 10472 | 1386 | 955 | 1460 | 0.227
740590 | 2018-06-17 18:40:34 | 28712 | 0 | 6793 | 10286 | 5941 | 736 | 272 | 855 | 420 | 709506 | 2018-03-01 18:35:33 | 50134 | 11296 | 6367 | 15712 | 10471 | 1289 | 956 | 1462 | 3.17
740591 | 2018-06-17 18:45:34 | 28657 | 0 | 6806 | 10269 | 5941 | 693 | 263 | 855 | 423 | 709507 | 2018-03-01 18:40:33 | 49952 | 11343 | 6360 | 15820 | 10412 | 1255 | 954 | 1465 | 3.17
740592 | 2018-06-17 18:50:33 | 28666 | 0 | 6825 | 10277 | 6000 | 615 | 260 | 859 | 423 | 709508 | 2018-03-01 18:45:34 | 49865 | 11311 | 6355 | 15763 | 10397 | 1300 | 935 | 1467 | 3.17
740593 | 2018-06-17 18:55:33 | 28656 | 0 | 6846 | 10255 | 5980 | 627 | 259 | 858 | 428 | 709509 | 2018-03-01 18:50:33 | 49865 | 11305 | 6359 | 15802 | 10395 | 1268 | 933 | 1467 | 3.17
740594 | 2018-06-17 19:00:33 | 28816 | 0 | 6877 | 10252 | 5998 | 742 | 259 | 858 | 434 | 709510 | 2018-03-01 18:55:33 | 49848 | 11314 | 6358 | 15700 | 10413 | 1333 | 929 | 1466 | 3.17
740595 | 2018-06-17 19:05:34 | 28736 | 0 | 6902 | 10318 | 5974 | 599 | 256 | 857 | 287 | 709511 | 2018-03-01 19:00:34 | 49461 | 11327 | 6362 | 15329 | 10437 | 1335 | 930 | 1434 | 3.17
740596 | 2018-06-17 19:10:34 | 28772 | 0 | 6915 | 10278 | 6024 | 629 | 241 | 856 | 291 | 709512 | 2018-03-01 19:05:33 | 49112 | 11287 | 6358 | 15289 | 10443 | 1092 | 929 | 1434 | 3.17
740597 | 2018-06-17 19:15:33 | 28720 | 0 | 6939 | 10163 | 6109 | 589 | 240 | 850 | 292 | 709513 | 2018-03-01 19:10:33 | 49000 | 11287 | 6360 | 15471 | 10426 | 896 | 913 | 1435 | 3.17
740598 | 2018-06-17 19:20:34 | 28627 | 0 | 6967 | 10022 | 6125 | 587 | 239 | 857 | 292 | 709514 | 2018-03-01 19:15:33 | 48741 | 11303 | 6364 | 15089 | 10362 | 725 | 880 | 1435 | 3.17
740599 | 2018-06-17 19:25:34 | 28500 | 0 | 6992 | 9922 | 6073 | 587 | 238 | 859 | 295 | 709515 | 2018-03-01 19:20:34 | 48343 | 11330 | 6362 | 14488 | 10170 | 798 | 818 | 1438 | 3.17
740600 | 2018-06-17 19:30:33 | 28334 | 0 | 6994 | 9814 | 6015 | 590 | 238 | 854 | 298 | 709516 | 2018-03-01 19:25:33 | 48135 | 11317 | 6352 | 14265 | 10361 | 893 | 818 | 1447 | 3.17
740601 | 2018-06-17 19:35:33 | 28163 | 0 | 6988 | 9745 | 5887 | 628 | 238 | 847 | 148 | 709517 | 2018-03-01 19:30:33 | 47906 | 11256 | 6347 | 14027 | 10382 | 863 | 867 | 1472 | 0
740602 | 2018-06-17 19:40:34 | 28037 | 0 | 6990 | 9739 | 5829 | 564 | 238 | 848 | 152 | 709518 | 2018-03-01 19:35:33 | 47496 | 11219 | 6357 | 13880 | 10376 | 630 | 880 | 1467 | 0
740603 | 2018-06-17 19:45:34 | 28028 | 0 | 6991 | 9731 | 5850 | 546 | 239 | 842 | 154 | 709519 | 2018-03-01 19:40:33 | 47257 | 11272 | 6361 | 13632 | 10381 | 629 | 820 | 1469 | 0
740604 | 2018-06-17 19:50:34 | 27961 | 0 | 6997 | 9817 | 5947 | 284 | 227 | 858 | 154 | 709520 | 2018-03-01 19:45:33 | 47138 | 11235 | 6366 | 13532 | 10397 | 587 | 870 | 1463 | 0
740605 | 2018-06-17 19:55:33 | 27961 | 0 | 6997 | 9817 | 5947 | 284 | 227 | 858 | 160 | 709521 | 2018-03-01 19:50:33 | 46686 | 11234 | 6361 | 13050 | 10366 | 618 | 899 | 1465 | 0
740606 | 2018-06-17 20:00:34 | 27800 | 0 | 6990 | 9763 | 5869 | 283 | 214 | 850 | 162 | 709522 | 2018-03-01 19:55:58 | 46042 | 11278 | 6361 | 12201 | 10371 | 793 | 879 | 1466 | 0
740607 | 2018-06-17 20:05:33 | 27789 | 0 | 6991 | 9810 | 5789 | 361 | 167 | 842 | 47 | 709523 | 2018-03-01 20:00:39 | 46042 | 11278 | 6361 | 12201 | 10371 | 793 | 879 | 1466 | 0
740608 | 2018-06-17 20:10:34 | 27906 | 0 | 6982 | 9919 | 5829 | 496 | 125 | 851 | 47.9 | 709524 | 2018-03-01 20:09:24 | 46042 | 11278 | 6361 | 12201 | 10371 | 793 | 879 | 1466 | 0
740609 | 2018-06-17 20:15:33 | 27763 | 0 | 6985 | 9880 | 5861 | 374 | 124 | 860 | 48.8 | 709525 | 2018-03-01 20:13:22 | 46042 | 11278 | 6361 | 12201 | 10371 | 793 | 879 | 1466 | 0
740610 | 2018-06-17 20:20:33 | 27665 | 0 | 6988 | 9898 | 5831 | 287 | 123 | 858 | 48.8 | 709526 | 2018-03-01 20:16:14 | 46042 | 11278 | 6361 | 12201 | 10371 | 793 | 879 | 1466 | 0
740611 | 2018-06-17 20:25:40 | 27566 | 34 | 6989 | 9796 | 5775 | 307 | 123 | 862 | 50.9 | 709527 | 2018-03-01 20:23:08 | 45084 | 11255 | 6355 | 11272 | 10370 | 968 | 777 | 1437 | 0
740612 | 2018-06-17 20:30:34 | 27464 | 97 | 6976 | 9667 | 5727 | 336 | 124 | 859 | 52.7 | 709528 | 2018-03-01 20:26:01 | 44746 | 11274 | 6370 | 11078 | 10384 | 777 | 774 | 1439 | 0
740613 | 2018-06-17 20:35:34 | 27330 | 122 | 6987 | 9535 | 5691 | 333 | 124 | 860 | 8.6 | 709529 | 2018-03-01 20:31:45 | 44545 | 11305 | 6366 | 10825 | 10403 | 778 | 778 | 1440 | 0
740614 | 2018-06-17 20:40:34 | 27298 | 145 | 6989 | 9485 | 5686 | 326 | 124 | 861 | 8.66 | 709530 | 2018-03-01 20:36:40 | 44145 | 11227 | 6352 | 10392 | 10377 | 991 | 788 | 1436 | 0
740615 | 2018-06-17 20:45:33 | 27193 | 164 | 6982 | 9359 | 5704 | 316 | 124 | 861 | 8.71 | 709531 | 2018-03-01 20:40:33 | 44145 | 11227 | 6352 | 10392 | 10377 | 991 | 788 | 1436 | 0
740616 | 2018-06-17 20:50:33 | 27089 | 186 | 6981 | 9217 | 5750 | 290 | 123 | 859 | 8.71 | 709532 | 2018-03-01 20:45:33 | 43957 | 11219 | 6352 | 10292 | 10402 | 884 | 795 | 1436 | 0
740617 | 2018-06-17 20:55:33 | 27041 | 214 | 6987 | 9185 | 5707 | 290 | 123 | 854 | 8.8 | 709533 | 2018-03-01 20:50:34 | 43543 | 11219 | 6361 | 9882 | 10455 | 789 | 825 | 1437 | 0
740618 | 2018-06-17 21:00:33 | 26925 | 235 | 6983 | 9100 | 5658 | 291 | 123 | 852 | 8.86 | 709534 | 2018-03-01 20:55:33 | 43359 | 11237 | 6358 | 9507 | 10456 | 910 | 823 | 1434 | 0
740619 | 2018-06-17 21:05:34 | 26836 | 251 | 6978 | 8948 | 5710 | 291 | 122 | 856 | 1.3 | 709535 | 2018-03-01 21:00:33 | 43106 | 11216 | 6361 | 9340 | 10450 | 830 | 809 | 1432 | 0
740620 | 2018-06-17 21:10:33 | 26863 | 257 | 6979 | 8938 | 5825 | 356 | 101 | 860 | 1.3 | 709536 | 2018-03-01 21:05:33 | 42530 | 11243 | 6365 | 8984 | 10478 | 627 | 794 | 1434 | 0
740621 | 2018-06-17 21:15:33 | 26887 | 251 | 6971 | 8806 | 5982 | 403 | 83 | 857 | 1.3 | 709537 | 2018-03-01 21:10:33 | 42322 | 11250 | 6356 | 8999 | 10457 | 835 | 592 | 1435 | 0
740622 | 2018-06-17 21:20:33 | 26617 | 245 | 6968 | 8610 | 6027 | 293 | 80 | 861 | 1.3 | 709538 | 2018-03-01 21:15:33 | 42005 | 11233 | 6364 | 9037 | 10434 | 623 | 481 | 1437 | 0
740623 | 2018-06-17 21:25:33 | 26510 | 315 | 6980 | 8447 | 6112 | 184 | 78 | 861 | 1.3 | 709539 | 2018-03-01 21:20:34 | 41461 | 11224 | 6371 | 8620 | 10438 | 485 | 486 | 1441 | 0
740624 | 2018-06-17 21:30:33 | 26213 | 345 | 6974 | 8209 | 5914 | 297 | 80 | 861 | 1.3 | 709540 | 2018-03-01 21:25:33 | 41008 | 11262 | 6363 | 8081 | 10439 | 534 | 490 | 1441 | 0
740625 | 2018-06-17 21:35:34 | 26006 | 358 | 6969 | 8080 | 5839 | 298 | 79 | 860 | 0 | 709541 | 2018-03-01 21:30:33 | 40743 | 11264 | 6358 | 7779 | 10415 | 599 | 488 | 1441 | 0
740626 | 2018-06-17 21:40:34 | 25707 | 371 | 6970 | 7894 | 5787 | 237 | 79 | 851 | 0 | 709542 | 2018-03-01 21:35:33 | 40402 | 11249 | 6355 | 7506 | 10395 | 566 | 474 | 1440 | 0
740627 | 2018-06-17 21:45:35 | 25295 | 375 | 6969 | 7658 | 5679 | 175 | 80 | 840 | 0 | 709543 | 2018-03-01 21:40:34 | 39975 | 11167 | 6357 | 7223 | 10383 | 411 | 466 | 1440 | 0
740628 | 2018-06-17 21:50:34 | 24991 | 388 | 6970 | 7452 | 5577 | 164 | 80 | 841 | 0 | 709544 | 2018-03-01 21:45:33 | 39646 | 11072 | 6365 | 6984 | 10362 | 411 | 465 | 1444 | 0
740629 | 2018-06-17 21:55:33 | 24739 | 402 | 6968 | 7236 | 5611 | 83 | 79 | 842 | 0 | 709545 | 2018-03-01 21:50:34 | 39114 | 10915 | 6371 | 6597 | 10341 | 411 | 464 | 1446 | 0
740630 | 2018-06-17 22:00:34 | 24374 | 418 | 6970 | 6932 | 5607 | 8 | 79 | 841 | 5.43 | 709546 | 2018-03-01 21:55:33 | 38721 | 10605 | 6364 | 6507 | 10341 | 416 | 467 | 1445 | 0
740631 | 2018-06-17 22:05:34 | 24288 | 434 | 6968 | 6917 | 5553 | 0 | 77 | 844 | 0 | 709547 | 2018-03-01 22:00:33 | 38253 | 10505 | 6359 | 6370 | 10354 | 412 | 465 | 1443 | 0
740632 | 2018-06-17 22:10:33 | 23927 | 448 | 6955 | 7040 | 5476 | 0 | 73 | 857 | 0 | 709548 | 2018-03-01 22:05:35 | 37779 | 10592 | 6360 | 6334 | 10380 | 366 | 462 | 1443 | 0
740633 | 2018-06-17 22:15:34 | 23695 | 459 | 6950 | 6833 | 5517 | 0 | 73 | 848 | 0 | 709549 | 2018-03-01 22:10:33 | 37370 | 10602 | 6366 | 6658 | 10355 | 145 | 445 | 1442 | 0
740634 | 2018-06-17 22:20:33 | 23433 | 495 | 6965 | 6417 | 5609 | 0 | 73 | 858 | 0 | 709550 | 2018-03-01 22:15:33 | 36938 | 10477 | 6359 | 6906 | 10328 | 106 | 455 | 1442 | 0
740635 | 2018-06-17 22:25:33 | 23154 | 501 | 6966 | 6135 | 5612 | 0 | 73 | 853 | 0 | 709551 | 2018-03-01 22:20:33 | 36722 | 10411 | 6352 | 6845 | 10354 | 107 | 455 | 1443 | 0
740636 | 2018-06-17 22:30:34 | 22894 | 493 | 6956 | 5892 | 5613 | 0 | 73 | 853 | 0.272 | 709552 | 2018-03-01 22:25:34 | 36437 | 10381 | 6354 | 6615 | 10340 | 99 | 450 | 1443 | 0
740637 | 2018-06-17 22:35:34 | 22613 | 486 | 6951 | 5638 | 5603 | 0 | 73 | 847 | 0 | 709553 | 2018-03-01 22:30:34 | 36102 | 10274 | 6353 | 6418 | 10311 | 103 | 448 | 1440 | 0
740638 | 2018-06-17 22:40:33 | 22434 | 488 | 6953 | 5458 | 5596 | 0 | 73 | 845 | 0 | 709554 | 2018-03-01 22:35:34 | 35749 | 10215 | 6358 | 6144 | 10291 | 97 | 448 | 1441 | 0
740639 | 2018-06-17 22:45:34 | 22279 | 489 | 6956 | 5286 | 5610 | 0 | 74 | 842 | 0 | 709555 | 2018-03-01 22:40:33 | 35630 | 10210 | 6363 | 6134 | 10281 | 0 | 449 | 1443 | 0
740640 | 2018-06-17 22:50:34 | 22176 | 481 | 6949 | 5189 | 5618 | 0 | 73 | 845 | 0 | 709556 | 2018-03-01 22:45:33 | 35386 | 10199 | 6364 | 5899 | 10282 | 0 | 449 | 1442 | 0
740641 | 2018-06-17 22:55:34 | 21771 | 490 | 6956 | 4859 | 5529 | 0 | 73 | 843 | 0 | 709557 | 2018-03-01 22:50:34 | 35126 | 10214 | 6364 | 5597 | 10311 | 0 | 448 | 1442 | 0
740642 | 2018-06-17 23:00:34 | 21771 | 490 | 6956 | 4859 | 5529 | 0 | 73 | 843 | 0 | 709558 | 2018-03-01 22:55:33 | 34728 | 10165 | 6362 | 5252 | 10309 | 0 | 448 | 1442 | 0
740643 | 2018-06-17 23:05:34 | 21662 | 489 | 6942 | 4841 | 5447 | 0 | 73 | 850 | 0 | 709559 | 2018-03-01 23:00:34 | 34260 | 10045 | 6361 | 4921 | 10250 | 0 | 448 | 1445 | 0
740644 | 2018-06-17 23:10:33 | 21622 | 483 | 6754 | 4960 | 5478 | 0 | 73 | 853 | 0 | 709560 | 2018-03-01 23:05:33 | 33894 | 9832 | 6362 | 4299 | 10233 | 0 | 448 | 1443 | 0
740645 | 2018-06-17 23:15:34 | 21625 | 484 | 6620 | 4972 | 5606 | 0 | 72 | 852 | 0 | 709561 | 2018-03-01 23:10:32 | 33613 | 9522 | 6359 | 3908 | 10226 | 0 | 449 | 1446 | 0
740646 | 2018-06-17 23:20:35 | 21588 | 491 | 6624 | 4867 | 5666 | 0 | 73 | 847 | 0 | 709562 | 2018-03-01 23:15:33 | 33494 | 9307 | 6354 | 3509 | 10230 | 0 | 449 | 1443 | 0
740647 | 2018-06-17 23:25:34 | 21521 | 491 | 6630 | 4744 | 5729 | 0 | 72 | 835 | 0 | 709563 | 2018-03-01 23:20:33 | 33573 | 9264 | 6356 | 3223 | 10232 | 0 | 445 | 1440 | 0
740648 | 2018-06-17 23:30:33 | 21361 | 416 | 6626 | 4803 | 5586 | 0 | 72 | 838 | 0 | 709564 | 2018-03-01 23:25:34 | 33351 | 9303 | 6360 | 2941 | 10217 | 0 | 441 | 1439 | 0
740649 | 2018-06-17 23:35:33 | 21271 | 243 | 6617 | 4954 | 5510 | 0 | 74 | 852 | 0 | 709565 | 2018-03-01 23:30:34 | 33282 | 9385 | 6365 | 2766 | 10236 | 0 | 441 | 1439 | 0
740650 | 2018-06-17 23:40:33 | 21191 | 244 | 6613 | 4948 | 5455 | 0 | 73 | 836 | 0 | 709566 | 2018-03-01 23:35:33 | 33285 | 9407 | 6366 | 2748 | 10243 | 0 | 428 | 1442 | 0
740651 | 2018-06-17 23:45:34 | 21218 | 242 | 6612 | 4830 | 5605 | 0 | 73 | 834 | 0 | 709567 | 2018-03-01 23:40:33 | 33274 | 9377 | 6365 | 2780 | 10231 | 0 | 428 | 1442 | 0
740652 | 2018-06-17 23:50:33 | 21247 | 242 | 6622 | 4812 | 5641 | 0 | 73 | 835 | 0 | 709568 | 2018-03-01 23:45:33 | 33240 | 9341 | 6365 | 2771 | 10236 | 0 | 433 | 1443 | 0
740653 | 2018-06-17 23:55:33 | 21325 | 242 | 6624 | 4883 | 5641 | 0 | 74 | 839 | 0 | 709569 | 2018-03-01 23:50:32 | 33242 | 9345 | 6364 | 2772 | 10234 | 0 | 434 | 1443 | 0

## Summer model
[34 empty] | Largest tank vol required (m3) | 984.2353
[20 empty] | U (kW/m2K)= | 1.4143 |  | Max area = | 60246.1081 | m2 |  |  | m=Q/Cps(T1s-T2s) |  |  |  | 24 hr hot salt |  | salt density (kg/m3) | 1680 |  | (m) | (m3) |  | hot salt into hot tank = cold salt into reactor vessel
[18 empty] | Turbine thermal eff = | 41% | Salt/Water Hex eff = | 0.717 |  | Thin (°C) | 565 | Tcin (°C) | 230 |  | Cps= | 1.56 | kJ/kg K |  | accumulation balance | 0.00010149 | seconds/5 min interval | 300 | cubic dimensions | 9.947 | 984.1841 |  | Salt-salt Hex effectiveness = 0.95
[18 empty] | Highest Flowrate | 1169.5 | log mean temp = | 43.2809 | (°C) | Thout (°C) | 290 | Tcout (°C) | 535 |  | Max salt flow rqd = | 9251.2175 | kg/s |  |  |  | Largest salt displacement (m2) | 736560.8957
Date | 2018-06-17 | [17 empty] | m=W(h1-h2) | [11 empty] | CONSTANT | ACC = IN - OUT | [6 empty] | Well within thermal range of literature
Units in MWe | [17 empty] | Thermal Energy required | Steam/water flowrate | Thermal energy | Hex area | [5 empty] | Thermal energy | Flowrate hot salt out |  | Time |  | Hot salt | Hot salt mass | Equivalent hot salt in hot tank | Hot tank vol | Cold tank vol | Zero line |  | Thermal Energy required | Actual
timestamp | nuclear | coal | solar | ccgt | wind | pumped | hydro | biomass | other | total demand |  | timestamp | ccgt | % change | timestamp | ccgt (MW) | fraction | to steam to power turbine (MW) | to turbines kg/s) | required for hex from salt (MW) | required (m2) | [5 empty] | required from salt (MW) | tank (kg/s) |  |  | Hot salt in (kg/s) | accumulation (kg/s) | per interval(kg) | (kg) | required (m3) | required (m3) | for graph |  | from reactor (MWth) | MWth
0:00 | 7066 | 438 | 0 | 5121 | 4734 | 0 | 124 | 678 | 3085 | 21246 |  | 0:00 | 5121 | 0.23433 | 0:00 | 512.1 | 0.43788 | 1249.0244 | 1095.8277 | 1742.0145 | 28458.6588 | [5 empty] | 1742.0145 | 4060.6398 |  | 0:00 | 6818.2168 | 2757.577 | 827273.1001 | 1563833.9957 | 930.8536 | 53.3818 | 0 |  | 2925.015 | 3078.9632
0:05 | 7070 | 346 | 0 | 5133 | 4734 | 0 | 123 | 651 | 3086 | 21143 |  | 0:05 | 5133 | 2.8833 | 0:05 | 513.3 | 0.43891 | 1251.9512 | 1098.3955 | 1746.0965 | 28525.3457 | [5 empty] | 1746.0965 | 4070.1551 |  |  | 6818.2168 | 2748.0617 | 824418.5202 | 1560979.4159 | 929.1544 | 55.0809 | 0
0:10 | 7059 | 245 | 0 | 5281 | 4731 | 0 | 122 | 688 | 2908 | 21034 |  | 0:10 | 5281 | 0.056807 | 0:10 | 528.1 | 0.45156 | 1288.0488 | 1130.0656 | 1796.4418 | 29347.8182 | [5 empty] | 1796.4418 | 4187.5101 |  |  | 6818.2168 | 2630.7068 | 789212.0354 | 1525772.931 | 908.1982 | 76.0372 | 0
0:15 | 7053 | 245 | 0 | 5284 | 4689 | 0 | 121 | 707 | 2896 | 20995 |  | 0:15 | 5284 | -1.4383 | 0:15 | 528.4 | 0.45182 | 1288.7805 | 1130.7076 | 1797.4623 | 29364.4899 | [5 empty] | 1797.4623 | 4189.8889 |  |  | 6818.2168 | 2628.328 | 788498.3904 | 1525059.2861 | 907.7734 | 76.462 | 0
0:20 | 7058 | 244 | 0 | 5208 | 4604 | 0 | 120 | 726 | 2896 | 20856 |  | 0:20 | 5208 | -0.76805 | 0:20 | 520.8 | 0.44532 | 1270.2439 | 1114.4446 | 1771.6093 | 28942.1392 | [5 empty] | 1771.6093 | 4129.6255 |  |  | 6818.2168 | 2688.5913 | 806577.3961 | 1543138.2918 | 918.5347 | 65.7006 | 0
0:25 | 7056 | 244 | 0 | 5168 | 4544 | 0 | 120 | 723 | 2894 | 20749 |  | 0:25 | 5168 | -0.85139 | 0:25 | 516.8 | 0.4419 | 1260.4878 | 1105.8851 | 1758.0025 | 28719.8494 | [5 empty] | 1758.0025 | 4097.908 |  |  | 6818.2168 | 2720.3089 | 816092.6623 | 1552653.558 | 924.1985 | 60.0368 | 0
0:30 | 7052 | 244 | 0 | 5124 | 4535 | 0 | 122 | 753 | 2872 | 20702 |  | 0:30 | 5124 | 0.93677 | 0:30 | 512.4 | 0.43814 | 1249.7561 | 1096.4696 | 1743.035 | 28475.3305 | [5 empty] | 1743.035 | 4063.0187 |  |  | 6818.2168 | 2755.1982 | 826559.4551 | 1563120.3508 | 930.4288 | 53.8066 | 0
0:35 | 7057 | 241 | 0 | 5172 | 4516 | 0 | 121 | 779 | 2848 | 20734 |  | 0:35 | 5172 | -1.3148 | 0:35 | 517.2 | 0.44224 | 1261.4634 | 1106.741 | 1759.3632 | 28742.0783 | [5 empty] | 1759.3632 | 4101.0797 |  |  | 6818.2168 | 2717.1371 | 815141.1357 | 1551702.0313 | 923.6322 | 60.6032 | 0
0:40 | 7059 | 242 | 0 | 5104 | 4519 | 0 | 122 | 777 | 2833 | 20656 |  | 0:40 | 5104 | -1.6066 | 0:40 | 510.4 | 0.43643 | 1244.878 | 1092.1899 | 1736.2316 | 28364.1856 | [5 empty] | 1736.2316 | 4047.1599 |  |  | 6818.2168 | 2771.057 | 831317.0882 | 1567877.9838 | 933.2607 | 50.9746 | 0
0:45 | 7038 | 242 | 0 | 5022 | 4577 | 0 | 122 | 772 | 2810 | 20583 |  | 0:45 | 5022 | 1.1151 | 0:45 | 502.2 | 0.42941 | 1224.878 | 1074.643 | 1708.3376 | 27908.4914 | [5 empty] | 1708.3376 | 3982.1389 |  |  | 6818.2168 | 2836.0779 | 850823.3838 | 1587384.2795 | 944.8716 | 39.3637 | 0
0:50 | 7016 | 243 | 0 | 5078 | 4529 | 0 | 122 | 774 | 2762 | 20524 |  | 0:50 | 5078 | 0.86648 | 0:50 | 507.8 | 0.4342 | 1238.5366 | 1086.6262 | 1727.3871 | 28219.6972 | [5 empty] | 1727.3871 | 4026.5435 |  |  | 6818.2168 | 2791.6734 | 837502.0112 | 1574062.9069 | 936.9422 | 47.2931 | 0
0:55 | 6997 | 243 | 0 | 5122 | 4550 | 0 | 122 | 782 | 2713 | 20529 |  | 0:55 | 5122 | 2.87 | 0:55 | 512.2 | 0.43796 | 1249.2683 | 1096.0417 | 1742.3547 | 28464.216 | [5 empty] | 1742.3547 | 4061.4328 |  |  | 6818.2168 | 2756.7841 | 827035.2184 | 1563596.1141 | 930.712 | 53.5234 | 0
1:00 | 6965 | 243 | 0 | 5269 | 4586 | 0 | 122 | 784 | 2662 | 20631 |  | 1:00 | 5269 | 0.53141 | 1:00 | 526.9 | 0.45053 | 1285.122 | 1127.4978 | 1792.3598 | 29281.1312 | [5 empty] | 1792.3598 | 4177.9948 |  | 1:00 | 6818.2168 | 2640.2221 | 792066.6152 | 1528627.5109 | 909.8973 | 74.338 | 0
1:05 | 6940 | 245 | 0 | 5297 | 4569 | 0 | 118 | 781 | 2612 | 20562 |  | 1:05 | 5297 | 0.13215 | 1:05 | 529.7 | 0.45293 | 1291.9512 | 1133.4894 | 1801.8845 | 29436.7341 | [5 empty] | 1801.8845 | 4200.1971 |  |  | 6818.2168 | 2618.0198 | 785405.9289 | 1521966.8245 | 905.9326 | 78.3027 | 0
1:10 | 6922 | 243 | 0 | 5304 | 4617 | 0 | 107 | 781 | 2584 | 20558 |  | 1:10 | 5304 | 2.6395 | 1:10 | 530.4 | 0.45353 | 1293.6585 | 1134.9873 | 1804.2657 | 29475.6349 | [5 empty] | 1804.2657 | 4205.7476 |  |  | 6818.2168 | 2612.4692 | 783740.7573 | 1520301.653 | 904.9415 | 79.2939 | 0
1:15 | 6899 | 243 | 0 | 5444 | 4611 | 0 | 107 | 777 | 2585 | 20666 |  | 1:15 | 5444 | -0.2388 | 1:15 | 544.4 | 0.4655 | 1327.8049 | 1164.9455 | 1851.8896 | 30253.6494 | [5 empty] | 1851.8896 | 4316.7591 |  |  | 6818.2168 | 2501.4578 | 750437.3257 | 1486998.2214 | 885.118 | 99.1174 | 0
1:20 | 6868 | 241 | 0 | 5431 | 4617 | 0 | 108 | 785 | 2585 | 20635 |  | 1:20 | 5431 | -1.3073 | 1:20 | 543.1 | 0.46439 | 1324.6341 | 1162.1637 | 1847.4674 | 30181.4052 | [5 empty] | 1847.4674 | 4306.4509 |  |  | 6818.2168 | 2511.766 | 753529.7872 | 1490090.6829 | 886.9587 | 97.2766 | 0
1:25 | 6852 | 242 | 0 | 5360 | 4636 | 0 | 108 | 779 | 2584 | 20561 |  | 1:25 | 5360 | -0.41045 | 1:25 | 536 | 0.45832 | 1307.3171 | 1146.9706 | 1823.3153 | 29786.8407 | [5 empty] | 1823.3153 | 4250.1522 |  |  | 6818.2168 | 2568.0646 | 770419.3847 | 1506980.2803 | 897.0121 | 87.2233 | 0
1:30 | 6844 | 244 | 0 | 5338 | 4638 | 0 | 108 | 773 | 2583 | 20528 |  | 1:30 | 5338 | 0.54327 | 1:30 | 533.8 | 0.45643 | 1301.9512 | 1142.2629 | 1815.8315 | 29664.5812 | [5 empty] | 1815.8315 | 4232.7076 |  |  | 6818.2168 | 2585.5093 | 775652.7811 | 1512213.6767 | 900.1272 | 84.1082 | 0
1:35 | 6840 | 244 | 0 | 5367 | 4576 | 0 | 108 | 770 | 2583 | 20488 |  | 1:35 | 5367 | 0.35402 | 1:35 | 536.7 | 0.45891 | 1309.0244 | 1148.4685 | 1825.6965 | 29825.7414 | [5 empty] | 1825.6965 | 4255.7028 |  |  | 6818.2168 | 2562.514 | 768754.2131 | 1505315.1087 | 896.0209 | 88.2144 | 0
1:40 | 6835 | 241 | 0 | 5386 | 4526 | 0 | 108 | 777 | 2600 | 20473 |  | 1:40 | 5386 | -0.98403 | 1:40 | 538.6 | 0.46054 | 1313.6585 | 1152.5342 | 1832.1597 | 29931.3291 | [5 empty] | 1832.1597 | 4270.7686 |  |  | 6818.2168 | 2547.4482 | 764234.4617 | 1500795.3573 | 893.3306 | 90.9048 | 0
1:45 | 6834 | 241 | 0 | 5333 | 4524 | 0 | 108 | 776 | 2637 | 20453 |  | 1:45 | 5333 | -0.65629 | 1:45 | 533.3 | 0.45601 | 1300.7317 | 1141.1929 | 1814.1307 | 29636.795 | [5 empty] | 1814.1307 | 4228.7429 |  |  | 6818.2168 | 2589.474 | 776842.1893 | 1513403.085 | 900.8352 | 83.4002 | 0
1:50 | 6832 | 242 | 0 | 5298 | 4422 | 0 | 108 | 788 | 2650 | 20340 |  | 1:50 | 5298 | 0 | 1:50 | 529.8 | 0.45301 | 1292.1951 | 1133.7034 | 1802.2247 | 29442.2914 | [5 empty] | 1802.2247 | 4200.99 |  |  | 6818.2168 | 2617.2268 | 785168.0472 | 1521728.9429 | 905.791 | 78.4443 | 0
1:55 | 6832 | 242 | 0 | 5298 | 4422 | 0 | 108 | 788 | 2650 | 20340 |  | 1:55 | 5298 | 0.302 | 1:55 | 529.8 | 0.45301 | 1292.1951 | 1133.7034 | 1802.2247 | 29442.2914 | [5 empty] | 1802.2247 | 4200.99 |  |  | 6818.2168 | 2617.2268 | 785168.0472 | 1521728.9429 | 905.791 | 78.4443 | 0
2:00 | 6830 | 241 | 0.621 | 5314 | 4409 | 0 | 108 | 789 | 2649.379 | 20341 |  | 2:00 | 5314 | 0.54573 | 2:00 | 531.4 | 0.45438 | 1296.0976 | 1137.1272 | 1807.6674 | 29531.2073 | [5 empty] | 1807.6674 | 4213.677 |  | 2:00 | 6818.2168 | 2604.5398 | 781361.9408 | 1517922.8364 | 903.5255 | 80.7098 | 0
2:05 | 6837 | 241 | 0.712 | 5343 | 4406 | 0 | 108 | 782 | 2605.288 | 20323 |  | 2:05 | 5343 | 3.0882 | 2:05 | 534.3 | 0.45686 | 1303.1707 | 1143.3328 | 1817.5324 | 29692.3675 | [5 empty] | 1817.5324 | 4236.6723 |  |  | 6818.2168 | 2581.5446 | 774463.3728 | 1511024.2684 | 899.4192 | 84.8161 | 0
2:10 | 6836 | 241 | 0.712 | 5508 | 4379 | 0 | 108 | 785 | 2290.288 | 20148 |  | 2:10 | 5508 | 1.398 | 2:10 | 550.8 | 0.47097 | 1343.4146 | 1178.6407 | 1873.6606 | 30609.3131 | [5 empty] | 1873.6606 | 4367.5072 |  |  | 6818.2168 | 2450.7097 | 735212.8998 | 1471773.7955 | 876.0558 | 108.1795 | 0
2:15 | 6836 | 241 | 0.712 | 5585 | 4328 | 0 | 108 | 785 | 2235.288 | 20119 |  | 2:15 | 5585 | 3.2229 | 2:15 | 558.5 | 0.47755 | 1362.1951 | 1195.1177 | 1899.8537 | 31037.2211 | [5 empty] | 1899.8537 | 4428.5635 |  |  | 6818.2168 | 2389.6534 | 716896.0124 | 1453456.9081 | 865.1529 | 119.0824 | 0
2:20 | 6830 | 242 | 0.712 | 5765 | 4266 | 0 | 108 | 774 | 2211.288 | 20197 |  | 2:20 | 5765 | 2.1336 | 2:20 | 576.5 | 0.49295 | 1406.0976 | 1233.6353 | 1961.0845 | 32037.5255 | [5 empty] | 1961.0845 | 4571.2925 |  |  | 6818.2168 | 2246.9244 | 674077.3147 | 1410638.2103 | 839.6656 | 144.5697 | 0
2:25 | 6832 | 243 | 0.712 | 5888 | 4169 | 0 | 108 | 771 | 2185.288 | 20197 |  | 2:25 | 5888 | 4.0591 | 2:25 | 588.8 | 0.50346 | 1436.0976 | 1259.9557 | 2002.9255 | 32721.0668 | [5 empty] | 2002.9255 | 4668.8239 |  |  | 6818.2168 | 2149.3929 | 644817.8712 | 1381378.7668 | 822.2493 | 161.9861 | 0
2:30 | 6836 | 243 | 0.712 | 6127 | 4079 | 0 | 108 | 775 | 2161.288 | 20330 |  | 2:30 | 6127 | 0.5386 | 2:30 | 612.7 | 0.5239 | 1494.3902 | 1311.0987 | 2084.2263 | 34049.2486 | [5 empty] | 2084.2263 | 4858.3363 |  |  | 6818.2168 | 1959.8805 | 587964.1558 | 1324525.0514 | 788.4078 | 195.8276 | 0
2:35 | 6834 | 243 | 1.06 | 6160 | 4005 | 0 | 108 | 774 | 2134.94 | 20260 |  | 2:35 | 6160 | 0.081169 | 2:35 | 616 | 0.52672 | 1502.439 | 1318.1602 | 2095.4519 | 34232.6378 | [5 empty] | 2095.4519 | 4884.5033 |  |  | 6818.2168 | 1933.7135 | 580114.0612 | 1316674.9568 | 783.7351 | 200.5003 | 0
2:40 | 6826 | 244 | 1.06 | 6165 | 3931 | 0 | 106 | 781 | 2118.94 | 20173 |  | 2:40 | 6165 | -0.60016 | 2:40 | 616.5 | 0.52715 | 1503.6585 | 1319.2302 | 2097.1528 | 34260.424 | [5 empty] | 2097.1528 | 4888.468 |  |  | 6818.2168 | 1929.7488 | 578924.6529 | 1315485.5486 | 783.0271 | 201.2082 | 0
2:45 | 6832 | 241 | 1.06 | 6128 | 3908 | 0 | 100 | 778 | 2117.94 | 20106 |  | 2:45 | 6128 | 2.4315 | 2:45 | 612.8 | 0.52398 | 1494.6341 | 1311.3126 | 2084.5665 | 34054.8059 | [5 empty] | 2084.5665 | 4859.1293 |  |  | 6818.2168 | 1959.0876 | 587726.2741 | 1324287.1698 | 788.2662 | 195.9692 | 0
2:50 | 6838 | 243 | 1.06 | 6277 | 3873 | 0 | 101 | 772 | 2111.94 | 20217 |  | 2:50 | 6277 | -0.17524 | 2:50 | 627.7 | 0.53673 | 1530.9756 | 1343.1967 | 2135.2519 | 34882.8356 | [5 empty] | 2135.2519 | 4977.2771 |  |  | 6818.2168 | 1840.9397 | 552281.9076 | 1288842.8033 | 767.1683 | 217.067 | 0
2:55 | 6824 | 241 | 1.06 | 6266 | 3816 | 0 | 99 | 773 | 2087.94 | 20108 |  | 2:55 | 6266 | -1.0214 | 2:55 | 626.6 | 0.53578 | 1528.2927 | 1340.8429 | 2131.51 | 34821.7059 | [5 empty] | 2131.51 | 4968.5548 |  |  | 6818.2168 | 1849.662 | 554898.6058 | 1291459.5015 | 768.7259 | 215.5095 | 0
3:00 | 6832 | 242 | 1.06 | 6202 | 3765 | 0 | 100 | 771 | 2063.94 | 19977 |  | 3:00 | 6202 | -0.88681 | 3:00 | 620.2 | 0.53031 | 1512.6829 | 1327.1477 | 2109.7391 | 34466.0421 | [5 empty] | 2109.7391 | 4917.8067 |  | 3:00 | 6818.2168 | 1900.4101 | 570123.0317 | 1306683.9274 | 777.7881 | 206.4473 | 0
3:05 | 6830 | 265 | 0.65 | 6147 | 3772 | 0 | 99 | 772 | 2037.35 | 19923 |  | 3:05 | 6147 | 2.6192 | 3:05 | 614.7 | 0.52561 | 1499.2683 | 1315.3784 | 2091.0297 | 34160.3936 | [5 empty] | 2091.0297 | 4874.1951 |  |  | 6818.2168 | 1944.0217 | 583206.5227 | 1319767.4183 | 785.5758 | 198.6595 | 0
3:10 | 6834 | 310 | 0.65 | 6308 | 3807 | 0 | 97 | 772 | 2027.35 | 20156 |  | 3:10 | 6308 | 0.17438 | 3:10 | 630.8 | 0.53938 | 1538.5366 | 1349.8303 | 2145.7972 | 35055.1102 | [5 empty] | 2145.7972 | 5001.8583 |  |  | 6818.2168 | 1816.3586 | 544907.5763 | 1281468.472 | 762.7789 | 221.4565 | 0
3:15 | 6834 | 334 | 0.65 | 6319 | 3878 | 0 | 97 | 764 | 2052.35 | 20279 |  | 3:15 | 6319 | -1.725 | 3:15 | 631.9 | 0.54032 | 1541.2195 | 1352.1842 | 2149.5391 | 35116.24 | [5 empty] | 2149.5391 | 5010.5806 |  |  | 6818.2168 | 1807.6363 | 542290.8781 | 1278851.7738 | 761.2213 | 223.0141 | 0
3:20 | 6843 | 336 | 0.65 | 6210 | 3896 | 0 | 97 | 761 | 2076.35 | 20220 |  | 3:20 | 6210 | -1.4493 | 3:20 | 621 | 0.531 | 1514.6341 | 1328.8596 | 2112.4605 | 34510.5001 | [5 empty] | 2112.4605 | 4924.1502 |  |  | 6818.2168 | 1894.0666 | 568219.9785 | 1304780.8741 | 776.6553 | 207.5801 | 0
3:25 | 6843 | 340 | 0.65 | 6120 | 3848 | 0 | 98 | 772 | 2101.35 | 20123 |  | 3:25 | 6120 | -1.2582 | 3:25 | 612 | 0.5233 | 1492.6829 | 1309.6007 | 2081.8451 | 34010.3479 | [5 empty] | 2081.8451 | 4852.7857 |  |  | 6818.2168 | 1965.4311 | 589629.3274 | 1326190.223 | 789.3989 | 194.8364 | 0
3:30 | 6832 | 335 | 0.65 | 6043 | 3825 | 0 | 97 | 772 | 2127.35 | 20032 |  | 3:30 | 6043 | -2.0685 | 3:30 | 604.3 | 0.51672 | 1473.9024 | 1293.1237 | 2055.6519 | 33582.4399 | [5 empty] | 2055.6519 | 4791.7295 |  |  | 6818.2168 | 2026.4874 | 607946.2147 | 1344507.1104 | 800.3019 | 183.9335 | 0
3:35 | 6830 | 328 | 1.91 | 5918 | 3815 | 0 | 97 | 770 | 2151.09 | 19911 |  | 3:35 | 5918 | -1.3011 | 3:35 | 591.8 | 0.50603 | 1443.4146 | 1266.3754 | 2013.1306 | 32887.7841 | [5 empty] | 2013.1306 | 4692.6121 |  |  | 6818.2168 | 2125.6047 | 637681.4215 | 1374242.3172 | 818.0014 | 166.234 | 0
3:40 | 6843 | 288 | 1.89 | 5841 | 3820 | 0 | 97 | 769 | 2177.11 | 19837 |  | 3:40 | 5841 | -1.5237 | 3:40 | 584.1 | 0.49944 | 1424.6341 | 1249.8984 | 1986.9374 | 32459.8762 | [5 empty] | 1986.9374 | 4631.5558 |  |  | 6818.2168 | 2186.661 | 655998.3089 | 1392559.2046 | 828.9043 | 155.3311 | 0
3:45 | 6834 | 256 | 1.41 | 5752 | 3824 | 0 | 97 | 763 | 2194.59 | 19722 |  | 3:45 | 5752 | -1.4082 | 3:45 | 575.2 | 0.49183 | 1402.9268 | 1230.8535 | 1956.6622 | 31965.2812 | [5 empty] | 1956.6622 | 4560.9843 |  |  | 6818.2168 | 2257.2326 | 677169.7762 | 1413730.6718 | 841.5064 | 142.729 | 0
3:50 | 6829 | 234 | 1.41 | 5671 | 3883 | 0 | 97 | 763 | 2176.59 | 19655 |  | 3:50 | 5671 | -1.5518 | 3:50 | 567.1 | 0.48491 | 1383.1707 | 1213.5206 | 1929.1084 | 31515.1443 | [5 empty] | 1929.1084 | 4496.7562 |  |  | 6818.2168 | 2321.4606 | 696438.1902 | 1432999.0858 | 852.9756 | 131.2597 | 0
3:55 | 6832 | 242 | 1.41 | 5583 | 3931 | 0 | 97 | 769 | 2149.59 | 19605 |  | 3:55 | 5583 | -1.021 | 3:55 | 558.3 | 0.47738 | 1361.7073 | 1194.6897 | 1899.1734 | 31026.1066 | [5 empty] | 1899.1734 | 4426.9776 |  |  | 6818.2168 | 2391.2393 | 717371.7757 | 1453932.6714 | 865.4361 | 118.7992 | 0
4:00 | 6837 | 243 | 1.41 | 5526 | 3906 | 0 | 97 | 783 | 2125.59 | 19519 |  | 4:00 | 5526 | -0.52479 | 4:00 | 552.6 | 0.47251 | 1347.8049 | 1182.4924 | 1879.7837 | 30709.3436 | [5 empty] | 1879.7837 | 4381.7801 |  | 4:00 | 6818.2168 | 2436.4368 | 730931.03 | 1467491.9257 | 873.5071 | 110.7282 | 0
4:05 | 6835 | 241 | 6.26 | 5497 | 3871 | 0 | 97 | 784 | 2095.74 | 19427 |  | 4:05 | 5497 | 1.2734 | 4:05 | 549.7 | 0.47003 | 1340.7317 | 1176.2868 | 1869.9187 | 30548.1834 | [5 empty] | 1869.9187 | 4358.7848 |  |  | 6818.2168 | 2459.432 | 737829.598 | 1474390.4937 | 877.6134 | 106.622 | 0
4:10 | 6833 | 243 | 6.9 | 5567 | 3848 | 0 | 98 | 774 | 2091.1 | 19461 |  | 4:10 | 5567 | 1.7783 | 4:10 | 556.7 | 0.47602 | 1357.8049 | 1191.2659 | 1893.7307 | 30937.1907 | [5 empty] | 1893.7307 | 4414.2906 |  |  | 6818.2168 | 2403.9263 | 721177.8822 | 1457738.7779 | 867.7017 | 116.5337 | 0
4:15 | 6832 | 241 | 6.93 | 5666 | 3814 | 0 | 98 | 779 | 2115.07 | 19552 |  | 4:15 | 5666 | -0.19414 | 4:15 | 566.6 | 0.48448 | 1381.9512 | 1212.4506 | 1927.4076 | 31487.3581 | [5 empty] | 1927.4076 | 4492.7915 |  |  | 6818.2168 | 2325.4253 | 697627.5984 | 1434188.4941 | 853.6836 | 130.5517 | 0
4:20 | 6829 | 243 | 6.93 | 5655 | 3789 | 0 | 98 | 773 | 2140.07 | 19534 |  | 4:20 | 5655 | 0.088417 | 4:20 | 565.5 | 0.48354 | 1379.2683 | 1210.0968 | 1923.6657 | 31426.2283 | [5 empty] | 1923.6657 | 4484.0692 |  |  | 6818.2168 | 2334.1477 | 700244.2966 | 1436805.1923 | 855.2412 | 128.9942 | 0
4:25 | 6828 | 245 | 7.58 | 5660 | 3761 | 0 | 99 | 780 | 2164.42 | 19545 |  | 4:25 | 5660 | 0.070671 | 4:25 | 566 | 0.48397 | 1380.4878 | 1211.1667 | 1925.3665 | 31454.0146 | [5 empty] | 1925.3665 | 4488.0339 |  |  | 6818.2168 | 2330.183 | 699054.8884 | 1435615.784 | 854.5332 | 129.7021 | 0
4:30 | 6845 | 243 | 7.54 | 5664 | 3759 | 0 | 98 | 787 | 2193.46 | 19597 |  | 4:30 | 5664 | -0.12359 | 4:30 | 566.4 | 0.48431 | 1381.4634 | 1212.0226 | 1926.7272 | 31476.2436 | [5 empty] | 1926.7272 | 4491.2056 |  |  | 6818.2168 | 2327.0112 | 698103.3617 | 1434664.2574 | 853.9668 | 130.2685 | 0
4:35 | 6846 | 242 | 38.3 | 5657 | 3738 | 0 | 98 | 772 | 2187.7 | 19579 |  | 4:35 | 5657 | 0.98992 | 4:35 | 565.7 | 0.48371 | 1379.7561 | 1210.5247 | 1924.346 | 31437.3428 | [5 empty] | 1924.346 | 4485.6551 |  |  | 6818.2168 | 2332.5618 | 699768.5333 | 1436329.429 | 854.958 | 129.2774 | 0
4:40 | 6839 | 242 | 39.3 | 5713 | 3667 | 0 | 99 | 771 | 2219.7 | 19590 |  | 4:40 | 5713 | 0.98022 | 4:40 | 571.3 | 0.4885 | 1393.4146 | 1222.508 | 1943.3956 | 31748.5486 | [5 empty] | 1943.3956 | 4530.0596 |  |  | 6818.2168 | 2288.1572 | 686447.1607 | 1423008.0563 | 847.0286 | 137.2067 | 0
4:45 | 6845 | 242 | 39.5 | 5769 | 3602 | 0 | 101 | 772 | 2267.5 | 19638 |  | 4:45 | 5769 | -0.24268 | 4:45 | 576.9 | 0.49329 | 1407.0732 | 1234.4913 | 1962.4451 | 32059.7544 | [5 empty] | 1962.4451 | 4574.4642 |  |  | 6818.2168 | 2243.7526 | 673125.788 | 1409686.6837 | 839.0992 | 145.1361 | 0
4:50 | 6840 | 241 | 39.5 | 5755 | 3598 | 0 | 101 | 773 | 2317.5 | 19665 |  | 4:50 | 5755 | -0.52129 | 4:50 | 575.5 | 0.49209 | 1403.6585 | 1231.4955 | 1957.6828 | 31981.953 | [5 empty] | 1957.6828 | 4563.3631 |  |  | 6818.2168 | 2254.8538 | 676456.1312 | 1413017.0269 | 841.0816 | 143.1538 | 0
4:55 | 6843 | 242 | 43 | 5725 | 3624 | 0 | 101 | 777 | 2355 | 19710 |  | 4:55 | 5725 | 0.17467 | 4:55 | 572.5 | 0.48953 | 1396.3415 | 1225.0759 | 1947.4776 | 31815.2356 | [5 empty] | 1947.4776 | 4539.5749 |  |  | 6818.2168 | 2278.6419 | 683592.5808 | 1420153.4765 | 845.3295 | 138.9059 | 0
5:00 | 6844 | 242 | 44.1 | 5735 | 3622 | 0 | 101 | 771 | 2358.9 | 19718 |  | 5:00 | 5735 | 1.7088 | 5:00 | 573.5 | 0.49038 | 1398.7805 | 1227.2157 | 1950.8793 | 31870.8081 | [5 empty] | 1950.8793 | 4547.5043 |  | 5:00 | 6818.2168 | 2270.7125 | 681213.7643 | 1417774.6599 | 843.9135 | 140.3219 | 0
5:05 | 6843 | 241 | 116 | 5833 | 3602 | 0 | 101 | 771 | 2286 | 19793 |  | 5:05 | 5833 | 3.2745 | 5:05 | 583.3 | 0.49876 | 1422.6829 | 1248.1865 | 1984.2161 | 32415.4182 | [5 empty] | 1984.2161 | 4625.2123 |  |  | 6818.2168 | 2193.0045 | 657901.3622 | 1394462.2578 | 830.0371 | 154.1983 | 0
5:10 | 6848 | 242 | 120 | 6024 | 3551 | 0 | 101 | 772 | 2292 | 19950 |  | 5:10 | 6024 | 2.3904 | 5:10 | 602.4 | 0.51509 | 1469.2683 | 1289.058 | 2049.1887 | 33476.8523 | [5 empty] | 2049.1887 | 4776.6636 |  |  | 6818.2168 | 2041.5532 | 612465.9662 | 1349026.8618 | 802.9922 | 181.2432 | 0
5:15 | 6846 | 244 | 121 | 6168 | 3503 | 0 | 101 | 775 | 2317 | 20075 |  | 5:15 | 6168 | 0.74578 | 5:15 | 616.8 | 0.5274 | 1504.3902 | 1319.8721 | 2098.1733 | 34277.0957 | [5 empty] | 2098.1733 | 4890.8468 |  |  | 6818.2168 | 1927.37 | 578211.008 | 1314771.9036 | 782.6023 | 201.633 | 0
5:20 | 6846 | 272 | 121 | 6214 | 3520 | 0 | 99 | 694 | 2342 | 20108 |  | 5:20 | 6214 | 0.8851 | 5:20 | 621.4 | 0.53134 | 1515.6098 | 1329.7155 | 2113.8211 | 34532.7291 | [5 empty] | 2113.8211 | 4927.322 |  |  | 6818.2168 | 1890.8948 | 567268.4519 | 1303829.3475 | 776.0889 | 208.1464 | 0
5:25 | 6888 | 318 | 130 | 6269 | 3490 | 0 | 99 | 657 | 2343 | 20194 |  | 5:25 | 6269 | 0 | 5:25 | 626.9 | 0.53604 | 1529.0244 | 1341.4848 | 2132.5305 | 34838.3776 | [5 empty] | 2132.5305 | 4970.9336 |  |  | 6818.2168 | 1847.2832 | 554184.9609 | 1290745.8565 | 768.3011 | 215.9342 | 0
5:30 | 6888 | 318 | 134 | 6269 | 3490 | 0 | 99 | 657 | 2339 | 20194 |  | 5:30 | 6269 | 0.44664 | 5:30 | 626.9 | 0.53604 | 1529.0244 | 1341.4848 | 2132.5305 | 34838.3776 | [5 empty] | 2132.5305 | 4970.9336 |  |  | 6818.2168 | 1847.2832 | 554184.9609 | 1290745.8565 | 768.3011 | 215.9342 | 0
5:35 | 6906 | 332 | 277 | 6297 | 3474 | 0 | 100 | 658 | 2197 | 20241 |  | 5:35 | 6297 | 0.34937 | 5:35 | 629.7 | 0.53844 | 1535.8537 | 1347.4765 | 2142.0553 | 34993.9805 | [5 empty] | 2142.0553 | 4993.1359 |  |  | 6818.2168 | 1825.0809 | 547524.2745 | 1284085.1702 | 764.3364 | 219.8989 | 0
5:40 | 6936 | 333 | 281 | 6319 | 3491 | 0 | 100 | 655 | 2191 | 20306 |  | 5:40 | 6319 | 0.36398 | 5:40 | 631.9 | 0.54032 | 1541.2195 | 1352.1842 | 2149.5391 | 35116.24 | [5 empty] | 2149.5391 | 5010.5806 |  |  | 6818.2168 | 1807.6363 | 542290.8781 | 1278851.7738 | 761.2213 | 223.0141 | 0
5:45 | 6965 | 322 | 283 | 6342 | 3488 | 0 | 100 | 656 | 2189 | 20345 |  | 5:45 | 6342 | 0.58341 | 5:45 | 634.2 | 0.54228 | 1546.8293 | 1357.1059 | 2157.363 | 35244.0566 | [5 empty] | 2157.363 | 5028.8182 |  |  | 6818.2168 | 1789.3987 | 536819.6001 | 1273380.4958 | 757.9646 | 226.2708 | 0
5:50 | 6981 | 282 | 283 | 6379 | 3444 | 0 | 100 | 656 | 2189 | 20314 |  | 5:50 | 6379 | 2.618 | 5:50 | 637.9 | 0.54545 | 1555.8537 | 1365.0234 | 2169.9493 | 35449.6747 | [5 empty] | 2169.9493 | 5058.1569 |  |  | 6818.2168 | 1760.0599 | 528017.9789 | 1264578.8745 | 752.7255 | 231.5098 | 0
5:55 | 7006 | 256 | 294 | 6546 | 3383 | 0 | 99 | 656 | 2169 | 20409 |  | 5:55 | 6546 | 2.872 | 5:55 | 654.6 | 0.55973 | 1596.5854 | 1400.7592 | 2226.7578 | 36377.7349 | [5 empty] | 2226.7578 | 5190.5777 |  |  | 6818.2168 | 1627.6391 | 488291.7426 | 1224852.6383 | 729.079 | 255.1564 | 0
6:00 | 7034 | 227 | 298 | 6734 | 3333 | 0 | 99 | 656 | 2142 | 20523 |  | 6:00 | 6734 | 1.5741 | 6:00 | 673.4 | 0.5758 | 1642.439 | 1440.9888 | 2290.7099 | 37422.4972 | [5 empty] | 2290.7099 | 5339.6502 |  | 6:00 | 6818.2168 | 1478.5666 | 443569.9916 | 1180130.8872 | 702.4589 | 281.7765 | 0
6:05 | 7059 | 234 | 546 | 6840 | 3294 | 0 | 105 | 656 | 1877 | 20611 |  | 6:05 | 6840 | 0.67251 | 6:05 | 684 | 0.58487 | 1668.2927 | 1463.6714 | 2326.768 | 38011.5653 | [5 empty] | 2326.768 | 5423.7017 |  |  | 6818.2168 | 1394.5151 | 418354.5362 | 1154915.4319 | 687.4497 | 296.7857 | 0
6:10 | 7054 | 242 | 549 | 6886 | 3280 | 0 | 116 | 657 | 2053 | 20837 |  | 6:10 | 6886 | 2.0767 | 6:10 | 688.6 | 0.5888 | 1679.5122 | 1473.5148 | 2342.4159 | 38267.1987 | [5 empty] | 2342.4159 | 5460.1769 |  |  | 6818.2168 | 1358.0399 | 407411.9801 | 1143972.8758 | 680.9362 | 303.2991 | 0
6:15 | 7065 | 242 | 556 | 7029 | 3322 | 0 | 116 | 656 | 2091 | 21077 |  | 6:15 | 7029 | 1.5792 | 6:15 | 702.9 | 0.60103 | 1714.3902 | 1504.115 | 2391.0603 | 39061.8849 | [5 empty] | 2391.0603 | 5573.5672 |  |  | 6818.2168 | 1244.6497 | 373394.9036 | 1109955.7992 | 660.688 | 323.5474 | 0
6:20 | 7068 | 241 | 556 | 7140 | 3419 | 0 | 116 | 656 | 2116 | 21312 |  | 6:20 | 7140 | 2.7731 | 6:20 | 714 | 0.61052 | 1741.4634 | 1527.8675 | 2428.8193 | 39678.7392 | [5 empty] | 2428.8193 | 5661.5834 |  |  | 6818.2168 | 1156.6335 | 346990.0399 | 1083550.9356 | 644.9708 | 339.2645 | 0
6:25 | 7074 | 241 | 566 | 7338 | 3464 | 0 | 115 | 656 | 2116 | 21570 |  | 6:25 | 7338 | 1.758 | 6:25 | 733.8 | 0.62745 | 1789.7561 | 1570.237 | 2496.1731 | 40779.074 | [5 empty] | 2496.1731 | 5818.5853 |  |  | 6818.2168 | 999.6316 | 299889.4724 | 1036450.368 | 616.9347 | 367.3006 | 0
6:30 | 7071 | 242 | 915 | 7467 | 3447 | 0 | 115 | 656 | 1744 | 21657 |  | 6:30 | 7467 | -0.33481 | 6:30 | 746.7 | 0.63848 | 1821.2195 | 1597.8413 | 2540.0551 | 41495.9588 | [5 empty] | 2540.0551 | 5920.8744 |  |  | 6818.2168 | 897.3425 | 269202.7389 | 1005763.6346 | 598.6688 | 385.5665 | 0
6:35 | 7074 | 242 | 922 | 7442 | 3414 | 0 | 115 | 656 | 1722 | 21587 |  | 6:35 | 7442 | -1.2765 | 6:35 | 744.2 | 0.63634 | 1815.122 | 1592.4916 | 2531.5508 | 41357.0277 | [5 empty] | 2531.5508 | 5901.0509 |  |  | 6818.2168 | 917.1659 | 275149.7803 | 1011710.676 | 602.2087 | 382.0266 | 0
6:40 | 7073 | 243 | 922 | 7347 | 3374 | 0 | 116 | 657 | 1721 | 21453 |  | 6:40 | 7347 | -0.83027 | 6:40 | 734.7 | 0.62822 | 1791.9512 | 1572.1629 | 2499.2346 | 40829.0892 | [5 empty] | 2499.2346 | 5825.7217 |  |  | 6818.2168 | 992.4951 | 297748.5375 | 1034309.4331 | 615.6604 | 368.575 | 0
6:45 | 7069 | 244 | 922 | 7286 | 3337 | 0 | 116 | 655 | 1721 | 21350 |  | 6:45 | 7286 | -1.5372 | 6:45 | 728.6 | 0.623 | 1777.0732 | 1559.1096 | 2478.4842 | 40490.0972 | [5 empty] | 2478.4842 | 5777.3524 |  |  | 6818.2168 | 1040.8644 | 312259.3184 | 1048820.214 | 624.2977 | 359.9376 | 0
6:50 | 7066 | 244 | 926 | 7174 | 3274 | 0 | 116 | 656 | 1717 | 21173 |  | 6:50 | 7174 | -0.47393 | 6:50 | 717.4 | 0.61342 | 1749.7561 | 1535.1431 | 2440.3851 | 39867.6856 | [5 empty] | 2440.3851 | 5688.5433 |  |  | 6818.2168 | 1129.6735 | 338902.0637 | 1075462.9593 | 640.1565 | 344.0788 | 0
6:55 | 7074 | 242 | 927 | 7140 | 3227 | 57 | 116 | 657 | 1715 | 21155 |  | 6:55 | 7140 | 0.77031 | 6:55 | 714 | 0.61052 | 1741.4634 | 1527.8675 | 2428.8193 | 39678.7392 | [5 empty] | 2428.8193 | 5661.5834 |  |  | 6818.2168 | 1156.6335 | 346990.0399 | 1083550.9356 | 644.9708 | 339.2645 | 0
7:00 | 7075 | 241 | 1300 | 7195 | 3255 | 199 | 116 | 656 | 1359 | 21396 |  | 7:00 | 7195 | 0.69493 | 7:00 | 719.5 | 0.61522 | 1754.878 | 1539.6368 | 2447.5287 | 39984.3878 | [5 empty] | 2447.5287 | 5705.195 |  | 7:00 | 6818.2168 | 1113.0218 | 333906.5489 | 1070467.4446 | 637.183 | 347.0523 | 0
7:05 | 7067 | 238 | 1310 | 7245 | 3320 | 201 | 115 | 656 | 1600 | 21752 |  | 7:05 | 7245 | 1.7943 | 7:05 | 724.5 | 0.6195 | 1767.0732 | 1550.3362 | 2464.5372 | 40262.2501 | [5 empty] | 2464.5372 | 5744.842 |  |  | 6818.2168 | 1073.3749 | 322012.4662 | 1058573.3619 | 630.1032 | 354.1322 | 0
7:10 | 7074 | 238 | 1310 | 7375 | 3330 | 329 | 115 | 656 | 1611 | 22038 |  | 7:10 | 7375 | 1.3966 | 7:10 | 737.5 | 0.63061 | 1798.7805 | 1578.1545 | 2508.7594 | 40984.6921 | [5 empty] | 2508.7594 | 5847.924 |  |  | 6818.2168 | 970.2928 | 291087.8511 | 1027648.7468 | 611.6957 | 372.5397 | 0
7:15 | 7081 | 243 | 1310 | 7478 | 3271 | 503 | 116 | 656 | 1586 | 22244 |  | 7:15 | 7478 | 2.153 | 7:15 | 747.8 | 0.63942 | 1823.9024 | 1600.1952 | 2543.797 | 41557.0885 | [5 empty] | 2543.797 | 5929.5967 |  |  | 6818.2168 | 888.6201 | 266586.0408 | 1003146.9364 | 597.1113 | 387.1241 | 0
7:20 | 7073 | 243 | 1320 | 7639 | 3256 | 597 | 115 | 656 | 1553 | 22452 |  | 7:20 | 7639 | 2.8538 | 7:20 | 763.9 | 0.65319 | 1863.1707 | 1634.6471 | 2598.5645 | 42451.8052 | [5 empty] | 2598.5645 | 6057.2599 |  |  | 6818.2168 | 760.957 | 228287.0944 | 964847.9901 | 574.3143 | 409.9211 | 0
7:25 | 7067 | 243 | 1320 | 7857 | 3228 | 581 | 113 | 674 | 1530 | 22613 |  | 7:25 | 7857 | 2.5582 | 7:25 | 785.7 | 0.67183 | 1916.3415 | 1681.2962 | 2672.7217 | 43663.2849 | [5 empty] | 2672.7217 | 6230.1205 |  |  | 6818.2168 | 588.0963 | 176428.8938 | 912989.7894 | 543.4463 | 440.789 | 0
7:30 | 7074 | 241 | 1660 | 8058 | 3038 | 544 | 112 | 709 | 1162 | 22598 |  | 7:30 | 8058 | 2.0228 | 7:30 | 805.8 | 0.68901 | 1965.3659 | 1724.3076 | 2741.096 | 44780.2914 | [5 empty] | 2741.096 | 6389.5012 |  |  | 6818.2168 | 428.7156 | 128614.6812 | 865175.5769 | 514.9855 | 469.2499 | 0
7:35 | 7074 | 240 | 1690 | 8221 | 3000 | 547 | 115 | 721 | 1122 | 22730 |  | 7:35 | 8221 | 4.0141 | 7:35 | 822.1 | 0.70295 | 2005.122 | 1759.1875 | 2796.5439 | 45686.1226 | [5 empty] | 2796.5439 | 6518.7503 |  |  | 6818.2168 | 299.4666 | 89839.9716 | 826400.8672 | 491.9053 | 492.3301 | 0
7:40 | 7069 | 239 | 1690 | 8551 | 3028 | 513 | 117 | 722 | 1116 | 23045 |  | 7:40 | 8551 | 2.4442 | 7:40 | 855.1 | 0.73117 | 2085.6098 | 1829.8033 | 2908.8002 | 47520.0139 | [5 empty] | 2908.8002 | 6780.4201 |  |  | 6818.2168 | 37.7968 | 11339.0256 | 747899.9213 | 445.1785 | 539.0568 | 0
7:45 | 7072 | 240 | 1690 | 8760 | 3026 | 510 | 119 | 720 | 1090 | 23227 |  | 7:45 | 8760 | -0.35388 | 7:45 | 876 | 0.74904 | 2136.5854 | 1874.5266 | 2979.8959 | 48681.4784 | [5 empty] | 2979.8959 | 6946.1443 |  |  | 6818.2168 | -127.9275 | -38378.2401 | 698182.6555 | 415.5849 | 568.6504 | 0
7:50 | 7078 | 244 | 1710 | 8729 | 2996 | 520 | 128 | 720 | 1046 | 23171 |  | 7:50 | 8729 | 1.558 | 7:50 | 872.9 | 0.74639 | 2129.0244 | 1867.893 | 2969.3506 | 48509.2038 | [5 empty] | 2969.3506 | 6921.5632 |  |  | 6818.2168 | -103.3464 | -31003.9088 | 705556.9868 | 419.9744 | 564.2609 | 0
7:55 | 7076 | 243 | 1720 | 8865 | 2980 | 559 | 141 | 721 | 1008 | 23313 |  | 7:55 | 8865 | 3.4067 | 7:55 | 886.5 | 0.75802 | 2162.1951 | 1896.9952 | 3015.6138 | 49264.9893 | [5 empty] | 3015.6138 | 7029.4029 |  |  | 6818.2168 | -211.186 | -63355.8138 | 673205.0818 | 400.7173 | 583.518 | 0
8:00 | 7080 | 244 | 2200 | 9167 | 2979 | 508 | 206 | 721 | 751 | 23856 |  | 8:00 | 9167 | 0 | 8:00 | 916.7 | 0.78384 | 2235.8537 | 1961.6193 | 3118.3454 | 50943.2777 | [5 empty] | 3118.3454 | 7268.8704 |  | 8:00 | 6818.2168 | -450.6536 | -135196.0735 | 601364.8222 | 357.9553 | 626.2801 | 0
8:05 | 7080 | 244 | 2210 | 9167 | 2979 | 508 | 206 | 721 | 741 | 23856 |  | 8:05 | 9167 | 1.549 | 8:05 | 916.7 | 0.78384 | 2235.8537 | 1961.6193 | 3118.3454 | 50943.2777 | [5 empty] | 3118.3454 | 7268.8704 |  |  | 6818.2168 | -450.6536 | -135196.0735 | 601364.8222 | 357.9553 | 626.2801 | 0
8:10 | 7078 | 244 | 2220 | 9309 | 2905 | 507 | 211 | 721 | 762 | 23957 |  | 8:10 | 9309 | 1.5469 | 8:10 | 930.9 | 0.79598 | 2270.4878 | 1992.0054 | 3166.6497 | 51732.4067 | [5 empty] | 3166.6497 | 7381.4677 |  |  | 6818.2168 | -563.2509 | -168975.2684 | 567585.6273 | 337.8486 | 646.3868 | 0
8:15 | 7071 | 244 | 2220 | 9453 | 2871 | 508 | 211 | 721 | 763 | 24062 |  | 8:15 | 9453 | 0.2962 | 8:15 | 945.3 | 0.80829 | 2305.6098 | 2022.8196 | 3215.6342 | 52532.6501 | [5 empty] | 3215.6342 | 7495.6509 |  |  | 6818.2168 | -677.4341 | -203230.2266 | 533330.6691 | 317.4587 | 666.7766 | 0
8:20 | 7070 | 243 | 2260 | 9481 | 2936 | 508 | 209 | 721 | 715 | 24143 |  | 8:20 | 9481 | 0.37971 | 8:20 | 948.1 | 0.81069 | 2312.439 | 2028.8112 | 3225.159 | 52688.253 | [5 empty] | 3225.159 | 7517.8532 |  |  | 6818.2168 | -699.6364 | -209890.9129 | 526669.9827 | 313.494 | 670.7413 | 0
8:25 | 7073 | 242 | 2290 | 9517 | 2971 | 508 | 210 | 720 | 655 | 24186 |  | 8:25 | 9517 | 0.85111 | 8:25 | 951.7 | 0.81377 | 2321.2195 | 2036.5148 | 3237.4052 | 52888.3139 | [5 empty] | 3237.4052 | 7546.399 |  |  | 6818.2168 | -728.1822 | -218454.6525 | 518106.2432 | 308.3966 | 675.8388 | 0
8:30 | 7072 | 244 | 2760 | 9598 | 2928 | 542 | 217 | 720 | 135 | 24216 |  | 8:30 | 9598 | 1.2503 | 8:30 | 959.8 | 0.82069 | 2340.9756 | 2053.8477 | 3264.959 | 53338.4509 | [5 empty] | 3264.959 | 7610.6271 |  |  | 6818.2168 | -792.4102 | -237723.0665 | 498837.8292 | 296.9273 | 687.3081 | 0
8:35 | 7062 | 242 | 2770 | 9718 | 2889 | 595 | 223 | 720 | 85 | 24304 |  | 8:35 | 9718 | 1.5641 | 8:35 | 971.8 | 0.83095 | 2370.2439 | 2079.5261 | 3305.7795 | 54005.3204 | [5 empty] | 3305.7795 | 7705.7797 |  |  | 6818.2168 | -887.5629 | -266268.865 | 470292.0307 | 279.9357 | 704.2996 | 0
8:40 | 7063 | 242 | 2770 | 9870 | 2858 | 574 | 230 | 720 | 83 | 24410 |  | 8:40 | 9870 | 1.4792 | 8:40 | 987 | 0.84395 | 2407.3171 | 2112.0522 | 3357.4855 | 54850.0219 | [5 empty] | 3357.4855 | 7826.3064 |  |  | 6818.2168 | -1008.0896 | -302426.8765 | 434134.0192 | 258.4131 | 725.8222 | 0
8:45 | 7066 | 243 | 2770 | 10016 | 2872 | 508 | 229 | 721 | 84 | 24509 |  | 8:45 | 10016 | 0.29952 | 8:45 | 1001.6 | 0.85643 | 2442.9268 | 2143.2943 | 3407.1504 | 55661.3799 | [5 empty] | 3407.1504 | 7942.0755 |  |  | 6818.2168 | -1123.8587 | -337157.598 | 399403.2977 | 237.7401 | 746.4953 | 0
8:50 | 7072 | 242 | 2810 | 10046 | 2890 | 566 | 231 | 720 | 43 | 24620 |  | 8:50 | 10046 | 0.4778 | 8:50 | 1004.6 | 0.859 | 2450.2439 | 2149.7139 | 3417.3555 | 55828.0973 | [5 empty] | 3417.3555 | 7965.8637 |  |  | 6818.2168 | -1147.6468 | -344294.0476 | 392266.848 | 233.4922 | 750.7432 | 0
8:55 | 7063 | 243 | 2830 | 10094 | 2911 | 609 | 226 | 721 | 7 | 24704 |  | 8:55 | 10094 | 1.3275 | 8:55 | 1009.4 | 0.8631 | 2461.9512 | 2159.9853 | 3433.6837 | 56094.8451 | [5 empty] | 3433.6837 | 8003.9247 |  |  | 6818.2168 | -1185.7079 | -355712.367 | 380848.5286 | 226.6956 | 757.5398 | 0
9:00 | 7061 | 244 | 3010 | 10228 | 2955 | 550 | 219 | 722 | -189 | 24800 |  | 9:00 | 10228 | -0.06844 | 9:00 | 1022.8 | 0.87456 | 2494.6341 | 2188.6595 | 3479.2666 | 56839.5161 | [5 empty] | 3479.2666 | 8110.1785 |  | 9:00 | 6818.2168 | -1291.9617 | -387588.5087 | 348972.3869 | 207.7217 | 776.5137 | 0
9:05 | 7072 | 238 | 3030 | 10221 | 2953 | 509 | 213 | 721 | 101 | 25058 |  | 9:05 | 10221 | 0.20546 | 9:05 | 1022.1 | 0.87396 | 2492.9268 | 2187.1616 | 3476.8854 | 56800.6154 | [5 empty] | 3476.8854 | 8104.628 |  |  | 6818.2168 | -1286.4111 | -385923.3371 | 350637.5585 | 208.7128 | 775.5225 | 0
9:10 | 7072 | 241 | 3030 | 10242 | 2956 | 573 | 211 | 721 | 141 | 25187 |  | 9:10 | 10242 | -0.98614 | 9:10 | 1024.2 | 0.87576 | 2498.0488 | 2191.6554 | 3484.029 | 56917.3175 | [5 empty] | 3484.029 | 8121.2797 |  |  | 6818.2168 | -1303.0628 | -390918.8519 | 345642.0438 | 205.7393 | 778.496 | 0
9:15 | 7060 | 242 | 3030 | 10141 | 2958 | 576 | 212 | 721 | 140 | 25080 |  | 9:15 | 10141 | -1.7059 | 9:15 | 1014.1 | 0.86712 | 2473.4146 | 2170.0427 | 3449.6717 | 56356.0357 | [5 empty] | 3449.6717 | 8041.1929 |  |  | 6818.2168 | -1222.976 | -366892.8048 | 369668.0909 | 220.0405 | 764.1948 | 0
9:20 | 7053 | 243 | 3080 | 9968 | 3026 | 780 | 212 | 721 | 91 | 25174 |  | 9:20 | 9968 | 2.4177 | 9:20 | 996.8 | 0.85233 | 2431.2195 | 2133.0229 | 3390.8222 | 55394.632 | [5 empty] | 3390.8222 | 7904.0144 |  |  | 6818.2168 | -1085.7976 | -325739.2786 | 410821.6171 | 244.5367 | 739.6987 | 0
9:25 | 7063 | 243 | 3110 | 10209 | 3060 | 632 | 211 | 725 | 59 | 25312 |  | 9:25 | 10209 | 0.30365 | 9:25 | 1020.9 | 0.87294 | 2490 | 2184.5938 | 3472.8033 | 56733.9284 | [5 empty] | 3472.8033 | 8095.1127 |  |  | 6818.2168 | -1276.8959 | -383068.7573 | 353492.1384 | 210.412 | 773.8234 | 0
9:30 | 7065 | 244 | 3430 | 10240 | 3076 | 592 | 205 | 736 | -262 | 25326 |  | 9:30 | 10240 | -1.2695 | 9:30 | 1024 | 0.87559 | 2497.561 | 2191.2274 | 3483.3486 | 56906.2031 | [5 empty] | 3483.3486 | 8119.6938 |  |  | 6818.2168 | -1301.477 | -390443.0886 | 346117.8071 | 206.0225 | 778.2128 | 0
9:35 | 7071 | 244 | 3450 | 10110 | 3080 | 611 | 194 | 722 | -283 | 25199 |  | 9:35 | 10110 | 0.80119 | 9:35 | 1011 | 0.86447 | 2465.8537 | 2163.4091 | 3439.1264 | 56183.761 | [5 empty] | 3439.1264 | 8016.6118 |  |  | 6818.2168 | -1198.3949 | -359518.4735 | 377042.4221 | 224.43 | 759.8053 | 0
9:40 | 7070 | 243 | 3460 | 10191 | 3024 | 691 | 195 | 721 | -292 | 25303 |  | 9:40 | 10191 | 0.70651 | 9:40 | 1019.1 | 0.8714 | 2485.6098 | 2180.742 | 3466.6803 | 56633.898 | [5 empty] | 3466.6803 | 8080.8398 |  |  | 6818.2168 | -1262.623 | -378786.8875 | 357774.0081 | 212.9607 | 771.2746 | 0
9:45 | 7060 | 244 | 3460 | 10263 | 2950 | 832 | 195 | 721 | -293 | 25432 |  | 9:45 | 10263 | 1.481 | 9:45 | 1026.3 | 0.87755 | 2503.1707 | 2196.1491 | 3491.1726 | 57034.0197 | [5 empty] | 3491.1726 | 8137.9314 |  |  | 6818.2168 | -1319.7146 | -395914.3666 | 340646.529 | 202.7658 | 781.4696 | 0
9:50 | 7072 | 243 | 3540 | 10415 | 2922 | 774 | 194 | 720 | -374 | 25506 |  | 9:50 | 10415 | 0.86414 | 9:50 | 1041.5 | 0.89055 | 2540.2439 | 2228.6751 | 3542.8785 | 57878.7212 | [5 empty] | 3542.8785 | 8258.4581 |  |  | 6818.2168 | -1440.2413 | -432072.3781 | 304488.5176 | 181.2432 | 802.9922 | 0
9:55 | 7075 | 243 | 3560 | 10505 | 2906 | 793 | 191 | 721 | -412 | 25582 |  | 9:55 | 10505 | 0.84722 | 9:55 | 1050.5 | 0.89825 | 2562.1951 | 2247.934 | 3573.4939 | 58378.8733 | [5 empty] | 3573.4939 | 8329.8226 |  |  | 6818.2168 | -1511.6058 | -453481.727 | 283079.1687 | 168.4995 | 815.7358 | 0
10:00 | 7069 | 244 | 3690 | 10594 | 2869 | 855 | 190 | 719 | -570 | 25660 |  | 10:00 | 10594 | 0.54748 | 10:00 | 1059.4 | 0.90586 | 2583.9024 | 2266.9788 | 3603.7691 | 58873.4683 | [5 empty] | 3603.7691 | 8400.3942 |  | 10:00 | 6818.2168 | -1582.1773 | -474653.1942 | 261907.7014 | 155.8974 | 828.3379 | 0
10:05 | 7082 | 245 | 3730 | 10652 | 2884 | 789 | 190 | 719 | -614 | 25677 |  | 10:05 | 10652 | 1.2955 | 10:05 | 1065.2 | 0.91082 | 2598.0488 | 2279.3901 | 3623.499 | 59195.7886 | [5 empty] | 3623.499 | 8446.3846 |  |  | 6818.2168 | -1628.1678 | -488450.3302 | 248110.5655 | 147.6849 | 836.5505 | 0
10:10 | 7076 | 244 | 3730 | 10790 | 2912 | 749 | 191 | 720 | -562 | 25850 |  | 10:10 | 10790 | 0 | 10:10 | 1079 | 0.92262 | 2631.7073 | 2308.9203 | 3670.4426 | 59962.6886 | [5 empty] | 3670.4426 | 8555.8102 |  |  | 6818.2168 | -1737.5933 | -521277.9985 | 215282.8972 | 128.1446 | 856.0908 | 0
10:15 | 7076 | 244 | 3730 | 10790 | 2912 | 749 | 191 | 720 | -562 | 25850 |  | 10:15 | 10790 | 1.5385 | 10:15 | 1079 | 0.92262 | 2631.7073 | 2308.9203 | 3670.4426 | 59962.6886 | [5 empty] | 3670.4426 | 8555.8102 |  |  | 6818.2168 | -1737.5933 | -521277.9985 | 215282.8972 | 128.1446 | 856.0908 | 0
10:20 | 7082 | 243 | 3810 | 10956 | 2886 | 695 | 190 | 719 | -651 | 25930 |  | 10:20 | 10956 | 0 | 10:20 | 1095.6 | 0.93681 | 2672.1951 | 2344.4421 | 3726.9109 | 60885.1915 | [5 empty] | 3726.9109 | 8687.438 |  |  | 6818.2168 | -1869.2212 | -560766.3531 | 175794.5426 | 104.6396 | 879.5957 | 0
10:25 | 7082 | 243 | 3840 | 10956 | 2886 | 695 | 190 | 719 | -681 | 25930 |  | 10:25 | 10956 | 1.8437 | 10:25 | 1095.6 | 0.93681 | 2672.1951 | 2344.4421 | 3726.9109 | 60885.1915 | [5 empty] | 3726.9109 | 8687.438 |  |  | 6818.2168 | -1869.2212 | -560766.3531 | 175794.5426 | 104.6396 | 879.5957 | 0
10:30 | 7085 | 244 | 3830 | 11158 | 2852 | 670 | 190 | 714 | -697 | 26046 |  | 10:30 | 11158 | -0.36745 | 10:30 | 1115.8 | 0.95408 | 2721.4634 | 2387.6675 | 3795.6254 | 62007.7552 | [5 empty] | 3795.6254 | 8847.6117 |  |  | 6818.2168 | -2029.3948 | -608818.4473 | 127742.4484 | 76.0372 | 908.1982 | 0
10:35 | 7083 | 247 | 3850 | 11117 | 2863 | 670 | 176 | 714 | -728 | 25992 |  | 10:35 | 11117 | -0.29684 | 10:35 | 1111.7 | 0.95058 | 2711.4634 | 2378.894 | 3781.6784 | 61779.9081 | [5 empty] | 3781.6784 | 8815.1012 |  |  | 6818.2168 | -1996.8843 | -599065.2994 | 137495.5962 | 81.8426 | 902.3927 | 0
10:40 | 7088 | 244 | 3850 | 11084 | 2946 | 670 | 172 | 713 | -728 | 26039 |  | 10:40 | 11084 | 0.12631 | 10:40 | 1108.4 | 0.94776 | 2703.4146 | 2371.8325 | 3770.4528 | 61596.519 | [5 empty] | 3770.4528 | 8788.9342 |  |  | 6818.2168 | -1970.7173 | -591215.2048 | 145345.6908 | 86.5153 | 897.7201 | 0
10:45 | 7086 | 253 | 3850 | 11098 | 2990 | 678 | 172 | 717 | -729 | 26115 |  | 10:45 | 11098 | -0.12615 | 10:45 | 1109.8 | 0.94895 | 2706.8293 | 2374.8283 | 3775.2152 | 61674.3205 | [5 empty] | 3775.2152 | 8800.0353 |  |  | 6818.2168 | -1981.8185 | -594545.548 | 142015.3476 | 84.5329 | 899.7024 | 0
10:50 | 7079 | 238 | 3900 | 11084 | 3043 | 733 | 172 | 720 | -778 | 26191 |  | 10:50 | 11084 | 0.79394 | 10:50 | 1108.4 | 0.94776 | 2703.4146 | 2371.8325 | 3770.4528 | 61596.519 | [5 empty] | 3770.4528 | 8788.9342 |  |  | 6818.2168 | -1970.7173 | -591215.2048 | 145345.6908 | 86.5153 | 897.7201 | 0
10:55 | 7073 | 174 | 3900 | 11172 | 3060 | 726 | 173 | 721 | -777 | 26222 |  | 10:55 | 11172 | 0.22377 | 10:55 | 1117.2 | 0.95528 | 2724.878 | 2390.6633 | 3800.3878 | 62085.5567 | [5 empty] | 3800.3878 | 8858.7128 |  |  | 6818.2168 | -2040.496 | -612148.7904 | 124412.1052 | 74.0548 | 910.1805 | 0
11:00 | 7075 | 67 | 3820 | 11197 | 3050 | 757 | 165 | 721 | -699 | 26153 |  | 11:00 | 11197 | 1.0092 | 11:00 | 1119.7 | 0.95742 | 2730.9756 | 2396.013 | 3808.8921 | 62224.4879 | [5 empty] | 3808.8921 | 8878.5363 |  | 11:00 | 6818.2168 | -2060.3194 | -618095.8318 | 118465.0639 | 70.5149 | 913.7204 | 0
11:05 | 7081 | 0 | 3840 | 11310 | 3031 | 833 | 151 | 718 | -714 | 26250 |  | 11:05 | 11310 | 0.76923 | 11:05 | 1131 | 0.96708 | 2758.5366 | 2420.1935 | 3847.3314 | 62852.4567 | [5 empty] | 3847.3314 | 8968.1384 |  |  | 6818.2168 | -2149.9215 | -644976.4587 | 91584.4369 | 54.5145 | 929.7208 | 0
11:10 | 7081 | 0 | 3860 | 11397 | 3059 | 703 | 151 | 719 | -714 | 26256 |  | 11:10 | 11397 | 0.38607 | 11:10 | 1139.7 | 0.97452 | 2779.7561 | 2438.8104 | 3876.9262 | 63335.9371 | [5 empty] | 3876.9262 | 9037.124 |  |  | 6818.2168 | -2218.9072 | -665672.1627 | 70888.733 | 42.1957 | 942.0397 | 0
11:15 | 7069 | 0 | 3860 | 11441 | 3060 | 672 | 151 | 721 | -712 | 26262 |  | 11:15 | 11441 | 0.68176 | 11:15 | 1144.1 | 0.97828 | 2790.4878 | 2448.2258 | 3891.8937 | 63580.456 | [5 empty] | 3891.8937 | 9072.0134 |  |  | 6818.2168 | -2253.7965 | -676138.9554 | 60421.9402 | 35.9654 | 948.2699 | 0
11:20 | 7078 | 0 | 3880 | 11519 | 3064 | 643 | 151 | 721 | -732 | 26324 |  | 11:20 | 11519 | -0.2778 | 11:20 | 1151.9 | 0.98495 | 2809.5122 | 2464.9168 | 3918.4271 | 64013.9212 | [5 empty] | 3918.4271 | 9133.8626 |  |  | 6818.2168 | -2315.6457 | -694693.7245 | 41867.1712 | 24.9209 | 959.3144 | 0
11:25 | 7075 | 0 | 3880 | 11487 | 3115 | 650 | 151 | 720 | -731 | 26347 |  | 11:25 | 11487 | 0.33081 | 11:25 | 1148.7 | 0.98221 | 2801.7073 | 2458.0692 | 3907.5416 | 63836.0893 | [5 empty] | 3907.5416 | 9108.4885 |  |  | 6818.2168 | -2290.2717 | -687081.5115 | 49479.3841 | 29.452 | 954.7833 | 0
11:30 | 7078 | 0 | 3710 | 11525 | 3143 | 635 | 151 | 720 | -577 | 26385 |  | 11:30 | 11525 | -0.086768 | 11:30 | 1152.5 | 0.98546 | 2810.9756 | 2466.2007 | 3920.4681 | 64047.2647 | [5 empty] | 3920.4681 | 9138.6202 |  |  | 6818.2168 | -2320.4034 | -696121.0144 | 40439.8812 | 24.0714 | 960.164 | 0
11:35 | 7077 | 0 | 3730 | 11515 | 3172 | 648 | 151 | 721 | -620 | 26394 |  | 11:35 | 11515 | 0.84238 | 11:35 | 1151.5 | 0.98461 | 2808.5366 | 2464.0609 | 3917.0664 | 63991.6922 | [5 empty] | 3917.0664 | 9130.6908 |  |  | 6818.2168 | -2312.474 | -693742.1979 | 42818.6978 | 25.4873 | 958.748 | 0
11:40 | 7080 | 0 | 3730 | 11612 | 3189 | 623 | 151 | 720 | -620 | 26485 |  | 11:40 | 11612 | 0.47365 | 11:40 | 1161.2 | 0.9929 | 2832.1951 | 2484.8176 | 3950.0629 | 64530.7451 | [5 empty] | 3950.0629 | 9207.6059 |  |  | 6818.2168 | -2389.3891 | -716816.7183 | 19744.1773 | 11.7525 | 972.4829 | 0
11:45 | 7075 | 0 | 3730 | 11667 | 3233 | 597 | 151 | 713 | -621 | 26545 |  | 11:45 | 11667 | -1.02 | 11:45 | 1166.7 | 0.99761 | 2845.6098 | 2496.5869 | 3968.7723 | 64836.3937 | [5 empty] | 3968.7723 | 9251.2175 |  |  | 6818.2168 | -2433.0007 | -729900.2093 | 6660.6863 | 3.9647 | 980.2707 | 0
11:50 | 7085 | 0 | 3740 | 11548 | 3261 | 601 | 142 | 717 | -631 | 26463 |  | 11:50 | 11548 | -0.41566 | 11:50 | 1154.8 | 0.98743 | 2816.5854 | 2471.1224 | 3928.292 | 64175.0813 | [5 empty] | 3928.292 | 9156.8578 |  |  | 6818.2168 | -2338.641 | -701592.2925 | 34968.6032 | 20.8146 | 963.4207 | 0
11:55 | 7081 | 0 | 3740 | 11500 | 3278 | 604 | 108 | 719 | -631 | 26399 |  | 11:55 | 11500 | -1.287 | 11:55 | 1150 | 0.98333 | 2804.878 | 2460.8511 | 3911.9638 | 63908.3335 | [5 empty] | 3911.9638 | 9118.7968 |  |  | 6818.2168 | -2300.5799 | -690173.9731 | 46386.9226 | 27.6113 | 956.6241 | 0
12:00 | 7075 | 0 | 3590 | 11352 | 3317 | 647 | 95 | 719 | -485 | 26310 |  | 12:00 | 11352 | -1.6121 | 12:00 | 1135.2 | 0.97067 | 2768.7805 | 2429.181 | 3861.6185 | 63085.861 | [5 empty] | 3861.6185 | 9001.4418 |  | 12:00 | 6818.2168 | -2183.225 | -654967.4882 | 81593.4074 | 48.5675 | 935.6678 | 0
12:05 | 7073 | 0 | 3580 | 11169 | 3291 | 966 | 87 | 718 | -606 | 26278 |  | 12:05 | 11169 | 2.3547 | 12:05 | 1116.9 | 0.95502 | 2724.1463 | 2390.0214 | 3799.3673 | 62068.885 | [5 empty] | 3799.3673 | 8856.334 |  |  | 6818.2168 | -2038.1172 | -611435.1455 | 125125.7502 | 74.4796 | 909.7557 | 0
12:10 | 7081 | 0 | 3600 | 11432 | 3280 | 693 | 86 | 717 | -620 | 26269 |  | 12:10 | 11432 | 0.24493 | 12:10 | 1143.2 | 0.97751 | 2788.2927 | 2446.2999 | 3888.8322 | 63530.4408 | [5 empty] | 3888.8322 | 9064.8769 |  |  | 6818.2168 | -2246.6601 | -673998.0206 | 62562.8751 | 37.2398 | 946.9955 | 0
12:15 | 7077 | 0 | 3600 | 11460 | 3320 | 610 | 86 | 718 | -617 | 26254 |  | 12:15 | 11460 | -0.61082 | 12:15 | 1146 | 0.97991 | 2795.122 | 2452.2916 | 3898.357 | 63686.0437 | [5 empty] | 3898.357 | 9087.0792 |  |  | 6818.2168 | -2268.8624 | -680658.7069 | 55902.1888 | 33.2751 | 950.9602 | 0
12:20 | 7075 | 0 | 3590 | 11390 | 3381 | 564 | 86 | 714 | -608 | 26192 |  | 12:20 | 11390 | -1.5891 | 12:20 | 1139 | 0.97392 | 2778.0488 | 2437.3125 | 3874.545 | 63297.0364 | [5 empty] | 3874.545 | 9031.5735 |  |  | 6818.2168 | -2213.3566 | -664006.9911 | 72553.9046 | 43.1868 | 941.0485 | 0
12:25 | 7078 | 0 | 3590 | 11209 | 3493 | 560 | 85 | 704 | -609 | 26110 |  | 12:25 | 11209 | -2.0073 | 12:25 | 1120.9 | 0.95844 | 2733.9024 | 2398.5808 | 3812.9741 | 62291.1748 | [5 empty] | 3812.9741 | 8888.0515 |  |  | 6818.2168 | -2069.8347 | -620950.4116 | 115610.484 | 68.8158 | 915.4196 | 0
12:30 | 7077 | 0 | 3440 | 10984 | 3582 | 494 | 85 | 714 | -457 | 25919 |  | 12:30 | 10984 | -2.5401 | 12:30 | 1098.4 | 0.9392 | 2679.0244 | 2350.4338 | 3736.4357 | 61040.7944 | [5 empty] | 3736.4357 | 8709.6403 |  |  | 6818.2168 | -1891.4235 | -567427.0394 | 169133.8562 | 100.6749 | 883.5604 | 0
12:35 | 7072 | 0 | 3450 | 10705 | 3648 | 537 | 85 | 720 | -452 | 25765 |  | 12:35 | 10705 | -0.73797 | 12:35 | 1070.5 | 0.91535 | 2610.9756 | 2290.7314 | 3641.528 | 59490.3226 | [5 empty] | 3641.528 | 8488.4104 |  |  | 6818.2168 | -1670.1935 | -501058.0578 | 235502.8378 | 140.1803 | 844.0551 | 0
12:40 | 7061 | 0 | 3450 | 10626 | 3666 | 545 | 85 | 720 | -422 | 25731 |  | 12:40 | 10626 | 0.094109 | 12:40 | 1062.6 | 0.90859 | 2591.7073 | 2273.8264 | 3614.6546 | 59051.3002 | [5 empty] | 3614.6546 | 8425.7682 |  |  | 6818.2168 | -1607.5514 | -482265.4072 | 254295.4885 | 151.3664 | 832.869 | 0
12:45 | 7060 | 0 | 3450 | 10636 | 3678 | 512 | 84 | 720 | -398 | 25742 |  | 12:45 | 10636 | -0.40429 | 12:45 | 1063.6 | 0.90945 | 2594.1463 | 2275.9663 | 3618.0563 | 59106.8726 | [5 empty] | 3618.0563 | 8433.6976 |  |  | 6818.2168 | -1615.4807 | -484644.2237 | 251916.672 | 149.9504 | 834.2849 | 0
12:50 | 7066 | 0 | 3420 | 10593 | 3724 | 487 | 70 | 718 | -346 | 25732 |  | 12:50 | 10593 | 0 | 12:50 | 1059.3 | 0.90577 | 2583.6585 | 2266.7648 | 3603.4289 | 58867.911 | [5 empty] | 3603.4289 | 8399.6012 |  |  | 6818.2168 | -1581.3844 | -474415.3126 | 262145.5831 | 156.039 | 828.1963 | 0
12:55 | 7069 | 0 | 3410 | 10593 | 3723 | 489 | 70 | 719 | -336 | 25737 |  | 12:55 | 10593 | 0.094402 | 12:55 | 1059.3 | 0.90577 | 2583.6585 | 2266.7648 | 3603.4289 | 58867.911 | [5 empty] | 3603.4289 | 8399.6012 |  |  | 6818.2168 | -1581.3844 | -474415.3126 | 262145.5831 | 156.039 | 828.1963 | 0
13:00 | 7063 | 0 | 3140 | 10603 | 3705 | 403 | 70 | 716 | -79 | 25621 |  | 13:00 | 10603 | -0.49986 | 13:00 | 1060.3 | 0.90663 | 2586.0976 | 2268.9047 | 3606.8306 | 58923.4835 | [5 empty] | 3606.8306 | 8407.5306 |  | 13:00 | 6818.2168 | -1589.3138 | -476794.1291 | 259766.7666 | 154.6231 | 829.6123 | 0
13:05 | 7060 | 0 | 3150 | 10550 | 3786 | 399 | 70 | 719 | -103 | 25631 |  | 13:05 | 10550 | 0.18957 | 13:05 | 1055 | 0.90209 | 2573.1707 | 2257.5634 | 3588.8016 | 58628.9494 | [5 empty] | 3588.8016 | 8365.5048 |  |  | 6818.2168 | -1547.288 | -464186.4014 | 272374.4942 | 162.1277 | 822.1077 | 0
13:10 | 7064 | 0 | 3150 | 10570 | 3825 | 355 | 70 | 718 | -81 | 25671 |  | 13:10 | 10570 | 1.1353 | 13:10 | 1057 | 0.90381 | 2578.0488 | 2261.8431 | 3595.605 | 58740.0944 | [5 empty] | 3595.605 | 8381.3636 |  |  | 6818.2168 | -1563.1468 | -468944.0345 | 267616.8611 | 159.2958 | 824.9396 | 0
13:15 | 7062 | 0 | 3150 | 10690 | 3780 | 330 | 70 | 719 | -56 | 25745 |  | 13:15 | 10690 | -0.13096 | 13:15 | 1069 | 0.91407 | 2607.3171 | 2287.5216 | 3636.4255 | 59406.9639 | [5 empty] | 3636.4255 | 8476.5163 |  |  | 6818.2168 | -1658.2994 | -497489.833 | 239071.0626 | 142.3042 | 841.9311 | 0
13:20 | 7059 | 0 | 3150 | 10676 | 3729 | 304 | 70 | 720 | -31 | 25677 |  | 13:20 | 10676 | 0.037467 | 13:20 | 1067.6 | 0.91287 | 2603.9024 | 2284.5257 | 3631.6631 | 59329.1625 | [5 empty] | 3631.6631 | 8465.4151 |  |  | 6818.2168 | -1647.1983 | -494159.4899 | 242401.4058 | 144.2866 | 839.9488 | 0
13:25 | 7066 | 0 | 3140 | 10680 | 3684 | 306 | 85 | 806 | 4 | 25771 |  | 13:25 | 10680 | -0.32772 | 13:25 | 1068 | 0.91321 | 2604.878 | 2285.3817 | 3633.0238 | 59351.3915 | [5 empty] | 3633.0238 | 8468.5869 |  |  | 6818.2168 | -1650.3701 | -495111.0165 | 241449.8792 | 143.7202 | 840.5152 | 0
13:30 | 7067 | 0 | 2930 | 10645 | 3660 | 304 | 89 | 820 | 241 | 25756 |  | 13:30 | 10645 | 0.31 | 13:30 | 1064.5 | 0.91022 | 2596.3415 | 2277.8921 | 3621.1178 | 59156.8878 | [5 empty] | 3621.1178 | 8440.834 |  |  | 6818.2168 | -1622.6172 | -486785.1586 | 249775.7371 | 148.676 | 835.5593 | 0
13:35 | 7063 | 0 | 2940 | 10678 | 3633 | 303 | 89 | 820 | 259 | 25785 |  | 13:35 | 10678 | -0.09365 | 13:35 | 1067.8 | 0.91304 | 2604.3902 | 2284.9537 | 3632.3434 | 59340.277 | [5 empty] | 3632.3434 | 8467.001 |  |  | 6818.2168 | -1648.7842 | -494635.2532 | 241925.6425 | 144.0034 | 840.232 | 0
13:40 | 7061 | 0 | 2940 | 10668 | 3655 | 295 | 89 | 821 | 281 | 25810 |  | 13:40 | 10668 | -0.92801 | 13:40 | 1066.8 | 0.91218 | 2601.9512 | 2282.8138 | 3628.9417 | 59284.7045 | [5 empty] | 3628.9417 | 8459.0716 |  |  | 6818.2168 | -1640.8548 | -492256.4366 | 244304.459 | 145.4193 | 838.816 | 0
13:45 | 7072 | 0 | 2940 | 10569 | 3682 | 295 | 89 | 820 | 300 | 25767 |  | 13:45 | 10569 | -1.1354 | 13:45 | 1056.9 | 0.90372 | 2577.8049 | 2261.6291 | 3595.2648 | 58734.5371 | [5 empty] | 3595.2648 | 8380.5707 |  |  | 6818.2168 | -1562.3538 | -468706.1529 | 267854.7428 | 159.4373 | 824.798 | 0
13:50 | 7071 | 0 | 2950 | 10449 | 3705 | 295 | 89 | 819 | 297 | 25675 |  | 13:50 | 10449 | -0.47851 | 13:50 | 1044.9 | 0.89346 | 2548.5366 | 2235.9507 | 3554.4443 | 58067.6676 | [5 empty] | 3554.4443 | 8285.418 |  |  | 6818.2168 | -1467.2012 | -440160.3543 | 296400.5413 | 176.4289 | 807.8065 | 0
13:55 | 7063 | 0 | 2960 | 10399 | 3732 | 313 | 90 | 820 | 284 | 25661 |  | 13:55 | 10399 | 0.58659 | 13:55 | 1039.9 | 0.88918 | 2536.3415 | 2225.2513 | 3537.4358 | 57789.8052 | [5 empty] | 3537.4358 | 8245.7711 |  |  | 6818.2168 | -1427.5542 | -428266.2716 | 308294.624 | 183.5087 | 800.7266 | 0
14:00 | 7062 | 0 | 2480 | 10460 | 3704 | 327 | 90 | 821 | 757 | 25701 |  | 14:00 | 10460 | 1.4532 | 14:00 | 1046 | 0.8944 | 2551.2195 | 2238.3045 | 3558.1862 | 58128.7973 | [5 empty] | 3558.1862 | 8294.1403 |  | 14:00 | 6818.2168 | -1475.9235 | -442777.0525 | 293783.8431 | 174.8713 | 809.364 | 0
14:05 | 7060 | 0 | 2520 | 10612 | 3680 | 301 | 91 | 821 | 711 | 25796 |  | 14:05 | 10612 | 1.7622 | 14:05 | 1061.2 | 0.9074 | 2588.2927 | 2270.8306 | 3609.8922 | 58973.4987 | [5 empty] | 3609.8922 | 8414.6671 |  |  | 6818.2168 | -1596.4502 | -478935.064 | 257625.8317 | 153.3487 | 830.8866 | 0
14:10 | 7057 | 0 | 2510 | 10799 | 3715 | 295 | 91 | 820 | 728 | 26015 |  | 14:10 | 10799 | 0.38892 | 14:10 | 1079.9 | 0.92339 | 2633.9024 | 2310.8461 | 3673.5041 | 60012.7038 | [5 empty] | 3673.5041 | 8562.9466 |  |  | 6818.2168 | -1744.7298 | -523418.9334 | 213141.9623 | 126.8702 | 857.3651 | 0
14:15 | 7033 | 0 | 2510 | 10841 | 3771 | 295 | 91 | 822 | 727 | 26090 |  | 14:15 | 10841 | -0.44276 | 14:15 | 1084.1 | 0.92698 | 2644.1463 | 2319.8336 | 3687.7913 | 60246.1081 | [5 empty] | 3687.7913 | 8596.25 |  |  | 6818.2168 | -1778.0332 | -533409.9628 | 203150.9328 | 120.9232 | 863.3122 | 0
14:20 | 7006 | 0 | 2540 | 10793 | 3873 | 295 | 90 | 821 | 697 | 26115 |  | 14:20 | 10793 | 0.0092653 | 14:20 | 1079.3 | 0.92287 | 2632.439 | 2309.5622 | 3671.4631 | 59979.3603 | [5 empty] | 3671.4631 | 8558.189 |  |  | 6818.2168 | -1739.9721 | -521991.6434 | 214569.2522 | 127.7198 | 856.5156 | 0
14:25 | 6984 | 0 | 2540 | 10794 | 4013 | 295 | 90 | 820 | 698 | 26234 |  | 14:25 | 10794 | -0.23161 | 14:25 | 1079.4 | 0.92296 | 2632.6829 | 2309.7762 | 3671.8032 | 59984.9176 | [5 empty] | 3671.8032 | 8558.9819 |  |  | 6818.2168 | -1740.7651 | -522229.5251 | 214331.3706 | 127.5782 | 856.6571 | 0
14:30 | 6961 | 0 | 2260 | 10769 | 4169 | 295 | 90 | 821 | 977 | 26342 |  | 14:30 | 10769 | -2.08 | 14:30 | 1076.9 | 0.92082 | 2626.5854 | 2304.4265 | 3663.299 | 59845.9864 | [5 empty] | 3663.299 | 8539.1585 |  |  | 6818.2168 | -1720.9416 | -516282.4837 | 220278.4119 | 131.1181 | 853.1172 | 0
14:35 | 6930 | 0 | 2280 | 10545 | 4216 | 436 | 91 | 820 | 962 | 26280 |  | 14:35 | 10545 | -0.25605 | 14:35 | 1054.5 | 0.90167 | 2571.9512 | 2256.4934 | 3587.1007 | 58601.1632 | [5 empty] | 3587.1007 | 8361.5402 |  |  | 6818.2168 | -1543.3233 | -462996.9931 | 273563.9025 | 162.8357 | 821.3997 | 0
14:40 | 6907 | 0 | 2280 | 10518 | 4300 | 363 | 91 | 820 | 984 | 26263 |  | 14:40 | 10518 | 0.84617 | 14:40 | 1051.8 | 0.89936 | 2565.3659 | 2250.7158 | 3577.9161 | 58451.1176 | [5 empty] | 3577.9161 | 8340.1308 |  |  | 6818.2168 | -1521.914 | -456574.1885 | 279986.7072 | 166.6588 | 817.5766 | 0
14:45 | 6885 | 0 | 2280 | 10607 | 4391 | 296 | 91 | 821 | 1009 | 26380 |  | 14:45 | 10607 | -0.77307 | 14:45 | 1060.7 | 0.90697 | 2587.0732 | 2269.7606 | 3608.1913 | 58945.7125 | [5 empty] | 3608.1913 | 8410.7024 |  |  | 6818.2168 | -1592.4855 | -477745.6557 | 258815.2399 | 154.0567 | 830.1787 | 0
14:50 | 6867 | 0 | 2310 | 10525 | 4434 | 300 | 91 | 821 | 997 | 26345 |  | 14:50 | 10525 | 0.085511 | 14:50 | 1052.5 | 0.89996 | 2567.0732 | 2252.2137 | 3580.2973 | 58490.0183 | [5 empty] | 3580.2973 | 8345.6814 |  |  | 6818.2168 | -1527.4645 | -458239.3601 | 278321.5356 | 165.6676 | 818.5678 | 0
14:55 | 6845 | 0 | 2320 | 10534 | 4466 | 356 | 98 | 821 | 969 | 26409 |  | 14:55 | 10534 | 1.2721 | 14:55 | 1053.4 | 0.90073 | 2569.2683 | 2254.1396 | 3583.3588 | 58540.0335 | [5 empty] | 3583.3588 | 8352.8178 |  |  | 6818.2168 | -1534.601 | -460380.295 | 276180.6007 | 164.3932 | 819.8421 | 0
15:00 | 6839 | 0 | 2010 | 10668 | 4507 | 362 | 114 | 820 | 1281 | 26601 |  | 15:00 | 10668 | 1.0499 | 15:00 | 1066.8 | 0.91218 | 2601.9512 | 2282.8138 | 3628.9417 | 59284.7045 | [5 empty] | 3628.9417 | 8459.0716 |  | 15:00 | 6818.2168 | -1640.8548 | -492256.4366 | 244304.459 | 145.4193 | 838.816 | 0
15:05 | 6840 | 0 | 2020 | 10780 | 4556 | 300 | 118 | 821 | 1530 | 26965 |  | 15:05 | 10780 | 0.5102 | 15:05 | 1078 | 0.92176 | 2629.2683 | 2306.7804 | 3667.0409 | 59907.1161 | [5 empty] | 3667.0409 | 8547.8808 |  |  | 6818.2168 | -1729.6639 | -518899.1819 | 217661.7137 | 129.5605 | 854.6748 | 0
15:10 | 6844 | 0 | 2030 | 10835 | 4644 | 295 | 117 | 820 | 1535 | 27120 |  | 15:10 | 10835 | -1.2921 | 15:10 | 1083.5 | 0.92646 | 2642.6829 | 2318.5497 | 3685.7502 | 60212.7647 | [5 empty] | 3685.7502 | 8591.4924 |  |  | 6818.2168 | -1773.2756 | -531982.6729 | 204578.2227 | 121.7728 | 862.4626 | 0
15:15 | 6842 | 0 | 2030 | 10695 | 4747 | 295 | 117 | 828 | 1534 | 27088 |  | 15:15 | 10695 | -0.41141 | 15:15 | 1069.5 | 0.91449 | 2608.5366 | 2288.5915 | 3638.1263 | 59434.7502 | [5 empty] | 3638.1263 | 8480.481 |  |  | 6818.2168 | -1662.2641 | -498679.2413 | 237881.6544 | 141.5962 | 842.6391 | 0
15:20 | 6835 | 0 | 2050 | 10651 | 4789 | 295 | 117 | 839 | 1517 | 27093 |  | 15:20 | 10651 | -0.6666 | 15:20 | 1065.1 | 0.91073 | 2597.8049 | 2279.1761 | 3623.1588 | 59190.2313 | [5 empty] | 3623.1588 | 8445.5917 |  |  | 6818.2168 | -1627.3748 | -488212.4485 | 248348.4471 | 147.8265 | 836.4089 | 0
15:25 | 6840 | 0 | 2060 | 10580 | 4850 | 330 | 118 | 840 | 1506 | 27124 |  | 15:25 | 10580 | 0.17013 | 15:25 | 1058 | 0.90466 | 2580.4878 | 2263.983 | 3599.0067 | 58795.6668 | [5 empty] | 3599.0067 | 8389.293 |  |  | 6818.2168 | -1571.0762 | -471322.8511 | 265238.0446 | 157.8798 | 826.3556 | 0
15:30 | 6839 | 0 | 1740 | 10598 | 4962 | 334 | 131 | 840 | 1822 | 27266 |  | 15:30 | 10598 | 0.86809 | 15:30 | 1059.8 | 0.9062 | 2584.878 | 2267.8348 | 3605.1298 | 58895.6973 | [5 empty] | 3605.1298 | 8403.5659 |  |  | 6818.2168 | -1585.3491 | -475604.7208 | 260956.1748 | 155.3311 | 828.9043 | 0
15:35 | 6840 | 0 | 1740 | 10690 | 5024 | 346 | 138 | 841 | 1819 | 27438 |  | 15:35 | 10690 | 0.64546 | 15:35 | 1069 | 0.91407 | 2607.3171 | 2287.5216 | 3636.4255 | 59406.9639 | [5 empty] | 3636.4255 | 8476.5163 |  |  | 6818.2168 | -1658.2994 | -497489.833 | 239071.0626 | 142.3042 | 841.9311 | 0
15:40 | 6837 | 0 | 1750 | 10759 | 5036 | 340 | 138 | 840 | 1808 | 27508 |  | 15:40 | 10759 | 1.4035 | 15:40 | 1075.9 | 0.91997 | 2624.1463 | 2302.2867 | 3659.8973 | 59790.4139 | [5 empty] | 3659.8973 | 8531.2291 |  |  | 6818.2168 | -1713.0122 | -513903.6672 | 222657.2285 | 132.5341 | 851.7013 | 0
15:45 | 6831 | 0 | 1750 | 10910 | 5006 | 317 | 138 | 841 | 1807 | 27600 |  | 15:45 | 10910 | 1.4024 | 15:45 | 1091 | 0.93288 | 2660.9756 | 2334.5987 | 3711.2631 | 60629.5581 | [5 empty] | 3711.2631 | 8650.9628 |  |  | 6818.2168 | -1832.746 | -549823.797 | 186737.0987 | 111.153 | 873.0823 | 0
15:50 | 6832 | 0 | 1760 | 11063 | 5028 | 327 | 140 | 841 | 1783 | 27774 |  | 15:50 | 11063 | 0.56947 | 15:50 | 1106.3 | 0.94596 | 2698.2927 | 2367.3387 | 3763.3092 | 61479.8168 | [5 empty] | 3763.3092 | 8772.2825 |  |  | 6818.2168 | -1954.0656 | -586219.6901 | 150341.2056 | 89.4888 | 894.7465 | 0
15:55 | 6833 | 0 | 1780 | 11126 | 4989 | 439 | 167 | 841 | 1737 | 27912 |  | 15:55 | 11126 | 1.4291 | 15:55 | 1112.6 | 0.95135 | 2713.6585 | 2380.8199 | 3784.7399 | 61829.9234 | [5 empty] | 3784.7399 | 8822.2376 |  |  | 6818.2168 | -2004.0208 | -601206.2343 | 135354.6613 | 80.5683 | 903.6671 | 0
16:00 | 6827 | 0 | 1530 | 11285 | 4902 | 420 | 234 | 850 | 1963 | 28011 |  | 16:00 | 11285 | 1.2583 | 16:00 | 1128.5 | 0.96494 | 2752.439 | 2414.8439 | 3838.8271 | 62713.5255 | [5 empty] | 3838.8271 | 8948.3149 |  | 16:00 | 6818.2168 | -2130.0981 | -639029.4174 | 97531.4783 | 58.0545 | 926.1809 | 0
16:05 | 6824 | 0 | 1530 | 11427 | 4881 | 392 | 292 | 855 | 1957 | 28158 |  | 16:05 | 11427 | 0.88387 | 16:05 | 1142.7 | 0.97708 | 2787.0732 | 2445.23 | 3887.1313 | 63502.6545 | [5 empty] | 3887.1313 | 9060.9122 |  |  | 6818.2168 | -2242.6954 | -672808.6123 | 63752.2834 | 37.9478 | 946.2876 | 0
16:10 | 6827 | 0 | 1540 | 11528 | 4890 | 306 | 296 | 851 | 1952 | 28190 |  | 16:10 | 11528 | 0.069396 | 16:10 | 1152.8 | 0.98572 | 2811.7073 | 2466.8427 | 3921.4886 | 64063.9364 | [5 empty] | 3921.4886 | 9140.999 |  |  | 6818.2168 | -2322.7822 | -696834.6594 | 39726.2363 | 23.6466 | 960.5888 | 0
16:15 | 6836 | 0 | 1540 | 11536 | 4938 | 157 | 294 | 857 | 1950 | 28108 |  | 16:15 | 11536 | -1.699 | 16:15 | 1153.6 | 0.9864 | 2813.6585 | 2468.5546 | 3924.21 | 64108.3944 | [5 empty] | 3924.21 | 9147.3425 |  |  | 6818.2168 | -2329.1257 | -698737.7126 | 37823.183 | 22.5138 | 961.7215 | 0
16:20 | 6832 | 0 | 1550 | 11340 | 4917 | 315 | 295 | 883 | 1939 | 28071 |  | 16:20 | 11340 | 0.70547 | 16:20 | 1134 | 0.96965 | 2765.8537 | 2426.6131 | 3857.5365 | 63019.1741 | [5 empty] | 3857.5365 | 8991.9265 |  |  | 6818.2168 | -2173.7097 | -652112.9084 | 84447.9873 | 50.2667 | 933.9687 | 0
16:25 | 6821 | 0 | 1550 | 11420 | 4886 | 293 | 295 | 870 | 1939 | 28074 |  | 16:25 | 11420 | 0.0087566 | 16:25 | 1142 | 0.97649 | 2785.3659 | 2443.7321 | 3884.7501 | 63463.7538 | [5 empty] | 3884.7501 | 9055.3616 |  |  | 6818.2168 | -2237.1448 | -671143.4407 | 65417.4549 | 38.939 | 945.2964 | 0
16:30 | 6828 | 0 | 1280 | 11421 | 4899 | 242 | 295 | 874 | 2175 | 28014 |  | 16:30 | 11421 | -0.88434 | 16:30 | 1142.1 | 0.97657 | 2785.6098 | 2443.9461 | 3885.0903 | 63469.311 | [5 empty] | 3885.0903 | 9056.1546 |  |  | 6818.2168 | -2237.9377 | -671381.3224 | 65179.5733 | 38.7974 | 945.438 | 0
16:35 | 6831 | 0 | 1290 | 11320 | 4976 | 209 | 295 | 883 | 2131 | 27935 |  | 16:35 | 11320 | -0.45053 | 16:35 | 1132 | 0.96794 | 2760.9756 | 2422.3334 | 3850.7331 | 62908.0292 | [5 empty] | 3850.7331 | 8976.0678 |  |  | 6818.2168 | -2157.8509 | -647355.2753 | 89205.6204 | 53.0986 | 931.1368 | 0
16:40 | 6821 | 0 | 1290 | 11269 | 5021 | 303 | 293 | 887 | 2127 | 28011 |  | 16:40 | 11269 | 0.23072 | 16:40 | 1126.9 | 0.96357 | 2748.5366 | 2411.4201 | 3833.3844 | 62624.6096 | [5 empty] | 3833.3844 | 8935.6279 |  |  | 6818.2168 | -2117.411 | -635223.3109 | 101337.5848 | 60.32 | 923.9154 | 0
16:45 | 6818 | 0 | 1290 | 11295 | 5068 | 286 | 275 | 888 | 2127 | 28047 |  | 16:45 | 11295 | -0.035414 | 16:45 | 1129.5 | 0.9658 | 2754.878 | 2416.9837 | 3842.2288 | 62769.098 | [5 empty] | 3842.2288 | 8956.2443 |  |  | 6818.2168 | -2138.0274 | -641408.2339 | 95152.6617 | 56.6385 | 927.5969 | 0
16:50 | 6827 | 0 | 1300 | 11291 | 5089 | 286 | 275 | 887 | 2114 | 28069 |  | 16:50 | 11291 | -0.0088566 | 16:50 | 1129.1 | 0.96546 | 2753.9024 | 2416.1278 | 3840.8681 | 62746.869 | [5 empty] | 3840.8681 | 8953.0725 |  |  | 6818.2168 | -2134.8557 | -640456.7073 | 96104.1884 | 57.2049 | 927.0305 | 0
16:55 | 6827 | 0 | 1300 | 11290 | 5074 | 374 | 275 | 910 | 2115 | 28165 |  | 16:55 | 11290 | 0.46944 | 16:55 | 1129 | 0.96537 | 2753.6585 | 2415.9138 | 3840.5279 | 62741.3118 | [5 empty] | 3840.5279 | 8952.2796 |  |  | 6818.2168 | -2134.0628 | -640218.8256 | 96342.07 | 57.3465 | 926.8889 | 0
17:00 | 6810 | 0 | 995 | 11343 | 5043 | 612 | 287 | 911 | 2420 | 28421 |  | 17:00 | 11343 | 1.3753 | 17:00 | 1134.3 | 0.9699 | 2766.5854 | 2427.2551 | 3858.557 | 63035.8458 | [5 empty] | 3858.557 | 8994.3054 |  | 17:00 | 6818.2168 | -2176.0885 | -652826.5533 | 83734.3423 | 49.8419 | 934.3935 | 0
17:05 | 6809 | 0 | 1000 | 11499 | 4960 | 643 | 346 | 935 | 2440 | 28632 |  | 17:05 | 11499 | 1.1392 | 17:05 | 1149.9 | 0.98324 | 2804.6341 | 2460.6371 | 3911.6236 | 63902.7763 | [5 empty] | 3911.6236 | 9118.0038 |  |  | 6818.2168 | -2299.787 | -689936.0914 | 46624.8043 | 27.7529 | 956.4825 | 0
17:10 | 6812 | 0 | 1010 | 11630 | 4994 | 326 | 353 | 946 | 2489 | 28560 |  | 17:10 | 11630 | 0 | 17:10 | 1163 | 0.99444 | 2836.5854 | 2488.6694 | 3956.186 | 64630.7755 | [5 empty] | 3956.186 | 9221.8788 |  |  | 6818.2168 | -2403.662 | -721098.5881 | 15462.3075 | 9.2038 | 975.0316 | 0
17:15 | 6812 | 0 | 1010 | 11630 | 4994 | 326 | 353 | 946 | 2489 | 28560 |  | 17:15 | 11630 | 0.5589 | 17:15 | 1163 | 0.99444 | 2836.5854 | 2488.6694 | 3956.186 | 64630.7755 | [5 empty] | 3956.186 | 9221.8788 |  |  | 6818.2168 | -2403.662 | -721098.5881 | 15462.3075 | 9.2038 | 975.0316 | 0
17:20 | 6812 | 0 | 1020 | 11695 | 5052 | 288 | 358 | 944 | 2505 | 28674 | PEAK | 17:20 | 11695 | -1.2398 | 17:20 | 1169.5 | 1 | 2852.439 | 2502.5785 | 3978.2971 | 64991.9966 | [5 empty] | 3978.2971 | 9273.4198 |  |  | 6818.2168 | -2455.203 | -736560.8957 | 0 | 0 | 984.2353 | 0
17:25 | 6819 | 0 | 1020 | 11550 | 5161 | 287 | 361 | 942 | 2528 | 28668 |  | 17:25 | 11550 | -1.645 | 17:25 | 1155 | 0.9876 | 2817.0732 | 2471.5504 | 3928.9723 | 64186.1958 | [5 empty] | 3928.9723 | 9158.4437 |  |  | 6818.2168 | -2340.2269 | -702068.0558 | 34492.8399 | 20.5315 | 963.7039 | 0
17:30 | 6816 | 0 | 793 | 11360 | 5239 | 299 | 338 | 943 | 2781 | 28569 |  | 17:30 | 11360 | -0.27289 | 17:30 | 1136 | 0.97136 | 2770.7317 | 2430.8929 | 3864.3399 | 63130.319 | [5 empty] | 3864.3399 | 9007.7853 |  |  | 6818.2168 | -2189.5685 | -656870.5414 | 79690.3542 | 47.4347 | 936.8006 | 0
17:35 | 6814 | 0 | 797 | 11329 | 5263 | 458 | 272 | 943 | 2812 | 28688 |  | 17:35 | 11329 | 0.25598 | 17:35 | 1132.9 | 0.9687 | 2763.1707 | 2424.2593 | 3853.7946 | 62958.0444 | [5 empty] | 3853.7946 | 8983.2042 |  |  | 6818.2168 | -2164.9874 | -649496.2102 | 87064.6855 | 51.8242 | 932.4111 | 0
17:40 | 6807 | 0 | 804 | 11358 | 5308 | 471 | 271 | 943 | 2851 | 28813 |  | 17:40 | 11358 | 0.13207 | 17:40 | 1135.8 | 0.97118 | 2770.2439 | 2430.4649 | 3863.6596 | 63119.2045 | [5 empty] | 3863.6596 | 9006.1994 |  |  | 6818.2168 | -2187.9826 | -656394.7781 | 80166.1175 | 47.7179 | 936.5174 | 0
17:45 | 6808 | 0 | 804 | 11373 | 5278 | 363 | 270 | 942 | 2878 | 28716 |  | 17:45 | 11373 | 0.18465 | 17:45 | 1137.3 | 0.97247 | 2773.9024 | 2433.6747 | 3868.7621 | 63202.5632 | [5 empty] | 3868.7621 | 9018.0935 |  |  | 6818.2168 | -2199.8767 | -659963.003 | 76597.8927 | 45.594 | 938.6414 | 0
17:50 | 6801 | 0 | 812 | 11394 | 5307 | 425 | 268 | 944 | 2896 | 28847 |  | 17:50 | 11394 | 0.18431 | 17:50 | 1139.4 | 0.97426 | 2779.0244 | 2438.1684 | 3875.9057 | 63319.2654 | [5 empty] | 3875.9057 | 9034.7452 |  |  | 6818.2168 | -2216.5284 | -664958.5177 | 71602.378 | 42.6205 | 941.6149 | 0
17:55 | 6799 | 0 | 821 | 11415 | 5464 | 307 | 269 | 936 | 2909 | 28920 |  | 17:55 | 11415 | -1.244 | 17:55 | 1141.5 | 0.97606 | 2784.1463 | 2442.6622 | 3883.0493 | 63435.9676 | [5 empty] | 3883.0493 | 9051.3969 |  |  | 6818.2168 | -2233.1801 | -669954.0324 | 66606.8632 | 39.6469 | 944.5884 | 0
18:00 | 6813 | 0 | 619 | 11273 | 5703 | 287 | 280 | 934 | 3138 | 29047 |  | 18:00 | 11273 | -4.3023 | 18:00 | 1127.3 | 0.96392 | 2749.5122 | 2412.276 | 3834.745 | 62646.8386 | [5 empty] | 3834.745 | 8938.7996 |  | 18:00 | 6818.2168 | -2120.5828 | -636174.8375 | 100386.0581 | 59.7536 | 924.4817 | 0
18:05 | 6810 | 0 | 623 | 10788 | 5860 | 472 | 280 | 934 | 3159 | 28926 |  | 18:05 | 10788 | -2.2062 | 18:05 | 1078.8 | 0.92245 | 2631.2195 | 2308.4923 | 3669.7622 | 59951.5741 | [5 empty] | 3669.7622 | 8554.2243 |  |  | 6818.2168 | -1736.0075 | -520802.2352 | 215758.6605 | 128.4278 | 855.8076 | 0
18:10 | 6795 | 0 | 629 | 10550 | 5954 | 641 | 273 | 947 | 3177 | 28966 |  | 18:10 | 10550 | -0.37915 | 18:10 | 1055 | 0.90209 | 2573.1707 | 2257.5634 | 3588.8016 | 58628.9494 | [5 empty] | 3588.8016 | 8365.5048 |  |  | 6818.2168 | -1547.288 | -464186.4014 | 272374.4942 | 162.1277 | 822.1077 | 0
18:15 | 6796 | 0 | 629 | 10510 | 6043 | 592 | 272 | 938 | 3199 | 28979 |  | 18:15 | 10510 | 0.028544 | 18:15 | 1051 | 0.89867 | 2563.4146 | 2249.0039 | 3575.1947 | 58406.6596 | [5 empty] | 3575.1947 | 8333.7873 |  |  | 6818.2168 | -1515.5705 | -454671.1352 | 281889.7604 | 167.7915 | 816.4438 | 0
18:20 | 6804 | 0 | 636 | 10513 | 6030 | 591 | 272 | 928 | 3193 | 28967 |  | 18:20 | 10513 | -0.42804 | 18:20 | 1051.3 | 0.89893 | 2564.1463 | 2249.6459 | 3576.2153 | 58423.3313 | [5 empty] | 3576.2153 | 8336.1661 |  |  | 6818.2168 | -1517.9493 | -455384.7802 | 281176.1154 | 167.3667 | 816.8686 | 0
18:25 | 6799 | 0 | 640 | 10468 | 5987 | 595 | 272 | 932 | 3191 | 28884 |  | 18:25 | 10468 | -0.76423 | 18:25 | 1046.8 | 0.89508 | 2553.1707 | 2240.0164 | 3560.9076 | 58173.2552 | [5 empty] | 3560.9076 | 8300.4839 |  |  | 6818.2168 | -1482.267 | -444680.1058 | 291880.7899 | 173.7386 | 810.4968 | 0
18:30 | 6796 | 0 | 415 | 10388 | 5924 | 655 | 273 | 844 | 3414 | 28709 |  | 18:30 | 10388 | -0.9819 | 18:30 | 1038.8 | 0.88824 | 2533.6585 | 2222.8975 | 3533.6939 | 57728.6755 | [5 empty] | 3533.6939 | 8237.0488 |  |  | 6818.2168 | -1418.8319 | -425649.5734 | 310911.3222 | 185.0663 | 799.1691 | 0
18:35 | 6793 | 0 | 420 | 10286 | 5941 | 736 | 272 | 855 | 3409 | 28712 |  | 18:35 | 10286 | -0.16527 | 18:35 | 1028.6 | 0.87952 | 2508.7805 | 2201.0708 | 3498.9965 | 57161.8364 | [5 empty] | 3498.9965 | 8156.169 |  |  | 6818.2168 | -1337.9521 | -401385.6447 | 335175.251 | 199.5091 | 784.7263 | 0
18:40 | 6806 | 0 | 423 | 10269 | 5941 | 693 | 263 | 855 | 3407 | 28657 |  | 18:40 | 10269 | 0.077904 | 18:40 | 1026.9 | 0.87807 | 2504.6341 | 2197.433 | 3493.2136 | 57067.3632 | [5 empty] | 3493.2136 | 8142.689 |  |  | 6818.2168 | -1324.4722 | -397341.6565 | 339219.2391 | 201.9162 | 782.3191 | 0
18:45 | 6825 | 0 | 423 | 10277 | 6000 | 615 | 260 | 859 | 3407 | 28666 |  | 18:45 | 10277 | -0.21407 | 18:45 | 1027.7 | 0.87875 | 2506.5854 | 2199.1449 | 3495.935 | 57111.8212 | [5 empty] | 3495.935 | 8149.0325 |  |  | 6818.2168 | -1330.8157 | -399244.7098 | 337316.1859 | 200.7834 | 783.4519 | 0
18:50 | 6846 | 0 | 428 | 10255 | 5980 | 627 | 259 | 858 | 3403 | 28656 |  | 18:50 | 10255 | -0.029254 | 18:50 | 1025.5 | 0.87687 | 2501.2195 | 2194.4372 | 3488.4512 | 56989.5618 | [5 empty] | 3488.4512 | 8131.5879 |  |  | 6818.2168 | -1313.371 | -394011.3134 | 342549.5823 | 203.8986 | 780.3368 | 0
18:55 | 6877 | 0 | 434 | 10252 | 5998 | 742 | 259 | 858 | 3396 | 28816 |  | 18:55 | 10252 | 0.64378 | 18:55 | 1025.2 | 0.87661 | 2500.4878 | 2193.7952 | 3487.4307 | 56972.89 | [5 empty] | 3487.4307 | 8129.2091 |  |  | 6818.2168 | -1310.9922 | -393297.6684 | 343263.2272 | 204.3233 | 779.912 | 0
19:00 | 6902 | 0 | 287 | 10318 | 5974 | 599 | 256 | 857 | 3543 | 28736 |  | 19:00 | 10318 | -0.38767 | 19:00 | 1031.8 | 0.88226 | 2516.5854 | 2207.9184 | 3509.882 | 57339.6683 | [5 empty] | 3509.882 | 8181.543 |  | 19:00 | 6818.2168 | -1363.3262 | -408997.8576 | 327563.038 | 194.978 | 789.2573 | 0
19:05 | 6915 | 0 | 291 | 10278 | 6024 | 629 | 241 | 856 | 3538 | 28772 |  | 19:05 | 10278 | -1.1189 | 19:05 | 1027.8 | 0.87884 | 2506.8293 | 2199.3589 | 3496.2751 | 57117.3784 | [5 empty] | 3496.2751 | 8149.8255 |  |  | 6818.2168 | -1331.6086 | -399482.5914 | 337078.3042 | 200.6418 | 783.5935 | 0
19:10 | 6939 | 0 | 292 | 10163 | 6109 | 589 | 240 | 850 | 3538 | 28720 |  | 19:10 | 10163 | -1.3874 | 19:10 | 1016.3 | 0.869 | 2478.7805 | 2174.7504 | 3457.1555 | 56478.2951 | [5 empty] | 3457.1555 | 8058.6375 |  |  | 6818.2168 | -1240.4207 | -372126.2012 | 364434.6945 | 216.9254 | 767.3099 | 0
19:15 | 6967 | 0 | 292 | 10022 | 6125 | 587 | 239 | 857 | 3538 | 28627 |  | 19:15 | 10022 | -0.9978 | 19:15 | 1002.2 | 0.85695 | 2444.3902 | 2144.5782 | 3409.1914 | 55694.7233 | [5 empty] | 3409.1914 | 7946.8331 |  |  | 6818.2168 | -1128.6163 | -338584.8879 | 397976.0077 | 236.8905 | 747.3449 | 0
19:20 | 6992 | 0 | 295 | 9922 | 6073 | 587 | 238 | 859 | 3534 | 28500 |  | 19:20 | 9922 | -1.0885 | 19:20 | 992.2 | 0.8484 | 2420 | 2123.1795 | 3375.1743 | 55138.9987 | [5 empty] | 3375.1743 | 7867.5392 |  |  | 6818.2168 | -1049.3224 | -314796.7225 | 421764.1732 | 251.0501 | 733.1852 | 0
19:25 | 6994 | 0 | 298 | 9814 | 6015 | 590 | 238 | 854 | 3531 | 28334 |  | 19:25 | 9814 | -0.70308 | 19:25 | 981.4 | 0.83916 | 2393.6585 | 2100.0689 | 3338.4359 | 54538.8161 | [5 empty] | 3338.4359 | 7781.9019 |  |  | 6818.2168 | -963.685 | -289105.5038 | 447455.3918 | 266.3425 | 717.8928 | 0
19:30 | 6988 | 0 | 148 | 9745 | 5887 | 628 | 238 | 847 | 3682 | 28163 |  | 19:30 | 9745 | -0.06157 | 19:30 | 974.5 | 0.83326 | 2376.8293 | 2085.3038 | 3314.9641 | 54155.3661 | [5 empty] | 3314.9641 | 7727.1891 |  |  | 6818.2168 | -908.9722 | -272691.6697 | 463869.226 | 276.1126 | 708.1227 | 0
19:35 | 6990 | 0 | 152 | 9739 | 5829 | 564 | 238 | 848 | 3677 | 28037 |  | 19:35 | 9739 | -0.082144 | 19:35 | 973.9 | 0.83275 | 2375.3659 | 2084.0199 | 3312.9231 | 54122.0226 | [5 empty] | 3312.9231 | 7722.4314 |  |  | 6818.2168 | -904.2146 | -271264.3797 | 465296.5159 | 276.9622 | 707.2731 | 0
19:40 | 6991 | 0 | 154 | 9731 | 5850 | 546 | 239 | 842 | 3675 | 28028 |  | 19:40 | 9731 | 0.88377 | 19:40 | 973.1 | 0.83206 | 2373.4146 | 2082.308 | 3310.2017 | 54077.5646 | [5 empty] | 3310.2017 | 7716.0879 |  |  | 6818.2168 | -897.8711 | -269361.3265 | 467199.5691 | 278.095 | 706.1404 | 0
19:45 | 6997 | 0 | 154 | 9817 | 5947 | 284 | 227 | 858 | 3677 | 27961 |  | 19:45 | 9817 | 0 | 19:45 | 981.7 | 0.83942 | 2394.3902 | 2100.7109 | 3339.4564 | 54555.4878 | [5 empty] | 3339.4564 | 7784.2807 |  |  | 6818.2168 | -966.0638 | -289819.1488 | 446741.7469 | 265.9177 | 718.3176 | 0
19:50 | 6997 | 0 | 160 | 9817 | 5947 | 284 | 227 | 858 | 3671 | 27961 |  | 19:50 | 9817 | -0.55007 | 19:50 | 981.7 | 0.83942 | 2394.3902 | 2100.7109 | 3339.4564 | 54555.4878 | [5 empty] | 3339.4564 | 7784.2807 |  |  | 6818.2168 | -966.0638 | -289819.1488 | 446741.7469 | 265.9177 | 718.3176 | 0
19:55 | 6990 | 0 | 162 | 9763 | 5869 | 283 | 214 | 850 | 3669 | 27800 |  | 19:55 | 9763 | 0.48141 | 19:55 | 976.3 | 0.8348 | 2381.2195 | 2089.1556 | 3321.0872 | 54255.3965 | [5 empty] | 3321.0872 | 7741.462 |  |  | 6818.2168 | -923.2451 | -276973.5394 | 459587.3562 | 273.5639 | 710.6714 | 0
20:00 | 6991 | 0 | 47 | 9810 | 5789 | 361 | 167 | 842 | 3782 | 27789 |  | 20:00 | 9810 | 1.1111 | 20:00 | 981 | 0.83882 | 2392.6829 | 2099.213 | 3337.0752 | 54516.5871 | [5 empty] | 3337.0752 | 7778.7301 |  | 20:00 | 6818.2168 | -960.5133 | -288153.9772 | 448406.9185 | 266.9089 | 717.3265 | 0
20:05 | 6982 | 0 | 47.9 | 9919 | 5829 | 496 | 125 | 851 | 3656.1 | 27906 |  | 20:05 | 9919 | -0.39318 | 20:05 | 991.9 | 0.84814 | 2419.2683 | 2122.5375 | 3374.1538 | 55122.327 | [5 empty] | 3374.1538 | 7865.1604 |  |  | 6818.2168 | -1046.9436 | -314083.0775 | 422477.8181 | 251.4749 | 732.7605 | 0
20:10 | 6985 | 0 | 48.8 | 9880 | 5861 | 374 | 124 | 860 | 3630.2 | 27763 |  | 20:10 | 9880 | 0.18219 | 20:10 | 988 | 0.84481 | 2409.7561 | 2114.192 | 3360.8872 | 54905.5944 | [5 empty] | 3360.8872 | 7834.2358 |  |  | 6818.2168 | -1016.019 | -304805.693 | 431755.2027 | 256.9971 | 727.2382 | 0
20:15 | 6988 | 0 | 48.8 | 9898 | 5831 | 287 | 123 | 858 | 3631.2 | 27665 |  | 20:15 | 9898 | -1.0305 | 20:15 | 989.8 | 0.84634 | 2414.1463 | 2118.0438 | 3367.0102 | 55005.6248 | [5 empty] | 3367.0102 | 7848.5087 |  |  | 6818.2168 | -1030.2919 | -309087.5628 | 427473.3329 | 254.4484 | 729.7869 | 0
20:20 | 6989 | 34 | 50.9 | 9796 | 5775 | 307 | 123 | 862 | 3629.1 | 27566 |  | 20:20 | 9796 | -1.3169 | 20:20 | 979.6 | 0.83762 | 2389.2683 | 2096.2171 | 3332.3128 | 54438.7857 | [5 empty] | 3332.3128 | 7767.629 |  |  | 6818.2168 | -949.4121 | -284823.634 | 451737.2616 | 268.8912 | 715.3441 | 0
20:25 | 6976 | 97 | 52.7 | 9667 | 5727 | 336 | 124 | 859 | 3625.3 | 27464 |  | 20:25 | 9667 | -1.3655 | 20:25 | 966.7 | 0.82659 | 2357.8049 | 2068.6128 | 3288.4308 | 53721.9009 | [5 empty] | 3288.4308 | 7665.3398 |  |  | 6818.2168 | -847.123 | -254136.9006 | 482423.995 | 287.1571 | 697.0782 | 0
20:30 | 6987 | 122 | 8.6 | 9535 | 5691 | 333 | 124 | 860 | 3669.4 | 27330 |  | 20:30 | 9535 | -0.52438 | 20:30 | 953.5 | 0.81531 | 2325.6098 | 2040.3665 | 3243.5283 | 52988.3443 | [5 empty] | 3243.5283 | 7560.6719 |  |  | 6818.2168 | -742.4551 | -222736.5223 | 513824.3734 | 305.8478 | 678.3875 | 0
20:35 | 6989 | 145 | 8.66 | 9485 | 5686 | 326 | 124 | 861 | 3673.34 | 27298 |  | 20:35 | 9485 | -1.3284 | 20:35 | 948.5 | 0.81103 | 2313.4146 | 2029.6672 | 3226.5197 | 52710.482 | [5 empty] | 3226.5197 | 7521.025 |  |  | 6818.2168 | -702.8081 | -210842.4395 | 525718.4561 | 312.9277 | 671.3077 | 0
20:40 | 6982 | 164 | 8.71 | 9359 | 5704 | 316 | 124 | 861 | 3674.29 | 27193 |  | 20:40 | 9359 | -1.5173 | 20:40 | 935.9 | 0.80026 | 2282.6829 | 2002.7048 | 3183.6582 | 52010.269 | [5 empty] | 3183.6582 | 7421.1147 |  |  | 6818.2168 | -602.8978 | -180869.3511 | 555691.5446 | 330.7688 | 653.4666 | 0
20:45 | 6981 | 186 | 8.71 | 9217 | 5750 | 290 | 123 | 859 | 3674.29 | 27089 |  | 20:45 | 9217 | -0.34718 | 20:45 | 921.7 | 0.78811 | 2248.0488 | 1972.3186 | 3135.3539 | 51221.14 | [5 empty] | 3135.3539 | 7308.5174 |  |  | 6818.2168 | -490.3005 | -147090.1562 | 589470.7395 | 350.8754 | 633.3599 | 0
20:50 | 6987 | 214 | 8.8 | 9185 | 5707 | 290 | 123 | 854 | 3672.2 | 27041 |  | 20:50 | 9185 | -0.92542 | 20:50 | 918.5 | 0.78538 | 2240.2439 | 1965.471 | 3124.4685 | 51043.3081 | [5 empty] | 3124.4685 | 7283.1433 |  |  | 6818.2168 | -464.9265 | -139477.9432 | 597082.9524 | 355.4065 | 628.8288 | 0
20:55 | 6983 | 235 | 8.86 | 9100 | 5658 | 291 | 123 | 852 | 3674.14 | 26925 |  | 20:55 | 9100 | -1.6703 | 20:55 | 910 | 0.77811 | 2219.5122 | 1947.2822 | 3095.554 | 50570.9422 | [5 empty] | 3095.554 | 7215.7435 |  |  | 6818.2168 | -397.5267 | -119258.0026 | 617302.893 | 367.4422 | 616.7931 | 0
21:00 | 6978 | 251 | 1.3 | 8948 | 5710 | 291 | 122 | 856 | 3678.7 | 26836 |  | 21:00 | 8948 | -0.11176 | 21:00 | 894.8 | 0.76511 | 2182.439 | 1914.7561 | 3043.848 | 49726.2407 | [5 empty] | 3043.848 | 7095.2168 |  | 21:00 | 6818.2168 | -277 | -83099.9911 | 653460.9045 | 388.9648 | 595.2705 | 0
21:05 | 6979 | 257 | 1.3 | 8938 | 5825 | 356 | 101 | 860 | 3545.7 | 26863 |  | 21:05 | 8938 | -1.4768 | 21:05 | 893.8 | 0.76426 | 2180 | 1912.6162 | 3040.4463 | 49670.6683 | [5 empty] | 3040.4463 | 7087.2874 |  |  | 6818.2168 | -269.0706 | -80721.1746 | 655839.7211 | 390.3808 | 593.8546 | 0
21:10 | 6971 | 251 | 1.3 | 8806 | 5982 | 403 | 83 | 857 | 3532.7 | 26887 |  | 21:10 | 8806 | -2.2258 | 21:10 | 880.6 | 0.75297 | 2147.8049 | 1884.37 | 2995.5438 | 48937.1117 | [5 empty] | 2995.5438 | 6982.6195 |  |  | 6818.2168 | -164.4027 | -49320.7962 | 687240.0994 | 409.0715 | 575.1639 | 0
21:15 | 6968 | 245 | 1.3 | 8610 | 6027 | 293 | 80 | 861 | 3531.7 | 26617 |  | 21:15 | 8610 | -1.8931 | 21:15 | 861 | 0.73621 | 2100 | 1842.4285 | 2928.8703 | 47847.8914 | [5 empty] | 2928.8703 | 6827.2035 |  |  | 6818.2168 | -8.9866 | -2695.992 | 733864.9037 | 436.8243 | 547.411 | 0
21:20 | 6980 | 315 | 1.3 | 8447 | 6112 | 184 | 78 | 861 | 3531.7 | 26510 |  | 21:20 | 8447 | -2.8176 | 21:20 | 844.7 | 0.72227 | 2060.2439 | 1807.5486 | 2873.4225 | 46942.0603 | [5 empty] | 2873.4225 | 6697.9544 |  |  | 6818.2168 | 120.2624 | 36078.7177 | 772639.6133 | 459.9045 | 524.3308 | 0
21:25 | 6974 | 345 | 1.3 | 8209 | 5914 | 297 | 80 | 861 | 3531.7 | 26213 |  | 21:25 | 8209 | -1.5714 | 21:25 | 820.9 | 0.70192 | 2002.1951 | 1756.6197 | 2792.4618 | 45619.4356 | [5 empty] | 2792.4618 | 6509.235 |  |  | 6818.2168 | 308.9818 | 92694.5514 | 829255.4471 | 493.6044 | 490.6309 | 0
21:30 | 6969 | 358 | 0 | 8080 | 5839 | 298 | 79 | 860 | 3523 | 26006 |  | 21:30 | 8080 | -2.302 | 21:30 | 808 | 0.69089 | 1970.7317 | 1729.0154 | 2748.5798 | 44902.5508 | [5 empty] | 2748.5798 | 6406.9459 |  |  | 6818.2168 | 411.2709 | 123381.2848 | 859942.1805 | 511.8703 | 472.365 | 0
21:35 | 6970 | 371 | 0 | 7894 | 5787 | 237 | 79 | 851 | 3518 | 25707 |  | 21:35 | 7894 | -2.9896 | 21:35 | 789.4 | 0.67499 | 1925.3659 | 1689.2138 | 2685.308 | 43868.903 | [5 empty] | 2685.308 | 6259.4593 |  |  | 6818.2168 | 558.7576 | 167627.2725 | 904188.1682 | 538.2072 | 446.0281 | 0
21:40 | 6969 | 375 | 0 | 7658 | 5679 | 175 | 80 | 840 | 3519 | 25295 |  | 21:40 | 7658 | -2.69 | 21:40 | 765.8 | 0.65481 | 1867.8049 | 1638.7128 | 2605.0277 | 42557.3929 | [5 empty] | 2605.0277 | 6072.3257 |  |  | 6818.2168 | 745.8911 | 223767.343 | 960328.2386 | 571.624 | 412.6114 | 0
21:45 | 6970 | 388 | 0 | 7452 | 5577 | 164 | 80 | 841 | 3519 | 24991 |  | 21:45 | 7452 | -2.8986 | 21:45 | 745.2 | 0.6372 | 1817.561 | 1594.6315 | 2534.9525 | 41412.6001 | [5 empty] | 2534.9525 | 5908.9803 |  |  | 6818.2168 | 909.2365 | 272770.9638 | 1009331.8594 | 600.7928 | 383.4426 | 0
21:50 | 6968 | 402 | 0 | 7236 | 5611 | 83 | 79 | 842 | 3518 | 24739 |  | 21:50 | 7236 | -4.2012 | 21:50 | 723.6 | 0.61873 | 1764.878 | 1548.4103 | 2461.4757 | 40212.2349 | [5 empty] | 2461.4757 | 5737.7055 |  |  | 6818.2168 | 1080.5113 | 324153.4011 | 1060714.2968 | 631.3776 | 352.8578 | 0
21:55 | 6970 | 418 | 5.43 | 6932 | 5607 | 8 | 79 | 841 | 3513.57 | 24374 |  | 21:55 | 6932 | -0.21639 | 21:55 | 693.2 | 0.59273 | 1690.7317 | 1483.3582 | 2358.0637 | 38522.832 | [5 empty] | 2358.0637 | 5496.6521 |  |  | 6818.2168 | 1321.5647 | 396469.424 | 1133030.3197 | 674.4228 | 309.8125 | 0
22:00 | 6968 | 434 | 0 | 6917 | 5553 | 0 | 77 | 844 | 3495 | 24288 |  | 22:00 | 6917 | 1.7782 | 22:00 | 691.7 | 0.59145 | 1687.0732 | 1480.1484 | 2352.9612 | 38439.4733 | [5 empty] | 2352.9612 | 5484.758 |  | 22:00 | 6818.2168 | 1333.4588 | 400037.6488 | 1136598.5445 | 676.5468 | 307.6886 | 0
22:05 | 6955 | 448 | 0 | 7040 | 5476 | 0 | 73 | 857 | 3078 | 23927 |  | 22:05 | 7040 | -2.9403 | 22:05 | 704 | 0.60197 | 1717.0732 | 1506.4688 | 2394.8022 | 39123.0146 | [5 empty] | 2394.8022 | 5582.2895 |  |  | 6818.2168 | 1235.9274 | 370778.2054 | 1107339.101 | 659.1304 | 325.1049 | 0
22:10 | 6950 | 459 | 0 | 6833 | 5517 | 0 | 73 | 848 | 3015 | 23695 |  | 22:10 | 6833 | -6.0881 | 22:10 | 683.3 | 0.58427 | 1666.5854 | 1462.1735 | 2324.3868 | 37972.6646 | [5 empty] | 2324.3868 | 5418.1511 |  |  | 6818.2168 | 1400.0657 | 420019.7078 | 1156580.6035 | 688.4408 | 295.7945 | 0
22:15 | 6965 | 495 | 0 | 6417 | 5609 | 0 | 73 | 858 | 3016 | 23433 |  | 22:15 | 6417 | -4.3946 | 22:15 | 641.7 | 0.5487 | 1565.122 | 1373.1549 | 2182.8758 | 35660.8501 | [5 empty] | 2182.8758 | 5088.2886 |  |  | 6818.2168 | 1729.9283 | 518978.476 | 1255539.3717 | 747.3449 | 236.8905 | 0
22:20 | 6966 | 501 | 0 | 6135 | 5612 | 0 | 73 | 853 | 3014 | 23154 |  | 22:20 | 6135 | -3.9609 | 22:20 | 613.5 | 0.52458 | 1496.3415 | 1312.8105 | 2086.9476 | 34093.7066 | [5 empty] | 2086.9476 | 4864.6798 |  |  | 6818.2168 | 1953.537 | 586061.1025 | 1322621.9982 | 787.275 | 196.9603 | 0
22:25 | 6956 | 493 | 0.272 | 5892 | 5613 | 0 | 73 | 853 | 3013.728 | 22894 |  | 22:25 | 5892 | -4.3109 | 22:25 | 589.2 | 0.50381 | 1437.0732 | 1260.8117 | 2004.2862 | 32743.2957 | [5 empty] | 2004.2862 | 4671.9957 |  |  | 6818.2168 | 2146.2211 | 643866.3446 | 1380427.2402 | 821.6829 | 162.5525 | 0
22:30 | 6951 | 486 | 0 | 5638 | 5603 | 0 | 73 | 847 | 3015 | 22613 |  | 22:30 | 5638 | -3.1926 | 22:30 | 563.8 | 0.48209 | 1375.122 | 1206.459 | 1917.8828 | 31331.7552 | [5 empty] | 1917.8828 | 4470.5892 |  |  | 6818.2168 | 2347.6276 | 704288.2848 | 1440849.1804 | 857.6483 | 126.587 | 0
22:35 | 6953 | 488 | 0 | 5458 | 5596 | 0 | 73 | 845 | 3021 | 22434 |  | 22:35 | 5458 | -3.1513 | 22:35 | 545.8 | 0.4667 | 1331.2195 | 1167.9413 | 1856.652 | 30331.4508 | [5 empty] | 1856.652 | 4327.8602 |  |  | 6818.2168 | 2490.3566 | 747106.9825 | 1483667.8782 | 883.1356 | 101.0997 | 0
22:40 | 6956 | 489 | 0 | 5286 | 5610 | 0 | 74 | 842 | 3022 | 22279 |  | 22:40 | 5286 | -1.835 | 22:40 | 528.6 | 0.45199 | 1289.2683 | 1131.1355 | 1798.1427 | 29375.6044 | [5 empty] | 1798.1427 | 4191.4747 |  |  | 6818.2168 | 2626.7421 | 788022.6271 | 1524583.5227 | 907.4902 | 76.7452 | 0
22:45 | 6949 | 481 | 0 | 5189 | 5618 | 0 | 73 | 845 | 3021 | 22176 |  | 22:45 | 5189 | -6.3596 | 22:45 | 518.9 | 0.44369 | 1265.6098 | 1110.3788 | 1765.1461 | 28836.5515 | [5 empty] | 1765.1461 | 4114.5597 |  |  | 6818.2168 | 2703.6572 | 811097.1476 | 1547658.0432 | 921.225 | 63.0103 | 0
22:50 | 6956 | 490 | 0 | 4859 | 5529 | 0 | 73 | 843 | 3021 | 21771 |  | 22:50 | 4859 | 0 | 22:50 | 485.9 | 0.41548 | 1185.122 | 1039.7631 | 1652.8898 | 27002.6602 | [5 empty] | 1652.8898 | 3852.8899 |  |  | 6818.2168 | 2965.327 | 889598.0935 | 1626158.9892 | 967.9518 | 16.2836 | 0
22:55 | 6956 | 490 | 0 | 4859 | 5529 | 0 | 73 | 843 | 3021 | 21771 |  | 22:55 | 4859 | -0.37045 | 22:55 | 485.9 | 0.41548 | 1185.122 | 1039.7631 | 1652.8898 | 27002.6602 | [5 empty] | 1652.8898 | 3852.8899 |  |  | 6818.2168 | 2965.327 | 889598.0935 | 1626158.9892 | 967.9518 | 16.2836 | 0
23:00 | 6942 | 489 | 0 | 4841 | 5447 | 0 | 73 | 850 | 3020 | 21662 |  | 23:00 | 4841 | 2.4582 | 23:00 | 484.1 | 0.41394 | 1180.7317 | 1035.9113 | 1646.7667 | 26902.6298 | [5 empty] | 1646.7667 | 3838.617 |  | 23:00 | 6818.2168 | 2979.5999 | 893879.9633 | 1630440.8589 | 970.5005 | 13.7348 | 0
23:05 | 6754 | 483 | 0 | 4960 | 5478 | 0 | 73 | 853 | 3021 | 21622 |  | 23:05 | 4960 | 0.24194 | 23:05 | 496 | 0.42411 | 1209.7561 | 1061.3758 | 1687.247 | 27563.9421 | [5 empty] | 1687.247 | 3932.9767 |  |  | 6818.2168 | 2885.2402 | 865572.0464 | 1602132.9421 | 953.6506 | 30.5848 | 0
23:10 | 6620 | 484 | 0 | 4972 | 5606 | 0 | 72 | 852 | 3019 | 21625 |  | 23:10 | 4972 | -2.1118 | 23:10 | 497.2 | 0.42514 | 1212.6829 | 1063.9436 | 1691.329 | 27630.6291 | [5 empty] | 1691.329 | 3942.492 |  |  | 6818.2168 | 2875.7249 | 862717.4666 | 1599278.3622 | 951.9514 | 32.2839 | 0
23:15 | 6624 | 491 | 0 | 4867 | 5666 | 0 | 73 | 847 | 3020 | 21588 |  | 23:15 | 4867 | -2.5272 | 23:15 | 486.7 | 0.41616 | 1187.0732 | 1041.475 | 1655.6111 | 27047.1182 | [5 empty] | 1655.6111 | 3859.2334 |  |  | 6818.2168 | 2958.9835 | 887695.0403 | 1624255.9359 | 966.819 | 17.4163 | 0
23:20 | 6630 | 491 | 0 | 4744 | 5729 | 0 | 72 | 835 | 3020 | 21521 |  | 23:20 | 4744 | 1.2437 | 23:20 | 474.4 | 0.40564 | 1157.0732 | 1015.1546 | 1613.7701 | 26363.5769 | [5 empty] | 1613.7701 | 3761.7019 |  |  | 6818.2168 | 3056.5149 | 916954.4838 | 1653515.3794 | 984.2353 | 0 | 0
23:25 | 6626 | 416 | 0 | 4803 | 5586 | 0 | 72 | 838 | 3020 | 21361 |  | 23:25 | 4803 | 3.1439 | 23:25 | 480.3 | 0.41069 | 1171.4634 | 1027.7798 | 1633.8402 | 26691.4544 | [5 empty] | 1633.8402 | 3808.4853 |  |  | 6818.2168 | 3009.7316 | 902919.4661 | 1639480.3618 | 975.8812 | 8.3542 | 0
23:30 | 6617 | 243 | 0 | 4954 | 5510 | 0 | 74 | 852 | 3021 | 21271 |  | 23:30 | 4954 | -0.12111 | 23:30 | 495.4 | 0.4236 | 1208.2927 | 1060.0918 | 1685.206 | 27530.5986 | [5 empty] | 1685.206 | 3928.2191 |  |  | 6818.2168 | 2889.9978 | 866999.3363 | 1603560.232 | 954.5001 | 29.7352 | 0
23:35 | 6613 | 244 | 0 | 4948 | 5455 | 0 | 73 | 836 | 3022 | 21191 |  | 23:35 | 4948 | -2.3848 | 23:35 | 494.8 | 0.42309 | 1206.8293 | 1058.8079 | 1683.1649 | 27497.2551 | [5 empty] | 1683.1649 | 3923.4614 |  |  | 6818.2168 | 2894.7554 | 868426.6263 | 1604987.5219 | 955.3497 | 28.8856 | 0
23:40 | 6612 | 242 | 0 | 4830 | 5605 | 0 | 73 | 834 | 3022 | 21218 |  | 23:40 | 4830 | -0.37267 | 23:40 | 483 | 0.413 | 1178.0488 | 1033.5574 | 1643.0248 | 26841.5001 | [5 empty] | 1643.0248 | 3829.8946 |  |  | 6818.2168 | 2988.3222 | 896496.6615 | 1633057.5571 | 972.0581 | 12.1773 | 0
23:45 | 6622 | 242 | 0 | 4812 | 5641 | 0 | 73 | 835 | 3022 | 21247 |  | 23:45 | 4812 | 1.4755 | 23:45 | 481.2 | 0.41146 | 1173.6585 | 1029.7057 | 1636.9017 | 26741.4696 | [5 empty] | 1636.9017 | 3815.6217 |  |  | 6818.2168 | 3002.5951 | 900778.5313 | 1637339.4269 | 974.6068 | 9.6285 | 0
23:50 | 6624 | 242 | 0 | 4883 | 5641 | 0 | 74 | 839 | 3022 | 21325 |  | 23:50 | 4883 | -1.3107 | 23:50 | 488.3 | 0.41753 | 1190.9756 | 1044.8988 | 1661.0538 | 27136.0341 | [5 empty] | 1661.0538 | 3871.9204 |  |  | 6818.2168 | 2946.2964 | 883888.9338 | 1620449.8295 | 964.5535 | 19.6819 | 0
23:55 | 6621 | 243 | 0 | 4819 | 5706 | 0 | 74 | 848 | 3022 | 21333 |  | 23:55 | 4819 |  | 23:55 | 481.9 | 0.41206 | 1175.3659 | 1031.2036 | 1639.2829 | 26780.3704 | [5 empty] | 1639.2829 | 3821.1723 |  | 24:00 | 6818.2168 | 2997.0445 | 899113.3597 | 1635674.2553 | 973.6156 | 10.6197 | 0

## Winter model
[28 empty] | m=Q/Cps(T1s-T2s) | [5 empty] | Largest tank vol required (m3) | 1859.1584 | Average mass of salt in hot tank | 1559328.2859 | Thermal loss (°C/day) | 0.56 | hot salt into hot tank = cold salt into reactor vessel
[20 empty] | U (kW/m2K)= | 1.4143 |  | Max area = | 60246.1081 | m2 | [8 empty] | salt density (kg/m3) | 1680 | Average MW lost/timestamp | 4.73 | Thermal loss (°C/hour) | 0.023333 | Salt-salt Hex effectiveness = 0.95
[18 empty] | Turbine thermal eff = | 41% | Salt/Water Hex eff = | 0.717 |  | Thin (°C) | 565 | Tcin (°C) | 230 |  | Cp (salt)= | 1.56 | kJ/kg K |  | 24hr hot salt |  | sec/interval | 300 |  |  | Thermal loss (°C/min) | 0.00038889
[18 empty] | Highest Flowrate | 1169.5 | log mean temp = | 43.2809 | (°C) | Thout (°C) | 290 | Tcout (°C) | 535 |  | Max salt flow rqd = | 9251.2175 | kg/s |  | accumulation balance | 0.023086 | Largest salt displacement (kg) | 1559328.2619 |  |  | Thermal loss (°C/5 min timestamp) | 0.0019444
Date | 2018-03-01 | [13 empty] | Max power (MW) | 1582 |  |  | m=W(h1-h2) | [12 empty] | ACC = IN - OUT | [7 empty] | Well within thermal range of Literature | Winter | Summer
Units in MW | [17 empty] | Thermal Energy required | Steam/water flowrate | Thermal energy | Hex area | [5 empty] | Thermal energy | Flowrate hot salt out |  | Time | CONSTANT | hot salt | hot salt mass | Equivalent hot salt in hot tank | Hot tank vol | Cold tank vol | Zero line |  |  | Thermal Energy required | Actual | Actual
timestamp | nuclear | coal | solar | ccgt | wind | pumped | hydro | biomass | Other | Total demand |  | timestamp | ccgt | % change | timestamp | ccgt (MW) | fraction | to steam to power turbine (MW) | to turbines kg/s) | required for hex from salt (MW) | required (m2) | [5 empty] | required from salt (MW) | tank (kg/s) |  |  | hot salt in (kg/s) | accumulation (kg/s) | per interval (kg) | per 300 sec interval (kg) | of salt (m3) | of salt (m3) | for graph |  |  | from reactor (MWth) | MWth | MWth
0:00 | 6845 | 8949 | 0 | 3752 | 9148 | 0 | 472 | 1371 | 3050 | 33587 |  | 0:00 | 3752 | -3.1183 | 0:00 | 375.2 | 0.23717 | 915.122 | 802.8794 | 1276.3207 | 20850.7885 | [5 empty] | 1276.3207 | 2975.1066 |  | 0:00 | 7346.5317 | 4371.4251 | 1311427.5429 | 2870755.8047 | 1708.7832 | 150.3752 | 0 |  |  | 3151.6621 | 3317.5391 | 3078.9633
0:05 | 6842 | 8893 | 0 | 3635 | 9169 | 0 | 453 | 1364 | 3049 | 33405 |  | 0:05 | 3635 | 0.33012 | 0:05 | 363.5 | 0.22977 | 886.5854 | 777.8429 | 1236.5207 | 20200.5906 | [5 empty] | 1236.5207 | 2882.3327 |  |  | 7346.5317 | 4464.199 | 1339259.6964 | 2898587.9583 | 1725.35 | 133.8084 | 0
0:10 | 6846 | 9021 | 0 | 3647 | 9168 | 0 | 390 | 1392 | 3060 | 33524 |  | 0:10 | 3647 | -0.98711 | 0:10 | 364.7 | 0.23053 | 889.5122 | 780.4108 | 1240.6028 | 20267.2776 | [5 empty] | 1240.6028 | 2891.848 |  |  | 7346.5317 | 4454.6837 | 1336405.1166 | 2895733.3784 | 1723.6508 | 135.5076 | 0 |  |  | Well within power ranges of Literature
0:15 | 6785 | 9078 | 0 | 3611 | 9127 | 0 | 384 | 1401 | 3086 | 33472 |  | 0:15 | 3611 | -0.27693 | 0:15 | 361.1 | 0.22826 | 880.7317 | 772.7072 | 1228.3566 | 20067.2167 | [5 empty] | 1228.3566 | 2863.3022 |  |  | 7346.5317 | 4483.2295 | 1344968.8561 | 2904297.118 | 1728.7483 | 130.4101 | 0 |  |  | Relative Power Change
0:20 | 6682 | 9197 | 0 | 3601 | 9097 | 0 | 383 | 1401 | 3132 | 33493 |  | 0:20 | 3601 | -2.055 | 0:20 | 360.1 | 0.22762 | 878.2927 | 770.5674 | 1224.9549 | 20011.6443 | [5 empty] | 1224.9549 | 2855.3728 |  |  | 7346.5317 | 4491.1589 | 1347347.6727 | 2906675.9345 | 1730.1642 | 128.9942 | 0 |  |  | required from reactor (%) | 7.1913
0:25 | 6666 | 9351 | 0 | 3527 | 9042 | 0 | 383 | 1401 | 3174 | 33544 |  | 0:25 | 3527 | -1.2475 | 0:25 | 352.7 | 0.22295 | 860.2439 | 754.7323 | 1199.7823 | 19600.408 | [5 empty] | 1199.7823 | 2796.6953 |  |  | 7346.5317 | 4549.8364 | 1364950.9151 | 2924279.177 | 1740.6424 | 118.516 | 0
0:30 | 6661 | 9402 | 0 | 3483 | 9036 | 0 | 383 | 1399 | 3181 | 33545 |  | 0:30 | 3483 | -3.6463 | 0:30 | 348.3 | 0.22016 | 849.5122 | 745.3169 | 1184.8148 | 19355.8892 | [5 empty] | 1184.8148 | 2761.806 |  |  | 7346.5317 | 4584.7257 | 1375417.7079 | 2934745.9697 | 1746.8726 | 112.2858 | 0
0:35 | 6664 | 9477 | 0 | 3356 | 9012 | 0 | 383 | 1397 | 3179 | 33468 |  | 0:35 | 3356 | 5.1251 | 0:35 | 335.6 | 0.21214 | 818.5366 | 718.1405 | 1141.6131 | 18650.1189 | [5 empty] | 1141.6131 | 2661.1028 |  |  | 7346.5317 | 4685.4289 | 1405628.678 | 2964956.9399 | 1764.8553 | 94.3031 | 0
0:40 | 6664 | 9556 | 0 | 3528 | 9052 | 0 | 372 | 1400 | 3180 | 33752 |  | 0:40 | 3528 | 4.3367 | 0:40 | 352.8 | 0.22301 | 860.4878 | 754.9463 | 1200.1225 | 19605.9653 | [5 empty] | 1200.1225 | 2797.4883 |  |  | 7346.5317 | 4549.0434 | 1364713.0334 | 2924041.2953 | 1740.5008 | 118.6576 | 0
0:45 | 6668 | 9609 | 0 | 3681 | 9080 | 0 | 363 | 1390 | 3180 | 33971 |  | 0:45 | 3681 | -0.7335 | 0:45 | 368.1 | 0.23268 | 897.8049 | 787.6863 | 1252.1686 | 20456.224 | [5 empty] | 1252.1686 | 2918.8079 |  |  | 7346.5317 | 4427.7238 | 1328317.1403 | 2887645.4022 | 1718.8365 | 140.3219 | 0
0:50 | 6668 | 9672 | 0 | 3654 | 9146 | 0 | 363 | 1385 | 3181 | 34069 |  | 0:50 | 3654 | -3.6125 | 0:50 | 365.4 | 0.23097 | 891.2195 | 781.9087 | 1242.984 | 20306.1783 | [5 empty] | 1242.984 | 2897.3986 |  |  | 7346.5317 | 4449.1331 | 1334739.945 | 2894068.2069 | 1722.6596 | 136.4988 | 0
0:55 | 6669 | 9740 | 0 | 3522 | 9176 | 0 | 364 | 1388 | 3179 | 34038 |  | 0:55 | 3522 | -1.9023 | 0:55 | 352.2 | 0.22263 | 859.0244 | 753.6624 | 1198.0814 | 19572.6218 | [5 empty] | 1198.0814 | 2792.7306 |  |  | 7346.5317 | 4553.8011 | 1366140.3234 | 2925468.5852 | 1741.3503 | 117.8081 | 0
1:00 | 6657 | 9746 | 0 | 3455 | 9256 | 0 | 362 | 1374 | 3181 | 34031 |  | 1:00 | 3455 | 2.9522 | 1:00 | 345.5 | 0.21839 | 842.6829 | 739.3253 | 1175.29 | 19200.2863 | [5 empty] | 1175.29 | 2739.6037 |  | 1:00 | 7346.5317 | 4606.928 | 1382078.3942 | 2941406.6561 | 1750.8373 | 108.3211 | 0
1:05 | 6665 | 9874 | 0 | 3557 | 9301 | 0 | 364 | 1366 | 2978 | 34105 |  | 1:05 | 3557 | 0.59039 | 1:05 | 355.7 | 0.22484 | 867.561 | 761.1519 | 1209.9874 | 19767.1254 | [5 empty] | 1209.9874 | 2820.4835 |  |  | 7346.5317 | 4526.0482 | 1357814.4655 | 2917142.7273 | 1736.3945 | 122.7639 | 0
1:10 | 6652 | 9929 | 0 | 3578 | 9347 | 0 | 363 | 1341 | 2772 | 33982 |  | 1:10 | 3578 | -1.2297 | 1:10 | 357.8 | 0.22617 | 872.6829 | 765.6457 | 1217.131 | 19883.8276 | [5 empty] | 1217.131 | 2837.1352 |  |  | 7346.5317 | 4509.3965 | 1352818.9507 | 2912147.2126 | 1733.421 | 125.7374 | 0
1:15 | 6661 | 9983 | 0 | 3534 | 9343 | 0 | 363 | 1336 | 2772 | 33992 |  | 1:15 | 3534 | -0.16978 | 1:15 | 353.4 | 0.22339 | 861.9512 | 756.2302 | 1202.1635 | 19639.3087 | [5 empty] | 1202.1635 | 2802.2459 |  |  | 7346.5317 | 4544.2858 | 1363285.7435 | 2922614.0054 | 1739.6512 | 119.5072 | 0
1:20 | 6657 | 10002 | 0 | 3528 | 9296 | 0 | 364 | 1339 | 2773 | 33959 |  | 1:20 | 3528 | 2.1825 | 1:20 | 352.8 | 0.22301 | 860.4878 | 754.9463 | 1200.1225 | 19605.9653 | [5 empty] | 1200.1225 | 2797.4883 |  |  | 7346.5317 | 4549.0434 | 1364713.0334 | 2924041.2953 | 1740.5008 | 118.6576 | 0
1:25 | 6664 | 9901 | 0 | 3605 | 9311 | 0 | 363 | 1341 | 2772 | 33957 |  | 1:25 | 3605 | -0.30513 | 1:25 | 360.5 | 0.22788 | 879.2683 | 771.4233 | 1226.3156 | 20033.8732 | [5 empty] | 1226.3156 | 2858.5445 |  |  | 7346.5317 | 4487.9872 | 1346396.1461 | 2905724.4079 | 1729.5979 | 129.5605 | 0
1:30 | 6660 | 9848 | 0 | 3594 | 9315 | 0 | 363 | 1358 | 2772 | 33910 |  | 1:30 | 3594 | -1.586 | 1:30 | 359.4 | 0.22718 | 876.5854 | 769.0695 | 1222.5737 | 19972.7435 | [5 empty] | 1222.5737 | 2849.8222 |  |  | 7346.5317 | 4496.7095 | 1349012.8443 | 2908341.1061 | 1731.1554 | 128.003 | 0
1:35 | 6658 | 9774 | 0 | 3537 | 9331 | 0 | 363 | 1359 | 2775 | 33797 |  | 1:35 | 3537 | -1.6964 | 1:35 | 353.7 | 0.22358 | 862.6829 | 756.8722 | 1203.184 | 19655.9805 | [5 empty] | 1203.184 | 2804.6247 |  |  | 7346.5317 | 4541.907 | 1362572.0986 | 2921900.3604 | 1739.2264 | 119.932 | 0
1:40 | 6659 | 9632 | 0 | 3477 | 9381 | 0 | 364 | 1353 | 2819 | 33685 |  | 1:40 | 3477 | -2.9623 | 1:40 | 347.7 | 0.21979 | 848.0488 | 744.033 | 1182.7738 | 19322.5457 | [5 empty] | 1182.7738 | 2757.0484 |  |  | 7346.5317 | 4589.4833 | 1376844.9978 | 2936173.2597 | 1747.7222 | 111.4362 | 0
1:45 | 6664 | 9568 | 0 | 3374 | 9400 | 0 | 363 | 1353 | 2817 | 33539 |  | 1:45 | 3374 | 0.88915 | 1:45 | 337.4 | 0.21327 | 822.9268 | 721.9923 | 1147.7362 | 18750.1493 | [5 empty] | 1147.7362 | 2675.3757 |  |  | 7346.5317 | 4671.156 | 1401346.8082 | 2960675.0701 | 1762.3066 | 96.8518 | 0
1:50 | 6658 | 9456 | 0 | 3404 | 9456 | 0 | 362 | 1354 | 2819 | 33509 |  | 1:50 | 3404 | -1.087 | 1:50 | 340.4 | 0.21517 | 830.2439 | 728.4119 | 1157.9413 | 18916.8667 | [5 empty] | 1157.9413 | 2699.1638 |  |  | 7346.5317 | 4647.3679 | 1394210.3586 | 2953538.6204 | 1758.0587 | 101.0997 | 0
1:55 | 6659 | 9349 | 0 | 3367 | 9484 | 0 | 361 | 1329 | 2820 | 33369 |  | 1:55 | 3367 | -3.5046 | 1:55 | 336.7 | 0.21283 | 821.2195 | 720.4944 | 1145.355 | 18711.2486 | [5 empty] | 1145.355 | 2669.8251 |  |  | 7346.5317 | 4676.7066 | 1403011.9798 | 2962340.2417 | 1763.2978 | 95.8606 | 0
2:00 | 6657 | 9276 | 0 | 3249 | 9507 | 0 | 362 | 1335 | 2818 | 33204 |  | 2:00 | 3249 | -1.2927 | 2:00 | 324.9 | 0.20537 | 792.439 | 695.2439 | 1105.2148 | 18055.4935 | [5 empty] | 1105.2148 | 2576.2583 |  | 2:00 | 7346.5317 | 4770.2734 | 1431082.015 | 2990410.2769 | 1780.0061 | 79.1523 | 0
2:05 | 6666 | 9244 | 0 | 3207 | 9572 | 0 | 356 | 1344 | 2596 | 32985 |  | 2:05 | 3207 | -0.40536 | 2:05 | 320.7 | 0.20272 | 782.1951 | 686.2565 | 1090.9276 | 17822.0892 | [5 empty] | 1090.9276 | 2542.9549 |  |  | 7346.5317 | 4803.5768 | 1441073.0445 | 3000401.3064 | 1785.9532 | 73.2052 | 0
2:10 | 6666 | 9394 | 0 | 3194 | 9580 | 0 | 346 | 1361 | 2369 | 32910 |  | 2:10 | 3194 | 1.0332 | 2:10 | 319.4 | 0.2019 | 779.0244 | 683.4746 | 1086.5054 | 17749.845 | [5 empty] | 1086.5054 | 2532.6467 |  |  | 7346.5317 | 4813.885 | 1444165.506 | 3003493.7679 | 1787.7939 | 71.3645 | 0
2:15 | 6659 | 9405 | 0 | 3227 | 9515 | 0 | 343 | 1355 | 2368 | 32872 |  | 2:15 | 3227 | -1.8593 | 2:15 | 322.7 | 0.20398 | 787.0732 | 690.5362 | 1097.7311 | 17933.2341 | [5 empty] | 1097.7311 | 2558.8137 |  |  | 7346.5317 | 4787.718 | 1436315.4114 | 2995643.6733 | 1783.1212 | 76.0372 | 0
2:20 | 6658 | 9336 | 0 | 3167 | 9599 | 0 | 342 | 1351 | 2367 | 32820 |  | 2:20 | 3167 | -1.5472 | 2:20 | 316.7 | 0.20019 | 772.439 | 677.697 | 1077.3208 | 17599.7993 | [5 empty] | 1077.3208 | 2511.2373 |  |  | 7346.5317 | 4835.2944 | 1450588.3107 | 3009916.5725 | 1791.617 | 67.5414 | 0
2:25 | 6661 | 9266 | 0 | 3118 | 9607 | 0 | 342 | 1348 | 2368 | 32710 |  | 2:25 | 3118 | -1.9885 | 2:25 | 311.8 | 0.19709 | 760.4878 | 667.2116 | 1060.6524 | 17327.4943 | [5 empty] | 1060.6524 | 2472.3833 |  |  | 7346.5317 | 4874.1484 | 1462244.5117 | 3021572.7736 | 1798.5552 | 60.6032 | 0
2:30 | 6657 | 9262 | 0 | 3056 | 9630 | 0 | 342 | 1350 | 2368 | 32665 |  | 2:30 | 3056 | -2.6832 | 2:30 | 305.6 | 0.19317 | 745.3659 | 653.9444 | 1039.5619 | 16982.945 | [5 empty] | 1039.5619 | 2423.2211 |  |  | 7346.5317 | 4923.3106 | 1476993.1743 | 3036321.4362 | 1807.3342 | 51.8242 | 0
2:35 | 6653 | 9207 | 0 | 2974 | 9636 | 0 | 343 | 1360 | 2369 | 32542 |  | 2:35 | 2974 | 2.3874 | 2:35 | 297.4 | 0.18799 | 725.3659 | 636.3975 | 1011.6679 | 16527.2508 | [5 empty] | 1011.6679 | 2358.2001 |  |  | 7346.5317 | 4988.3316 | 1496499.47 | 3055827.7318 | 1818.9451 | 40.2133 | 0
2:40 | 6646 | 9189 | 0 | 3045 | 9641 | 0 | 344 | 1366 | 2387 | 32618 |  | 2:40 | 3045 | 3.5468 | 2:40 | 304.5 | 0.19248 | 742.6829 | 651.5906 | 1035.82 | 16921.8153 | [5 empty] | 1035.82 | 2414.4988 |  |  | 7346.5317 | 4932.0329 | 1479609.8725 | 3038938.1344 | 1808.8917 | 50.2667 | 0
2:45 | 6653 | 9192 | 0 | 3153 | 9612 | 0 | 343 | 1364 | 2387 | 32704 |  | 2:45 | 3153 | 0.53917 | 2:45 | 315.3 | 0.1993 | 769.0244 | 674.7012 | 1072.5584 | 17521.9979 | [5 empty] | 1072.5584 | 2500.1362 |  |  | 7346.5317 | 4846.3955 | 1453918.6538 | 3013246.9157 | 1793.5994 | 65.5591 | 0
2:50 | 6654 | 9222 | 0 | 3170 | 9571 | 0 | 343 | 1363 | 2388 | 32711 |  | 2:50 | 3170 | -2.4921 | 2:50 | 317 | 0.20038 | 773.1707 | 678.3389 | 1078.3413 | 17616.4711 | [5 empty] | 1078.3413 | 2513.6161 |  |  | 7346.5317 | 4832.9156 | 1449874.6657 | 3009202.9276 | 1791.1922 | 67.9662 | 0
2:55 | 6650 | 9208 | 0 | 3091 | 9545 | 0 | 343 | 1360 | 2387 | 32584 |  | 2:55 | 3091 | -0.16176 | 2:55 | 309.1 | 0.19539 | 753.9024 | 661.434 | 1051.4678 | 17177.4486 | [5 empty] | 1051.4678 | 2450.974 |  |  | 7346.5317 | 4895.5577 | 1468667.3164 | 3027995.5783 | 1802.3783 | 56.7801 | 0
3:00 | 6651 | 9154 | 0 | 3086 | 9579 | 0 | 343 | 1357 | 2387 | 32557 |  | 3:00 | 3086 | 1.523 | 3:00 | 308.6 | 0.19507 | 752.6829 | 660.364 | 1049.767 | 17149.6624 | [5 empty] | 1049.767 | 2447.0093 |  | 3:00 | 7346.5317 | 4899.5224 | 1469856.7247 | 3029184.9865 | 1803.0863 | 56.0721 | 0
3:05 | 6653 | 9102 | 0 | 3133 | 9646 | 0 | 344 | 1354 | 2293 | 32525 |  | 3:05 | 3133 | 4.7877 | 3:05 | 313.3 | 0.19804 | 764.1463 | 670.4214 | 1065.755 | 17410.8529 | [5 empty] | 1065.755 | 2484.2774 |  |  | 7346.5317 | 4862.2543 | 1458676.2869 | 3018004.5488 | 1796.4313 | 62.7271 | 0
3:10 | 6655 | 9103 | 0 | 3283 | 9688 | 0 | 344 | 1369 | 2082 | 32524 |  | 3:10 | 3283 | 0.39598 | 3:10 | 328.3 | 0.20752 | 800.7317 | 702.5195 | 1116.7806 | 18244.4399 | [5 empty] | 1116.7806 | 2603.2182 |  |  | 7346.5317 | 4743.3135 | 1422994.0388 | 2982322.3006 | 1775.1918 | 83.9666 | 0
3:15 | 6648 | 9102 | 0 | 3296 | 9691 | 0 | 344 | 1365 | 2081 | 32527 |  | 3:15 | 3296 | 0.72816 | 3:15 | 329.6 | 0.20834 | 803.9024 | 705.3013 | 1121.2028 | 18316.6841 | [5 empty] | 1121.2028 | 2613.5264 |  |  | 7346.5317 | 4733.0053 | 1419901.5773 | 2979229.8391 | 1773.3511 | 85.8073 | 0
3:20 | 6653 | 9112 | 0 | 3320 | 9735 | 0 | 343 | 1363 | 2079 | 32605 |  | 3:20 | 3320 | 0.27108 | 3:20 | 332 | 0.20986 | 809.7561 | 710.437 | 1129.3669 | 18450.058 | [5 empty] | 1129.3669 | 2632.557 |  |  | 7346.5317 | 4713.9747 | 1414192.4175 | 2973520.6794 | 1769.9528 | 89.2056 | 0
3:25 | 6650 | 9108 | 0 | 3329 | 9709 | 0 | 343 | 1356 | 2082 | 32577 |  | 3:25 | 3329 | -1.1415 | 3:25 | 332.9 | 0.21043 | 811.9512 | 712.3629 | 1132.4285 | 18500.0732 | [5 empty] | 1132.4285 | 2639.6934 |  |  | 7346.5317 | 4706.8383 | 1412051.4827 | 2971379.7445 | 1768.6784 | 90.48 | 0
3:30 | 6651 | 9056 | 0 | 3291 | 9740 | 0 | 343 | 1349 | 2082 | 32512 |  | 3:30 | 3291 | 1.4585 | 3:30 | 329.1 | 0.20803 | 802.6829 | 704.2314 | 1119.502 | 18288.8979 | [5 empty] | 1119.502 | 2609.5617 |  |  | 7346.5317 | 4736.97 | 1421090.9855 | 2980419.2474 | 1774.0591 | 85.0993 | 0
3:35 | 6646 | 8927 | 0 | 3339 | 9769 | 0 | 344 | 1348 | 2083 | 32456 |  | 3:35 | 3339 | 1.8568 | 3:35 | 333.9 | 0.21106 | 814.3902 | 714.5028 | 1135.8302 | 18555.6457 | [5 empty] | 1135.8302 | 2647.6228 |  |  | 7346.5317 | 4698.9089 | 1409672.6661 | 2969000.928 | 1767.2625 | 91.8959 | 0
3:40 | 6650 | 8792 | 0 | 3401 | 9768 | 0 | 343 | 1358 | 2102 | 32414 |  | 3:40 | 3401 | 0 | 3:40 | 340.1 | 0.21498 | 829.5122 | 727.77 | 1156.9208 | 18900.195 | [5 empty] | 1156.9208 | 2696.785 |  |  | 7346.5317 | 4649.7467 | 1394924.0035 | 2954252.2654 | 1758.4835 | 100.6749 | 0
3:45 | 6649 | 8785 | 0 | 3401 | 9719 | 0 | 343 | 1354 | 2104 | 32355 |  | 3:45 | 3401 | 0.85269 | 3:45 | 340.1 | 0.21498 | 829.5122 | 727.77 | 1156.9208 | 18900.195 | [5 empty] | 1156.9208 | 2696.785 |  |  | 7346.5317 | 4649.7467 | 1394924.0035 | 2954252.2654 | 1758.4835 | 100.6749 | 0
3:50 | 6657 | 8654 | 0 | 3430 | 9706 | 0 | 343 | 1357 | 2104 | 32251 |  | 3:50 | 3430 | 1.0787 | 3:50 | 343 | 0.21681 | 836.5854 | 733.9756 | 1166.7857 | 19061.3551 | [5 empty] | 1166.7857 | 2719.7802 |  |  | 7346.5317 | 4626.7515 | 1388025.4356 | 2947353.6974 | 1754.3772 | 104.7812 | 0
3:55 | 6653 | 8551 | 0 | 3467 | 9762 | 0 | 343 | 1358 | 2103 | 32237 |  | 3:55 | 3467 | 3.1151 | 3:55 | 346.7 | 0.21915 | 845.6098 | 741.8931 | 1179.372 | 19266.9732 | [5 empty] | 1179.372 | 2749.119 |  |  | 7346.5317 | 4597.4127 | 1379223.8144 | 2938552.0762 | 1749.1381 | 110.0203 | 0
4:00 | 6644 | 8457 | 0 | 3575 | 9765 | 0 | 343 | 1358 | 2104 | 32246 |  | 4:00 | 3575 | 1.4545 | 4:00 | 357.5 | 0.22598 | 871.9512 | 765.0037 | 1216.1105 | 19867.1559 | [5 empty] | 1216.1105 | 2834.7564 |  | 4:00 | 7346.5317 | 4511.7753 | 1353532.5957 | 2912860.8575 | 1733.8457 | 125.3127 | 0
4:05 | 6644 | 8448 | 0 | 3627 | 9790 | 0 | 344 | 1356 | 2000 | 32209 |  | 4:05 | 3627 | 4.1356 | 4:05 | 362.7 | 0.22927 | 884.6341 | 776.131 | 1233.7994 | 20156.1327 | [5 empty] | 1233.7994 | 2875.9892 |  |  | 7346.5317 | 4470.5425 | 1341162.7497 | 2900491.0115 | 1726.4827 | 132.6757 | 0
4:10 | 6653 | 8597 | 0 | 3777 | 9800 | 0 | 344 | 1366 | 1538 | 32075 |  | 4:10 | 3777 | 0.76781 | 4:10 | 377.7 | 0.23875 | 921.2195 | 808.2291 | 1284.825 | 20989.7196 | [5 empty] | 1284.825 | 2994.93 |  |  | 7346.5317 | 4351.6017 | 1305480.5015 | 2864808.7634 | 1705.2433 | 153.9151 | 0
4:15 | 6648 | 8723 | 0 | 3806 | 9756 | 0 | 344 | 1368 | 1297 | 31942 |  | 4:15 | 3806 | -1.4188 | 4:15 | 380.6 | 0.24058 | 928.2927 | 814.4347 | 1294.6899 | 21150.8798 | [5 empty] | 1294.6899 | 3017.9253 |  |  | 7346.5317 | 4328.6064 | 1298581.9335 | 2857910.1954 | 1701.137 | 158.0214 | 0
4:20 | 6644 | 8855 | 0 | 3752 | 9723 | 0 | 345 | 1368 | 1298 | 31985 |  | 4:20 | 3752 | 0.26652 | 4:20 | 375.2 | 0.23717 | 915.122 | 802.8794 | 1276.3207 | 20850.7885 | [5 empty] | 1276.3207 | 2975.1066 |  |  | 7346.5317 | 4371.4251 | 1311427.5429 | 2870755.8047 | 1708.7832 | 150.3752 | 0
4:25 | 6647 | 8874 | 0 | 3762 | 9596 | 0 | 345 | 1365 | 1297 | 31886 |  | 4:25 | 3762 | 0 | 4:25 | 376.2 | 0.2378 | 917.561 | 805.0193 | 1279.7224 | 20906.3609 | [5 empty] | 1279.7224 | 2983.0359 |  |  | 7346.5317 | 4363.4958 | 1309048.7263 | 2868376.9882 | 1707.3673 | 151.7912 | 0
4:30 | 6647 | 8874 | 0 | 3762 | 9596 | 0 | 345 | 1365 | 1297 | 31886 |  | 4:30 | 3762 | -0.053163 | 4:30 | 376.2 | 0.2378 | 917.561 | 805.0193 | 1279.7224 | 20906.3609 | [5 empty] | 1279.7224 | 2983.0359 |  |  | 7346.5317 | 4363.4958 | 1309048.7263 | 2868376.9882 | 1707.3673 | 151.7912 | 0
4:35 | 6650 | 8813 | 0 | 3760 | 9612 | 0 | 358 | 1367 | 1297 | 31857 |  | 4:35 | 3760 | 2.1011 | 4:35 | 376 | 0.23767 | 917.0732 | 804.5913 | 1279.0421 | 20895.2464 | [5 empty] | 1279.0421 | 2981.4501 |  |  | 7346.5317 | 4365.0816 | 1309524.4896 | 2868852.7515 | 1707.6504 | 151.508 | 0
4:40 | 6653 | 8925 | 0 | 3839 | 9581 | 0 | 360 | 1369 | 1301 | 32028 |  | 4:40 | 3839 | -0.54702 | 4:40 | 383.9 | 0.24267 | 936.3415 | 821.4963 | 1305.9156 | 21334.2689 | [5 empty] | 1305.9156 | 3044.0922 |  |  | 7346.5317 | 4302.4395 | 1290731.8389 | 2850060.1008 | 1696.4643 | 162.6941 | 0
4:45 | 6663 | 8942 | 0 | 3818 | 9601 | 0 | 360 | 1370 | 1331 | 32085 |  | 4:45 | 3818 | -1.3096 | 4:45 | 381.8 | 0.24134 | 931.2195 | 817.0026 | 1298.772 | 21217.5667 | [5 empty] | 1298.772 | 3027.4405 |  |  | 7346.5317 | 4319.0912 | 1295727.3537 | 2855055.6155 | 1699.4379 | 159.7205 | 0
4:50 | 6664 | 8940 | 0 | 3768 | 9650 | 0 | 360 | 1367 | 1335 | 32084 |  | 4:50 | 3768 | -0.90234 | 4:50 | 376.8 | 0.23818 | 919.0244 | 806.3032 | 1281.7634 | 20939.7044 | [5 empty] | 1281.7634 | 2987.7936 |  |  | 7346.5317 | 4358.7381 | 1307621.4364 | 2866949.6983 | 1706.5177 | 152.6407 | 0
4:55 | 6678 | 8806 | 0 | 3734 | 9671 | 0 | 360 | 1356 | 1337 | 31942 |  | 4:55 | 3734 | 0.053562 | 4:55 | 373.4 | 0.23603 | 910.7317 | 799.0276 | 1270.1976 | 20750.758 | [5 empty] | 1270.1976 | 2960.8337 |  |  | 7346.5317 | 4385.698 | 1315709.4126 | 2875037.6745 | 1711.3319 | 147.8265 | 0
5:00 | 6686 | 8723 | 0 | 3736 | 9730 | 0 | 373 | 1360 | 1336 | 31944 |  | 5:00 | 3736 | 1.151 | 5:00 | 373.6 | 0.23616 | 911.2195 | 799.4556 | 1270.878 | 20761.8725 | [5 empty] | 1270.878 | 2962.4195 |  | 5:00 | 7346.5317 | 4384.1122 | 1315233.6493 | 2874561.9112 | 1711.0488 | 148.1096 | 0
5:05 | 6696 | 8649 | 0 | 3779 | 9803 | 0 | 379 | 1358 | 1337 | 32001 |  | 5:05 | 3779 | 2.9902 | 5:05 | 377.9 | 0.23887 | 921.7073 | 808.6571 | 1285.5053 | 21000.8341 | [5 empty] | 1285.5053 | 2996.5159 |  |  | 7346.5317 | 4350.0158 | 1305004.7382 | 2864333.0001 | 1704.9601 | 154.1983 | 0
5:10 | 6697 | 8565 | 0 | 3892 | 9848 | 0 | 446 | 1357 | 1241 | 32046 |  | 5:10 | 3892 | 6.629 | 5:10 | 389.2 | 0.24602 | 949.2683 | 832.8376 | 1323.9446 | 21628.803 | [5 empty] | 1323.9446 | 3086.118 |  |  | 7346.5317 | 4260.4137 | 1278124.1113 | 2837452.3731 | 1688.9597 | 170.1987 | 0
5:15 | 6701 | 8758 | 0 | 4150 | 9860 | 0 | 478 | 1364 | 1241 | 32552 |  | 5:15 | 4150 | 2.4096 | 5:15 | 415 | 0.26233 | 1012.1951 | 888.0463 | 1411.7087 | 23062.5725 | [5 empty] | 1411.7087 | 3290.6962 |  |  | 7346.5317 | 4055.8355 | 1216750.6444 | 2776078.9063 | 1652.4279 | 206.7305 | 0
5:20 | 6702 | 8870 | 0 | 4250 | 9882 | 0 | 476 | 1366 | 1240 | 32786 |  | 5:20 | 4250 | 0.4 | 5:20 | 425 | 0.26865 | 1036.5854 | 909.445 | 1445.7258 | 23618.2972 | [5 empty] | 1445.7258 | 3369.9901 |  |  | 7346.5317 | 3976.5416 | 1192962.479 | 2752290.7409 | 1638.2683 | 220.8901 | 0
5:25 | 6714 | 9021 | 0 | 4267 | 9905 | 0 | 414 | 1365 | 1241 | 32927 |  | 5:25 | 4267 | 0.35154 | 5:25 | 426.7 | 0.26972 | 1040.7317 | 913.0827 | 1451.5087 | 23712.7704 | [5 empty] | 1451.5087 | 3383.4701 |  |  | 7346.5317 | 3963.0616 | 1188918.4909 | 2748246.7527 | 1635.8612 | 223.2972 | 0
5:30 | 6723 | 9098 | 0 | 4282 | 9906 | 0 | 399 | 1365 | 1242 | 33015 |  | 5:30 | 4282 | 1.9383 | 5:30 | 428.2 | 0.27067 | 1044.3902 | 916.2925 | 1456.6112 | 23796.1291 | [5 empty] | 1456.6112 | 3395.3641 |  |  | 7346.5317 | 3951.1676 | 1185350.2661 | 2744678.5279 | 1633.7372 | 225.4212 | 0
5:35 | 6728 | 9083 | 1.97 | 4365 | 9911 | 0 | 400 | 1361 | 1240.03 | 33090 |  | 5:35 | 4365 | 2.8866 | 5:35 | 436.5 | 0.27592 | 1064.6341 | 934.0535 | 1484.8454 | 24257.3805 | [5 empty] | 1484.8454 | 3461.1781 |  |  | 7346.5317 | 3885.3536 | 1165606.0888 | 2724934.3506 | 1621.9847 | 237.1737 | 0
5:40 | 6741 | 8964 | 1.97 | 4491 | 9908 | 0 | 423 | 1357 | 1230.03 | 33116 |  | 5:40 | 4491 | 1.7145 | 5:40 | 449.1 | 0.28388 | 1095.3659 | 961.0158 | 1527.7069 | 24957.5935 | [5 empty] | 1527.7069 | 3561.0884 |  |  | 7346.5317 | 3785.4433 | 1135633.0003 | 2694961.2622 | 1604.1436 | 255.0148 | 0
5:45 | 6754 | 9040 | 1.97 | 4568 | 9914 | 0 | 425 | 1363 | 1212.03 | 33278 |  | 5:45 | 4568 | 1.8608 | 5:45 | 456.8 | 0.28875 | 1114.1463 | 977.4928 | 1553.9001 | 25385.5015 | [5 empty] | 1553.9001 | 3622.1447 |  |  | 7346.5317 | 3724.387 | 1117316.1129 | 2676644.3748 | 1593.2407 | 265.9177 | 0
5:50 | 6761 | 9078 | 1.97 | 4653 | 9893 | 0 | 423 | 1363 | 1213.03 | 33386 |  | 5:50 | 4653 | 3.1593 | 5:50 | 465.3 | 0.29412 | 1134.878 | 995.6817 | 1582.8146 | 25857.8675 | [5 empty] | 1582.8146 | 3689.5445 |  |  | 7346.5317 | 3656.9872 | 1097096.1723 | 2656424.4342 | 1581.205 | 277.9534 | 0
5:55 | 6765 | 9141 | 1.97 | 4800 | 9877 | 0 | 433 | 1367 | 1212.03 | 33597 |  | 5:55 | 4800 | 3.3958 | 5:55 | 480 | 0.30341 | 1170.7317 | 1027.1378 | 1632.8197 | 26674.7827 | [5 empty] | 1632.8197 | 3806.1065 |  |  | 7346.5317 | 3540.4252 | 1062127.5691 | 2621455.831 | 1560.3904 | 298.768 | 0
6:00 | 6758 | 9112 | 1.97 | 4963 | 9938 | 0 | 447 | 1365 | 1213.03 | 33798 |  | 6:00 | 4963 | 2.9418 | 6:00 | 496.3 | 0.31372 | 1210.4878 | 1062.0177 | 1688.2675 | 27580.6138 | [5 empty] | 1688.2675 | 3935.3555 |  | 6:00 | 7346.5317 | 3411.1762 | 1023352.8594 | 2582681.1213 | 1537.3102 | 321.8482 | 0
6:05 | 6768 | 8911 | 2.51 | 5109 | 9950 | 0 | 477 | 1356 | 1215.49 | 33789 |  | 6:05 | 5109 | 3.7385 | 6:05 | 510.9 | 0.32295 | 1246.0976 | 1093.2598 | 1737.9324 | 28391.9718 | [5 empty] | 1737.9324 | 4051.1246 |  |  | 7346.5317 | 3295.4071 | 988622.1379 | 2547950.3998 | 1516.6371 | 342.5213 | 0
6:10 | 6783 | 8690 | 2.51 | 5300 | 9969 | 0 | 515 | 1357 | 1563.49 | 34180 |  | 6:10 | 5300 | 2.3019 | 6:10 | 530 | 0.33502 | 1292.6829 | 1134.1314 | 1802.9051 | 29453.4059 | [5 empty] | 1802.9051 | 4202.5759 |  |  | 7346.5317 | 3143.9558 | 943186.7419 | 2502515.0038 | 1489.5923 | 369.5661 | 0
6:15 | 6786 | 8587 | 2.51 | 5422 | 9975 | 0 | 518 | 1367 | 2055.49 | 34713 |  | 6:15 | 5422 | 4.1866 | 6:15 | 542.2 | 0.34273 | 1322.439 | 1160.2378 | 1844.4059 | 30131.3899 | [5 empty] | 1844.4059 | 4299.3144 |  |  | 7346.5317 | 3047.2173 | 914165.1801 | 2473493.442 | 1472.3175 | 386.8409 | 0
6:20 | 6796 | 8493 | 2.51 | 5649 | 9996 | 0 | 516 | 1362 | 2303.49 | 35118 |  | 6:20 | 5649 | 5.7001 | 6:20 | 564.9 | 0.35708 | 1377.8049 | 1208.8128 | 1921.6247 | 31392.8849 | [5 empty] | 1921.6247 | 4479.3116 |  |  | 7346.5317 | 2867.2201 | 860166.0446 | 2419494.3064 | 1440.1752 | 418.9832 | 0
6:25 | 6801 | 8615 | 2.51 | 5971 | 9991 | 0 | 622 | 1356 | 2303.49 | 35662 |  | 6:25 | 5971 | 0 | 6:25 | 597.1 | 0.37743 | 1456.3415 | 1277.7167 | 2031.1596 | 33182.3182 | [5 empty] | 2031.1596 | 4734.6379 |  |  | 7346.5317 | 2611.8938 | 783568.1519 | 2342896.4137 | 1394.5812 | 464.5772 | 0
6:30 | 6801 | 8615 | 2.51 | 5971 | 9991 | 0 | 622 | 1356 | 2303.49 | 35662 |  | 6:30 | 5971 | 1.0384 | 6:30 | 597.1 | 0.37743 | 1456.3415 | 1277.7167 | 2031.1596 | 33182.3182 | [5 empty] | 2031.1596 | 4734.6379 |  |  | 7346.5317 | 2611.8938 | 783568.1519 | 2342896.4137 | 1394.5812 | 464.5772 | 0
6:35 | 6798 | 8673 | 1.78 | 6033 | 9985 | 0 | 681 | 1352 | 2303.22 | 35827 |  | 6:35 | 6033 | 1.8565 | 6:35 | 603.3 | 0.38135 | 1471.4634 | 1290.9839 | 2052.2502 | 33526.8675 | [5 empty] | 2052.2502 | 4783.8001 |  |  | 7346.5317 | 2562.7316 | 768819.4893 | 2328147.7512 | 1385.8022 | 473.3562 | 0
6:40 | 6805 | 8853 | 1.78 | 6145 | 9994 | 0 | 684 | 1348 | 2304.22 | 36135 |  | 6:40 | 6145 | 3.2384 | 6:40 | 614.5 | 0.38843 | 1498.7805 | 1314.9504 | 2090.3494 | 34149.2791 | [5 empty] | 2090.3494 | 4872.6092 |  |  | 7346.5317 | 2473.9225 | 742176.744 | 2301505.0059 | 1369.9435 | 489.2149 | 0
6:45 | 6803 | 9062 | 1.78 | 6344 | 10041 | 102 | 689 | 1354 | 2304.22 | 36701 |  | 6:45 | 6344 | 2.1753 | 6:45 | 634.4 | 0.40101 | 1547.3171 | 1357.5338 | 2158.0433 | 35255.1711 | [5 empty] | 2158.0433 | 5030.4041 |  |  | 7346.5317 | 2316.1276 | 694838.2948 | 2254166.5566 | 1341.7658 | 517.3926 | 0
6:50 | 6802 | 9173 | 1.78 | 6482 | 10065 | 223 | 730 | 1356 | 2303.22 | 37136 |  | 6:50 | 6482 | 3.4866 | 6:50 | 648.2 | 0.40973 | 1580.9756 | 1387.0641 | 2204.9869 | 36022.0711 | [5 empty] | 2204.9869 | 5139.8296 |  |  | 7346.5317 | 2206.7021 | 662010.6265 | 2221338.8883 | 1322.2255 | 536.9329 | 0
6:55 | 6806 | 9361 | 1.78 | 6708 | 10007 | 282 | 733 | 1358 | 2300.22 | 37557 |  | 6:55 | 6708 | 4.0996 | 6:55 | 670.8 | 0.42402 | 1636.0976 | 1435.4251 | 2281.8655 | 37278.0088 | [5 empty] | 2281.8655 | 5319.0338 |  |  | 7346.5317 | 2027.4979 | 608249.3726 | 2167577.6345 | 1290.2248 | 568.9336 | 0
7:00 | 6814 | 9750 | 1.78 | 6983 | 10000 | 279 | 735 | 1359 | 1995.22 | 37917 |  | 7:00 | 6983 | 6.8309 | 7:00 | 698.3 | 0.4414 | 1703.1707 | 1494.2716 | 2375.4125 | 38806.2516 | [5 empty] | 2375.4125 | 5537.092 |  | 7:00 | 7346.5317 | 1809.4397 | 542831.9177 | 2102160.1795 | 1251.2858 | 607.8726 | 0
7:05 | 6804 | 10138 | 2.74 | 7460 | 9990 | 282 | 745 | 1360 | 1496.26 | 38278 |  | 7:05 | 7460 | 7.0777 | 7:05 | 746 | 0.47155 | 1819.5122 | 1596.3434 | 2537.6739 | 41457.0581 | [5 empty] | 2537.6739 | 5915.3238 |  |  | 7346.5317 | 1431.2079 | 429362.3685 | 1988690.6304 | 1183.7444 | 675.414 | 0
7:10 | 6795 | 10517 | 2.73 | 7988 | 9988 | 398 | 787 | 1362 | 1153.27 | 38991 |  | 7:10 | 7988 | 7.8743 | 7:10 | 798.8 | 0.50493 | 1948.2927 | 1709.3286 | 2717.2841 | 44391.2842 | [5 empty] | 2717.2841 | 6333.9955 |  |  | 7346.5317 | 1012.5362 | 303760.855 | 1863089.1169 | 1108.9816 | 750.1768 | 0
7:15 | 6799 | 10831 | 2.73 | 8617 | 10013 | 561 | 833 | 1367 | 1105.27 | 40129 |  | 7:15 | 8617 | 6.6264 | 7:15 | 861.7 | 0.54469 | 2101.7073 | 1843.9264 | 2931.2515 | 47886.7922 | [5 empty] | 2931.2515 | 6832.7541 |  |  | 7346.5317 | 513.7776 | 154133.2944 | 1713461.5563 | 1019.9176 | 839.2408 | 0
7:20 | 6789 | 10875 | 2.73 | 9188 | 9989 | 995 | 832 | 1367 | 1080.27 | 41118 |  | 7:20 | 9188 | 3.9508 | 7:20 | 918.8 | 0.58078 | 2240.9756 | 1966.113 | 3125.489 | 51059.9799 | [5 empty] | 3125.489 | 7285.5221 |  |  | 7346.5317 | 61.0096 | 18302.8698 | 1577631.1317 | 939.0661 | 920.0923 | 0
7:25 | 6790 | 10934 | 2.72 | 9551 | 9964 | 1156 | 831 | 1368 | 1055.28 | 41652 |  | 7:25 | 9551 | 3.0259 | 7:25 | 955.1 | 0.60373 | 2329.5122 | 2043.7903 | 3248.971 | 53077.2603 | [5 empty] | 3248.971 | 7573.3589 |  |  | 7346.5317 | -226.8272 | -68048.1707 | 1491280.0911 | 887.6667 | 971.4917 | 0
7:30 | 6793 | 11074 | 2.72 | 9840 | 9973 | 1017 | 833 | 1367 | 1029.28 | 41929 |  | 7:30 | 9840 | 2.0528 | 7:30 | 984 | 0.622 | 2400 | 2105.6326 | 3347.2803 | 54683.3045 | [5 empty] | 3347.2803 | 7802.5183 |  |  | 7346.5317 | -455.9866 | -136795.9688 | 1422532.293 | 846.7454 | 1012.413 | 0
7:35 | 6793 | 11141 | 2.88 | 10042 | 9983 | 1011 | 832 | 1366 | 1002.12 | 42173 |  | 7:35 | 10042 | 2.0713 | 7:35 | 1004.2 | 0.63477 | 2449.2683 | 2148.858 | 3415.9948 | 55805.8683 | [5 empty] | 3415.9948 | 7962.6919 |  |  | 7346.5317 | -616.1602 | -184848.063 | 1374480.1989 | 818.143 | 1041.0154 | 0
7:40 | 6803 | 11119 | 2.94 | 10250 | 9992 | 773 | 830 | 1367 | 990.06 | 42127 |  | 7:40 | 10250 | 2.5171 | 7:40 | 1025 | 0.64791 | 2500 | 2193.3673 | 3486.7503 | 56961.7755 | [5 empty] | 3486.7503 | 8127.6232 |  |  | 7346.5317 | -781.0915 | -234327.4471 | 1325000.8147 | 788.691 | 1070.4674 | 0
7:45 | 6805 | 11115 | 2.94 | 10508 | 9980 | 710 | 832 | 1368 | 990.06 | 42311 |  | 7:45 | 10508 | 1.5036 | 7:45 | 1050.8 | 0.66422 | 2562.9268 | 2248.5759 | 3574.5144 | 58395.5451 | [5 empty] | 3574.5144 | 8332.2014 |  |  | 7346.5317 | -985.6697 | -295700.9139 | 1263627.3479 | 752.1591 | 1106.9993 | 0
7:50 | 6804 | 11140 | 2.94 | 10666 | 9944 | 744 | 832 | 1368 | 989.06 | 42490 |  | 7:50 | 10666 | 0.30002 | 7:50 | 1066.6 | 0.67421 | 2601.4634 | 2282.3859 | 3628.2614 | 59273.59 | [5 empty] | 3628.2614 | 8457.4858 |  |  | 7346.5317 | -1110.9541 | -333286.2153 | 1226042.0465 | 729.7869 | 1129.3715 | 0
7:55 | 6797 | 11158 | 3.42 | 10698 | 9955 | 868 | 839 | 1366 | 989.58 | 42674 |  | 7:55 | 10698 | -0.92541 | 7:55 | 1069.8 | 0.67623 | 2609.2683 | 2289.2335 | 3639.1469 | 59451.4219 | [5 empty] | 3639.1469 | 8482.8598 |  |  | 7346.5317 | -1136.3281 | -340898.4283 | 1218429.8336 | 725.2559 | 1133.9026 | 0
8:00 | 6791 | 11088 | 3.42 | 10599 | 10006 | 1004 | 863 | 1368 | 988.58 | 42711 |  | 8:00 | 10599 | -2.2361 | 8:00 | 1059.9 | 0.66997 | 2585.122 | 2268.0487 | 3605.4699 | 58901.2545 | [5 empty] | 3605.4699 | 8404.3588 |  | 8:00 | 7346.5317 | -1057.8271 | -317348.1445 | 1241980.1174 | 739.2739 | 1119.8845 | 0
8:05 | 6791 | 11060 | 34.3 | 10362 | 10028 | 1122 | 863 | 1368 | 950.7 | 42579 |  | 8:05 | 10362 | -0.21231 | 8:05 | 1036.2 | 0.65499 | 2527.3171 | 2217.3338 | 3524.8495 | 57584.1871 | [5 empty] | 3524.8495 | 8216.4323 |  |  | 7346.5317 | -869.9006 | -260970.1924 | 1298358.0695 | 772.8322 | 1086.3262 | 0
8:10 | 6789 | 11070 | 36.5 | 10340 | 10010 | 1006 | 861 | 1366 | 1038.5 | 42517 |  | 8:10 | 10340 | 1.6054 | 8:10 | 1034 | 0.6536 | 2521.9512 | 2212.6261 | 3517.3657 | 57461.9277 | [5 empty] | 3517.3657 | 8198.9877 |  |  | 7346.5317 | -852.456 | -255736.796 | 1303591.4659 | 775.9473 | 1083.2111 | 0
8:15 | 6796 | 11083 | 36.5 | 10506 | 10042 | 901 | 862 | 1368 | 1040.5 | 42635 |  | 8:15 | 10506 | 1.7895 | 8:15 | 1050.6 | 0.6641 | 2562.439 | 2248.1479 | 3573.8341 | 58384.4306 | [5 empty] | 3573.8341 | 8330.6155 |  |  | 7346.5317 | -984.0838 | -295225.1506 | 1264103.1112 | 752.4423 | 1106.7161 | 0
8:20 | 6805 | 11095 | 36.5 | 10694 | 10066 | 906 | 864 | 1367 | 1040.5 | 42874 |  | 8:20 | 10694 | 1.038 | 8:20 | 1069.4 | 0.67598 | 2608.2927 | 2288.3775 | 3637.7862 | 59429.1929 | [5 empty] | 3637.7862 | 8479.688 |  |  | 7346.5317 | -1133.1563 | -339946.9016 | 1219381.3602 | 725.8222 | 1133.3362 | 0
8:25 | 6808 | 11148 | 42.5 | 10805 | 10047 | 1014 | 866 | 1368 | 1033.5 | 43132 |  | 8:25 | 10805 | -0.33318 | 8:25 | 1080.5 | 0.683 | 2635.3659 | 2312.1301 | 3675.5451 | 60046.0473 | [5 empty] | 3675.5451 | 8567.7043 |  |  | 7346.5317 | -1221.1726 | -366351.7653 | 1192976.4966 | 710.1051 | 1149.0533 | 0
8:30 | 6800 | 11148 | 42.5 | 10769 | 10067 | 1232 | 864 | 1367 | 1035.5 | 43325 |  | 8:30 | 10769 | 0.95645 | 8:30 | 1076.9 | 0.68072 | 2626.5854 | 2304.4265 | 3663.299 | 59845.9864 | [5 empty] | 3663.299 | 8539.1585 |  |  | 7346.5317 | -1192.6268 | -357788.0257 | 1201540.2361 | 715.2025 | 1143.9559 | 0
8:35 | 6795 | 11125 | 128 | 10872 | 10069 | 1341 | 863 | 1368 | 950 | 43511 |  | 8:35 | 10872 | 0.68065 | 8:35 | 1087.2 | 0.68723 | 2651.7073 | 2326.4672 | 3698.3366 | 60418.3828 | [5 empty] | 3698.3366 | 8620.8312 |  |  | 7346.5317 | -1274.2995 | -382289.8361 | 1177038.4257 | 700.6181 | 1158.5403 | 0
8:40 | 6801 | 11127 | 138 | 10946 | 10094 | 1412 | 824 | 1366 | 938 | 43646 |  | 8:40 | 10946 | 0.8953 | 8:40 | 1094.6 | 0.69191 | 2669.7561 | 2342.3022 | 3723.5092 | 60829.619 | [5 empty] | 3723.5092 | 8679.5086 |  |  | 7346.5317 | -1332.9769 | -399893.0785 | 1159435.1833 | 690.14 | 1169.0184 | 0
8:45 | 6803 | 11122 | 138 | 11044 | 10147 | 1481 | 794 | 1366 | 940 | 43835 |  | 8:45 | 11044 | 0.45273 | 8:45 | 1104.4 | 0.6981 | 2693.6585 | 2363.273 | 3756.8459 | 61374.2292 | [5 empty] | 3756.8459 | 8757.2166 |  |  | 7346.5317 | -1410.6849 | -423205.4807 | 1136122.7812 | 676.2636 | 1182.8948 | 0
8:50 | 6797 | 11124 | 138 | 11094 | 10142 | 1670 | 796 | 1367 | 939 | 44067 |  | 8:50 | 11094 | 0.85632 | 8:50 | 1109.4 | 0.70126 | 2705.8537 | 2373.9723 | 3773.8545 | 61652.0915 | [5 empty] | 3773.8545 | 8796.8636 |  |  | 7346.5317 | -1450.3319 | -435099.5634 | 1124228.6985 | 669.1837 | 1189.9747 | 0
8:55 | 6797 | 11128 | 155 | 11189 | 10159 | 1818 | 794 | 1366 | 921 | 44327 |  | 8:55 | 11189 | 1.144 | 8:55 | 1118.9 | 0.70727 | 2729.0244 | 2394.3011 | 3806.1707 | 62180.0299 | [5 empty] | 3806.1707 | 8872.1928 |  |  | 7346.5317 | -1525.6611 | -457698.3206 | 1101629.9413 | 655.7321 | 1203.4263 | 0
9:00 | 6805 | 11125 | 155 | 11317 | 10167 | 1876 | 797 | 1365 | 921 | 44528 |  | 9:00 | 11317 | 1.0604 | 9:00 | 1131.7 | 0.71536 | 2760.2439 | 2421.6914 | 3849.7126 | 62891.3574 | [5 empty] | 3849.7126 | 8973.6889 |  | 9:00 | 7346.5317 | -1627.1572 | -488147.1723 | 1071181.0896 | 637.6078 | 1221.5506 | 0
9:05 | 6803 | 11118 | 262 | 11437 | 10240 | 1877 | 794 | 1365 | 845 | 44741 |  | 9:05 | 11437 | -0.59456 | 9:05 | 1143.7 | 0.72295 | 2789.5122 | 2447.3699 | 3890.533 | 63558.227 | [5 empty] | 3890.533 | 9068.8416 |  |  | 7346.5317 | -1722.3099 | -516692.9708 | 1042635.291 | 620.6162 | 1238.5422 | 0
9:10 | 6801 | 11149 | 268 | 11369 | 10229 | 1776 | 794 | 1365 | 1356 | 45107 |  | 9:10 | 11369 | -2.2869 | 9:10 | 1136.9 | 0.71865 | 2772.9268 | 2432.8188 | 3867.4014 | 63180.3342 | [5 empty] | 3867.4014 | 9014.9218 |  |  | 7346.5317 | -1668.3901 | -500517.0183 | 1058811.2435 | 630.2448 | 1228.9136 | 0
9:15 | 6806 | 11163 | 268 | 11109 | 10221 | 1853 | 793 | 1366 | 1892 | 45471 |  | 9:15 | 11109 | 0.45009 | 9:15 | 1110.9 | 0.70221 | 2709.5122 | 2377.1821 | 3778.957 | 61735.4502 | [5 empty] | 3778.957 | 8808.7577 |  |  | 7346.5317 | -1462.226 | -438667.7882 | 1120660.4737 | 667.0598 | 1192.0986 | 0
9:20 | 6808 | 11180 | 268 | 11159 | 10242 | 1762 | 795 | 1365 | 2138 | 45717 |  | 9:20 | 11159 | 1.5414 | 9:20 | 1115.9 | 0.70537 | 2721.7073 | 2387.8815 | 3795.9656 | 62013.3125 | [5 empty] | 3795.9656 | 8848.4046 |  |  | 7346.5317 | -1501.8729 | -450561.8709 | 1108766.3909 | 659.98 | 1199.1784 | 0
9:25 | 6807 | 11192 | 292 | 11331 | 10254 | 1750 | 787 | 1365 | 2114 | 45892 |  | 9:25 | 11331 | 2.577 | 9:25 | 1133.1 | 0.71625 | 2763.6585 | 2424.6873 | 3854.4749 | 62969.1589 | [5 empty] | 3854.4749 | 8984.7901 |  |  | 7346.5317 | -1638.2584 | -491477.5155 | 1067850.7464 | 635.6254 | 1223.533 | 0
9:30 | 6809 | 11160 | 292 | 11623 | 10272 | 1659 | 713 | 1370 | 2114 | 46012 |  | 9:30 | 11623 | 1.9702 | 9:30 | 1162.3 | 0.7347 | 2834.878 | 2487.1715 | 3953.8048 | 64591.8748 | [5 empty] | 3953.8048 | 9216.3282 |  |  | 7346.5317 | -1869.7965 | -560938.9585 | 998389.3033 | 594.2793 | 1264.8791 | 0
9:35 | 6812 | 11168 | 376 | 11852 | 10273 | 1490 | 714 | 1381 | 2029 | 46095 |  | 9:35 | 11852 | 0.92811 | 9:35 | 1185.2 | 0.74918 | 2890.7317 | 2536.1745 | 4031.7039 | 65864.4842 | [5 empty] | 4031.7039 | 9397.9112 |  |  | 7346.5317 | -2051.3795 | -615413.8574 | 943914.4045 | 561.8538 | 1297.3046 | 0
9:40 | 6807 | 11159 | 379 | 11962 | 10253 | 1407 | 718 | 1396 | 1915 | 45996 |  | 9:40 | 11962 | 0.033439 | 9:40 | 1196.2 | 0.75613 | 2917.561 | 2559.7131 | 4069.1227 | 66475.7813 | [5 empty] | 4069.1227 | 9485.1345 |  |  | 7346.5317 | -2138.6028 | -641580.8394 | 917747.4225 | 546.2782 | 1312.8802 | 0
9:45 | 6799 | 11150 | 379 | 11966 | 10241 | 1534 | 718 | 1405 | 1872 | 46064 |  | 9:45 | 11966 | 0.8357 | 9:45 | 1196.6 | 0.75638 | 2918.5366 | 2560.569 | 4070.4834 | 66498.0103 | [5 empty] | 4070.4834 | 9488.3063 |  |  | 7346.5317 | -2141.7746 | -642532.366 | 916795.8959 | 545.7118 | 1313.4466 | 0
9:50 | 6797 | 11137 | 379 | 12066 | 10239 | 1459 | 716 | 1409 | 1873 | 46075 |  | 9:50 | 12066 | 0.43096 | 9:50 | 1206.6 | 0.76271 | 2942.9268 | 2581.9677 | 4104.5005 | 67053.735 | [5 empty] | 4104.5005 | 9567.6001 |  |  | 7346.5317 | -2221.0684 | -666320.5314 | 893007.7304 | 531.5522 | 1327.6062 | 0
9:55 | 6802 | 11159 | 407 | 12118 | 10268 | 1397 | 716 | 1407 | 1844 | 46118 |  | 9:55 | 12118 | 2.0053 | 9:55 | 1211.8 | 0.76599 | 2955.6098 | 2593.0951 | 4122.1893 | 67342.7118 | [5 empty] | 4122.1893 | 9608.833 |  |  | 7346.5317 | -2262.3013 | -678690.3774 | 880637.8844 | 524.1892 | 1334.9692 | 0
10:00 | 6805 | 11118 | 407 | 12361 | 10273 | 1321 | 718 | 1404 | 1844 | 46251 |  | 10:00 | 12361 | -0.4045 | 10:00 | 1236.1 | 0.78135 | 3014.878 | 2645.0939 | 4204.8508 | 68693.1227 | [5 empty] | 4204.8508 | 9801.5171 |  | 10:00 | 7346.5317 | -2454.9854 | -736495.6195 | 822832.6424 | 489.7813 | 1369.3771 | 0
10:05 | 6817 | 11146 | 492 | 12311 | 10319 | 1285 | 655 | 1406 | 1929 | 46360 |  | 10:05 | 12311 | 0 | 10:05 | 1231.1 | 0.77819 | 3002.6829 | 2634.3946 | 4187.8423 | 68415.2603 | [5 empty] | 4187.8423 | 9761.8702 |  |  | 7346.5317 | -2415.3385 | -724601.5367 | 834726.7251 | 496.8611 | 1362.2973 | 0
10:10 | 6817 | 11146 | 500 | 12311 | 10319 | 1285 | 655 | 1406 | 1921 | 46360 |  | 10:10 | 12311 | -0.89351 | 10:10 | 1231.1 | 0.77819 | 3002.6829 | 2634.3946 | 4187.8423 | 68415.2603 | [5 empty] | 4187.8423 | 9761.8702 |  |  | 7346.5317 | -2415.3385 | -724601.5367 | 834726.7251 | 496.8611 | 1362.2973 | 0
10:15 | 6817 | 11180 | 502 | 12201 | 10331 | 1116 | 651 | 1408 | 2209 | 46415 |  | 10:15 | 12201 | -1.0409 | 10:15 | 1220.1 | 0.77124 | 2975.8537 | 2610.856 | 4150.4235 | 67803.9632 | [5 empty] | 4150.4235 | 9674.6469 |  |  | 7346.5317 | -2328.1152 | -698434.5548 | 860893.7071 | 512.4367 | 1346.7217 | 0
10:20 | 6818 | 11167 | 502 | 12074 | 10334 | 992 | 691 | 1406 | 2421 | 46405 |  | 10:20 | 12074 | -0.91105 | 10:20 | 1207.4 | 0.76321 | 2944.878 | 2583.6796 | 4107.2218 | 67098.1929 | [5 empty] | 4107.2218 | 9573.9436 |  |  | 7346.5317 | -2227.4119 | -668223.5847 | 891104.6772 | 530.4195 | 1328.739 | 0
10:25 | 6811 | 11153 | 522 | 11964 | 10356 | 1084 | 736 | 1407 | 2423 | 46456 |  | 10:25 | 11964 | -1.7051 | 10:25 | 1196.4 | 0.75626 | 2918.0488 | 2560.1411 | 4069.803 | 66486.8958 | [5 empty] | 4069.803 | 9486.7204 |  |  | 7346.5317 | -2140.1887 | -642056.6027 | 917271.6592 | 545.995 | 1313.1634 | 0
10:30 | 6806 | 11191 | 522 | 11760 | 10353 | 1337 | 700 | 1407 | 2422 | 46498 |  | 10:30 | 11760 | -0.9949 | 10:30 | 1176 | 0.74336 | 2868.2927 | 2516.4877 | 4000.4082 | 65353.2176 | [5 empty] | 4000.4082 | 9324.9609 |  |  | 7346.5317 | -1978.4292 | -593528.7452 | 965799.5167 | 574.8807 | 1284.2777 | 0
10:35 | 6805 | 11213 | 705 | 11643 | 10327 | 1613 | 654 | 1405 | 2240 | 46605 |  | 10:35 | 11643 | 2.1816 | 10:35 | 1164.3 | 0.73597 | 2839.7561 | 2491.4512 | 3960.6082 | 64703.0197 | [5 empty] | 3960.6082 | 9232.187 |  |  | 7346.5317 | -1885.6553 | -565696.5916 | 993631.6702 | 591.4474 | 1267.711 | 0
10:40 | 6806 | 11211 | 717 | 11897 | 10354 | 1596 | 636 | 1405 | 2156 | 46778 |  | 10:40 | 11897 | 1.7652 | 10:40 | 1189.7 | 0.75202 | 2901.7073 | 2545.8039 | 4047.0116 | 66114.5603 | [5 empty] | 4047.0116 | 9433.5935 |  |  | 7346.5317 | -2087.0618 | -626118.5318 | 933209.73 | 555.482 | 1303.6764 | 0
10:45 | 6809 | 11203 | 714 | 12107 | 10377 | 1498 | 634 | 1403 | 2146 | 46891 |  | 10:45 | 12107 | 0.91682 | 10:45 | 1210.7 | 0.7653 | 2952.9268 | 2590.7412 | 4118.4475 | 67281.5821 | [5 empty] | 4118.4475 | 9600.1106 |  |  | 7346.5317 | -2253.5789 | -676073.6792 | 883254.5826 | 525.7468 | 1333.4116 | 0
10:50 | 6817 | 11196 | 714 | 12218 | 10406 | 1220 | 638 | 1406 | 2145 | 46760 |  | 10:50 | 12218 | 0.94123 | 10:50 | 1221.8 | 0.77231 | 2980 | 2614.4938 | 4156.2064 | 67898.4364 | [5 empty] | 4156.2064 | 9688.1268 |  |  | 7346.5317 | -2341.5951 | -702478.5429 | 856849.719 | 510.0296 | 1349.1288 | 0
10:55 | 6819 | 11151 | 745 | 12333 | 10418 | 1194 | 636 | 1407 | 2116 | 46819 |  | 10:55 | 12333 | 0.12973 | 10:55 | 1233.3 | 0.77958 | 3008.0488 | 2639.1023 | 4195.3261 | 68537.5198 | [5 empty] | 4195.3261 | 9779.3148 |  |  | 7346.5317 | -2432.7831 | -729834.9331 | 829493.3287 | 493.746 | 1365.4124 | 0
11:00 | 6822 | 11167 | 745 | 12349 | 10422 | 1182 | 629 | 1407 | 2115 | 46838 |  | 11:00 | 12349 | 0.41299 | 11:00 | 1234.9 | 0.78059 | 3011.9512 | 2642.5261 | 4200.7688 | 68626.4357 | [5 empty] | 4200.7688 | 9792.0018 |  | 11:00 | 7346.5317 | -2445.4701 | -733641.0396 | 825687.2223 | 491.4805 | 1367.6779 | 0
11:05 | 6816 | 11187 | 792 | 12400 | 10427 | 1156 | 604 | 1406 | 2068 | 46856 |  | 11:05 | 12400 | 1.0403 | 11:05 | 1240 | 0.78382 | 3024.3902 | 2653.4394 | 4218.1175 | 68909.8553 | [5 empty] | 4218.1175 | 9832.4417 |  |  | 7346.5317 | -2485.91 | -745773.004 | 813555.2579 | 484.2591 | 1374.8993 | 0
11:10 | 6815 | 11203 | 816 | 12529 | 10458 | 1012 | 600 | 1407 | 2241 | 47081 |  | 11:10 | 12529 | -0.039907 | 11:10 | 1252.9 | 0.79197 | 3055.8537 | 2681.0437 | 4261.9995 | 69626.74 | [5 empty] | 4261.9995 | 9934.7308 |  |  | 7346.5317 | -2588.1991 | -776459.7374 | 782868.5245 | 465.9932 | 1393.1652 | 0
11:15 | 6815 | 11202 | 816 | 12524 | 10484 | 808 | 604 | 1408 | 2468 | 47129 |  | 11:15 | 12524 | 0.55893 | 11:15 | 1252.4 | 0.79166 | 3054.6341 | 2679.9738 | 4260.2987 | 69598.9538 | [5 empty] | 4260.2987 | 9930.7661 |  |  | 7346.5317 | -2584.2344 | -775270.3291 | 784057.9327 | 466.7012 | 1392.4573 | 0
11:20 | 6806 | 11186 | 816 | 12594 | 10473 | 808 | 603 | 1408 | 2477 | 47171 |  | 11:20 | 12594 | 0.97666 | 11:20 | 1259.4 | 0.79608 | 3071.7073 | 2694.9529 | 4284.1106 | 69987.9611 | [5 empty] | 4284.1106 | 9986.2718 |  |  | 7346.5317 | -2639.7401 | -791922.0449 | 767406.2169 | 456.7894 | 1402.369 | 0
11:25 | 6801 | 11166 | 830 | 12717 | 10479 | 793 | 601 | 1405 | 2470 | 47262 |  | 11:25 | 12717 | 0.85712 | 11:25 | 1271.7 | 0.80386 | 3101.7073 | 2721.2733 | 4325.9516 | 70671.5024 | [5 empty] | 4325.9516 | 10083.8033 |  |  | 7346.5317 | -2737.2716 | -821181.4884 | 738146.7735 | 439.3731 | 1419.7853 | 0
11:30 | 6803 | 11198 | 830 | 12826 | 10497 | 707 | 598 | 1408 | 2471 | 47338 |  | 11:30 | 12826 | 0.085763 | 11:30 | 1282.6 | 0.81075 | 3128.2927 | 2744.5979 | 4363.0302 | 71277.2422 | [5 empty] | 4363.0302 | 10170.2337 |  |  | 7346.5317 | -2823.702 | -847110.5887 | 712217.6731 | 423.9391 | 1435.2193 | 0
11:35 | 6807 | 11184 | 756 | 12837 | 10524 | 668 | 591 | 1410 | 2554 | 47331 |  | 11:35 | 12837 | 0.98154 | 11:35 | 1283.7 | 0.81144 | 3130.9756 | 2746.9518 | 4366.7721 | 71338.3719 | [5 empty] | 4366.7721 | 10178.956 |  |  | 7346.5317 | -2832.4243 | -849727.2869 | 709600.9749 | 422.3815 | 1436.7769 | 0
11:40 | 6816 | 11149 | 756 | 12963 | 10523 | 612 | 592 | 1409 | 2538 | 47358 |  | 11:40 | 12963 | 0.594 | 11:40 | 1296.3 | 0.81941 | 3161.7073 | 2773.9141 | 4409.6336 | 72038.585 | [5 empty] | 4409.6336 | 10278.8663 |  |  | 7346.5317 | -2932.3346 | -879700.3754 | 679627.8865 | 404.5404 | 1454.618 | 0
11:45 | 6813 | 11178 | 756 | 13040 | 10496 | 591 | 591 | 1407 | 2530 | 47402 |  | 11:45 | 13040 | -0.2684 | 11:45 | 1304 | 0.82427 | 3180.4878 | 2790.3911 | 4435.8268 | 72466.493 | [5 empty] | 4435.8268 | 10339.9226 |  |  | 7346.5317 | -2993.3909 | -898017.2628 | 661310.9991 | 393.6375 | 1465.5209 | 0
11:50 | 6813 | 11163 | 756 | 13005 | 10484 | 642 | 594 | 1411 | 2530 | 47398 |  | 11:50 | 13005 | -0.046136 | 11:50 | 1300.5 | 0.82206 | 3171.9512 | 2782.9016 | 4423.9208 | 72271.9893 | [5 empty] | 4423.9208 | 10312.1697 |  |  | 7346.5317 | -2965.638 | -889691.4049 | 669636.857 | 398.5934 | 1460.565 | 0
11:55 | 6813 | 11173 | 797 | 12999 | 10505 | 623 | 590 | 1408 | 2488 | 47396 |  | 11:55 | 12999 | 0.16924 | 11:55 | 1299.9 | 0.82168 | 3170.4878 | 2781.6177 | 4421.8798 | 72238.6459 | [5 empty] | 4421.8798 | 10307.4121 |  |  | 7346.5317 | -2960.8804 | -888264.1149 | 671064.1469 | 399.4429 | 1459.7155 | 0
12:00 | 6810 | 11191 | 794 | 13021 | 10516 | 657 | 575 | 1406 | 2491 | 47461 |  | 12:00 | 13021 | 0.53759 | 12:00 | 1302.1 | 0.82307 | 3175.8537 | 2786.3254 | 4429.3635 | 72360.9053 | [5 empty] | 4429.3635 | 10324.8567 |  | 12:00 | 7346.5317 | -2978.325 | -893497.5113 | 665830.7505 | 396.3278 | 1462.8306 | 0
12:05 | 6805 | 11186 | 766 | 13091 | 10502 | 747 | 542 | 1409 | 2519 | 47567 |  | 12:05 | 13091 | 0.77916 | 12:05 | 1309.1 | 0.8275 | 3192.9268 | 2801.3045 | 4453.1755 | 72749.9125 | [5 empty] | 4453.1755 | 10380.3625 |  |  | 7346.5317 | -3033.8308 | -910149.2271 | 649179.0347 | 386.4161 | 1472.7423 | 0
12:10 | 6801 | 11196 | 790 | 13193 | 10504 | 871 | 527 | 1408 | 2375 | 47665 |  | 12:10 | 13193 | 2.0844 | 12:10 | 1319.3 | 0.83394 | 3217.8049 | 2823.1311 | 4487.8729 | 73316.7517 | [5 empty] | 4487.8729 | 10461.2422 |  |  | 7346.5317 | -3114.7105 | -934413.1559 | 624915.106 | 371.9733 | 1487.1851 | 0
12:15 | 6800 | 11203 | 790 | 13468 | 10516 | 939 | 527 | 1409 | 2110 | 47762 |  | 12:15 | 13468 | 1.7152 | 12:15 | 1346.8 | 0.85133 | 3284.878 | 2881.9776 | 4581.4199 | 74844.9944 | [5 empty] | 4581.4199 | 10679.3004 |  |  | 7346.5317 | -3332.7687 | -999830.6108 | 559497.651 | 333.0343 | 1526.1241 | 0
12:20 | 6798 | 11200 | 790 | 13699 | 10490 | 876 | 526 | 1406 | 2068 | 47853 |  | 12:20 | 13699 | 0.88328 | 12:20 | 1369.9 | 0.86593 | 3341.2195 | 2931.4086 | 4659.9993 | 76128.7183 | [5 empty] | 4659.9993 | 10862.4693 |  |  | 7346.5317 | -3515.9376 | -1054781.273 | 504546.9889 | 300.3256 | 1558.8328 | 0
12:25 | 6643 | 11205 | 815 | 13820 | 10499 | 859 | 526 | 1407 | 2045 | 47819 |  | 12:25 | 13820 | 1.2084 | 12:25 | 1382 | 0.87358 | 3370.7317 | 2957.301 | 4701.16 | 76801.1451 | [5 empty] | 4701.16 | 10958.4149 |  |  | 7346.5317 | -3611.8832 | -1083564.9532 | 475763.3087 | 283.1924 | 1575.966 | 0
12:30 | 6413 | 11199 | 815 | 13987 | 10454 | 1002 | 527 | 1408 | 2045 | 47850 |  | 12:30 | 13987 | 0.50046 | 12:30 | 1398.7 | 0.88413 | 3411.4634 | 2993.0369 | 4757.9685 | 77729.2053 | [5 empty] | 4757.9685 | 11090.8357 |  |  | 7346.5317 | -3744.304 | -1123291.1894 | 436037.0724 | 259.5459 | 1599.6125 | 0
12:35 | 6420 | 11195 | 797 | 14057 | 10438 | 812 | 552 | 1405 | 2062 | 47738 |  | 12:35 | 14057 | -0.21342 | 12:35 | 1405.7 | 0.88856 | 3428.5366 | 3008.016 | 4781.7805 | 78118.2125 | [5 empty] | 4781.7805 | 11146.3414 |  |  | 7346.5317 | -3799.8097 | -1139942.9052 | 419385.3566 | 249.6341 | 1609.5243 | 0
12:40 | 6418 | 11187 | 786 | 14027 | 10472 | 846 | 552 | 1408 | 2074 | 47770 |  | 12:40 | 14027 | -0.22813 | 12:40 | 1402.7 | 0.88666 | 3421.2195 | 3001.5963 | 4771.5753 | 77951.4951 | [5 empty] | 4771.5753 | 11122.5532 |  |  | 7346.5317 | -3776.0215 | -1132806.4556 | 426521.8063 | 253.882 | 1605.2764 | 0
12:45 | 6424 | 11171 | 786 | 13995 | 10483 | 825 | 552 | 1406 | 2072 | 47714 |  | 12:45 | 13995 | -0.72883 | 12:45 | 1399.5 | 0.88464 | 3413.4146 | 2994.7488 | 4760.6899 | 77773.6633 | [5 empty] | 4760.6899 | 11097.1792 |  |  | 7346.5317 | -3750.6475 | -1125194.2427 | 434134.0192 | 258.4131 | 1600.7453 | 0
12:50 | 6423 | 11187 | 784 | 13893 | 10477 | 724 | 550 | 1402 | 2075 | 47515 |  | 12:50 | 13893 | -1.4396 | 12:50 | 1389.3 | 0.87819 | 3388.5366 | 2972.9221 | 4725.9924 | 77206.8241 | [5 empty] | 4725.9924 | 11016.2994 |  |  | 7346.5317 | -3669.7677 | -1100930.3139 | 458397.9479 | 272.8559 | 1586.3025 | 0
12:55 | 6422 | 11202 | 831 | 13693 | 10489 | 780 | 552 | 1400 | 2028 | 47397 |  | 12:55 | 13693 | -0.34324 | 12:55 | 1369.3 | 0.86555 | 3339.7561 | 2930.1247 | 4657.9583 | 76095.3748 | [5 empty] | 4657.9583 | 10857.7116 |  |  | 7346.5317 | -3511.1799 | -1053353.9831 | 505974.2788 | 301.1752 | 1557.9832 | 0
13:00 | 6414 | 11199 | 831 | 13646 | 10491 | 740 | 553 | 1398 | 2053 | 47325 |  | 13:00 | 13646 | -0.19053 | 13:00 | 1364.6 | 0.86258 | 3328.2927 | 2920.0673 | 4641.9703 | 75834.1843 | [5 empty] | 4641.9703 | 10820.4435 |  | 13:00 | 7346.5317 | -3473.9118 | -1042173.5453 | 517154.7166 | 307.8302 | 1551.3282 | 0
13:05 | 6415 | 11212 | 796 | 13620 | 10484 | 572 | 548 | 1396 | 2361 | 47404 |  | 13:05 | 13620 | 0.45521 | 13:05 | 1362 | 0.86094 | 3321.9512 | 2914.5036 | 4633.1258 | 75689.6959 | [5 empty] | 4633.1258 | 10799.8271 |  |  | 7346.5317 | -3453.2954 | -1035988.6223 | 523339.6396 | 311.5117 | 1547.6467 | 0
13:10 | 6422 | 11208 | 787 | 13682 | 10479 | 456 | 538 | 1395 | 2619 | 47586 |  | 13:10 | 13682 | -0.19003 | 13:10 | 1368.2 | 0.86485 | 3337.0732 | 2927.7708 | 4654.2164 | 76034.2451 | [5 empty] | 4654.2164 | 10848.9893 |  |  | 7346.5317 | -3502.4576 | -1050737.2849 | 508590.977 | 302.7327 | 1556.4257 | 0
13:15 | 6427 | 11227 | 786 | 13656 | 10489 | 438 | 542 | 1398 | 2632 | 47595 |  | 13:15 | 13656 | -0.43937 | 13:15 | 1365.6 | 0.86321 | 3330.7317 | 2922.2071 | 4645.372 | 75889.7567 | [5 empty] | 4645.372 | 10828.3729 |  |  | 7346.5317 | -3481.8412 | -1044552.3618 | 514775.9 | 306.4142 | 1552.7442 | 0
13:20 | 6418 | 11223 | 786 | 13596 | 10485 | 491 | 540 | 1396 | 2632 | 47567 |  | 13:20 | 13596 | -0.27949 | 13:20 | 1359.6 | 0.85942 | 3316.0976 | 2909.3679 | 4624.9617 | 75556.3219 | [5 empty] | 4624.9617 | 10780.7966 |  |  | 7346.5317 | -3434.2649 | -1030279.4626 | 529048.7993 | 314.91 | 1544.2484 | 0
13:25 | 6423 | 11230 | 811 | 13558 | 10459 | 549 | 540 | 1396 | 2593 | 47559 |  | 13:25 | 13558 | -1.5268 | 13:25 | 1355.8 | 0.85702 | 3306.8293 | 2901.2364 | 4612.0352 | 75345.1466 | [5 empty] | 4612.0352 | 10750.6649 |  |  | 7346.5317 | -3404.1332 | -1021239.9597 | 538088.3021 | 320.2907 | 1538.8677 | 0
13:30 | 6414 | 11243 | 809 | 13351 | 10467 | 552 | 535 | 1398 | 2510 | 47279 |  | 13:30 | 13351 | -0.83889 | 13:30 | 1335.1 | 0.84393 | 3256.3415 | 2856.9411 | 4541.6199 | 74194.7966 | [5 empty] | 4541.6199 | 10586.5266 |  |  | 7346.5317 | -3239.9949 | -971998.4573 | 587329.8046 | 349.6011 | 1509.5573 | 0
13:35 | 6413 | 11208 | 795 | 13239 | 10480 | 550 | 531 | 1401 | 2522 | 47139 |  | 13:35 | 13239 | -0.57406 | 13:35 | 1323.9 | 0.83685 | 3229.0244 | 2832.9745 | 4503.5208 | 73572.385 | [5 empty] | 4503.5208 | 10497.7174 |  |  | 7346.5317 | -3151.1857 | -945355.712 | 613972.5499 | 365.4599 | 1493.6986 | 0
13:40 | 6412 | 11177 | 803 | 13163 | 10470 | 580 | 532 | 1404 | 2515 | 47056 |  | 13:40 | 13163 | -1.7549 | 13:40 | 1316.3 | 0.83205 | 3210.4878 | 2816.7115 | 4477.6678 | 73150.0343 | [5 empty] | 4477.6678 | 10437.4541 |  |  | 7346.5317 | -3090.9224 | -927276.7062 | 632051.5556 | 376.2212 | 1482.9372 | 0
13:45 | 6383 | 11178 | 803 | 12932 | 10442 | 746 | 529 | 1406 | 2515 | 46934 |  | 13:45 | 12932 | -0.78874 | 13:45 | 1293.2 | 0.81745 | 3154.1463 | 2767.2805 | 4399.0883 | 71866.3103 | [5 empty] | 4399.0883 | 10254.2852 |  |  | 7346.5317 | -2907.7535 | -872326.0441 | 687002.2178 | 408.9299 | 1450.2285 | 0
13:50 | 6363 | 11199 | 803 | 12830 | 10454 | 739 | 529 | 1407 | 2515 | 46839 |  | 13:50 | 12830 | 0.85737 | 13:50 | 1283 | 0.811 | 3129.2683 | 2745.4538 | 4364.3909 | 71299.4712 | [5 empty] | 4364.3909 | 10173.4054 |  |  | 7346.5317 | -2826.8737 | -848062.1153 | 711266.1465 | 423.3727 | 1435.7857 | 0
13:55 | 6367 | 11186 | 838 | 12940 | 10468 | 630 | 528 | 1404 | 2480 | 46841 |  | 13:55 | 12940 | 0.1391 | 13:55 | 1294 | 0.81795 | 3156.0976 | 2768.9924 | 4401.8097 | 71910.7683 | [5 empty] | 4401.8097 | 10260.6287 |  |  | 7346.5317 | -2914.097 | -874229.0973 | 685099.1645 | 407.7971 | 1451.3613 | 0
14:00 | 6368 | 11174 | 832 | 12958 | 10464 | 440 | 534 | 1404 | 2471 | 46645 |  | 14:00 | 12958 | 0.23923 | 14:00 | 1295.8 | 0.81909 | 3160.4878 | 2772.8442 | 4407.9328 | 72010.7987 | [5 empty] | 4407.9328 | 10274.9016 |  | 14:00 | 7346.5317 | -2928.3699 | -878510.9671 | 680817.2948 | 405.2484 | 1453.91 | 0
14:05 | 6372 | 11178 | 806 | 12989 | 10442 | 356 | 532 | 1404 | 2462 | 46541 |  | 14:05 | 12989 | 0.91616 | 14:05 | 1298.9 | 0.82105 | 3168.0488 | 2779.4778 | 4418.4781 | 72183.0734 | [5 empty] | 4418.4781 | 10299.4827 |  |  | 7346.5317 | -2952.951 | -885885.2984 | 673442.9635 | 400.8589 | 1458.2995 | 0
14:10 | 6379 | 11183 | 819 | 13108 | 10456 | 216 | 573 | 1405 | 2455 | 46594 |  | 14:10 | 13108 | 0.038145 | 14:10 | 1310.8 | 0.82857 | 3197.0732 | 2804.9422 | 4458.9584 | 72844.3857 | [5 empty] | 4458.9584 | 10393.8424 |  |  | 7346.5317 | -3047.3107 | -914193.2153 | 645135.0466 | 384.009 | 1475.1494 | 0
14:15 | 6371 | 11195 | 819 | 13113 | 10428 | 171 | 622 | 1405 | 2453 | 46577 |  | 14:15 | 13113 | 0.068634 | 14:15 | 1311.3 | 0.82889 | 3198.2927 | 2806.0122 | 4460.6593 | 72872.1719 | [5 empty] | 4460.6593 | 10397.8071 |  |  | 7346.5317 | -3051.2754 | -915382.6235 | 643945.6383 | 383.301 | 1475.8574 | 0
14:20 | 6364 | 11190 | 819 | 13122 | 10416 | 284 | 523 | 1403 | 2464 | 46585 |  | 14:20 | 13122 | -1.2879 | 14:20 | 1312.2 | 0.82946 | 3200.4878 | 2807.9381 | 4463.7208 | 72922.1872 | [5 empty] | 4463.7208 | 10404.9436 |  |  | 7346.5317 | -3058.4119 | -917523.5584 | 641804.7034 | 382.0266 | 1477.1318 | 0
14:25 | 6367 | 11224 | 842 | 12953 | 10456 | 325 | 521 | 1403 | 2447 | 46538 |  | 14:25 | 12953 | -1.5826 | 14:25 | 1295.3 | 0.81877 | 3159.2683 | 2771.7743 | 4406.2319 | 71983.0125 | [5 empty] | 4406.2319 | 10270.9369 |  |  | 7346.5317 | -2924.4052 | -877321.5588 | 682006.703 | 405.9564 | 1453.202 | 0
14:30 | 6369 | 11212 | 842 | 12748 | 10556 | 405 | 521 | 1402 | 2448 | 46503 |  | 14:30 | 12748 | -1.0982 | 14:30 | 1274.8 | 0.80582 | 3109.2683 | 2727.9069 | 4336.4969 | 70843.777 | [5 empty] | 4336.4969 | 10108.3844 |  |  | 7346.5317 | -2761.8527 | -828555.8197 | 730772.4422 | 434.9836 | 1424.1748 | 0
14:35 | 6363 | 11208 | 750 | 12608 | 10582 | 452 | 526 | 1403 | 2539 | 46431 |  | 14:35 | 12608 | -0.49968 | 14:35 | 1260.8 | 0.79697 | 3075.122 | 2697.9487 | 4288.873 | 70065.7625 | [5 empty] | 4288.873 | 9997.373 |  |  | 7346.5317 | -2650.8413 | -795252.3881 | 764075.8738 | 454.8071 | 1404.3513 | 0
14:40 | 6355 | 11226 | 748 | 12545 | 10576 | 521 | 539 | 1403 | 2541 | 46454 |  | 14:40 | 12545 | -1.2116 | 14:40 | 1254.5 | 0.79298 | 3059.7561 | 2684.4675 | 4267.4423 | 69715.656 | [5 empty] | 4267.4423 | 9947.4178 |  |  | 7346.5317 | -2600.8861 | -780265.8439 | 779062.418 | 463.7276 | 1395.4308 | 0
14:45 | 6364 | 11222 | 748 | 12393 | 10601 | 536 | 540 | 1404 | 2541 | 46349 |  | 14:45 | 12393 | -1.872 | 14:45 | 1239.3 | 0.78338 | 3022.6829 | 2651.9415 | 4215.7363 | 68870.9545 | [5 empty] | 4215.7363 | 9826.8911 |  |  | 7346.5317 | -2480.3594 | -744107.8324 | 815220.4295 | 485.2503 | 1373.9082 | 0
14:50 | 6368 | 11109 | 748 | 12161 | 10593 | 634 | 540 | 1405 | 2541 | 46099 |  | 14:50 | 12161 | 0.28781 | 14:50 | 1216.1 | 0.76871 | 2966.0976 | 2602.2965 | 4136.8167 | 67581.6734 | [5 empty] | 4136.8167 | 9642.9293 |  |  | 7346.5317 | -2296.3976 | -688919.2886 | 870408.9733 | 518.1006 | 1341.0578 | 0
14:55 | 6371 | 11109 | 790 | 12196 | 10565 | 672 | 540 | 1401 | 2500 | 46144 |  | 14:55 | 12196 | 0.20499 | 14:55 | 1219.6 | 0.77092 | 2974.6341 | 2609.7861 | 4148.7227 | 67776.177 | [5 empty] | 4148.7227 | 9670.6822 |  |  | 7346.5317 | -2324.1505 | -697245.1465 | 862083.1154 | 513.1447 | 1346.0137 | 0
15:00 | 6362 | 11166 | 790 | 12221 | 10538 | 648 | 540 | 1403 | 2500 | 46168 |  | 15:00 | 12221 | 1.3583 | 15:00 | 1222.1 | 0.7725 | 2980.7317 | 2615.1357 | 4157.2269 | 67915.1082 | [5 empty] | 4157.2269 | 9690.5057 |  | 15:00 | 7346.5317 | -2343.974 | -703192.1878 | 856136.074 | 509.6048 | 1349.5536 | 0
15:05 | 6361 | 11211 | 634 | 12387 | 10525 | 517 | 543 | 1403 | 2623 | 46204 |  | 15:05 | 12387 | 1.0172 | 15:05 | 1238.7 | 0.783 | 3021.2195 | 2650.6576 | 4213.6953 | 68837.6111 | [5 empty] | 4213.6953 | 9822.1335 |  |  | 7346.5317 | -2475.6018 | -742680.5425 | 816647.7194 | 486.0998 | 1373.0586 | 0
15:10 | 6367 | 11212 | 642 | 12513 | 10507 | 396 | 585 | 1402 | 2521 | 46145 |  | 15:10 | 12513 | -0.83114 | 15:10 | 1251.3 | 0.79096 | 3051.9512 | 2677.62 | 4256.5568 | 69537.8241 | [5 empty] | 4256.5568 | 9922.0438 |  |  | 7346.5317 | -2575.5121 | -772653.6309 | 786674.6309 | 468.2587 | 1390.8997 | 0
15:15 | 6362 | 11203 | 642 | 12409 | 10506 | 515 | 595 | 1404 | 2501 | 46137 |  | 15:15 | 12409 | -1.0799 | 15:15 | 1240.9 | 0.78439 | 3026.5854 | 2655.3653 | 4221.179 | 68959.8705 | [5 empty] | 4221.179 | 9839.5782 |  |  | 7346.5317 | -2493.0465 | -747913.9389 | 811414.323 | 482.9847 | 1376.1737 | 0
15:20 | 6363 | 11155 | 642 | 12275 | 10539 | 534 | 599 | 1406 | 2500 | 46013 |  | 15:20 | 12275 | -0.31772 | 15:20 | 1227.5 | 0.77592 | 2993.9024 | 2626.691 | 4175.5961 | 68215.1995 | [5 empty] | 4175.5961 | 9733.3244 |  |  | 7346.5317 | -2386.7927 | -716037.7972 | 843290.4647 | 501.9586 | 1357.1998 | 0
15:25 | 6360 | 11147 | 671 | 12236 | 10555 | 534 | 597 | 1408 | 2472 | 45980 |  | 15:25 | 12236 | -0.057208 | 15:25 | 1223.6 | 0.77345 | 2984.3902 | 2618.3455 | 4162.3295 | 67998.4669 | [5 empty] | 4162.3295 | 9702.3997 |  |  | 7346.5317 | -2355.868 | -706760.4127 | 852567.8492 | 507.4809 | 1351.6775 | 0
15:30 | 6366 | 11178 | 671 | 12229 | 10576 | 534 | 595 | 1407 | 2470 | 46026 |  | 15:30 | 12229 | -0.26167 | 15:30 | 1222.9 | 0.77301 | 2982.6829 | 2616.8476 | 4159.9483 | 67959.5661 | [5 empty] | 4159.9483 | 9696.8492 |  |  | 7346.5317 | -2350.3175 | -705095.2411 | 854233.0208 | 508.472 | 1350.6864 | 0
15:35 | 6372 | 11173 | 493 | 12197 | 10536 | 540 | 600 | 1405 | 2664 | 45980 |  | 15:35 | 12197 | 0.090186 | 15:35 | 1219.7 | 0.77099 | 2974.878 | 2610 | 4149.0628 | 67781.7342 | [5 empty] | 4149.0628 | 9671.4751 |  |  | 7346.5317 | -2324.9434 | -697483.0281 | 861845.2337 | 513.0031 | 1346.1553 | 0
15:40 | 6377 | 11202 | 501 | 12208 | 10498 | 534 | 611 | 1403 | 2720 | 46054 |  | 15:40 | 12208 | 0.065531 | 15:40 | 1220.8 | 0.77168 | 2977.561 | 2612.3539 | 4152.8047 | 67842.864 | [5 empty] | 4152.8047 | 9680.1975 |  |  | 7346.5317 | -2333.6658 | -700099.7263 | 859228.5355 | 511.4456 | 1347.7128 | 0
15:45 | 6370 | 11216 | 501 | 12216 | 10507 | 531 | 617 | 1401 | 2719 | 46078 |  | 15:45 | 12216 | 0.23739 | 15:45 | 1221.6 | 0.77219 | 2979.5122 | 2614.0658 | 4155.5261 | 67887.3219 | [5 empty] | 4155.5261 | 9686.541 |  |  | 7346.5317 | -2340.0093 | -702002.7796 | 857325.4823 | 510.3128 | 1348.8456 | 0
15:50 | 6370 | 11215 | 501 | 12245 | 10531 | 457 | 625 | 1402 | 2720 | 46066 |  | 15:50 | 12245 | 1.6987 | 15:50 | 1224.5 | 0.77402 | 2986.5854 | 2620.2714 | 4165.391 | 68048.4821 | [5 empty] | 4165.391 | 9709.5362 |  |  | 7346.5317 | -2363.0045 | -708901.3475 | 850426.9143 | 506.2065 | 1352.9519 | 0
15:55 | 6371 | 11200 | 523 | 12453 | 10505 | 464 | 632 | 1401 | 2698 | 46247 |  | 15:55 | 12453 | 1.0439 | 15:55 | 1245.3 | 0.78717 | 3037.3171 | 2664.7807 | 4236.1465 | 69204.3893 | [5 empty] | 4236.1465 | 9874.4675 |  |  | 7346.5317 | -2527.9358 | -758380.7317 | 800947.5302 | 476.7545 | 1382.4039 | 0
16:00 | 6369 | 11170 | 523 | 12583 | 10500 | 495 | 637 | 1403 | 2698 | 46378 |  | 16:00 | 12583 | 0.40531 | 16:00 | 1258.3 | 0.79539 | 3069.0244 | 2692.599 | 4280.3687 | 69926.8314 | [5 empty] | 4280.3687 | 9977.5495 |  | 16:00 | 7346.5317 | -2631.0178 | -789305.3467 | 770022.9151 | 458.347 | 1400.8114 | 0
16:05 | 6359 | 11135 | 333 | 12634 | 10498 | 643 | 640 | 1373 | 2889 | 46504 |  | 16:05 | 12634 | 1.5593 | 16:05 | 1263.4 | 0.79861 | 3081.4634 | 2703.5124 | 4297.7175 | 70210.2509 | [5 empty] | 4297.7175 | 10017.9894 |  |  | 7346.5317 | -2671.4577 | -801437.3111 | 757890.9508 | 451.1256 | 1408.0328 | 0
16:10 | 6357 | 11155 | 346 | 12831 | 10470 | 595 | 671 | 1372 | 2885 | 46682 |  | 16:10 | 12831 | 1.2236 | 16:10 | 1283.1 | 0.81106 | 3129.5122 | 2745.6678 | 4364.7311 | 71305.0285 | [5 empty] | 4364.7311 | 10174.1984 |  |  | 7346.5317 | -2827.6667 | -848299.997 | 711028.2649 | 423.2311 | 1435.9273 | 0
16:15 | 6362 | 11160 | 346 | 12988 | 10427 | 533 | 697 | 1366 | 2896 | 46775 |  | 16:15 | 12988 | 0.62365 | 16:15 | 1298.8 | 0.82099 | 3167.8049 | 2779.2638 | 4418.1379 | 72177.5161 | [5 empty] | 4418.1379 | 10298.6898 |  |  | 7346.5317 | -2952.1581 | -885647.4167 | 673680.8451 | 401.0005 | 1458.1579 | 0
16:20 | 6365 | 11190 | 346 | 13069 | 10394 | 536 | 698 | 1370 | 2895 | 46863 |  | 16:20 | 13069 | 0.94881 | 16:20 | 1306.9 | 0.82611 | 3187.561 | 2796.5967 | 4445.6917 | 72627.6531 | [5 empty] | 4445.6917 | 10362.9178 |  |  | 7346.5317 | -3016.3861 | -904915.8307 | 654412.4311 | 389.5312 | 1469.6272 | 0
16:25 | 6366 | 11174 | 369 | 13193 | 10417 | 555 | 697 | 1373 | 2786 | 46930 |  | 16:25 | 13193 | 1.9707 | 16:25 | 1319.3 | 0.83394 | 3217.8049 | 2823.1311 | 4487.8729 | 73316.7517 | [5 empty] | 4487.8729 | 10461.2422 |  |  | 7346.5317 | -3114.7105 | -934413.1559 | 624915.106 | 371.9733 | 1487.1851 | 0
16:30 | 6365 | 11139 | 369 | 13453 | 10473 | 610 | 704 | 1370 | 2473 | 46956 |  | 16:30 | 13453 | 1.7766 | 16:30 | 1345.3 | 0.85038 | 3281.2195 | 2878.7678 | 4576.3173 | 74761.6357 | [5 empty] | 4576.3173 | 10667.4063 |  |  | 7346.5317 | -3320.8746 | -996262.386 | 563065.8759 | 335.1583 | 1524.0001 | 0
16:35 | 6362 | 11166 | 211 | 13692 | 10429 | 559 | 720 | 1371 | 2631 | 47141 |  | 16:35 | 13692 | 1.4315 | 16:35 | 1369.2 | 0.86549 | 3339.5122 | 2929.9107 | 4657.6181 | 76089.8176 | [5 empty] | 4657.6181 | 10856.9187 |  |  | 7346.5317 | -3510.387 | -1053116.1014 | 506212.1605 | 301.3168 | 1557.8416 | 0
16:40 | 6366 | 11182 | 210 | 13888 | 10429 | 533 | 753 | 1370 | 2633 | 47364 |  | 16:40 | 13888 | 1.8217 | 16:40 | 1388.8 | 0.87788 | 3387.3171 | 2971.8521 | 4724.2916 | 77179.0379 | [5 empty] | 4724.2916 | 11012.3347 |  |  | 7346.5317 | -3665.803 | -1099740.9057 | 459587.3562 | 273.5639 | 1585.5945 | 0
16:45 | 6372 | 11166 | 210 | 14141 | 10473 | 533 | 754 | 1371 | 2610 | 47630 |  | 16:45 | 14141 | 0 | 16:45 | 1414.1 | 0.89387 | 3449.0244 | 3025.9909 | 4810.3548 | 78585.0212 | [5 empty] | 4810.3548 | 11212.9482 |  |  | 7346.5317 | -3866.4165 | -1159924.9642 | 399403.2977 | 237.7401 | 1621.4183 | 0
16:50 | 6372 | 11166 | 210 | 14141 | 10473 | 533 | 754 | 1371 | 2610 | 47630 |  | 16:50 | 14141 | 0.79909 | 16:50 | 1414.1 | 0.89387 | 3449.0244 | 3025.9909 | 4810.3548 | 78585.0212 | [5 empty] | 4810.3548 | 11212.9482 |  |  | 7346.5317 | -3866.4165 | -1159924.9642 | 399403.2977 | 237.7401 | 1621.4183 | 0
16:55 | 6367 | 11173 | 231 | 14254 | 10479 | 534 | 755 | 1372 | 2557 | 47722 |  | 16:55 | 14254 | -1.0944 | 16:55 | 1425.4 | 0.90101 | 3476.5854 | 3050.1714 | 4848.7941 | 79212.9901 | [5 empty] | 4848.7941 | 11302.5503 |  |  | 7346.5317 | -3956.0186 | -1186805.5911 | 372522.6707 | 221.7397 | 1637.4187 | 0
17:00 | 6369 | 11176 | 231 | 14098 | 10489 | 533 | 831 | 1373 | 2562 | 47662 |  | 17:00 | 14098 | 0.40431 | 17:00 | 1409.8 | 0.89115 | 3438.5366 | 3016.7894 | 4795.7275 | 78346.0596 | [5 empty] | 4795.7275 | 11178.8519 |  | 17:00 | 7346.5317 | -3832.3202 | -1149696.0531 | 409632.2088 | 243.8287 | 1615.3297 | 0
17:05 | 6368 | 11201 | 86.1 | 14155 | 10500 | 533 | 852 | 1373 | 2686.9 | 47755 |  | 17:05 | 14155 | 1.1303 | 17:05 | 1415.5 | 0.89475 | 3452.439 | 3028.9867 | 4815.1172 | 78662.8227 | [5 empty] | 4815.1172 | 11224.0494 |  |  | 7346.5317 | -3877.5177 | -1163255.3074 | 396072.9545 | 235.7577 | 1623.4007 | 0
17:10 | 6364 | 11224 | 92.8 | 14315 | 10499 | 535 | 802 | 1373 | 2623.2 | 47828 |  | 17:10 | 14315 | 0.3423 | 17:10 | 1431.5 | 0.90487 | 3491.4634 | 3063.2246 | 4869.5445 | 79551.9821 | [5 empty] | 4869.5445 | 11350.9196 |  |  | 7346.5317 | -4004.3879 | -1201316.3721 | 358011.8898 | 213.1023 | 1646.0561 | 0
17:15 | 6366 | 11216 | 92.8 | 14364 | 10524 | 544 | 805 | 1373 | 2616.2 | 47901 |  | 17:15 | 14364 | 0.5848 | 17:15 | 1436.4 | 0.90796 | 3503.4146 | 3073.71 | 4886.2129 | 79824.2872 | [5 empty] | 4886.2129 | 11389.7736 |  |  | 7346.5317 | -4043.2419 | -1212972.5731 | 346355.6887 | 206.1641 | 1652.9943 | 0
17:20 | 6365 | 11208 | 92.8 | 14448 | 10549 | 536 | 806 | 1372 | 2616.2 | 47993 |  | 17:20 | 14448 | 0.97591 | 17:20 | 1444.8 | 0.91327 | 3523.9024 | 3091.6849 | 4914.7872 | 80291.0959 | [5 empty] | 4914.7872 | 11456.3805 |  |  | 7346.5317 | -4109.8488 | -1232954.6321 | 326373.6298 | 194.27 | 1664.8884 | 0
17:25 | 6360 | 11192 | 106 | 14589 | 10538 | 673 | 813 | 1371 | 2603 | 48245 |  | 17:25 | 14589 | 1.2064 | 17:25 | 1458.9 | 0.92219 | 3558.2927 | 3121.8571 | 4962.7513 | 81074.6676 | [5 empty] | 4962.7513 | 11568.1849 |  |  | 7346.5317 | -4221.6532 | -1266495.9454 | 292832.3165 | 174.305 | 1684.8535 | 0
17:30 | 6361 | 11214 | 106 | 14765 | 10545 | 759 | 829 | 1387 | 2623 | 48589 |  | 17:30 | 14765 | 0.83982 | 17:30 | 1476.5 | 0.93331 | 3601.2195 | 3159.5188 | 5022.6214 | 82052.743 | [5 empty] | 5022.6214 | 11707.7421 |  |  | 7346.5317 | -4361.2104 | -1308363.1165 | 250965.1453 | 149.384 | 1709.7744 | 0
17:35 | 6360 | 11229 | 13.1 | 14889 | 10537 | 901 | 844 | 1402 | 2729.9 | 48905 |  | 17:35 | 14889 | 0.45 | 17:35 | 1488.9 | 0.94115 | 3631.4634 | 3186.0532 | 5064.8025 | 82741.8415 | [5 empty] | 5064.8025 | 11806.0665 |  |  | 7346.5317 | -4459.5348 | -1337860.4417 | 221467.8202 | 131.8261 | 1727.3323 | 0
17:40 | 6356 | 11231 | 13.9 | 14956 | 10515 | 955 | 854 | 1404 | 2729.1 | 49014 |  | 17:40 | 14956 | 0.40118 | 17:40 | 1495.6 | 0.94539 | 3647.8049 | 3200.3903 | 5087.594 | 83114.177 | [5 empty] | 5087.594 | 11859.1934 |  |  | 7346.5317 | -4512.6617 | -1353798.5125 | 205529.7494 | 122.3391 | 1736.8193 | 0
17:45 | 6358 | 11210 | 13.9 | 15016 | 10527 | 999 | 855 | 1403 | 2719.1 | 49101 |  | 17:45 | 15016 | 0.73921 | 17:45 | 1501.6 | 0.94918 | 3662.439 | 3213.2295 | 5108.0042 | 83447.6118 | [5 empty] | 5108.0042 | 11906.7697 |  |  | 7346.5317 | -4560.238 | -1368071.4118 | 191256.8501 | 113.8434 | 1745.315 | 0
17:50 | 6358 | 11225 | 13.9 | 15127 | 10486 | 1017 | 856 | 1404 | 2696.1 | 49183 |  | 17:50 | 15127 | 0.70734 | 17:50 | 1512.7 | 0.95619 | 3689.5122 | 3236.9821 | 5145.7632 | 84064.4662 | [5 empty] | 5145.7632 | 11994.786 |  |  | 7346.5317 | -4648.2543 | -1394476.2754 | 164851.9865 | 98.1262 | 1761.0322 | 0
17:55 | 6351 | 11224 | 15.7 | 15234 | 10490 | 1304 | 855 | 1405 | 2695.3 | 49574 |  | 17:55 | 15234 | -0.14441 | 17:55 | 1523.4 | 0.96296 | 3715.6098 | 3259.8787 | 5182.1614 | 84659.0915 | [5 empty] | 5182.1614 | 12079.6304 |  |  | 7346.5317 | -4733.0987 | -1419929.6124 | 139398.6495 | 82.9754 | 1776.183 | 0
18:00 | 6357 | 11250 | 15.7 | 15212 | 10471 | 1432 | 860 | 1410 | 2753.3 | 49761 |  | 18:00 | 15212 | 0.15777 | 18:00 | 1521.2 | 0.96157 | 3710.2439 | 3255.171 | 5174.6777 | 84536.8321 | [5 empty] | 5174.6777 | 12062.1858 |  | 18:00 | 7346.5317 | -4715.6541 | -1414696.216 | 144632.0458 | 86.0905 | 1773.0679 | 0
18:05 | 6358 | 11302 | 0.111 | 15236 | 10494 | 1536 | 874 | 1439 | 2843.889 | 50083 |  | 18:05 | 15236 | 1.3324 | 18:05 | 1523.6 | 0.96308 | 3716.0976 | 3260.3067 | 5182.8418 | 84670.206 | [5 empty] | 5182.8418 | 12081.2163 |  |  | 7346.5317 | -4734.6846 | -1420405.3757 | 138922.8861 | 82.6922 | 1776.4662 | 0
18:10 | 6356 | 11336 | 0.227 | 15439 | 10454 | 1566 | 881 | 1441 | 2902.773 | 50376 |  | 18:10 | 15439 | 0.3109 | 18:10 | 1543.9 | 0.97592 | 3765.6098 | 3303.7461 | 5251.8965 | 85798.327 | [5 empty] | 5251.8965 | 12242.1829 |  |  | 7346.5317 | -4895.6512 | -1468695.3516 | 90632.9103 | 53.9482 | 1805.2102 | 0
18:15 | 6361 | 11321 | 0.227 | 15487 | 10434 | 1543 | 880 | 1441 | 2888.773 | 50356 |  | 18:15 | 15487 | 0.51011 | 18:15 | 1548.7 | 0.97895 | 3777.3171 | 3314.0174 | 5268.2246 | 86065.0749 | [5 empty] | 5268.2246 | 12280.2439 |  |  | 7346.5317 | -4933.7122 | -1480113.671 | 79214.5909 | 47.1515 | 1812.0069 | 0
18:20 | 6365 | 11294 | 0.227 | 15566 | 10427 | 1531 | 877 | 1443 | 2853.773 | 50357 |  | 18:20 | 15566 | 0.4497 | 18:20 | 1556.6 | 0.98394 | 3796.5854 | 3330.9224 | 5295.0981 | 86504.0973 | [5 empty] | 5295.0981 | 12342.8861 |  |  | 7346.5317 | -4996.3544 | -1498906.3217 | 60421.9402 | 35.9654 | 1823.193 | 0
18:25 | 6366 | 11316 | 0.227 | 15636 | 10440 | 1389 | 886 | 1449 | 2855.773 | 50338 |  | 18:25 | 15636 | -0.31977 | 18:25 | 1563.6 | 0.98837 | 3813.6585 | 3345.9015 | 5318.9101 | 86893.1046 | [5 empty] | 5318.9101 | 12398.3918 |  |  | 7346.5317 | -5051.8601 | -1515558.0375 | 43770.2244 | 26.0537 | 1833.1047 | 0
18:30 | 6365 | 11280 | 0.227 | 15586 | 10472 | 1386 | 955 | 1460 | 2863.773 | 50368 |  | 18:30 | 15586 | 0.80842 | 18:30 | 1558.6 | 0.98521 | 3801.4634 | 3335.2022 | 5301.9016 | 86615.2423 | [5 empty] | 5301.9016 | 12358.7449 |  |  | 7346.5317 | -5012.2132 | -1503663.9547 | 55664.3071 | 33.1335 | 1826.0249 | 0
18:35 | 6367 | 11296 | 3.17 | 15712 | 10471 | 1289 | 956 | 1462 | 2577.83 | 50134 |  | 18:35 | 15712 | 0.68737 | 18:35 | 1571.2 | 0.99317 | 3832.1951 | 3362.1645 | 5344.7631 | 87315.4553 | [5 empty] | 5344.7631 | 12458.6552 |  |  | 7346.5317 | -5112.1235 | -1533637.0432 | 25691.2187 | 15.2924 | 1843.866 | 0
18:40 | 6360 | 11343 | 3.17 | 15820 | 10412 | 1255 | 954 | 1465 | 2339.83 | 49952 | PEAK | 18:40 | 15820 | -0.3603 | 18:40 | 1582 | 1 | 3858.5366 | 3385.2751 | 5381.5015 | 87915.6379 | [5 empty] | 5381.5015 | 12544.2926 |  |  | 7346.5317 | -5197.7609 | -1559328.2619 | 0 | 0 | 1859.1584 | 0
18:45 | 6355 | 11311 | 3.17 | 15763 | 10397 | 1300 | 935 | 1467 | 2333.83 | 49865 |  | 18:45 | 15763 | 0.24741 | 18:45 | 1576.3 | 0.9964 | 3844.6341 | 3373.0779 | 5362.1118 | 87598.8749 | [5 empty] | 5362.1118 | 12499.0951 |  |  | 7346.5317 | -5152.5634 | -1545769.0076 | 13559.2543 | 8.071 | 1851.0874 | 0
18:50 | 6359 | 11305 | 3.17 | 15802 | 10395 | 1268 | 933 | 1467 | 2332.83 | 49865 |  | 18:50 | 15802 | -0.64549 | 18:50 | 1580.2 | 0.99886 | 3854.1463 | 3381.4234 | 5375.3784 | 87815.6075 | [5 empty] | 5375.3784 | 12530.0197 |  |  | 7346.5317 | -5183.488 | -1555046.3921 | 4281.8698 | 2.5487 | 1856.6097 | 0
18:55 | 6358 | 11314 | 3.17 | 15700 | 10413 | 1333 | 929 | 1466 | 2331.83 | 49848 |  | 18:55 | 15700 | -2.3631 | 18:55 | 1570 | 0.99241 | 3829.2683 | 3359.5967 | 5340.681 | 87248.7684 | [5 empty] | 5340.681 | 12449.1399 |  |  | 7346.5317 | -5102.6082 | -1530782.4633 | 28545.7985 | 16.9915 | 1842.1669 | 0
19:00 | 6362 | 11327 | 3.17 | 15329 | 10437 | 1335 | 930 | 1434 | 2303.83 | 49461 |  | 19:00 | 15329 | -0.26094 | 19:00 | 1532.9 | 0.96896 | 3738.7805 | 3280.2075 | 5214.4777 | 85187.0299 | [5 empty] | 5214.4777 | 12154.9596 |  | 19:00 | 7346.5317 | -4808.4279 | -1442528.3696 | 116799.8923 | 69.5237 | 1789.6347 | 0
19:05 | 6358 | 11287 | 3.17 | 15289 | 10443 | 1092 | 929 | 1434 | 2276.83 | 49112 |  | 19:05 | 15289 | 1.1904 | 19:05 | 1528.9 | 0.96643 | 3729.0244 | 3271.648 | 5200.8708 | 84964.7401 | [5 empty] | 5200.8708 | 12123.242 |  |  | 7346.5317 | -4776.7103 | -1433013.1034 | 126315.1585 | 75.1876 | 1783.9708 | 0
19:10 | 6360 | 11287 | 3.17 | 15471 | 10426 | 896 | 913 | 1435 | 2208.83 | 49000 |  | 19:10 | 15471 | -2.4691 | 19:10 | 1547.1 | 0.97794 | 3773.4146 | 3310.5936 | 5262.7819 | 85976.1589 | [5 empty] | 5262.7819 | 12267.5569 |  |  | 7346.5317 | -4921.0252 | -1476307.5645 | 83020.6974 | 49.4171 | 1809.7413 | 0
19:15 | 6364 | 11303 | 3.17 | 15089 | 10362 | 725 | 880 | 1435 | 2579.83 | 48741 |  | 19:15 | 15089 | -3.983 | 19:15 | 1508.9 | 0.95379 | 3680.2439 | 3228.8506 | 5132.8367 | 83853.2908 | [5 empty] | 5132.8367 | 11964.6543 |  |  | 7346.5317 | -4618.1226 | -1385436.7725 | 173891.4893 | 103.5068 | 1755.6516 | 0
19:20 | 6362 | 11330 | 3.17 | 14488 | 10170 | 798 | 818 | 1438 | 2935.83 | 48343 |  | 19:20 | 14488 | -1.5392 | 19:20 | 1448.8 | 0.9158 | 3533.6585 | 3100.2444 | 4928.3941 | 80513.3857 | [5 empty] | 4928.3941 | 11488.098 |  |  | 7346.5317 | -4141.5663 | -1242469.8983 | 316858.3636 | 188.6062 | 1670.5522 | 0
19:25 | 6352 | 11317 | 3.17 | 14265 | 10361 | 893 | 818 | 1447 | 2678.83 | 48135 |  | 19:25 | 14265 | -1.6684 | 19:25 | 1426.5 | 0.90171 | 3479.2683 | 3052.5253 | 4852.536 | 79274.1198 | [5 empty] | 4852.536 | 11311.2727 |  |  | 7346.5317 | -3964.741 | -1189422.2893 | 369905.9725 | 220.1821 | 1638.9763 | 0
19:30 | 6347 | 11256 | 0 | 14027 | 10382 | 863 | 867 | 1472 | 2692 | 47906 |  | 19:30 | 14027 | -1.048 | 19:30 | 1402.7 | 0.88666 | 3421.2195 | 3001.5963 | 4771.5753 | 77951.4951 | [5 empty] | 4771.5753 | 11122.5532 |  |  | 7346.5317 | -3776.0215 | -1132806.4556 | 426521.8063 | 253.882 | 1605.2764 | 0
19:35 | 6357 | 11219 | 0 | 13880 | 10376 | 630 | 880 | 1467 | 2687 | 47496 |  | 19:35 | 13880 | -1.7867 | 19:35 | 1388 | 0.87737 | 3385.3659 | 2970.1402 | 4721.5702 | 77134.5799 | [5 empty] | 4721.5702 | 11005.9912 |  |  | 7346.5317 | -3659.4595 | -1097837.8524 | 461490.4094 | 274.6967 | 1584.4617 | 0
19:40 | 6361 | 11272 | 0 | 13632 | 10381 | 629 | 820 | 1469 | 2693 | 47257 |  | 19:40 | 13632 | -0.73357 | 19:40 | 1363.2 | 0.86169 | 3324.878 | 2917.0715 | 4637.2079 | 75756.3828 | [5 empty] | 4637.2079 | 10809.3424 |  |  | 7346.5317 | -3462.8107 | -1038843.2021 | 520485.0597 | 309.8125 | 1549.3459 | 0
19:45 | 6366 | 11235 | 0 | 13532 | 10397 | 587 | 870 | 1463 | 2688 | 47138 |  | 19:45 | 13532 | -3.5619 | 19:45 | 1353.2 | 0.85537 | 3300.4878 | 2895.6728 | 4603.1908 | 75200.6582 | [5 empty] | 4603.1908 | 10730.0485 |  |  | 7346.5317 | -3383.5168 | -1015055.0367 | 544273.2252 | 323.9722 | 1535.1862 | 0
19:50 | 6361 | 11234 | 0 | 13050 | 10366 | 618 | 899 | 1465 | 2693 | 46686 |  | 19:50 | 13050 | -6.5057 | 19:50 | 1305 | 0.82491 | 3182.9268 | 2792.531 | 4439.2285 | 72522.0654 | [5 empty] | 4439.2285 | 10347.852 |  |  | 7346.5317 | -3001.3203 | -900396.0793 | 658932.1826 | 392.2215 | 1466.9369 | 0
19:55 | 6361 | 11278 | 0 | 12201 | 10371 | 793 | 879 | 1466 | 2693 | 46042 |  | 19:55 | 12201 | 0 | 19:55 | 1220.1 | 0.77124 | 2975.8537 | 2610.856 | 4150.4235 | 67803.9632 | [5 empty] | 4150.4235 | 9674.6469 |  |  | 7346.5317 | -2328.1152 | -698434.5548 | 860893.7071 | 512.4367 | 1346.7217 | 0
20:00 | 6361 | 11278 | 0 | 12201 | 10371 | 793 | 879 | 1466 | 2693 | 46042 |  | 20:00 | 12201 | 0 | 20:00 | 1220.1 | 0.77124 | 2975.8537 | 2610.856 | 4150.4235 | 67803.9632 | [5 empty] | 4150.4235 | 9674.6469 |  | 20:00 | 7346.5317 | -2328.1152 | -698434.5548 | 860893.7071 | 512.4367 | 1346.7217 | 0
20:05 | 6361 | 11278 | 0 | 12201 | 10371 | 793 | 879 | 1466 | 2693 | 46042 |  | 20:05 | 12201 | 0 | 20:05 | 1220.1 | 0.77124 | 2975.8537 | 2610.856 | 4150.4235 | 67803.9632 | [5 empty] | 4150.4235 | 9674.6469 |  |  | 7346.5317 | -2328.1152 | -698434.5548 | 860893.7071 | 512.4367 | 1346.7217 | 0
20:10 | 6361 | 11278 | 0 | 12201 | 10371 | 793 | 879 | 1466 | 2693 | 46042 |  | 20:10 | 12201 | 0 | 20:10 | 1220.1 | 0.77124 | 2975.8537 | 2610.856 | 4150.4235 | 67803.9632 | [5 empty] | 4150.4235 | 9674.6469 |  |  | 7346.5317 | -2328.1152 | -698434.5548 | 860893.7071 | 512.4367 | 1346.7217 | 0
20:15 | 6361 | 11278 | 0 | 12201 | 10371 | 793 | 879 | 1466 | 2693 | 46042 |  | 20:15 | 12201 | -7.6141 | 20:15 | 1220.1 | 0.77124 | 2975.8537 | 2610.856 | 4150.4235 | 67803.9632 | [5 empty] | 4150.4235 | 9674.6469 |  |  | 7346.5317 | -2328.1152 | -698434.5548 | 860893.7071 | 512.4367 | 1346.7217 | 0
20:20 | 6355 | 11255 | 0 | 11272 | 10370 | 968 | 777 | 1437 | 2650 | 45084 |  | 20:20 | 11272 | -1.7211 | 20:20 | 1127.2 | 0.71252 | 2749.2683 | 2412.062 | 3834.4049 | 62641.2813 | [5 empty] | 3834.4049 | 8938.0067 |  |  | 7346.5317 | -1591.475 | -477442.4979 | 1081885.764 | 643.9796 | 1215.1788 | 0
20:25 | 6370 | 11274 | 0 | 11078 | 10384 | 777 | 774 | 1439 | 2650 | 44746 |  | 20:25 | 11078 | -2.2838 | 20:25 | 1107.8 | 0.70025 | 2701.9512 | 2370.5485 | 3768.4117 | 61563.1755 | [5 empty] | 3768.4117 | 8784.1766 |  |  | 7346.5317 | -1437.6449 | -431293.4569 | 1128034.8049 | 671.4493 | 1187.7091 | 0
20:30 | 6366 | 11305 | 0 | 10825 | 10403 | 778 | 778 | 1440 | 2650 | 44545 |  | 20:30 | 10825 | -4 | 20:30 | 1082.5 | 0.68426 | 2640.2439 | 2316.4098 | 3682.3485 | 60157.1922 | [5 empty] | 3682.3485 | 8583.563 |  |  | 7346.5317 | -1237.0313 | -371109.3984 | 1188218.8635 | 707.2731 | 1151.8853 | 0
20:35 | 6352 | 11227 | 0 | 10392 | 10377 | 991 | 788 | 1436 | 2582 | 44145 |  | 20:35 | 10392 | 0 | 20:35 | 1039.2 | 0.65689 | 2534.6341 | 2223.7534 | 3535.0546 | 57750.9045 | [5 empty] | 3535.0546 | 8240.2205 |  |  | 7346.5317 | -893.6888 | -268106.642 | 1291221.6198 | 768.5843 | 1090.5741 | 0
20:40 | 6352 | 11227 | 0 | 10392 | 10377 | 991 | 788 | 1436 | 2582 | 44145 |  | 20:40 | 10392 | -0.96228 | 20:40 | 1039.2 | 0.65689 | 2534.6341 | 2223.7534 | 3535.0546 | 57750.9045 | [5 empty] | 3535.0546 | 8240.2205 |  |  | 7346.5317 | -893.6888 | -268106.642 | 1291221.6198 | 768.5843 | 1090.5741 | 0
20:45 | 6352 | 11219 | 0 | 10292 | 10402 | 884 | 795 | 1436 | 2577 | 43957 |  | 20:45 | 10292 | -3.9837 | 20:45 | 1029.2 | 0.65057 | 2510.2439 | 2202.3547 | 3501.0375 | 57195.1799 | [5 empty] | 3501.0375 | 8160.9266 |  |  | 7346.5317 | -814.3949 | -244318.4766 | 1315009.7853 | 782.7439 | 1076.4145 | 0
20:50 | 6361 | 11219 | 0 | 9882 | 10455 | 789 | 825 | 1437 | 2575 | 43543 |  | 20:50 | 9882 | -3.7948 | 20:50 | 988.2 | 0.62465 | 2410.2439 | 2114.62 | 3361.5675 | 54916.7088 | [5 empty] | 3361.5675 | 7835.8217 |  |  | 7346.5317 | -489.29 | -146786.9983 | 1412541.2635 | 840.7984 | 1018.36 | 0
20:55 | 6358 | 11237 | 0 | 9507 | 10456 | 910 | 823 | 1434 | 2634 | 43359 |  | 20:55 | 9507 | -1.7566 | 20:55 | 950.7 | 0.60095 | 2318.7805 | 2034.3749 | 3234.0035 | 52832.7414 | [5 empty] | 3234.0035 | 7538.4696 |  |  | 7346.5317 | -191.9379 | -57581.3779 | 1501746.8839 | 893.897 | 965.2615 | 0
21:00 | 6361 | 11216 | 0 | 9340 | 10450 | 830 | 809 | 1432 | 2668 | 43106 |  | 21:00 | 9340 | -3.8116 | 21:00 | 934 | 0.59039 | 2278.0488 | 1998.639 | 3177.195 | 51904.6813 | [5 empty] | 3177.195 | 7406.0488 |  | 21:00 | 7346.5317 | -59.5171 | -17855.1417 | 1541473.1202 | 917.5435 | 941.6149 | 0
21:05 | 6365 | 11243 | 0 | 8984 | 10478 | 627 | 794 | 1434 | 2605 | 42530 |  | 21:05 | 8984 | 0.16696 | 21:05 | 898.4 | 0.56789 | 2191.2195 | 1922.4597 | 3056.0942 | 49926.3016 | [5 empty] | 3056.0942 | 7123.7626 |  |  | 7346.5317 | 222.7691 | 66830.7273 | 1626158.9892 | 967.9518 | 891.2066 | 0
21:10 | 6356 | 11250 | 0 | 8999 | 10457 | 835 | 592 | 1435 | 2398 | 42322 |  | 21:10 | 8999 | 0.42227 | 21:10 | 899.9 | 0.56884 | 2194.878 | 1925.6695 | 3061.1967 | 50009.6603 | [5 empty] | 3061.1967 | 7135.6567 |  |  | 7346.5317 | 210.875 | 63262.5025 | 1622590.7643 | 965.8278 | 893.3306 | 0
21:15 | 6364 | 11233 | 0 | 9037 | 10434 | 623 | 481 | 1437 | 2396 | 42005 |  | 21:15 | 9037 | -4.6144 | 21:15 | 903.7 | 0.57124 | 2204.1463 | 1933.801 | 3074.1232 | 50220.8356 | [5 empty] | 3074.1232 | 7165.7884 |  |  | 7346.5317 | 180.7433 | 54222.9996 | 1613551.2615 | 960.4472 | 898.7112 | 0
21:20 | 6371 | 11224 | 0 | 8620 | 10438 | 485 | 486 | 1441 | 2396 | 41461 |  | 21:20 | 8620 | -6.2529 | 21:20 | 862 | 0.54488 | 2102.439 | 1844.5684 | 2932.272 | 47903.4639 | [5 empty] | 2932.272 | 6835.1329 |  |  | 7346.5317 | 511.3988 | 153419.6495 | 1712747.9113 | 1019.4928 | 839.6656 | 0
21:25 | 6363 | 11262 | 0 | 8081 | 10439 | 534 | 490 | 1441 | 2398 | 41008 |  | 21:25 | 8081 | -3.7372 | 21:25 | 808.1 | 0.51081 | 1970.9756 | 1729.2293 | 2748.92 | 44908.1081 | [5 empty] | 2748.92 | 6407.7388 |  |  | 7346.5317 | 938.7929 | 281637.8612 | 1840966.123 | 1095.8132 | 763.3452 | 0
21:30 | 6358 | 11264 | 0 | 7779 | 10415 | 599 | 488 | 1441 | 2399 | 40743 |  | 21:30 | 7779 | -3.5094 | 21:30 | 777.9 | 0.49172 | 1897.3171 | 1664.6053 | 2646.1884 | 43229.8197 | [5 empty] | 2646.1884 | 6168.2713 |  |  | 7346.5317 | 1178.2604 | 353478.1208 | 1912806.3827 | 1138.5752 | 720.5832 | 0
21:35 | 6355 | 11249 | 0 | 7506 | 10395 | 566 | 474 | 1440 | 2417 | 40402 |  | 21:35 | 7506 | -3.7703 | 21:35 | 750.6 | 0.47446 | 1830.7317 | 1606.1868 | 2553.3218 | 41712.6914 | [5 empty] | 2553.3218 | 5951.799 |  |  | 7346.5317 | 1394.7327 | 418419.8124 | 1977748.0743 | 1177.231 | 681.9274 | 0
21:40 | 6357 | 11167 | 0 | 7223 | 10383 | 411 | 466 | 1440 | 2528 | 39975 |  | 21:40 | 7223 | -3.3089 | 21:40 | 722.3 | 0.45657 | 1761.7073 | 1545.6285 | 2457.0534 | 40139.9907 | [5 empty] | 2457.0534 | 5727.3973 |  |  | 7346.5317 | 1619.1344 | 485740.3206 | 2045068.5825 | 1217.3027 | 641.8557 | 0
21:45 | 6365 | 11072 | 0 | 6984 | 10362 | 411 | 465 | 1444 | 2543 | 39646 |  | 21:45 | 6984 | -5.5412 | 21:45 | 698.4 | 0.44147 | 1703.4146 | 1494.4856 | 2375.7526 | 38811.8088 | [5 empty] | 2375.7526 | 5537.8849 |  |  | 7346.5317 | 1808.6468 | 542594.036 | 2101922.2979 | 1251.1442 | 608.0142 | 0
21:50 | 6371 | 10915 | 0 | 6597 | 10341 | 411 | 464 | 1446 | 2569 | 39114 |  | 21:50 | 6597 | -1.3643 | 21:50 | 659.7 | 0.417 | 1609.0244 | 1411.6726 | 2244.1065 | 36661.1544 | [5 empty] | 2244.1065 | 5231.0176 |  |  | 7346.5317 | 2115.5141 | 634654.2362 | 2193982.4981 | 1305.942 | 553.2164 | 0
21:55 | 6364 | 10605 | 0 | 6507 | 10341 | 416 | 467 | 1445 | 2576 | 38721 |  | 21:55 | 6507 | -2.1054 | 21:55 | 650.7 | 0.41131 | 1587.0732 | 1392.4137 | 2213.4912 | 36161.0023 | [5 empty] | 2213.4912 | 5159.6531 |  |  | 7346.5317 | 2186.8786 | 656063.5851 | 2215391.847 | 1318.6856 | 540.4728 | 0
22:00 | 6359 | 10505 | 0 | 6370 | 10354 | 412 | 465 | 1443 | 2345 | 38253 |  | 22:00 | 6370 | -0.56515 | 22:00 | 637 | 0.40265 | 1553.6585 | 1363.0975 | 2166.8878 | 35399.6595 | [5 empty] | 2166.8878 | 5051.0205 |  | 22:00 | 7346.5317 | 2295.5112 | 688653.3718 | 2247981.6336 | 1338.0843 | 521.0741 | 0
22:05 | 6360 | 10592 | 0 | 6334 | 10380 | 366 | 462 | 1443 | 1842 | 37779 |  | 22:05 | 6334 | 5.1153 | 22:05 | 633.4 | 0.40038 | 1544.878 | 1355.394 | 2154.6416 | 35199.5986 | [5 empty] | 2154.6416 | 5022.4747 |  |  | 7346.5317 | 2324.057 | 697217.1113 | 2256545.3732 | 1343.1818 | 515.9766 | 0
22:10 | 6366 | 10602 | 0 | 6658 | 10355 | 145 | 445 | 1442 | 1357 | 37370 |  | 22:10 | 6658 | 3.7248 | 22:10 | 665.8 | 0.42086 | 1623.9024 | 1424.7258 | 2264.857 | 37000.1465 | [5 empty] | 2264.857 | 5279.3868 |  |  | 7346.5317 | 2067.1449 | 620143.4553 | 2179471.7172 | 1297.3046 | 561.8538 | 0
22:15 | 6359 | 10477 | 0 | 6906 | 10328 | 106 | 455 | 1442 | 865 | 36938 |  | 22:15 | 6906 | -0.88329 | 22:15 | 690.6 | 0.43654 | 1684.3902 | 1477.7946 | 2349.2193 | 38378.3436 | [5 empty] | 2349.2193 | 5476.0357 |  |  | 7346.5317 | 1870.496 | 561148.805 | 2120477.0669 | 1262.1887 | 596.9697 | 0
22:20 | 6352 | 10411 | 0 | 6845 | 10354 | 107 | 455 | 1443 | 755 | 36722 |  | 22:20 | 6845 | -3.3601 | 22:20 | 684.5 | 0.43268 | 1669.5122 | 1464.7414 | 2328.4689 | 38039.3516 | [5 empty] | 2328.4689 | 5427.6664 |  |  | 7346.5317 | 1918.8653 | 575659.586 | 2134987.8478 | 1270.8261 | 588.3323 | 0
22:25 | 6354 | 10381 | 0 | 6615 | 10340 | 99 | 450 | 1443 | 755 | 36437 |  | 22:25 | 6615 | -2.9781 | 22:25 | 661.5 | 0.41814 | 1613.4146 | 1415.5243 | 2250.2296 | 36761.1849 | [5 empty] | 2250.2296 | 5245.2905 |  |  | 7346.5317 | 2101.2412 | 630372.3665 | 2189700.6283 | 1303.3932 | 555.7652 | 0
22:30 | 6353 | 10274 | 0 | 6418 | 10311 | 103 | 448 | 1440 | 755 | 36102 |  | 22:30 | 6418 | -4.2692 | 22:30 | 641.8 | 0.40569 | 1565.3659 | 1373.3689 | 2183.216 | 35666.4073 | [5 empty] | 2183.216 | 5089.0815 |  |  | 7346.5317 | 2257.4502 | 677235.0524 | 2236563.3142 | 1331.2877 | 527.8707 | 0
22:35 | 6358 | 10215 | 0 | 6144 | 10291 | 97 | 448 | 1441 | 755 | 35749 |  | 22:35 | 6144 | -0.16276 | 22:35 | 614.4 | 0.38837 | 1498.5366 | 1314.7364 | 2090.0092 | 34143.7218 | [5 empty] | 2090.0092 | 4871.8163 |  |  | 7346.5317 | 2474.7154 | 742414.6257 | 2301742.8875 | 1370.0851 | 489.0734 | 0
22:40 | 6363 | 10210 | 0 | 6134 | 10281 | 0 | 449 | 1443 | 750 | 35630 |  | 22:40 | 6134 | -3.8311 | 22:40 | 613.4 | 0.38774 | 1496.0976 | 1312.5966 | 2086.6075 | 34088.1494 | [5 empty] | 2086.6075 | 4863.8869 |  |  | 7346.5317 | 2482.6448 | 744793.4422 | 2304121.7041 | 1371.501 | 487.6574 | 0
22:45 | 6364 | 10199 | 0 | 5899 | 10282 | 0 | 449 | 1442 | 751 | 35386 |  | 22:45 | 5899 | -5.1195 | 22:45 | 589.9 | 0.37288 | 1438.7805 | 1262.3096 | 2006.6673 | 32782.1965 | [5 empty] | 2006.6673 | 4677.5463 |  |  | 7346.5317 | 2668.9854 | 800695.631 | 2360023.8928 | 1404.7761 | 454.3823 | 0
22:50 | 6364 | 10214 | 0 | 5597 | 10311 | 0 | 448 | 1442 | 750 | 35126 |  | 22:50 | 5597 | -6.164 | 22:50 | 559.7 | 0.35379 | 1365.122 | 1197.6855 | 1903.9358 | 31103.9081 | [5 empty] | 1903.9358 | 4438.0787 |  |  | 7346.5317 | 2908.453 | 872535.8906 | 2431864.1524 | 1447.5382 | 411.6202 | 0
22:55 | 6362 | 10165 | 0 | 5252 | 10309 | 0 | 448 | 1442 | 750 | 34728 |  | 22:55 | 5252 | -6.3024 | 22:55 | 525.2 | 0.33198 | 1280.9756 | 1123.86 | 1786.5769 | 29186.6581 | [5 empty] | 1786.5769 | 4164.5148 |  |  | 7346.5317 | 3182.0169 | 954605.0613 | 2513933.3232 | 1496.3889 | 362.7695 | 0
23:00 | 6361 | 10045 | 0 | 4921 | 10250 | 0 | 448 | 1445 | 790 | 34260 |  | 23:00 | 4921 | -12.6397 | 23:00 | 492.1 | 0.31106 | 1200.2439 | 1053.0303 | 1673.9803 | 27347.2095 | [5 empty] | 1673.9803 | 3902.0521 |  | 23:00 | 7346.5317 | 3444.4796 | 1033343.8889 | 2592672.1508 | 1543.2572 | 315.9012 | 0
23:05 | 6362 | 9832 | 0 | 4299 | 10233 | 0 | 448 | 1443 | 1277 | 33894 |  | 23:05 | 4299 | -9.0951 | 23:05 | 429.9 | 0.27174 | 1048.5366 | 919.9303 | 1462.3941 | 23890.6022 | [5 empty] | 1462.3941 | 3408.8441 |  |  | 7346.5317 | 3937.6876 | 1181306.2779 | 2740634.5398 | 1631.3301 | 227.8283 | 0
23:10 | 6359 | 9522 | 0 | 3908 | 10226 | 0 | 449 | 1446 | 1703 | 33613 |  | 23:10 | 3908 | -10.2098 | 23:10 | 390.8 | 0.24703 | 953.1707 | 836.2614 | 1329.3874 | 21717.7189 | [5 empty] | 1329.3874 | 3098.805 |  |  | 7346.5317 | 4247.7267 | 1274318.0048 | 2833646.2666 | 1686.6942 | 172.4642 | 0
23:15 | 6354 | 9307 | 0 | 3509 | 10230 | 0 | 449 | 1443 | 2202 | 33494 |  | 23:15 | 3509 | -8.1505 | 23:15 | 350.9 | 0.22181 | 855.8537 | 750.8806 | 1193.6592 | 19500.3776 | [5 empty] | 1193.6592 | 2782.4224 |  |  | 7346.5317 | 4564.1093 | 1369232.7849 | 2928561.0467 | 1743.1911 | 115.9673 | 0
23:20 | 6356 | 9264 | 0 | 3223 | 10232 | 0 | 445 | 1440 | 2613 | 33573 |  | 23:20 | 3223 | -8.7496 | 23:20 | 322.3 | 0.20373 | 786.0976 | 689.6803 | 1096.3704 | 17911.0051 | [5 empty] | 1096.3704 | 2555.6419 |  |  | 7346.5317 | 4790.8898 | 1437266.938 | 2996595.1999 | 1783.6876 | 75.4708 | 0
23:25 | 6360 | 9303 | 0 | 2941 | 10217 | 0 | 441 | 1439 | 2650 | 33351 |  | 23:25 | 2941 | -5.9504 | 23:25 | 294.1 | 0.1859 | 717.3171 | 629.3359 | 1000.4422 | 16343.8616 | [5 empty] | 1000.4422 | 2332.0332 |  |  | 7346.5317 | 5014.4985 | 1504349.5645 | 3063677.8264 | 1823.6178 | 35.5407 | 0
23:30 | 6365 | 9385 | 0 | 2766 | 10236 | 0 | 441 | 1439 | 2650 | 33282 |  | 23:30 | 2766 | -0.65076 | 23:30 | 276.6 | 0.17484 | 674.6341 | 591.8882 | 940.9123 | 15371.3435 | [5 empty] | 940.9123 | 2193.2689 |  |  | 7346.5317 | 5153.2628 | 1545978.8541 | 3105307.1159 | 1848.3971 | 10.7613 | 0
23:35 | 6366 | 9407 | 0 | 2748 | 10243 | 0 | 428 | 1442 | 2651 | 33285 |  | 23:35 | 2748 | 1.1645 | 23:35 | 274.8 | 0.1737 | 670.2439 | 588.0364 | 934.7893 | 15271.3131 | [5 empty] | 934.7893 | 2178.996 |  |  | 7346.5317 | 5167.5357 | 1550260.7238 | 3109588.9857 | 1850.9458 | 8.2126 | 0
23:40 | 6365 | 9377 | 0 | 2780 | 10231 | 0 | 428 | 1442 | 2651 | 33274 |  | 23:40 | 2780 | -0.32374 | 23:40 | 278 | 0.17573 | 678.0488 | 594.884 | 945.6747 | 15449.145 | [5 empty] | 945.6747 | 2204.37 |  |  | 7346.5317 | 5142.1617 | 1542648.5109 | 3101976.7728 | 1846.4147 | 12.7437 | 0
23:45 | 6365 | 9341 | 0 | 2771 | 10236 | 0 | 433 | 1443 | 2651 | 33240 |  | 23:45 | 2771 | 0.036088 | 23:45 | 277.1 | 0.17516 | 675.8537 | 592.9581 | 942.6132 | 15399.1298 | [5 empty] | 942.6132 | 2197.2335 |  |  | 7346.5317 | 5149.2982 | 1544789.4458 | 3104117.7076 | 1847.6891 | 11.4693 | 0
23:50 | 6364 | 9345 | 0 | 2772 | 10234 | 0 | 434 | 1443 | 2650 | 33242 |  | 23:50 | 2772 | -2.9582 | 23:50 | 277.2 | 0.17522 | 676.0976 | 593.1721 | 942.9534 | 15404.687 | [5 empty] | 942.9534 | 2198.0265 |  |  | 7346.5317 | 5148.5052 | 1544551.5641 | 3103879.826 | 1847.5475 | 11.6109 | 0
23:55 | 6363 | 9358 | 0 | 2690 | 10220 | 0 | 432 | 1443 | 2650 | 33156 |  | 23:55 | 2690 |  | 23:55 | 269 | 0.17004 | 656.0976 | 575.6252 | 915.0594 | 14948.9928 | [5 empty] | 915.0594 | 2133.0055 |  | 24:00 | 7346.5317 | 5213.5262 | 1564057.8598 | 3123386.1217 | 1859.1584 | 0 | 0
24:00 | 6359 | 9420 | 0 | 2584 | 10222 | 0 | 427 | 1443 | 2650 | 33105

## lowest vs highest
| JUNE |  |  |  | MARCH
timestamp | ccgt (MW) | % change | fraction of TC | timestamp | ccgt (MW) | % change | fraction of TC |  | Time | MW
0:00 | 5121 | 0.23433 | 0.3237 | 0:00 | 3752 | -3.1183 | 0.23717 | Peak Generation Output (MWe) | 18:40 (March) | 15820
0:05 | 5133 | 2.8833 | 0.32446 | 0:05 | 3635 | 0.33012 | 0.22977 | Lowest Generation Output (MWe) | 23:55 (March) | 2690
0:10 | 5281 | 0.056807 | 0.33382 | 0:10 | 3647 | -0.98711 | 0.23053
0:15 | 5284 | -1.4383 | 0.33401 | 0:15 | 3611 | -0.27693 | 0.22826 | Peak Generation Output (MWe) | 15820 |  | Fraction |  | 12.5% lower limit of plant output
0:20 | 5208 | -0.76805 | 0.3292 | 0:20 | 3601 | -2.055 | 0.22762 | Lowest Generation Output (MWe) | 2690 |  | 0.17004 |  | 17.00% therefore within capacity limit
0:25 | 5168 | -0.85139 | 0.32668 | 0:25 | 3527 | -1.2475 | 0.22295
0:30 | 5124 | 0.93677 | 0.32389 | 0:30 | 3483 | -3.6463 | 0.22016
0:35 | 5172 | -1.3148 | 0.32693 | 0:35 | 3356 | 5.1251 | 0.21214
0:40 | 5104 | -1.6066 | 0.32263 | 0:40 | 3528 | 4.3367 | 0.22301 | Turbine output (fraction) | 1 | 0.75 | 0.5 | 0.25 | 0.25, 0
0:45 | 5022 | 1.1151 | 0.31745 | 0:45 | 3681 | -0.7335 | 0.23268 | Turbine 1 (800MWe) | 800 | 600 | 400 | 200 | 200
0:50 | 5078 | 0.86648 | 0.32099 | 0:50 | 3654 | -3.6125 | 0.23097 | Turbine 2 (800MWe) | 800 | 600 | 400 | 200 | 0
0:55 | 5122 | 2.87 | 0.32377 | 0:55 | 3522 | -1.9023 | 0.22263 | Turbine 1 +2 (MWe) | 1600 | 1200 | 800 | 400 | 200
1:00 | 5269 | 0.53141 | 0.33306 | 1:00 | 3455 | 2.9522 | 0.21839 | Plant Capacity Mwe | 1600 | 1600 | 1600 | 1600 | 1600
1:05 | 5297 | 0.13215 | 0.33483 | 1:05 | 3557 | 0.59039 | 0.22484 | Capacity Fraction | 1 | 0.75 | 0.5 | 0.25 | 0.125
1:10 | 5304 | 2.6395 | 0.33527 | 1:10 | 3578 | -1.2297 | 0.22617
1:15 | 5444 | -0.2388 | 0.34412 | 1:15 | 3534 | -0.16978 | 0.22339
1:20 | 5431 | -1.3073 | 0.3433 | 1:20 | 3528 | 2.1825 | 0.22301
1:25 | 5360 | -0.41045 | 0.33881 | 1:25 | 3605 | -0.30513 | 0.22788
1:30 | 5338 | 0.54327 | 0.33742 | 1:30 | 3594 | -1.586 | 0.22718
1:35 | 5367 | 0.35402 | 0.33925 | 1:35 | 3537 | -1.6964 | 0.22358
1:40 | 5386 | -0.98403 | 0.34046 | 1:40 | 3477 | -2.9623 | 0.21979
1:45 | 5333 | -0.65629 | 0.3371 | 1:45 | 3374 | 0.88915 | 0.21327
1:50 | 5298 | 0 | 0.33489 | 1:50 | 3404 | -1.087 | 0.21517
1:55 | 5298 | 0.302 | 0.33489 | 1:55 | 3367 | -3.5046 | 0.21283
2:00 | 5314 | 0.54573 | 0.3359 | 2:00 | 3249 | -1.2927 | 0.20537
2:05 | 5343 | 3.0882 | 0.33774 | 2:05 | 3207 | -0.40536 | 0.20272
2:10 | 5508 | 1.398 | 0.34817 | 2:10 | 3194 | 1.0332 | 0.2019
2:15 | 5585 | 3.2229 | 0.35303 | 2:15 | 3227 | -1.8593 | 0.20398
2:20 | 5765 | 2.1336 | 0.36441 | 2:20 | 3167 | -1.5472 | 0.20019
2:25 | 5888 | 4.0591 | 0.37219 | 2:25 | 3118 | -1.9885 | 0.19709
2:30 | 6127 | 0.5386 | 0.38729 | 2:30 | 3056 | -2.6832 | 0.19317
2:35 | 6160 | 0.081169 | 0.38938 | 2:35 | 2974 | 2.3874 | 0.18799
2:40 | 6165 | -0.60016 | 0.3897 | 2:40 | 3045 | 3.5468 | 0.19248
2:45 | 6128 | 2.4315 | 0.38736 | 2:45 | 3153 | 0.53917 | 0.1993
2:50 | 6277 | -0.17524 | 0.39678 | 2:50 | 3170 | -2.4921 | 0.20038
2:55 | 6266 | -1.0214 | 0.39608 | 2:55 | 3091 | -0.16176 | 0.19539
3:00 | 6202 | -0.88681 | 0.39204 | 3:00 | 3086 | 1.523 | 0.19507
3:05 | 6147 | 2.6192 | 0.38856 | 3:05 | 3133 | 4.7877 | 0.19804
3:10 | 6308 | 0.17438 | 0.39874 | 3:10 | 3283 | 0.39598 | 0.20752
3:15 | 6319 | -1.725 | 0.39943 | 3:15 | 3296 | 0.72816 | 0.20834
3:20 | 6210 | -1.4493 | 0.39254 | 3:20 | 3320 | 0.27108 | 0.20986
3:25 | 6120 | -1.2582 | 0.38685 | 3:25 | 3329 | -1.1415 | 0.21043
3:30 | 6043 | -2.0685 | 0.38198 | 3:30 | 3291 | 1.4585 | 0.20803
3:35 | 5918 | -1.3011 | 0.37408 | 3:35 | 3339 | 1.8568 | 0.21106
3:40 | 5841 | -1.5237 | 0.36922 | 3:40 | 3401 | 0 | 0.21498
3:45 | 5752 | -1.4082 | 0.36359 | 3:45 | 3401 | 0.85269 | 0.21498
3:50 | 5671 | -1.5518 | 0.35847 | 3:50 | 3430 | 1.0787 | 0.21681
3:55 | 5583 | -1.021 | 0.35291 | 3:55 | 3467 | 3.1151 | 0.21915
4:00 | 5526 | -0.52479 | 0.3493 | 4:00 | 3575 | 1.4545 | 0.22598
4:05 | 5497 | 1.2734 | 0.34747 | 4:05 | 3627 | 4.1356 | 0.22927
4:10 | 5567 | 1.7783 | 0.3519 | 4:10 | 3777 | 0.76781 | 0.23875
4:15 | 5666 | -0.19414 | 0.35815 | 4:15 | 3806 | -1.4188 | 0.24058
4:20 | 5655 | 0.088417 | 0.35746 | 4:20 | 3752 | 0.26652 | 0.23717
4:25 | 5660 | 0.070671 | 0.35777 | 4:25 | 3762 | 0 | 0.2378
4:30 | 5664 | -0.12359 | 0.35803 | 4:30 | 3762 | -0.053163 | 0.2378
4:35 | 5657 | 0.98992 | 0.35759 | 4:35 | 3760 | 2.1011 | 0.23767
4:40 | 5713 | 0.98022 | 0.36113 | 4:40 | 3839 | -0.54702 | 0.24267
4:45 | 5769 | -0.24268 | 0.36466 | 4:45 | 3818 | -1.3096 | 0.24134
4:50 | 5755 | -0.52129 | 0.36378 | 4:50 | 3768 | -0.90234 | 0.23818
4:55 | 5725 | 0.17467 | 0.36188 | 4:55 | 3734 | 0.053562 | 0.23603
5:00 | 5735 | 1.7088 | 0.36252 | 5:00 | 3736 | 1.151 | 0.23616
5:05 | 5833 | 3.2745 | 0.36871 | 5:05 | 3779 | 2.9902 | 0.23887
5:10 | 6024 | 2.3904 | 0.38078 | 5:10 | 3892 | 6.629 | 0.24602
5:15 | 6168 | 0.74578 | 0.38989 | 5:15 | 4150 | 2.4096 | 0.26233
5:20 | 6214 | 0.8851 | 0.39279 | 5:20 | 4250 | 0.4 | 0.26865
5:25 | 6269 | 0 | 0.39627 | 5:25 | 4267 | 0.35154 | 0.26972
5:30 | 6269 | 0.44664 | 0.39627 | 5:30 | 4282 | 1.9383 | 0.27067
5:35 | 6297 | 0.34937 | 0.39804 | 5:35 | 4365 | 2.8866 | 0.27592
5:40 | 6319 | 0.36398 | 0.39943 | 5:40 | 4491 | 1.7145 | 0.28388
5:45 | 6342 | 0.58341 | 0.40088 | 5:45 | 4568 | 1.8608 | 0.28875
5:50 | 6379 | 2.618 | 0.40322 | 5:50 | 4653 | 3.1593 | 0.29412
5:55 | 6546 | 2.872 | 0.41378 | 5:55 | 4800 | 3.3958 | 0.30341
6:00 | 6734 | 1.5741 | 0.42566 | 6:00 | 4963 | 2.9418 | 0.31372
6:05 | 6840 | 0.67251 | 0.43236 | 6:05 | 5109 | 3.7385 | 0.32295
6:10 | 6886 | 2.0767 | 0.43527 | 6:10 | 5300 | 2.3019 | 0.33502
6:15 | 7029 | 1.5792 | 0.44431 | 6:15 | 5422 | 4.1866 | 0.34273
6:20 | 7140 | 2.7731 | 0.45133 | 6:20 | 5649 | 5.7001 | 0.35708
6:25 | 7338 | 1.758 | 0.46384 | 6:25 | 5971 | 0 | 0.37743
6:30 | 7467 | -0.33481 | 0.472 | 6:30 | 5971 | 1.0384 | 0.37743
6:35 | 7442 | -1.2765 | 0.47042 | 6:35 | 6033 | 1.8565 | 0.38135
6:40 | 7347 | -0.83027 | 0.46441 | 6:40 | 6145 | 3.2384 | 0.38843
6:45 | 7286 | -1.5372 | 0.46056 | 6:45 | 6344 | 2.1753 | 0.40101
6:50 | 7174 | -0.47393 | 0.45348 | 6:50 | 6482 | 3.4866 | 0.40973
6:55 | 7140 | 0.77031 | 0.45133 | 6:55 | 6708 | 4.0996 | 0.42402
7:00 | 7195 | 0.69493 | 0.4548 | 7:00 | 6983 | 6.8309 | 0.4414
7:05 | 7245 | 1.7943 | 0.45796 | 7:05 | 7460 | 7.0777 | 0.47155
7:10 | 7375 | 1.3966 | 0.46618 | 7:10 | 7988 | 7.8743 | 0.50493
7:15 | 7478 | 2.153 | 0.47269 | 7:15 | 8617 | 6.6264 | 0.54469
7:20 | 7639 | 2.8538 | 0.48287 | 7:20 | 9188 | 3.9508 | 0.58078
7:25 | 7857 | 2.5582 | 0.49665 | 7:25 | 9551 | 3.0259 | 0.60373
7:30 | 8058 | 2.0228 | 0.50936 | 7:30 | 9840 | 2.0528 | 0.622
7:35 | 8221 | 4.0141 | 0.51966 | 7:35 | 10042 | 2.0713 | 0.63477
7:40 | 8551 | 2.4442 | 0.54052 | 7:40 | 10250 | 2.5171 | 0.64791
7:45 | 8760 | -0.35388 | 0.55373 | 7:45 | 10508 | 1.5036 | 0.66422
7:50 | 8729 | 1.558 | 0.55177 | 7:50 | 10666 | 0.30002 | 0.67421
7:55 | 8865 | 3.4067 | 0.56037 | 7:55 | 10698 | -0.92541 | 0.67623
8:00 | 9167 | 0 | 0.57946 | 8:00 | 10599 | -2.2361 | 0.66997
8:05 | 9167 | 1.549 | 0.57946 | 8:05 | 10362 | -0.21231 | 0.65499
8:10 | 9309 | 1.5469 | 0.58843 | 8:10 | 10340 | 1.6054 | 0.6536
8:15 | 9453 | 0.2962 | 0.59753 | 8:15 | 10506 | 1.7895 | 0.6641
8:20 | 9481 | 0.37971 | 0.5993 | 8:20 | 10694 | 1.038 | 0.67598
8:25 | 9517 | 0.85111 | 0.60158 | 8:25 | 10805 | -0.33318 | 0.683
8:30 | 9598 | 1.2503 | 0.6067 | 8:30 | 10769 | 0.95645 | 0.68072
8:35 | 9718 | 1.5641 | 0.61429 | 8:35 | 10872 | 0.68065 | 0.68723
8:40 | 9870 | 1.4792 | 0.62389 | 8:40 | 10946 | 0.8953 | 0.69191
8:45 | 10016 | 0.29952 | 0.63312 | 8:45 | 11044 | 0.45273 | 0.6981
8:50 | 10046 | 0.4778 | 0.63502 | 8:50 | 11094 | 0.85632 | 0.70126
8:55 | 10094 | 1.3275 | 0.63805 | 8:55 | 11189 | 1.144 | 0.70727
9:00 | 10228 | -0.06844 | 0.64652 | 9:00 | 11317 | 1.0604 | 0.71536
9:05 | 10221 | 0.20546 | 0.64608 | 9:05 | 11437 | -0.59456 | 0.72295
9:10 | 10242 | -0.98614 | 0.64741 | 9:10 | 11369 | -2.2869 | 0.71865
9:15 | 10141 | -1.7059 | 0.64102 | 9:15 | 11109 | 0.45009 | 0.70221
9:20 | 9968 | 2.4177 | 0.63009 | 9:20 | 11159 | 1.5414 | 0.70537
9:25 | 10209 | 0.30365 | 0.64532 | 9:25 | 11331 | 2.577 | 0.71625
9:30 | 10240 | -1.2695 | 0.64728 | 9:30 | 11623 | 1.9702 | 0.7347
9:35 | 10110 | 0.80119 | 0.63906 | 9:35 | 11852 | 0.92811 | 0.74918
9:40 | 10191 | 0.70651 | 0.64418 | 9:40 | 11962 | 0.033439 | 0.75613
9:45 | 10263 | 1.481 | 0.64874 | 9:45 | 11966 | 0.8357 | 0.75638
9:50 | 10415 | 0.86414 | 0.65834 | 9:50 | 12066 | 0.43096 | 0.76271
9:55 | 10505 | 0.84722 | 0.66403 | 9:55 | 12118 | 2.0053 | 0.76599
10:00 | 10594 | 0.54748 | 0.66966 | 10:00 | 12361 | -0.4045 | 0.78135
10:05 | 10652 | 1.2955 | 0.67332 | 10:05 | 12311 | 0 | 0.77819
10:10 | 10790 | 0 | 0.68205 | 10:10 | 12311 | -0.89351 | 0.77819
10:15 | 10790 | 1.5385 | 0.68205 | 10:15 | 12201 | -1.0409 | 0.77124
10:20 | 10956 | 0 | 0.69254 | 10:20 | 12074 | -0.91105 | 0.76321
10:25 | 10956 | 1.8437 | 0.69254 | 10:25 | 11964 | -1.7051 | 0.75626
10:30 | 11158 | -0.36745 | 0.70531 | 10:30 | 11760 | -0.9949 | 0.74336
10:35 | 11117 | -0.29684 | 0.70272 | 10:35 | 11643 | 2.1816 | 0.73597
10:40 | 11084 | 0.12631 | 0.70063 | 10:40 | 11897 | 1.7652 | 0.75202
10:45 | 11098 | -0.12615 | 0.70152 | 10:45 | 12107 | 0.91682 | 0.7653
10:50 | 11084 | 0.79394 | 0.70063 | 10:50 | 12218 | 0.94123 | 0.77231
10:55 | 11172 | 0.22377 | 0.70619 | 10:55 | 12333 | 0.12973 | 0.77958
11:00 | 11197 | 1.0092 | 0.70777 | 11:00 | 12349 | 0.41299 | 0.78059
11:05 | 11310 | 0.76923 | 0.71492 | 11:05 | 12400 | 1.0403 | 0.78382
11:10 | 11397 | 0.38607 | 0.72042 | 11:10 | 12529 | -0.039907 | 0.79197
11:15 | 11441 | 0.68176 | 0.7232 | 11:15 | 12524 | 0.55893 | 0.79166
11:20 | 11519 | -0.2778 | 0.72813 | 11:20 | 12594 | 0.97666 | 0.79608
11:25 | 11487 | 0.33081 | 0.72611 | 11:25 | 12717 | 0.85712 | 0.80386
11:30 | 11525 | -0.086768 | 0.72851 | 11:30 | 12826 | 0.085763 | 0.81075
11:35 | 11515 | 0.84238 | 0.72788 | 11:35 | 12837 | 0.98154 | 0.81144
11:40 | 11612 | 0.47365 | 0.73401 | 11:40 | 12963 | 0.594 | 0.81941
11:45 | 11667 | -1.02 | 0.73748 | 11:45 | 13040 | -0.2684 | 0.82427
11:50 | 11548 | -0.41566 | 0.72996 | 11:50 | 13005 | -0.046136 | 0.82206
11:55 | 11500 | -1.287 | 0.72693 | 11:55 | 12999 | 0.16924 | 0.82168
12:00 | 11352 | -1.6121 | 0.71757 | 12:00 | 13021 | 0.53759 | 0.82307
12:05 | 11169 | 2.3547 | 0.70601 | 12:05 | 13091 | 0.77916 | 0.8275
12:10 | 11432 | 0.24493 | 0.72263 | 12:10 | 13193 | 2.0844 | 0.83394
12:15 | 11460 | -0.61082 | 0.7244 | 12:15 | 13468 | 1.7152 | 0.85133
12:20 | 11390 | -1.5891 | 0.71997 | 12:20 | 13699 | 0.88328 | 0.86593
12:25 | 11209 | -2.0073 | 0.70853 | 12:25 | 13820 | 1.2084 | 0.87358
12:30 | 10984 | -2.5401 | 0.69431 | 12:30 | 13987 | 0.50046 | 0.88413
12:35 | 10705 | -0.73797 | 0.67668 | 12:35 | 14057 | -0.21342 | 0.88856
12:40 | 10626 | 0.094109 | 0.67168 | 12:40 | 14027 | -0.22813 | 0.88666
12:45 | 10636 | -0.40429 | 0.67231 | 12:45 | 13995 | -0.72883 | 0.88464
12:50 | 10593 | 0 | 0.6696 | 12:50 | 13893 | -1.4396 | 0.87819
12:55 | 10593 | 0.094402 | 0.6696 | 12:55 | 13693 | -0.34324 | 0.86555
13:00 | 10603 | -0.49986 | 0.67023 | 13:00 | 13646 | -0.19053 | 0.86258
13:05 | 10550 | 0.18957 | 0.66688 | 13:05 | 13620 | 0.45521 | 0.86094
13:10 | 10570 | 1.1353 | 0.66814 | 13:10 | 13682 | -0.19003 | 0.86485
13:15 | 10690 | -0.13096 | 0.67573 | 13:15 | 13656 | -0.43937 | 0.86321
13:20 | 10676 | 0.037467 | 0.67484 | 13:20 | 13596 | -0.27949 | 0.85942
13:25 | 10680 | -0.32772 | 0.67509 | 13:25 | 13558 | -1.5268 | 0.85702
13:30 | 10645 | 0.31 | 0.67288 | 13:30 | 13351 | -0.83889 | 0.84393
13:35 | 10678 | -0.09365 | 0.67497 | 13:35 | 13239 | -0.57406 | 0.83685
13:40 | 10668 | -0.92801 | 0.67434 | 13:40 | 13163 | -1.7549 | 0.83205
13:45 | 10569 | -1.1354 | 0.66808 | 13:45 | 12932 | -0.78874 | 0.81745
13:50 | 10449 | -0.47851 | 0.66049 | 13:50 | 12830 | 0.85737 | 0.811
13:55 | 10399 | 0.58659 | 0.65733 | 13:55 | 12940 | 0.1391 | 0.81795
14:00 | 10460 | 1.4532 | 0.66119 | 14:00 | 12958 | 0.23923 | 0.81909
14:05 | 10612 | 1.7622 | 0.6708 | 14:05 | 12989 | 0.91616 | 0.82105
14:10 | 10799 | 0.38892 | 0.68262 | 14:10 | 13108 | 0.038145 | 0.82857
14:15 | 10841 | -0.44276 | 0.68527 | 14:15 | 13113 | 0.068634 | 0.82889
14:20 | 10793 | 0.0092653 | 0.68224 | 14:20 | 13122 | -1.2879 | 0.82946
14:25 | 10794 | -0.23161 | 0.6823 | 14:25 | 12953 | -1.5826 | 0.81877
14:30 | 10769 | -2.08 | 0.68072 | 14:30 | 12748 | -1.0982 | 0.80582
14:35 | 10545 | -0.25605 | 0.66656 | 14:35 | 12608 | -0.49968 | 0.79697
14:40 | 10518 | 0.84617 | 0.66485 | 14:40 | 12545 | -1.2116 | 0.79298
14:45 | 10607 | -0.77307 | 0.67048 | 14:45 | 12393 | -1.872 | 0.78338
14:50 | 10525 | 0.085511 | 0.6653 | 14:50 | 12161 | 0.28781 | 0.76871
14:55 | 10534 | 1.2721 | 0.66587 | 14:55 | 12196 | 0.20499 | 0.77092
15:00 | 10668 | 1.0499 | 0.67434 | 15:00 | 12221 | 1.3583 | 0.7725
15:05 | 10780 | 0.5102 | 0.68142 | 15:05 | 12387 | 1.0172 | 0.783
15:10 | 10835 | -1.2921 | 0.68489 | 15:10 | 12513 | -0.83114 | 0.79096
15:15 | 10695 | -0.41141 | 0.67604 | 15:15 | 12409 | -1.0799 | 0.78439
15:20 | 10651 | -0.6666 | 0.67326 | 15:20 | 12275 | -0.31772 | 0.77592
15:25 | 10580 | 0.17013 | 0.66877 | 15:25 | 12236 | -0.057208 | 0.77345
15:30 | 10598 | 0.86809 | 0.66991 | 15:30 | 12229 | -0.26167 | 0.77301
15:35 | 10690 | 0.64546 | 0.67573 | 15:35 | 12197 | 0.090186 | 0.77099
15:40 | 10759 | 1.4035 | 0.68009 | 15:40 | 12208 | 0.065531 | 0.77168
15:45 | 10910 | 1.4024 | 0.68963 | 15:45 | 12216 | 0.23739 | 0.77219
15:50 | 11063 | 0.56947 | 0.6993 | 15:50 | 12245 | 1.6987 | 0.77402
15:55 | 11126 | 1.4291 | 0.70329 | 15:55 | 12453 | 1.0439 | 0.78717
16:00 | 11285 | 1.2583 | 0.71334 | 16:00 | 12583 | 0.40531 | 0.79539
16:05 | 11427 | 0.88387 | 0.72231 | 16:05 | 12634 | 1.5593 | 0.79861
16:10 | 11528 | 0.069396 | 0.7287 | 16:10 | 12831 | 1.2236 | 0.81106
16:15 | 11536 | -1.699 | 0.7292 | 16:15 | 12988 | 0.62365 | 0.82099
16:20 | 11340 | 0.70547 | 0.71681 | 16:20 | 13069 | 0.94881 | 0.82611
16:25 | 11420 | 0.0087566 | 0.72187 | 16:25 | 13193 | 1.9707 | 0.83394
16:30 | 11421 | -0.88434 | 0.72193 | 16:30 | 13453 | 1.7766 | 0.85038
16:35 | 11320 | -0.45053 | 0.71555 | 16:35 | 13692 | 1.4315 | 0.86549
16:40 | 11269 | 0.23072 | 0.71233 | 16:40 | 13888 | 1.8217 | 0.87788
16:45 | 11295 | -0.035414 | 0.71397 | 16:45 | 14141 | 0 | 0.89387
16:50 | 11291 | -0.0088566 | 0.71372 | 16:50 | 14141 | 0.79909 | 0.89387
16:55 | 11290 | 0.46944 | 0.71365 | 16:55 | 14254 | -1.0944 | 0.90101
17:00 | 11343 | 1.3753 | 0.717 | 17:00 | 14098 | 0.40431 | 0.89115
17:05 | 11499 | 1.1392 | 0.72686 | 17:05 | 14155 | 1.1303 | 0.89475
17:10 | 11630 | 0 | 0.73515 | 17:10 | 14315 | 0.3423 | 0.90487
17:15 | 11630 | 0.5589 | 0.73515 | 17:15 | 14364 | 0.5848 | 0.90796
17:20 | 11695 | -1.2398 | 0.73925 | 17:20 | 14448 | 0.97591 | 0.91327
17:25 | 11550 | -1.645 | 0.73009 | 17:25 | 14589 | 1.2064 | 0.92219
17:30 | 11360 | -0.27289 | 0.71808 | 17:30 | 14765 | 0.83982 | 0.93331
17:35 | 11329 | 0.25598 | 0.71612 | 17:35 | 14889 | 0.45 | 0.94115
17:40 | 11358 | 0.13207 | 0.71795 | 17:40 | 14956 | 0.40118 | 0.94539
17:45 | 11373 | 0.18465 | 0.7189 | 17:45 | 15016 | 0.73921 | 0.94918
17:50 | 11394 | 0.18431 | 0.72023 | 17:50 | 15127 | 0.70734 | 0.95619
17:55 | 11415 | -1.244 | 0.72155 | 17:55 | 15234 | -0.14441 | 0.96296
18:00 | 11273 | -4.3023 | 0.71258 | 18:00 | 15212 | 0.15777 | 0.96157
18:05 | 10788 | -2.2062 | 0.68192 | 18:05 | 15236 | 1.3324 | 0.96308
18:10 | 10550 | -0.37915 | 0.66688 | 18:10 | 15439 | 0.3109 | 0.97592
18:15 | 10510 | 0.028544 | 0.66435 | 18:15 | 15487 | 0.51011 | 0.97895
18:20 | 10513 | -0.42804 | 0.66454 | 18:20 | 15566 | 0.4497 | 0.98394
18:25 | 10468 | -0.76423 | 0.66169 | 18:25 | 15636 | -0.31977 | 0.98837
18:30 | 10388 | -0.9819 | 0.65664 | 18:30 | 15586 | 0.80842 | 0.98521
18:35 | 10286 | -0.16527 | 0.65019 | 18:35 | 15712 | 0.68737 | 0.99317
18:40 | 10269 | 0.077904 | 0.64912 | 18:40 | 15820 | -0.3603 | 1
18:45 | 10277 | -0.21407 | 0.64962 | 18:45 | 15763 | 0.24741 | 0.9964
18:50 | 10255 | -0.029254 | 0.64823 | 18:50 | 15802 | -0.64549 | 0.99886
18:55 | 10252 | 0.64378 | 0.64804 | 18:55 | 15700 | -2.3631 | 0.99241
19:00 | 10318 | -0.38767 | 0.65221 | 19:00 | 15329 | -0.26094 | 0.96896
19:05 | 10278 | -1.1189 | 0.64968 | 19:05 | 15289 | 1.1904 | 0.96643
19:10 | 10163 | -1.3874 | 0.64241 | 19:10 | 15471 | -2.4691 | 0.97794
19:15 | 10022 | -0.9978 | 0.6335 | 19:15 | 15089 | -3.983 | 0.95379
19:20 | 9922 | -1.0885 | 0.62718 | 19:20 | 14488 | -1.5392 | 0.9158
19:25 | 9814 | -0.70308 | 0.62035 | 19:25 | 14265 | -1.6684 | 0.90171
19:30 | 9745 | -0.06157 | 0.61599 | 19:30 | 14027 | -1.048 | 0.88666
19:35 | 9739 | -0.082144 | 0.61561 | 19:35 | 13880 | -1.7867 | 0.87737
19:40 | 9731 | 0.88377 | 0.61511 | 19:40 | 13632 | -0.73357 | 0.86169
19:45 | 9817 | 0 | 0.62054 | 19:45 | 13532 | -3.5619 | 0.85537
19:50 | 9817 | -0.55007 | 0.62054 | 19:50 | 13050 | -6.5057 | 0.82491
19:55 | 9763 | 0.48141 | 0.61713 | 19:55 | 12201 | 0 | 0.77124
20:00 | 9810 | 1.1111 | 0.6201 | 20:00 | 12201 | 0 | 0.77124
20:05 | 9919 | -0.39318 | 0.62699 | 20:05 | 12201 | 0 | 0.77124
20:10 | 9880 | 0.18219 | 0.62453 | 20:10 | 12201 | 0 | 0.77124
20:15 | 9898 | -1.0305 | 0.62566 | 20:15 | 12201 | -7.6141 | 0.77124
20:20 | 9796 | -1.3169 | 0.61922 | 20:20 | 11272 | -1.7211 | 0.71252
20:25 | 9667 | -1.3655 | 0.61106 | 20:25 | 11078 | -2.2838 | 0.70025
20:30 | 9535 | -0.52438 | 0.60272 | 20:30 | 10825 | -4 | 0.68426
20:35 | 9485 | -1.3284 | 0.59956 | 20:35 | 10392 | 0 | 0.65689
20:40 | 9359 | -1.5173 | 0.59159 | 20:40 | 10392 | -0.96228 | 0.65689
20:45 | 9217 | -0.34718 | 0.58262 | 20:45 | 10292 | -3.9837 | 0.65057
20:50 | 9185 | -0.92542 | 0.58059 | 20:50 | 9882 | -3.7948 | 0.62465
20:55 | 9100 | -1.6703 | 0.57522 | 20:55 | 9507 | -1.7566 | 0.60095
21:00 | 8948 | -0.11176 | 0.56561 | 21:00 | 9340 | -3.8116 | 0.59039
21:05 | 8938 | -1.4768 | 0.56498 | 21:05 | 8984 | 0.16696 | 0.56789
21:10 | 8806 | -2.2258 | 0.55664 | 21:10 | 8999 | 0.42227 | 0.56884
21:15 | 8610 | -1.8931 | 0.54425 | 21:15 | 9037 | -4.6144 | 0.57124
21:20 | 8447 | -2.8176 | 0.53394 | 21:20 | 8620 | -6.2529 | 0.54488
21:25 | 8209 | -1.5714 | 0.5189 | 21:25 | 8081 | -3.7372 | 0.51081
21:30 | 8080 | -2.302 | 0.51075 | 21:30 | 7779 | -3.5094 | 0.49172
21:35 | 7894 | -2.9896 | 0.49899 | 21:35 | 7506 | -3.7703 | 0.47446
21:40 | 7658 | -2.69 | 0.48407 | 21:40 | 7223 | -3.3089 | 0.45657
21:45 | 7452 | -2.8986 | 0.47105 | 21:45 | 6984 | -5.5412 | 0.44147
21:50 | 7236 | -4.2012 | 0.4574 | 21:50 | 6597 | -1.3643 | 0.417
21:55 | 6932 | -0.21639 | 0.43818 | 21:55 | 6507 | -2.1054 | 0.41131
22:00 | 6917 | 1.7782 | 0.43723 | 22:00 | 6370 | -0.56515 | 0.40265
22:05 | 7040 | -2.9403 | 0.44501 | 22:05 | 6334 | 5.1153 | 0.40038
22:10 | 6833 | -6.0881 | 0.43192 | 22:10 | 6658 | 3.7248 | 0.42086
22:15 | 6417 | -4.3946 | 0.40563 | 22:15 | 6906 | -0.88329 | 0.43654
22:20 | 6135 | -3.9609 | 0.3878 | 22:20 | 6845 | -3.3601 | 0.43268
22:25 | 5892 | -4.3109 | 0.37244 | 22:25 | 6615 | -2.9781 | 0.41814
22:30 | 5638 | -3.1926 | 0.35638 | 22:30 | 6418 | -4.2692 | 0.40569
22:35 | 5458 | -3.1513 | 0.34501 | 22:35 | 6144 | -0.16276 | 0.38837
22:40 | 5286 | -1.835 | 0.33413 | 22:40 | 6134 | -3.8311 | 0.38774
22:45 | 5189 | -6.3596 | 0.328 | 22:45 | 5899 | -5.1195 | 0.37288
22:50 | 4859 | 0 | 0.30714 | 22:50 | 5597 | -6.164 | 0.35379
22:55 | 4859 | -0.37045 | 0.30714 | 22:55 | 5252 | -6.3024 | 0.33198
23:00 | 4841 | 2.4582 | 0.30601 | 23:00 | 4921 | -12.6397 | 0.31106
23:05 | 4960 | 0.24194 | 0.31353 | 23:05 | 4299 | -9.0951 | 0.27174
23:10 | 4972 | -2.1118 | 0.31429 | 23:10 | 3908 | -10.2098 | 0.24703
23:15 | 4867 | -2.5272 | 0.30765 | 23:15 | 3509 | -8.1505 | 0.22181
23:20 | 4744 | 1.2437 | 0.29987 | 23:20 | 3223 | -8.7496 | 0.20373
23:25 | 4803 | 3.1439 | 0.3036 | 23:25 | 2941 | -5.9504 | 0.1859
23:30 | 4954 | -0.12111 | 0.31315 | 23:30 | 2766 | -0.65076 | 0.17484
23:35 | 4948 | -2.3848 | 0.31277 | 23:35 | 2748 | 1.1645 | 0.1737
23:40 | 4830 | -0.37267 | 0.30531 | 23:40 | 2780 | -0.32374 | 0.17573
23:45 | 4812 | 1.4755 | 0.30417 | 23:45 | 2771 | 0.036088 | 0.17516
23:50 | 4883 | -1.3107 | 0.30866 | 23:50 | 2772 | -2.9582 | 0.17522
23:55 | 4819 |  | 0.30461 | 23:55 | 2690 |  | 0.17004