{"text_format":"1","workbook":"xlsx","n_sheets":1,"sheets":["Thermal Dem Profiler"],"not_rendered":{"charts":2,"images":0,"macros":1,"external_links":0,"defined_names":0,"comments":1,"pivot_tables":0},"unopened":[],"bounds":{"document_bytes":16777216,"sheet_cells":100000,"rows_first":2000,"rows_last":500,"rows_between":2000,"halvings":0,"cell_chars":16384,"cell_head_chars":4096},"cells_cut":0,"cells_raw":0,"read":"whole","date_system":"1900"}

{"sheet":"Thermal Dem Profiler","index":0,"n_rows":17525,"n_cols":18,"rows_kept":4500,"cut":true,"hidden":false,"merged":[],"bounds":{"rows_first":2000,"rows_last":500,"rows_between":2000,"halvings":0}}
["Simulation 1 Jan to 31 Dec",null,null,"HEM Output total",445.7,"Heat Requirement",371.4,"DHW req",74.400000000000006,null,"Step 1","Take HEM consumption of kwhr/m2/annum times the area of the property and enter in the yellow cell"]
["Base Comsumption",{"$f":"SUM(D6:D17525)","v":13999.900599999939},"kWhr","Scaling Factor",{"$f":"B3/B2","v":3.1835940320890703},"Fraction DHW to Total",{"$f":"I1/E1*100","v":16.69284271931793},"%",null,null,"Step 2","Press Ctrl + e to run the macro to see the new load vs no. of hours curve and new demand profile"]
["Apply New Consumption",44570,"kWhr","House Floor Area",100,null,null,null,null,null,"Step 3","The quick chart of power to unsatisfied demand is then updated automatically"]
[null,null,null,"Heat Loss W/m2",{"$f":"E1/8.76","v":50.878995433789953},null,null,null,null,null,"Step 4","The demand profile and the average loads area shown in table 2 below"]
["Day","Hours","Base Load Power Reqd","Base Energy Consumption","New Load Power Reqd","New Energy Consumption","Average loading","No. of cumulative hrs","Actual Frequency","New Load Power Reqd",null,"Unsatisfied Demand %","Load kW","Table 1"]
[{"$f":"INT(B6/24)+1","v":1},0.5,0.77939999999999998,{"$f":"C6*0.5","v":0.38969999999999999},{"$f":"C6*$E$2","v":2.4812931886102212},{"$f":"E6*0.5","v":1.2406465943051106},{"$f":"IF(A6<=$N$42,$O$42,IF(A6<=$N$43,$O$43,IF(A6<=$N$44,$O$44,IF(A6<=$N$45,$O$45,IF(A6<=$N$46,$O$46,IF(A6<=$N$47,$O$47,IF(A6<=$N$48,$O$48,IF(A6<=$N$49,$O$49,IF(A6<=$N$50,$O$50,IF(A6<=$N$51,$O$51,IF(A6<=$N$52,$O$52,IF(A6<=$N$53,$O$53))))))))))))","v":7.6579153544347216},{"$f":"I6*8760","v":0.5},{"$f":"1/17520","v":5.7077625570776254E-5},16.405060047354979,null,0.05,{"$f":"J881","v":10.686688446916591}]
[{"$f":"INT(B7/24)+1","v":1},1,0.64829999999999999,{"$f":"C7*0.5","v":0.32414999999999999},2.0639240110033441,{"$f":"E7*0.5","v":1.0319620055016721},{"$f":"IF(A7<=$N$42,$O$42,IF(A7<=$N$43,$O$43,IF(A7<=$N$44,$O$44,IF(A7<=$N$45,$O$45,IF(A7<=$N$46,$O$46,IF(A7<=$N$47,$O$47,IF(A7<=$N$48,$O$48,IF(A7<=$N$49,$O$49,IF(A7<=$N$50,$O$50,IF(A7<=$N$51,$O$51,IF(A7<=$N$52,$O$52,IF(A7<=$N$53,$O$53))))))))))))","v":7.6579153544347216},{"$f":"I7*8760","v":1},{"$f":"1/17520+I6","v":1.1415525114155251E-4},16.371313950614837,null,0.1,{"$f":"J1757","v":9.5752957703142965}]
[1,1.5,0.54310000000000003,0.27155000000000001,1.7290099188275743,0.86450495941378713,7.6579153544347216,1.5,{"$f":"1/17520+I7","v":1.7123287671232877E-4},16.144960414933301,null,0.15,{"$f":"J2633","v":8.8102781244032933}]
[1,2,0.51659999999999995,0.25829999999999997,1.6446446769772136,0.82232233848860681,7.6579153544347216,2,{"$f":"1/17520+I8","v":2.2831050228310502E-4},15.958720164056093,null,0.2,{"$f":"J3509","v":8.0029186778655053}]
[1,2.5,0.45689999999999997,0.22844999999999999,1.4545841132614961,0.72729205663074803,7.6579153544347216,2.5,2.8538812785388126E-4,15.825964292917977,null,0.25,{"$f":"J4385","v":7.3973990929621634}]
[1,3,0.43159999999999998,0.21579999999999999,1.3740391842496427,0.68701959212482133,7.6579153544347216,3,3.4246575342465754E-4,15.677927170425836,null,0.3,{"$f":"J5261","v":6.8052506029935964}]
[1,3.5,0.44350000000000001,0.22175,1.4119239532315027,0.70596197661575133,7.6579153544347216,3.5,3.9954337899543381E-4,15.476405668194598,null,0.35,{"$f":"J6137","v":6.2407993811042042}]
[1,4,0.46920000000000001,0.2346,1.4937423198561919,0.74687115992809594,7.6579153544347216,4,4.5662100456621009E-4,15.386946675892894,null,0.4,{"$f":"J7013","v":5.721873553873686}]
[1,4.5,2.1196999999999999,1.05985,6.7482642698192024,3.3741321349096012,7.6579153544347216,4.5000000000000009,5.1369863013698636E-4,15.262468149238213,null,0.45,{"$f":"J7889","v":5.1415043618238485}]
[1,5,2.1591999999999998,1.0795999999999999,6.8740162340867199,3.43700811704336,7.6579153544347216,5.0000000000000009,5.7077625570776263E-4,15.194339236951507,null,0.5,{"$f":"J8765","v":4.6181215029484051}]
[1,5.5,2.2326999999999999,1.11635,7.1080103954452669,3.5540051977226335,7.6579153544347216,5.5000000000000009,6.2785388127853891E-4,15.115704464358906,null,0.55000000000000004,{"$f":"J9641","v":4.1023792697499761}]
[1,6,2.3172999999999999,1.15865,7.3773424505600023,3.6886712252800011,7.6579153544347216,6.0000000000000009,6.8493150684931518E-4,14.979764999188703,null,0.6,{"$f":"J10517","v":3.6789612634821296}]
[1,6.5,2.2585999999999999,1.1293,7.1904654808763739,3.595232740438187,7.6579153544347216,6.5000000000000009,7.4200913242009146E-4,14.960026716189748,null,0.65,{"$f":"J11393","v":3.2173401288292145}]
[1,7,2.5179,1.25895,8.0159714133970699,4.0079857066985349,7.6579153544347216,7.0000000000000009,7.9908675799086773E-4,14.906223977047445,null,0.7,{"$f":"J12269","v":2.8241662658662143}]
[1,7.5,2.9889999999999999,1.4944999999999999,9.5157625619142312,4.7578812809571156,7.6579153544347216,7.5000000000000018,8.56164383561644E-4,14.775696621731795,null,0.75,{"$f":"J13145","v":2.3386681759726313}]
[1,8,3.3178999999999998,1.6589499999999999,10.562846639068326,5.2814233195341629,7.6579153544347216,8.0000000000000018,9.1324200913242028E-4,14.667454424640765,null,0.8,{"$f":"J14021","v":1.9066544658181441}]
[1,8.5,3.0347,1.51735,9.6612528091807022,4.8306264045903511,7.6579153544347216,8.5000000000000018,9.7031963470319655E-4,14.455427062103634,null,0.85,{"$f":"J14897","v":1.5886134220124462}]
[1,9,2.9026999999999998,1.4513499999999999,9.2410183969449431,4.6205091984724715,7.6579153544347216,9.0000000000000018,1.0273972602739727E-3,14.211563759245612,null,0.9,{"$f":"J15773","v":1.4437598935523934}]
[1,9.5,2.7490999999999999,1.3745499999999999,8.7520183536160623,4.3760091768080311,7.6579153544347216,9.5,1.0844748858447489E-3,14.048882104205857,null,0.95,{"$f":"J16649","v":1.311959100623906}]
[1,10,2.7357999999999998,1.3678999999999999,8.7096765529892775,4.3548382764946387,7.6579153544347216,10,1.1415525114155251E-3,14.028825461803697,null,1,{"$f":"J17525","v":0}]
[1,10.5,2.7132000000000001,1.3566,8.6377273278640665,4.3188636639320332,7.6579153544347216,10.499999999999998,1.1986301369863012E-3,14.0253235083684]
[1,11,2.5406,1.2703,8.0882389979254921,4.044119498962746,7.6579153544347216,10.999999999999998,1.2557077625570774E-3,14.00526686596624]
[1,11.5,2.3976999999999999,1.19885,7.6333034107399635,3.8166517053699818,7.6579153544347216,11.499999999999996,1.3127853881278535E-3,13.940003188308413]
[1,12,2.4047000000000001,1.20235,7.6555885689645873,3.8277942844822936,7.6579153544347216,11.999999999999996,1.3698630136986297E-3,13.91135084201961]
[1,12.5,2.4712000000000001,1.2356,7.8672975720985105,3.9336487860492553,7.6579153544347216,12.499999999999995,1.4269406392694059E-3,13.847997320781039]
[1,13,2.4277000000000002,1.2138500000000001,7.728811231702637,3.8644056158513185,7.6579153544347216,12.999999999999995,1.484018264840182E-3,13.776366455059035]
[1,13.5,2.38,1.19,7.5769537963719866,3.7884768981859933,7.6579153544347216,13.499999999999995,1.5410958904109582E-3,13.767770751172394]
[1,14,2.3466,1.1733,7.4706217557002121,3.7353108778501061,7.6579153544347216,13.999999999999993,1.5981735159817344E-3,13.767134032365975]
[1,14.5,2.4437000000000002,1.2218500000000001,7.779748736216062,3.889874368108031,7.6579153544347216,14.499999999999993,1.6552511415525105E-3,13.717151606062178]
[1,15,2.4659,1.23295,7.8504245237284387,3.9252122618642193,7.6579153544347216,14.999999999999991,1.7123287671232867E-3,13.699960198288897]
[1,15.5,2.5404,1.2702,8.0876022791190749,4.0438011395595375,7.6579153544347216,15.499999999999991,1.7694063926940629E-3,13.693593010224719]
[1,16,2.6930000000000001,1.3465,8.5734187284158665,4.2867093642079332,7.6579153544347216,15.999999999999989,1.826484018264839E-3,13.676083243048227]
[1,16.5,3.2730999999999999,1.6365499999999999,10.420221626430736,5.2101108132153682,7.6579153544347216,16.499999999999989,1.8835616438356152E-3,13.675446524241812]
[1,17,3.4068999999999998,1.7034499999999999,10.846186507924253,5.4230932539621266,7.6579153544347216,16.999999999999989,1.9406392694063914E-3,13.665259023339125]
[1,17.5,3.7856000000000001,1.8928,12.051813567876385,6.0259067839381926,7.6579153544347216,17.499999999999989,1.9977168949771675E-3,13.663667226323081,null,null,null,null,null,null,"TABLE 2"]
[1,18,3.8487,1.92435,12.252698351301206,6.1263491756506028,7.6579153544347216,17.999999999999986,2.0547945205479437E-3,13.65507152243644,null,"Month","Days","Cumulative","Average Load",null,"Peak load",{"$f":"MAX(E6:E17525)","v":16.405060047354979}]
[1,18.5,4.0106999999999999,2.00535,12.768440584499634,6.3842202922498172,7.6579153544347216,18.499999999999986,2.1118721461187199E-3,13.654753163033233,null,"Jan",31,31,{"$f":"AVERAGE(E6:E1492)","v":7.6579153544347216},null,"Wint Average",{"$f":"AVERAGE(O42:O45,O51:O53)","v":6.5164047600782862}]
[1,19,3.9895,1.99475,12.700948391019347,6.3504741955096735,7.6579153544347216,18.999999999999986,2.168949771689496E-3,13.643928943324129,null,"Feb",28,{"$f":"N42+M43","v":59},{"$f":"AVERAGE(E1493:E2836)","v":7.0249112480965072},null,"Summer Average",{"$f":"AVERAGE(O46:O50)","v":3.1185246121471986}]
[1,19.5,3.8382000000000001,1.9191,12.21927061396427,6.1096353069821348,7.6579153544347216,19.499999999999986,2.2260273972602722E-3,13.627055894954058,null,"Mar",31,{"$f":"N43+M44","v":90},{"$f":"AVERAGE(E2837:E4324)","v":6.1609040079714799},null,"Overall Average",{"$f":"AVERAGE(O42:O53)","v":5.1006213651069991}]
[1,20,3.6941000000000002,1.8470500000000001,11.760514713940236,5.8802573569701178,7.6579153544347216,19.999999999999982,2.2831050228310484E-3,13.60540745553585,null,"Apr",30,120,{"$f":"AVERAGE(E4325:E5764)","v":5.7863716213833776},null,"Overall Average",{"$f":"AVERAGE(E6:E17525)","v":5.0878995433790228}]
[1,20.5,3.7214,1.8607,11.847426831016266,5.923713415508133,7.6579153544347216,20.499999999999982,2.3401826484018245E-3,13.598403548665255,null,"May",31,151,{"$f":"AVERAGE(E5765:E7252)","v":4.4917944378234722}]
[1,21,3.7612999999999999,1.8806499999999999,11.974452232896621,5.9872261164483103,7.6579153544347216,20.999999999999982,2.3972602739726007E-3,13.585350813133688,null,"Jun",30,181,{"$f":"AVERAGE(E7253:E8692)","v":3.1401092327716023}]
[1,21.5,3.6191,1.80955,11.521745161533554,5.7608725807667769,7.6579153544347216,21.499999999999982,2.4543378995433769E-3,13.577073468650259,null,"Jul",31,212,{"$f":"AVERAGE(E8693:E10180)","v":1.7971771283811961}]
[1,22,3.5718000000000001,1.7859,11.371161163815742,5.6855805819078711,7.6579153544347216,21.999999999999982,2.511415525114153E-3,13.570069561779663,null,"Aug",31,243,{"$f":"AVERAGE(E10181:E11668)","v":2.5689986367797331}]
[1,22.5,3.3597000000000001,1.6798500000000001,10.695920869609649,5.3479604348048246,7.6579153544347216,22.499999999999979,2.5684931506849292E-3,13.550012919377501,null,"Sep",30,273,{"$f":"AVERAGE(E11669:E13108)","v":3.5945436249799898}]
[1,23,1.5019,0.75095000000000001,4.7814398767945745,2.3907199383972872,7.6579153544347216,22.999999999999979,2.6255707762557054E-3,13.533139871007428,null,"Oct",31,304,{"$f":"AVERAGE(E13109:E14596)","v":4.6899139018353422}]
[1,23.5,1.2776000000000001,0.63880000000000003,4.0673597353969964,2.0336798676984982,7.6579153544347216,23.499999999999979,2.6826484018264815E-3,13.509899634573179,null,"Nov",30,334,{"$f":"AVERAGE(E14597:E16036)","v":6.7497061726162366}]
[2,24,1.0143,0.50714999999999999,3.2291194267479439,1.614559713373972,7.6579153544347216,23.999999999999979,2.7397260273972577E-3,13.50385080591221,null,"Dec",31,365,{"$f":"AVERAGE(E16037:E17525)","v":7.545111014210331}]
[2,24.5,0.77990000000000004,0.38995000000000002,2.4828849856262662,1.2414424928131331,7.6579153544347216,24.499999999999975,2.7968036529680339E-3,13.485067601122886]
[2,25,0.64829999999999999,0.32414999999999999,2.0639240110033441,1.0319620055016721,7.6579153544347216,24.999999999999975,2.85388127853881E-3,13.481247288284379]
[2,25.5,0.54949999999999999,0.27474999999999999,1.7493849206329442,0.87469246031647208,7.6579153544347216,25.499999999999975,2.9109589041095862E-3,13.458962130059753]
[2,26,0.49380000000000002,0.24690000000000001,1.5720587330455831,0.78602936652279154,7.6579153544347216,25.999999999999975,2.9680365296803624E-3,13.450684785576321]
[2,26.5,0.49170000000000003,0.24585000000000001,1.565373185578196,0.78268659278909802,7.6579153544347216,26.499999999999975,3.0251141552511385E-3,13.409616422562374]
[2,27,0.46379999999999999,0.2319,1.4765509120829108,0.73827545604145539,7.6579153544347216,26.999999999999972,3.0821917808219147E-3,13.37587032582223]
[2,27.5,0.44579999999999997,0.22289999999999999,1.4192462195053075,0.70962310975265375,7.6579153544347216,27.499999999999972,3.1392694063926909E-3,13.370776575370888]
[2,28,0.44240000000000002,0.22120000000000001,1.4084219997962049,0.70421099989810243,7.6579153544347216,27.999999999999972,3.196347031963467E-3,13.343397666694921]
[2,28.5,2.2280000000000002,1.1140000000000001,7.0930475034944491,3.5465237517472246,7.6579153544347216,28.499999999999972,3.2534246575342432E-3,13.329389852953728]
[2,29,2.2168000000000001,1.1084000000000001,7.0573912503350513,3.5286956251675257,7.6579153544347216,28.999999999999968,3.3105022831050194E-3,13.317610555034999]
[2,29.5,2.2906,1.1453,7.292340489903224,3.646170244951612,7.6579153544347216,29.499999999999968,3.3675799086757955E-3,13.312835163986867]
[2,30,2.3788999999999998,1.1894499999999999,7.5734518429366888,3.7867259214683444,7.6579153544347216,29.999999999999968,3.4246575342465717E-3,13.306149616519477]
[2,30.5,2.4559000000000002,1.2279500000000001,7.8185885834075481,3.9092942917037741,7.6579153544347216,30.499999999999968,3.4817351598173478E-3,13.303921100697014]
[2,31,2.7258,1.3629,8.6778406126683887,4.3389203063341943,7.6579153544347216,30.999999999999968,3.538812785388124E-3,13.298827350245674]
[2,31.5,2.9929999999999999,1.4964999999999999,9.5284969380425864,4.7642484690212932,7.6579153544347216,31.499999999999964,3.5958904109589002E-3,13.271130082166497]
[2,32,3.2122999999999999,1.60615,10.226659109279721,5.1133295546398605,7.6579153544347216,31.999999999999964,3.6529680365296763E-3,13.258077346634934]
[2,32.5,3.3102,1.6551,{"$f":"C70*$E$2","v":10.53833296502124},5.2691664825106201,7.6579153544347216,32.499999999999964,3.7100456621004525E-3,13.256167190215679]
[{"$f":"INT(B71/24)+1","v":2},33,3.1145999999999998,{"$f":"C71*0.5","v":1.5572999999999999},9.9156219723446171,{"$f":"E71*0.5","v":4.9578109861723085},{"$f":"IF(A71<=$N$42,$O$42,IF(A71<=$N$43,$O$43,IF(A71<=$N$44,$O$44,IF(A71<=$N$45,$O$45,IF(A71<=$N$46,$O$46,IF(A71<=$N$47,$O$47,IF(A71<=$N$48,$O$48,IF(A71<=$N$49,$O$49,IF(A71<=$N$50,$O$50,IF(A71<=$N$51,$O$51,IF(A71<=$N$52,$O$52,IF(A71<=$N$53,$O$53))))))))))))","v":7.6579153544347216},{"$f":"I71*8760","v":32.999999999999964},3.7671232876712287E-3,13.243432814087324]
[2,33.5,3.0063,1.50315,9.5708387386693712,4.7854193693346856,7.6579153544347216,33.499999999999964,3.8242009132420048E-3,13.211915233169643]
[2,34,2.8913000000000002,1.4456500000000001,9.204725424979129,4.6023627124895645,7.6579153544347216,33.999999999999964,{"$f":"1/17520+I72","v":3.881278538812781E-3},13.210005076750388]
[2,34.5,2.9216000000000002,1.4608000000000001,9.301188324151429,4.6505941620757145,7.6579153544347216,34.499999999999964,3.9383561643835576E-3,13.20713984212151]
[2,35,2.8391999999999999,1.4196,9.0388601759072884,4.5194300879536442,7.6579153544347216,34.999999999999964,3.9954337899543342E-3,13.206184763911882]
[2,35.5,2.7930999999999999,1.39655,8.8920964910279814,4.4460482455139907,7.6579153544347216,35.499999999999972,4.0525114155251108E-3,13.185809762106512]
[2,36,2.8182,1.4091,8.9720047012334181,4.486002350616709,7.6579153544347216,35.999999999999972,4.1095890410958874E-3,13.185491402703303]
[2,36.5,2.8254000000000001,1.4127000000000001,8.9949265782644598,4.4974632891322299,7.6579153544347216,36.499999999999979,4.166666666666664E-3,13.172757026574946]
[2,37,2.7709999999999999,1.3855,8.8217390629188142,4.4108695314594071,7.6579153544347216,36.999999999999979,4.2237442922374406E-3,13.172120307768528]
[2,37.5,2.7502,1.3751,8.755520307051361,4.3777601535256805,7.6579153544347216,37.499999999999986,4.2808219178082172E-3,13.168618354333232]
[2,38,2.7543000000000002,1.3771500000000001,8.7685730425829274,4.3842865212914637,7.6579153544347216,37.999999999999986,4.3378995433789938E-3,13.164161322688305]
[2,38.5,2.7048999999999999,1.3524499999999999,8.611303497397726,4.305651748698863,7.6579153544347216,38.499999999999986,4.3949771689497704E-3,13.163524603881889]
[2,39,2.6924999999999999,1.3462499999999999,8.571826931399821,4.2859134656999105,7.6579153544347216,38.999999999999993,4.452054794520547E-3,13.14028436744764]
[2,39.5,3.0087000000000002,1.5043500000000001,9.5784793643463857,4.7892396821731928,7.6579153544347216,39.499999999999993,4.5091324200913236E-3,13.13105194475458]
[2,40,3.0703999999999998,1.5351999999999999,9.7749071161262808,4.8874535580631404,7.6579153544347216,40,4.5662100456621002E-3,13.12181952206152]
[2,40.5,3.5097,1.75485,11.173459974423011,5.5867299872115055,7.6579153544347216,40.5,4.6232876712328768E-3,13.102081239062569]
[2,41,3.8910999999999998,1.9455499999999999,12.38768273826178,6.1938413691308902,7.6579153544347216,41.000000000000007,4.6803652968036534E-3,13.079796080837946]
[2,41.5,4.2121000000000004,2.1060500000000002,13.409616422562374,6.7048082112811871,7.6579153544347216,41.500000000000007,4.73744292237443E-3,13.07279217396735]
[2,42,4.2275999999999998,2.1137999999999999,13.458962130059753,6.7294810650298764,7.6579153544347216,42.000000000000007,4.7945205479452066E-3,13.071837095757722]
[2,42.5,4.2358000000000002,2.1179000000000001,13.485067601122886,6.7425338005614428,7.6579153544347216,42.500000000000014,4.8515981735159832E-3,13.070245298741678]
[2,43,4.2672999999999996,2.1336499999999998,13.585350813133688,6.7926754065668442,7.6579153544347216,43.000000000000014,4.9086757990867598E-3,13.069290220532052]
[2,43.5,3.9937,1.99685,12.714319485954121,6.3571597429770605,7.6579153544347216,43.500000000000021,4.9657534246575364E-3,13.064514829483917]
[2,44,4.0015999999999998,2.0007999999999999,12.739469878807624,6.3697349394038119,7.6579153544347216,44.000000000000021,5.022831050228313E-3,13.057192563210112]
[2,44.5,3.9979,1.99895,12.727690580888895,6.3638452904444476,7.6579153544347216,44.500000000000028,5.0799086757990896E-3,13.050825375145935]
[2,45,3.9672000000000001,1.9836,12.629954244103759,6.3149771220518796,7.6579153544347216,45.000000000000028,5.1369863013698662E-3,13.043821468275338]
[2,45.5,3.8851,1.94255,12.368581174069247,6.1842905870346234,7.6579153544347216,45.500000000000028,5.1940639269406428E-3,13.042548030662504]
[2,46,4.0583999999999998,2.0291999999999999,12.920298019830282,6.4601490099151411,7.6579153544347216,46.000000000000036,5.2511415525114194E-3,13.035544123791906]
[2,46.5,3.8294999999999999,1.91475,12.191573345885095,6.0957866729425474,7.6579153544347216,46.500000000000036,5.308219178082196E-3,13.029813654534149]
[2,47,1.5445,0.77224999999999999,4.9170609825615692,2.4585304912807846,7.6579153544347216,47.000000000000043,5.3652968036529726E-3,13.027903498114894]
[2,47.5,1.2395,0.61975000000000002,3.9460648027744027,1.9730324013872014,7.6579153544347216,47.500000000000043,5.4223744292237492E-3,13.025356622889223]
[3,48,0.9829,0.49145,3.129154574140347,1.5645772870701735,7.6579153544347216,48.000000000000043,5.4794520547945258E-3,13.020581231841089]
[3,48.5,0.78580000000000005,0.39290000000000003,2.5016681904155917,1.2508340952077959,7.6579153544347216,48.50000000000005,5.5365296803653024E-3,13.009120293325568]
[3,49,0.65359999999999996,0.32679999999999998,2.0807970593734164,1.0403985296867082,7.6579153544347216,49.00000000000005,5.593607305936079E-3,13.003071464664597]
[3,49.5,0.54749999999999999,0.27374999999999999,1.7430177325687659,0.87150886628438295,7.6579153544347216,49.500000000000057,5.6506849315068556E-3,13.002753105261389]
[3,50,0.49459999999999998,0.24729999999999999,1.5746056082712541,0.78730280413562703,7.6579153544347216,50.000000000000057,5.7077625570776322E-3,12.996067557794003]
[3,50.5,0.49580000000000002,0.24790000000000001,1.5784259211097611,0.78921296055488055,7.6579153544347216,50.500000000000064,5.7648401826484088E-3,12.991928885552285]
[3,51,0.44400000000000001,0.222,1.4135157502475473,0.70675787512377364,7.6579153544347216,51.000000000000064,5.8219178082191854E-3,12.985243338084901]
[3,51.5,0.46970000000000001,0.23485,1.4953341168722363,0.74766705843611814,7.6579153544347216,51.500000000000064,5.878995433789962E-3,12.98205974405281]
[3,52,0.43540000000000001,0.2177,1.3861368415715813,0.69306842078579067,7.6579153544347216,52.000000000000071,5.9360730593607386E-3,12.978239431214304]
[3,52.5,2.3472,1.1736,7.4725319121194653,3.7362659560597327,7.6579153544347216,52.500000000000071,5.9931506849315152E-3,12.976965993601469]
[3,53,2.3300999999999998,1.1650499999999999,7.4180924541707425,3.7090462270853712,7.6579153544347216,53.000000000000078,6.0502283105022918E-3,12.974737477779005]
[3,53.5,2.3412999999999999,1.17065,7.4537487073301403,3.7268743536650701,7.6579153544347216,53.500000000000078,6.1073059360730684E-3,12.961048023441023]
[3,54,2.4470000000000001,1.2235,7.7902545965219554,3.8951272982609777,7.6579153544347216,54.000000000000085,6.164383561643845E-3,12.959774585828189]
[3,54.5,2.6175000000000002,1.3087500000000001,8.3330573789931428,4.1665286894965714,7.6579153544347216,54.500000000000085,6.2214611872146216E-3,12.953407397764011]
[3,55,2.8761000000000001,1.4380500000000001,9.1563347956913752,4.5781673978456876,7.6579153544347216,55.000000000000085,6.2785388127853982E-3,12.948632006715878]
[3,55.5,3.1494,1.5747,10.026411044661318,5.0132055223306589,7.6579153544347216,55.500000000000092,6.3356164383561748E-3,12.94417497507095]
[3,56,3.5011999999999999,1.7505999999999999,11.146399425150253,5.5731997125751267,7.6579153544347216,56.000000000000092,6.3926940639269514E-3,12.935260911781103]
[3,56.5,3.4348000000000001,1.7174,10.935008781419539,5.4675043907097693,7.6579153544347216,56.500000000000099,6.449771689497728E-3,12.934942552377892]
[3,57,3.2871999999999999,1.6435999999999999,10.465110302283192,5.2325551511415958,7.6579153544347216,57.000000000000099,6.5068493150685046E-3,12.92730192670088]
[3,57.5,3.1991999999999998,1.5995999999999999,10.184954027459353,5.0924770137296766,7.6579153544347216,57.500000000000107,6.5639269406392812E-3,12.920298019830282]
[3,58,3.1122999999999998,1.5561499999999999,9.9082997060708138,4.9541498530354069,7.6579153544347216,58.000000000000107,6.6210045662100578E-3,12.915522628782149]
[3,58.5,3.0625,1.53125,9.7497567232727782,4.8748783616363891,7.6579153544347216,58.500000000000107,6.6780821917808344E-3,12.906926924895508]
[3,59,2.9323999999999999,1.4661999999999999,9.3355711396979899,4.667785569848995,7.6579153544347216,59.000000000000114,6.735159817351611E-3,12.89196403294469]
[3,59.5,3.0017,1.50085,9.5561942061217628,4.7780971030608814,7.6579153544347216,59.500000000000114,6.7922374429223876E-3,12.889735517122228]
[3,60,2.8574000000000002,1.4287000000000001,9.0968015872913099,4.548400793645655,7.6579153544347216,60.000000000000121,6.8493150684931642E-3,12.879548016219545]
[3,60.5,2.9531999999999998,1.4765999999999999,9.4017898955654413,4.7008949477827207,7.6579153544347216,60.500000000000121,6.9063926940639408E-3,12.878911297413124]
[3,61,2.9116,1.4558,9.2693523838305367,4.6346761919152684,7.6579153544347216,61.000000000000121,6.9634703196347174E-3,12.878592938009916]
[3,61.5,2.8812000000000002,1.4406000000000001,9.1725711252550308,4.5862855626275154,7.6579153544347216,61.500000000000128,7.020547945205494E-3,12.876364422187454]
[3,62,2.8235999999999999,1.4117999999999999,8.9891961090066985,4.4945980545033493,7.6579153544347216,62.000000000000128,7.0776255707762706E-3,12.869042155913649]
[3,62.5,2.8037000000000001,1.40185,8.9258425877681269,4.4629212938840634,7.6579153544347216,62.500000000000135,7.1347031963470472E-3,12.867131999494394]
[3,63,2.8475999999999999,1.4238,9.0656023657768365,4.5328011828884183,7.6579153544347216,63.000000000000135,7.1917808219178238E-3,12.865858561881559]
[3,63.5,2.9060999999999999,1.45305,9.2518426166540468,4.6259213083270234,7.6579153544347216,63.500000000000142,7.2488584474886004E-3,12.846756997689026]
[3,64,3.0758999999999999,1.5379499999999999,9.7924168833027707,4.8962084416513854,7.6579153544347216,64.000000000000142,7.305936073059377E-3,12.838479653205594]
[3,64.5,3.4194,1.7097,{"$f":"C134*$E$2","v":10.885981433325368},5.4429907166626839,7.6579153544347216,64.500000000000142,7.3630136986301536E-3,12.833385902754252]
[{"$f":"INT(B135/24)+1","v":3},65,3.7008000000000001,{"$f":"C135*0.5","v":1.8504},11.781844793955232,{"$f":"E135*0.5","v":5.8909223969776159},{"$f":"IF(A135<=$N$42,$O$42,IF(A135<=$N$43,$O$43,IF(A135<=$N$44,$O$44,IF(A135<=$N$45,$O$45,IF(A135<=$N$46,$O$46,IF(A135<=$N$47,$O$47,IF(A135<=$N$48,$O$48,IF(A135<=$N$49,$O$49,IF(A135<=$N$50,$O$50,IF(A135<=$N$51,$O$51,IF(A135<=$N$52,$O$52,IF(A135<=$N$53,$O$53))))))))))))","v":7.6579153544347216},{"$f":"I135*8760","v":65.000000000000142},7.4200913242009302E-3,12.824153480061193]
[3,65.5,3.9679000000000002,1.9839500000000001,12.632182759926224,6.3160913799631118,7.6579153544347216,65.500000000000156,7.4771689497717068E-3,12.819059729609851]
[3,66,4.0629999999999997,2.0314999999999999,12.934942552377892,6.4674712761889461,7.6579153544347216,66.000000000000156,{"$f":"1/17520+I136","v":7.5342465753424834E-3},12.814602697964926]
[3,66.5,4.1999000000000004,2.0999500000000002,13.370776575370888,6.685388287685444,7.6579153544347216,66.500000000000156,7.59132420091326E-3,12.806962072287913]
[3,67,4.1913,2.09565,13.343397666694921,6.6716988333474605,7.6579153544347216,67.000000000000156,7.6484018264840366E-3,12.806325353481494]
[3,67.5,4.2736000000000001,2.1368,13.60540745553585,6.8027037277679252,7.6579153544347216,67.500000000000156,7.7054794520548132E-3,12.79295425854672]
[3,68,3.9676,1.9838,12.631227681716595,6.3156138408582976,7.6579153544347216,68.000000000000171,7.7625570776255898E-3,12.792635899143511]
[3,68.5,3.9883000000000002,1.9941500000000001,12.697128078180839,6.3485640390904194,7.6579153544347216,68.500000000000171,7.8196347031963664E-3,12.779583163611946]
[3,69,3.9418000000000002,1.9709000000000001,12.549090955688698,6.2745454778443488,7.6579153544347216,69.000000000000171,7.876712328767143E-3,12.777354647789483]
[3,69.5,3.944,1.972,12.556094862559293,6.2780474312796466,7.6579153544347216,69.500000000000171,7.9337899543379196E-3,12.774807772563811]
[3,70,3.7631000000000001,1.8815500000000001,11.98018270215438,5.99009135107719,7.6579153544347216,70.000000000000185,7.9908675799086962E-3,12.773852694354186]
[3,70.5,3.6943999999999999,1.8472,11.76146979214986,5.8807348960749302,7.6579153544347216,70.500000000000185,8.0479452054794728E-3,12.768440584499634]
[3,71,1.5241,0.76205000000000001,4.8521156643069521,2.426057832153476,7.6579153544347216,71.000000000000185,8.1050228310502494E-3,12.767803865693217]
[3,71.5,1.2672000000000001,0.63360000000000005,4.0342503574632707,2.0171251787316353,7.6579153544347216,71.500000000000185,8.162100456621026E-3,12.756661286580904]
[4,72,1.0136000000000001,0.50680000000000003,3.2268909109254817,1.6134454554627409,7.6579153544347216,72.000000000000185,8.2191780821918026E-3,12.750930817323145]
[4,72.5,0.78039999999999998,0.39019999999999999,2.4844767826423104,1.2422383913211552,7.6579153544347216,72.500000000000199,8.2762557077625792E-3,12.748383942097474]
[4,73,0.66900000000000004,0.33450000000000002,2.1298244074675883,1.0649122037337941,7.6579153544347216,73.000000000000199,8.3333333333333558E-3,12.747428863887848]
[4,73.5,0.54600000000000004,0.27300000000000002,1.7382423415206325,0.86912117076031625,7.6579153544347216,73.500000000000199,8.3904109589041324E-3,12.747428863887848]
[4,74,0.52749999999999997,0.26374999999999998,1.6793458519269846,0.8396729259634923,7.6579153544347216,74.000000000000199,8.447488584474909E-3,12.739469878807624]
[4,74.5,0.47710000000000002,0.23855000000000001,1.5188927127096956,0.75944635635484781,7.6579153544347216,74.500000000000199,8.5045662100456856E-3,12.739469878807624]
[4,75,0.44030000000000002,0.22015000000000001,1.4017364523288178,0.70086822616440891,7.6579153544347216,75.000000000000213,8.5616438356164622E-3,12.735331206565908]
[4,75.5,0.46260000000000001,0.23130000000000001,1.472730599244404,0.73636529962220199,7.6579153544347216,75.500000000000213,8.6187214611872388E-3,12.728008940292105]
[4,76,0.44400000000000001,0.222,1.4135157502475473,0.70675787512377364,7.6579153544347216,76.000000000000213,8.6757990867580154E-3,12.727690580888895]
[4,76.5,2.4590000000000001,1.2295,7.8284577249070244,3.9142288624535122,7.6579153544347216,76.500000000000213,8.732876712328792E-3,12.714319485954121]
[4,77,2.4510999999999998,1.2255499999999999,7.80330733205352,3.90165366602676,7.6579153544347216,77.000000000000227,8.7899543378995686E-3,12.71145425132524]
[4,77.5,2.4438,1.2219,7.7800670956192697,3.8900335478096348,7.6579153544347216,77.500000000000227,8.8470319634703452E-3,12.710180813712403]
[4,78,2.5133999999999999,1.2566999999999999,8.0016452402526692,4.0008226201263346,7.6579153544347216,78.000000000000227,8.9041095890411218E-3,12.709862454309196]
[4,78.5,2.6183000000000001,1.30915,8.3356042542188131,4.1678021271094066,7.6579153544347216,78.500000000000227,8.9611872146118984E-3,12.709225735502779]
[4,79,2.9306000000000001,1.4653,9.3298406704402304,4.6649203352201152,7.6579153544347216,79.000000000000227,9.018264840182675E-3,12.700948391019347]
[4,79.5,3.3471000000000002,1.6735500000000001,10.655807584805327,5.3279037924026635,7.6579153544347216,79.500000000000242,9.0753424657534516E-3,12.698401515793675]
[4,80,3.6257999999999999,1.8129,11.54307524154855,5.771537620774275,7.6579153544347216,80.000000000000242,9.1324200913242282E-3,12.697128078180839]
[4,80.5,3.7038000000000002,1.8519000000000001,11.791395576051499,5.8956977880257497,7.6579153544347216,80.500000000000242,9.1894977168950048E-3,12.685030420858901]
[4,81,3.4367000000000001,1.71835,10.941057610080508,5.4705288050402539,7.6579153544347216,81.000000000000242,9.2465753424657814E-3,12.682801905036438]
[4,81.5,3.1819000000000002,1.5909500000000001,10.129877850704213,5.0649389253521067,7.6579153544347216,81.500000000000242,9.303652968036558E-3,12.666565575472784]
[4,82,3.1610999999999998,1.5805499999999999,10.06365909483676,5.0318295474183801,7.6579153544347216,82.000000000000256,9.3607305936073346E-3,12.661471825021442]
[4,82.5,3.0154000000000001,1.5077,9.5998094443613837,4.7999047221806919,7.6579153544347216,82.500000000000256,9.4178082191781112E-3,12.659880028005396]
[4,83,3.0577000000000001,1.52885,9.734475471918751,4.8672377359593755,7.6579153544347216,83.000000000000256,9.4748858447488878E-3,12.65860659039256]
[4,83.5,2.8725000000000001,1.43625,9.1448738571758543,4.5724369285879272,7.6579153544347216,83.500000000000256,9.5319634703196644E-3,12.656696433973307]
[4,84,2.8969999999999998,1.4484999999999999,9.2228719109620361,4.611435955481018,7.6579153544347216,84.000000000000256,9.589041095890441E-3,12.65351283994122]
[4,84.5,3.0011999999999999,1.5005999999999999,9.5546024091057173,4.7773012045528587,7.6579153544347216,84.50000000000027,9.6461187214612176E-3,12.652239402328384]
[4,85,2.9379,1.46895,9.3530809068744798,4.6765404534372399,7.6579153544347216,85.00000000000027,9.7031963470319942E-3,12.650010886505921]
[4,85.5,2.9489999999999998,1.4744999999999999,9.3884188006306672,4.6942094003153336,7.6579153544347216,85.50000000000027,9.7602739726027708E-3,12.646190573667415]
[4,86,2.9468999999999999,1.4734499999999999,9.3817332531632811,4.6908666265816406,7.6579153544347216,86.00000000000027,9.8173515981735474E-3,12.643962057844952]
[4,86.5,2.8927999999999998,1.4463999999999999,9.209500816027262,4.604750408013631,7.6579153544347216,86.500000000000284,9.874429223744324E-3,12.640778463812863]
[4,87,2.9083000000000001,1.4541500000000001,9.2588465235246442,4.6294232617623221,7.6579153544347216,87.000000000000284,9.9315068493151006E-3,12.634411275748684]
[4,87.5,3.1749000000000001,1.58745,10.107592692479589,5.0537963462397943,7.6579153544347216,87.500000000000284,9.9885844748858772E-3,12.632501119329431]
[4,88,3.3050999999999999,1.65255,10.522096635457586,5.2610483177287932,7.6579153544347216,88.000000000000284,1.0045662100456654E-2,12.632182759926224]
[4,88.5,3.5207000000000002,1.7603500000000001,11.208479508775991,5.6042397543879954,7.6579153544347216,88.500000000000284,1.010273972602743E-2,12.631227681716595]
[4,89,3.9047000000000001,1.95235,12.430979617098194,6.2154898085490968,7.6579153544347216,89.000000000000298,1.0159817351598207E-2,12.629954244103759]
[4,89.5,4.2919,2.14595,13.663667226323081,6.8318336131615407,7.6579153544347216,89.500000000000298,1.0216894977168984E-2,12.624223774846]
[4,90,4.3992000000000004,2.1996000000000002,14.00526686596624,7.0026334329831199,7.6579153544347216,90.000000000000298,1.027397260273976E-2,12.617538227378612]
[4,90.5,4.5406000000000004,2.2703000000000002,14.455427062103634,7.2277135310518172,7.6579153544347216,90.500000000000298,1.0331050228310537E-2,12.61212611752406]
[4,91,4.2647000000000004,2.1323500000000002,13.577073468650259,6.7885367343251293,7.6579153544347216,91.000000000000298,1.0388127853881313E-2,12.611171039314435]
[4,91.5,4.1638999999999999,2.08195,13.256167190215679,6.6280835951078396,7.6579153544347216,91.500000000000313,1.044520547945209E-2,12.610215961104807]
[4,92,4.1059999999999999,2.0529999999999999,13.071837095757722,6.5359185478788611,7.6579153544347216,92.000000000000313,1.0502283105022867E-2,12.607987445282346]
[4,92.5,3.9762,1.9881,12.65860659039256,6.3293032951962802,7.6579153544347216,92.500000000000313,1.0559360730593643E-2,12.598436663186078]
[4,93,4.0225999999999997,2.0112999999999999,12.806325353481494,6.403162676740747,7.6579153544347216,93.000000000000313,1.061643835616442E-2,12.596844866170033]
[4,93.5,3.9358,1.9679,12.529989391496162,6.2649946957480811,7.6579153544347216,93.500000000000327,1.0673515981735196E-2,12.590159318702646]
[4,94,3.7618999999999998,1.8809499999999999,11.976362389315874,5.9881811946579369,7.6579153544347216,94.000000000000327,1.0730593607305973E-2,12.588249162283393]
[4,94.5,3.6595,1.82975,11.650362360429952,5.825181180214976,7.6579153544347216,94.500000000000327,1.078767123287675E-2,12.585065568251304]
[4,95,1.5085,0.75424999999999998,4.8024515974063622,2.4012257987031811,7.6579153544347216,95.000000000000327,1.0844748858447526E-2,12.580926896009588]
[4,95.5,1.2031000000000001,0.60155000000000003,3.8301819800063606,1.9150909900031803,7.6579153544347216,95.500000000000327,1.0901826484018303E-2,12.579335098993543]
[5,96,1.147,0.57350000000000001,3.6515823548061639,1.8257911774030819,7.6579153544347216,96.000000000000341,1.0958904109589079E-2,12.572331192122947]
[5,96.5,0.74609999999999999,0.37304999999999999,{"$f":"C198*$E$2","v":2.3752795073416553},1.1876397536708276,7.6579153544347216,96.500000000000341,1.1015981735159856E-2,12.56914759809086]
[{"$f":"INT(B199/24)+1","v":5},97,0.64029999999999998,{"$f":"C199*0.5","v":0.32014999999999999},2.0384552587466316,{"$f":"E199*0.5","v":1.0192276293733158},{"$f":"IF(A199<=$N$42,$O$42,IF(A199<=$N$43,$O$43,IF(A199<=$N$44,$O$44,IF(A199<=$N$45,$O$45,IF(A199<=$N$46,$O$46,IF(A199<=$N$47,$O$47,IF(A199<=$N$48,$O$48,IF(A199<=$N$49,$O$49,IF(A199<=$N$50,$O$50,IF(A199<=$N$51,$O$51,IF(A199<=$N$52,$O$52,IF(A199<=$N$53,$O$53))))))))))))","v":7.6579153544347216},{"$f":"I199*8760","v":97.000000000000341},1.1073059360730633E-2,12.565964004058769]
[5,97.5,0.54659999999999997,0.27329999999999999,1.7401524979398857,0.87007624896994284,7.6579153544347216,97.500000000000341,1.1130136986301409E-2,12.563098769429891]
[5,98,0.49220000000000003,0.24610000000000001,1.5669649825942404,0.78348249129712022,7.6579153544347216,98.000000000000341,{"$f":"1/17520+I200","v":1.1187214611872186E-2},12.562462050623472]
[5,98.5,0.46949999999999997,0.23474999999999999,1.4946973980658185,0.74734869903290924,7.6579153544347216,98.500000000000355,1.1244292237442962E-2,12.559596815994592]
[5,99,0.45190000000000002,0.22595000000000001,1.438666143101051,0.7193330715505255,7.6579153544347216,99.000000000000355,1.1301369863013739E-2,12.559278456591382]
[5,99.5,0.45629999999999998,0.22814999999999999,1.4526739568422427,0.72633697842112133,7.6579153544347216,99.500000000000355,1.1358447488584516E-2,12.559278456591382]
[5,100,0.44840000000000002,0.22420000000000001,1.4275235639887391,0.71376178199436957,7.6579153544347216,100.00000000000036,1.1415525114155292E-2,12.558005018978546]
[5,100.5,2.4104000000000001,1.2052,7.6737350549474952,3.8368675274737476,7.6579153544347216,100.50000000000036,1.1472602739726069E-2,12.556094862559293]
[5,101,2.4119999999999999,1.206,7.6788288053988376,3.8394144026994188,7.6579153544347216,101.00000000000037,1.1529680365296845E-2,12.553229627930413]
[5,101.5,2.4767000000000001,1.2383500000000001,7.8848073392750004,3.9424036696375002,7.6579153544347216,101.50000000000037,1.1586757990867622E-2,12.550046033898324]
[5,102,2.4882,1.2441,7.9214186706440248,3.9607093353220124,7.6579153544347216,102.00000000000037,1.1643835616438399E-2,12.549090955688698]
[5,102.5,2.6111,1.30555,8.3126823771877714,4.1563411885938857,7.6579153544347216,102.50000000000037,1.1700913242009175E-2,12.543042127027729]
[5,103,2.8717999999999999,1.4359,9.1426453413533917,4.5713226706766958,7.6579153544347216,103.00000000000038,1.1757990867579952E-2,12.536038220157133]
[5,103.5,3.2610999999999999,1.6305499999999999,10.382018498045667,5.1910092490228337,7.6579153544347216,103.50000000000038,1.1815068493150728E-2,12.535719860753924]
[5,104,3.5026000000000002,1.7513000000000001,11.150856456795179,5.5754282283975893,7.6579153544347216,104.00000000000038,1.1872146118721505E-2,12.530944469705791]
[5,104.5,3.4228000000000001,1.7114,10.89680565303447,5.4484028265172348,7.6579153544347216,104.50000000000038,1.1929223744292282E-2,12.529989391496162]
[5,105,3.3069999999999999,1.6535,10.528145464118555,5.2640727320592777,7.6579153544347216,105.00000000000038,1.1986301369863058E-2,12.526805797464075]
[5,105.5,3.1886999999999999,1.5943499999999999,10.151526290122417,5.0757631450612086,7.6579153544347216,105.5000000000004,1.2043378995433835E-2,12.522985484625568]
[5,106,3.1840000000000002,1.5920000000000001,10.136563398171601,5.0682816990858006,7.6579153544347216,106.0000000000004,1.2100456621004611E-2,12.522348765819148]
[5,106.5,3.0264000000000002,1.5132000000000001,9.6348289787143635,4.8174144893571818,7.6579153544347216,106.5000000000004,1.2157534246575388E-2,12.50706751446512]
[5,107,3.0255999999999998,1.5127999999999999,9.6322821034886914,4.8161410517443457,7.6579153544347216,107.0000000000004,1.2214611872146165E-2,12.503247201626614]
[5,107.5,2.9883000000000002,1.4941500000000001,9.5135340460917686,4.7567670230458843,7.6579153544347216,107.5000000000004,1.2271689497716941E-2,12.490194466095049]
[5,108,3.0434999999999999,1.5217499999999999,9.6892684366630846,4.8446342183315423,7.6579153544347216,108.00000000000041,1.2328767123287718E-2,12.467909307870427]
[5,108.5,3.0438000000000001,1.5219,9.6902235148727129,4.8451117574363565,7.6579153544347216,108.50000000000041,1.2385844748858494E-2,12.441167118000878]
[5,109,2.9929999999999999,1.4964999999999999,9.5284969380425864,4.7642484690212932,7.6579153544347216,109.00000000000041,1.2442922374429271E-2,12.438301883371999]
[5,109.5,2.9293,1.46465,9.3257019981985145,4.6628509990992573,7.6579153544347216,109.50000000000041,1.2500000000000048E-2,12.43766516456558]
[5,110,2.8896000000000002,1.4448000000000001,9.1993133151245789,4.5996566575622895,7.6579153544347216,110.00000000000043,1.2557077625570824E-2,12.430979617098194]
[5,110.5,2.7410999999999999,1.3705499999999999,8.7265496013593502,4.3632748006796751,7.6579153544347216,110.50000000000043,1.2614155251141601E-2,12.422065553808343]
[5,111,2.7707000000000002,1.3853500000000001,8.8207839847091876,4.4103919923545938,7.6579153544347216,111.00000000000043,1.2671232876712377E-2,12.421110475598717]
[5,111.5,2.9603000000000002,1.4801500000000001,9.4243934131932754,4.7121967065966377,7.6579153544347216,111.50000000000043,1.2728310502283154E-2,12.41442492813133]
[5,112,3.0682999999999998,1.5341499999999999,9.7682215686588947,4.8841107843294473,7.6579153544347216,112.00000000000043,1.2785388127853931E-2,12.410604615292822]
[5,112.5,3.3582000000000001,1.6791,10.691145478561516,5.3455727392807582,7.6579153544347216,112.50000000000044,1.2842465753424707E-2,12.407102661857525]
[5,113,3.6663000000000001,1.8331500000000001,11.672010799848159,5.8360053999240797,7.6579153544347216,113.00000000000044,1.2899543378995484E-2,12.404874146035063]
[5,113.5,4.0282,2.0141,12.824153480061193,6.4120767400305967,7.6579153544347216,113.50000000000044,1.295662100456626E-2,12.393413207519542]
[5,114,4.0416999999999996,2.0208499999999998,12.867131999494394,6.4335659997471968,7.6579153544347216,114.00000000000044,1.3013698630137037E-2,12.38800109766499]
[5,114.5,3.9531000000000001,1.97655,12.585065568251304,6.292532784125652,7.6579153544347216,114.50000000000044,1.3070776255707814E-2,12.38768273826178]
[5,115,4.0311000000000003,2.0155500000000002,12.833385902754252,6.4166929513771258,7.6579153544347216,115.00000000000045,1.312785388127859E-2,12.379405393778351]
[5,115.5,4.1348000000000003,2.0674000000000001,13.163524603881889,6.5817623019409446,7.6579153544347216,115.50000000000045,1.3184931506849367E-2,12.376221799746261]
[5,116,4.0754999999999999,2.03775,12.974737477779005,6.4873687388895025,7.6579153544347216,116.00000000000045,1.3242009132420143E-2,12.368581174069247]
[5,116.5,3.9079000000000002,1.9539500000000001,12.441167118000878,6.2205835590004392,7.6579153544347216,116.50000000000045,1.329908675799092E-2,12.36476086123074]
[5,117,3.9771000000000001,1.98855,12.661471825021442,6.330735912510721,7.6579153544347216,117.00000000000045,1.3356164383561697E-2,12.360303829585815]
[5,117.5,3.8557000000000001,1.9278500000000001,12.274983509525828,6.1374917547629142,7.6579153544347216,117.50000000000047,1.3413242009132473E-2,12.354573360328056]
[5,118,3.5914000000000001,1.7957000000000001,11.433559606844687,5.7167798034223436,7.6579153544347216,118.00000000000047,1.347031963470325E-2,12.350753047489549]
[5,118.5,3.6415000000000002,1.8207500000000001,11.593057667852349,5.7965288339261747,7.6579153544347216,118.50000000000047,1.3527397260274026E-2,12.35043468808634]
[5,119,1.4293,0.71465000000000001,4.5503109500649082,2.2751554750324541,7.6579153544347216,119.00000000000047,1.3584474885844803E-2,12.347569453457458]
[5,119.5,1.2242999999999999,0.61214999999999997,3.8976741734866485,1.9488370867433242,7.6579153544347216,119.50000000000048,1.364155251141558E-2,12.345022578231788]
[6,120,0.999,0.4995,3.1804104380569811,1.5902052190284905,7.6579153544347216,120.00000000000048,1.3698630136986356E-2,12.33579015553873]
[6,120.5,0.99070000000000003,0.49535000000000001,3.153986607590642,1.576993303795321,7.6579153544347216,120.50000000000048,1.3755707762557133E-2,12.33579015553873]
[6,121,0.81579999999999997,0.40789999999999998,2.5971760113782634,1.2985880056891317,7.6579153544347216,121.00000000000048,1.3812785388127909E-2,12.331333123893806]
[6,121.5,0.65359999999999996,0.32679999999999998,2.0807970593734164,1.0403985296867082,7.6579153544347216,121.50000000000048,1.3869863013698686E-2,12.330696405087387]
[6,122,0.55579999999999996,0.27789999999999998,1.7694415630351052,0.88472078151755262,7.6579153544347216,122.0000000000005,1.3926940639269463E-2,12.328786248668132]
[6,122.5,0.50880000000000003,0.25440000000000002,1.6198126435269191,0.80990632176345956,7.6579153544347216,122.5000000000005,1.3984018264840239E-2,12.324965935829626]
[6,123,0.49790000000000001,0.24895,1.5851114685771481,0.79255573428857407,7.6579153544347216,123.0000000000005,1.4041095890411016E-2,12.322737420007163]
[6,123.5,0.50590000000000002,0.25295000000000001,1.6105802208338607,0.80529011041693033,7.6579153544347216,123.5000000000005,1.4098173515981792E-2,12.32082726358791]
[6,124,0.50619999999999998,0.25309999999999999,1.6115352990434872,0.80576764952174362,7.6579153544347216,124.0000000000005,1.4155251141552569E-2,12.317962028959032]
[6,124.5,2.4123000000000001,1.2061500000000001,7.6797838836084651,3.8398919418042325,7.6579153544347216,124.50000000000051,1.4212328767123346E-2,12.315415153733358]
[6,125,2.4735,1.23675,7.8746198383723156,3.9373099191861578,7.6579153544347216,125.00000000000051,1.4269406392694122E-2,12.313823356717316]
[6,125.5,2.4460000000000002,1.2230000000000001,7.7870710024898662,3.8935355012449331,7.6579153544347216,125.50000000000051,1.4326484018264899E-2,12.304272574621049]
[6,126,2.4390999999999998,1.2195499999999999,7.765104203668451,3.8825521018342255,7.6579153544347216,126.00000000000051,1.4383561643835675E-2,12.304272574621049]
[6,126.5,2.4685999999999999,1.2343,7.8590202276150789,3.9295101138075395,7.6579153544347216,126.50000000000053,1.4440639269406452E-2,12.292493276702318]
[6,127,2.5737000000000001,1.28685,8.1936159603876408,4.0968079801938204,7.6579153544347216,127.00000000000053,1.4497716894977229E-2,12.28326085400926]
[6,127.5,2.8130999999999999,1.40655,8.9557683716697642,4.4778841858348821,7.6579153544347216,127.50000000000053,1.4554794520548005E-2,12.280713978783588]
[6,128,2.9651000000000001,1.48255,9.4396746645473026,4.7198373322736513,7.6579153544347216,128.00000000000054,1.4611872146118782E-2,12.278167103557918]
[6,128.5,3.0472999999999999,1.5236499999999999,{"$f":"C262*$E$2","v":9.7013660939850244},4.8506830469925122,7.6579153544347216,128.50000000000054,1.4668949771689558E-2,12.274983509525828]
[{"$f":"INT(B263/24)+1","v":6},129,3.2671000000000001,{"$f":"C263*0.5","v":1.6335500000000001},10.401120062238203,{"$f":"E263*0.5","v":5.2005600311191014},{"$f":"IF(A263<=$N$42,$O$42,IF(A263<=$N$43,$O$43,IF(A263<=$N$44,$O$44,IF(A263<=$N$45,$O$45,IF(A263<=$N$46,$O$46,IF(A263<=$N$47,$O$47,IF(A263<=$N$48,$O$48,IF(A263<=$N$49,$O$49,IF(A263<=$N$50,$O$50,IF(A263<=$N$51,$O$51,IF(A263<=$N$52,$O$52,IF(A263<=$N$53,$O$53))))))))))))","v":7.6579153544347216},{"$f":"I263*8760","v":129.00000000000054},1.4726027397260335E-2,12.264159289816726]
[6,129.5,3.3691,1.68455,10.725846653511287,5.3629233267556433,7.6579153544347216,129.50000000000054,1.4783105022831112E-2,12.257473742349339]
[6,130,3.4853999999999998,1.7426999999999999,11.096098639443245,5.5480493197216223,7.6579153544347216,130.00000000000054,{"$f":"1/17520+I264","v":1.4840182648401888E-2},12.252698351301206]
[6,130.5,3.5613999999999999,1.7806999999999999,11.338051785882016,5.6690258929410078,7.6579153544347216,130.50000000000054,1.4897260273972665E-2,12.250151476075533]
[6,131,3.6682999999999999,1.8341499999999999,11.678377987912336,5.8391889939561681,7.6579153544347216,131.00000000000054,1.4954337899543441E-2,12.238372178156803]
[6,131.5,3.7197,1.85985,11.842014721161714,5.9210073605808571,7.6579153544347216,131.50000000000054,1.5011415525114218E-2,12.235506943527925]
[6,132,3.9923999999999999,1.9962,12.710180813712403,6.3550904068562017,7.6579153544347216,132.00000000000054,1.5068493150684995E-2,12.235188584124716]
[6,132.5,3.9613,1.98065,12.611171039314435,6.3055855196572175,7.6579153544347216,132.50000000000057,1.5125570776255771E-2,12.235188584124716]
[6,133,3.8700999999999999,1.9350499999999999,12.32082726358791,6.1604136317939551,7.6579153544347216,133.00000000000057,1.5182648401826548E-2,12.23391514651188]
[6,133.5,3.7273000000000001,1.86365,11.866210035805592,5.933105017902796,7.6579153544347216,133.50000000000057,1.5239726027397324E-2,12.230094833673373]
[6,134,3.5920000000000001,1.796,11.43546976326394,5.7177348816319702,7.6579153544347216,134.00000000000057,1.5296803652968101E-2,12.229776474270164]
[6,134.5,3.3881999999999999,1.6940999999999999,10.786653299524188,5.393326649762094,7.6579153544347216,134.50000000000057,1.5353881278538878E-2,12.229139755463745]
[6,135,3.5373000000000001,1.7686500000000001,11.261327169708668,5.630663584854334,7.6579153544347216,135.00000000000057,1.5410958904109654E-2,12.22818467725412]
[6,135.5,3.5752999999999999,1.78765,11.382303742928054,5.6911518714640268,7.6579153544347216,135.50000000000057,1.5468036529680431E-2,12.22818467725412]
[6,136,3.6856,1.8428,11.733454164667478,5.866727082333739,7.6579153544347216,136.00000000000057,1.5525114155251207E-2,12.222454207996359]
[6,136.5,3.7381000000000002,1.8690500000000001,11.900592851352155,5.9502964256760773,7.6579153544347216,136.50000000000057,1.5582191780821984E-2,12.220544051577106]
[6,137,3.9376000000000002,1.9688000000000001,12.535719860753924,6.2678599303769618,7.6579153544347216,137.00000000000057,1.5639269406392761E-2,12.21927061396427]
[6,137.5,4.0972,2.0486,13.043821468275338,6.521910734137669,7.6579153544347216,137.50000000000057,1.5696347031963535E-2,12.211311628884047]
[6,138,4.2713999999999999,2.1356999999999999,13.598403548665255,6.7992017743326274,7.6579153544347216,138.00000000000057,1.575342465753431E-2,12.206217878432705]
[6,138.5,4.2508999999999997,2.1254499999999998,13.533139871007428,6.7665699355037141,7.6579153544347216,138.50000000000054,1.5810502283105085E-2,12.203034284400616]
[6,139,4.2892000000000001,2.1446000000000001,13.65507152243644,6.8275357612182201,7.6579153544347216,139.00000000000054,1.586757990867586E-2,12.200805768578153]
[6,139.5,4.3013000000000003,2.1506500000000002,13.693593010224719,6.8467965051123594,7.6579153544347216,139.50000000000051,1.5924657534246635E-2,12.199850690368526]
[6,140,4.0842999999999998,2.0421499999999999,13.002753105261389,6.5013765526306946,7.6579153544347216,140.00000000000051,1.598173515981741E-2,12.191573345885095]
[6,140.5,4.0688000000000004,2.0344000000000002,12.953407397764011,6.4767036988820053,7.6579153544347216,140.50000000000048,1.6038812785388185E-2,12.188071392449796]
[6,141,4.0777999999999999,2.0388999999999999,12.98205974405281,6.491029872026405,7.6579153544347216,141.00000000000048,1.6095890410958959E-2,12.182977641998454]
[6,141.5,3.8795000000000002,1.9397500000000001,12.350753047489549,6.1753765237447746,7.6579153544347216,141.50000000000048,1.6152968036529734E-2,12.180112407369574]
[6,142,3.8003999999999998,1.9001999999999999,12.098930759551303,6.0494653797756515,7.6579153544347216,142.00000000000045,1.6210045662100509E-2,12.170243265870099]
[6,142.5,3.6884000000000001,1.8442000000000001,11.742368227957327,5.8711841139786634,7.6579153544347216,142.50000000000045,1.6267123287671284E-2,12.16928818766047]
[6,143,1.5241,0.76205000000000001,4.8521156643069521,2.426057832153476,7.6579153544347216,143.00000000000043,1.6324200913242059E-2,12.168651468854053]
[6,143.5,1.2110000000000001,0.60550000000000004,3.8553323728598645,1.9276661864299323,7.6579153544347216,143.50000000000043,1.6381278538812834E-2,12.167696390644426]
[7,144,0.98029999999999995,0.49014999999999997,3.1208772296569154,1.5604386148284577,7.6579153544347216,144.0000000000004,1.6438356164383609E-2,12.166104593628383]
[7,144.5,0.99280000000000002,0.49640000000000001,3.160672155058029,1.5803360775290145,7.6579153544347216,144.5000000000004,1.6495433789954383E-2,12.165467874821964]
[7,145,0.76749999999999996,0.38374999999999998,2.4434084196283612,1.2217042098141806,7.6579153544347216,145.0000000000004,1.6552511415525158E-2,12.151460061080773]
[7,145.5,0.6542,0.3271,2.0827072157926696,1.0413536078963348,7.6579153544347216,145.50000000000037,1.6609589041095933E-2,12.139044044355625]
[7,146,0.57840000000000003,0.28920000000000001,1.8413907881603184,0.92069539408015921,7.6579153544347216,146.00000000000037,1.6666666666666708E-2,12.133950293904283]
[7,146.5,0.54059999999999997,0.27029999999999998,1.7210509337473514,0.8605254668736757,7.6579153544347216,146.50000000000034,1.6723744292237483E-2,12.132358496888239]
[7,147,0.5081,0.25405,1.6175841277044567,0.80879206385222835,7.6579153544347216,147.00000000000034,1.6780821917808258E-2,12.124081152404807]
[7,147.5,0.47270000000000001,0.23635,1.5048848989685035,0.75244244948425176,7.6579153544347216,147.50000000000031,1.6837899543379033E-2,12.119624120759882]
[7,148,0.50860000000000005,0.25430000000000003,1.6191759247205013,0.80958796236025066,7.6579153544347216,148.00000000000031,1.6894977168949808E-2,12.118032323743837]
[7,148.5,2.4186000000000001,1.2093,7.6998405260106262,3.8499202630053131,7.6579153544347216,148.50000000000031,1.6952054794520582E-2,12.117713964340627]
[7,149,2.4011,1.20055,7.6441276304490664,3.8220638152245332,7.6579153544347216,149.00000000000028,1.7009132420091357E-2,12.109118260453988]
[7,149.5,2.4479000000000002,1.2239500000000001,7.7931198311508361,3.896559915575418,7.6579153544347216,149.50000000000028,1.7066210045662132E-2,12.106571385228316]
[7,150,2.4146999999999998,1.2073499999999999,7.6874245092854778,3.8437122546427389,7.6579153544347216,150.00000000000026,1.7123287671232907E-2,12.103706150599436]
[7,150.5,2.4904999999999999,1.24525,7.9287409369178299,3.9643704684589149,7.6579153544347216,150.50000000000026,1.7180365296803682E-2,12.102751072389809]
[7,151,2.5640000000000001,1.282,8.1627350982763769,4.0813675491381884,7.6579153544347216,151.00000000000023,1.7237442922374457E-2,12.102751072389809]
[7,151.5,2.6172,1.3086,8.3321023007835144,4.1660511503917572,7.6579153544347216,151.50000000000023,1.7294520547945232E-2,12.1024327129866]
[7,152,2.915,1.4575,9.2801766035396405,4.6400883017698202,7.6579153544347216,152.00000000000023,1.7351598173516006E-2,12.102114353583392]
[7,152.5,3.0354000000000001,1.5177,9.6634813250031648,4.8317406625015824,7.6579153544347216,152.5000000000002,1.7408675799086781E-2,12.098930759551303]
[7,153,3.2037,1.60185,10.199280200603754,5.099640100301877,7.6579153544347216,153.0000000000002,1.7465753424657556E-2,12.097975681341676]
[7,153.5,3.2856000000000001,1.6428,10.460016551831849,5.2300082759159245,7.6579153544347216,153.50000000000017,1.7522831050228331E-2,12.096383884325631]
[7,154,3.4184000000000001,1.7092000000000001,10.882797839293278,5.4413989196466392,7.6579153544347216,154.00000000000017,1.7579908675799106E-2,12.088106539842201]
[7,154.5,3.548,1.774,11.295391625852021,5.6476958129260106,7.6579153544347216,154.50000000000014,1.7636986301369881E-2,12.08492294581011]
[7,155,3.6943000000000001,1.8471500000000001,11.761151432746653,5.8805757163733263,7.6579153544347216,155.00000000000014,1.7694063926940656E-2,12.080465914165186]
[7,155.5,3.8416000000000001,1.9208000000000001,12.230094833673373,6.1150474168366866,7.6579153544347216,155.50000000000014,1.775114155251143E-2,12.06454794400474]
[7,156,3.9445999999999999,1.9722999999999999,12.558005018978546,6.2790025094892732,7.6579153544347216,156.00000000000011,1.7808219178082205E-2,12.060727631166234]
[7,156.5,4.0126999999999997,2.0063499999999999,12.774807772563811,6.3874038862819056,7.6579153544347216,156.50000000000011,1.786529680365298E-2,12.058499115343771]
[7,157,3.8113999999999999,1.9056999999999999,12.133950293904283,6.0669751469521414,7.6579153544347216,157.00000000000009,1.7922374429223755E-2,12.056270599521309]
[7,157.5,3.7959999999999998,1.8979999999999999,12.08492294581011,6.042461472905055,7.6579153544347216,157.50000000000009,1.797945205479453E-2,12.054042083698848]
[7,158,3.65,1.825,11.620118217125107,5.8100591085625535,7.6579153544347216,158.00000000000006,1.8036529680365305E-2,12.05276864608601]
[7,158.5,3.6145999999999998,1.8072999999999999,11.507418988389153,5.7537094941945766,7.6579153544347216,158.50000000000006,1.809360730593608E-2,12.051813567876385]
[7,159,3.5316000000000001,1.7658,11.243180683725761,5.6215903418628805,7.6579153544347216,159.00000000000006,1.8150684931506855E-2,12.051495208473176]
[7,159.5,3.5295999999999998,1.7647999999999999,11.236813495661583,5.6184067478307913,7.6579153544347216,159.50000000000003,1.8207762557077629E-2,12.050858489666757]
[7,160,3.6709999999999998,1.8354999999999999,11.686973691798977,5.8434868458994886,7.6579153544347216,160.00000000000003,1.8264840182648404E-2,12.049585052053922]
[7,160.5,4.3787000000000003,2.1893500000000001,{"$f":"C326*$E$2","v":13.940003188308413},6.9700015941542066,7.6579153544347216,160.5,1.8321917808219179E-2,12.034622160103103]
[{"$f":"INT(B327/24)+1","v":7},161,4.2561999999999998,{"$f":"C327*0.5","v":2.1280999999999999},13.550012919377501,{"$f":"E327*0.5","v":6.7750064596887505},{"$f":"IF(A327<=$N$42,$O$42,IF(A327<=$N$43,$O$43,IF(A327<=$N$44,$O$44,IF(A327<=$N$45,$O$45,IF(A327<=$N$46,$O$46,IF(A327<=$N$47,$O$47,IF(A327<=$N$48,$O$48,IF(A327<=$N$49,$O$49,IF(A327<=$N$50,$O$50,IF(A327<=$N$51,$O$51,IF(A327<=$N$52,$O$52,IF(A327<=$N$53,$O$53))))))))))))","v":7.6579153544347216},{"$f":"I327*8760","v":161},1.8378995433789954E-2,12.033030363087059]
[7,161.5,4.6990999999999996,2.3495499999999998,14.960026716189748,7.4800133580948742,7.6579153544347216,161.49999999999997,1.8436073059360729E-2,12.016794033523405]
[7,162,4.8331999999999997,2.4165999999999999,15.386946675892894,7.6934733379464468,7.6579153544347216,161.99999999999997,{"$f":"1/17520+I328","v":1.8493150684931504E-2},12.016157314716986]
[7,162.5,4.6412000000000004,2.3206000000000002,14.775696621731795,7.3878483108658974,7.6579153544347216,162.49999999999997,1.8550228310502279E-2,12.00979012665281]
[7,163,4.7053000000000003,2.3526500000000001,14.979764999188703,7.4898824995943514,7.6579153544347216,162.99999999999994,1.8607305936073053E-2,12.007561610830347]
[7,163.5,4.9710999999999999,2.4855499999999999,15.825964292917977,7.9129821464589885,7.6579153544347216,163.49999999999994,1.8664383561643828E-2,12.004696376201466]
[7,164,4.7480000000000002,2.3740000000000001,15.115704464358906,7.557852232179453,7.6579153544347216,163.99999999999991,1.8721461187214603E-2,12.002149500975795]
[7,164.5,4.4055,2.20275,14.0253235083684,7.0126617541842,7.6579153544347216,164.49999999999991,1.8778538812785378E-2,11.982092858573633]
[7,165,4.2857000000000003,2.1428500000000001,13.643928943324129,6.8219644716620644,7.6579153544347216,164.99999999999989,1.8835616438356153E-2,11.981456139767216]
[7,165.5,4.1364000000000001,2.0682,13.168618354333232,6.5843091771666158,7.6579153544347216,165.49999999999989,1.8892694063926928E-2,11.98018270215438]
[7,166,4.0105000000000004,2.0052500000000002,12.767803865693217,6.3839019328466087,7.6579153544347216,165.99999999999989,1.8949771689497703E-2,11.976362389315874]
[7,166.5,3.8748,1.9374,12.33579015553873,6.1678950777693649,7.6579153544347216,166.49999999999986,1.9006849315068478E-2,11.974452232896621]
[7,167,1.5093000000000001,0.75465000000000004,4.8049984726320343,2.4024992363160171,7.6579153544347216,166.99999999999986,1.9063926940639252E-2,11.967766685429233]
[7,167.5,1.2503,0.62514999999999998,3.9804476183209645,1.9902238091604822,7.6579153544347216,167.49999999999983,1.9121004566210027E-2,11.966811607219606]
[8,168,0.99470000000000003,0.49735000000000001,3.1667209837189985,1.5833604918594992,7.6579153544347216,167.99999999999983,1.9178082191780802E-2,11.960444419155428]
[8,168.5,0.79049999999999998,0.39524999999999999,2.51663108236641,1.258315541183205,7.6579153544347216,168.4999999999998,1.9235159817351577E-2,11.953440512284832]
[8,169,0.6573,0.32865,2.0925763572921459,1.0462881786460729,7.6579153544347216,168.9999999999998,1.9292237442922352E-2,11.952485434075205]
[8,169.5,0.54920000000000002,0.27460000000000001,1.7484298424233176,0.87421492121165878,7.6579153544347216,169.4999999999998,1.9349315068493127E-2,11.944208089591774]
[8,170,0.49880000000000002,0.24940000000000001,1.5879767032060284,0.79398835160301418,7.6579153544347216,169.99999999999977,1.9406392694063902E-2,11.943889730188566]
[8,170.5,0.47189999999999999,0.23594999999999999,1.5023380237428323,0.75116901187141616,7.6579153544347216,170.49999999999977,1.9463470319634676E-2,11.941342854962894]
[8,171,0.44540000000000002,0.22270000000000001,1.4179727818924719,0.70898639094623594,7.6579153544347216,170.99999999999974,1.9520547945205451E-2,11.940387776753267]
[8,171.5,0.46039999999999998,0.23019999999999999,1.4657266923738079,0.73286334618690396,7.6579153544347216,171.49999999999974,1.9577625570776226E-2,11.937840901527595]
[8,172,0.47560000000000002,0.23780000000000001,1.514117321661562,0.75705866083078099,7.6579153544347216,171.99999999999972,1.9634703196347001E-2,11.937840901527595]
[8,172.5,2.6615000000000002,1.3307500000000001,8.4731355164050619,4.236567758202531,7.6579153544347216,172.49999999999972,1.9691780821917776E-2,11.933383869882672]
[8,173,2.6556999999999999,1.32785,8.4546706710189437,4.2273353355094718,7.6579153544347216,172.99999999999972,1.9748858447488551E-2,11.929245197640956]
[8,173.5,2.6829000000000001,1.34145,8.5412644286917665,4.2706322143458832,7.6579153544347216,173.49999999999969,1.9805936073059326E-2,11.92797176002812]
[8,174,2.7654000000000001,1.3827,8.8039109363391148,4.4019554681695574,7.6579153544347216,173.99999999999969,1.98630136986301E-2,11.921604571963941]
[8,174.5,2.8704000000000001,1.4352,9.1381883097084682,4.5690941548542341,7.6579153544347216,174.49999999999966,1.9920091324200875E-2,11.91046199285163]
[8,175,3.1545000000000001,1.57725,10.042647374224973,5.0213236871124867,7.6579153544347216,174.99999999999966,1.997716894977165E-2,11.906004961206705]
[8,175.5,3.6429999999999998,1.8214999999999999,11.597833058900482,5.7989165294502412,7.6579153544347216,175.49999999999963,2.0034246575342425E-2,11.900592851352155]
[8,176,3.9018999999999999,1.95095,12.422065553808343,6.2110327769041715,7.6579153544347216,175.99999999999963,2.00913242009132E-2,11.900592851352155]
[8,176.5,4.0568999999999997,2.0284499999999999,12.915522628782149,6.4577613143910746,7.6579153544347216,176.49999999999963,2.0148401826483975E-2,11.894225663287976]
[8,177,3.8824999999999998,1.9412499999999999,12.360303829585815,6.1801519147929076,7.6579153544347216,176.9999999999996,2.020547945205475E-2,11.89040535044947]
[8,177.5,3.59,1.7949999999999999,11.429102575199762,5.714551287599881,7.6579153544347216,177.4999999999996,2.0262557077625525E-2,11.889768631643051]
[8,178,3.5613999999999999,1.7806999999999999,11.338051785882016,5.6690258929410078,7.6579153544347216,177.99999999999957,2.0319634703196299E-2,11.885948318804543]
[8,178.5,3.4308999999999998,1.7154499999999999,10.922592764694391,5.4612963823471956,7.6579153544347216,178.49999999999957,2.0376712328767074E-2,11.882446365369246]
[8,179,3.3993000000000002,1.6996500000000001,10.821991193280377,5.4109955966401886,7.6579153544347216,178.99999999999955,2.0433789954337849E-2,11.881172927756412]
[8,179.5,3.3513000000000002,1.6756500000000001,10.669178679740101,5.3345893398700506,7.6579153544347216,179.49999999999955,2.0490867579908624E-2,11.881172927756412]
[8,180,3.3658999999999999,1.6829499999999999,10.715659152608602,5.3578295763043009,7.6579153544347216,179.99999999999955,2.0547945205479399E-2,11.866210035805592]
[8,180.5,3.5017,1.75085,11.147991222166297,5.5739956110831486,7.6579153544347216,180.49999999999952,2.0605022831050174E-2,11.858887769531787]
[8,181,3.3993000000000002,1.6996500000000001,10.821991193280377,5.4109955966401886,7.6579153544347216,180.99999999999952,2.0662100456620949E-2,11.85793269132216]
[8,181.5,3.4517000000000002,1.7258500000000001,10.988811520561844,5.4944057602809222,7.6579153544347216,181.49999999999949,2.0719178082191723E-2,11.852202222064401]
[8,182,3.4556,1.7278,11.001227537286992,5.5006137686434959,7.6579153544347216,181.99999999999949,2.0776255707762498E-2,11.851247143854772]
[8,182.5,3.4337,1.71685,10.93150682798424,5.46575341399212,7.6579153544347216,182.49999999999946,2.0833333333333273E-2,11.847745190419474]
[8,183,3.4297,1.71485,10.918772451855885,5.4593862259279424,7.6579153544347216,182.99999999999946,2.0890410958904048E-2,11.847426831016266]
[8,183.5,3.5808,1.7904,11.399813510104543,5.6999067550522717,7.6579153544347216,183.49999999999946,2.0947488584474823E-2,11.846471752806639]
[8,184,3.6865999999999999,1.8432999999999999,11.736637758699565,5.8683188793497827,7.6579153544347216,183.99999999999943,2.1004566210045598E-2,11.842014721161714]
[8,184.5,3.9765999999999999,1.9883,12.659880028005396,6.3299400140026982,7.6579153544347216,184.49999999999943,2.1061643835616373E-2,11.838512767726417]
[8,185,4.2891000000000004,2.1445500000000002,13.654753163033233,6.8273765815166163,7.6579153544347216,184.9999999999994,2.1118721461187148E-2,11.836920970710374]
[8,185.5,4.7727000000000004,2.3863500000000002,15.194339236951507,7.5971696184757533,7.6579153544347216,185.4999999999994,2.1175799086757922E-2,11.835647533097536]
[8,186,5.0128000000000004,2.5064000000000002,15.958720164056093,7.9793600820280464,7.6579153544347216,185.99999999999937,2.1232876712328697E-2,11.830235423242986]
[8,186.5,5.1424000000000003,2.5712000000000002,16.371313950614837,8.1856569753074186,7.6579153544347216,186.49999999999937,2.1289954337899472E-2,11.82896198563015]
[8,187,5.0712999999999999,2.53565,16.144960414933301,8.0724802074666506,7.6579153544347216,186.99999999999937,2.1347031963470247E-2,11.825141672791643]
[8,187.5,5.1529999999999996,2.5764999999999998,16.405060047354979,8.2025300236774896,7.6579153544347216,187.49999999999935,2.1404109589041022E-2,11.812407296663286]
[8,188,4.9245999999999999,2.4622999999999999,15.677927170425836,7.8389635852129178,7.6579153544347216,187.99999999999935,2.1461187214611797E-2,11.812088937260079]
[8,188.5,4.8613,2.43065,15.476405668194598,7.738202834097299,7.6579153544347216,188.49999999999932,2.1518264840182572E-2,11.810178780840825]
[8,189,4.7941000000000003,2.3970500000000001,15.262468149238213,7.6312340746191065,7.6579153544347216,188.99999999999932,2.1575342465753346E-2,11.809542062034406]
[8,189.5,4.6821999999999999,2.3411,14.906223977047445,7.4531119885237223,7.6579153544347216,189.49999999999929,2.1632420091324121E-2,11.803811592776645]
[8,190,4.6071999999999997,2.3035999999999999,14.667454424640765,7.3337272123203823,7.6579153544347216,189.99999999999929,2.1689497716894896E-2,11.803174873970228]
[8,190.5,4.3243999999999998,2.1621999999999999,13.767134032365975,6.8835670161829876,7.6579153544347216,190.49999999999929,2.1746575342465671E-2,11.802219795760601]
[8,191,1.6385000000000001,0.81925000000000003,5.2163188215779419,2.608159410788971,7.6579153544347216,190.99999999999926,2.1803652968036446E-2,11.798081123518886]
[8,191.5,1.24,0.62,3.9476565997904474,1.9738282998952237,7.6579153544347216,191.49999999999926,2.1860730593607221E-2,11.791395576051499]
[9,192,1.0385,0.51924999999999999,3.3061624023244995,1.6530812011622498,7.6579153544347216,191.99999999999923,2.1917808219177996E-2,11.785665106793738]
[9,192.5,0.75590000000000002,0.37795000000000001,{"$f":"C390*$E$2","v":2.4064787288561282},1.2032393644280641,7.6579153544347216,192.49999999999923,2.197488584474877E-2,11.781844793955232]
[{"$f":"INT(B391/24)+1","v":9},193,0.62890000000000001,{"$f":"C391*0.5","v":0.31445000000000001},2.0021622867808162,{"$f":"E391*0.5","v":1.0010811433904081},{"$f":"IF(A391<=$N$42,$O$42,IF(A391<=$N$43,$O$43,IF(A391<=$N$44,$O$44,IF(A391<=$N$45,$O$45,IF(A391<=$N$46,$O$46,IF(A391<=$N$47,$O$47,IF(A391<=$N$48,$O$48,IF(A391<=$N$49,$O$49,IF(A391<=$N$50,$O$50,IF(A391<=$N$51,$O$51,IF(A391<=$N$52,$O$52,IF(A391<=$N$53,$O$53))))))))))))","v":7.6579153544347216},{"$f":"I391*8760","v":192.9999999999992},2.2031963470319545E-2,11.780889715745605]
[9,193.5,0.54049999999999998,0.27024999999999999,1.7207325743441424,0.8603662871720712,7.6579153544347216,193.4999999999992,2.208904109589032E-2,11.774840887084634]
[9,194,0.499,0.2495,1.5886134220124462,0.79430671100622308,7.6579153544347216,193.9999999999992,{"$f":"1/17520+I392","v":2.2146118721461095E-2},11.771020574246128]
[9,194.5,0.45540000000000003,0.22770000000000001,1.4498087222133627,0.72490436110668133,7.6579153544347216,194.49999999999918,2.220319634703187E-2,11.766245183197995]
[9,195,0.43919999999999998,0.21959999999999999,1.3982344988935196,0.69911724944675979,7.6579153544347216,194.99999999999918,2.2260273972602645E-2,11.765290104988368]
[9,195.5,0.44009999999999999,0.22005,1.4010997335223998,0.7005498667611999,7.6579153544347216,195.49999999999915,2.231735159817342E-2,11.761788151553072]
[9,196,0.44569999999999999,0.22284999999999999,1.4189278601020987,0.70946393005104935,7.6579153544347216,195.99999999999915,2.2374429223744195E-2,11.76146979214986]
[9,196.5,3.0270999999999999,1.51355,9.6370574945368244,4.8185287472684122,7.6579153544347216,196.49999999999912,2.2431506849314969E-2,11.761151432746653]
[9,197,3.0379,1.51895,9.671440310083387,4.8357201550416935,7.6579153544347216,196.99999999999912,2.2488584474885744E-2,11.760514713940236]
[9,197.5,3.0554999999999999,1.5277499999999999,9.7274715650481536,4.8637357825240768,7.6579153544347216,197.49999999999912,2.2545662100456519E-2,11.749053775424715]
[9,198,3.1678000000000002,1.5839000000000001,10.084989174851758,5.0424945874258791,7.6579153544347216,197.99999999999909,2.2602739726027294E-2,11.748098697215086]
[9,198.5,3.3085,1.65425,10.532920855166688,5.2664604275833442,7.6579153544347216,198.49999999999909,2.2659817351598069E-2,11.745233462586206]
[9,199,3.6160999999999999,1.8080499999999999,11.512194379437286,5.756097189718643,7.6579153544347216,198.99999999999906,2.2716894977168844E-2,11.742368227957327]
[9,199.5,3.8410000000000002,1.9205000000000001,12.22818467725412,6.11409233862706,7.6579153544347216,199.49999999999906,2.2773972602739619E-2,11.738229555715611]
[9,200,3.9786999999999999,1.98935,12.666565575472784,6.3332827877363922,7.6579153544347216,199.99999999999903,2.2831050228310393E-2,11.736637758699565]
[9,200.5,3.8431999999999999,1.9216,12.235188584124716,6.1175942920623578,7.6579153544347216,200.49999999999903,2.2888127853881168E-2,11.733454164667478]
[9,201,3.6684999999999999,1.8342499999999999,11.679014706718753,5.8395073533593767,7.6579153544347216,200.99999999999903,2.2945205479451943E-2,11.732180727054642]
[9,201.5,3.5249000000000001,1.7624500000000001,11.221850603710765,5.6109253018553824,7.6579153544347216,201.49999999999901,2.3002283105022718E-2,11.726131898393673]
[9,202,3.5617999999999999,1.7808999999999999,11.33932522349485,5.6696626117474249,7.6579153544347216,201.99999999999901,2.3059360730593493E-2,11.715307678684569]
[9,202.5,3.4449999999999998,1.7224999999999999,10.967481440546846,5.4837407202734232,7.6579153544347216,202.49999999999898,2.3116438356164268E-2,11.705120177781884]
[9,203,3.3426999999999998,1.6713499999999999,10.641799771064134,5.3208998855320671,7.6579153544347216,202.99999999999898,2.3173515981735043E-2,11.700981505540168]
[9,203.5,3.1981000000000002,1.5990500000000001,10.181452074024056,5.0907260370120282,7.6579153544347216,203.49999999999895,2.3230593607305818E-2,11.698752989717708]
[9,204,3.1890000000000001,1.5945,10.152481368332046,5.0762406841660228,7.6579153544347216,203.99999999999895,2.3287671232876592E-2,11.696524473895245]
[9,204.5,3.2406000000000001,1.6203000000000001,10.316754820387843,5.1583774101939213,7.6579153544347216,204.49999999999895,2.3344748858447367E-2,11.693022520459946]
[9,205,3.1852,1.5926,10.140383711010108,5.0701918555050538,7.6579153544347216,204.99999999999892,2.3401826484018142E-2,11.690475645234274]
[9,205.5,3.1823999999999999,1.5911999999999999,10.131469647720257,5.0657348238601285,7.6579153544347216,205.49999999999892,2.3458904109588917E-2,11.68888384821823]
[9,206,3.1303000000000001,1.56515,9.9656043986484164,4.9828021993242082,7.6579153544347216,205.99999999999889,2.3515981735159692E-2,11.686973691798977]
[9,206.5,3.0891999999999999,1.5446,9.8347586839295555,4.9173793419647778,7.6579153544347216,206.49999999999889,2.3573059360730467E-2,11.686973691798977]
[9,207,3.0253999999999999,1.5126999999999999,9.6316453846822725,4.8158226923411362,7.6579153544347216,206.99999999999886,2.3630136986301242E-2,11.685381894782934]
[9,207.5,3.1654,1.5827,10.077348549174744,5.0386742745873718,7.6579153544347216,207.49999999999886,2.3687214611872016E-2,11.680606503734799]
[9,208,3.2951999999999999,1.6476,10.490579054539904,5.2452895272699518,7.6579153544347216,207.99999999999886,2.3744292237442791E-2,11.679014706718753]
[9,208.5,3.5878999999999999,1.7939499999999999,11.422417027732376,5.7112085138661879,7.6579153544347216,208.49999999999883,2.3801369863013566E-2,11.678377987912336]
[9,209,3.8649,1.93245,12.304272574621049,6.1521362873105243,7.6579153544347216,208.99999999999883,2.3858447488584341E-2,11.676467831493083]
[9,209.5,4.1599000000000004,2.0799500000000002,13.243432814087324,6.621716407043662,7.6579153544347216,209.49999999999881,2.3915525114155116E-2,11.672329159251367]
[9,210,4.2625000000000002,2.1312500000000001,13.570069561779663,6.7850347808898315,7.6579153544347216,209.99999999999881,2.3972602739725891E-2,11.672010799848159]
[9,210.5,4.3273000000000001,2.1636500000000001,13.776366455059035,6.8881832275295176,7.6579153544347216,210.49999999999878,2.4029680365296666E-2,11.670100643428906]
[9,211,4.2956000000000003,2.1478000000000002,13.675446524241812,6.8377232621209059,7.6579153544347216,210.99999999999878,2.408675799086744E-2,11.666280330590398]
[9,211.5,4.1500000000000004,2.0750000000000002,13.211915233169643,6.6059576165848215,7.6579153544347216,211.49999999999878,2.4143835616438215E-2,11.661504939542263]
[9,212,4.0631000000000004,2.0315500000000002,12.935260911781103,6.4676304558905517,7.6579153544347216,211.99999999999875,2.420091324200899E-2,11.660549861332639]
[9,212.5,4.0446,2.0223,12.876364422187454,6.4381822110937268,7.6579153544347216,212.49999999999875,2.4257990867579765E-2,11.658321345510176]
[9,213,3.9742000000000002,1.9871000000000001,12.652239402328384,6.3261197011641919,7.6579153544347216,212.99999999999872,2.431506849315054E-2,11.657366267300549]
[9,213.5,3.9512999999999998,1.9756499999999999,12.579335098993543,6.2896675494967713,7.6579153544347216,213.49999999999872,2.4372146118721315E-2,11.653864313865251]
[9,214,3.7229000000000001,1.86145,11.852202222064401,5.9261011110322004,7.6579153544347216,213.99999999999869,2.442922374429209E-2,11.652590876252416]
[9,214.5,3.7094999999999998,1.8547499999999999,11.809542062034406,5.9047710310172032,7.6579153544347216,214.49999999999869,2.4486301369862865E-2,11.65131743863958]
[9,215,1.5169999999999999,0.75849999999999995,4.8295121466791198,2.4147560733395599,7.6579153544347216,214.99999999999869,2.4543378995433639E-2,11.650999079236371]
[9,215.5,1.2497,0.62485000000000002,3.9785374619017113,1.9892687309508557,7.6579153544347216,215.49999999999866,2.4600456621004414E-2,11.650999079236371]
[10,216,1.1560999999999999,0.57804999999999995,3.6805530604981738,1.8402765302490869,7.6579153544347216,215.99999999999866,2.4657534246575189E-2,11.650362360429952]
[10,216.5,0.76829999999999998,0.38414999999999999,2.4459552948540328,1.2229776474270164,7.6579153544347216,216.49999999999864,2.4714611872145964E-2,11.650044001026744]
[10,217,0.69679999999999997,0.34839999999999999,2.2183283215596643,1.1091641607798322,7.6579153544347216,216.99999999999864,2.4771689497716739E-2,11.647815485204282]
[10,217.5,0.58379999999999999,0.29189999999999999,1.8585821959335993,0.92929109796679965,7.6579153544347216,217.49999999999861,2.4828767123287514E-2,11.646223688188236]
[10,218,0.50670000000000004,0.25335000000000002,1.6131270960595321,0.80656354802976604,7.6579153544347216,217.99999999999861,2.4885844748858289E-2,11.644313531768983]
[10,218.5,0.4803,0.24015,1.5290802136123804,0.76454010680619022,7.6579153544347216,218.49999999999861,2.4942922374429063E-2,11.641448297140103]
[10,219,0.4471,0.22355,1.4233848917470233,0.71169244587351166,7.6579153544347216,218.99999999999858,2.4999999999999838E-2,11.641129937736896]
[10,219.5,0.44590000000000002,0.22295000000000001,1.4195645789085165,0.70978228945425825,7.6579153544347216,219.49999999999858,2.5057077625570613E-2,11.63380767146309]
[10,220,0.44340000000000002,0.22170000000000001,1.4116055938282939,0.70580279691414693,7.6579153544347216,219.99999999999855,2.5114155251141388E-2,11.628395561608539]
[10,220.5,2.4457,1.22285,7.7861159242802396,3.8930579621401198,7.6579153544347216,220.49999999999855,2.5171232876712163E-2,11.62489360817324]
[10,221,2.4133,1.20665,7.6829674776405534,3.8414837388202767,7.6579153544347216,220.99999999999852,2.5228310502282938E-2,11.622983451753987]
[10,221.5,2.4175,1.20875,7.6963385725753275,3.8481692862876637,7.6579153544347216,221.49999999999852,2.5285388127853713E-2,11.62234673294757]
[10,222,2.5179,1.25895,8.0159714133970699,4.0079857066985349,7.6579153544347216,221.99999999999852,2.5342465753424488E-2,11.62202837354436]
[10,222.5,2.5771000000000002,1.2885500000000001,8.2044401800967428,4.1022200900483714,7.6579153544347216,222.49999999999849,2.5399543378995262E-2,11.620118217125107]
[10,223,2.8538999999999999,1.4269499999999999,9.0856590081789967,4.5428295040894984,7.6579153544347216,222.99999999999849,2.5456621004566037E-2,11.619481498318688]
[10,223.5,3.2629000000000001,1.6314500000000001,10.387748967303429,5.1938744836517143,7.6579153544347216,223.49999999999847,2.5513698630136812E-2,11.616616263689808]
[10,224,3.5112000000000001,1.7556,11.178235365471144,5.589117682735572,7.6579153544347216,223.99999999999847,2.5570776255707587E-2,11.613114310254511]
[10,224.5,3.4651999999999998,1.7325999999999999,{"$f":"C454*$E$2","v":11.031790039995046},5.5158950199975232,7.6579153544347216,224.49999999999844,2.5627853881278362E-2,11.612159232044885]
[{"$f":"INT(B455/24)+1","v":10},225,3.3258999999999999,{"$f":"C455*0.5","v":1.6629499999999999},10.588315391325038,{"$f":"E455*0.5","v":5.2941576956625189},{"$f":"IF(A455<=$N$42,$O$42,IF(A455<=$N$43,$O$43,IF(A455<=$N$44,$O$44,IF(A455<=$N$45,$O$45,IF(A455<=$N$46,$O$46,IF(A455<=$N$47,$O$47,IF(A455<=$N$48,$O$48,IF(A455<=$N$49,$O$49,IF(A455<=$N$50,$O$50,IF(A455<=$N$51,$O$51,IF(A455<=$N$52,$O$52,IF(A455<=$N$53,$O$53))))))))))))","v":7.6579153544347216},{"$f":"I455*8760","v":224.99999999999844},2.5684931506849137E-2,11.611840872641675]
[10,225.5,3.2431999999999999,1.6215999999999999,10.325032164871272,5.1625160824356362,7.6579153544347216,225.49999999999844,2.5742009132419912E-2,11.610885794432049]
[10,226,3.2831000000000001,1.6415500000000001,10.452057566751627,5.2260287833758134,7.6579153544347216,225.99999999999841,{"$f":"1/17520+I456","v":2.5799086757990686E-2},11.608657278609586]
[10,226.5,3.0514999999999999,1.5257499999999999,9.7147371889197984,4.8573685944598992,7.6579153544347216,226.49999999999841,2.5856164383561461E-2,11.60738384099675]
[10,227,3.0127000000000002,1.5063500000000001,9.5912137404747426,4.7956068702373713,7.6579153544347216,226.99999999999838,2.5913242009132236E-2,11.60483696577108]
[10,227.5,2.9510999999999998,1.4755499999999999,9.3951043480980552,4.6975521740490276,7.6579153544347216,227.49999999999838,2.5970319634703011E-2,11.600698293529364]
[10,228,3.0415000000000001,1.52075,9.6829012485989079,4.8414506242994539,7.6579153544347216,227.99999999999835,2.6027397260273786E-2,11.597833058900482]
[10,228.5,3.0548000000000002,1.5274000000000001,9.7252430492256927,4.8626215246128464,7.6579153544347216,228.49999999999835,2.6084474885844561E-2,11.593057667852349]
[10,229,2.9754999999999998,1.4877499999999999,9.4727840424810275,4.7363920212405137,7.6579153544347216,228.99999999999835,2.6141552511415336E-2,11.591147511433096]
[10,229.5,3.0314000000000001,1.5157,9.6507469488748079,4.8253734744374039,7.6579153544347216,229.49999999999832,2.619863013698611E-2,11.589555714417052]
[10,230,2.8780000000000001,1.4390000000000001,9.1623836243523442,4.5811918121761721,7.6579153544347216,229.99999999999832,2.6255707762556885E-2,11.583188526352872]
[10,230.5,2.8331,1.41655,9.0194402523115453,4.5097201261557727,7.6579153544347216,230.49999999999829,2.631278538812766E-2,11.576821338288696]
[10,231,2.8570000000000002,1.4285000000000001,9.0955281496784739,4.5477640748392369,7.6579153544347216,230.99999999999829,2.6369863013698435E-2,11.57522954127265]
[10,231.5,3.0272999999999999,1.5136499999999999,9.6376942133432415,4.8188471066716208,7.6579153544347216,231.49999999999827,2.642694063926921E-2,11.573319384853397]
[10,232,3.161,1.5805,10.063340735433551,5.0316703677167753,7.6579153544347216,231.99999999999827,2.6484018264839985E-2,11.568225634402056]
[10,232.5,3.3855,1.69275,10.778057595637547,5.3890287978187734,7.6579153544347216,232.49999999999827,2.654109589041076E-2,11.567270556192428]
[10,233,3.7544,1.8772,11.952485434075205,5.9762427170376027,7.6579153544347216,232.99999999999824,2.6598173515981535E-2,11.554536180064071]
[10,233.5,3.9462000000000002,1.9731000000000001,12.563098769429891,6.2815493847149453,7.6579153544347216,233.49999999999824,2.6655251141552309E-2,11.553581101854446]
[10,234,3.9420999999999999,1.97105,12.550046033898324,6.2750230169491621,7.6579153544347216,233.99999999999821,2.6712328767123084E-2,11.550715867225565]
[10,234.5,4.0327000000000002,2.0163500000000001,12.838479653205594,6.419239826602797,7.6579153544347216,234.49999999999821,2.6769406392693859E-2,11.54307524154855]
[10,235,4.0134999999999996,2.0067499999999998,12.777354647789483,6.3886773238947416,7.6579153544347216,234.99999999999818,2.6826484018264634E-2,11.539891647516463]
[10,235.5,3.9491000000000001,1.97455,12.572331192122947,6.2861655960614735,7.6579153544347216,235.49999999999818,2.6883561643835409E-2,11.536708053484373]
[10,236,3.9603000000000002,1.9801500000000001,12.607987445282346,6.3039937226411729,7.6579153544347216,235.99999999999818,2.6940639269406184E-2,11.533524459452284]
[10,236.5,3.6602000000000001,1.8301000000000001,11.652590876252416,5.8262954381262082,7.6579153544347216,236.49999999999815,2.6997716894976959E-2,11.53193266243624]
[10,237,3.7361,1.86805,11.894225663287976,5.9471128316439881,7.6579153544347216,236.99999999999815,2.7054794520547733E-2,11.531614303033031]
[10,237.5,3.6497999999999999,1.8249,11.619481498318688,5.809740749159344,7.6579153544347216,237.49999999999812,2.7111872146118508E-2,11.530977584226612]
[10,238,3.4291999999999998,1.7145999999999999,10.917180654839839,5.4585903274199197,7.6579153544347216,237.99999999999812,2.7168949771689283E-2,11.529385787210568]
[10,238.5,3.3100999999999998,1.6550499999999999,10.538014605618031,5.2690073028090154,7.6579153544347216,238.4999999999981,2.7226027397260058E-2,11.527793990194523]
[10,239,1.5198,0.75990000000000002,4.8384262099689694,2.4192131049844847,7.6579153544347216,238.9999999999981,2.7283105022830833E-2,11.524610396162435]
[10,239.5,1.272,0.63600000000000001,4.0495316088172979,2.024765804408649,7.6579153544347216,239.4999999999981,2.7340182648401608E-2,11.522381880339973]
[11,240,1.0025999999999999,0.50129999999999997,3.1918713765725015,1.5959356882862508,7.6579153544347216,239.99999999999807,2.7397260273972383E-2,11.521745161533554]
[11,240.5,0.86350000000000005,0.43175000000000002,2.7490334467089124,1.3745167233544562,7.6579153544347216,240.49999999999807,2.7454337899543158E-2,11.513786176453332]
[11,241,0.60599999999999998,0.30299999999999999,1.9292579834459767,0.96462899172298833,7.6579153544347216,240.99999999999804,2.7511415525113932E-2,11.512194379437286]
[11,241.5,0.51449999999999996,0.25724999999999998,1.6379591295098266,0.81897956475491329,7.6579153544347216,241.49999999999804,2.7568493150684707E-2,11.512194379437286]
[11,242,0.52190000000000003,0.26095000000000002,1.6615177253472859,0.83075886267364296,7.6579153544347216,241.99999999999801,2.7625570776255482E-2,11.507418988389153]
[11,242.5,0.48149999999999998,0.24074999999999999,1.5329005264508873,0.76645026322544363,7.6579153544347216,242.49999999999801,2.7682648401826257E-2,11.504235394357064]
[11,243,0.44590000000000002,0.22295000000000001,1.4195645789085165,0.70978228945425825,7.6579153544347216,242.99999999999801,2.7739726027397032E-2,11.503280316147439]
[11,243.5,0.43230000000000002,0.21615000000000001,1.3762677000721051,0.68813385003605254,7.6579153544347216,243.49999999999798,2.7796803652967807E-2,11.502006878534601]
[11,244,0.47139999999999999,0.23569999999999999,1.5007462267267877,0.75037311336339385,7.6579153544347216,243.99999999999798,2.7853881278538582E-2,11.496276409276842]
[11,244.5,1.9568000000000001,0.97840000000000005,6.2296568019918928,3.1148284009959464,7.6579153544347216,244.49999999999795,2.7910958904109356E-2,11.495321331067215]
[11,245,1.9785999999999999,0.98929999999999996,6.2990591518914343,3.1495295759457171,7.6579153544347216,244.99999999999795,2.7968036529680131E-2,11.493092815244752]
[11,245.5,1.9412,0.97060000000000002,6.1799927350913038,3.0899963675456519,7.6579153544347216,245.49999999999793,2.8025114155250906E-2,11.490545940019082]
[11,246,2.0183,1.00915,6.4254478349653708,3.2127239174826854,7.6579153544347216,245.99999999999793,2.8082191780821681E-2,11.490545940019082]
[11,246.5,2.1945999999999999,1.0972999999999999,6.9867154628226738,3.4933577314113369,7.6579153544347216,246.49999999999793,2.8139269406392456E-2,11.486088908374157]
[11,247,2.4527000000000001,1.2263500000000001,7.8084010825048633,3.9042005412524317,7.6579153544347216,246.9999999999979,2.8196347031963231E-2,11.483860392551694]
[11,247.5,2.8957000000000002,1.4478500000000001,9.218733238720322,4.609366619360161,7.6579153544347216,247.4999999999979,2.8253424657534006E-2,11.481313517326022]
[11,248,3.2033999999999998,1.6016999999999999,10.198325122394127,5.0991625611970637,7.6579153544347216,247.99999999999787,2.831050228310478E-2,11.480995157922814]
[11,248.5,3.0448,1.5224,9.6934071089048004,4.8467035544524002,7.6579153544347216,248.49999999999787,2.8367579908675555E-2,11.473672891649009]
[11,249,2.9285000000000001,1.4642500000000001,9.3231551229728424,4.6615775614864212,7.6579153544347216,248.99999999999784,2.842465753424633E-2,11.466032265971995]
[11,249.5,2.8877000000000002,1.4438500000000001,9.1932644864636082,4.5966322432318041,7.6579153544347216,249.49999999999784,2.8481735159817105E-2,11.465395547165578]
[11,250,2.7162000000000002,1.3581000000000001,8.6472781099603342,4.3236390549801671,7.6579153544347216,249.99999999999784,2.853881278538788E-2,11.460301796714235]
[11,250.5,2.5596000000000001,1.2798,8.1487272845351839,4.074363642267592,7.6579153544347216,250.49999999999781,2.8595890410958655E-2,11.459346718504609]
[11,251,2.4508999999999999,1.2254499999999999,7.802670613247102,3.901335306623551,7.6579153544347216,250.99999999999781,2.865296803652943E-2,11.457118202682148]
[11,251.5,2.4239999999999999,1.212,7.7170319337839066,3.8585159668919533,7.6579153544347216,251.49999999999778,2.8710045662100205E-2,11.457118202682148]
[11,252,2.4352999999999998,1.2176499999999999,7.7530065463465121,3.876503273173256,7.6579153544347216,251.99999999999778,2.8767123287670979E-2,11.456481483875727]
[11,252.5,2.4765999999999999,1.2383,7.884488979871791,3.9422444899358955,7.6579153544347216,252.49999999999775,2.8824200913241754E-2,11.454252968053266]
[11,253,2.4264999999999999,1.2132499999999999,7.7249909188641288,3.8624954594320644,7.6579153544347216,252.99999999999775,2.8881278538812529E-2,11.452661171037221]
[11,253.5,2.4076,1.2038,7.6648209916576455,3.8324104958288228,7.6579153544347216,253.49999999999775,2.8938356164383304E-2,11.443428748344163]
[11,254,2.3990999999999998,1.1995499999999999,7.6377604423848879,3.818880221192444,7.6579153544347216,253.99999999999773,2.8995433789954079E-2,11.440245154312075]
[11,254.5,2.3254000000000001,1.1627000000000001,7.4031295622199247,3.7015647811099623,7.6579153544347216,254.49999999999773,2.9052511415524854E-2,11.43546976326394]
[11,255,2.3031000000000001,1.1515500000000001,7.3321354153043385,3.6660677076521693,7.6579153544347216,254.9999999999977,2.9109589041095629E-2,11.433559606844687]
[11,255.5,2.5198,1.2599,8.0220202420580389,4.0110101210290194,7.6579153544347216,255.4999999999977,2.9166666666666403E-2,11.429102575199762]
[11,256,2.7281,1.36405,8.685162878942192,4.342581439471096,7.6579153544347216,255.99999999999767,2.9223744292237178E-2,11.428465856393345]
[11,256.5,3.0257000000000001,1.51285,{"$f":"C518*$E$2","v":9.6326004628919009},4.8163002314459504,7.6579153544347216,256.49999999999767,2.9280821917807953E-2,11.424327184151629]
[{"$f":"INT(B519/24)+1","v":11},257,3.3376000000000001,{"$f":"C519*0.5","v":1.6688000000000001},10.625563441500482,{"$f":"E519*0.5","v":5.312781720750241},{"$f":"IF(A519<=$N$42,$O$42,IF(A519<=$N$43,$O$43,IF(A519<=$N$44,$O$44,IF(A519<=$N$45,$O$45,IF(A519<=$N$46,$O$46,IF(A519<=$N$47,$O$47,IF(A519<=$N$48,$O$48,IF(A519<=$N$49,$O$49,IF(A519<=$N$50,$O$50,IF(A519<=$N$51,$O$51,IF(A519<=$N$52,$O$52,IF(A519<=$N$53,$O$53))))))))))))","v":7.6579153544347216},{"$f":"I519*8760","v":256.99999999999767},2.9337899543378728E-2,11.422417027732376]
[11,257.5,3.6657000000000002,1.8328500000000001,11.670100643428906,5.8350503217144531,7.6579153544347216,257.49999999999767,2.9394977168949503E-2,11.420825230716332]
[11,258,3.8649,1.93245,12.304272574621049,6.1521362873105243,7.6579153544347216,257.99999999999761,{"$f":"1/17520+I520","v":2.9452054794520278E-2},11.418915074297079]
[11,258.5,3.6576,1.8288,11.644313531768983,5.8221567658844915,7.6579153544347216,258.49999999999761,2.9509132420091053E-2,11.41795999608745]
[11,259,3.7181000000000002,1.8590500000000001,11.836920970710374,5.9184604853551868,7.6579153544347216,258.99999999999761,2.9566210045661828E-2,11.417004917877824]
[11,259.5,3.8794,1.9397,12.35043468808634,6.1752173440431699,7.6579153544347216,259.49999999999761,2.9623287671232602E-2,11.413821323845735]
[11,260,3.7320000000000002,1.8660000000000001,11.881172927756412,5.9405864638782058,7.6579153544347216,259.99999999999761,2.9680365296803377E-2,11.410319370410436]
[11,260.5,3.6594000000000002,1.8297000000000001,11.650044001026744,5.8250220005133722,7.6579153544347216,260.49999999999756,2.9737442922374152E-2,11.409364292200811]
[11,261,3.7349000000000001,1.8674500000000001,11.89040535044947,5.9452026752247349,7.6579153544347216,260.99999999999756,2.9794520547944927E-2,11.408409213991183]
[11,261.5,3.7250000000000001,1.8625,11.858887769531787,5.9294438847658935,7.6579153544347216,261.49999999999756,2.9851598173515702E-2,11.40331546353984]
[11,262,3.7103999999999999,1.8552,11.812407296663286,5.9062036483316431,7.6579153544347216,261.99999999999756,2.9908675799086477E-2,11.399813510104543]
[11,262.5,3.4624999999999999,1.73125,11.023194336108405,5.5115971680542026,7.6579153544347216,262.4999999999975,2.9965753424657252E-2,11.399176791298125]
[11,263,1.5425,0.77124999999999999,4.9106937944973907,2.4553468972486954,7.6579153544347216,262.9999999999975,3.0022831050228026E-2,11.398858431894915]
[11,263.5,1.2591000000000001,0.62955000000000005,4.0084632458033491,2.0042316229016746,7.6579153544347216,263.4999999999975,3.0079908675798801E-2,11.39790335368529]
[12,264,0.99419999999999997,0.49709999999999999,3.1651291867029538,1.5825645933514769,7.6579153544347216,263.9999999999975,3.0136986301369576E-2,11.393764681443574]
[12,264.5,0.77959999999999996,0.38979999999999998,2.4819299074166392,1.2409649537083196,7.6579153544347216,264.4999999999975,3.0194063926940351E-2,11.388034212185813]
[12,265,0.68389999999999995,0.34194999999999998,2.1772599585457151,1.0886299792728575,7.6579153544347216,264.99999999999744,3.0251141552511126E-2,11.385168977556933]
[12,265.5,0.57489999999999997,0.28744999999999998,1.8302482090480063,0.91512410452400317,7.6579153544347216,265.49999999999744,3.0308219178081901E-2,11.383577180540888]
[12,266,0.49840000000000001,0.2492,1.5867032655931927,0.79335163279659637,7.6579153544347216,265.99999999999744,3.0365296803652676E-2,11.38325882113768]
[12,266.5,0.47210000000000002,0.23605000000000001,1.5029747425492501,0.75148737127462506,7.6579153544347216,266.49999999999744,3.042237442922345E-2,11.382303742928054]
[12,267,0.44490000000000002,0.22245000000000001,1.4163809848764275,0.70819049243821375,7.6579153544347216,266.99999999999744,3.0479452054794225E-2,11.378801789492755]
[12,267.5,0.44929999999999998,0.22464999999999999,1.4303887986176191,0.71519439930880957,7.6579153544347216,267.49999999999739,3.0536529680365E-2,11.377209992476711]
[12,268,0.4617,0.23085,1.4698653646155238,0.73493268230776188,7.6579153544347216,267.99999999999739,3.0593607305935775E-2,11.377209992476711]
[12,268.5,2.2690999999999999,1.1345499999999999,7.2238932182133091,3.6119466091066545,7.6579153544347216,268.49999999999739,3.065068493150655E-2,11.375936554863875]
[12,269,2.2677,1.13385,7.2194361865683847,3.6097180932841924,7.6579153544347216,268.99999999999739,3.0707762557077325E-2,11.371797882622159]
[12,269.5,2.2509999999999999,1.1254999999999999,7.166270166232497,3.5831350831162485,7.6579153544347216,269.49999999999733,3.07648401826481E-2,11.371161163815742]
[12,270,2.3245,1.16225,7.400264327591044,3.700132163795522,7.6579153544347216,269.99999999999733,3.0821917808218875E-2,11.370842804412533]
[12,270.5,2.4405000000000001,1.2202500000000001,7.7695612353133763,3.8847806176566881,7.6579153544347216,270.49999999999733,3.0878995433789649E-2,11.357153350074549]
[12,271,2.6714000000000002,1.3357000000000001,8.504653097322743,4.2523265486613715,7.6579153544347216,270.99999999999733,3.0936073059360424E-2,11.35683499067134]
[12,271.5,3.0632999999999999,1.53165,9.7523035984984485,4.8761517992492243,7.6579153544347216,271.49999999999733,3.0993150684931199E-2,11.355561553058505]
[12,272,3.3290999999999999,1.66455,10.598502892227724,5.2992514461138622,7.6579153544347216,271.99999999999727,3.1050228310501974E-2,11.354606474848879]
[12,272.5,3.4175,1.70875,10.879932604664397,5.4399663023321985,7.6579153544347216,272.49999999999727,3.1107305936072749E-2,11.352059599623207]
[12,273,2.9883000000000002,1.4941500000000001,9.5135340460917686,4.7567670230458843,7.6579153544347216,272.99999999999727,3.1164383561643524E-2,11.35142288081679]
[12,273.5,2.9007000000000001,1.45035,9.2346512088807664,4.6173256044403832,7.6579153544347216,273.49999999999727,3.1221461187214299E-2,11.34855764618791]
[12,274,2.9470000000000001,1.4735,9.3820516125664906,4.6910258062832453,7.6579153544347216,273.99999999999727,3.1278538812785077E-2,11.3482392867847]
[12,274.5,2.6328,1.3164,8.3817663676841043,4.1908831838420522,7.6579153544347216,274.49999999999727,3.1335616438355855E-2,11.346647489768655]
[12,275,2.6713,1.33565,8.5043347379195335,4.2521673689597668,7.6579153544347216,274.99999999999733,3.1392694063926634E-2,11.346010770962238]
[12,275.5,2.5327999999999999,1.2664,8.0634069644751971,4.0317034822375986,7.6579153544347216,275.49999999999733,3.1449771689497412E-2,11.341872098720522]
[12,276,2.52,1.26,8.0226569608644578,4.0113284804322289,7.6579153544347216,275.99999999999733,3.150684931506819E-2,11.33932522349485]
[12,276.5,2.6215999999999999,1.3108,8.3461101145247074,4.1730550572623537,7.6579153544347216,276.49999999999739,3.1563926940638969E-2,11.338051785882016]
[12,277,2.5678000000000001,1.2839,8.1748327555983149,4.0874163777991575,7.6579153544347216,276.99999999999739,3.1621004566209747E-2,11.338051785882016]
[12,277.5,2.3073000000000001,1.1536500000000001,7.3455065102391126,3.6727532551195563,7.6579153544347216,277.49999999999739,3.1678082191780525E-2,11.335504910656343]
[12,278,2.4159999999999999,1.208,7.6915631815271936,3.8457815907635968,7.6579153544347216,277.99999999999744,3.1735159817351304E-2,11.332639676027464]
[12,278.5,2.2280000000000002,1.1140000000000001,7.0930475034944491,3.5465237517472246,7.6579153544347216,278.49999999999744,3.1792237442922082E-2,11.326590847366495]
[12,279,2.2183000000000002,1.1091500000000001,7.0621666413831852,3.5310833206915926,7.6579153544347216,278.99999999999744,3.184931506849286E-2,11.326272487963285]
[12,279.5,2.3494000000000002,1.1747000000000001,7.4795358189900627,3.7397679094950314,7.6579153544347216,279.4999999999975,3.1906392694063639E-2,11.321178737511943]
[12,280,2.5051999999999999,1.2525999999999999,7.9755397691895382,3.9877698845947691,7.6579153544347216,279.9999999999975,3.1963470319634417E-2,11.320860378108733]
[12,280.5,2.8723999999999998,1.4361999999999999,9.1445554977726449,4.5722777488863224,7.6579153544347216,280.4999999999975,3.2020547945205195E-2,11.320542018705524]
[12,281,3.2069999999999999,1.6034999999999999,10.209786060909648,5.1048930304548241,7.6579153544347216,280.99999999999756,3.2077625570775974E-2,11.320542018705524]
[12,281.5,3.6221999999999999,1.8110999999999999,11.531614303033031,5.7658071515165155,7.6579153544347216,281.49999999999756,3.2134703196346752E-2,11.320542018705524]
[12,282,3.9449999999999998,1.9724999999999999,12.559278456591382,6.2796392282956912,7.6579153544347216,281.99999999999756,3.219178082191753E-2,11.31895022168948]
[12,282.5,3.8258999999999999,1.9129499999999999,12.180112407369574,6.090056203684787,7.6579153544347216,282.49999999999756,3.2248858447488309E-2,11.310354517802841]
[12,283,3.8018999999999998,1.9009499999999999,12.103706150599436,6.0518530752997179,7.6579153544347216,282.99999999999761,3.2305936073059087E-2,11.309399439593214]
[12,283.5,3.8069000000000002,1.9034500000000001,12.119624120759882,6.059812060379941,7.6579153544347216,283.49999999999761,3.2363013698629865E-2,11.295709985255229]
[12,284,3.6587000000000001,1.82935,11.647815485204282,5.8239077426021408,7.6579153544347216,283.99999999999761,3.2420091324200644E-2,11.295391625852021]
[12,284.5,3.5802,1.7901,11.39790335368529,5.6989516768426451,7.6579153544347216,284.49999999999767,3.2477168949771422E-2,11.294436547642395]
[12,285,3.6364000000000001,1.8182,11.576821338288696,5.7884106691443478,7.6579153544347216,284.99999999999767,3.25342465753422E-2,11.293481469432768]
[12,285.5,3.4969000000000001,1.7484500000000001,11.13270997081227,5.5663549854061349,7.6579153544347216,285.49999999999767,3.2591324200912979E-2,11.290616234803888]
[12,286,3.2953999999999999,1.6476999999999999,10.491215773346322,5.2456078866731612,7.6579153544347216,285.99999999999773,3.2648401826483757E-2,11.289024437787843]
[12,286.5,3.3182,1.6591,10.563801717277954,5.2819008586389771,7.6579153544347216,286.49999999999773,3.2705479452054535E-2,11.288706078384635]
[12,287,1.6303000000000001,0.81515000000000004,5.1902133505148118,2.5951066752574059,7.6579153544347216,286.99999999999773,3.2762557077625314E-2,11.286795921965382]
[12,287.5,1.2721,0.63605,4.0498499682205065,2.0249249841102532,7.6579153544347216,287.49999999999778,3.2819634703196092E-2,11.282338890320455]
[13,288,1.0612999999999999,0.53064999999999996,3.3787483462561299,1.6893741731280649,7.6579153544347216,287.99999999999778,3.287671232876687E-2,11.276926780465905]
[13,288.5,0.99660000000000004,0.49830000000000002,{"$f":"C582*$E$2","v":3.1727698123799675},1.5863849061899837,7.6579153544347216,288.49999999999778,3.2933789954337649E-2,11.275971702256278]
[{"$f":"INT(B583/24)+1","v":13},289,0.87590000000000001,{"$f":"C583*0.5","v":0.43795000000000001},2.7885100127068165,{"$f":"E583*0.5","v":1.3942550063534083},{"$f":"IF(A583<=$N$42,$O$42,IF(A583<=$N$43,$O$43,IF(A583<=$N$44,$O$44,IF(A583<=$N$45,$O$45,IF(A583<=$N$46,$O$46,IF(A583<=$N$47,$O$47,IF(A583<=$N$48,$O$48,IF(A583<=$N$49,$O$49,IF(A583<=$N$50,$O$50,IF(A583<=$N$51,$O$51,IF(A583<=$N$52,$O$52,IF(A583<=$N$53,$O$53))))))))))))","v":7.6579153544347216},{"$f":"I583*8760","v":288.99999999999784},3.2990867579908427E-2,11.275971702256278]
[13,289.5,0.65290000000000004,0.32645000000000002,2.0785685435509542,1.0392842717754771,7.6579153544347216,289.49999999999784,3.3047945205479205E-2,11.275016624046652]
[13,290,0.55120000000000002,0.27560000000000001,1.7547970304874956,0.87739851524374779,7.6579153544347216,289.99999999999784,{"$f":"1/17520+I584","v":3.3105022831049984E-2},11.274061545837025]
[13,290.5,0.60540000000000005,0.30270000000000002,1.9273478270267232,0.96367391351336162,7.6579153544347216,290.4999999999979,3.3162100456620762E-2,11.272788108224189]
[13,291,0.50490000000000002,0.25245000000000001,1.6073966268017716,0.80369831340088582,7.6579153544347216,290.9999999999979,3.321917808219154E-2,11.27246974882098]
[13,291.5,0.50719999999999998,0.25359999999999999,1.6147188930755765,0.80735944653778824,7.6579153544347216,291.4999999999979,3.3276255707762319E-2,11.271514670611355]
[13,292,0.47370000000000001,0.23685,1.5080684930005925,0.75403424650029627,7.6579153544347216,291.99999999999795,3.3333333333333097E-2,11.267375998369639]
[13,292.5,1.7119,0.85594999999999999,5.4499946235332795,2.7249973117666397,7.6579153544347216,292.49999999999795,3.3390410958903875E-2,11.266420920160011]
[13,293,1.6958,0.84789999999999999,5.398738759616645,2.6993693798083225,7.6579153544347216,292.99999999999795,3.3447488584474654E-2,11.261327169708668]
[13,293.5,1.6345000000000001,0.81725000000000003,5.2035844454495859,2.6017922227247929,7.6579153544347216,293.49999999999801,3.3504566210045432E-2,11.261327169708668]
[13,294,1.6194999999999999,0.80974999999999997,5.1558305349682492,2.5779152674841246,7.6579153544347216,293.99999999999801,3.356164383561621E-2,11.261008810305459]
[13,294.5,1.7041999999999999,0.85209999999999997,5.4254809494861931,2.7127404747430965,7.6579153544347216,294.49999999999801,3.3618721461186989E-2,11.260053732095834]
[13,295,1.7729999999999999,0.88649999999999995,5.6445122188939214,2.8222561094469607,7.6579153544347216,294.99999999999801,3.3675799086757767E-2,11.260053732095834]
[13,295.5,1.8816999999999999,0.94084999999999996,5.9905688901820033,2.9952844450910017,7.6579153544347216,295.49999999999807,3.3732876712328545E-2,11.258461935079788]
[13,296,2.1461999999999999,1.0730999999999999,6.8326295116695626,3.4163147558347813,7.6579153544347216,295.99999999999807,3.3789954337899324E-2,11.243180683725761]
[13,296.5,2.2401,1.12005,7.1315689912827267,3.5657844956413633,7.6579153544347216,296.49999999999807,3.3847031963470102E-2,11.241907246112925]
[13,297,2.4096000000000002,1.2048000000000001,7.6711881797218249,3.8355940898609124,7.6579153544347216,296.99999999999812,3.390410958904088E-2,11.241588886709716]
[13,297.5,2.3862999999999999,1.1931499999999999,7.5970104387741477,3.7985052193870739,7.6579153544347216,297.49999999999812,3.3961187214611659E-2,11.239360370887255]
[13,298,2.7902,1.3951,8.8828640683349249,4.4414320341674625,7.6579153544347216,297.99999999999812,3.4018264840182437E-2,11.236813495661583]
[13,298.5,2.6339000000000001,1.3169500000000001,8.385268321119403,4.1926341605597015,7.6579153544347216,298.49999999999818,3.4075342465753215E-2,11.23458497983912]
[13,299,2.7412000000000001,1.3706,8.7268679607625597,4.3634339803812798,7.6579153544347216,298.99999999999818,3.4132420091323994E-2,11.232674823419867]
[13,299.5,2.8569,1.42845,9.0952097902752644,4.5476048951376322,7.6579153544347216,299.49999999999818,3.4189497716894772E-2,11.232356464016657]
[13,300,2.9979,1.49895,9.5440965487998248,4.7720482743999124,7.6579153544347216,299.99999999999824,3.424657534246555E-2,11.229491229387778]
[13,300.5,3.1581999999999999,1.5790999999999999,10.054426672143702,5.0272133360718509,7.6579153544347216,300.49999999999824,3.4303652968036329E-2,11.228536151178151]
[13,301,2.9510999999999998,1.4755499999999999,9.3951043480980552,4.6975521740490276,7.6579153544347216,300.99999999999824,3.4360730593607107E-2,11.227899432371734]
[13,301.5,2.7461000000000002,1.3730500000000001,8.7424675715197964,4.3712337857598982,7.6579153544347216,301.49999999999829,3.4417808219177885E-2,11.227581072968524]
[13,302,2.6031,1.30155,8.2872136249310593,4.1436068124655296,7.6579153544347216,301.99999999999829,3.4474885844748664E-2,11.224715838339643]
[13,302.5,2.4289999999999998,1.2144999999999999,7.732949903944351,3.8664749519721755,7.6579153544347216,302.49999999999829,3.4531963470319442E-2,11.221850603710765]
[13,303,2.3919000000000001,1.1959500000000001,7.614838565353848,3.807419282676924,7.6579153544347216,302.99999999999835,3.458904109589022E-2,11.221850603710765]
[13,303.5,2.6751,1.33755,8.5164323952414716,4.2582161976207358,7.6579153544347216,303.49999999999835,3.4646118721460999E-2,11.220577166097929]
[13,304,2.7025999999999999,1.3512999999999999,8.603981231123921,4.3019906155619605,7.6579153544347216,303.99999999999835,3.4703196347031777E-2,11.218667009678674]
[13,304.5,2.9704000000000002,1.4852000000000001,9.4565477129173754,4.7282738564586877,7.6579153544347216,304.49999999999841,3.4760273972602555E-2,11.208479508775991]
[13,305,3.2614000000000001,1.6307,10.382973576255294,5.191486788127647,7.6579153544347216,304.99999999999841,3.4817351598173334E-2,11.206569352356736]
[13,305.5,3.3708,1.6854,10.731258763365839,5.3656293816829193,7.6579153544347216,305.49999999999841,3.4874429223744112E-2,11.202430680115022]
[13,306,3.5762,1.7881,11.385168977556933,5.6925844887784667,7.6579153544347216,305.99999999999847,3.493150684931489E-2,11.201475601905393]
[13,306.5,3.6459999999999999,1.823,11.60738384099675,5.803691920498375,7.6579153544347216,306.49999999999847,3.4988584474885669E-2,11.200838883098976]
[13,307,3.5606,1.7803,11.335504910656343,5.6677524553281717,7.6579153544347216,306.99999999999847,3.5045662100456447E-2,11.192243179212335]
[13,307.5,3.6720999999999999,1.83605,11.690475645234274,5.8452378226171371,7.6579153544347216,307.49999999999852,3.5102739726027225E-2,11.190969741599501]
[13,308,3.5413000000000001,1.7706500000000001,11.274061545837025,5.6370307729185125,7.6579153544347216,307.99999999999852,3.5159817351598004E-2,11.190651382196291]
[13,308.5,3.5861999999999998,1.7930999999999999,11.417004917877824,5.7085024589389119,7.6579153544347216,308.49999999999852,3.5216894977168782E-2,11.189696303986665]
[13,309,3.5282,1.7641,11.232356464016657,5.6161782320083287,7.6579153544347216,308.99999999999852,3.527397260273956E-2,11.189696303986665]
[13,309.5,3.4531000000000001,1.72655,10.99326855220677,5.4966342761033848,7.6579153544347216,309.49999999999858,3.5331050228310339E-2,11.187786147567412]
[13,310,3.3708,1.6854,10.731258763365839,5.3656293816829193,7.6579153544347216,309.99999999999858,3.5388127853881117E-2,11.187149428760993]
[13,310.5,3.2410000000000001,1.6205000000000001,10.318028258000677,5.1590141290003384,7.6579153544347216,310.49999999999858,3.5445205479451895E-2,11.181737318906443]
[13,311,1.5823,0.79115000000000002,5.0374008369745358,2.5187004184872679,7.6579153544347216,310.99999999999864,3.5502283105022674E-2,11.179827162487188]
[13,311.5,1.2476,0.62380000000000002,3.9718519144343243,1.9859259572171621,7.6579153544347216,311.49999999999864,3.5559360730593452E-2,11.178235365471144]
[14,312,1.0004999999999999,0.50024999999999997,3.1851858291051145,1.5925929145525572,7.6579153544347216,311.99999999999864,3.561643835616423E-2,11.173459974423011]
[14,312.5,0.95840000000000003,0.47920000000000001,3.0511565203541653,1.5255782601770826,7.6579153544347216,312.49999999999869,3.5673515981735009E-2,11.171549818003758]
[14,313,0.81320000000000003,0.40660000000000002,2.5888986668948322,1.2944493334474161,7.6579153544347216,312.99999999999869,3.5730593607305787E-2,11.169958020987712]
[14,313.5,0.69689999999999996,0.34844999999999998,2.2186466809628729,1.1093233404814364,7.6579153544347216,313.49999999999869,3.5787671232876565E-2,11.1623173953107]
[14,314,0.61550000000000005,0.30775000000000002,1.959502126750823,0.97975106337541151,7.6579153544347216,313.99999999999875,3.5844748858447344E-2,11.1623173953107]
[14,314.5,0.54310000000000003,0.27155000000000001,1.7290099188275743,0.86450495941378713,7.6579153544347216,314.49999999999875,3.5901826484018122E-2,11.16199903590749]
[14,315,0.47439999999999999,0.23719999999999999,1.510297008823055,0.75514850441152748,7.6579153544347216,314.99999999999875,3.59589041095889E-2,11.156268566649731]
[14,315.5,0.45810000000000001,0.22905,1.4584044261000031,0.72920221305000155,7.6579153544347216,315.49999999999881,3.6015981735159679E-2,11.155313488440102]
[14,316,0.50270000000000004,0.25135000000000002,1.6003927199311758,0.80019635996558791,7.6579153544347216,315.99999999999881,3.6073059360730457E-2,11.151811535004803]
[14,316.5,2.0632000000000001,1.0316000000000001,6.5683912070061705,3.2841956035030853,7.6579153544347216,316.49999999999881,3.6130136986301235E-2,11.150856456795179]
[14,317,2.0573999999999999,1.0286999999999999,6.5499263616200532,3.2749631808100266,7.6579153544347216,316.99999999999886,3.6187214611872014E-2,11.150856456795179]
[14,317.5,2.0787,1.03935,6.6177369145035501,3.308868457251775,7.6579153544347216,317.49999999999886,3.6244292237442792E-2,11.150538097391969]
[14,318,2.1053000000000002,1.0526500000000001,6.7024205157571206,3.3512102578785603,7.6579153544347216,317.99999999999886,3.630136986301357E-2,11.147991222166297]
[14,318.5,2.2559999999999998,1.1279999999999999,7.1821881363929423,3.5910940681964711,7.6579153544347216,318.49999999999892,3.6358447488584349E-2,11.146399425150253]
[14,319,2.3698999999999999,1.1849499999999999,7.5447994966478875,3.7723997483239438,7.6579153544347216,318.99999999999892,3.6415525114155127E-2,11.145444346940627]
[14,319.5,2.6099000000000001,1.3049500000000001,8.308862064349265,4.1544310321746325,7.6579153544347216,319.49999999999892,3.6472602739725905E-2,11.142897471714956]
[14,320,2.8170000000000002,1.4085000000000001,8.9681843883949117,4.4840921941974559,7.6579153544347216,319.99999999999898,3.6529680365296684E-2,11.138758799473239]
[14,320.5,2.7216999999999998,1.3608499999999999,{"$f":"C646*$E$2","v":8.6647878771368223},4.3323939385684112,7.6579153544347216,320.49999999999898,3.6586757990867462E-2,11.138758799473239]
[{"$f":"INT(B647/24)+1","v":14},321,3.0518999999999998,{"$f":"C647*0.5","v":1.5259499999999999},9.7160106265326327,{"$f":"E647*0.5","v":4.8580053132663163},{"$f":"IF(A647<=$N$42,$O$42,IF(A647<=$N$43,$O$43,IF(A647<=$N$44,$O$44,IF(A647<=$N$45,$O$45,IF(A647<=$N$46,$O$46,IF(A647<=$N$47,$O$47,IF(A647<=$N$48,$O$48,IF(A647<=$N$49,$O$49,IF(A647<=$N$50,$O$50,IF(A647<=$N$51,$O$51,IF(A647<=$N$52,$O$52,IF(A647<=$N$53,$O$53))))))))))))","v":7.6579153544347216},{"$f":"I647*8760","v":320.99999999999898},3.664383561643824E-2,11.136848643053986]
[14,321.5,2.9163999999999999,1.4581999999999999,9.284633635184564,4.642316817592282,7.6579153544347216,321.49999999999898,3.6700913242009019E-2,11.135893564844359]
[14,322,3.0985,1.54925,9.8643661084279852,4.9321830542139926,7.6579153544347216,321.99999999999903,{"$f":"1/17520+I648","v":3.6757990867579797E-2},11.133983408425106]
[14,322.5,3.0396999999999998,1.5198499999999999,9.6771707793411466,4.8385853896705733,7.6579153544347216,322.49999999999903,3.6815068493150575E-2,11.133665049021896]
[14,323,3.0861999999999998,1.5430999999999999,9.8252079018332878,4.9126039509166439,7.6579153544347216,322.99999999999903,3.6872146118721354E-2,11.13270997081227]
[14,323.5,3.2541000000000002,1.6270500000000001,10.359733339821044,5.1798666699105222,7.6579153544347216,323.49999999999909,3.6929223744292132E-2,11.12984473618339]
[14,324,3.2212000000000001,1.6106,10.254993096165313,5.1274965480826564,7.6579153544347216,323.99999999999909,3.698630136986291E-2,11.126342782748091]
[14,324.5,3.2730999999999999,1.6365499999999999,10.420221626430736,5.2101108132153682,7.6579153544347216,324.49999999999909,3.7043378995433689E-2,11.121567391699958]
[14,325,3.0809000000000002,1.5404500000000001,9.8083348534632169,4.9041674267316084,7.6579153544347216,324.99999999999915,3.7100456621004467E-2,11.120612313490332]
[14,325.5,3.0036,1.5018,9.5622430347827319,4.7811215173913659,7.6579153544347216,325.49999999999915,3.7157534246575245E-2,11.120612313490332]
[14,326,2.8980000000000001,1.4490000000000001,9.2260555049941271,4.6130277524970635,7.6579153544347216,325.99999999999915,3.7214611872146024E-2,11.11520020363578]
[14,326.5,2.8938000000000001,1.4469000000000001,9.212684410059353,4.6063422050296765,7.6579153544347216,326.4999999999992,3.7271689497716802E-2,11.11520020363578]
[14,327,2.8195999999999999,1.4097999999999999,8.9764617328783416,4.4882308664391708,7.6579153544347216,326.9999999999992,3.732876712328758E-2,11.113290047216527]
[14,327.5,3.0950000000000002,1.5475000000000001,9.8532235293156738,4.9266117646578369,7.6579153544347216,327.4999999999992,3.7385844748858359E-2,11.110743171990856]
[14,328,3.1602999999999999,1.5801499999999999,10.061112219611088,5.030556109805544,7.6579153544347216,327.99999999999926,3.7442922374429137E-2,11.110106453184438]
[14,328.5,3.3035000000000001,1.6517500000000001,10.517002885006244,5.258501442503122,7.6579153544347216,328.49999999999926,3.7499999999999915E-2,11.109151374974811]
[14,329,3.6598000000000002,1.8299000000000001,11.65131743863958,5.8256587193197902,7.6579153544347216,328.99999999999926,3.7557077625570694E-2,11.105967780942722]
[14,329.5,3.7381000000000002,1.8690500000000001,11.900592851352155,5.9502964256760773,7.6579153544347216,329.49999999999932,3.7614155251141472E-2,11.104694343329887]
[14,330,3.8433000000000002,1.9216500000000001,12.235506943527925,6.1177534717639626,7.6579153544347216,329.99999999999932,3.767123287671225E-2,11.103102546313842]
[14,330.5,3.9232999999999998,1.9616499999999999,12.490194466095049,6.2450972330475247,7.6579153544347216,330.49999999999932,3.7728310502283029E-2,11.102465827507425]
[14,331,4.0712000000000002,2.0356000000000001,12.961048023441023,6.4805240117205116,7.6579153544347216,330.99999999999937,3.7785388127853807E-2,11.096098639443245]
[14,331.5,3.9460000000000002,1.9730000000000001,12.562462050623472,6.2812310253117358,7.6579153544347216,331.49999999999937,3.7842465753424585E-2,11.094506842427201]
[14,332,3.7517,1.87585,11.943889730188566,5.971944865094283,7.6579153544347216,331.99999999999937,3.7899543378995364E-2,11.093870123620784]
[14,332.5,3.6833,1.84165,11.726131898393673,5.8630659491968364,7.6579153544347216,332.49999999999943,3.7956621004566142E-2,11.086229497943769]
[14,333,3.5415999999999999,1.7707999999999999,11.275016624046652,5.6375083120233258,7.6579153544347216,332.99999999999943,3.801369863013692E-2,11.082409185105263]
[14,333.5,3.4756999999999998,1.7378499999999999,11.065217777331981,5.5326088886659903,7.6579153544347216,333.49999999999943,3.8070776255707699E-2,11.082090825702053]
[14,334,3.4011999999999998,1.7005999999999999,10.828040021941344,5.4140200109706722,7.6579153544347216,333.99999999999943,3.8127853881278477E-2,11.08049902868601]
[14,334.5,3.2658999999999998,1.6329499999999999,10.397299749399695,5.1986498746998473,7.6579153544347216,334.49999999999949,3.8184931506849255E-2,11.07763379405713]
[14,335,1.5384,0.76919999999999999,4.8976410589658261,2.4488205294829131,7.6579153544347216,334.99999999999949,3.8242009132420034E-2,11.076041997041084]
[14,335.5,1.2038,0.60189999999999999,3.8324104958288228,1.9162052479144114,7.6579153544347216,335.49999999999949,3.8299086757990812E-2,11.075405278234667]
[15,336,1.0152000000000001,0.50760000000000005,3.2319846613768246,1.6159923306884123,7.6579153544347216,335.99999999999955,3.835616438356159E-2,11.074131840621831]
[15,336.5,0.8659,0.43295,2.756674072385926,1.378337036192963,7.6579153544347216,336.49999999999955,3.8413242009132369E-2,11.071584965396159]
[15,337,0.64119999999999999,0.3206,2.0413204933755118,1.0206602466877559,7.6579153544347216,336.99999999999955,3.8470319634703147E-2,11.0658544961384]
[15,337.5,0.55630000000000002,0.27815000000000001,1.7710333600511499,0.88551668002557493,7.6579153544347216,337.4999999999996,3.8527397260273925E-2,11.065217777331981]
[15,338,0.49430000000000002,0.24715000000000001,1.5736505300616275,0.78682526503081374,7.6579153544347216,337.9999999999996,3.8584474885844704E-2,11.065217777331981]
[15,338.5,0.45400000000000001,0.22700000000000001,1.445351690568438,0.72267584528421902,7.6579153544347216,338.4999999999996,3.8641552511415482E-2,11.064581058525564]
[15,339,0.44579999999999997,0.22289999999999999,1.4192462195053075,0.70962310975265375,7.6579153544347216,338.99999999999966,3.869863013698626E-2,11.058213870461385]
[15,339.5,0.44590000000000002,0.22295000000000001,1.4195645789085165,0.70978228945425825,7.6579153544347216,339.49999999999966,3.8755707762557039E-2,11.057895511058176]
[15,340,0.4713,0.23565,1.5004278673235789,0.75021393366178946,7.6579153544347216,339.99999999999966,3.8812785388127817E-2,11.056940432848551]
[15,340.5,2.1179999999999999,1.0589999999999999,6.7428521599646505,3.3714260799823252,7.6579153544347216,340.49999999999972,3.8869863013698595E-2,11.056940432848551]
[15,341,2.0983000000000001,1.04915,6.6801353575324969,3.3400676787662484,7.6579153544347216,340.99999999999972,3.8926940639269374E-2,11.053438479413252]
[15,341.5,2.1509999999999998,1.0754999999999999,6.8479107630235898,3.4239553815117949,7.6579153544347216,341.49999999999972,3.8984018264840152E-2,11.047708010155493]
[15,342,2.2507999999999999,1.1254,7.165633447426079,3.5828167237130395,7.6579153544347216,341.99999999999977,3.904109589041093E-2,11.039749025075269]
[15,342.5,2.3346,1.1673,7.432418627315144,3.716209313657572,7.6579153544347216,342.49999999999977,3.9098173515981709E-2,11.038793946865642]
[15,343,2.5939000000000001,1.29695,8.2579245598358391,4.1289622799179195,7.6579153544347216,342.99999999999977,3.9155251141552487E-2,11.032745118204673]
[15,343.5,2.9702000000000002,1.4851000000000001,9.4559109941109565,4.7279554970554782,7.6579153544347216,343.49999999999983,3.9212328767123265E-2,11.031790039995046]
[15,344,3.2635999999999998,1.6317999999999999,10.38997748312589,5.1949887415629448,7.6579153544347216,343.99999999999983,3.9269406392694044E-2,11.031153321188627]
[15,344.5,3.1943000000000001,1.5971500000000001,10.169354416702118,5.0846772083510592,7.6579153544347216,344.49999999999983,3.9326484018264822E-2,11.03051660238221]
[15,345,2.9824000000000002,1.4912000000000001,9.4947508413024444,4.7473754206512222,7.6579153544347216,344.99999999999989,3.93835616438356E-2,11.03051660238221]
[15,345.5,2.9580000000000002,1.4790000000000001,9.4170711469194703,4.7085355734597352,7.6579153544347216,345.49999999999989,3.9440639269406379E-2,11.029561524172584]
[15,346,2.8855,1.44275,9.1862605795930126,4.5931302897965063,7.6579153544347216,345.99999999999989,3.9497716894977157E-2,11.025741211334077]
[15,346.5,2.9379,1.46895,9.3530809068744798,4.6765404534372399,7.6579153544347216,346.49999999999989,3.9554794520547935E-2,11.024467773721241]
[15,347,2.8607999999999998,1.4303999999999999,9.1076258070004119,4.553812903500206,7.6579153544347216,346.99999999999994,3.9611872146118714E-2,11.023194336108405]
[15,347.5,2.8803999999999998,1.4401999999999999,9.1700242500293569,4.5850121250146785,7.6579153544347216,347.49999999999994,3.9668949771689492E-2,11.021602539092362]
[15,348,2.9117999999999999,1.4559,9.2699891026369556,4.6349945513184778,7.6579153544347216,347.99999999999994,3.972602739726027E-2,11.019055663866689]
[15,348.5,2.9904000000000002,1.4952000000000001,9.5202195935591565,4.7601097967795782,7.6579153544347216,348.5,3.9783105022831049E-2,11.018737304463482]
[15,349,2.9689999999999999,1.4844999999999999,9.4520906812724501,4.7260453406362251,7.6579153544347216,349,3.9840182648401827E-2,11.018100585657065]
[15,349.5,2.9239000000000002,1.4619500000000001,9.3085105904252341,4.654255295212617,7.6579153544347216,349.5,3.9897260273972605E-2,11.01332519460893]
[15,350,2.8633999999999999,1.4317,9.1159031514838436,4.5579515757419218,7.6579153544347216,350.00000000000006,3.9954337899543384E-2,11.010141600576841]
[15,350.5,2.8331,1.41655,9.0194402523115453,4.5097201261557727,7.6579153544347216,350.50000000000006,4.0011415525114162E-2,11.007913084754378]
[15,351,2.8601999999999999,1.4300999999999999,9.1057156505811587,4.5528578252905794,7.6579153544347216,351.00000000000006,4.006849315068494E-2,11.003137693706245]
[15,351.5,3.0024999999999999,1.50125,9.5587410813474332,4.7793705406737166,7.6579153544347216,351.50000000000011,4.0125570776255719E-2,11.002500974899826]
[15,352,3.1343000000000001,1.56715,9.9783387747767733,4.9891693873883867,7.6579153544347216,352.00000000000011,4.0182648401826497E-2,11.001227537286992]
[15,352.5,3.5091000000000001,1.7545500000000001,{"$f":"C710*$E$2","v":11.171549818003758},5.5857749090018789,7.6579153544347216,352.50000000000011,4.0239726027397275E-2,10.999317380867739]
[{"$f":"INT(B711/24)+1","v":15},353,3.8169,{"$f":"C711*0.5","v":1.90845},12.151460061080773,{"$f":"E711*0.5","v":6.0757300305403863},{"$f":"IF(A711<=$N$42,$O$42,IF(A711<=$N$43,$O$43,IF(A711<=$N$44,$O$44,IF(A711<=$N$45,$O$45,IF(A711<=$N$46,$O$46,IF(A711<=$N$47,$O$47,IF(A711<=$N$48,$O$48,IF(A711<=$N$49,$O$49,IF(A711<=$N$50,$O$50,IF(A711<=$N$51,$O$51,IF(A711<=$N$52,$O$52,IF(A711<=$N$53,$O$53))))))))))))","v":7.6579153544347216},{"$f":"I711*8760","v":353.00000000000017},4.0296803652968054E-2,10.998999021464529]
[15,353.5,4.2346000000000004,2.1173000000000002,13.481247288284379,6.7406236441421896,7.6579153544347216,353.50000000000017,4.0353881278538832E-2,10.997407224448486]
[15,354,4.1349999999999998,2.0674999999999999,13.164161322688305,6.5820806613441523,7.6579153544347216,354.00000000000017,{"$f":"1/17520+I712","v":4.041095890410961E-2},10.99581542743244]
[15,354.5,4.4640000000000004,2.2320000000000002,14.211563759245612,7.1057818796228061,7.6579153544347216,354.50000000000023,4.0468036529680389E-2,10.99326855220677]
[15,355,4.2957999999999998,2.1478999999999999,13.676083243048227,6.8380416215241135,7.6579153544347216,355.00000000000023,4.0525114155251167E-2,10.99008495817468]
[15,355.5,4.1376999999999997,2.0688499999999999,13.172757026574946,6.5863785132874728,7.6579153544347216,355.50000000000023,4.0582191780821945E-2,10.988811520561844]
[15,356,4.0266000000000002,2.0133000000000001,12.819059729609851,6.4095298648049255,7.6579153544347216,356.00000000000028,4.0639269406392724E-2,10.983399410707293]
[15,356.5,4.0928000000000004,2.0464000000000002,13.029813654534149,6.5149068272670743,7.6579153544347216,356.50000000000028,4.0696347031963502E-2,10.983081051304083]
[15,357,3.8679000000000001,1.9339500000000001,12.313823356717316,6.1569116783586582,7.6579153544347216,357.00000000000028,4.075342465753428E-2,10.97830566025595]
[15,357.5,3.9348000000000001,1.9674,12.526805797464075,6.2634028987320374,7.6579153544347216,357.50000000000034,4.0810502283105059E-2,10.977668941449531]
[15,358,3.702,1.851,11.785665106793738,5.8928325533968691,7.6579153544347216,358.00000000000034,4.0867579908675837E-2,10.976713863239906]
[15,358.5,3.5985999999999998,1.7992999999999999,11.456481483875727,5.7282407419378636,7.6579153544347216,358.50000000000034,4.0924657534246615E-2,10.973211909804608]
[15,359,1.5343,0.76715,4.8845883234342606,2.4422941617171303,7.6579153544347216,359.00000000000034,4.0981735159817394E-2,10.967799799950056]
[15,359.5,1.2388999999999999,0.61944999999999995,3.9441546463551487,1.9720773231775743,7.6579153544347216,359.5000000000004,4.1038812785388172E-2,10.967481440546846]
[16,360,1.0230999999999999,0.51154999999999995,3.2571350542303277,1.6285675271151638,7.6579153544347216,360.0000000000004,4.109589041095895E-2,10.967481440546846]
[16,360.5,0.78769999999999996,0.39384999999999998,2.5077170190765607,1.2538585095382804,7.6579153544347216,360.5000000000004,4.1152968036529729E-2,10.967163081143639]
[16,361,0.68159999999999998,0.34079999999999999,2.1699376922719105,1.0849688461359552,7.6579153544347216,361.00000000000045,4.1210045662100507E-2,10.953155267402447]
[16,361.5,0.56299999999999994,0.28149999999999997,1.7923634400661463,0.89618172003307317,7.6579153544347216,361.50000000000045,4.1267123287671285E-2,10.947743157547896]
[16,362,0.47099999999999997,0.23549999999999999,1.4994727891139521,0.74973639455697605,7.6579153544347216,362.00000000000045,4.1324200913242064E-2,10.941057610080508]
[16,362.5,0.4753,0.23765,1.5131622434519352,0.75658112172596759,7.6579153544347216,362.50000000000051,4.1381278538812842E-2,10.939465813064464]
[16,363,0.46800000000000003,0.23400000000000001,1.4899220070176851,0.74496100350884253,7.6579153544347216,363.00000000000051,4.143835616438362E-2,10.938829094258045]
[16,363.5,0.49359999999999998,0.24679999999999999,1.5714220142391651,0.78571100711958253,7.6579153544347216,363.50000000000051,4.1495433789954399E-2,10.935008781419539]
[16,364,0.44340000000000002,0.22170000000000001,1.4116055938282939,0.70580279691414693,7.6579153544347216,364.00000000000057,4.1552511415525177E-2,10.935008781419539]
[16,364.5,2.399,1.1995,7.6374420829816794,3.8187210414908397,7.6579153544347216,364.50000000000057,4.1609589041095955E-2,10.932461906193868]
[16,365,2.4218000000000002,1.2109000000000001,7.710028026913311,3.8550140134566555,7.6579153544347216,365.00000000000057,4.1666666666666734E-2,10.93150682798424]
[16,365.5,2.3774000000000002,1.1887000000000001,7.5686764518885568,3.7843382259442784,7.6579153544347216,365.50000000000063,4.1723744292237512E-2,10.930551749774613]
[16,366,2.5204,1.2602,8.0239303984772921,4.011965199238646,7.6579153544347216,366.00000000000063,4.178082191780829E-2,10.928004874548943]
[16,366.5,2.4918999999999998,1.2459499999999999,7.9331979685627534,3.9665989842813767,7.6579153544347216,366.50000000000063,4.1837899543379069E-2,10.925457999323271]
[16,367,2.7403,1.37015,8.7240027261336799,4.3620013630668399,7.6579153544347216,367.00000000000068,4.1894977168949847E-2,10.922592764694391]
[16,367.5,3.105,1.5525,9.8850594696365626,4.9425297348182813,7.6579153544347216,367.50000000000068,4.1952054794520625E-2,10.919409170662302]
[16,368,3.2957999999999998,1.6478999999999999,10.492489210959157,5.2462446054795784,7.6579153544347216,368.00000000000068,4.2009132420091404E-2,10.918772451855885]
[16,368.5,3.2936000000000001,1.6468,10.485485304088563,5.2427426520442815,7.6579153544347216,368.50000000000074,4.2066210045662182E-2,10.917180654839839]
[16,369,3.1507000000000001,1.57535,10.030549716903034,5.0152748584515168,7.6579153544347216,369.00000000000074,4.212328767123296E-2,10.91113182617887]
[16,369.5,3.08,1.54,9.8054696188343371,4.9027348094171685,7.6579153544347216,369.50000000000074,4.2180365296803739E-2,10.907629872743573]
[16,370,3.0731999999999999,1.5366,9.7838211794161314,4.8919105897080657,7.6579153544347216,370.0000000000008,4.2237442922374517E-2,10.906356435130737]
[16,370.5,3.0139999999999998,1.5069999999999999,9.5953524127164567,4.7976762063582283,7.6579153544347216,370.5000000000008,4.2294520547945295E-2,10.905082997517901]
[16,371,3.0531000000000001,1.5265500000000001,9.7198309393711408,4.8599154696855704,7.6579153544347216,371.0000000000008,4.2351598173516074E-2,10.904764638114692]
[16,371.5,2.9392999999999998,1.4696499999999999,9.3575379385194033,4.6787689692597016,7.6579153544347216,371.50000000000085,4.2408675799086852E-2,10.904127919308275]
[16,372,2.9106999999999998,1.4553499999999999,9.2664871492016569,4.6332435746008285,7.6579153544347216,372.00000000000085,4.246575342465763E-2,10.899034168856932]
[16,372.5,2.8738000000000001,1.4369000000000001,9.1490125294175701,4.5745062647087851,7.6579153544347216,372.50000000000085,4.2522831050228409E-2,10.89680565303447]
[16,373,2.8477000000000001,1.4238500000000001,9.065920725180046,4.532960362590023,7.6579153544347216,373.00000000000085,4.2579908675799187E-2,10.895532215421635]
[16,373.5,2.7336,1.3668,8.7026726461186819,4.3513363230593409,7.6579153544347216,373.50000000000091,4.2636986301369965E-2,10.894577137212007]
[16,374,2.6970000000000001,1.3485,8.5861531045442234,4.2930765522721117,7.6579153544347216,374.00000000000091,4.2694063926940744E-2,10.886936511534994]
[16,374.5,2.6758000000000002,1.3379000000000001,8.5186609110639342,4.2593304555319671,7.6579153544347216,374.50000000000091,4.2751141552511522E-2,10.885981433325368]
[16,375,2.6673,1.33365,8.4916003617911766,4.2458001808955883,7.6579153544347216,375.00000000000097,4.28082191780823E-2,10.882797839293278]
[16,375.5,2.8119000000000001,1.40595,8.9519480588312579,4.4759740294156289,7.6579153544347216,375.50000000000097,4.2865296803653079E-2,10.881842761083652]
[16,376,3.0146000000000002,1.5073000000000001,9.5972625691357116,4.7986312845678558,7.6579153544347216,376.00000000000097,4.2922374429223857E-2,10.880887682874025]
[16,376.5,3.3052000000000001,1.6526000000000001,10.522414994860796,5.261207497430398,7.6579153544347216,376.50000000000102,4.2979452054794635E-2,10.880569323470816]
[16,377,3.62,1.81,11.524610396162435,5.7623051980812177,7.6579153544347216,377.00000000000102,4.3036529680365414E-2,10.879932604664397]
[16,377.5,3.9609999999999999,1.9804999999999999,12.610215961104807,6.3051079805524033,7.6579153544347216,377.50000000000102,4.3093607305936192E-2,10.87929588585798]
[16,378,4.0762,2.0381,12.976965993601469,6.4884829968007347,7.6579153544347216,378.00000000000108,4.315068493150697E-2,10.877704088841934]
[16,378.5,3.9887000000000001,1.9943500000000001,12.698401515793675,6.3492007578968375,7.6579153544347216,378.50000000000108,4.3207762557077749E-2,10.877385729438727]
[16,379,4.0922000000000001,2.0461,13.027903498114894,6.5139517490574468,7.6579153544347216,379.00000000000108,4.3264840182648527E-2,10.877385729438727]
[16,379.5,3.9685999999999999,1.9843,12.634411275748684,6.3172056378743422,7.6579153544347216,379.50000000000114,4.3321917808219305E-2,10.876749010632309]
[16,380,4.0708000000000002,2.0354000000000001,12.959774585828189,6.4798872929140945,7.6579153544347216,380.00000000000114,4.3378995433790084E-2,10.875475573019473]
[16,380.5,3.8035999999999999,1.9017999999999999,12.109118260453988,6.0545591302269939,7.6579153544347216,380.50000000000114,4.3436073059360862E-2,10.874202135406637]
[16,381,3.7498,1.8749,11.937840901527595,5.9689204507637976,7.6579153544347216,381.00000000000119,4.349315068493164E-2,10.869745103761712]
[16,381.5,3.8321000000000001,1.91605,12.199850690368526,6.0999253451842632,7.6579153544347216,381.50000000000119,4.3550228310502419E-2,10.866879869132834]
[16,382,3.5245000000000002,1.7622500000000001,11.220577166097929,5.6102885830489644,7.6579153544347216,382.00000000000119,4.3607305936073197E-2,10.86465135331037]
[16,382.5,3.4499,1.72495,10.983081051304083,5.4915405256520415,7.6579153544347216,382.50000000000125,4.3664383561643975E-2,10.864014634503953]
[16,383,1.4055,0.70274999999999999,4.4745414121011882,2.2372707060505941,7.6579153544347216,383.00000000000125,4.3721461187214754E-2,10.861149399875073]
[16,383.5,1.2262,0.61309999999999998,3.9037230021476179,1.951861501073809,7.6579153544347216,383.50000000000125,4.3778538812785532E-2,10.859875962262237]
[17,384,1.0799000000000001,0.53995000000000004,3.4379631952529874,1.7189815976264937,7.6579153544347216,384.00000000000131,4.383561643835631E-2,10.859875962262237]
[17,384.5,0.80459999999999998,0.40229999999999999,{"$f":"C774*$E$2","v":2.561519758218866},1.280759879109433,7.6579153544347216,384.50000000000131,4.3892694063927089E-2,10.857965805842984]
[{"$f":"INT(B775/24)+1","v":17},385,0.66910000000000003,{"$f":"C775*0.5","v":0.33455000000000001},2.1301427668707968,{"$f":"E775*0.5","v":1.0650713834353984},{"$f":"IF(A775<=$N$42,$O$42,IF(A775<=$N$43,$O$43,IF(A775<=$N$44,$O$44,IF(A775<=$N$45,$O$45,IF(A775<=$N$46,$O$46,IF(A775<=$N$47,$O$47,IF(A775<=$N$48,$O$48,IF(A775<=$N$49,$O$49,IF(A775<=$N$50,$O$50,IF(A775<=$N$51,$O$51,IF(A775<=$N$52,$O$52,IF(A775<=$N$53,$O$53))))))))))))","v":7.6579153544347216},{"$f":"I775*8760","v":385.00000000000131},4.3949771689497867E-2,10.857647446439774]
[17,385.5,0.55279999999999996,0.27639999999999998,1.759890780938838,0.879945390469419,7.6579153544347216,385.50000000000131,4.4006849315068645E-2,10.856374008826938]
[17,386,0.49880000000000002,0.24940000000000001,1.5879767032060284,0.79398835160301418,7.6579153544347216,386.00000000000136,{"$f":"1/17520+I776","v":4.4063926940639424E-2},10.854782211810894]
[17,386.5,0.46589999999999998,0.23294999999999999,1.4832364595502978,0.74161822977514891,7.6579153544347216,386.50000000000136,4.4121004566210202E-2,10.850643539569178]
[17,387,0.42230000000000001,0.21115,1.3444317597512143,0.67221587987560716,7.6579153544347216,387.00000000000136,4.417808219178098E-2,10.850006820762761]
[17,387.5,0.44679999999999997,0.22339999999999999,1.4224298135373965,0.71121490676869825,7.6579153544347216,387.50000000000142,4.4235159817351759E-2,10.849688461359552]
[17,388,0.4143,0.20715,1.3189630074945018,0.6594815037472509,7.6579153544347216,388.00000000000142,4.4292237442922537E-2,10.848733383149925]
[17,388.5,2.1248,1.0624,6.7645005993828571,3.3822502996914285,7.6579153544347216,388.50000000000142,4.4349315068493315E-2,10.846186507924253]
[17,389,2.1236000000000002,1.0618000000000001,6.7606802865443498,3.3803401432721749,7.6579153544347216,389.00000000000148,4.4406392694064094E-2,10.845231429714627]
[17,389.5,2.1621000000000001,1.0810500000000001,6.883248656779779,3.4416243283898895,7.6579153544347216,389.50000000000148,4.4463470319634872E-2,10.840137679263284]
[17,390,2.2397,1.11985,7.1302955536698907,3.5651477768349453,7.6579153544347216,390.00000000000148,4.452054794520565E-2,10.839500960456865]
[17,390.5,2.3334000000000001,1.1667000000000001,7.4285983144766368,3.7142991572383184,7.6579153544347216,390.50000000000153,4.4577625570776429E-2,10.83854588224724]
[17,391,2.597,1.2985,8.2677937013353162,4.1338968506676581,7.6579153544347216,391.00000000000153,4.4634703196347207E-2,10.83854588224724]
[17,391.5,2.9641000000000002,1.4820500000000001,9.4364910705152134,4.7182455352576067,7.6579153544347216,391.50000000000153,4.4691780821917985E-2,10.836317366424778]
[17,392,3.1554000000000002,1.5777000000000001,10.045512608853853,5.0227563044269266,7.6579153544347216,392.00000000000159,4.4748858447488764E-2,10.835680647618359]
[17,392.5,3.1530999999999998,1.5765499999999999,10.038190342580046,5.0190951712900231,7.6579153544347216,392.50000000000159,4.4805936073059542E-2,10.830586897167018]
[17,393,2.9885999999999999,1.4943,9.5144891243013952,4.7572445621506976,7.6579153544347216,393.00000000000159,4.486301369863032E-2,10.828358381344556]
[17,393.5,2.8462000000000001,1.4231,9.061145334131913,4.5305726670659565,7.6579153544347216,393.50000000000165,4.4920091324201099E-2,10.828040021941344]
[17,394,2.8397000000000001,1.4198500000000001,9.0404519729233339,4.520225986461667,7.6579153544347216,394.00000000000165,4.4977168949771877E-2,10.828040021941344]
[17,394.5,2.7124000000000001,1.3562000000000001,8.6351804526383944,4.3175902263191972,7.6579153544347216,394.50000000000165,4.5034246575342655E-2,10.821991193280377]
[17,395,2.673,1.3365,8.5097468477740854,4.2548734238870427,7.6579153544347216,395.00000000000171,4.5091324200913434E-2,10.821991193280377]
[17,395.5,2.6549999999999998,1.3274999999999999,8.452442155196481,4.2262210775982405,7.6579153544347216,395.50000000000171,4.5148401826484212E-2,10.821354474473958]
[17,396,2.7364999999999999,1.36825,8.7119050688117401,4.35595253440587,7.6579153544347216,396.00000000000171,4.520547945205499E-2,10.821036115070751]
[17,396.5,2.7925,1.39625,8.8901863346087282,4.4450931673043641,7.6579153544347216,396.50000000000176,4.5262557077625769E-2,10.817534161635452]
[17,397,2.7050000000000001,1.3525,8.6116218568009355,4.3058109284004678,7.6579153544347216,397.00000000000176,4.5319634703196547E-2,10.815942364619408]
[17,397.5,2.6309,1.31545,8.3757175390231353,4.1878587695115677,7.6579153544347216,397.50000000000176,4.5376712328767325E-2,10.815624005216199]
[17,398,2.6419999999999999,1.321,8.4110554327793228,4.2055277163896614,7.6579153544347216,398.00000000000176,4.5433789954338104E-2,10.814350567603363]
[17,398.5,2.7423000000000002,1.3711500000000001,8.7303699141978583,4.3651849570989292,7.6579153544347216,398.50000000000182,4.5490867579908882E-2,10.814032208200153]
[17,399,2.6979000000000002,1.3489500000000001,8.5890183391731032,4.2945091695865516,7.6579153544347216,399.00000000000182,4.554794520547966E-2,10.813395489393736]
[17,399.5,2.7210000000000001,1.3605,8.6625593613143614,4.3312796806571807,7.6579153544347216,399.50000000000182,4.5605022831050439E-2,10.813077129990528]
[17,400,2.8723999999999998,1.4361999999999999,9.1445554977726449,4.5722777488863224,7.6579153544347216,400.00000000000188,4.5662100456621217E-2,10.80925681715202]
[17,400.5,3.161,1.5805,10.063340735433551,5.0316703677167753,7.6579153544347216,400.50000000000188,4.5719178082191995E-2,10.807346660732767]
[17,401,3.4045000000000001,1.70225,10.83854588224724,5.4192729411236202,7.6579153544347216,401.00000000000188,4.5776255707762774E-2,10.802571269684634]
[17,401.5,3.6294,1.8147,11.554536180064071,5.7772680900320355,7.6579153544347216,401.50000000000193,4.5833333333333552E-2,10.798114238039709]
[17,402,3.7896000000000001,1.8948,12.06454794400474,6.0322739720023701,7.6579153544347216,402.00000000000193,4.589041095890433E-2,10.795885722217246]
[17,402.5,3.8776999999999999,1.93885,12.345022578231788,6.172511289115894,7.6579153544347216,402.50000000000193,4.5947488584475109E-2,10.795567362814037]
[17,403,3.8692000000000002,1.9346000000000001,12.317962028959032,6.1589810144795161,7.6579153544347216,403.00000000000199,4.6004566210045887E-2,10.79461228460441]
[17,403.5,3.907,1.9535,12.438301883371999,6.2191509416859994,7.6579153544347216,403.50000000000199,4.6061643835616665E-2,10.786971658927397]
[17,404,3.6452,1.8226,11.60483696577108,5.8024184828855399,7.6579153544347216,404.00000000000199,4.6118721461187444E-2,10.786653299524188]
[17,404.5,3.5737000000000001,1.78685,11.377209992476711,5.6886049962383556,7.6579153544347216,404.50000000000205,4.6175799086758222E-2,10.784743143104935]
[17,405,3.3738999999999999,1.6869499999999999,10.741127904865314,5.3705639524326569,7.6579153544347216,405.00000000000205,4.6232876712329E-2,10.780604470863219]
[17,405.5,3.3517999999999999,1.6758999999999999,10.670770476756145,5.3353852383780724,7.6579153544347216,405.50000000000205,4.6289954337899779E-2,10.779012673847175]
[17,406,3.2281,1.61405,10.276959894986728,5.138479947493364,7.6579153544347216,406.0000000000021,4.6347031963470557E-2,10.778375955040756]
[17,406.5,3.0158,1.5079,9.601082881974218,4.800541440987109,7.6579153544347216,406.5000000000021,4.6404109589041335E-2,10.778057595637547]
[17,407,1.5310999999999999,0.76554999999999995,4.8744008225315749,2.4372004112657875,7.6579153544347216,407.0000000000021,4.6461187214612114E-2,10.77455564220225]
[17,407.5,1.1719999999999999,0.58599999999999997,3.7311722056083902,1.8655861028041951,7.6579153544347216,407.50000000000216,4.6518264840182892E-2,10.773918923395831]
[18,408,1.0945,0.54725000000000001,3.4844436681214876,1.7422218340607438,7.6579153544347216,408.00000000000216,4.657534246575367E-2,10.772963845186206]
[18,408.5,0.78669999999999995,0.39334999999999998,2.5045334250444715,1.2522667125222358,7.6579153544347216,408.50000000000216,4.6632420091324449E-2,10.772008766976578]
[18,409,0.61,0.30499999999999999,1.9419923595743329,0.97099617978716646,7.6579153544347216,409.00000000000222,4.6689497716895227E-2,10.771053688766953]
[18,409.5,0.5544,0.2772,1.7649845313901806,0.88249226569509032,7.6579153544347216,409.50000000000222,4.6746575342466005E-2,10.768825172944489]
[18,410,0.5454,0.2727,1.7363321851013789,0.86816609255068944,7.6579153544347216,410.00000000000222,4.6803652968036784E-2,10.760229469057849]
[18,410.5,0.4929,0.24645,1.5691934984167029,0.78459674920835143,7.6579153544347216,410.50000000000222,4.6860730593607562E-2,10.75991110965464]
[18,411,0.43619999999999998,0.21809999999999999,1.3886837167972523,0.69434185839862617,7.6579153544347216,411.00000000000227,4.691780821917834E-2,10.756727515622551]
[18,411.5,0.44569999999999999,0.22284999999999999,1.4189278601020987,0.70946393005104935,7.6579153544347216,411.50000000000227,4.6974885844749119E-2,10.751952124574418]
[18,412,0.43559999999999999,0.21779999999999999,1.3867735603779989,0.69338678018899946,7.6579153544347216,412.00000000000227,4.7031963470319897E-2,10.751633765171208]
[18,412.5,1.5364,0.76819999999999999,4.8912738709016477,2.4456369354508238,7.6579153544347216,412.50000000000233,4.7089041095890675E-2,10.751633765171208]
[18,413,1.5279,0.76395000000000002,4.864213321628891,2.4321066608144455,7.6579153544347216,413.00000000000233,4.7146118721461454E-2,10.74526657710703]
[18,413.5,1.6429,0.82145000000000001,5.230326635319134,2.615163317659567,7.6579153544347216,413.50000000000233,4.7203196347032232E-2,10.743674780090984]
[18,414,1.6876,0.84379999999999999,5.3726332885535149,2.6863166442767574,7.6579153544347216,414.00000000000239,4.726027397260301E-2,10.741764623671731]
[18,414.5,1.7569999999999999,0.87849999999999995,5.5935747143804964,2.7967873571902482,7.6579153544347216,414.50000000000239,4.7317351598173789E-2,10.741446264268523]
[18,415,2.0127999999999999,1.0064,6.4079380677888809,3.2039690338944404,7.6579153544347216,415.00000000000239,4.7374429223744567E-2,10.741127904865314]
[18,415.5,2.3847999999999998,1.1923999999999999,7.5922350477260139,3.7961175238630069,7.6579153544347216,415.50000000000244,4.7431506849315345E-2,10.741127904865314]
[18,416,2.6455000000000002,1.3227500000000001,8.422198011891636,4.211099005945818,7.6579153544347216,416.00000000000244,4.7488584474886124E-2,10.741127904865314]
[18,416.5,2.5653999999999999,1.2827,{"$f":"C838*$E$2","v":8.1671921299213004},4.0835960649606502,7.6579153544347216,416.50000000000244,4.7545662100456902E-2,10.737944310833225]
[{"$f":"INT(B839/24)+1","v":18},417,2.4116,{"$f":"C839*0.5","v":1.2058},7.6775553677860016,{"$f":"E839*0.5","v":3.8387776838930008},{"$f":"IF(A839<=$N$42,$O$42,IF(A839<=$N$43,$O$43,IF(A839<=$N$44,$O$44,IF(A839<=$N$45,$O$45,IF(A839<=$N$46,$O$46,IF(A839<=$N$47,$O$47,IF(A839<=$N$48,$O$48,IF(A839<=$N$49,$O$49,IF(A839<=$N$50,$O$50,IF(A839<=$N$51,$O$51,IF(A839<=$N$52,$O$52,IF(A839<=$N$53,$O$53))))))))))))","v":7.6579153544347216},{"$f":"I839*8760","v":417.0000000000025},4.7602739726027681E-2,10.737625951430015]
[18,417.5,2.2545000000000002,1.1272500000000001,7.1774127453448093,3.5887063726724047,7.6579153544347216,417.5000000000025,4.7659817351598459E-2,10.732213841575465]
[18,418,2.2498,1.1249,7.1624498533939907,3.5812249266969953,7.6579153544347216,418.0000000000025,{"$f":"1/17520+I840","v":4.7716894977169237E-2},10.731895482172256]
[18,418.5,2.1358000000000001,1.0679000000000001,6.7995201337358369,3.3997600668679184,7.6579153544347216,418.50000000000256,4.7773972602740016E-2,10.731895482172256]
[18,419,2.0541,1.02705,6.5394205013141598,3.2697102506570799,7.6579153544347216,419.00000000000256,4.7831050228310794E-2,10.731895482172256]
[18,419.5,1.9743999999999999,0.98719999999999997,6.2856880569566602,3.1428440284783301,7.6579153544347216,419.50000000000256,4.7888127853881572E-2,10.731258763365839]
[18,420,2.1076999999999999,1.05385,6.7100611414341333,3.3550305707170667,7.6579153544347216,420.00000000000261,4.7945205479452351E-2,10.731258763365839]
[18,420.5,2.1345000000000001,1.06725,6.795381461494121,3.3976907307470605,7.6579153544347216,420.50000000000261,4.8002283105023129E-2,10.730940403962629]
[18,421,2.0619999999999998,1.0309999999999999,6.5645708941676624,3.2822854470838312,7.6579153544347216,421.00000000000261,4.8059360730593907E-2,10.730622044559421]
[18,421.5,1.9963,0.99814999999999998,6.3554087662594112,3.1777043831297056,7.6579153544347216,421.50000000000267,4.8116438356164686E-2,10.729348606946585]
[18,422,1.875,0.9375,5.9692388101670071,2.9846194050835035,7.6579153544347216,422.00000000000267,4.8173515981735464E-2,10.72775680993054]
[18,422.5,1.9167000000000001,0.95835000000000004,6.1019946813051211,3.0509973406525606,7.6579153544347216,422.50000000000267,4.8230593607306242E-2,10.725846653511287]
[18,423,1.9811000000000001,0.99055000000000004,6.3070181369716574,3.1535090684858287,7.6579153544347216,423.00000000000267,4.8287671232877021E-2,10.725528294108079]
[18,423.5,1.9968999999999999,0.99844999999999995,6.3573189226786644,3.1786594613393322,7.6579153544347216,423.50000000000273,4.8344748858447799E-2,10.724573215898451]
[18,424,2.1362999999999999,1.0681499999999999,6.8011119307518806,3.4005559653759403,7.6579153544347216,424.00000000000273,4.8401826484018577E-2,10.722981418882407]
[18,424.5,2.5754999999999999,1.28775,8.1993464296454004,4.0996732148227002,7.6579153544347216,424.50000000000273,4.8458904109589356E-2,10.721389621866363]
[18,425,2.8908,1.4454,9.2031336279630853,4.6015668139815427,7.6579153544347216,425.00000000000279,4.8515981735160134E-2,10.71947946544711]
[18,425.5,3.0929000000000002,1.5464500000000001,9.8465379818482859,4.9232689909241429,7.6579153544347216,425.50000000000279,4.8573059360730912E-2,10.717250949624647]
[18,426,3.2565,1.62825,10.367373965498057,5.1836869827490286,7.6579153544347216,426.00000000000279,4.8630136986301691E-2,10.715659152608602]
[18,426.5,3.0844999999999998,1.5422499999999999,9.819795791978736,4.909897895989368,7.6579153544347216,426.50000000000284,4.8687214611872469E-2,10.714704074398975]
[18,427,3.1665000000000001,1.58325,10.080850502610042,5.0404252513050212,7.6579153544347216,427.00000000000284,4.8744292237443247E-2,10.713430636786141]
[18,427.5,3.1254,1.5627,9.9500047878911797,4.9750023939455899,7.6579153544347216,427.50000000000284,4.8801369863014026E-2,10.712157199173303]
[18,428,3.0047000000000001,1.5023500000000001,9.5657449882180305,4.7828724941090153,7.6579153544347216,428.0000000000029,4.8858447488584804E-2,10.708655245738006]
[18,428.5,2.9552999999999998,1.4776499999999999,9.4084754430328292,4.7042377215164146,7.6579153544347216,428.5000000000029,4.8915525114155582E-2,10.706745089318753]
[18,429,2.9853999999999998,1.4926999999999999,9.5043016233987103,4.7521508116993552,7.6579153544347216,429.0000000000029,4.8972602739726361E-2,10.706108370512334]
[18,429.5,2.8769,1.43845,9.1588816709170473,4.5794408354585237,7.6579153544347216,429.50000000000296,4.9029680365297139E-2,10.705790011109126]
[18,430,2.6598000000000002,1.3299000000000001,8.46772340655051,4.233861703275255,7.6579153544347216,430.00000000000296,4.9086757990867917E-2,10.705471651705917]
[18,430.5,2.6465000000000001,1.32325,8.4253816059237252,4.2126908029618626,7.6579153544347216,430.50000000000296,4.9143835616438696E-2,10.701014620060992]
[18,431,1.5182,0.7591,4.8333324595176261,2.4166662297588131,7.6579153544347216,431.00000000000301,4.9200913242009474E-2,10.700696260657784]
[18,431.5,1.2968,0.64839999999999998,4.1284847408131062,2.0642423704065531,7.6579153544347216,431.50000000000301,4.9257990867580252E-2,10.699104463641739]
[19,432,1.0358000000000001,0.51790000000000003,3.2975666984378593,1.6487833492189297,7.6579153544347216,432.00000000000301,4.9315068493151031E-2,10.698149385432112]
[19,432.5,0.78639999999999999,0.39319999999999999,2.5035783468348449,1.2517891734174225,7.6579153544347216,432.50000000000307,4.9372146118721809E-2,10.695920869609649]
[19,433,0.64849999999999997,0.32424999999999998,2.0645607298097621,1.0322803649048811,7.6579153544347216,433.00000000000307,4.9429223744292587E-2,10.695920869609649]
[19,433.5,0.56010000000000004,0.28005000000000002,1.7831310173730883,0.89156550868654416,7.6579153544347216,433.50000000000307,4.9486301369863366E-2,10.695284150803232]
[19,434,0.50419999999999998,0.25209999999999999,1.6051681109793092,0.80258405548965461,7.6579153544347216,434.00000000000313,4.9543378995434144E-2,10.692418916174352]
[19,434.5,0.44219999999999998,0.22109999999999999,1.4077852809897868,0.70389264049489342,7.6579153544347216,434.50000000000313,4.9600456621004922E-2,10.691145478561516]
[19,435,0.44729999999999998,0.22364999999999999,1.4240216105534411,0.71201080527672056,7.6579153544347216,435.00000000000313,4.9657534246575701E-2,10.690508759755099]
[19,435.5,0.4491,0.22455,1.4297520798112016,0.71487603990560078,7.6579153544347216,435.50000000000318,4.9714611872146479E-2,10.69019040035189]
[19,436,0.48010000000000003,0.24005000000000001,1.5284434948059626,0.76422174740298132,7.6579153544347216,436.00000000000318,4.9771689497717257E-2,10.689553681545471]
[19,436.5,1.4302999999999999,0.71514999999999995,4.5534945440969974,2.2767472720484987,7.6579153544347216,436.50000000000318,4.9828767123288036E-2,10.689235322142263]
[19,437,1.4591000000000001,0.72955000000000003,4.6451820522211626,2.3225910261105813,7.6579153544347216,437.00000000000318,4.9885844748858814E-2,10.688280243932635]
[19,437.5,1.508,0.754,4.8008598003903185,2.4004299001951592,7.6579153544347216,437.50000000000324,4.9942922374429592E-2,10.6870068063198]
[19,438,1.5604,0.7802,4.9676801276717857,2.4838400638358928,7.6579153544347216,438.00000000000324,5.0000000000000371E-2,10.686688446916591]
[19,438.5,1.6777,0.83884999999999998,5.3411157076358329,2.6705578538179164,7.6579153544347216,438.50000000000324,5.0057077625571149E-2,10.685096649900547]
[19,439,1.9359,0.96794999999999998,6.163119686721231,3.0815598433606155,7.6579153544347216,439.0000000000033,5.0114155251141927E-2,10.681276337062041]
[19,439.5,2.3269000000000002,1.1634500000000001,7.4079049532680585,3.7039524766340293,7.6579153544347216,439.5000000000033,5.0171232876712706E-2,10.679366180642786]
[19,440,2.5487000000000002,1.2743500000000001,8.1140261095854136,4.0570130547927068,7.6579153544347216,440.0000000000033,5.0228310502283484E-2,10.678729461836369]
[19,440.5,2.4647000000000001,1.2323500000000001,7.8466042108899323,3.9233021054449662,7.6579153544347216,440.50000000000335,5.0285388127854262E-2,10.67809274302995]
[19,441,2.3205,1.16025,7.387529951462688,3.693764975731344,7.6579153544347216,441.00000000000335,5.0342465753425041E-2,10.670770476756145]
[19,441.5,2.1012,1.0506,6.6893677802255542,3.3446838901127771,7.6579153544347216,441.50000000000335,5.0399543378995819E-2,10.66981539854652]
[19,442,2.0375999999999999,1.0187999999999999,6.4868911997846892,3.2434455998923446,7.6579153544347216,442.00000000000341,5.0456621004566597E-2,10.669178679740101]
[19,442.5,2.0314000000000001,1.0157,6.4671529167857376,3.2335764583928688,7.6579153544347216,442.50000000000341,5.0513698630137376E-2,10.667586882724057]
[19,443,1.9123000000000001,0.95615000000000006,6.0879868675639299,3.043993433781965,7.6579153544347216,443.00000000000341,5.0570776255708154E-2,10.666313445111221]
[19,443.5,1.8826000000000001,0.94130000000000003,5.993434124810884,2.996717062405442,7.6579153544347216,443.50000000000347,5.0627853881278932E-2,10.663766569885551]
[19,444,1.9978,0.99890000000000001,6.360184157307545,3.1800920786537725,7.6579153544347216,444.00000000000347,5.0684931506849711E-2,10.663766569885551]
[19,444.5,1.8857999999999999,0.94289999999999996,6.0036216257135688,3.0018108128567844,7.6579153544347216,444.50000000000347,5.0742009132420489E-2,10.663448210482342]
[19,445,1.7936000000000001,0.89680000000000004,5.7100942559549566,2.8550471279774783,7.6579153544347216,445.00000000000352,5.0799086757991267E-2,10.663129851079132]
[19,445.5,1.8037000000000001,0.90185000000000004,5.7422485556790566,2.8711242778395283,7.6579153544347216,445.50000000000352,5.0856164383562046E-2,10.662493132272715]
[19,446,1.7538,0.87690000000000001,5.5833872134778115,2.7916936067389058,7.6579153544347216,446.00000000000352,5.0913242009132824E-2,10.662493132272715]
[19,446.5,1.8134999999999999,0.90674999999999994,5.7734477771935291,2.8867238885967645,7.6579153544347216,446.50000000000358,5.0970319634703602E-2,10.659627897643835]
[19,447,1.8259000000000001,0.91295000000000004,5.8129243431914341,2.9064621715957171,7.6579153544347216,447.00000000000358,5.1027397260274381E-2,10.657399381821371]
[19,447.5,2.0529999999999999,1.0265,6.5359185478788611,3.2679592739394305,7.6579153544347216,447.50000000000358,5.1084474885845159E-2,10.655807584805327]
[19,448,2.1941000000000002,1.0970500000000001,6.98512366580663,3.492561832903315,7.6579153544347216,448.00000000000364,5.1141552511415937E-2,10.655489225402118]
[19,448.5,2.7673999999999999,1.3836999999999999,{"$f":"C902*$E$2","v":8.8102781244032933},4.4051390622016466,7.6579153544347216,448.50000000000364,5.1198630136986716E-2,10.65517086599891]
[{"$f":"INT(B903/24)+1","v":19},449,2.9849999999999999,{"$f":"C903*0.5","v":1.4924999999999999},9.5030281857858743,{"$f":"E903*0.5","v":4.7515140928929371},{"$f":"IF(A903<=$N$42,$O$42,IF(A903<=$N$43,$O$43,IF(A903<=$N$44,$O$44,IF(A903<=$N$45,$O$45,IF(A903<=$N$46,$O$46,IF(A903<=$N$47,$O$47,IF(A903<=$N$48,$O$48,IF(A903<=$N$49,$O$49,IF(A903<=$N$50,$O$50,IF(A903<=$N$51,$O$51,IF(A903<=$N$52,$O$52,IF(A903<=$N$53,$O$53))))))))))))","v":7.6579153544347216},{"$f":"I903*8760","v":449.00000000000364},5.1255707762557494E-2,10.654215787789283]
[19,449.5,3.2027000000000001,1.6013500000000001,10.196096606571666,5.0980483032858332,7.6579153544347216,449.50000000000364,5.1312785388128272E-2,10.651350553160402]
[19,450,3.5043000000000002,1.7521500000000001,11.156268566649731,5.5781342833248653,7.6579153544347216,450.00000000000369,{"$f":"1/17520+I904","v":5.1369863013699051E-2},10.647848599725103]
[19,450.5,3.5657999999999999,1.7828999999999999,11.352059599623207,5.6760297998116034,7.6579153544347216,450.50000000000369,5.1426940639269829E-2,10.643073208676972]
[19,451,3.6107999999999998,1.8053999999999999,11.495321331067215,5.7476606655336075,7.6579153544347216,451.00000000000369,5.1484018264840607E-2,10.641799771064134]
[19,451.5,3.5733000000000001,1.7866500000000001,11.375936554863875,5.6879682774319376,7.6579153544347216,451.50000000000375,5.1541095890411386E-2,10.635114223596748]
[19,452,3.3567999999999998,1.6783999999999999,10.686688446916591,5.3433442234582955,7.6579153544347216,452.00000000000375,5.1598173515982164E-2,10.633522426580704]
[19,452.5,3.1939000000000002,1.5969500000000001,10.168080979089282,5.0840404895446412,7.6579153544347216,452.50000000000375,5.1655251141552942E-2,10.633522426580704]
[19,453,3.2757999999999998,1.6378999999999999,10.428817330317376,5.2144086651586878,7.6579153544347216,453.00000000000381,5.1712328767123721E-2,10.632885707774287]
[19,453.5,3.5009000000000001,1.7504500000000001,11.145444346940627,5.5727221734703134,7.6579153544347216,453.50000000000381,5.1769406392694499E-2,10.632248988967868]
[19,454,3.1185999999999998,1.5592999999999999,9.928356348472974,4.964178174236487,7.6579153544347216,454.00000000000381,5.1826484018265277E-2,10.630975551355034]
[19,454.5,3.1057000000000001,1.5528500000000001,9.887287985459027,4.9436439927295135,7.6579153544347216,454.50000000000387,5.1883561643836056E-2,10.630657191951823]
[19,455,1.514,0.75700000000000001,4.8199613645828521,2.409980682291426,7.6579153544347216,455.00000000000387,5.1940639269406834E-2,10.630338832548615]
[19,455.5,1.1971000000000001,0.59855000000000003,3.8110804158138261,1.905540207906913,7.6579153544347216,455.50000000000387,5.1997716894977612E-2,10.629702113742198]
[20,456,1.0591999999999999,0.52959999999999996,3.3720627987887428,1.6860313993943714,7.6579153544347216,456.00000000000392,5.2054794520548391E-2,10.629065394935779]
[20,456.5,0.99270000000000003,0.49635000000000001,3.16035379565482,1.58017689782741,7.6579153544347216,456.50000000000392,5.2111872146119169E-2,10.627473597919735]
[20,457,0.74880000000000002,0.37440000000000001,2.3838752112282959,1.191937605614148,7.6579153544347216,457.00000000000392,5.2168949771689947E-2,10.626518519710107]
[20,457.5,0.77739999999999998,0.38869999999999999,2.4749260005460432,1.2374630002730216,7.6579153544347216,457.50000000000398,5.2226027397260726E-2,10.626518519710107]
[20,458,0.57620000000000005,0.28810000000000002,1.8343868812897224,0.91719344064486119,7.6579153544347216,458.00000000000398,5.2283105022831504E-2,10.625563441500482]
[20,458.5,0.52549999999999997,0.26274999999999998,1.6729786638628064,0.83648933193140318,7.6579153544347216,458.50000000000398,5.2340182648402282E-2,10.621106409855557]
[20,459,0.49,0.245,1.5599610757236444,0.7799805378618222,7.6579153544347216,459.00000000000404,5.2397260273973061E-2,10.620788050452347]
[20,459.5,0.43269999999999997,0.21634999999999999,1.3775411376849407,0.68877056884247034,7.6579153544347216,459.50000000000404,5.2454337899543839E-2,10.619514612839513]
[20,460,0.4597,0.22985,1.4634981765513457,0.73174908827567287,7.6579153544347216,460.00000000000404,5.2511415525114617E-2,10.619196253436302]
[20,460.5,1.8422000000000001,0.92110000000000003,5.8648169259144858,2.9324084629572429,7.6579153544347216,460.50000000000409,5.2568493150685396E-2,10.618559534629885]
[20,461,1.8541000000000001,0.92705000000000004,5.9027016948963453,2.9513508474481727,7.6579153544347216,461.00000000000409,5.2625570776256174E-2,10.617922815823468]
[20,461.5,1.8523000000000001,0.92615000000000003,5.8969712256385849,2.9484856128192924,7.6579153544347216,461.50000000000409,5.2682648401826952E-2,10.616649378210631]
[20,462,1.8726,0.93630000000000002,5.9615981844899935,2.9807990922449967,7.6579153544347216,462.00000000000409,5.2739726027397731E-2,10.612829065372125]
[20,462.5,1.9671000000000001,0.98355000000000004,6.2624478205224108,3.1312239102612054,7.6579153544347216,462.50000000000415,5.2796803652968509E-2,10.609645471340036]
[20,463,2.1261999999999999,1.0630999999999999,6.7689576310277806,3.3844788155138903,7.6579153544347216,463.00000000000415,5.2853881278539287E-2,10.608690393130409]
[20,463.5,2.1772999999999998,1.0886499999999999,6.931639286067532,3.465819643033766,7.6579153544347216,463.50000000000415,5.2910958904110066E-2,10.607735314920783]
[20,464,2.3845000000000001,1.19225,7.5912799695163882,3.7956399847581941,7.6579153544347216,464.00000000000421,5.2968036529680844E-2,10.607098596114364]
[20,464.5,2.4357000000000002,1.2178500000000001,7.754279983959349,3.8771399919796745,7.6579153544347216,464.50000000000421,5.3025114155251622E-2,10.606143517904739]
[20,465,2.6179999999999999,1.3089999999999999,8.3346491760091865,4.1673245880045933,7.6579153544347216,465.00000000000421,5.3082191780822401E-2,10.602959923872648]
[20,465.5,2.6701000000000001,1.3350500000000001,8.5005144250810272,4.2502572125405136,7.6579153544347216,465.50000000000426,5.3139269406393179E-2,10.60264156446944]
[20,466,2.9762,1.4881,9.4750125583034901,4.737506279151745,7.6579153544347216,466.00000000000426,5.3196347031963957E-2,10.600094689243768]
[20,466.5,2.7277,1.36385,8.6838894413293577,4.3419447206646788,7.6579153544347216,466.50000000000426,5.3253424657534736E-2,10.599776329840559]
[20,467,2.8757000000000001,1.4378500000000001,9.1550613580785392,4.5775306790392696,7.6579153544347216,467.00000000000432,5.3310502283105514E-2,10.599139611034142]
[20,467.5,2.9655,1.48275,9.4409481021601387,4.7204740510800693,7.6579153544347216,467.50000000000432,5.3367579908676292E-2,10.598502892227724]
[20,468,3.0417000000000001,1.52085,9.683537967405325,4.8417689837026625,7.6579153544347216,468.00000000000432,5.3424657534247071E-2,10.597866173421306]
[20,468.5,3.0598999999999998,1.5299499999999999,9.7414793787893466,4.8707396893946733,7.6579153544347216,468.50000000000438,5.3481735159817849E-2,10.597229454614888]
[20,469,2.8452000000000002,1.4226000000000001,9.0579617400998238,4.5289808700499119,7.6579153544347216,469.00000000000438,5.3538812785388627E-2,10.595637657598843]
[20,469.5,2.7206999999999999,1.3603499999999999,8.6616042831047331,4.3308021415523665,7.6579153544347216,469.50000000000438,5.3595890410959406E-2,10.594364219986009]
[20,470,2.6576,1.3288,8.4607194996799127,4.2303597498399563,7.6579153544347216,470.00000000000443,5.3652968036530184E-2,10.593090782373173]
[20,470.5,2.5249999999999999,1.2625,8.0385749310249022,4.0192874655124511,7.6579153544347216,470.50000000000443,5.3710045662100962E-2,10.590862266550712]
[20,471,2.4426999999999999,1.2213499999999999,7.7765651421839719,3.8882825710919859,7.6579153544347216,471.00000000000443,5.3767123287671741E-2,10.5905439071475]
[20,471.5,2.6061000000000001,1.30305,8.296764407027327,4.1483822035136635,7.6579153544347216,471.50000000000449,5.3824200913242519E-2,10.5905439071475]
[20,472,2.62,1.31,8.341016364073365,4.1705081820366825,7.6579153544347216,472.00000000000449,5.3881278538813297E-2,10.588315391325038]
[20,472.5,2.7877999999999998,1.3938999999999999,8.8752234426579104,4.4376117213289552,7.6579153544347216,472.50000000000449,5.3938356164384076E-2,10.587041953712204]
[20,473,3.0236999999999998,1.5118499999999999,9.6262332748277206,4.8131166374138603,7.6579153544347216,473.00000000000455,5.3995433789954854E-2,10.585768516099368]
[20,473.5,3.2282000000000002,1.6141000000000001,10.277278254389937,5.1386391271949687,7.6579153544347216,473.50000000000455,5.4052511415525632E-2,10.584495078486531]
[20,474,3.3469000000000002,1.6734500000000001,10.65517086599891,5.327585432999455,7.6579153544347216,474.00000000000455,5.4109589041096411E-2,10.579082968631981]
[20,474.5,3.7071999999999998,1.8535999999999999,11.802219795760601,5.9011098978803007,7.6579153544347216,474.50000000000455,5.4166666666667189E-2,10.578446249825562]
[20,475,3.3052000000000001,1.6526000000000001,10.522414994860796,5.261207497430398,7.6579153544347216,475.0000000000046,5.4223744292237967E-2,10.578127890422355]
[20,475.5,3.2707999999999999,1.6354,10.412899360156931,5.2064496800784656,7.6579153544347216,475.5000000000046,5.4280821917808746E-2,10.575581015196683]
[20,476,3.3835999999999999,1.6918,10.772008766976578,5.3860043834882889,7.6579153544347216,476.0000000000046,5.4337899543379524E-2,10.572079061761386]
[20,476.5,3.0960000000000001,1.548,9.8564071233477613,4.9282035616738806,7.6579153544347216,476.50000000000466,5.4394977168950302E-2,10.569850545938923]
[20,477,3.0848,1.5424,9.8207508701883643,4.9103754350941822,7.6579153544347216,477.00000000000466,5.4452054794521081E-2,10.568895467729295]
[20,477.5,3.0257999999999998,1.5128999999999999,9.6329188222951085,4.8164594111475543,7.6579153544347216,477.50000000000466,5.4509132420091859E-2,10.564438436084371]
[20,478,2.9609000000000001,1.48045,9.4263035696125286,4.7131517848062643,7.6579153544347216,478.00000000000472,5.4566210045662637E-2,10.563801717277954]
[20,478.5,2.8197000000000001,1.40985,8.976780092281551,4.4883900461407755,7.6579153544347216,478.50000000000472,5.4623287671233416E-2,10.562846639068326]
[20,479,1.4128000000000001,0.70640000000000003,4.4977816485354385,2.2488908242677192,7.6579153544347216,479.00000000000472,5.4680365296804194E-2,10.562528279665118]
[20,479.5,1.4231,0.71155000000000002,4.5305726670659565,2.2652863335329783,7.6579153544347216,479.50000000000477,5.4737442922374972E-2,10.56157320145549]
[21,480,1.0164,0.50819999999999999,3.235804974215331,1.6179024871076655,7.6579153544347216,480.00000000000477,5.4794520547945751E-2,10.561254842052282]
[21,480.5,0.98560000000000003,0.49280000000000002,{"$f":"C966*$E$2","v":3.1377502780269877},1.5688751390134938,7.6579153544347216,480.50000000000477,5.4851598173516529E-2,10.560936482649073]
[{"$f":"INT(B967/24)+1","v":21},481,0.7923,{"$f":"C967*0.5","v":0.39615},2.5223615516241704,{"$f":"E967*0.5","v":1.2611807758120852},{"$f":"IF(A967<=$N$42,$O$42,IF(A967<=$N$43,$O$43,IF(A967<=$N$44,$O$44,IF(A967<=$N$45,$O$45,IF(A967<=$N$46,$O$46,IF(A967<=$N$47,$O$47,IF(A967<=$N$48,$O$48,IF(A967<=$N$49,$O$49,IF(A967<=$N$50,$O$50,IF(A967<=$N$51,$O$51,IF(A967<=$N$52,$O$52,IF(A967<=$N$53,$O$53))))))))))))","v":7.6579153544347216},{"$f":"I967*8760","v":481.00000000000483},5.4908675799087307E-2,10.559663045036237]
[21,481.5,0.69120000000000004,0.34560000000000002,2.2005001949799654,1.1002500974899827,7.6579153544347216,481.50000000000483,5.4965753424658086E-2,10.555524372794521]
[21,482,0.57589999999999997,0.28794999999999998,1.8334318030800956,0.91671590154004778,7.6579153544347216,482.00000000000483,{"$f":"1/17520+I968","v":5.5022831050228864E-2},10.553932575778477]
[21,482.5,0.5252,0.2626,1.6720235856531798,0.83601179282658988,7.6579153544347216,482.50000000000489,5.5079908675799642E-2,10.551067341149597]
[21,483,0.47749999999999998,0.23874999999999999,1.520166150322531,0.7600830751612655,7.6579153544347216,483.00000000000489,5.5136986301370421E-2,10.55043062234318]
[21,483.5,0.46210000000000001,0.23105000000000001,1.4711388022283594,0.73556940111417968,7.6579153544347216,483.50000000000489,5.5194063926941199E-2,10.546610309504672]
[21,484,0.47220000000000001,0.2361,1.5032931019524591,0.75164655097622957,7.6579153544347216,484.00000000000495,5.5251141552511977E-2,10.545973590698255]
[21,484.5,1.4802999999999999,0.74014999999999997,4.712674245701451,2.3563371228507255,7.6579153544347216,484.50000000000495,5.5308219178082756E-2,10.542471637262956]
[21,485,1.4690000000000001,0.73450000000000004,4.6766996331388446,2.3383498165694223,7.6579153544347216,485.00000000000495,5.5365296803653534E-2,10.538969683827659]
[21,485.5,1.5194000000000001,0.75970000000000004,4.8371527723561334,2.4185763861780667,7.6579153544347216,485.500000000005,5.5422374429224312E-2,10.53833296502124]
[21,486,1.5133000000000001,0.75665000000000004,4.8177328487603903,2.4088664243801952,7.6579153544347216,486.000000000005,5.5479452054795091E-2,10.538014605618031]
[21,486.5,1.5035000000000001,0.75175000000000003,4.7865336272459178,2.3932668136229589,7.6579153544347216,486.500000000005,5.5536529680365869E-2,10.538014605618031]
[21,487,1.6786000000000001,0.83930000000000005,5.3439809422647135,2.6719904711323568,7.6579153544347216,487.000000000005,5.5593607305936647E-2,10.533239214569898]
[21,487.5,1.7476,0.87380000000000002,5.563648930478859,2.7818244652394295,7.6579153544347216,487.50000000000506,5.5650684931507426E-2,10.532920855166688]
[21,488,1.9582999999999999,0.97914999999999996,6.2344321930400266,3.1172160965200133,7.6579153544347216,488.00000000000506,5.5707762557078204E-2,10.531965776957062]
[21,488.5,2.0466000000000002,1.0233000000000001,6.5155435460734923,3.2577717730367461,7.6579153544347216,488.50000000000506,5.5764840182648982E-2,10.529737261134601]
[21,489,2.2505999999999999,1.1253,7.1649967286196619,3.5824983643098309,7.6579153544347216,489.00000000000512,5.5821917808219761E-2,10.528145464118555]
[21,489.5,2.3738000000000001,1.1869000000000001,7.5572155133730359,3.7786077566865179,7.6579153544347216,489.50000000000512,5.5878995433790539E-2,10.525916948296093]
[21,490,2.4691000000000001,1.23455,7.8606120246311235,3.9303060123155618,7.6579153544347216,490.00000000000512,5.5936073059361317E-2,10.522414994860796]
[21,490.5,2.6013000000000002,1.3006500000000001,8.2814831556732997,4.1407415778366499,7.6579153544347216,490.50000000000517,5.5993150684932096E-2,10.522414994860796]
[21,491,2.7355999999999998,1.3677999999999999,8.7090398341828603,4.3545199170914302,7.6579153544347216,491.00000000000517,5.6050228310502874E-2,10.522096635457586]
[21,491.5,2.8315999999999999,1.4157999999999999,9.0146648612634106,4.5073324306317053,7.6579153544347216,491.50000000000517,5.6107305936073652E-2,10.519868119635124]
[21,492,3.2317,1.61585,10.288420833502249,5.1442104167511244,7.6579153544347216,492.00000000000523,5.6164383561644431E-2,10.519231400828705]
[21,492.5,3.0154000000000001,1.5077,9.5998094443613837,4.7999047221806919,7.6579153544347216,492.50000000000523,5.6221461187215209E-2,10.517002885006244]
[21,493,2.9085000000000001,1.45425,9.2594832423310613,4.6297416211655307,7.6579153544347216,493.00000000000523,5.6278538812785987E-2,10.515411087990199]
[21,493.5,2.6720000000000002,1.3360000000000001,8.5065632537419962,4.2532816268709981,7.6579153544347216,493.50000000000529,5.6335616438356766E-2,10.514456009780574]
[21,494,2.5152999999999999,1.2576499999999999,8.0076940689136382,4.0038470344568191,7.6579153544347216,494.00000000000529,5.6392694063927544E-2,10.505860305893931]
[21,494.5,2.5577000000000001,1.27885,8.1426784558742149,4.0713392279371075,7.6579153544347216,494.50000000000529,5.6449771689498322E-2,10.505860305893931]
[21,495,2.5127000000000002,1.2563500000000001,7.9994167244302075,3.9997083622151037,7.6579153544347216,495.00000000000534,5.6506849315069101E-2,10.502358352458634]
[21,495.5,2.5226999999999999,1.26135,8.0312526647510971,4.0156263323755486,7.6579153544347216,495.50000000000534,5.6563926940639879E-2,10.500129836636171]
[21,496,2.6812999999999998,1.3406499999999999,8.5361706782404241,4.268085339120212,7.6579153544347216,496.00000000000534,5.6621004566210657E-2,10.499811477232962]
[21,496.5,2.9668000000000001,1.4834000000000001,9.4450867744018545,4.7225433872009273,7.6579153544347216,496.5000000000054,5.6678082191781436E-2,10.497264602007292]
[21,497,3.1553,1.57765,10.045194249450644,5.0225971247253218,7.6579153544347216,497.0000000000054,5.6735159817352214E-2,10.497264602007292]
[21,497.5,3.4649999999999999,1.7324999999999999,11.031153321188627,5.5155766605943137,7.6579153544347216,497.5000000000054,5.6792237442922992E-2,10.495991164394455]
[21,498,3.4036,1.7018,10.835680647618359,5.4178403238091795,7.6579153544347216,498.00000000000546,5.6849315068493771E-2,10.493762648571993]
[21,498.5,3.5438999999999998,1.7719499999999999,11.282338890320455,5.6411694451602274,7.6579153544347216,498.50000000000546,5.6906392694064549E-2,10.492489210959157]
[21,499,3.5935000000000001,1.7967500000000001,11.440245154312075,5.7201225771560376,7.6579153544347216,499.00000000000546,5.6963470319635327E-2,10.491215773346322]
[21,499.5,3.6383999999999999,1.8191999999999999,11.583188526352872,5.7915942631764361,7.6579153544347216,499.50000000000551,5.7020547945206106E-2,10.490579054539904]
[21,500,3.5148000000000001,1.7574000000000001,11.189696303986665,5.5948481519933324,7.6579153544347216,500.00000000000551,5.7077625570776884E-2,10.490260695136696]
[21,500.5,3.4931000000000001,1.74655,11.120612313490332,5.5603061567451659,7.6579153544347216,500.50000000000551,5.7134703196347662E-2,10.489305616927069]
[21,501,3.5988000000000002,1.7994000000000001,11.457118202682148,5.7285591013410739,7.6579153544347216,501.00000000000551,5.7191780821918441E-2,10.48898725752386]
[21,501.5,3.6128999999999998,1.8064499999999999,11.502006878534601,5.7510034392673006,7.6579153544347216,501.50000000000557,5.7248858447489219E-2,10.487713819911024]
[21,502,3.6093000000000002,1.8046500000000001,11.490545940019082,5.7452729700095411,7.6579153544347216,502.00000000000557,5.7305936073059997E-2,10.48612202289498]
[21,502.5,3.3336000000000001,1.6668000000000001,10.612829065372125,5.3064145326860626,7.6579153544347216,502.50000000000557,5.7363013698630776E-2,10.485485304088563]
[21,503,1.518,0.75900000000000001,4.832695740711209,2.4163478703556045,7.6579153544347216,503.00000000000563,5.7420091324201554E-2,10.482620069459681]
[21,503.5,1.2453000000000001,0.62265000000000004,3.9645296481605197,1.9822648240802598,7.6579153544347216,503.50000000000563,5.7477168949772332E-2,10.480709913040428]
[22,504,0.998,0.499,3.1772268440248923,1.5886134220124462,7.6579153544347216,504.00000000000563,5.7534246575343111E-2,10.478799756621175]
[22,504.5,0.82579999999999998,0.41289999999999999,2.6290119516991544,1.3145059758495772,7.6579153544347216,504.50000000000568,5.7591324200913889E-2,10.476252881395505]
[22,505,0.62370000000000003,0.31185000000000002,1.9856075978139534,0.99280379890697668,7.6579153544347216,505.00000000000568,5.7648401826484667E-2,10.475616162589086]
[22,505.5,0.55810000000000004,0.27905000000000002,1.7767638293089103,0.88838191465445515,7.6579153544347216,505.50000000000568,5.7705479452055446E-2,10.4689306151217]
[22,506,0.48149999999999998,0.24074999999999999,1.5329005264508873,0.76645026322544363,7.6579153544347216,506.00000000000574,5.7762557077626224E-2,10.46861225571849]
[22,506.5,0.4864,0.2432,1.5485001372081237,0.77425006860406187,7.6579153544347216,506.50000000000574,5.7819634703197002E-2,10.467975536912073]
[22,507,0.44619999999999999,0.22309999999999999,1.4205196571181431,0.71025982855907155,7.6579153544347216,507.00000000000574,5.7876712328767781E-2,10.467020458702445]
[22,507.5,0.45179999999999998,0.22589999999999999,1.438347783697842,0.719173891848921,7.6579153544347216,507.5000000000058,5.7933789954338559E-2,10.466702099299237]
[22,508,0.4224,0.2112,1.3447501191544233,0.67237505957721166,7.6579153544347216,508.0000000000058,5.7990867579909337E-2,10.465747021089609]
[22,508.5,2.1233,1.06165,6.7597252083347232,3.3798626041673616,7.6579153544347216,508.5000000000058,5.8047945205480116E-2,10.465110302283192]
[22,509,2.1221999999999999,1.0610999999999999,6.7562232548994245,3.3781116274497123,7.6579153544347216,509.00000000000585,5.8105022831050894E-2,10.464791942879984]
[22,509.5,2.2440000000000002,1.1220000000000001,7.1439850080078742,3.5719925040039371,7.6579153544347216,509.50000000000585,5.8162100456621672E-2,10.461926708251102]
[22,510,2.3054999999999999,1.1527499999999999,7.3397760409813513,3.6698880204906756,7.6579153544347216,510.00000000000585,5.8219178082192451E-2,10.460016551831849]
[22,510.5,2.4407000000000001,1.22035,7.7701979541197943,3.8850989770598972,7.6579153544347216,510.50000000000591,5.8276255707763229E-2,10.459379833025432]
[22,511,2.6698,1.3349,8.4995593468714006,4.2497796734357003,7.6579153544347216,511.00000000000591,5.8333333333334007E-2,10.458743114219015]
[22,511.5,2.9525999999999999,1.4762999999999999,9.3998797391461881,4.6999398695730941,7.6579153544347216,511.50000000000591,5.8390410958904786E-2,10.458743114219015]
[22,512,3.2646000000000002,1.6323000000000001,10.393161077157979,5.1965805385789894,7.6579153544347216,512.00000000000591,5.8447488584475564E-2,10.458106395412596]
[22,512.5,3.0876000000000001,1.5438000000000001,{"$f":"C1030*$E$2","v":9.8296649334782131},4.9148324667391066,7.6579153544347216,512.50000000000591,5.8504566210046342E-2,10.457788036009386]
[{"$f":"INT(B1031/24)+1","v":22},513,3.0510999999999999,{"$f":"C1031*0.5","v":1.52555},9.7134637513069624,{"$f":"E1031*0.5","v":4.8567318756534812},{"$f":"IF(A1031<=$N$42,$O$42,IF(A1031<=$N$43,$O$43,IF(A1031<=$N$44,$O$44,IF(A1031<=$N$45,$O$45,IF(A1031<=$N$46,$O$46,IF(A1031<=$N$47,$O$47,IF(A1031<=$N$48,$O$48,IF(A1031<=$N$49,$O$49,IF(A1031<=$N$50,$O$50,IF(A1031<=$N$51,$O$51,IF(A1031<=$N$52,$O$52,IF(A1031<=$N$53,$O$53))))))))))))","v":7.6579153544347216},{"$f":"I1031*8760","v":513.00000000000603},5.8561643835617121E-2,10.457469676606179]
[22,513.5,2.7682000000000002,1.3841000000000001,8.8128249996289654,4.4064124998144827,7.6579153544347216,513.50000000000603,5.8618721461187899E-2,10.456514598396552]
[22,514,2.7437,1.37185,8.7348269458427819,4.3674134729213909,7.6579153544347216,514.00000000000603,{"$f":"1/17520+I1032","v":5.8675799086758677E-2},10.454922801380507]
[22,514.5,2.5964999999999998,1.2982499999999999,8.2662019043192707,4.1331009521596354,7.6579153544347216,514.50000000000603,5.8732876712329456E-2,10.454922801380507]
[22,515,2.4668000000000001,1.2334000000000001,7.8532897583573194,3.9266448791786597,7.6579153544347216,515.00000000000603,5.8789954337900234E-2,10.45396772317088]
[22,515.5,2.2879999999999998,1.1439999999999999,7.2840631454197924,3.6420315727098962,7.6579153544347216,515.50000000000603,5.8847031963471012E-2,10.453012644961253]
[22,516,2.3167,1.15835,7.3754322941407491,3.6877161470703745,7.6579153544347216,516.00000000000614,5.8904109589041791E-2,10.452375926154835]
[22,516.5,2.2728999999999999,1.13645,7.235990875535248,3.617995437767624,7.6579153544347216,516.50000000000614,5.8961187214612569E-2,10.452057566751627]
[22,517,2.2555000000000001,1.12775,7.1805963393768986,3.5902981696884493,7.6579153544347216,517.00000000000614,5.9018264840183347E-2,10.45142084794521]
[22,517.5,2.1696,1.0848,6.9071256120204465,3.4535628060102233,7.6579153544347216,517.50000000000614,5.9075342465754126E-2,10.447600535106702]
[22,518,2.1141999999999999,1.0570999999999999,6.7307545026427125,3.3653772513213562,7.6579153544347216,518.00000000000614,5.9132420091324904E-2,10.445053659881031]
[22,518.5,2.0099,1.00495,6.3987056450958226,3.1993528225479113,7.6579153544347216,518.50000000000614,5.9189497716895682E-2,10.441870065848942]
[22,519,2.1158999999999999,1.0579499999999999,6.7361666124972635,3.3680833062486317,7.6579153544347216,519.00000000000614,5.9246575342466461E-2,10.441551706445733]
[22,519.5,2.4729000000000001,1.23645,7.8727096819530624,3.9363548409765312,7.6579153544347216,519.50000000000625,5.9303652968037239E-2,10.440914987639314]
[22,520,2.6185,1.30925,8.3362409730252303,4.1681204865126151,7.6579153544347216,520.00000000000625,5.9360730593608017E-2,10.435821237187973]
[22,520.5,3.0543,1.52715,9.7236512522096472,4.8618256261048236,7.6579153544347216,520.50000000000625,5.9417808219178796E-2,10.435184518381554]
[22,521,3.3062999999999998,1.6531499999999999,10.525916948296093,5.2629584741480464,7.6579153544347216,521.00000000000625,5.9474885844749574E-2,10.43359272136551]
[22,521.5,3.5558999999999998,1.7779499999999999,11.320542018705524,5.660271009352762,7.6579153544347216,521.50000000000625,5.9531963470320352E-2,10.433274361962301]
[22,522,3.6543000000000001,1.8271500000000001,11.63380767146309,5.8169038357315452,7.6579153544347216,522.00000000000625,5.9589041095891131E-2,10.430409127333421]
[22,522.5,3.8807,1.94035,12.354573360328056,6.1772866801640278,7.6579153544347216,522.50000000000637,5.9646118721461909E-2,10.429454049123795]
[22,523,3.621,1.8105,11.527793990194523,5.7638969950972614,7.6579153544347216,523.00000000000637,5.9703196347032687E-2,10.428817330317376]
[22,523.5,3.5994999999999999,1.79975,11.459346718504609,5.7296733592523044,7.6579153544347216,523.50000000000637,5.9760273972603466E-2,10.427225533301332]
[22,524,3.6408999999999998,1.8204499999999999,11.591147511433096,5.7955737557165481,7.6579153544347216,524.00000000000637,5.9817351598174244E-2,10.425633736285286]
[22,524.5,3.3946999999999998,1.6973499999999999,10.807346660732767,5.4036733303663835,7.6579153544347216,524.50000000000637,5.9874429223745022E-2,10.420221626430736]
[22,525,3.4104999999999999,1.7052499999999999,10.857647446439774,5.428823723219887,7.6579153544347216,525.00000000000637,5.9931506849315801E-2,10.420221626430736]
[22,525.5,3.3386999999999998,1.6693499999999999,10.629065394935779,5.3145326974678895,7.6579153544347216,525.50000000000648,5.9988584474886579E-2,10.414809516576184]
[22,526,3.2883,1.64415,10.46861225571849,5.2343061278592451,7.6579153544347216,526.00000000000648,6.0045662100457357E-2,10.413854438366558]
[22,526.5,3.0926,1.5463,9.8455829036386593,4.9227914518193296,7.6579153544347216,526.50000000000648,6.0102739726028136E-2,10.412899360156931]
[22,527,1.5761000000000001,0.78805000000000003,5.0176625539755841,2.5088312769877921,7.6579153544347216,527.00000000000648,6.0159817351598914E-2,10.412262641350512]
[22,527.5,1.2453000000000001,0.62265000000000004,3.9645296481605197,1.9822648240802598,7.6579153544347216,527.50000000000648,6.0216894977169692E-2,10.411625922544095]
[23,528,1.0408999999999999,0.52044999999999997,3.3138030280015132,1.6569015140007566,7.6579153544347216,528.00000000000648,6.0273972602740471E-2,10.41003412552805]
[23,528.5,0.80649999999999999,0.40325,2.567568586879835,1.2837842934399175,7.6579153544347216,528.50000000000659,6.0331050228311249E-2,10.409715766124842]
[23,529,0.64839999999999998,0.32419999999999999,2.0642423704065531,1.0321211852032766,7.6579153544347216,529.00000000000659,6.0388127853882027E-2,10.409397406721633]
[23,529.5,0.58340000000000003,0.29170000000000001,1.8573087583207637,0.92865437916038185,7.6579153544347216,529.50000000000659,6.0445205479452806E-2,10.409079047318425]
[23,530,0.49840000000000001,0.2492,1.5867032655931927,0.79335163279659637,7.6579153544347216,530.00000000000659,6.0502283105023584E-2,10.408760687915215]
[23,530.5,0.48609999999999998,0.24304999999999999,1.5475450589984969,0.77377252949924846,7.6579153544347216,530.50000000000659,6.0559360730594362E-2,10.406850531495962]
[23,531,0.44040000000000001,0.22020000000000001,1.4020548117320266,0.70102740586601331,7.6579153544347216,531.00000000000659,6.0616438356165141E-2,10.403348578060664]
[23,531.5,0.44419999999999998,0.22209999999999999,1.4141524690539651,0.70707623452698254,7.6579153544347216,531.50000000000671,6.0673515981735919E-2,10.403030218657456]
[23,532,0.4627,0.23135,1.4730489586476128,0.73652447932380638,7.6579153544347216,532.00000000000671,6.0730593607306697E-2,10.402711859254246]
[23,532.5,1.8345,0.91725000000000001,5.8403032518673994,2.9201516259336997,7.6579153544347216,532.50000000000671,6.0787671232877476E-2,10.402075140447828]
[23,533,1.8351999999999999,0.91759999999999997,5.842531767689862,2.921265883844931,7.6579153544347216,533.00000000000671,6.0844748858448254E-2,10.40175678104462]
[23,533.5,1.9504999999999999,0.97524999999999995,6.2096001595897317,3.1048000797948658,7.6579153544347216,533.50000000000671,6.0901826484019032E-2,10.401120062238203]
[23,534,1.9896,0.99480000000000002,6.3340786862444141,3.167039343122207,7.6579153544347216,534.00000000000671,6.0958904109589811E-2,10.397299749399695]
[23,534.5,2.1551,1.07755,6.8609634985551553,3.4304817492775777,7.6579153544347216,534.50000000000671,6.1015981735160589E-2,10.396981389996485]
[23,535,2.4142999999999999,1.2071499999999999,7.6861510716726418,3.8430755358363209,7.6579153544347216,535.00000000000682,6.1073059360731367E-2,10.396344671190068]
[23,535.5,2.6463000000000001,1.32315,8.4247448871173063,4.2123724435586531,7.6579153544347216,535.50000000000682,6.1130136986302146E-2,10.393161077157979]
[23,536,2.9293,1.46465,9.3257019981985145,4.6628509990992573,7.6579153544347216,536.00000000000682,6.1187214611872924E-2,10.392205998948352]
[23,536.5,2.8609,1.43045,9.1079441664036214,4.5539720832018107,7.6579153544347216,536.50000000000682,6.1244292237443702E-2,10.391569280141935]
[23,537,2.6452,1.3226,8.4212429336820094,4.2106214668410047,7.6579153544347216,537.00000000000682,6.1301369863014481E-2,10.390614201932307]
[23,537.5,2.5063,1.25315,7.9790417226248369,3.9895208613124185,7.6579153544347216,537.50000000000682,6.1358447488585259E-2,10.38997748312589]
[23,538,2.4784999999999999,1.23925,7.8905378085327609,3.9452689042663804,7.6579153544347216,538.00000000000693,6.1415525114156037E-2,10.389340764319472]
[23,538.5,2.4167999999999998,1.2083999999999999,7.6941100567528649,3.8470550283764324,7.6579153544347216,538.50000000000693,6.1472602739726816E-2,10.387748967303429]
[23,539,2.3885000000000001,1.19425,7.6040143456447451,3.8020071728223725,7.6579153544347216,539.00000000000693,6.1529680365297594E-2,10.3867938890938]
[23,539.5,2.2225999999999999,1.1113,7.0758560957211678,3.5379280478605839,7.6579153544347216,539.50000000000693,6.1586757990868372E-2,10.386157170287383]
[23,540,2.3866999999999998,1.1933499999999999,7.5982838763869838,3.7991419381934919,7.6579153544347216,540.00000000000693,6.1643835616439151E-2,10.384883732674547]
[23,540.5,2.2469000000000001,1.1234500000000001,7.1532174307009324,3.5766087153504662,7.6579153544347216,540.50000000000693,6.1700913242009929E-2,10.384565373271338]
[23,541,2.1326000000000001,1.0663,6.7893326328331511,3.3946663164165756,7.6579153544347216,541.00000000000705,6.1757990867580707E-2,10.383928654464921]
[23,541.5,2.0739000000000001,1.03695,6.6024556631495228,3.3012278315747614,7.6579153544347216,541.50000000000705,6.1815068493151486E-2,10.382973576255294]
[23,542,2.0758999999999999,1.0379499999999999,6.6088228512137004,3.3044114256068502,7.6579153544347216,542.00000000000705,6.1872146118722264E-2,10.382018498045667]
[23,542.5,2.1598999999999999,1.07995,6.8762447499091826,3.4381223749545913,7.6579153544347216,542.50000000000705,6.1929223744293042E-2,10.381700138642458]
[23,543,2.2294999999999998,1.1147499999999999,7.0978228945425821,3.548911447271291,7.6579153544347216,543.00000000000705,6.1986301369863821E-2,10.381381779239248]
[23,543.5,2.3338000000000001,1.1669,7.4298717520894728,3.7149358760447364,7.6579153544347216,543.50000000000705,6.2043378995434599E-2,10.378834904013578]
[23,544,2.4889999999999999,1.2444999999999999,7.923965545869696,3.961982772934848,7.6579153544347216,544.00000000000716,6.2100456621005377E-2,10.376606388191115]
[23,544.5,2.9498000000000002,1.4749000000000001,{"$f":"C1094*$E$2","v":9.3909656758563411},4.6954828379281706,7.6579153544347216,544.50000000000716,6.2157534246576156E-2,10.375651309981489]
[{"$f":"INT(B1095/24)+1","v":23},545,3.2178,{"$f":"C1095*0.5","v":1.6089},10.244168876456211,{"$f":"E1095*0.5","v":5.1220844382281054},{"$f":"IF(A1095<=$N$42,$O$42,IF(A1095<=$N$43,$O$43,IF(A1095<=$N$44,$O$44,IF(A1095<=$N$45,$O$45,IF(A1095<=$N$46,$O$46,IF(A1095<=$N$47,$O$47,IF(A1095<=$N$48,$O$48,IF(A1095<=$N$49,$O$49,IF(A1095<=$N$50,$O$50,IF(A1095<=$N$51,$O$51,IF(A1095<=$N$52,$O$52,IF(A1095<=$N$53,$O$53))))))))))))","v":7.6579153544347216},{"$f":"I1095*8760","v":545.00000000000716},6.2214611872146934E-2,10.374377872368655]
[23,545.5,3.5476999999999999,1.7738499999999999,11.294436547642395,5.6472182738211973,7.6579153544347216,545.50000000000716,6.2271689497717712E-2,10.373741153562236]
[23,546,3.5554000000000001,1.7777000000000001,11.31895022168948,5.6594751108447401,7.6579153544347216,546.00000000000716,{"$f":"1/17520+I1096","v":6.2328767123288491E-2},10.367692324901267]
[23,546.5,3.7854999999999999,1.8927499999999999,12.051495208473176,6.0257476042365878,7.6579153544347216,546.50000000000716,6.2385844748859269E-2,10.367373965498057]
[23,547,3.6739999999999999,1.837,11.696524473895245,5.8482622369476225,7.6579153544347216,547.00000000000716,6.2442922374430047E-2,10.361006777433881]
[23,547.5,3.5819000000000001,1.79095,11.40331546353984,5.7016577317699202,7.6579153544347216,547.50000000000716,6.2500000000000819E-2,10.359733339821044]
[23,548,3.8340999999999998,1.9170499999999999,12.206217878432705,6.1031089392163524,7.6579153544347216,548.00000000000716,6.2557077625571597E-2,10.358778261611418]
[23,548.5,3.3247,1.66235,10.584495078486531,5.2922475392432657,7.6579153544347216,548.50000000000716,6.2614155251142375E-2,10.357504823998582]
[23,549,3.3612000000000002,1.6806000000000001,10.700696260657784,5.350348130328892,7.6579153544347216,549.00000000000728,6.2671232876713154E-2,10.355913026982536]
[23,549.5,3.2522000000000002,1.6261000000000001,10.353684511160075,5.1768422555800377,7.6579153544347216,549.50000000000728,6.2728310502283932E-2,10.3546395893697]
[23,550,3.1128,1.5564,9.9098915030868575,4.9549457515434288,7.6579153544347216,550.00000000000728,6.278538812785471E-2,10.3546395893697]
[23,550.5,3.0055000000000001,1.50275,9.5682918634437009,4.7841459317218504,7.6579153544347216,550.50000000000728,6.2842465753425489E-2,10.353684511160075]
[23,551,1.5143,0.75714999999999999,4.8209164427924796,2.4104582213962398,7.6579153544347216,551.00000000000728,6.2899543378996267E-2,10.352729432950447]
[23,551.5,1.2790999999999999,0.63954999999999995,4.0721351264451293,2.0360675632225647,7.6579153544347216,551.50000000000728,6.2956621004567045E-2,10.350182557724777]
[24,552,1.0195000000000001,0.50975000000000004,3.2456741157148072,1.6228370578574036,7.6579153544347216,552.00000000000739,6.3013698630137824E-2,10.34954583891836]
[24,552.5,0.78490000000000004,0.39245000000000002,2.4988029557867115,1.2494014778933558,7.6579153544347216,552.50000000000739,6.3070776255708602E-2,10.346998963692688]
[24,553,0.65369999999999995,0.32684999999999997,2.081115418776625,1.0405577093883125,7.6579153544347216,553.00000000000739,6.312785388127938E-2,10.345725526079852]
[24,553.5,0.57699999999999996,0.28849999999999998,1.8369337565153934,0.91846687825769668,7.6579153544347216,553.50000000000739,6.3184931506850159E-2,10.343178650854179]
[24,554,0.46629999999999999,0.23315,1.4845098971631334,0.74225494858156671,7.6579153544347216,554.00000000000739,6.3242009132420937E-2,10.341268494434926]
[24,554.5,0.47439999999999999,0.23719999999999999,1.510297008823055,0.75514850441152748,7.6579153544347216,554.50000000000739,6.3299086757991715E-2,10.337766540999629]
[24,555,0.43319999999999997,0.21659999999999999,1.3791329347009851,0.68956646735049254,7.6579153544347216,555.00000000000739,6.3356164383562494E-2,10.335538025177167]
[24,555.5,0.44340000000000002,0.22170000000000001,1.4116055938282939,0.70580279691414693,7.6579153544347216,555.5000000000075,6.3413242009133272E-2,10.33458294696754]
[24,556,0.42759999999999998,0.21379999999999999,1.3613048081212864,0.6806524040606432,7.6579153544347216,556.0000000000075,6.347031963470405E-2,10.334264587564332]
[24,556.5,1.6924999999999999,0.84624999999999995,5.3882328993107516,2.6941164496553758,7.6579153544347216,556.5000000000075,6.3527397260274829E-2,10.329807555919405]
[24,557,1.6676,0.83379999999999999,5.3089614079117338,2.6544807039558669,7.6579153544347216,557.0000000000075,6.3584474885845607E-2,10.329489196516198]
[24,557.5,1.7595000000000001,0.87975000000000003,5.6015336994607194,2.8007668497303597,7.6579153544347216,557.5000000000075,6.3641552511416385E-2,10.328534118306571]
[24,558,1.8631,0.93154999999999999,5.9313540411851466,2.9656770205925733,7.6579153544347216,558.0000000000075,6.3698630136987164E-2,10.326942321290526]
[24,558.5,1.9239999999999999,0.96199999999999997,6.1252349177393715,3.0626174588696857,7.6579153544347216,558.50000000000762,6.3755707762557942E-2,10.326623961887318]
[24,559,2.1116000000000001,1.0558000000000001,6.7224771581592817,3.3612385790796409,7.6579153544347216,559.00000000000762,6.381278538812872E-2,10.325032164871272]
[24,559.5,2.5089000000000001,1.2544500000000001,7.9873190671082686,3.9936595335541343,7.6579153544347216,559.50000000000762,6.3869863013699499E-2,10.325032164871272]
[24,560,2.7818000000000001,1.3909,8.8561218784653768,4.4280609392326884,7.6579153544347216,560.00000000000762,6.3926940639270277E-2,10.323440367855229]
[24,560.5,2.7570000000000001,1.3785000000000001,8.7771687464695667,4.3885843732347833,7.6579153544347216,560.50000000000762,6.3984018264841055E-2,10.320893492629557]
[24,561,2.5453999999999999,1.2726999999999999,8.1035202492795193,4.0517601246397597,7.6579153544347216,561.00000000000762,6.4041095890411834E-2,10.318983336210303]
[24,561.5,2.3573,1.17865,7.5046862118435653,3.7523431059217827,7.6579153544347216,561.50000000000773,6.4098173515982612E-2,10.318346617403886]
[24,562,2.3637000000000001,1.1818500000000001,7.5250612136489359,3.7625306068244679,7.6579153544347216,562.00000000000773,6.415525114155339E-2,10.318028258000677]
[24,562.5,2.2509000000000001,1.1254500000000001,7.1659518068292885,3.5829759034146442,7.6579153544347216,562.50000000000773,6.4212328767124169E-2,10.31739153919426]
[24,563,2.3384999999999998,1.1692499999999999,7.4448346440402906,3.7224173220201453,7.6579153544347216,563.00000000000773,6.4269406392694947E-2,10.316754820387843]
[24,563.5,2.1408,1.0704,6.8154381038962821,3.4077190519481411,7.6579153544347216,563.50000000000773,6.4326484018265725E-2,10.316436460984633]
[24,564,2.1631999999999998,1.0815999999999999,6.886750610215076,3.443375305107538,7.6579153544347216,564.00000000000773,6.4383561643836504E-2,10.312297788742915]
[24,564.5,2.173,1.0865,6.9179498317295502,3.4589749158647751,7.6579153544347216,564.50000000000784,6.4440639269407282E-2,10.308477475904409]
[24,565,2.1318000000000001,1.0659000000000001,6.7867857576074808,3.3933928788037404,7.6579153544347216,565.00000000000784,6.449771689497806E-2,10.307204038291575]
[24,565.5,2.1825999999999999,1.0912999999999999,6.9485123344376047,3.4742561672188024,7.6579153544347216,565.50000000000784,6.4554794520548839E-2,10.300836850227395]
[24,566,2.0413000000000001,1.0206500000000001,6.4986704977034195,3.2493352488517098,7.6579153544347216,566.00000000000784,6.4611872146119617E-2,10.300836850227395]
[24,566.5,2.0226999999999999,1.01135,6.439455648706562,3.219727824353281,7.6579153544347216,566.50000000000784,6.4668949771690395E-2,10.298926693808141]
[24,567,2.1055999999999999,1.0528,6.7033755939667463,3.3516877969833732,7.6579153544347216,567.00000000000784,6.4726027397261174E-2,10.298608334404934]
[24,567.5,2.1985999999999999,1.0992999999999999,6.9994498389510298,3.4997249194755149,7.6579153544347216,567.50000000000784,6.4783105022831952E-2,10.297334896792098]
[24,568,2.3527,1.17635,7.4900416792959561,3.7450208396479781,7.6579153544347216,568.00000000000796,6.484018264840273E-2,10.295106380969635]
[24,568.5,2.6383999999999999,1.3191999999999999,8.3995944942638019,4.1997972471319009,7.6579153544347216,568.50000000000796,6.4897260273973509E-2,10.292877865147172]
[24,569,2.9491000000000001,1.47455,9.3887371600338767,4.6943685800169384,7.6579153544347216,569.00000000000796,6.4954337899544287E-2,10.291604427534338]
[24,569.5,3.3294999999999999,1.66475,10.599776329840559,5.2998881649202794,7.6579153544347216,569.50000000000796,6.5011415525115065E-2,10.291286068131129]
[24,570,3.4584000000000001,1.7292000000000001,11.010141600576841,5.5050708002884203,7.6579153544347216,570.00000000000796,6.5068493150685844E-2,10.289694271115085]
[24,570.5,3.3973,1.69865,10.815624005216199,5.4078120026080994,7.6579153544347216,570.50000000000796,6.5125570776256622E-2,10.289057552308666]
[24,571,3.371,1.6855,10.731895482172256,5.3659477410861278,7.6579153544347216,571.00000000000807,6.51826484018274E-2,10.288420833502249]
[24,571.5,3.3580000000000001,1.679,10.690508759755099,5.3452543798775496,7.6579153544347216,571.50000000000807,6.5239726027398179E-2,10.28491888006695]
[24,572,3.2696000000000001,1.6348,10.409079047318425,5.2045395236592125,7.6579153544347216,572.00000000000807,6.5296803652968957E-2,10.284282161260533]
[24,572.5,3.1720999999999999,1.58605,10.09867862918974,5.04933931459487,7.6579153544347216,572.50000000000807,6.5353881278539735E-2,10.281416926631652]
[24,573,3.0628000000000002,1.5314000000000001,9.7507118014824048,4.8753559007412024,7.6579153544347216,573.00000000000807,6.5410958904110514E-2,10.280780207825234]
[24,573.5,3.1429,1.57145,10.005717683452739,5.0028588417263693,7.6579153544347216,573.50000000000807,6.5468036529681292E-2,10.280461848422027]
[24,574,3.01,1.5049999999999999,9.5826180365881015,4.7913090182940508,7.6579153544347216,574.00000000000819,6.5525114155252071E-2,10.278233332599564]
[24,574.5,3.0190999999999999,1.5095499999999999,9.6115887422801123,4.8057943711400561,7.6579153544347216,574.50000000000819,6.5582191780822849E-2,10.277278254389937]
[24,575,1.4721,0.73604999999999998,4.68656877463832,2.34328438731916,7.6579153544347216,575.00000000000819,6.5639269406393627E-2,10.276959894986728]
[24,575.5,1.2529999999999999,0.62649999999999995,3.9890433222076047,1.9945216611038024,7.6579153544347216,575.50000000000819,6.5696347031964406E-2,10.27664153558352]
[25,576,1.0125,0.50624999999999998,3.2233889574901835,1.6116944787450918,7.6579153544347216,576.00000000000819,6.5753424657535184E-2,10.276323176180311]
[25,576.5,0.78710000000000002,0.39355000000000001,{"$f":"C1158*$E$2","v":2.5058068626573071},1.2529034313286536,7.6579153544347216,576.50000000000819,6.5810502283105962E-2,10.275049738567475]
[{"$f":"INT(B1159/24)+1","v":25},577,0.69130000000000003,{"$f":"C1159*0.5","v":0.34565000000000001},2.2008185543831744,{"$f":"E1159*0.5","v":1.1004092771915872},{"$f":"IF(A1159<=$N$42,$O$42,IF(A1159<=$N$43,$O$43,IF(A1159<=$N$44,$O$44,IF(A1159<=$N$45,$O$45,IF(A1159<=$N$46,$O$46,IF(A1159<=$N$47,$O$47,IF(A1159<=$N$48,$O$48,IF(A1159<=$N$49,$O$49,IF(A1159<=$N$50,$O$50,IF(A1159<=$N$51,$O$51,IF(A1159<=$N$52,$O$52,IF(A1159<=$N$53,$O$53))))))))))))","v":7.6579153544347216},{"$f":"I1159*8760","v":577.0000000000083},6.5867579908676741E-2,10.273139582148222]
[25,577.5,0.54710000000000003,0.27355000000000002,1.7417442949559305,0.87087214747796526,7.6579153544347216,577.5000000000083,6.5924657534247519E-2,10.272821222745012]
[25,578,0.50780000000000003,0.25390000000000001,1.6166290494948301,0.80831452474741505,7.6579153544347216,578.0000000000083,{"$f":"1/17520+I1160","v":6.5981735159818297E-2},10.272821222745012]
[25,578.5,0.47210000000000002,0.23605000000000001,1.5029747425492501,0.75148737127462506,7.6579153544347216,578.5000000000083,6.6038812785389076E-2,10.269000909906506]
[25,579,0.49709999999999999,0.24854999999999999,1.5825645933514769,0.79128229667573846,7.6579153544347216,579.0000000000083,6.6095890410959854E-2,10.269000909906506]
[25,579.5,0.437,0.2185,1.3912305920229238,0.69561529601146188,7.6579153544347216,579.5000000000083,6.6152968036530632E-2,10.265180597067999]
[25,580,0.44009999999999999,0.22005,1.4010997335223998,0.7005498667611999,7.6579153544347216,580.00000000000841,6.6210045662101411E-2,10.262315362439118]
[25,580.5,1.819,0.90949999999999998,5.790957544370019,2.8954787721850095,7.6579153544347216,580.50000000000841,6.6267123287672189E-2,10.261678643632701]
[25,581,1.8339000000000001,0.91695000000000004,5.8383930954481462,2.9191965477240731,7.6579153544347216,581.00000000000841,6.6324200913242967E-2,10.255948174374939]
[25,581.5,1.8621000000000001,0.93105000000000004,5.9281704471530583,2.9640852235765291,7.6579153544347216,581.50000000000841,6.6381278538813746E-2,10.254993096165313]
[25,582,1.9459,0.97294999999999998,6.1949556270421215,3.0974778135210608,7.6579153544347216,582.00000000000841,6.6438356164384524E-2,10.254038017955686]
[25,582.5,1.9655,0.98275000000000001,6.2573540700710675,3.1286770350355337,7.6579153544347216,582.50000000000841,6.6495433789955302E-2,10.254038017955686]
[25,583,2.2313000000000001,1.11565,7.1035533638003425,3.5517766819001713,7.6579153544347216,583.00000000000841,6.6552511415526081E-2,10.254038017955686]
[25,583.5,2.5777999999999999,1.2888999999999999,8.2066686959192054,4.1033343479596027,7.6579153544347216,583.50000000000853,6.6609589041096859E-2,10.251809502133225]
[25,584,2.8315000000000001,1.4157500000000001,9.0143465018602029,4.5071732509301015,7.6579153544347216,584.00000000000853,6.6666666666667637E-2,10.251809502133225]
[25,584.5,2.6842999999999999,1.34215,8.5457214603366918,4.2728607301683459,7.6579153544347216,584.50000000000853,6.6723744292238416E-2,10.251491142730016]
[25,585,2.6425999999999998,1.3212999999999999,8.412965589198576,4.206482794599288,7.6579153544347216,585.00000000000853,6.6780821917809194E-2,10.250854423923597]
[25,585.5,2.3565999999999998,1.1782999999999999,7.5024576960211027,3.7512288480105513,7.6579153544347216,585.50000000000853,6.6837899543379972E-2,10.25021770511718]
[25,586,2.3700999999999999,1.1850499999999999,7.5454362154543055,3.7727181077271528,7.6579153544347216,586.00000000000853,6.6894977168950751E-2,10.249262626907553]
[25,586.5,2.1198000000000001,1.0599000000000001,6.7485826292224118,3.3742913146112059,7.6579153544347216,586.50000000000864,6.6952054794521529E-2,10.248944267504344]
[25,587,2.2262,1.1131,7.0873170342366878,3.5436585171183439,7.6579153544347216,587.00000000000864,6.7009132420092307E-2,10.247989189294717]
[25,587.5,2.0165999999999999,1.0083,6.4200357251108189,3.2100178625554094,7.6579153544347216,587.50000000000864,6.7066210045663086E-2,10.247034111085091]
[25,588,2.0185,1.00925,6.4260845537717879,3.2130422768858939,7.6579153544347216,588.00000000000864,6.7123287671233864E-2,10.247034111085091]
[25,588.5,2.0234999999999999,1.0117499999999999,6.4420025239322332,3.2210012619661166,7.6579153544347216,588.50000000000864,6.7180365296804642E-2,10.244168876456211]
[25,589,2.0055999999999998,1.0027999999999999,6.3850161907578391,3.1925080953789196,7.6579153544347216,589.00000000000864,6.7237442922375421E-2,10.242895438843375]
[25,589.5,2.0135999999999998,1.0067999999999999,6.4104849430145512,3.2052424715072756,7.6579153544347216,589.50000000000875,6.7294520547946199E-2,10.242258720036958]
[25,590,1.9681999999999999,0.98409999999999997,6.2659497739577077,3.1329748869788538,7.6579153544347216,590.00000000000875,6.7351598173516977E-2,10.239393485408076]
[25,590.5,1.8555999999999999,0.92779999999999996,5.9074770859444783,2.9537385429722391,7.6579153544347216,590.50000000000875,6.7408675799087756E-2,10.239075126004868]
[25,591,1.8524,0.92620000000000002,5.8972895850417943,2.9486447925208972,7.6579153544347216,591.00000000000875,6.7465753424658534E-2,10.238756766601659]
[25,591.5,2.2389000000000001,1.1194500000000001,7.1277486784442203,3.5638743392221102,7.6579153544347216,591.50000000000875,6.7522831050229312E-2,10.238756766601659]
[25,592,2.3971,1.19855,7.6313932543207104,3.8156966271603552,7.6579153544347216,592.00000000000875,6.7579908675800091E-2,10.238120047795242]
[25,592.5,2.7423000000000002,1.3711500000000001,8.7303699141978583,4.3651849570989292,7.6579153544347216,592.50000000000887,6.7636986301370869E-2,10.237164969585614]
[25,593,2.9207999999999998,1.4603999999999999,9.2986414489257569,4.6493207244628785,7.6579153544347216,593.00000000000887,6.7694063926941647E-2,10.234936453763153]
[25,593.5,3.3104,1.6552,10.538969683827659,5.2694848419138296,7.6579153544347216,593.50000000000887,6.7751141552512426E-2,10.234618094359943]
[25,594,3.4235000000000002,1.7117500000000001,10.899034168856932,5.4495170844284662,7.6579153544347216,594.00000000000887,6.7808219178083204E-2,10.232071219134271]
[25,594.5,3.5419,1.77095,11.275971702256278,5.6379858511281391,7.6579153544347216,594.50000000000887,6.7865296803653982E-2,10.226659109279721]
[25,595,3.5185,1.75925,11.201475601905393,5.6007378009526967,7.6579153544347216,595.00000000000887,6.7922374429224761E-2,10.226659109279721]
[25,595.5,3.5304000000000002,1.7652000000000001,11.239360370887255,5.6196801854436274,7.6579153544347216,595.50000000000887,6.7979452054795539E-2,10.219336843005916]
[25,596,3.5577000000000001,1.77885,11.326272487963285,5.6631362439816426,7.6579153544347216,596.00000000000898,6.8036529680366317E-2,10.218700124199497]
[25,596.5,3.2431999999999999,1.6215999999999999,10.325032164871272,5.1625160824356362,7.6579153544347216,596.50000000000898,6.8093607305937096E-2,10.21806340539308]
[25,597,3.2086999999999999,1.6043499999999999,10.2151981707642,5.1075990853821001,7.6579153544347216,597.00000000000898,6.8150684931507874E-2,10.21806340539308]
[25,597.5,3.2951000000000001,1.6475500000000001,10.490260695136696,5.245130347568348,7.6579153544347216,597.50000000000898,6.8207762557078652E-2,10.216471608377034]
[25,598,2.9478,1.4739,9.3845984877921609,4.6922992438960804,7.6579153544347216,598.00000000000898,6.8264840182649431E-2,10.216153248973827]
[25,598.5,2.7145999999999999,1.3573,8.64218435950899,4.321092179754495,7.6579153544347216,598.50000000000898,6.8321917808220209E-2,10.216153248973827]
[25,599,1.5121,0.75605,4.8139125359218831,2.4069562679609415,7.6579153544347216,599.00000000000909,6.8378995433790987E-2,10.2151981707642]
[25,599.5,1.2521,0.62605,3.9861780875787249,1.9930890437893625,7.6579153544347216,599.50000000000909,6.8436073059361766E-2,10.2151981707642]
[26,600,1.0183,0.50914999999999999,3.2418538028763004,1.6209269014381502,7.6579153544347216,600.00000000000909,6.8493150684932544E-2,10.212651295538528]
[26,600.5,0.79479999999999995,0.39739999999999998,2.5303205367043931,1.2651602683521965,7.6579153544347216,600.50000000000909,6.8550228310503322E-2,10.212651295538528]
[26,601,0.65820000000000001,0.3291,2.0954415919210261,1.047720795960513,7.6579153544347216,601.00000000000909,6.8607305936074101E-2,10.21233293613532]
[26,601.5,0.55310000000000004,0.27655000000000002,1.7608458591484648,0.8804229295742324,7.6579153544347216,601.50000000000909,6.8664383561644879E-2,10.209786060909648]
[26,602,0.49840000000000001,0.2492,1.5867032655931927,0.79335163279659637,7.6579153544347216,602.00000000000921,6.8721461187215657E-2,10.208830982700022]
[26,602.5,0.46939999999999998,0.23469999999999999,1.4943790386626095,0.74718951933130473,7.6579153544347216,602.50000000000921,6.8778538812786436E-2,10.208194263893605]
[26,603,0.44590000000000002,0.22295000000000001,1.4195645789085165,0.70978228945425825,7.6579153544347216,603.00000000000921,6.8835616438357214E-2,10.207875904490395]
[26,603.5,0.43530000000000002,0.21765000000000001,1.3858184821683723,0.69290924108418617,7.6579153544347216,603.50000000000921,6.8892694063927992E-2,10.206920826280768]
[26,604,0.443,0.2215,1.4103321562154583,0.70516607810772913,7.6579153544347216,604.00000000000921,6.8949771689498771E-2,10.205965748071142]
[26,604.5,1.5535000000000001,0.77675000000000005,4.9457133288503714,2.4728566644251857,7.6579153544347216,604.50000000000921,6.9006849315069549E-2,10.205329029264723]
[26,605,1.5415000000000001,0.77075000000000005,4.9075102004653024,2.4537551002326512,7.6579153544347216,605.00000000000932,6.9063926940640327E-2,10.20341887284547]
[26,605.5,1.6396999999999999,0.81984999999999997,5.2201391344164483,2.6100695672082241,7.6579153544347216,605.50000000000932,6.9121004566211106E-2,10.202145435232636]
[26,606,1.7092000000000001,0.85460000000000003,5.4413989196466392,2.7206994598233196,7.6579153544347216,606.00000000000932,6.9178082191781884E-2,10.199916919410173]
[26,606.5,1.899,0.94950000000000001,6.0456450669371442,3.0228225334685721,7.6579153544347216,606.50000000000932,6.9235159817352662E-2,10.199598560006963]
[26,607,2.1560000000000001,1.0780000000000001,6.863828733184036,3.431914366592018,7.6579153544347216,607.00000000000932,6.9292237442923441E-2,10.199280200603754]
[26,607.5,2.5104000000000002,1.2552000000000001,7.9920944581564024,3.9960472290782012,7.6579153544347216,607.50000000000932,6.9349315068494219E-2,10.198325122394127]
[26,608,2.6661999999999999,1.3331,8.4880984083558797,4.2440492041779398,7.6579153544347216,608.00000000000932,6.9406392694064997E-2,10.19768840358771]
[26,608.5,2.6562000000000001,1.3281000000000001,{"$f":"C1222*$E$2","v":8.4562624680349892},4.2281312340174946,7.6579153544347216,608.50000000000944,6.9463470319635776E-2,10.196096606571666]
[{"$f":"INT(B1223/24)+1","v":26},609,2.5419,{"$f":"C1223*0.5","v":1.27095},8.0923776701672079,{"$f":"E1223*0.5","v":4.0461888350836039},{"$f":"IF(A1223<=$N$42,$O$42,IF(A1223<=$N$43,$O$43,IF(A1223<=$N$44,$O$44,IF(A1223<=$N$45,$O$45,IF(A1223<=$N$46,$O$46,IF(A1223<=$N$47,$O$47,IF(A1223<=$N$48,$O$48,IF(A1223<=$N$49,$O$49,IF(A1223<=$N$50,$O$50,IF(A1223<=$N$51,$O$51,IF(A1223<=$N$52,$O$52,IF(A1223<=$N$53,$O$53))))))))))))","v":7.6579153544347216},{"$f":"I1223*8760","v":609.00000000000944},6.9520547945206554E-2,10.196096606571666]
[26,609.5,2.2606000000000002,1.1303000000000001,7.1968326689405533,3.5984163344702766,7.6579153544347216,609.50000000000944,6.9577625570777332E-2,10.194504809555621]
[26,610,2.2953000000000001,1.1476500000000001,7.3073033818540436,3.6536516909270218,7.6579153544347216,610.00000000000944,{"$f":"1/17520+I1224","v":6.9634703196348111E-2},10.194186450152413]
[26,610.5,2.3207,1.16035,7.3881666702691051,3.6940833351345526,7.6579153544347216,610.50000000000944,6.9691780821918889E-2,10.193868090749204]
[26,611,2.2399,1.11995,7.1309322724763087,3.5654661362381543,7.6579153544347216,611.00000000000944,6.9748858447489667E-2,10.192913012539577]
[26,611.5,2.1242000000000001,1.0621,6.7625904429636039,3.3812952214818019,7.6579153544347216,611.50000000000955,6.9805936073060446E-2,10.192913012539577]
[26,612,2.2372999999999998,1.1186499999999999,7.1226549279928761,3.5613274639964381,7.6579153544347216,612.00000000000955,6.9863013698631224E-2,10.192594653136368]
[26,612.5,2.3658999999999999,1.1829499999999999,7.5320651205195315,3.7660325602597657,7.6579153544347216,612.50000000000955,6.9920091324202002E-2,10.191002856120322]
[26,613,2.2858000000000001,1.1429,7.2770592385491968,3.6385296192745984,7.6579153544347216,613.00000000000955,6.9977168949772781E-2,10.190366137313905]
[26,613.5,2.2037,1.10185,7.0156861685146845,3.5078430842573423,7.6579153544347216,613.50000000000955,7.0034246575343559E-2,10.188137621491443]
[26,614,2.1177999999999999,1.0589,6.7422154411582325,3.3711077205791162,7.6579153544347216,614.00000000000955,7.0091324200914337E-2,10.187819262088233]
[26,614.5,2.0971000000000002,1.0485500000000001,6.6763150446939896,3.3381575223469948,7.6579153544347216,614.50000000000966,7.0148401826485116E-2,10.184954027459353]
[26,615,2.1023000000000001,1.05115,6.6928697336608529,3.3464348668304265,7.6579153544347216,615.00000000000966,7.0205479452055894E-2,10.1830438710401]
[26,615.5,2.2644000000000002,1.1322000000000001,7.2089303262624913,3.6044651631312457,7.6579153544347216,615.50000000000966,7.0262557077626672E-2,10.181770433427264]
[26,616,2.3755000000000002,1.1877500000000001,7.5626276232275869,3.7813138116137934,7.6579153544347216,616.00000000000966,7.0319634703197451E-2,10.181770433427264]
[26,616.5,2.8595999999999999,1.4298,9.1038054941619055,4.5519027470809528,7.6579153544347216,616.50000000000966,7.0376712328768229E-2,10.181452074024056]
[26,617,3.1347,1.56735,9.9796122123896094,4.9898061061948047,7.6579153544347216,617.00000000000966,7.0433789954339007E-2,10.181133714620847]
[26,617.5,3.371,1.6855,10.731895482172256,5.3659477410861278,7.6579153544347216,617.50000000000978,7.0490867579909786E-2,10.175721604766295]
[26,618,3.4885000000000002,1.7442500000000001,11.105967780942722,5.5529838904713609,7.6579153544347216,618.00000000000978,7.0547945205480564E-2,10.174129807750251]
[26,618.5,3.5884999999999998,1.7942499999999999,11.424327184151629,5.7121635920758145,7.6579153544347216,618.50000000000978,7.0605022831051342E-2,10.173493088943834]
[26,619,3.5716999999999999,1.7858499999999999,11.370842804412533,5.6854214022062664,7.6579153544347216,619.00000000000978,7.0662100456622121E-2,10.171901291927789]
[26,619.5,3.4847000000000001,1.7423500000000001,11.093870123620784,5.5469350618103919,7.6579153544347216,619.50000000000978,7.0719178082192899E-2,10.170309494911743]
[26,620,3.4521000000000002,1.7260500000000001,10.99008495817468,5.4950424790873402,7.6579153544347216,620.00000000000978,7.0776255707763677E-2,10.169354416702118]
[26,620.5,3.4550000000000001,1.7275,10.999317380867739,5.4996586904338693,7.6579153544347216,620.50000000000978,7.0833333333334456E-2,10.168080979089282]
[26,621,3.3389000000000002,1.6694500000000001,10.629702113742198,5.3148510568710989,7.6579153544347216,621.00000000000989,7.0890410958905234E-2,10.166807541476446]
[26,621.5,3.2496999999999998,1.6248499999999999,10.345725526079852,5.1728627630399258,7.6579153544347216,621.50000000000989,7.0947488584476012E-2,10.166807541476446]
[26,622,3.1398000000000001,1.5699000000000001,9.9958485419532632,4.9979242709766316,7.6579153544347216,622.00000000000989,7.1004566210046791E-2,10.166170822670027]
[26,622.5,2.8412000000000002,1.4206000000000001,9.0452273639714669,4.5226136819857334,7.6579153544347216,622.50000000000989,7.1061643835617569E-2,10.16553410386361]
[26,623,1.4738,0.7369,4.6919808844928719,2.3459904422464359,7.6579153544347216,623.00000000000989,7.1118721461188347E-2,10.164897385057191]
[26,623.5,1.2445999999999999,0.62229999999999996,3.9623011323380566,1.9811505661690283,7.6579153544347216,623.50000000000989,7.1175799086759126E-2,10.163623947444357]
[27,624,1.0494000000000001,0.52470000000000006,3.3408635772742707,1.6704317886371354,7.6579153544347216,624.00000000001,7.1232876712329904E-2,10.162032150428313]
[27,624.5,1.07,0.53500000000000003,3.4064456143353055,1.7032228071676527,7.6579153544347216,624.50000000001,7.1289954337900682E-2,10.161077072218685]
[27,625,0.80679999999999996,0.40339999999999998,2.5685236650894616,1.2842618325447308,7.6579153544347216,625.00000000001,7.1347031963471461E-2,10.160758712815477]
[27,625.5,0.64529999999999998,0.32264999999999999,2.0543732289070769,1.0271866144535384,7.6579153544347216,625.50000000001,7.1404109589042239E-2,10.157893478186597]
[27,626,0.56869999999999998,0.28434999999999999,1.8105099260490543,0.90525496302452713,7.6579153544347216,626.00000000001,7.1461187214613017E-2,10.152799727735253]
[27,626.5,0.52749999999999997,0.26374999999999998,1.6793458519269846,0.8396729259634923,7.6579153544347216,626.50000000001,7.1518264840183796E-2,10.152481368332046]
[27,627,0.4955,0.24775,1.5774708429001343,0.78873542145006714,7.6579153544347216,627.00000000001012,7.1575342465754574E-2,10.152481368332046]
[27,627.5,0.46839999999999998,0.23419999999999999,1.4911954446305205,0.74559772231526023,7.6579153544347216,627.50000000001012,7.1632420091325352E-2,10.152481368332046]
[27,628,0.4516,0.2258,1.4377110648914242,0.7188555324457121,7.6579153544347216,628.00000000001012,7.1689497716896131E-2,10.151526290122417]
[27,628.5,1.6898,0.84489999999999998,5.3796371954241113,2.6898185977120557,7.6579153544347216,628.50000000001012,7.1746575342466909E-2,10.151526290122417]
[27,629,1.6884999999999999,0.84424999999999994,5.3754985231823946,2.6877492615911973,7.6579153544347216,629.00000000001012,7.1803652968037687E-2,10.150252852509583]
[27,629.5,1.6737,0.83684999999999998,5.3283813315074768,2.6641906657537384,7.6579153544347216,629.50000000001012,7.1860730593608466E-2,10.150252852509583]
[27,630,1.7148000000000001,0.85740000000000005,5.4592270462263377,2.7296135231131688,7.6579153544347216,630.00000000001023,7.1917808219179244E-2,10.149297774299956]
[27,630.5,1.6657,0.83284999999999998,5.3029125792507639,2.6514562896253819,7.6579153544347216,630.50000000001023,7.1974885844750022E-2,10.148979414896747]
[27,631,1.7624,0.88119999999999998,5.6107661221537777,2.8053830610768888,7.6579153544347216,631.00000000001023,7.2031963470320801E-2,10.147387617880701]
[27,631.5,1.9542999999999999,0.97714999999999996,6.2216978169116697,3.1108489084558348,7.6579153544347216,631.50000000001023,7.2089041095891579E-2,10.145159102058241]
[27,632,2.1543999999999999,1.0771999999999999,6.8587349827326927,3.4293674913663463,7.6579153544347216,632.00000000001023,7.2146118721462357E-2,10.143885664445405]
[27,632.5,2.1589999999999998,1.0794999999999999,6.8733795152803019,3.4366897576401509,7.6579153544347216,632.50000000001023,7.2203196347033136E-2,10.143567305042195]
[27,633,2.3172000000000001,1.1586000000000001,7.3770240911567946,3.6885120455783973,7.6579153544347216,633.00000000001023,7.2260273972603914E-2,10.143248945638987]
[27,633.5,2.3203999999999998,1.1601999999999999,7.3872115920594785,3.6936057960297393,7.6579153544347216,633.50000000001035,7.2317351598174692E-2,10.142930586235778]
[27,634,2.4708000000000001,1.2354000000000001,7.8660241344856754,3.9330120672428377,7.6579153544347216,634.00000000001035,7.2374429223745471E-2,10.141657148622942]
[27,634.5,2.5756000000000001,1.2878000000000001,8.1996647890486098,4.0998323945243049,7.6579153544347216,634.50000000001035,7.2431506849316249E-2,10.141338789219734]
[27,635,2.6362999999999999,1.3181499999999999,8.3929089467964157,4.1964544733982079,7.6579153544347216,635.00000000001035,7.2488584474887027E-2,10.140383711010108]
[27,635.5,2.6533000000000002,1.3266500000000001,8.4470300453419309,4.2235150226709655,7.6579153544347216,635.50000000001035,7.2545662100457806E-2,10.137200116978018]
[27,636,2.8025000000000002,1.4012500000000001,8.9220222749296205,4.4610111374648103,7.6579153544347216,636.00000000001035,7.2602739726028584E-2,10.136563398171601]
[27,636.5,3.0278,1.5139,9.639286010359287,4.8196430051796435,7.6579153544347216,636.50000000001046,7.2659817351599362E-2,10.134016522945927]
[27,637,2.6095000000000002,1.3047500000000001,8.3075886267364289,4.1537943133682145,7.6579153544347216,637.00000000001046,7.2716894977170141E-2,10.132106366526674]
[27,637.5,2.6179000000000001,1.3089500000000001,8.3343308166059771,4.1671654083029885,7.6579153544347216,637.50000000001046,7.2773972602740919E-2,10.131469647720257]
[27,638,2.2965,1.14825,7.31112369469255,3.655561847346275,7.6579153544347216,638.00000000001046,7.2831050228311697E-2,10.131469647720257]
[27,638.5,2.2086999999999999,1.1043499999999999,7.0316041386751289,3.5158020693375645,7.6579153544347216,638.50000000001046,7.2888127853882476E-2,10.13051456951063]
[27,639,2.0991,1.04955,6.6826822327581672,3.3413411163790836,7.6579153544347216,639.00000000001046,7.2945205479453254E-2,10.129877850704213]
[27,639.5,2.2492000000000001,1.1246,7.1605396969747375,3.5802698484873687,7.6579153544347216,639.50000000001057,7.3002283105024032E-2,10.129877850704213]
[27,640,2.2848000000000002,1.1424000000000001,7.2738756445171084,3.6369378222585542,7.6579153544347216,640.00000000001057,7.3059360730594811E-2,10.129559491301004]
[27,640.5,2.39,1.1950000000000001,{"$f":"C1286*$E$2","v":7.6087897366928781},3.804394868346439,7.6579153544347216,640.50000000001057,7.3116438356165589E-2,10.129559491301004]
[{"$f":"INT(B1287/24)+1","v":27},641,2.5969000000000002,{"$f":"C1287*0.5","v":1.2984500000000001},8.2674753419321068,{"$f":"E1287*0.5","v":4.1337376709660534},{"$f":"IF(A1287<=$N$42,$O$42,IF(A1287<=$N$43,$O$43,IF(A1287<=$N$44,$O$44,IF(A1287<=$N$45,$O$45,IF(A1287<=$N$46,$O$46,IF(A1287<=$N$47,$O$47,IF(A1287<=$N$48,$O$48,IF(A1287<=$N$49,$O$49,IF(A1287<=$N$50,$O$50,IF(A1287<=$N$51,$O$51,IF(A1287<=$N$52,$O$52,IF(A1287<=$N$53,$O$53))))))))))))","v":7.6579153544347216},{"$f":"I1287*8760","v":641.00000000001057},7.3173515981736367E-2,10.128286053688168]
[27,641.5,2.7559,1.37795,8.7736667930342698,4.3868333965171349,7.6579153544347216,641.50000000001057,7.3230593607307146E-2,10.127967694284958]
[27,642,3.0903999999999998,1.5451999999999999,9.8385789967680619,4.919289498384031,7.6579153544347216,642.00000000001057,{"$f":"1/17520+I1288","v":7.3287671232877924E-2},10.124147381446452]
[27,642.5,3.0647000000000002,1.5323500000000001,9.7567606301433738,4.8783803150716869,7.6579153544347216,642.50000000001069,7.3344748858448702E-2,10.124147381446452]
[27,643,2.8868,1.4434,9.1903992518347284,4.5951996259173642,7.6579153544347216,643.00000000001069,7.3401826484019481E-2,10.123829022043244]
[27,643.5,2.9321999999999999,1.4661,9.334934420891571,4.6674672104457855,7.6579153544347216,643.50000000001069,7.3458904109590259E-2,10.123829022043244]
[27,644,2.7854999999999999,1.3927499999999999,8.8679011763841054,4.4339505881920527,7.6579153544347216,644.00000000001069,7.3515981735161037E-2,10.121600506220782]
[27,644.5,2.7288000000000001,1.3644000000000001,8.6873913947646546,4.3436956973823273,7.6579153544347216,644.50000000001069,7.3573059360731816E-2,10.120008709204736]
[27,645,2.6019000000000001,1.3009500000000001,8.2833933120925529,4.1416966560462765,7.6579153544347216,645.00000000001069,7.3630136986302594E-2,10.117143474575856]
[27,645.5,2.5400999999999998,1.2700499999999999,8.0866472009094466,4.0433236004547233,7.6579153544347216,645.50000000001069,7.3687214611873372E-2,10.11618839636623]
[27,646,2.7942,1.3971,8.8955984444632801,4.44779922223164,7.6579153544347216,646.0000000000108,7.3744292237444151E-2,10.111731364721306]
[27,646.5,2.3769999999999998,1.1884999999999999,7.5674030142757198,3.7837015071378599,7.6579153544347216,646.5000000000108,7.3801369863014929E-2,10.111413005318097]
[27,647,1.5507,0.77534999999999998,4.9367992655605208,2.4683996327802604,7.6579153544347216,647.0000000000108,7.3858447488585707E-2,10.111413005318097]
[27,647.5,1.2673000000000001,0.63365000000000005,4.0345687168664792,2.0172843584332396,7.6579153544347216,647.5000000000108,7.3915525114156486E-2,10.111094645914887]
[28,648,1.0523,0.52615000000000001,3.3500959999673285,1.6750479999836643,7.6579153544347216,648.0000000000108,7.3972602739727264E-2,10.110139567705261]
[28,648.5,0.97560000000000002,0.48780000000000001,3.1059143377060972,1.5529571688530486,7.6579153544347216,648.5000000000108,7.4029680365298042E-2,10.108547770689215]
[28,649,0.79849999999999999,0.39924999999999999,2.5420998346231225,1.2710499173115613,7.6579153544347216,649.00000000001091,7.4086757990868821E-2,10.108547770689215]
[28,649.5,0.68510000000000004,0.34255000000000002,2.1810802713842223,1.0905401356921112,7.6579153544347216,649.50000000001091,7.4143835616439599E-2,10.108547770689215]
[28,650,0.5615,0.28075,1.7875880490180129,0.89379402450900647,7.6579153544347216,650.00000000001091,7.4200913242010377E-2,10.108229411286008]
[28,650.5,0.52959999999999996,0.26479999999999998,1.6860313993943714,0.84301569969718571,7.6579153544347216,650.50000000001091,7.4257990867581156E-2,10.107592692479589]
[28,651,0.4995,0.24975,1.5902052190284905,0.79510260951424527,7.6579153544347216,651.00000000001091,7.4315068493151934E-2,10.105682536060336]
[28,651.5,0.50519999999999998,0.25259999999999999,1.6083517050113982,0.80417585250569912,7.6579153544347216,651.50000000001091,7.4372146118722712E-2,10.105045817253918]
[28,652,0.4763,0.23815,1.5163458374840242,0.75817291874201209,7.6579153544347216,652.00000000001103,7.4429223744293491E-2,10.104409098447501]
[28,652.5,1.2699,0.63495000000000001,4.0428460613499109,2.0214230306749554,7.6579153544347216,652.50000000001103,7.4486301369864269E-2,10.103772379641082]
[28,653,1.2730999999999999,0.63654999999999995,4.0530335622525948,2.0265167811262974,7.6579153544347216,653.00000000001103,7.4543378995435047E-2,10.103454020237873]
[28,653.5,1.2925,0.64624999999999999,4.1147952864751236,2.0573976432375618,7.6579153544347216,653.50000000001103,7.4600456621005826E-2,10.103135660834665]
[28,654,1.3008999999999999,0.65044999999999997,4.1415374763446717,2.0707687381723359,7.6579153544347216,654.00000000001103,7.4657534246576604E-2,10.102180582625039]
[28,654.5,1.2982,0.64910000000000001,4.1329417724580315,2.0664708862290158,7.6579153544347216,654.50000000001103,7.4714611872147382E-2,10.099952066802576]
[28,655,1.3748,0.68740000000000001,4.3768050753160539,2.1884025376580269,7.6579153544347216,655.00000000001114,7.4771689497718161E-2,10.099633707399367]
[28,655.5,1.6077999999999999,0.80389999999999995,5.1185824847928068,2.5592912423964034,7.6579153544347216,655.50000000001114,7.4828767123288939E-2,10.09867862918974]
[28,656,1.8076000000000001,0.90380000000000005,5.754664572404204,2.877332286202102,7.6579153544347216,656.00000000001114,7.4885844748859717E-2,10.095813394560858]
[28,656.5,1.9279999999999999,0.96399999999999997,6.1379692938677275,3.0689846469338637,7.6579153544347216,656.50000000001114,7.4942922374430496E-2,10.095813394560858]
[28,657,2.1055999999999999,1.0528,6.7033755939667463,3.3516877969833732,7.6579153544347216,657.00000000001114,7.5000000000001274E-2,10.095813394560858]
[28,657.5,2.1869000000000001,1.09345,6.9622017887755883,3.4811008943877941,7.6579153544347216,657.50000000001114,7.5057077625572052E-2,10.094539956948024]
[28,658,2.2721,1.13605,7.2334440003095768,3.6167220001547884,7.6579153544347216,658.00000000001114,7.5114155251142831E-2,10.091038003512727]
[28,658.5,2.3043999999999998,1.1521999999999999,7.3362740875460526,3.6681370437730263,7.6579153544347216,658.50000000001125,7.5171232876713609E-2,10.090082925303099]
[28,659,2.3439000000000001,1.17195,7.4620260518135719,3.731013025906786,7.6579153544347216,659.00000000001125,7.5228310502284387E-2,10.084989174851758]
[28,659.5,2.4403000000000001,1.2201500000000001,7.7689245165069591,3.8844622582534796,7.6579153544347216,659.50000000001125,7.5285388127855166E-2,10.083397377835713]
[28,660,2.585,1.2925,8.2295905729502472,4.1147952864751236,7.6579153544347216,660.00000000001125,7.5342465753425944E-2,10.082760659029296]
[28,660.5,2.6949999999999998,1.3474999999999999,8.5797859164800432,4.2898929582400216,7.6579153544347216,660.50000000001125,7.5399543378996722E-2,10.080850502610042]
[28,661,2.8412999999999999,1.42065,9.0455457233746746,4.5227728616873373,7.6579153544347216,661.00000000001125,7.5456621004567501E-2,10.077348549174744]
[28,661.5,2.3931,1.19655,7.6186588781923543,3.8093294390961772,7.6579153544347216,661.50000000001137,7.5513698630138279E-2,10.077348549174744]
[28,662,2.2513999999999998,1.1256999999999999,7.1675436038453322,3.5837718019226661,7.6579153544347216,662.00000000001137,7.5570776255709057E-2,10.077030189771534]
[28,662.5,2.1756000000000002,1.0878000000000001,6.9262271762129819,3.4631135881064909,7.6579153544347216,662.50000000001137,7.5627853881279836E-2,10.076393470965115]
[28,663,2.2210999999999999,1.1105499999999999,7.071080704673034,3.535540352336517,7.6579153544347216,663.00000000001137,7.5684931506850614E-2,10.072254798723401]
[28,663.5,2.3382999999999998,1.1691499999999999,7.4441979252338726,3.7220989626169363,7.6579153544347216,663.50000000001137,7.5742009132421392E-2,10.069707923497729]
[28,664,2.5205000000000002,1.2602500000000001,8.0242487578805015,4.0121243789402508,7.6579153544347216,664.00000000001137,7.5799086757992171E-2,10.067797767078476]
[28,664.5,2.4559000000000002,1.2279500000000001,7.8185885834075481,3.9092942917037741,7.6579153544347216,664.50000000001148,7.5856164383562949E-2,10.067479407675268]
[28,665,2.7134999999999998,1.3567499999999999,8.6386824060736913,4.3193412030368457,7.6579153544347216,665.00000000001148,7.5913242009133727E-2,10.06397745423997]
[28,665.5,2.8405,1.42025,9.0429988481490042,4.5214994240745021,7.6579153544347216,665.50000000001148,7.5970319634704506E-2,10.06365909483676]
[28,666,3.0971000000000002,1.5485500000000001,9.8599090767830599,4.92995453839153,7.6579153544347216,666.00000000001148,7.6027397260275284E-2,10.063340735433551]
[28,666.5,3.1391,1.56955,9.9936200261308006,4.9968100130654003,7.6579153544347216,666.50000000001148,7.6084474885846062E-2,10.063340735433551]
[28,667,2.9782000000000002,1.4891000000000001,9.4813797463676703,4.7406898731838352,7.6579153544347216,667.00000000001148,7.6141552511416841E-2,10.062704016627134]
[28,667.5,2.9236,1.4618,9.3075555122156057,4.6537777561078029,7.6579153544347216,667.5000000000116,7.6198630136987619E-2,10.061430579014297]
[28,668,2.8462999999999998,1.4231499999999999,9.0614636935351207,4.5307318467675604,7.6579153544347216,668.0000000000116,7.6255707762558397E-2,10.061112219611088]
[28,668.5,2.7562000000000002,1.3781000000000001,8.7746218712438964,4.3873109356219482,7.6579153544347216,668.5000000000116,7.6312785388129176E-2,10.058883703788627]
[28,669,2.7166000000000001,1.3583000000000001,8.6485515475731685,4.3242757737865842,7.6579153544347216,669.0000000000116,7.6369863013699954E-2,10.057610266175791]
[28,669.5,2.7612000000000001,1.3806,8.7905398414043407,4.3952699207021704,7.6579153544347216,669.5000000000116,7.6426940639270732E-2,10.056655187966165]
[28,670,2.7071000000000001,1.35355,8.6183074042683216,4.3091537021341608,7.6579153544347216,670.0000000000116,7.6484018264841511E-2,10.056336828562955]
[28,670.5,2.6271,1.31355,8.3636198817011973,4.1818099408505987,7.6579153544347216,670.5000000000116,7.6541095890412289E-2,10.056018469159747]
[28,671,1.5118,0.75590000000000002,4.8129574577122565,2.4064787288561282,7.6579153544347216,671.00000000001171,7.6598173515983067E-2,10.055063390950119]
[28,671.5,1.2412000000000001,0.62060000000000004,3.9514769126289542,1.9757384563144771,7.6579153544347216,671.50000000001171,7.6655251141553846E-2,10.054426672143702]
[29,672,0.96899999999999997,0.48449999999999999,3.084902617094309,1.5424513085471545,7.6579153544347216,672.00000000001171,7.6712328767124624E-2,10.052516515724449]
[29,672.5,0.80230000000000001,0.40115000000000001,{"$f":"C1350*$E$2","v":2.554197491945061},1.2770987459725305,7.6579153544347216,672.50000000001171,7.6769406392695402E-2,10.052198156321241]
[{"$f":"INT(B1351/24)+1","v":29},673,0.65149999999999997,{"$f":"C1351*0.5","v":0.32574999999999998},2.0741115119060294,{"$f":"E1351*0.5","v":1.0370557559530147},{"$f":"IF(A1351<=$N$42,$O$42,IF(A1351<=$N$43,$O$43,IF(A1351<=$N$44,$O$44,IF(A1351<=$N$45,$O$45,IF(A1351<=$N$46,$O$46,IF(A1351<=$N$47,$O$47,IF(A1351<=$N$48,$O$48,IF(A1351<=$N$49,$O$49,IF(A1351<=$N$50,$O$50,IF(A1351<=$N$51,$O$51,IF(A1351<=$N$52,$O$52,IF(A1351<=$N$53,$O$53))))))))))))","v":7.6579153544347216},{"$f":"I1351*8760","v":673.00000000001171},7.6826484018266181E-2,10.049651281095567]
[29,673.5,0.55089999999999995,0.27544999999999997,1.7538419522778688,0.87692097613893438,7.6579153544347216,673.50000000001171,7.6883561643836959E-2,10.049332921692359]
[29,674,0.51119999999999999,0.25559999999999999,1.6274532692039327,0.81372663460196637,7.6579153544347216,674.00000000001182,{"$f":"1/17520+I1352","v":7.6940639269407737E-2},10.047422765273106]
[29,674.5,0.47060000000000002,0.23530000000000001,1.4981993515011165,0.74909967575055825,7.6579153544347216,674.50000000001182,7.6997716894978516E-2,10.045512608853853]
[29,675,0.44490000000000002,0.22245000000000001,1.4163809848764275,0.70819049243821375,7.6579153544347216,675.00000000001182,7.7054794520549294E-2,10.045194249450644]
[29,675.5,0.436,0.218,1.3880469979908348,0.69402349899541738,7.6579153544347216,675.50000000001182,7.7111872146120072E-2,10.044875890047434]
[29,676,0.44579999999999997,0.22289999999999999,1.4192462195053075,0.70962310975265375,7.6579153544347216,676.00000000001182,7.7168949771690851E-2,10.042647374224973]
[29,676.5,1.5986,0.79930000000000001,5.0892934196975883,2.5446467098487942,7.6579153544347216,676.50000000001182,7.7226027397261629E-2,10.042329014821764]
[29,677,1.6122000000000001,0.80610000000000004,5.1325902985339997,2.5662951492669999,7.6579153544347216,677.00000000001194,7.7283105022832407E-2,10.042010655418554]
[29,677.5,1.57,0.78500000000000003,4.9982426303798402,2.4991213151899201,7.6579153544347216,677.50000000001194,7.7340182648403186E-2,10.041373936612137]
[29,678,1.6559999999999999,0.82799999999999996,5.2720317171394999,2.63601585856975,7.6579153544347216,678.00000000001194,7.7397260273973964E-2,10.04073721780572]
[29,678.5,1.7149000000000001,0.85745000000000005,5.4595454056295472,2.7297727028147736,7.6579153544347216,678.50000000001194,7.7454337899544742E-2,10.038190342580046]
[29,679,1.9071,0.95355000000000001,6.0714321785970657,3.0357160892985329,7.6579153544347216,679.00000000001194,7.7511415525115521E-2,10.038190342580046]
[29,679.5,2.1334,1.0667,6.7918795080588223,3.3959397540294112,7.6579153544347216,679.50000000001194,7.7568493150686299E-2,10.037553623773629]
[29,680,2.3896000000000002,1.1948000000000001,7.6075162990800429,3.8037581495400214,7.6579153544347216,680.00000000001205,7.7625570776257077E-2,10.032778232725496]
[29,680.5,2.2471000000000001,1.12355,7.1538541495073504,3.5769270747536752,7.6579153544347216,680.50000000001205,7.7682648401827856E-2,10.03182315451587]
[29,681,2.0981000000000001,1.04905,6.6794986387260789,3.3397493193630394,7.6579153544347216,681.00000000001205,7.7739726027398634E-2,10.030868076306243]
[29,681.5,1.9962,0.99809999999999999,6.3550904068562017,3.1775452034281009,7.6579153544347216,681.50000000001205,7.7796803652969412E-2,10.030549716903034]
[29,682,1.8776999999999999,0.93884999999999996,5.9778345140536473,2.9889172570268236,7.6579153544347216,682.00000000001205,7.7853881278540191E-2,10.02895791988699]
[29,682.5,2.0286,1.0143,6.4582388534958879,3.2291194267479439,7.6579153544347216,682.50000000001205,7.7910958904110969E-2,10.02863956048378]
[29,683,1.8977999999999999,0.94889999999999997,6.0418247540986378,3.0209123770493189,7.6579153544347216,683.00000000001205,7.7968036529681747E-2,10.026729404064527]
[29,683.5,1.7155,0.85775000000000001,5.4614555620488003,2.7307277810244002,7.6579153544347216,683.50000000001216,7.8025114155252526E-2,10.026411044661318]
[29,684,1.7336,0.86680000000000001,5.5190786140296124,2.7595393070148062,7.6579153544347216,684.00000000001216,7.8082191780823304E-2,10.024500888242065]
[29,684.5,1.6705000000000001,0.83525000000000005,5.318193830604792,2.659096915302396,7.6579153544347216,684.50000000001216,7.8139269406394082E-2,10.023864169435647]
[29,685,1.5286999999999999,0.76434999999999997,4.8667601968545613,2.4333800984272806,7.6579153544347216,685.00000000001216,7.8196347031964861E-2,10.022272372419602]
[29,685.5,1.4419,0.72094999999999998,4.5904242348692303,2.2952121174346152,7.6579153544347216,685.50000000001216,7.8253424657535639E-2,10.021635653613185]
[29,686,1.3652,0.68259999999999998,4.3462425726079985,2.1731212863039993,7.6579153544347216,686.00000000001216,7.8310502283106417E-2,10.017815340774678]
[29,686.5,1.282,0.64100000000000001,4.0813675491381884,2.0406837745690942,7.6579153544347216,686.50000000001228,7.8367579908677196E-2,10.017178621968259]
[29,687,1.3648,0.68240000000000001,4.3449691349951634,2.1724845674975817,7.6579153544347216,687.00000000001228,7.8424657534247974E-2,10.016541903161842]
[29,687.5,1.5948,0.7974,5.0771957623756494,2.5385978811878247,7.6579153544347216,687.50000000001228,7.8481735159818752E-2,10.015905184355425]
[29,688,1.7821,0.89105000000000001,5.6734829245859322,2.8367414622929661,7.6579153544347216,688.00000000001228,7.8538812785389531E-2,10.015586824952216]
[29,688.5,2.2227000000000001,1.1113500000000001,7.0761744551243773,3.5380872275621886,7.6579153544347216,688.50000000001228,7.8595890410960309E-2,10.01431338733938]
[29,689,2.5270000000000001,1.2635000000000001,8.0449421190890806,4.0224710595445403,7.6579153544347216,689.00000000001228,7.8652968036531087E-2,10.013676668532963]
[29,689.5,2.8999000000000001,1.4499500000000001,9.2321043336550961,4.616052166827548,7.6579153544347216,689.50000000001239,7.8710045662101866E-2,10.013358309129753]
[29,690,2.9356,1.4678,9.3457586406006747,4.6728793203003374,7.6579153544347216,690.00000000001239,7.8767123287672644E-2,10.012403230920127]
[29,690.5,3.1105,1.55525,9.9025692368130542,4.9512846184065271,7.6579153544347216,690.50000000001239,7.8824200913243422E-2,10.010811433904081]
[29,691,3.0358999999999998,1.5179499999999999,9.6650731220192085,4.8325365610096043,7.6579153544347216,691.00000000001239,7.8881278538814201E-2,10.009856355694454]
[29,691.5,2.9571999999999998,1.4785999999999999,9.4145242716937982,4.7072621358468991,7.6579153544347216,691.50000000001239,7.8938356164384979E-2,10.009856355694454]
[29,692,2.8321000000000001,1.41605,9.0162566582794561,4.5081283291397281,7.6579153544347216,692.00000000001239,7.8995433789955757E-2,10.007627839871992]
[29,692.5,2.6631,1.33155,8.4782292668564025,4.2391146334282013,7.6579153544347216,692.50000000001251,7.9052511415526536E-2,10.007309480468784]
[29,693,2.8214000000000001,1.4107000000000001,8.9821922021361029,4.4910961010680515,7.6579153544347216,693.00000000001251,7.9109589041097314E-2,10.005717683452739]
[29,693.5,2.7511000000000001,1.3755500000000001,8.7583855416802425,4.3791927708401213,7.6579153544347216,693.50000000001251,7.9166666666668092E-2,10.002534089420651]
[29,694,2.6057000000000001,1.3028500000000001,8.2954909694144909,4.1477454847072455,7.6579153544347216,694.00000000001251,7.9223744292238871E-2,10.001579011211023]
[29,694.5,2.5644999999999998,1.2822499999999999,8.1643268952924206,4.0821634476462103,7.6579153544347216,694.50000000001251,7.9280821917809649E-2,10.001260651807815]
[29,695,1.3996,0.69979999999999998,4.4557582073118631,2.2278791036559316,7.6579153544347216,695.00000000001251,7.9337899543380427E-2,9.9971219795660993]
[29,695.5,1.2616000000000001,0.63080000000000003,4.0164222308835713,2.0082111154417857,7.6579153544347216,695.50000000001251,7.9394977168951206E-2,9.9968036201628898]
[30,696,1.0142,0.5071,3.2288010673447349,1.6144005336723675,7.6579153544347216,696.00000000001262,7.9452054794521984E-2,9.9958485419532632]
[30,696.5,0.78049999999999997,0.39024999999999999,2.4847951420455194,1.2423975710227597,7.6579153544347216,696.50000000001262,7.9509132420092762E-2,9.9942567449372177]
[30,697,0.65820000000000001,0.3291,2.0954415919210261,1.047720795960513,7.6579153544347216,697.00000000001262,7.9566210045663541E-2,9.9936200261308006]
[30,697.5,0.52380000000000004,0.26190000000000002,1.6675665540082552,0.83378327700412758,7.6579153544347216,697.50000000001262,7.9623287671234319E-2,9.9936200261308006]
[30,698,0.47049999999999997,0.23524999999999999,1.4978809920979075,0.74894049604895374,7.6579153544347216,698.00000000001262,7.9680365296805097E-2,9.9901180726955019]
[30,698.5,0.4859,0.24295,1.5469083401920793,0.77345417009603967,7.6579153544347216,698.50000000001262,7.9737442922375876E-2,9.9888446350826676]
[30,699,0.44390000000000002,0.22195000000000001,1.4131973908443383,0.70659869542216913,7.6579153544347216,699.00000000001273,7.9794520547946654E-2,9.9882079162762487]
[30,699.5,0.44219999999999998,0.22109999999999999,1.4077852809897868,0.70389264049489342,7.6579153544347216,699.50000000001273,7.9851598173517432E-2,9.987889556873041]
[30,700,0.4204,0.2102,1.3383829310902451,0.66919146554512254,7.6579153544347216,700.00000000001273,7.9908675799088211E-2,9.9875711974698316]
[30,700.5,1.3709,0.68545,4.3643890585909064,2.1821945292954532,7.6579153544347216,700.50000000001273,7.9965753424658989E-2,9.9869344786634144]
[30,701,1.3996,0.69979999999999998,4.4557582073118631,2.2278791036559316,7.6579153544347216,701.00000000001273,8.0022831050229767E-2,9.9850243222441613]
[30,701.5,1.4021999999999999,0.70109999999999995,4.4640355517952939,2.2320177758976469,7.6579153544347216,701.50000000001273,8.0079908675800546E-2,9.98470596284095]
[30,702,1.5419,0.77095000000000002,4.9087836380781376,2.4543918190390688,7.6579153544347216,702.00000000001285,8.0136986301371324E-2,9.9831141658249063]
[30,702.5,1.6138999999999999,0.80694999999999995,5.1380024083885498,2.5690012041942749,7.6579153544347216,702.50000000001285,8.0194063926942102E-2,9.9815223688088626]
[30,703,1.841,0.92049999999999998,5.8609966130759785,2.9304983065379893,7.6579153544347216,703.00000000001285,8.0251141552512881E-2,9.9796122123896094]
[30,703.5,2.2780999999999998,1.1390499999999999,7.2525455645021104,3.6262727822510552,7.6579153544347216,703.50000000001285,8.0308219178083659E-2,9.9783387747767733]
[30,704,2.5183,1.25915,8.0172448510099059,4.008622425504953,7.6579153544347216,704.00000000001285,8.0365296803654437E-2,9.9773836965671467]
[30,704.5,2.3925999999999998,1.1962999999999999,{"$f":"C1414*$E$2","v":7.6170670811763088},3.8085335405881544,7.6579153544347216,704.50000000001285,8.0422374429225216E-2,9.9722899461158043]
[{"$f":"INT(B1415/24)+1","v":30},705,2.3119000000000001,{"$f":"C1415*0.5","v":1.15595},7.3601510427867218,{"$f":"E1415*0.5","v":3.6800755213933609},{"$f":"IF(A1415<=$N$42,$O$42,IF(A1415<=$N$43,$O$43,IF(A1415<=$N$44,$O$44,IF(A1415<=$N$45,$O$45,IF(A1415<=$N$46,$O$46,IF(A1415<=$N$47,$O$47,IF(A1415<=$N$48,$O$48,IF(A1415<=$N$49,$O$49,IF(A1415<=$N$50,$O$50,IF(A1415<=$N$51,$O$51,IF(A1415<=$N$52,$O$52,IF(A1415<=$N$53,$O$53))))))))))))","v":7.6579153544347216},{"$f":"I1415*8760","v":705.00000000001296},8.0479452054795994E-2,9.9716532273093872]
[30,705.5,2.1040999999999999,1.0520499999999999,6.6986002029186125,3.3493001014593062,7.6579153544347216,705.50000000001296,8.0536529680366772E-2,9.9659227580516259]
[30,706,2.1173999999999999,1.0587,6.7409420035453973,3.3704710017726986,7.6579153544347216,706.00000000001296,{"$f":"1/17520+I1416","v":8.0593607305937551E-2},9.9659227580516259]
[30,706.5,1.9266000000000001,0.96330000000000005,6.1335122622228031,3.0667561311114016,7.6579153544347216,706.50000000001296,8.0650684931508329E-2,9.9656043986484164]
[30,707,1.9477,0.97384999999999999,6.200686096299882,3.100343048149941,7.6579153544347216,707.00000000001296,8.0707762557079107E-2,9.9656043986484164]
[30,707.5,1.8688,0.93440000000000001,5.9495005271680546,2.9747502635840273,7.6579153544347216,707.50000000001296,8.0764840182649886E-2,9.9643309610355821]
[30,708,1.9198,0.95989999999999998,6.1118638228045974,3.0559319114022987,7.6579153544347216,708.00000000001307,8.0821917808220664E-2,9.962420804616329]
[30,708.5,1.9995000000000001,0.99975000000000003,6.365596267162096,3.182798133581048,7.6579153544347216,708.50000000001307,8.0878995433791442E-2,9.9611473670034911]
[30,709,1.9409000000000001,0.97045000000000003,6.1790376568816772,3.0895188284408386,7.6579153544347216,709.00000000001307,8.0936073059362221E-2,9.954461819536105]
[30,709.5,1.8734999999999999,0.93674999999999997,5.9644634191188732,2.9822317095594366,7.6579153544347216,709.50000000001307,8.0993150684932999E-2,9.9519149443104329]
[30,710,1.7835000000000001,0.89175000000000004,5.6779399562308575,2.8389699781154287,7.6579153544347216,710.00000000001307,8.1050228310503777E-2,9.9503231472943892]
[30,710.5,1.8475999999999999,0.92379999999999995,5.8820083336877662,2.9410041668438831,7.6579153544347216,710.50000000001307,8.1107305936074556E-2,9.9503231472943892]
[30,711,1.9092,0.9546,6.0781177260644528,3.0390588630322264,7.6579153544347216,711.00000000001307,8.1164383561645334E-2,9.9500047878911797]
[30,711.5,2.0415999999999999,1.0207999999999999,6.4996255759130452,3.2498127879565226,7.6579153544347216,711.50000000001319,8.1221461187216112E-2,9.949686428487972]
[30,712,2.0735999999999999,1.0367999999999999,6.6015005849398962,3.3007502924699481,7.6579153544347216,712.00000000001319,8.1278538812786891E-2,9.9490497096815549]
[30,712.5,2.4407000000000001,1.22035,7.7701979541197943,3.8850989770598972,7.6579153544347216,712.50000000001319,8.1335616438357669E-2,9.9465028344558828]
[30,713,2.7442000000000002,1.3721000000000001,8.7364187428588274,4.3682093714294137,7.6579153544347216,713.00000000001319,8.1392694063928447E-2,9.9458661156494639]
[30,713.5,3.2345000000000002,1.6172500000000001,10.297334896792098,5.1486674483960488,7.6579153544347216,713.50000000001319,8.1449771689499226E-2,9.9452293968430467]
[30,714,3.0362,1.5181,9.6660282002288351,4.8330141001144176,7.6579153544347216,714.00000000001319,8.1506849315070004E-2,9.9445926780366296]
[30,714.5,3.3201000000000001,1.66005,10.569850545938923,5.2849252729694616,7.6579153544347216,714.5000000000133,8.1563926940640782E-2,9.9433192404237936]
[30,715,3.2330999999999999,1.6165499999999999,10.292877865147172,5.1464389325735862,7.6579153544347216,715.0000000000133,8.1621004566211561E-2,9.9417274434077481]
[30,715.5,3.2193000000000001,1.60965,10.248944267504344,5.1244721337521719,7.6579153544347216,715.5000000000133,8.1678082191782339E-2,9.9414090840045404]
[30,716,3.0908000000000002,1.5454000000000001,9.8398524343808997,4.9199262171904499,7.6579153544347216,716.0000000000133,8.1735159817353117E-2,9.937588771166034]
[30,716.5,3.0142000000000002,1.5071000000000001,9.5959891315228756,4.7979945657614378,7.6579153544347216,716.5000000000133,8.1792237442923896E-2,9.9369520523596151]
[30,717,2.9331,1.46655,9.3377996555204525,4.6688998277602263,7.6579153544347216,717.0000000000133,8.1849315068494674E-2,9.9359969741499885]
[30,717.5,3.0064000000000002,1.5032000000000001,9.5711570980725824,4.7855785490362912,7.6579153544347216,717.50000000001342,8.1906392694065452E-2,9.9328133801178993]
[30,718,2.8361000000000001,1.41805,9.028991034407813,4.5144955172039065,7.6579153544347216,718.00000000001342,8.1963470319636231E-2,9.9318583019082727]
[30,718.5,2.8656000000000001,1.4328000000000001,9.1229070583544409,4.5614535291772205,7.6579153544347216,718.50000000001342,8.2020547945207009E-2,9.9318583019082727]
[30,719,1.5063,0.75314999999999999,4.7954476905357666,2.3977238452678833,7.6579153544347216,719.00000000001342,8.2077625570777787E-2,9.930266504892229]
[30,719.5,1.3443000000000001,0.67215000000000003,4.2797054573373376,2.1398527286686688,7.6579153544347216,719.50000000001342,8.2134703196348566E-2,9.9299481454890195]
[31,720,1.0812999999999999,0.54064999999999996,3.4424202268979114,1.7212101134489557,7.6579153544347216,720.00000000001342,8.2191780821919344E-2,9.9293114266826006]
[31,720.5,0.7288,0.3644,2.3202033305865144,1.1601016652932572,7.6579153544347216,720.50000000001353,8.2248858447490122E-2,9.928356348472974]
[31,721,0.64749999999999996,0.32374999999999998,2.0613771357776729,1.0306885678888364,7.6579153544347216,721.00000000001353,8.2305936073060901E-2,9.9280379890697663]
[31,721.5,0.53200000000000003,0.26600000000000001,1.6936720250713855,0.84683601253569274,7.6579153544347216,721.50000000001353,8.2363013698631679E-2,9.9270829108601379]
[31,722,0.45960000000000001,0.2298,1.4631798171481367,0.73158990857406836,7.6579153544347216,722.00000000001353,8.2420091324202457E-2,9.9258094732473037]
[31,722.5,0.4874,0.2437,1.551683731240213,0.77584186562010649,7.6579153544347216,722.50000000001353,8.2477168949773236E-2,9.9254911138440942]
[31,723,0.45660000000000001,0.2283,1.4536290350518695,0.72681451752593473,7.6579153544347216,723.00000000001353,8.2534246575344014E-2,9.9251727544408848]
[31,723.5,0.4501,0.22505,1.4329356738432906,0.71646783692164528,7.6579153544347216,723.50000000001353,8.2591324200914792E-2,9.9229442386184221]
[31,724,0.46360000000000001,0.23180000000000001,1.475914193276493,0.73795709663824649,7.6579153544347216,724.00000000001364,8.2648401826485571E-2,9.9213524416023784]
[31,724.5,1.6419999999999999,0.82099999999999995,5.2274614006902533,2.6137307003451267,7.6579153544347216,724.50000000001364,8.2705479452056349E-2,9.9210340821991689]
[31,725,1.6096999999999999,0.80484999999999995,5.1246313134537766,2.5623156567268883,7.6579153544347216,725.00000000001364,8.2762557077627127E-2,9.9210340821991689]
[31,725.5,1.5463,0.77315,4.9227914518193296,2.4613957259096648,7.6579153544347216,725.50000000001364,8.2819634703197906E-2,9.9197606445863347]
[31,726,1.7279,0.86395,5.5009321280467045,2.7504660640233523,7.6579153544347216,726.00000000001364,8.2876712328768684E-2,9.9188055663767081]
[31,726.5,1.7501,0.87504999999999999,5.5716079155590821,2.785803957779541,7.6579153544347216,726.50000000001364,8.2933789954339462E-2,9.9178504881670815]
[31,727,1.9548000000000001,0.97740000000000005,6.2232896139277152,3.1116448069638576,7.6579153544347216,727.00000000001376,8.2990867579910241E-2,9.917532128763872]
[31,727.5,2.3637999999999999,1.1819,7.5253795730521444,3.7626897865260722,7.6579153544347216,727.50000000001376,8.3047945205481019E-2,9.9168954099574549]
[31,728,2.6040999999999999,1.3020499999999999,8.2903972189631467,4.1451986094815734,7.6579153544347216,728.00000000001376,8.3105022831051797E-2,9.9156219723446171]
[31,728.5,2.5516000000000001,1.2758,8.1232585322784718,4.0616292661392359,7.6579153544347216,728.50000000001376,8.3162100456622576E-2,9.9153036129414094]
[31,729,2.3887999999999998,1.1943999999999999,7.6049694238543708,3.8024847119271854,7.6579153544347216,729.00000000001376,8.3219178082193354E-2,9.9143485347317828]
[31,729.5,2.1749999999999998,1.0874999999999999,6.9243170197937278,3.4621585098968639,7.6579153544347216,729.50000000001376,8.3276255707764132E-2,9.9127567377157391]
[31,730,2.1434000000000002,1.0717000000000001,6.8237154483797138,3.4118577241898569,7.6579153544347216,730.00000000001387,8.3333333333334911E-2,9.9121200189093202]
[31,730.5,2.0059,1.00295,6.3859712689674666,3.1929856344837333,7.6579153544347216,730.50000000001387,8.3390410958905689E-2,9.9098915030868575]
[31,731,1.9276,0.96379999999999999,6.1366958562548923,3.0683479281274462,7.6579153544347216,731.00000000001387,8.3447488584476467E-2,9.9098915030868575]
[31,731.5,1.7586999999999999,0.87934999999999997,5.5989868242350473,2.7994934121175237,7.6579153544347216,731.50000000001387,8.3504566210047246E-2,9.9082997060708138]
[31,732,1.7874000000000001,0.89370000000000005,5.6903559729560049,2.8451779864780025,7.6579153544347216,732.00000000001387,8.3561643835618024E-2,9.9047977526355169]
[31,732.5,1.9218,0.96089999999999998,6.118231010868775,3.0591155054343875,7.6579153544347216,732.50000000001387,8.3618721461188802E-2,9.903524315022679]
[31,733,1.8366,0.91830000000000001,5.8469887993347864,2.9234943996673932,7.6579153544347216,733.00000000001398,8.3675799086759581E-2,9.9025692368130542]
[31,733.5,1.7906,0.89529999999999998,5.7005434738586889,2.8502717369293444,7.6579153544347216,733.50000000001398,8.3732876712330359E-2,9.9000223615873821]
[31,734,1.7290000000000001,0.86450000000000005,5.5044340814820032,2.7522170407410016,7.6579153544347216,734.00000000001398,8.3789954337901137E-2,9.8936551735232037]
[31,734.5,1.7109000000000001,0.85545000000000004,5.4468110295011911,2.7234055147505956,7.6579153544347216,734.50000000001398,8.3847031963471916E-2,9.887287985459027]
[31,735,1.7369000000000001,0.86845000000000006,5.5295844743355067,2.7647922371677534,7.6579153544347216,735.00000000001398,8.3904109589042694E-2,9.8850594696365626]
[31,735.5,2.0318999999999998,1.0159499999999999,6.4687447138017813,3.2343723569008906,7.6579153544347216,735.50000000001398,8.3961187214613472E-2,9.8844227508301454]
[31,736,2.0331999999999999,1.0165999999999999,6.4728833860434971,3.2364416930217486,7.6579153544347216,736.00000000001398,8.4018264840184251E-2,9.8818758756044751]
[31,736.5,2.5750000000000002,1.2875000000000001,{"$f":"C1478*$E$2","v":8.1977546326293567},4.0988773163146783,7.6579153544347216,736.5000000000141,8.4075342465755029E-2,9.8815575162012657]
[{"$f":"INT(B1479/24)+1","v":31},737,2.8540000000000001,{"$f":"C1479*0.5","v":1.427},9.0859773675822062,{"$f":"E1479*0.5","v":4.5429886837911031},{"$f":"IF(A1479<=$N$42,$O$42,IF(A1479<=$N$43,$O$43,IF(A1479<=$N$44,$O$44,IF(A1479<=$N$45,$O$45,IF(A1479<=$N$46,$O$46,IF(A1479<=$N$47,$O$47,IF(A1479<=$N$48,$O$48,IF(A1479<=$N$49,$O$49,IF(A1479<=$N$50,$O$50,IF(A1479<=$N$51,$O$51,IF(A1479<=$N$52,$O$52,IF(A1479<=$N$53,$O$53))))))))))))","v":7.6579153544347216},{"$f":"I1479*8760","v":737.0000000000141},8.4132420091325807E-2,9.879329000378803]
[31,737.5,3.1189,1.55945,9.9293114266826006,4.9646557133413003,7.6579153544347216,737.5000000000141,8.4189497716896586E-2,9.8761454063467138]
[31,738,3.2376,1.6188,10.307204038291575,5.1536020191457874,7.6579153544347216,738.0000000000141,{"$f":"1/17520+I1480","v":8.4246575342467364E-2},9.8723250935082074]
[31,738.5,3.1514000000000002,1.5757000000000001,10.032778232725496,5.0163891163627481,7.6579153544347216,738.5000000000141,8.4303652968038142E-2,9.872006734104998]
[31,739,3.2267999999999999,1.6133999999999999,10.272821222745012,5.1364106113725061,7.6579153544347216,739.0000000000141,8.4360730593608921E-2,9.8700965776857448]
[31,739.5,3.2927,1.64635,10.482620069459681,5.2413100347298407,7.6579153544347216,739.50000000001421,8.4417808219179699E-2,9.8694598588793259]
[31,740,3.1842000000000001,1.5921000000000001,10.137200116978018,5.0686000584890092,7.6579153544347216,740.00000000001421,8.4474885844750477E-2,9.868504780669701]
[31,740.5,3.1227,1.56135,9.9414090840045404,4.9707045420022702,7.6579153544347216,740.50000000001421,8.4531963470321256E-2,9.8678680618632821]
[31,741,3.1863000000000001,1.5931500000000001,10.143885664445405,5.0719428322227023,7.6579153544347216,741.00000000001421,8.4589041095892034E-2,9.8669129836536555]
[31,741.5,3.028,1.514,9.6399227291657041,4.8199613645828521,7.6579153544347216,741.50000000001421,8.4646118721462812E-2,9.8646844678311929]
[31,742,2.9154,1.4577,9.2814500411524747,4.6407250205762374,7.6579153544347216,742.00000000001421,8.4703196347033591E-2,9.8643661084279852]
[31,742.5,2.7776000000000001,1.3888,8.8427507835306027,4.4213753917653014,7.6579153544347216,742.50000000001432,8.4760273972604369E-2,9.8643661084279852]
[31,743,1.5051000000000001,0.75255000000000005,4.7916273776972602,2.3958136888486301,7.6579153544347216,743.00000000001432,8.4817351598175147E-2,9.8630926708151492]
[31,743.5,1.222,0.61099999999999999,3.8903519072128439,1.9451759536064219,7.6579153544347216,743.50000000001432,8.4874429223745926E-2,9.8615008737991037]
[32,744,1.0068999999999999,0.50344999999999995,3.2055608309104846,1.6027804154552423,7.0249112480965072,744.00000000001432,8.4931506849316704E-2,9.861182514395896]
[32,744.5,0.78259999999999996,0.39129999999999998,2.4914806895129065,1.2457403447564532,7.0249112480965072,744.50000000001432,8.4988584474887482E-2,9.8599090767830599]
[32,745,0.65080000000000005,0.32540000000000002,2.0718829960835672,1.0359414980417836,7.0249112480965072,745.00000000001432,8.5045662100458261E-2,9.8592723579766428]
[32,745.5,0.53739999999999999,0.26869999999999999,1.7108634328446664,0.85543171642233318,7.0249112480965072,745.50000000001444,8.5102739726029039E-2,9.8576805609605973]
[32,746,0.51719999999999999,0.2586,1.6465548333964672,0.82327741669823362,7.0249112480965072,746.00000000001444,8.5159817351599817E-2,9.8564071233477613]
[32,746.5,0.47649999999999998,0.23824999999999999,1.516982556290442,0.75849127814522099,7.0249112480965072,746.50000000001444,8.5216894977170596E-2,9.855133685734927]
[32,747,0.47060000000000002,0.23530000000000001,1.4981993515011165,0.74909967575055825,7.0249112480965072,747.00000000001444,8.5273972602741374E-2,9.8544969669285081]
[32,747.5,0.45429999999999998,0.22714999999999999,1.4463067687780646,0.72315338438903232,7.0249112480965072,747.50000000001444,8.5331050228312152E-2,9.8538602481220909]
[32,748,0.47610000000000002,0.23805000000000001,1.5157091186776064,0.75785455933880319,7.0249112480965072,748.00000000001444,8.5388127853882931E-2,9.8532235293156738]
[32,748.5,1.5509999999999999,0.77549999999999997,4.9377543437701474,2.4688771718850737,7.0249112480965072,748.50000000001444,8.5445205479453709E-2,9.8529051699124643]
[32,749,1.5432999999999999,0.77164999999999995,4.9132406697230619,2.456620334861531,7.0249112480965072,749.00000000001455,8.5502283105024487E-2,9.8509950134932112]
[32,749.5,1.6393,0.81964999999999999,5.2188656968036131,2.6094328484018066,7.0249112480965072,749.50000000001455,8.5559360730595266E-2,9.8484481382675391]
[32,750,1.7095,0.85475000000000001,5.4423539978562658,2.7211769989281329,7.0249112480965072,750.00000000001455,8.5616438356166044E-2,9.8465379818482859]
[32,750.5,1.6928000000000001,0.84640000000000004,5.3891879775203781,2.6945939887601891,7.0249112480965072,750.50000000001455,8.5673515981736822E-2,9.8462196224450764]
[32,751,1.9252,0.96260000000000001,6.1290552305778778,3.0645276152889389,7.0249112480965072,751.00000000001455,8.5730593607307601E-2,9.8455829036386593]
[32,751.5,2.2904,1.1452,7.2917037710968069,3.6458518855484034,7.0249112480965072,751.50000000001455,8.5787671232878379E-2,9.8455829036386593]
[32,752,2.4537,1.22685,7.8115846765369517,3.9057923382684758,7.0249112480965072,752.00000000001467,8.5844748858449157E-2,9.8452645442354498]
[32,752.5,2.3466,1.1733,7.4706217557002121,3.7353108778501061,7.0249112480965072,752.50000000001467,8.5901826484019936E-2,9.8446278254290309]
[32,753,2.1636000000000002,1.0818000000000001,6.8880240478279129,3.4440120239139564,7.0249112480965072,753.00000000001467,8.5958904109590714E-2,9.8439911066226138]
[32,753.5,2.0276999999999998,1.0138499999999999,6.4553736188670072,3.2276868094335036,7.0249112480965072,753.50000000001467,8.6015981735161492E-2,9.8433543878161966]
[32,754,2.0137999999999998,1.0068999999999999,6.4111216618209692,3.2055608309104846,7.0249112480965072,754.00000000001467,8.6073059360732271E-2,9.8433543878161966]
[32,754.5,1.9775,0.98875000000000002,6.2955571984561365,3.1477785992280682,7.0249112480965072,754.50000000001467,8.6130136986303049E-2,9.8427176690097777]
[32,755,1.9413,0.97065000000000001,6.1803110944945123,3.0901555472472562,7.0249112480965072,755.00000000001478,8.6187214611873827E-2,9.8420809502033606]
[32,755.5,1.7395,0.86975000000000002,5.5378618188189384,2.7689309094094692,7.0249112480965072,755.50000000001478,8.6244292237444606E-2,9.8401707937841074]
[32,756,1.726,0.86299999999999999,5.4948832993857355,2.7474416496928677,7.0249112480965072,756.00000000001478,8.6301369863015384E-2,9.8398524343808997]
[32,756.5,1.8048999999999999,0.90244999999999997,5.7460688685175629,2.8730344342587815,7.0249112480965072,756.50000000001478,8.6358447488586162E-2,9.8395340749776903]
[32,757,1.6788000000000001,0.83940000000000003,5.3446176610711316,2.6723088305355658,7.0249112480965072,757.00000000001478,8.6415525114156941E-2,9.8385789967680619]
[32,757.5,1.6240000000000001,0.81200000000000006,5.1701567081126507,2.5850783540563254,7.0249112480965072,757.50000000001478,8.6472602739727719E-2,9.8382606373648542]
[32,758,1.6404000000000001,0.82020000000000004,5.2223676502389109,2.6111838251194555,7.0249112480965072,758.00000000001489,8.6529680365298497E-2,9.8347586839295555]
[32,758.5,1.5546,0.77729999999999999,4.9492152822856683,2.4746076411428342,7.0249112480965072,758.50000000001489,8.6586757990869276E-2,9.8325301681070929]
[32,759,1.5324,0.76619999999999999,4.8785394947732916,2.4392697473866458,7.0249112480965072,759.00000000001489,8.6643835616440054E-2,9.8296649334782131]
[32,759.5,1.5845,0.79225000000000001,5.0444047438451323,2.5222023719225661,7.0249112480965072,759.50000000001489,8.6700913242010832E-2,9.8296649334782131]
[32,760,1.7744,0.88719999999999999,5.6489692505388467,2.8244846252694233,7.0249112480965072,760.00000000001489,8.6757990867581611E-2,9.8296649334782131]
[32,760.5,2.0836000000000001,1.0418000000000001,6.6333365252607877,3.3166682626303938,7.0249112480965072,760.50000000001489,8.6815068493152389E-2,9.8287098552685865]
[32,761,2.3588,1.1794,7.5094616028916992,3.7547308014458496,7.0249112480965072,761.00000000001489,8.6872146118723167E-2,9.8283914958653789]
[32,761.5,2.7296,1.3648,8.6899382699903267,4.3449691349951634,7.0249112480965072,761.50000000001501,8.6929223744293946E-2,9.8274364176557505]
[32,762,2.6655000000000002,1.3327500000000001,8.4858698925334171,4.2429349462667085,7.0249112480965072,762.00000000001501,8.6986301369864724E-2,9.8264813394461239]
[32,762.5,2.8534999999999999,1.42675,9.0843855705661625,4.5421927852830812,7.0249112480965072,762.50000000001501,8.7043378995435502E-2,9.8252079018332878]
[32,763,2.7650999999999999,1.3825499999999999,8.8029558581294882,4.4014779290647441,7.0249112480965072,763.00000000001501,8.7100456621006281E-2,9.8248895424300802]
[32,763.5,2.7545999999999999,1.3773,8.7695281207925522,4.3847640603962761,7.0249112480965072,763.50000000001501,8.7157534246577059E-2,9.8232977454140347]
[32,764,2.6070000000000002,1.3035000000000001,8.2996296416562068,4.1498148208281034,7.0249112480965072,764.00000000001501,8.7214611872147838E-2,9.8226610266076175]
[32,764.5,2.617,1.3085,8.3314655819770973,4.1657327909885487,7.0249112480965072,764.50000000001512,8.7271689497718616E-2,9.8220243078012004]
[32,765,2.4375,1.21875,7.7600104532171086,3.8800052266085543,7.0249112480965072,765.00000000001512,8.7328767123289394E-2,9.8217059483979909]
[32,765.5,2.6158999999999999,1.3079499999999999,8.3279636285417986,4.1639818142708993,7.0249112480965072,765.50000000001512,8.7385844748860173E-2,9.8213875889947815]
[32,766,2.4037000000000002,1.2018500000000001,7.6524049749324989,3.8262024874662495,7.0249112480965072,766.00000000001512,8.7442922374430951E-2,9.8207508701883643]
[32,766.5,2.3635000000000002,1.1817500000000001,7.5244244948425179,3.7622122474212589,7.0249112480965072,766.50000000001512,8.7500000000001729E-2,9.819795791978736]
[32,767,1.504,0.752,4.7881254242619615,2.3940627121309808,7.0249112480965072,767.00000000001512,8.7557077625572508E-2,9.819795791978736]
[32,767.5,1.246,0.623,3.9667581639829814,1.9833790819914907,7.0249112480965072,767.50000000001523,8.7614155251143286E-2,9.816930557349858]
[33,768,1.0127999999999999,0.50639999999999996,3.2243440356998101,1.612172017849905,7.0249112480965072,768.00000000001523,8.7671232876714064E-2,9.816930557349858]
[33,768.5,0.81710000000000005,0.40855000000000002,{"$f":"C1542*$E$2","v":2.6013146836199796},1.3006573418099898,7.0249112480965072,768.50000000001523,8.7728310502284843E-2,9.8153387603338125]
[{"$f":"INT(B1543/24)+1","v":33},769,0.65980000000000005,{"$f":"C1543*0.5","v":0.32990000000000003},2.1005353423723689,{"$f":"E1543*0.5","v":1.0502676711861845},{"$f":"IF(A1543<=$N$42,$O$42,IF(A1543<=$N$43,$O$43,IF(A1543<=$N$44,$O$44,IF(A1543<=$N$45,$O$45,IF(A1543<=$N$46,$O$46,IF(A1543<=$N$47,$O$47,IF(A1543<=$N$48,$O$48,IF(A1543<=$N$49,$O$49,IF(A1543<=$N$50,$O$50,IF(A1543<=$N$51,$O$51,IF(A1543<=$N$52,$O$52,IF(A1543<=$N$53,$O$53))))))))))))","v":7.0249112480965072},{"$f":"I1543*8760","v":769.00000000001523},8.7785388127855621E-2,9.8153387603338125]
[33,769.5,0.5655,0.28275,1.8003224251463692,0.9001612125731846,7.0249112480965072,769.50000000001523,8.7842465753426399E-2,9.8140653227209764]
[33,770,0.50060000000000004,0.25030000000000002,1.5937071724637888,0.7968535862318944,7.0249112480965072,770.00000000001523,{"$f":"1/17520+I1544","v":8.7899543378997178E-2},9.8092899316728435]
[33,770.5,0.47439999999999999,0.23719999999999999,1.510297008823055,0.75514850441152748,7.0249112480965072,770.50000000001535,8.7956621004567956E-2,9.8083348534632169]
[33,771,0.43769999999999998,0.21884999999999999,1.393459107845386,0.69672955392269298,7.0249112480965072,771.00000000001535,8.8013698630138734E-2,9.8073797752535903]
[33,771.5,0.42909999999999998,0.21454999999999999,1.36608019916942,0.68304009958471001,7.0249112480965072,771.50000000001535,8.8070776255709513E-2,9.8054696188343371]
[33,772,0.44130000000000003,0.22065000000000001,1.4049200463609068,0.70246002318045342,7.0249112480965072,772.00000000001535,8.8127853881280291E-2,9.8054696188343371]
[33,772.5,1.0297000000000001,0.51485000000000003,3.2781467748421158,1.6390733874210579,7.0249112480965072,772.50000000001535,8.8184931506851069E-2,9.8045145406247087]
[33,773,0.99360000000000004,0.49680000000000002,3.1632190302837002,1.5816095151418501,7.0249112480965072,773.00000000001535,8.8242009132421848E-2,9.8038778218182916]
[33,773.5,1.1228,0.56140000000000001,3.5745393792296083,1.7872696896148041,7.0249112480965072,773.50000000001535,8.8299086757992626E-2,9.8016493059958307]
[33,774,1.2020999999999999,0.60104999999999997,3.8269983859742713,1.9134991929871357,7.0249112480965072,774.00000000001546,8.8356164383563404E-2,9.8016493059958307]
[33,774.5,1.3119000000000001,0.65595000000000003,4.1765570106976515,2.0882785053488258,7.0249112480965072,774.50000000001546,8.8413242009134183E-2,9.8013309465926213]
[33,775,1.5573999999999999,0.77869999999999995,4.958129345575518,2.479064672787759,7.0249112480965072,775.00000000001546,8.8470319634704961E-2,9.7997391495765758]
[33,775.5,1.8656999999999999,0.93284999999999996,5.9396313856685783,2.9698156928342891,7.0249112480965072,775.50000000001546,8.8527397260275739E-2,9.7987840713669492]
[33,776,2.0865999999999998,1.0432999999999999,6.6428873073570536,3.3214436536785268,7.0249112480965072,776.00000000001546,8.8584474885846518E-2,9.798147352560532]
[33,776.5,2.0234999999999999,1.0117499999999999,6.4420025239322332,3.2210012619661166,7.0249112480965072,776.50000000001546,8.8641552511417296E-2,9.7962371961412789]
[33,777,1.8561000000000001,0.92805000000000004,5.9090688829605238,2.9545344414802619,7.0249112480965072,777.00000000001558,8.8698630136988074E-2,9.7949637585284428]
[33,777.5,1.7209000000000001,0.86045000000000005,5.4786469698220817,2.7393234849110408,7.0249112480965072,777.50000000001558,8.8755707762558853E-2,9.7949637585284428]
[33,778,1.6949000000000001,0.84745000000000004,5.3958735249877652,2.6979367624938826,7.0249112480965072,778.00000000001558,8.8812785388129631E-2,9.7933719615123991]
[33,778.5,1.6107,0.80535000000000001,5.1278149074858659,2.5639074537429329,7.0249112480965072,778.50000000001558,8.8869863013700409E-2,9.7930536021091878]
[33,779,1.5526,0.77629999999999999,4.9428480942214907,2.4714240471107454,7.0249112480965072,779.00000000001558,8.8926940639271188E-2,9.7927352427059802]
[33,779.5,1.5506,0.77529999999999999,4.9364809061573123,2.4682404530786561,7.0249112480965072,779.50000000001558,8.8984018264841966E-2,9.7924168833027707]
[33,780,1.5834999999999999,0.79174999999999995,5.0412211498130421,2.5206105749065211,7.0249112480965072,780.00000000001569,8.9041095890412744E-2,9.7917801644963536]
[33,780.5,1.5767,0.78835,5.0195727103948373,2.5097863551974187,7.0249112480965072,780.50000000001569,8.9098173515983523E-2,9.7914618050931459]
[33,781,1.5815999999999999,0.79079999999999995,5.0351723211520731,2.5175861605760366,7.0249112480965072,781.00000000001569,8.9155251141554301E-2,9.790825086286727]
[33,781.5,1.5270999999999999,0.76354999999999995,4.8616664464032189,2.4308332232016094,7.0249112480965072,781.50000000001569,8.9212328767125079E-2,9.7895516486738909]
[33,782,1.4942,0.74709999999999999,4.756926202747489,2.3784631013737445,7.0249112480965072,782.00000000001569,8.9269406392695858E-2,9.7885965704642643]
[33,782.5,1.4058999999999999,0.70294999999999996,4.4758148497140233,2.2379074248570117,7.0249112480965072,782.50000000001569,8.9326484018266636E-2,9.7854129764321751]
[33,783,1.4436,0.7218,4.5958363447237822,2.2979181723618911,7.0249112480965072,783.0000000000158,8.9383561643837414E-2,9.7850946170289657]
[33,783.5,1.6298999999999999,0.81494999999999995,5.1889399129019758,2.5944699564509879,7.0249112480965072,783.5000000000158,8.9440639269408193E-2,9.7850946170289657]
[33,784,1.7324999999999999,0.86624999999999996,5.5155766605943137,2.7577883302971569,7.0249112480965072,784.0000000000158,8.9497716894978971E-2,9.7838211794161314]
[33,784.5,2.0196000000000001,1.0098,6.4295865072070866,3.2147932536035433,7.0249112480965072,784.5000000000158,8.9554794520549749E-2,9.7838211794161314]
[33,785,2.2484999999999999,1.12425,7.1583111811522748,3.5791555905761374,7.0249112480965072,785.0000000000158,8.9611872146120528E-2,9.7819110229968782]
[33,785.5,2.6101999999999999,1.3050999999999999,8.3098171425588916,4.1549085712794458,7.0249112480965072,785.5000000000158,8.9668949771691306E-2,9.7803192259808327]
[33,786,2.6272000000000002,1.3136000000000001,8.3639382411044068,4.1819691205522034,7.0249112480965072,786.0000000000158,8.9726027397262084E-2,9.780000866577625]
[33,786.5,2.7229000000000001,1.36145,8.6686081899753304,4.3343040949876652,7.0249112480965072,786.50000000001592,8.9783105022832863E-2,9.7790457883679966]
[33,787,2.8847999999999998,1.4423999999999999,9.1840320637705499,4.592016031885275,7.0249112480965072,787.00000000001592,8.9840182648403641E-2,9.7784090695615795]
[33,787.5,2.6680999999999999,1.33405,8.4941472370168487,4.2470736185084244,7.0249112480965072,787.50000000001592,8.9897260273974419E-2,9.7777723507551606]
[33,788,2.5587,1.27935,8.1458620499063041,4.0729310249531521,7.0249112480965072,788.00000000001592,8.9954337899545198E-2,9.7764989131423263]
[33,788.5,2.464,1.232,7.8443756950674688,3.9221878475337344,7.0249112480965072,788.50000000001592,9.0011415525115976E-2,9.7761805537391187]
[33,789,2.5280999999999998,1.2640499999999999,8.0484440725243775,4.0242220362621888,7.0249112480965072,789.00000000001592,9.0068493150686754E-2,9.7749071161262808]
[33,789.5,2.5143,1.25715,8.004510474881549,4.0022552374407745,7.0249112480965072,789.50000000001603,9.0125570776257533E-2,9.7733153191102371]
[33,790,2.3769,1.18845,7.5670846548725113,3.7835423274362556,7.0249112480965072,790.00000000001603,9.0182648401828311E-2,9.77267860030382]
[33,790.5,2.3134000000000001,1.1567000000000001,7.3649264338348557,3.6824632169174278,7.0249112480965072,790.50000000001603,9.0239726027399089E-2,9.7707684438845668]
[33,791,1.5142,0.7571,4.8205980833892701,2.410299041694635,7.0249112480965072,791.00000000001603,9.0296803652969868E-2,9.7698133656749384]
[33,791.5,1.2048000000000001,0.60240000000000005,3.8355940898609124,1.9177970449304562,7.0249112480965072,791.50000000001603,9.0353881278540646E-2,9.7688582874653118]
[34,792,1.1212,0.56059999999999999,3.5694456287782654,1.7847228143891327,7.0249112480965072,792.00000000001603,9.0410958904111424E-2,9.7682215686588947]
[34,792.5,0.95820000000000005,0.47910000000000003,3.0505198015477473,1.5252599007738736,7.0249112480965072,792.50000000001614,9.0468036529682203E-2,9.7663114122396415]
[34,793,0.79330000000000001,0.39665,2.5255451456562596,1.2627725728281298,7.0249112480965072,793.00000000001614,9.0525114155252981E-2,9.7647196152235978]
[34,793.5,0.65069999999999995,0.32534999999999997,2.0715646366803577,1.0357823183401789,7.0249112480965072,793.50000000001614,9.0582191780823759E-2,9.7634461776107617]
[34,794,0.57369999999999999,0.28684999999999999,1.8264278962094995,0.91321394810474976,7.0249112480965072,794.00000000001614,9.0639269406394538E-2,9.7631278182075523]
[34,794.5,0.52959999999999996,0.26479999999999998,1.6860313993943714,0.84301569969718571,7.0249112480965072,794.50000000001614,9.0696347031965316E-2,9.7615360211915068]
[34,795,0.49580000000000002,0.24790000000000001,1.5784259211097611,0.78921296055488055,7.0249112480965072,795.00000000001614,9.0753424657536094E-2,9.7567606301433738]
[34,795.5,0.46750000000000003,0.23375000000000001,1.4883302100016405,0.74416510500082023,7.0249112480965072,795.50000000001626,9.0810502283106873E-2,9.753895395514494]
[34,796,0.46739999999999998,0.23369999999999999,1.4880118505984314,0.74400592529921572,7.0249112480965072,796.00000000001626,9.0867579908677651E-2,9.7535770361112846]
[34,796.5,1.1013999999999999,0.55069999999999997,3.5064104669429019,1.753205233471451,7.0249112480965072,796.50000000001626,9.0924657534248429E-2,9.7523035984984485]
[34,797,1.1011,0.55054999999999998,3.5054553887332753,1.7527276943666377,7.0249112480965072,797.00000000001626,9.0981735159819208E-2,9.7507118014824048]
[34,797.5,1.2012,0.60060000000000002,3.8241331513453916,1.9120665756726958,7.0249112480965072,797.50000000001626,9.1038812785389986E-2,9.7503934420791953]
[34,798,1.2113,0.60565000000000002,3.8562874510694911,1.9281437255347456,7.0249112480965072,798.00000000001626,9.1095890410960764E-2,9.7503934420791953]
[34,798.5,1.2314000000000001,0.61570000000000003,3.9202776911144812,1.9601388455572406,7.0249112480965072,798.50000000001626,9.1152968036531543E-2,9.7497567232727782]
[34,799,1.3162,0.65810000000000002,4.1902464650356341,2.0951232325178171,7.0249112480965072,799.00000000001637,9.1210045662102321E-2,9.7481649262567327]
[34,799.5,1.5653999999999999,0.78269999999999995,4.9835980978322301,2.491799048916115,7.0249112480965072,799.50000000001637,9.1267123287673099E-2,9.7462547698374795]
[34,800,1.7163999999999999,0.85819999999999996,5.4643207966776801,2.7321603983388401,7.0249112480965072,800.00000000001637,9.1324200913243878E-2,9.7456180510310624]
[34,800.5,1.8273999999999999,0.91369999999999996,{"$f":"C1606*$E$2","v":5.8176997342395671},2.9088498671197835,7.0249112480965072,800.50000000001637,9.1381278538814656E-2,9.7452996916278529]
[{"$f":"INT(B1607/24)+1","v":34},801,2.0663999999999998,{"$f":"C1607*0.5","v":1.0331999999999999},6.5785787079088545,{"$f":"E1607*0.5","v":3.2892893539544272},{"$f":"IF(A1607<=$N$42,$O$42,IF(A1607<=$N$43,$O$43,IF(A1607<=$N$44,$O$44,IF(A1607<=$N$45,$O$45,IF(A1607<=$N$46,$O$46,IF(A1607<=$N$47,$O$47,IF(A1607<=$N$48,$O$48,IF(A1607<=$N$49,$O$49,IF(A1607<=$N$50,$O$50,IF(A1607<=$N$51,$O$51,IF(A1607<=$N$52,$O$52,IF(A1607<=$N$53,$O$53))))))))))))","v":7.0249112480965072},{"$f":"I1607*8760","v":801.00000000001637},9.1438356164385434E-2,9.7449813322246435]
[34,801.5,2.0055999999999998,1.0027999999999999,6.3850161907578391,3.1925080953789196,7.0249112480965072,801.50000000001637,9.1495433789956213E-2,9.7446629728214358]
[34,802,2.1475,1.07375,6.8367681839112784,3.4183840919556392,7.0249112480965072,802.00000000001648,{"$f":"1/17520+I1608","v":9.1552511415526991E-2},9.7421160975957637]
[34,802.5,2.2057000000000002,1.1028500000000001,7.022053356578863,3.5110266782894315,7.0249112480965072,802.50000000001648,9.1609589041097769E-2,9.7414793787893466]
[34,803,2.2865000000000002,1.1432500000000001,7.2792877543716603,3.6396438771858302,7.0249112480965072,803.00000000001648,9.1666666666668548E-2,9.7363856283380041]
[34,803.5,2.1392000000000002,1.0696000000000001,6.8103443534449397,3.4051721767224699,7.0249112480965072,803.50000000001648,9.1723744292239326E-2,9.7357489095315852]
[34,804,2.3464,1.1732,7.469985036893795,3.7349925184468975,7.0249112480965072,804.00000000001648,9.1780821917810104E-2,9.734475471918751]
[34,804.5,2.3477000000000001,1.1738500000000001,7.4741237091355108,3.7370618545677554,7.0249112480965072,804.50000000001648,9.1837899543380883E-2,9.7341571125155415]
[34,805,2.3601000000000001,1.18005,7.513600275133415,3.7568001375667075,7.0249112480965072,805.0000000000166,9.1894977168951661E-2,9.7316102372898694]
[34,805.5,2.2585999999999999,1.1293,7.1904654808763739,3.595232740438187,7.0249112480965072,805.5000000000166,9.1952054794522439E-2,9.7312918778866617]
[34,806,1.9752000000000001,0.98760000000000003,6.2882349321823323,3.1441174660911662,7.0249112480965072,806.0000000000166,9.2009132420093218E-2,9.7309735184834523]
[34,806.5,1.9733000000000001,0.98665000000000003,6.2821861035213624,3.1410930517606812,7.0249112480965072,806.5000000000166,9.2066210045663996E-2,9.7300184402738257]
[34,807,2.2633000000000001,1.13165,7.2054283728271935,3.6027141864135968,7.0249112480965072,807.0000000000166,9.2123287671234774E-2,9.727789924451363]
[34,807.5,2.0941999999999998,1.0470999999999999,6.6670826220009305,3.3335413110004652,7.0249112480965072,807.5000000000166,9.2180365296805553E-2,9.7274715650481536]
[34,808,2.2122999999999999,1.10615,7.0430650771906498,3.5215325385953249,7.0249112480965072,808.00000000001671,9.2237442922376331E-2,9.7274715650481536]
[34,808.5,2.3536999999999999,1.17685,7.4932252733280444,3.7466126366640222,7.0249112480965072,808.50000000001671,9.2294520547947109E-2,9.7252430492256927]
[34,809,2.5407999999999999,1.2704,8.0888757167319092,4.0444378583659546,7.0249112480965072,809.00000000001671,9.2351598173517888E-2,9.7246063304192756]
[34,809.5,2.7869000000000002,1.3934500000000001,8.8723582080290306,4.4361791040145153,7.0249112480965072,809.50000000001671,9.2408675799088666E-2,9.7239696116128549]
[34,810,2.9834999999999998,1.4917499999999999,9.4982527947377413,4.7491263973688707,7.0249112480965072,810.00000000001671,9.2465753424659444E-2,9.7236512522096472]
[34,810.5,2.9836999999999998,1.4918499999999999,9.4988895135441584,4.7494447567720792,7.0249112480965072,810.50000000001671,9.2522831050230223E-2,9.7220594551936017]
[34,811,2.9729000000000001,1.48645,9.4645066979975976,4.7322533489987988,7.0249112480965072,811.00000000001671,9.2579908675801001E-2,9.7198309393711408]
[34,811.5,3.1419000000000001,1.5709500000000001,10.002534089420651,5.0012670447103256,7.0249112480965072,811.50000000001683,9.2636986301371779E-2,9.7188758611615143]
[34,812,2.9043999999999999,1.4521999999999999,9.246430506799495,4.6232152533997475,7.0249112480965072,812.00000000001683,9.2694063926942558E-2,9.7160106265326327]
[34,812.5,3.1735000000000002,1.5867500000000001,10.103135660834665,5.0515678304173326,7.0249112480965072,812.50000000001683,9.2751141552513336E-2,9.7147371889197984]
[34,813,3.0066000000000002,1.5033000000000001,9.5717938168789996,4.7858969084394998,7.0249112480965072,813.00000000001683,9.2808219178084114E-2,9.7147371889197984]
[34,813.5,3.1814,1.5907,10.128286053688168,5.0641430268440839,7.0249112480965072,813.50000000001683,9.2865296803654893E-2,9.7147371889197984]
[34,814,3.0327999999999999,1.5164,9.6552039805197332,4.8276019902598666,7.0249112480965072,814.00000000001683,9.2922374429225671E-2,9.714418829516589]
[34,814.5,2.9525999999999999,1.4762999999999999,9.3998797391461881,4.6999398695730941,7.0249112480965072,814.50000000001694,9.2979452054796449E-2,9.7134637513069624]
[34,815,1.4998,0.74990000000000001,4.7747543293271875,2.3873771646635937,7.0249112480965072,815.00000000001694,9.3036529680367228E-2,9.7121903136941263]
[34,815.5,1.2762,0.6381,4.062902703752072,2.031451351876036,7.0249112480965072,815.50000000001694,9.3093607305938006E-2,9.7070965632427839]
[35,816,1.0018,0.50090000000000001,3.1893245013468308,1.5946622506734154,7.0249112480965072,816.00000000001694,9.3150684931508784E-2,9.7070965632427839]
[35,816.5,0.99450000000000005,0.49725000000000003,3.1660842649125804,1.5830421324562902,7.0249112480965072,816.50000000001694,9.3207762557079563E-2,9.7032762504042775]
[35,817,0.80349999999999999,0.40175,2.5580178047835678,1.2790089023917839,7.0249112480965072,817.00000000001694,9.3264840182650341E-2,9.7029578910010681]
[35,817.5,0.70120000000000005,0.35060000000000002,2.2323361353008564,1.1161680676504282,7.0249112480965072,817.50000000001705,9.3321917808221119E-2,9.7013660939850244]
[35,818,0.57169999999999999,0.28584999999999999,1.8200607081453215,0.91003035407266075,7.0249112480965072,818.00000000001705,9.3378995433791898E-2,9.7010477345818149]
[35,818.5,0.54039999999999999,0.2702,1.7204142149409336,0.8602071074704668,7.0249112480965072,818.50000000001705,9.3436073059362676E-2,9.6991375781625617]
[35,819,0.50180000000000002,0.25090000000000001,1.5975274853022956,0.7987637426511478,7.0249112480965072,819.00000000001705,9.3493150684933454E-2,9.6985008593561446]
[35,819.5,0.47139999999999999,0.23569999999999999,1.5007462267267877,0.75037311336339385,7.0249112480965072,819.50000000001705,9.3550228310504233E-2,9.6981824999529351]
[35,820,0.45229999999999998,0.22614999999999999,1.4399395807138864,0.7199697903569432,7.0249112480965072,820.00000000001705,9.3607305936075011E-2,9.6934071089048004]
[35,820.5,1.8361000000000001,0.91805000000000003,5.8453970023187418,2.9226985011593709,7.0249112480965072,820.50000000001717,9.3664383561645789E-2,9.6927703900983833]
[35,821,1.8277000000000001,0.91385000000000005,5.8186548124491946,2.9093274062245973,7.0249112480965072,821.00000000001717,9.3721461187216568E-2,9.6924520306951756]
[35,821.5,1.8611,0.93054999999999999,5.9249868531209691,2.9624934265604845,7.0249112480965072,821.50000000001717,9.3778538812787346E-2,9.6902235148727129]
[35,822,1.8858999999999999,0.94294999999999995,6.0039399851167774,3.0019699925583887,7.0249112480965072,822.00000000001717,9.3835616438358124E-2,9.6892684366630846]
[35,822.5,1.9671000000000001,0.98355000000000004,6.2624478205224108,3.1312239102612054,7.0249112480965072,822.50000000001717,9.3892694063928903E-2,9.6892684366630846]
[35,823,2.0691999999999999,1.0346,6.5874927711987041,3.2937463855993521,7.0249112480965072,823.00000000001717,9.3949771689499681E-2,9.6876766396470408]
[35,823.5,2.3309000000000002,1.1654500000000001,7.4206393293964146,3.7103196646982073,7.0249112480965072,823.50000000001717,9.4006849315070459E-2,9.6873582802438314]
[35,824,2.5476000000000001,1.2738,8.1105241561501167,4.0552620780750583,7.0249112480965072,824.00000000001728,9.4063926940641238E-2,9.6870399208406237]
[35,824.5,2.5589,1.27945,8.1464987687127213,4.0732493843563606,7.0249112480965072,824.50000000001728,9.4121004566212016E-2,9.6870399208406237]
[35,825,2.7706,1.3853,8.8204656253059781,4.4102328126529891,7.0249112480965072,825.00000000001728,9.4178082191782794E-2,9.683537967405325]
[35,825.5,2.4759000000000002,1.2379500000000001,7.8822604640493301,3.9411302320246651,7.0249112480965072,825.50000000001728,9.4235159817353573E-2,9.6829012485989079]
[35,826,2.7120000000000002,1.3560000000000001,8.6339070150255601,4.3169535075127801,7.0249112480965072,826.00000000001728,9.4292237442924351E-2,9.6800360139700263]
[35,826.5,2.6084999999999998,1.3042499999999999,8.3044050327043397,4.1522025163521699,7.0249112480965072,826.50000000001728,9.4349315068495129E-2,9.6793992951636092]
[35,827,2.7589999999999999,1.3794999999999999,8.7835359345337451,4.3917679672668726,7.0249112480965072,827.00000000001739,9.4406392694065908E-2,9.6790809357603997]
[35,827.5,2.7829999999999999,1.3915,8.8599421913038832,4.4299710956519416,7.0249112480965072,827.50000000001739,9.4463470319636686E-2,9.6781258575507731]
[35,828,2.8755000000000002,1.4377500000000001,9.154424639272122,4.577212319636061,7.0249112480965072,828.00000000001739,9.4520547945207464E-2,9.677489138744356]
[35,828.5,2.9929999999999999,1.4964999999999999,9.5284969380425864,4.7642484690212932,7.0249112480965072,828.50000000001739,9.4577625570778243E-2,9.6771707793411466]
[35,829,2.8195999999999999,1.4097999999999999,8.9764617328783416,4.4882308664391708,7.0249112480965072,829.00000000001739,9.4634703196349021E-2,9.6771707793411466]
[35,829.5,2.5038,1.2519,7.9710827375446147,3.9855413687723074,7.0249112480965072,829.50000000001739,9.4691780821919799E-2,9.6758973417283105]
[35,830,2.4411999999999998,1.2205999999999999,7.771789751135838,3.885894875567919,7.0249112480965072,830.00000000001751,9.4748858447490578E-2,9.6736688259058496]
[35,830.5,2.5853000000000002,1.2926500000000001,8.2305456511598738,4.1152728255799369,7.0249112480965072,830.50000000001751,9.4805936073061356E-2,9.671440310083387]
[35,831,2.4893999999999998,1.2446999999999999,7.9252389834825312,3.9626194917412656,7.0249112480965072,831.00000000001751,9.4863013698632134E-2,9.6698485130673415]
[35,831.5,2.5642999999999998,1.2821499999999999,8.1636901764860017,4.0818450882430009,7.0249112480965072,831.50000000001751,9.4920091324202913E-2,9.6685750754545055]
[35,832,2.6364000000000001,1.3182,8.3932273061996252,4.1966136530998126,7.0249112480965072,832.00000000001751,9.4977168949773691E-2,9.6679383566480883]
[35,832.5,2.9376000000000002,1.4688000000000001,{"$f":"C1670*$E$2","v":9.3521258286648532},4.6760629143324266,7.0249112480965072,832.50000000001751,9.5034246575344469E-2,9.6679383566480883]
[{"$f":"INT(B1671/24)+1","v":35},833,3.1456,{"$f":"C1671*0.5","v":1.5728},10.01431338733938,{"$f":"E1671*0.5","v":5.0071566936696899},{"$f":"IF(A1671<=$N$42,$O$42,IF(A1671<=$N$43,$O$43,IF(A1671<=$N$44,$O$44,IF(A1671<=$N$45,$O$45,IF(A1671<=$N$46,$O$46,IF(A1671<=$N$47,$O$47,IF(A1671<=$N$48,$O$48,IF(A1671<=$N$49,$O$49,IF(A1671<=$N$50,$O$50,IF(A1671<=$N$51,$O$51,IF(A1671<=$N$52,$O$52,IF(A1671<=$N$53,$O$53))))))))))))","v":7.0249112480965072},{"$f":"I1671*8760","v":833.00000000001762},9.5091324200915248E-2,9.6660282002288351]
[35,833.5,3.4361999999999999,1.7181,10.939465813064464,5.469732906532232,7.0249112480965072,833.50000000001762,9.5148401826486026E-2,9.6650731220192085]
[35,834,3.5560999999999998,1.7780499999999999,11.321178737511943,5.6605893687559714,7.0249112480965072,834.00000000001762,{"$f":"1/17520+I1672","v":9.5205479452056804E-2},9.6644364032127896]
[35,834.5,3.6063000000000001,1.80315,11.480995157922814,5.7404975789614072,7.0249112480965072,834.50000000001762,9.5262557077627583E-2,9.6641180438095819]
[35,835,3.7484000000000002,1.8742000000000001,11.933383869882672,5.9666919349413359,7.0249112480965072,835.00000000001762,9.5319634703198361E-2,9.6634813250031648]
[35,835.5,3.5771000000000002,1.7885500000000001,11.388034212185813,5.6940171060929066,7.0249112480965072,835.50000000001762,9.5376712328769139E-2,9.6622078873903288]
[35,836,3.4180999999999999,1.70905,10.881842761083652,5.4409213805418259,7.0249112480965072,836.00000000001774,9.5433789954339918E-2,9.6612528091807022]
[35,836.5,3.3746999999999998,1.6873499999999999,10.743674780090984,5.3718373900454921,7.0249112480965072,836.50000000001774,9.5490867579910696E-2,9.6612528091807022]
[35,837,3.3671000000000002,1.6835500000000001,10.71947946544711,5.359739732723555,7.0249112480965072,837.00000000001774,9.5547945205481474E-2,9.6609344497774927]
[35,837.5,3.0177999999999998,1.5088999999999999,9.6074500700383965,4.8037250350191982,7.0249112480965072,837.50000000001774,9.5605022831052253E-2,9.6606160903742833]
[35,838,2.8422999999999998,1.4211499999999999,9.0487293174067638,4.5243646587033819,7.0249112480965072,838.00000000001774,9.5662100456623031E-2,9.6596610121646567]
[35,838.5,3.2845,1.64225,10.456514598396552,5.2282572991982761,7.0249112480965072,838.50000000001774,9.5719178082193809E-2,9.6590242933582395]
[35,839,1.5057,0.75285000000000002,4.7935375341165134,2.3967687670582567,7.0249112480965072,839.00000000001774,9.5776255707764588E-2,9.6558406993261503]
[35,839.5,1.2434000000000001,0.62170000000000003,3.9584808194995502,1.9792404097497751,7.0249112480965072,839.50000000001785,9.5833333333335366E-2,9.6555223399229426]
[36,840,1.0203,0.51014999999999999,3.2482209909404784,1.6241104954702392,7.0249112480965072,840.00000000001785,9.5890410958906144E-2,9.6552039805197332]
[36,840.5,0.78139999999999998,0.39069999999999999,2.4876603766743997,1.2438301883371998,7.0249112480965072,840.50000000001785,9.5947488584476923E-2,9.6548856211165237]
[36,841,0.63280000000000003,0.31640000000000001,2.0145783035059637,1.0072891517529818,7.0249112480965072,841.00000000001785,9.6004566210047701E-2,9.6545672617133143]
[36,841.5,0.56440000000000001,0.28220000000000001,1.7968204717110714,0.8984102358555357,7.0249112480965072,841.50000000001785,9.6061643835618479E-2,9.6542489023101066]
[36,842,0.50409999999999999,0.25205,1.6048497515761004,0.80242487578805022,7.0249112480965072,842.00000000001785,9.6118721461189258E-2,9.6536121835036894]
[36,842.5,0.4803,0.24015,1.5290802136123804,0.76454010680619022,7.0249112480965072,842.50000000001796,9.6175799086760036E-2,9.6536121835036894]
[36,843,0.46910000000000002,0.23455000000000001,1.4934239604529829,0.74671198022649143,7.0249112480965072,843.00000000001796,9.6232876712330814E-2,9.6529754646972687]
[36,843.5,0.4395,0.21975,1.3991895771031464,0.6995947885515732,7.0249112480965072,843.50000000001796,9.6289954337901593E-2,9.6507469488748079]
[36,844,0.4622,0.2311,1.4714571616315684,0.73572858081578418,7.0249112480965072,844.00000000001796,9.6347031963472371E-2,9.6504285894715984]
[36,844.5,2.1183000000000001,1.05915,6.743807238174278,3.371903619087139,7.0249112480965072,844.50000000001796,9.6404109589043149E-2,9.6497918706651813]
[36,845,2.1133000000000002,1.0566500000000001,6.7278892680138327,3.3639446340069163,7.0249112480965072,845.00000000001796,9.6461187214613928E-2,9.6472449954395092]
[36,845.5,2.1455000000000002,1.0727500000000001,6.8304009958471008,3.4152004979235504,7.0249112480965072,845.50000000001808,9.6518264840184706E-2,9.6456531984234655]
[36,846,2.2185999999999999,1.1093,7.0631217195928109,3.5315608597964054,7.0249112480965072,846.00000000001808,9.6575342465755484E-2,9.6434246826010028]
[36,846.5,2.4113000000000002,1.2056500000000001,7.6766002895763759,3.8383001447881879,7.0249112480965072,846.50000000001808,9.6632420091326263E-2,9.6427879637945857]
[36,847,2.6400999999999999,1.3200499999999999,8.4050066041183538,4.2025033020591769,7.0249112480965072,847.00000000001808,9.6689497716897041E-2,9.6421512449881686]
[36,847.5,2.9670000000000001,1.4835,9.4457234932082716,4.7228617466041358,7.0249112480965072,847.50000000001808,9.6746575342467819E-2,9.6421512449881686]
[36,848,3.2427000000000001,1.6213500000000001,10.323440367855229,5.1617201839276143,7.0249112480965072,848.00000000001808,9.6803652968038598E-2,9.6421512449881686]
[36,848.5,3.0924999999999998,1.5462499999999999,9.8452645442354498,4.9226322721177249,7.0249112480965072,848.50000000001819,9.6860730593609376E-2,9.6418328855849591]
[36,849,2.9571000000000001,1.47855,9.4142059122905906,4.7071029561452953,7.0249112480965072,849.00000000001819,9.6917808219180154E-2,9.6408778073753325]
[36,849.5,2.5268000000000002,1.2634000000000001,8.0443054002826635,4.0221527001413317,7.0249112480965072,849.50000000001819,9.6974885844750933E-2,9.6399227291657041]
[36,850,2.5790999999999999,1.28955,8.2108073681609213,4.1054036840804606,7.0249112480965072,850.00000000001819,9.7031963470321711E-2,9.639286010359287]
[36,850.5,2.3986999999999998,1.1993499999999999,7.6364870047720528,3.8182435023860264,7.0249112480965072,850.50000000001819,9.7089041095892489E-2,9.638012572746451]
[36,851,2.4445999999999999,1.2222999999999999,7.7826139708449409,3.8913069854224704,7.0249112480965072,851.00000000001819,9.7146118721463268E-2,9.6376942133432415]
[36,851.5,2.1484000000000001,1.0742,6.839633418540159,3.4198167092700795,7.0249112480965072,851.50000000001819,9.7203196347034046E-2,9.6373758539400338]
[36,852,2.1751,1.08755,6.9246353791969373,3.4623176895984686,7.0249112480965072,852.0000000000183,9.7260273972604824E-2,9.6370574945368244]
[36,852.5,2.1273,1.06365,6.7724595844630793,3.3862297922315396,7.0249112480965072,852.5000000000183,9.7317351598175603E-2,9.6348289787143635]
[36,853,2.1172,1.0586,6.7403052847389793,3.3701526423694896,7.0249112480965072,853.0000000000183,9.7374429223746381E-2,9.6338739005047351]
[36,853.5,2.2374999999999998,1.1187499999999999,7.1232916467992942,3.5616458233996471,7.0249112480965072,853.5000000000183,9.7431506849317159E-2,9.6329188222951085]
[36,854,2.0114000000000001,1.0057,6.4034810361439565,3.2017405180719782,7.0249112480965072,854.0000000000183,9.7488584474887938E-2,9.6326004628919009]
[36,854.5,2.0908000000000002,1.0454000000000001,6.6562584022918285,3.3281292011459143,7.0249112480965072,854.5000000000183,9.7545662100458716E-2,9.6322821034886914]
[36,855,2.0230000000000001,1.0115000000000001,6.4404107269161894,3.2202053634580947,7.0249112480965072,855.00000000001842,9.7602739726029494E-2,9.6316453846822725]
[36,855.5,2.1591999999999998,1.0795999999999999,6.8740162340867199,3.43700811704336,7.0249112480965072,855.50000000001842,9.7659817351600273E-2,9.6287801500533945]
[36,856,2.2928999999999999,1.14645,7.2996627561770291,3.6498313780885145,7.0249112480965072,856.00000000001842,9.7716894977171051E-2,9.6275067124405567]
[36,856.5,2.6888000000000001,1.3444,8.5600476334810924,4.2800238167405462,7.0249112480965072,856.50000000001842,9.7773972602741829E-2,9.6262332748277206]
[36,857,3.0611000000000002,1.5305500000000001,9.7452996916278529,4.8726498458139265,7.0249112480965072,857.00000000001842,9.7831050228312608E-2,9.6243231184084674]
[36,857.5,3.3788,1.6894,10.756727515622551,5.3783637578112753,7.0249112480965072,857.50000000001842,9.7888127853883386E-2,9.6220946025860066]
[36,858,3.4539,1.72695,10.99581542743244,5.49790771371622,7.0249112480965072,858.00000000001853,9.7945205479454164E-2,9.6220946025860066]
[36,858.5,3.5647000000000002,1.7823500000000001,11.34855764618791,5.6742788230939549,7.0249112480965072,858.50000000001853,9.8002283105024943E-2,9.6201844461667516]
[36,859,3.6133000000000002,1.8066500000000001,11.503280316147439,5.7516401580737195,7.0249112480965072,859.00000000001853,9.8059360730595721E-2,9.6182742897474984]
[36,859.5,3.5139999999999998,1.7569999999999999,11.187149428760993,5.5935747143804964,7.0249112480965072,859.50000000001853,9.8116438356166499E-2,9.6173192115378736]
[36,860,3.5028999999999999,1.75145,11.151811535004803,5.5759057675024017,7.0249112480965072,860.00000000001853,9.8173515981737278E-2,9.6166824927314547]
[36,860.5,3.4809999999999999,1.7404999999999999,11.082090825702053,5.5410454128510267,7.0249112480965072,860.50000000001853,9.8230593607308056E-2,9.6144539769089921]
[36,861,3.4561999999999999,1.7281,11.003137693706245,5.5015688468531225,7.0249112480965072,861.00000000001864,9.8287671232878834E-2,9.6115887422801123]
[36,861.5,3.6193,1.80965,11.522381880339973,5.7611909401699863,7.0249112480965072,861.50000000001864,9.8344748858449613E-2,9.6109520234736934]
[36,862,3.5026000000000002,1.7513000000000001,11.150856456795179,5.5754282283975893,7.0249112480965072,862.00000000001864,9.8401826484020391E-2,9.6093602264576496]
[36,862.5,3.3292999999999999,1.66465,10.599139611034142,5.2995698055170708,7.0249112480965072,862.50000000001864,9.8458904109591169E-2,9.6074500700383965]
[36,863,1.4991000000000001,0.74955000000000005,4.7725258135047257,2.3862629067523629,7.0249112480965072,863.00000000001864,9.8515981735161948E-2,9.6068133512319775]
[36,863.5,1.1506000000000001,0.57530000000000003,3.6630432933216843,1.8315216466608422,7.0249112480965072,863.50000000001864,9.8573059360732726E-2,9.6042664760063072]
[37,864,1.0396000000000001,0.51980000000000004,3.3096643557597978,1.6548321778798989,7.0249112480965072,864.00000000001864,9.8630136986303504E-2,9.6036297571998901]
[37,864.5,0.78559999999999997,0.39279999999999998,{"$f":"C1734*$E$2","v":2.5010314716091737},1.2505157358045869,7.0249112480965072,864.50000000001876,9.8687214611874283E-2,9.6036297571998901]
[{"$f":"INT(B1735/24)+1","v":37},865,0.63160000000000005,{"$f":"C1735*0.5","v":0.31580000000000003},2.0107579906674569,{"$f":"E1735*0.5","v":1.0053789953337284},{"$f":"IF(A1735<=$N$42,$O$42,IF(A1735<=$N$43,$O$43,IF(A1735<=$N$44,$O$44,IF(A1735<=$N$45,$O$45,IF(A1735<=$N$46,$O$46,IF(A1735<=$N$47,$O$47,IF(A1735<=$N$48,$O$48,IF(A1735<=$N$49,$O$49,IF(A1735<=$N$50,$O$50,IF(A1735<=$N$51,$O$51,IF(A1735<=$N$52,$O$52,IF(A1735<=$N$53,$O$53))))))))))))","v":7.0249112480965072},{"$f":"I1735*8760","v":865.00000000001876},9.8744292237445061E-2,9.601082881974218]
[37,865.5,0.54900000000000004,0.27450000000000002,1.7477931236168998,0.87389656180844988,7.0249112480965072,865.50000000001876,9.8801369863015839E-2,9.6007645225710085]
[37,866,0.50349999999999995,0.25174999999999997,1.6029395951568468,0.8014697975784234,7.0249112480965072,866.00000000001876,{"$f":"1/17520+I1736","v":9.8858447488586618E-2},9.6004461631678009]
[37,866.5,0.4723,0.23615,1.5036114613556679,0.75180573067783396,7.0249112480965072,866.50000000001876,9.8915525114157396E-2,9.5998094443613837]
[37,867,0.4496,0.2248,1.431343876827246,0.71567193841362298,7.0249112480965072,867.00000000001876,9.8972602739728174E-2,9.5998094443613837]
[37,867.5,0.47020000000000001,0.2351,1.4969259138882809,0.74846295694414045,7.0249112480965072,867.50000000001887,9.9029680365298953E-2,9.5972625691357116]
[37,868,0.43609999999999999,0.21804999999999999,1.3883653573940435,0.69418267869702177,7.0249112480965072,868.00000000001887,9.9086757990869731E-2,9.5959891315228756]
[37,868.5,2.2582,1.1291,7.1891920432635388,3.5945960216317694,7.0249112480965072,868.50000000001887,9.9143835616440509E-2,9.5953524127164567]
[37,869,2.2665999999999999,1.1333,7.2159342331330869,3.6079671165665435,7.0249112480965072,869.00000000001887,9.9200913242011288E-2,9.5937606157004129]
[37,869.5,2.3847999999999998,1.1923999999999999,7.5922350477260139,3.7961175238630069,7.0249112480965072,869.50000000001887,9.9257990867582066E-2,9.5924871780875787]
[37,870,2.4443999999999999,1.2222,7.7819772520385229,3.8909886260192614,7.0249112480965072,870.00000000001887,9.9315068493152844E-2,9.5912137404747426]
[37,870.5,2.6589999999999998,1.3294999999999999,8.4651765313248379,4.232588265662419,7.0249112480965072,870.50000000001899,9.9372146118723623E-2,9.5912137404747426]
[37,871,2.9466000000000001,1.4733000000000001,9.3807781749536545,4.6903890874768273,7.0249112480965072,871.00000000001899,9.9429223744294401E-2,9.5905770216683255]
[37,871.5,3.2772999999999999,1.6386499999999999,10.43359272136551,5.2167963606827552,7.0249112480965072,871.50000000001899,9.9486301369865179E-2,9.5896219434586971]
[37,872,3.5142000000000002,1.7571000000000001,11.187786147567412,5.5938930737837058,7.0249112480965072,872.00000000001899,9.9543378995435958E-2,9.5883485058458628]
[37,872.5,3.323,1.6615,10.579082968631981,5.2895414843159907,7.0249112480965072,872.50000000001899,9.9600456621006736E-2,9.5858016306201907]
[37,873,3.2437,1.62185,10.326623961887318,5.163311980943659,7.0249112480965072,873.00000000001899,9.9657534246577514E-2,9.5826180365881015]
[37,873.5,3.1040000000000001,1.552,9.8818758756044751,4.9409379378022376,7.0249112480965072,873.5000000000191,9.9714611872148293E-2,9.5816629583784749]
[37,874,3.1539000000000001,1.5769500000000001,10.04073721780572,5.0203686089028601,7.0249112480965072,874.0000000000191,9.9771689497719071E-2,9.5810262395720578]
[37,874.5,2.9087999999999998,1.4543999999999999,9.2604383205406879,4.630219160270344,7.0249112480965072,874.5000000000191,9.9828767123289849E-2,9.5807078801688483]
[37,875,2.8483000000000001,1.42415,9.0678308815992992,4.5339154407996496,7.0249112480965072,875.0000000000191,9.9885844748860628E-2,9.5784793643463857]
[37,875.5,2.7136,1.3568,8.6390007654769008,4.3195003827384504,7.0249112480965072,875.5000000000191,9.9942922374431406E-2,9.5759324891207136]
[37,876,2.6467999999999998,1.3233999999999999,8.42633668413335,4.213168342066675,7.0249112480965072,876.0000000000191,0.10000000000000218,9.5752957703142965]
[37,876.5,2.6404000000000001,1.3202,8.4059616823279821,4.2029808411639911,7.0249112480965072,876.5000000000191,0.10005707762557296,9.5717938168789996]
[37,877,2.5524,1.2762,8.1258054075041439,4.062902703752072,7.0249112480965072,877.00000000001921,0.10011415525114374,9.5711570980725824]
[37,877.5,2.3841999999999999,1.1920999999999999,7.5903248913067607,3.7951624456533803,7.0249112480965072,877.50000000001921,0.10017123287671452,9.5708387386693712]
[37,878,2.3976999999999999,1.19885,7.6333034107399635,3.8166517053699818,7.0249112480965072,878.00000000001921,0.1002283105022853,9.5708387386693712]
[37,878.5,2.1484000000000001,1.0742,6.839633418540159,3.4198167092700795,7.0249112480965072,878.50000000001921,0.10028538812785608,9.570202019862954]
[37,879,2.2081,1.10405,7.0296939822558757,3.5148469911279379,7.0249112480965072,879.00000000001921,0.10034246575342685,9.5698836604597446]
[37,879.5,2.2561,1.12805,7.1825064957961517,3.5912532478980759,7.0249112480965072,879.50000000001921,0.10039954337899763,9.5692469416533275]
[37,880,2.3755000000000002,1.1877500000000001,7.5626276232275869,3.7813138116137934,7.0249112480965072,880.00000000001933,0.10045662100456841,9.5686102228469085]
[37,880.5,2.5531999999999999,1.2766,8.1283522827298142,4.0641761413649071,7.0249112480965072,880.50000000001933,0.10051369863013919,9.5682918634437009]
[37,881,2.8475999999999999,1.4238,9.0656023657768365,4.5328011828884183,7.0249112480965072,881.00000000001933,0.10057077625570997,9.5673367852340743]
[37,881.5,3.3702000000000001,1.6851,10.729348606946585,5.3646743034732927,7.0249112480965072,881.50000000001933,0.10062785388128075,9.5667000664276554]
[37,882,3.5626000000000002,1.7813000000000001,11.341872098720522,5.670936049360261,7.0249112480965072,882.00000000001933,0.10068493150685152,9.5657449882180305]
[37,882.5,3.5459000000000001,1.77295,11.288706078384635,5.6443530391923176,7.0249112480965072,882.50000000001933,0.1007420091324223,9.5625613941859395]
[37,883,3.496,1.748,11.12984473618339,5.564922368091695,7.0249112480965072,883.00000000001944,0.10079908675799308,9.5622430347827319]
[37,883.5,3.2412999999999998,1.6206499999999999,10.318983336210303,5.1594916681051517,7.0249112480965072,883.50000000001944,0.10085616438356386,9.5587410813474332]
[37,884,3.3041999999999998,1.6520999999999999,10.519231400828705,5.2596157004143524,7.0249112480965072,884.00000000001944,0.10091324200913464,9.5574676437345971]
[37,884.5,3.2566000000000002,1.6283000000000001,10.367692324901267,5.1838461624506333,7.0249112480965072,884.50000000001944,0.10097031963470542,9.5574676437345971]
[37,885,3.2294999999999998,1.6147499999999999,10.281416926631652,5.1407084633158258,7.0249112480965072,885.00000000001944,0.10102739726027619,9.55683092492818]
[37,885.5,3.3323,1.66615,10.608690393130409,5.3043451965652046,7.0249112480965072,885.50000000001944,0.10108447488584697,9.5561942061217628]
[37,886,3.1097000000000001,1.5548500000000001,9.9000223615873821,4.9500111807936911,7.0249112480965072,886.00000000001955,0.10114155251141775,9.5561942061217628]
[37,886.5,3.0668000000000002,1.5334000000000001,9.7634461776107617,4.8817230888053809,7.0249112480965072,886.50000000001955,0.10119863013698853,9.5555574873153439]
[37,887,1.4785999999999999,0.73929999999999996,4.7072621358468991,2.3536310679234496,7.0249112480965072,887.00000000001955,0.10125570776255931,9.5552391279121345]
[37,887.5,1.2518,0.62590000000000001,3.9852230093690983,1.9926115046845492,7.0249112480965072,887.50000000001955,0.10131278538813009,9.5546024091057173]
[38,888,1.0112000000000001,0.50560000000000005,3.2192502852484681,1.6096251426242341,7.0249112480965072,888.00000000001955,0.10136986301370086,9.5517371744768376]
[38,888.5,0.79610000000000003,0.39805000000000001,2.5344592089461089,1.2672296044730544,7.0249112480965072,888.50000000001955,0.10142694063927164,9.550782096267211]
[38,889,0.65939999999999999,0.32969999999999999,2.0992619047595329,1.0496309523797664,7.0249112480965072,889.00000000001955,0.10148401826484242,9.5501453774607938]
[38,889.5,0.55089999999999995,0.27544999999999997,1.7538419522778688,0.87692097613893438,7.0249112480965072,889.50000000001967,0.1015410958904132,9.5491902992511655]
[38,890,0.51439999999999997,0.25719999999999998,1.6376407701066176,0.81882038505330879,7.0249112480965072,890.00000000001967,0.10159817351598398,9.5485535804447483]
[38,890.5,0.47570000000000001,0.23785000000000001,1.5144356810647708,0.75721784053238539,7.0249112480965072,890.50000000001967,0.10165525114155476,9.5482352210415407]
[38,891,0.45789999999999997,0.22894999999999999,1.4577677072935853,0.72888385364679265,7.0249112480965072,891.00000000001967,0.10171232876712553,9.5463250646222875]
[38,891.5,0.42470000000000002,0.21235000000000001,1.3520723854282282,0.67603619271411408,7.0249112480965072,891.50000000001967,0.10176940639269631,9.5444149082030343]
[38,892,0.44679999999999997,0.22339999999999999,1.4224298135373965,0.71121490676869825,7.0249112480965072,892.00000000001967,0.10182648401826709,9.5440965487998248]
[38,892.5,1.7524999999999999,0.87624999999999997,5.5792485412360957,2.7896242706180479,7.0249112480965072,892.50000000001978,0.10188356164383787,9.5431414705901965]
[38,893,1.7343999999999999,0.86719999999999997,5.5216254892552836,2.7608127446276418,7.0249112480965072,893.00000000001978,0.10194063926940865,9.5428231111869888]
[38,893.5,1.7990999999999999,0.89954999999999996,5.7276040231314465,2.8638020115657232,7.0249112480965072,893.50000000001978,0.10199771689497943,9.5418680329773604]
[38,894,1.8378000000000001,0.91890000000000005,5.8508091121732937,2.9254045560866468,7.0249112480965072,894.00000000001978,0.1020547945205502,9.5412313141709433]
[38,894.5,1.9593,0.97965000000000002,6.2376157870721158,3.1188078935360579,7.0249112480965072,894.50000000001978,0.10211187214612098,9.5399578765581072]
[38,895,2.2684000000000002,1.1342000000000001,7.2216647023908473,3.6108323511954237,7.0249112480965072,895.00000000001978,0.10216894977169176,9.5364559231228103]
[38,895.5,2.5478000000000001,1.2739,8.1111608749565338,4.0555804374782669,7.0249112480965072,895.5000000000199,0.10222602739726254,9.5361375637196009]
[38,896,2.7915999999999999,1.3957999999999999,8.8873210999798484,4.4436605499899242,7.0249112480965072,896.0000000000199,0.10228310502283332,9.5323172508810945]
[38,896.5,2.7976999999999999,1.3988499999999999,{"$f":"C1798*$E$2","v":8.9067410235755915},4.4533705117877957,7.0249112480965072,896.5000000000199,0.1023401826484041,9.5323172508810945]
[{"$f":"INT(B1799/24)+1","v":38},897,2.5865,{"$f":"C1799*0.5","v":1.29325},8.2343659639983802,{"$f":"E1799*0.5","v":4.1171829819991901},{"$f":"IF(A1799<=$N$42,$O$42,IF(A1799<=$N$43,$O$43,IF(A1799<=$N$44,$O$44,IF(A1799<=$N$45,$O$45,IF(A1799<=$N$46,$O$46,IF(A1799<=$N$47,$O$47,IF(A1799<=$N$48,$O$48,IF(A1799<=$N$49,$O$49,IF(A1799<=$N$50,$O$50,IF(A1799<=$N$51,$O$51,IF(A1799<=$N$52,$O$52,IF(A1799<=$N$53,$O$53))))))))))))","v":7.0249112480965072},{"$f":"I1799*8760","v":897.0000000000199},0.10239726027397487,9.531998891477885]
[38,897.5,2.4291,1.21455,7.7332682633475605,3.8666341316737802,7.0249112480965072,897.5000000000199,0.10245433789954565,9.5310438132682584]
[38,898,2.5484,1.2742,8.113071031375787,4.0565355156878935,7.0249112480965072,898.0000000000199,{"$f":"1/17520+I1800","v":0.10251141552511643},9.5307254538650508]
[38,898.5,2.4243000000000001,1.2121500000000001,7.7179870119935332,3.8589935059967666,7.0249112480965072,898.50000000002001,0.10256849315068721,9.5297703756554224]
[38,899,2.3504,1.1752,7.482719413022151,3.7413597065110755,7.0249112480965072,899.00000000002001,0.10262557077625799,9.5294520162522147]
[38,899.5,2.2984,1.1492,7.317172523353519,3.6585862616767595,7.0249112480965072,899.50000000002001,0.10268264840182877,9.5284969380425864]
[38,900,2.2858999999999998,1.1429499999999999,7.2773775979524054,3.6386887989762027,7.0249112480965072,900.00000000002001,0.10273972602739954,9.5284969380425864]
[38,900.5,2.3022999999999998,1.1511499999999999,7.3295885400786656,3.6647942700393328,7.0249112480965072,900.50000000002001,0.10279680365297032,9.5284969380425864]
[38,901,2.2795999999999998,1.1397999999999999,7.2573209555502443,3.6286604777751221,7.0249112480965072,901.00000000002001,0.1028538812785411,9.5281785786393787]
[38,901.5,2.2008999999999999,1.1004499999999999,7.0067721052248348,3.5033860526124174,7.0249112480965072,901.50000000002001,0.10291095890411188,9.5278602192361692]
[38,902,2.081,1.0405,6.6250591807773551,3.3125295903886776,7.0249112480965072,902.00000000002012,0.10296803652968266,9.5249949846072894]
[38,902.5,2.0173999999999999,1.0086999999999999,6.4225826003364901,3.211291300168245,7.0249112480965072,902.50000000002012,0.10302511415525344,9.5234031875912457]
[38,903,2.0186999999999999,1.00935,6.4267212725782059,3.213360636289103,7.0249112480965072,903.00000000002012,0.10308219178082421,9.5230848281880363]
[38,903.5,2.2734000000000001,1.1367,7.2375826725512926,3.6187913362756463,7.0249112480965072,903.50000000002012,0.10313926940639499,9.5227664687848268]
[38,904,2.3816000000000002,1.1908000000000001,7.5820475468233308,3.7910237734116654,7.0249112480965072,904.00000000002012,0.10319634703196577,9.5218113905752002]
[38,904.5,2.9081999999999999,1.4540999999999999,9.2585281641214348,4.6292640820607174,7.0249112480965072,904.50000000002012,0.10325342465753655,9.5211746717687831]
[38,905,3.4449000000000001,1.72245,10.967163081143639,5.4835815405718193,7.0249112480965072,905.00000000002024,0.10331050228310733,9.5211746717687831]
[38,905.5,3.5405000000000002,1.7702500000000001,11.271514670611355,5.6357573353056774,7.0249112480965072,905.50000000002024,0.10336757990867811,9.5208563123655736]
[38,906,3.6581999999999999,1.8290999999999999,11.646223688188236,5.8231118440941181,7.0249112480965072,906.00000000002024,0.10342465753424888,9.5202195935591565]
[38,906.5,3.7707999999999999,1.8854,12.004696376201466,6.0023481881007328,7.0249112480965072,906.50000000002024,0.10348173515981966,9.5163992807206483]
[38,907,3.8357000000000001,1.9178500000000001,12.211311628884047,6.1056558144420237,7.0249112480965072,907.00000000002024,0.10353881278539044,9.5160809213174407]
[38,907.5,3.7246999999999999,1.8623499999999999,11.85793269132216,5.9289663456610802,7.0249112480965072,907.50000000002024,0.10359589041096122,9.5160809213174407]
[38,908,3.8972000000000002,1.9486000000000001,12.407102661857525,6.2035513309287627,7.0249112480965072,908.00000000002035,0.103652968036532,9.5160809213174407]
[38,908.5,3.7097000000000002,1.8548500000000001,11.810178780840825,5.9050893904204127,7.0249112480965072,908.50000000002035,0.10371004566210278,9.5157625619142312]
[38,909,3.6716000000000002,1.8358000000000001,11.68888384821823,5.8444419241091152,7.0249112480965072,909.00000000002035,0.10376712328767355,9.5157625619142312]
[38,909.5,3.6597,1.82985,11.650999079236371,5.8254995396181855,7.0249112480965072,909.50000000002035,0.10382420091324433,9.5157625619142312]
[38,910,3.5407999999999999,1.7704,11.27246974882098,5.6362348744104898,7.0249112480965072,910.00000000002035,0.10388127853881511,9.5154442025110235]
[38,910.5,3.7347000000000001,1.8673500000000001,11.889768631643051,5.9448843158215254,7.0249112480965072,910.50000000002035,0.10393835616438589,9.5148074837046046]
[38,911,1.4968999999999999,0.74844999999999995,4.7655219066341292,2.3827609533170646,7.0249112480965072,911.00000000002046,0.10399543378995667,9.5144891243013952]
[38,911.5,1.2407999999999999,0.62039999999999995,3.9502034750161181,1.9751017375080591,7.0249112480965072,911.50000000002046,0.10405251141552745,9.5135340460917686]
[39,912,1.0692999999999999,0.53464999999999996,3.4042170985128428,1.7021085492564214,7.0249112480965072,912.00000000002046,0.10410958904109822,9.5135340460917686]
[39,912.5,0.78049999999999997,0.39024999999999999,2.4847951420455194,1.2423975710227597,7.0249112480965072,912.50000000002046,0.104166666666669,9.5132156866885591]
[39,913,0.64800000000000002,0.32400000000000001,2.0629689327937175,1.0314844663968588,7.0249112480965072,913.00000000002046,0.10422374429223978,9.5106688114628888]
[39,913.5,0.55079999999999996,0.27539999999999998,1.7535235928746598,0.87676179643732988,7.0249112480965072,913.50000000002046,0.10428082191781056,9.5100320926564716]
[39,914,0.48909999999999998,0.24454999999999999,1.5570958410947642,0.77854792054738209,7.0249112480965072,914.00000000002046,0.10433789954338134,9.5087586550436356]
[39,914.5,0.5252,0.2626,1.6720235856531798,0.83601179282658988,7.0249112480965072,914.50000000002058,0.10439497716895212,9.5084402956404261]
[39,915,0.44590000000000002,0.22295000000000001,1.4195645789085165,0.70978228945425825,7.0249112480965072,915.00000000002058,0.10445205479452289,9.5071668580275901]
[39,915.5,0.4289,0.21445,1.3654434803630022,0.68272174018150111,7.0249112480965072,915.50000000002058,0.10450913242009367,9.5071668580275901]
[39,916,0.443,0.2215,1.4103321562154583,0.70516607810772913,7.0249112480965072,916.00000000002058,0.10456621004566445,9.5071668580275901]
[39,916.5,2.2627000000000002,1.1313500000000001,7.2035182164079403,3.6017591082039702,7.0249112480965072,916.50000000002058,0.10462328767123523,9.506530139221173]
[39,917,2.2599,1.12995,7.1946041531180898,3.5973020765590449,7.0249112480965072,917.00000000002058,0.10468036529680601,9.5043016233987103]
[39,917.5,2.3675999999999999,1.1838,7.5374772303740825,3.7687386151870412,7.0249112480965072,917.50000000002069,0.10473744292237679,9.5030281857858743]
[39,918,2.4870000000000001,1.2435,7.9175983578055185,3.9587991789027592,7.0249112480965072,918.00000000002069,0.10479452054794756,9.5023914669794571]
[39,918.5,2.6103999999999998,1.3051999999999999,8.3104538613653087,4.1552269306826544,7.0249112480965072,918.50000000002069,0.10485159817351834,9.5007996699634134]
[39,919,2.8599000000000001,1.4299500000000001,9.1047605723715321,4.5523802861857661,7.0249112480965072,919.00000000002069,0.10490867579908912,9.5007996699634134]
[39,919.5,3.2155999999999998,1.6077999999999999,10.237164969585614,5.1185824847928068,7.0249112480965072,919.50000000002069,0.1049657534246599,9.5007996699634134]
[39,920,3.4805000000000001,1.7402500000000001,11.08049902868601,5.5402495143430048,7.0249112480965072,920.00000000002069,0.10502283105023068,9.499844591753785]
[39,920.5,3.3637000000000001,1.6818500000000001,10.708655245738006,5.3543276228690031,7.0249112480965072,920.5000000000208,0.10507990867580146,9.4992078729473679]
[39,921,3.1934999999999998,1.5967499999999999,10.166807541476446,5.0834037707382231,7.0249112480965072,921.0000000000208,0.10513698630137223,9.4988895135441584]
[39,921.5,2.9462000000000002,1.4731000000000001,9.3795047373408202,4.6897523686704101,7.0249112480965072,921.5000000000208,0.10519406392694301,9.4982527947377413]
[39,922,2.9028,1.4514,9.2413367563481543,4.6206683781740772,7.0249112480965072,922.0000000000208,0.10525114155251379,9.4972977165281147]
[39,922.5,2.4573999999999998,1.2286999999999999,7.8233639744556811,3.9116819872278406,7.0249112480965072,922.5000000000208,0.10530821917808457,9.4969793571249053]
[39,923,2.4131,1.20655,7.6823307588341354,3.8411653794170677,7.0249112480965072,923.0000000000208,0.10536529680365535,9.4963426383184881]
[39,923.5,2.2755000000000001,1.13775,7.2442682200186796,3.6221341100093398,7.0249112480965072,923.50000000002092,0.10542237442922613,9.4947508413024444]
[39,924,2.2631000000000001,1.1315500000000001,7.2047916540207755,3.6023958270103877,7.0249112480965072,924.00000000002092,0.1054794520547969,9.4925223254799818]
[39,924.5,2.3026,1.1513,7.330543618288293,3.6652718091441465,7.0249112480965072,924.50000000002092,0.10553652968036768,9.4925223254799818]
[39,925,2.2629999999999999,1.1315,7.204473294617566,3.602236647308783,7.0249112480965072,925.00000000002092,0.10559360730593846,9.4893387314478925]
[39,925.5,1.9550000000000001,0.97750000000000004,6.2239263327341323,3.1119631663670662,7.0249112480965072,925.50000000002092,0.10565068493150924,9.4880652938350565]
[39,926,1.9414,0.97070000000000001,6.1806294538977209,3.0903147269488604,7.0249112480965072,926.00000000002092,0.10570776255708002,9.4871102156254299]
[39,926.5,2.1608999999999998,1.0804499999999999,6.8794283439412718,3.4397141719706359,7.0249112480965072,926.50000000002092,0.1057648401826508,9.4861551374158015]
[39,927,2.1785999999999999,1.0892999999999999,6.9357779583092478,3.4678889791546239,7.0249112480965072,927.00000000002103,0.10582191780822157,9.4855184186093844]
[39,927.5,2.2913999999999999,1.1456999999999999,7.2948873651288952,3.6474436825644476,7.0249112480965072,927.50000000002103,0.10587899543379235,9.4848816998029672]
[39,928,2.4893999999999998,1.2446999999999999,7.9252389834825312,3.9626194917412656,7.0249112480965072,928.00000000002103,0.10593607305936313,9.4848816998029672]
[39,928.5,2.9863,1.49315,{"$f":"C1862*$E$2","v":9.5071668580275901},4.753583429013795,7.0249112480965072,928.50000000002103,0.10599315068493391,9.4848816998029672]
[{"$f":"INT(B1863/24)+1","v":39},929,3.3431000000000002,{"$f":"C1863*0.5","v":1.6715500000000001},10.643073208676972,{"$f":"E1863*0.5","v":5.321536604338486},{"$f":"IF(A1863<=$N$42,$O$42,IF(A1863<=$N$43,$O$43,IF(A1863<=$N$44,$O$44,IF(A1863<=$N$45,$O$45,IF(A1863<=$N$46,$O$46,IF(A1863<=$N$47,$O$47,IF(A1863<=$N$48,$O$48,IF(A1863<=$N$49,$O$49,IF(A1863<=$N$50,$O$50,IF(A1863<=$N$51,$O$51,IF(A1863<=$N$52,$O$52,IF(A1863<=$N$53,$O$53))))))))))))","v":7.0249112480965072},{"$f":"I1863*8760","v":929.00000000002103},0.10605022831050469,9.4848816998029672]
[39,929.5,3.5310999999999999,1.76555,11.241588886709716,5.6207944433548578,7.0249112480965072,929.50000000002103,0.10610730593607547,9.4832899027869235]
[39,930,3.6505999999999998,1.8252999999999999,11.62202837354436,5.8110141867721801,7.0249112480965072,930.00000000002115,{"$f":"1/17520+I1864","v":0.10616438356164624},9.4832899027869235]
[39,930.5,3.6901999999999999,1.8451,11.748098697215086,5.8740493486075431,7.0249112480965072,930.50000000002115,0.10622146118721702,9.4829715433837141]
[39,931,3.6629999999999998,1.8314999999999999,11.661504939542263,5.8307524697711317,7.0249112480965072,931.00000000002115,0.1062785388127878,9.481698105770878]
[39,931.5,3.5459999999999998,1.7729999999999999,11.289024437787843,5.6445122188939214,7.0249112480965072,931.50000000002115,0.10633561643835858,9.4813797463676703]
[39,932,3.4788999999999999,1.7394499999999999,11.075405278234667,5.5377026391173336,7.0249112480965072,932.00000000002115,0.10639269406392936,9.480424668158042]
[39,932.5,3.4881000000000002,1.7440500000000001,11.104694343329887,5.5523471716649437,7.0249112480965072,932.50000000002115,0.10644977168950014,9.4794695899484154]
[39,933,3.4173,1.70865,10.87929588585798,5.4396479429289899,7.0249112480965072,933.00000000002126,0.10650684931507091,9.4788328711419982]
[39,933.5,3.3628,1.6814,10.705790011109126,5.3528950055545632,7.0249112480965072,933.50000000002126,0.10656392694064169,9.4785145117387888]
[39,934,3.3304999999999998,1.6652499999999999,10.602959923872648,5.301479961936324,7.0249112480965072,934.00000000002126,0.10662100456621247,9.4781961523355793]
[39,934.5,3.2877000000000001,1.64385,10.466702099299237,5.2333510496496185,7.0249112480965072,934.50000000002126,0.10667808219178325,9.4775594335291622]
[39,935,1.5723,0.78615000000000002,5.0055648966536452,2.5027824483268226,7.0249112480965072,935.00000000002126,0.10673515981735403,9.4775594335291622]
[39,935.5,1.2483,0.62414999999999998,3.9740804302567865,1.9870402151283932,7.0249112480965072,935.50000000002126,0.10679223744292481,9.4772410741259545]
[40,936,0.94650000000000001,0.47325,3.0132717513723053,1.5066358756861526,7.0249112480965072,936.00000000002137,0.10684931506849558,9.4762859959163261]
[40,936.5,0.88870000000000005,0.44435000000000002,2.8292600163175567,1.4146300081587784,7.0249112480965072,936.50000000002137,0.10690639269406636,9.475649277109909]
[40,937,0.68259999999999998,0.34129999999999999,2.1731212863039993,1.0865606431519996,7.0249112480965072,937.00000000002137,0.10696347031963714,9.4753309177067013]
[40,937.5,0.55089999999999995,0.27544999999999997,1.7538419522778688,0.87692097613893438,7.0249112480965072,937.50000000002137,0.10702054794520792,9.4750125583034901]
[40,938,0.50919999999999999,0.25459999999999999,1.6210860811397545,0.81054304056987725,7.0249112480965072,938.00000000002137,0.1070776255707787,9.474375839497073]
[40,938.5,0.47939999999999999,0.2397,1.5262149789835002,0.76310748949175011,7.0249112480965072,938.50000000002137,0.10713470319634948,9.4727840424810275]
[40,939,0.44379999999999997,0.22189999999999999,1.4128790314411293,0.70643951572056463,7.0249112480965072,939.00000000002137,0.10719178082192025,9.4699188078521495]
[40,939.5,0.41649999999999998,0.20824999999999999,1.3259669143650978,0.66298345718254892,7.0249112480965072,939.50000000002149,0.10724885844749103,9.4699188078521495]
[40,940,0.44180000000000003,0.22090000000000001,1.4065118433769515,0.70325592168847573,7.0249112480965072,940.00000000002149,0.10730593607306181,9.4673719326264774]
[40,940.5,2.0686,1.0343,6.5855826147794509,3.2927913073897255,7.0249112480965072,940.50000000002149,0.10736301369863259,9.4667352138200584]
[40,941,2.0541,1.02705,6.5394205013141598,3.2697102506570799,7.0249112480965072,941.00000000002149,0.10742009132420337,9.4667352138200584]
[40,941.5,2.1699000000000002,1.0849500000000001,6.908080690230074,3.454040345115037,7.0249112480965072,941.50000000002149,0.10747716894977415,9.4657801356104336]
[40,942,2.1974999999999998,1.0987499999999999,6.9959478855157311,3.4979739427578656,7.0249112480965072,942.00000000002149,0.10753424657534492,9.4654617762072242]
[40,942.5,2.3212000000000002,1.1606000000000001,7.3897584672851506,3.6948792336425753,7.0249112480965072,942.5000000000216,0.1075913242009157,9.4654617762072242]
[40,943,2.6023000000000001,1.30115,8.2846667497053872,4.1423333748526936,7.0249112480965072,943.0000000000216,0.10764840182648648,9.4645066979975976]
[40,943.5,2.9356,1.4678,9.3457586406006747,4.6728793203003374,7.0249112480965072,943.5000000000216,0.10770547945205726,9.4638699791911804]
[40,944,3.0735999999999999,1.5367999999999999,9.7850946170289657,4.8925473085144828,7.0249112480965072,944.0000000000216,0.10776255707762804,9.4638699791911804]
[40,944.5,2.9647000000000001,1.4823500000000001,9.4384012269344666,4.7192006134672333,7.0249112480965072,944.5000000000216,0.10781963470319882,9.463551619787971]
[40,945,2.7852000000000001,1.3926000000000001,8.8669460981744788,4.4334730490872394,7.0249112480965072,945.0000000000216,0.10787671232876959,9.4632332603847615]
[40,945.5,2.6682000000000001,1.3341000000000001,8.4944655964200582,4.2472327982100291,7.0249112480965072,945.50000000002171,0.10793378995434037,9.4610047445622989]
[40,946,2.7143000000000002,1.3571500000000001,8.6412292812993634,4.3206146406496817,7.0249112480965072,946.00000000002171,0.10799086757991115,9.4597313069494628]
[40,946.5,2.5968,1.2984,8.2671569825288973,4.1335784912644487,7.0249112480965072,946.50000000002171,0.10804794520548193,9.4571844317237925]
[40,947,2.7376,1.3688,8.7154070222470388,4.3577035111235194,7.0249112480965072,947.00000000002171,0.10810502283105271,9.4565477129173754]
[40,947.5,2.4839000000000002,1.2419500000000001,7.9077292163060422,3.9538646081530211,7.0249112480965072,947.50000000002171,0.10816210045662349,9.4565477129173754]
[40,948,2.6848999999999998,1.3424499999999999,8.547631616755945,4.2738158083779725,7.0249112480965072,948.00000000002171,0.10821917808219426,9.4562293535141659]
[40,948.5,2.5074000000000001,1.2537,7.9825436760601356,3.9912718380300678,7.0249112480965072,948.50000000002183,0.10827625570776504,9.4559109941109565]
[40,949,2.6602999999999999,1.3301499999999999,8.4693152035665538,4.2346576017832769,7.0249112480965072,949.00000000002183,0.10833333333333582,9.4549559159013299]
[40,949.5,2.5164,1.2582,8.0111960223489369,4.0055980111744685,7.0249112480965072,949.50000000002183,0.1083904109589066,9.4540008376917033]
[40,950,2.4815,1.24075,7.9000885906290286,3.9500442953145143,7.0249112480965072,950.00000000002183,0.10844748858447738,9.4533641188852844]
[40,950.5,2.4398,1.2199,7.7673327194909136,3.8836663597454568,7.0249112480965072,950.50000000002183,0.10850456621004816,9.4530457594820767]
[40,951,2.4497,1.22485,7.7988503004085956,3.8994251502042978,7.0249112480965072,951.00000000002183,0.10856164383561893,9.4527274000788672]
[40,951.5,2.5278999999999998,1.2639499999999999,8.0478073537179604,4.0239036768589802,7.0249112480965072,951.50000000002183,0.10861872146118971,9.4520906812724501]
[40,952,2.6543999999999999,1.3271999999999999,8.4505319987772278,4.2252659993886139,7.0249112480965072,952.00000000002194,0.10867579908676049,9.4504988842564064]
[40,952.5,2.9914000000000001,1.4957,9.5234031875912457,4.7617015937956229,7.0249112480965072,952.50000000002194,0.10873287671233127,9.4501805248531969]
[40,953,3.3540999999999999,1.6770499999999999,10.67809274302995,5.339046371514975,7.0249112480965072,953.00000000002194,0.10878995433790205,9.4492254466435703]
[40,953.5,3.4982000000000002,1.7491000000000001,11.136848643053986,5.5684243215269928,7.0249112480965072,953.50000000002194,0.10884703196347283,9.4469969308211077]
[40,954,3.4784999999999999,1.73925,11.074131840621831,5.5370659203109156,7.0249112480965072,954.00000000002194,0.1089041095890436,9.4457234932082716]
[40,954.5,3.6015999999999999,1.8008,11.466032265971995,5.7330161329859974,7.0249112480965072,954.50000000002194,0.10896118721461438,9.4450867744018545]
[40,955,3.6475,1.82375,11.612159232044885,5.8060796160224424,7.0249112480965072,955.00000000002206,0.10901826484018516,9.4444500555954356]
[40,955.5,3.7210999999999999,1.8605499999999999,11.846471752806639,5.9232358764033197,7.0249112480965072,955.50000000002206,0.10907534246575594,9.4419031803697653]
[40,956,3.4971999999999999,1.7485999999999999,11.133665049021896,5.5668325245109482,7.0249112480965072,956.00000000002206,0.10913242009132672,9.4409481021601387]
[40,956.5,3.4609000000000001,1.73045,11.018100585657065,5.5090502928285323,7.0249112480965072,956.50000000002206,0.1091894977168975,9.4396746645473026]
[40,957,3.3772000000000002,1.6886000000000001,10.751633765171208,5.3758168825856041,7.0249112480965072,957.00000000002206,0.10924657534246827,9.4396746645473026]
[40,957.5,3.4340000000000002,1.7170000000000001,10.932461906193868,5.4662309530969342,7.0249112480965072,957.50000000002206,0.10930365296803905,9.438719586337676]
[40,958,3.2625999999999999,1.6313,10.3867938890938,5.1933969445469002,7.0249112480965072,958.00000000002217,0.10936073059360983,9.4384012269344666]
[40,958.5,3.2061000000000002,1.6030500000000001,10.206920826280768,5.1034604131403842,7.0249112480965072,958.50000000002217,0.10941780821918061,9.4368094299184229]
[40,959,1.4903,0.74514999999999998,4.7445101860223415,2.3722550930111708,7.0249112480965072,959.00000000002217,0.10947488584475139,9.4368094299184229]
[40,959.5,1.2742,0.6371,4.0565355156878935,2.0282677578439468,7.0249112480965072,959.50000000002217,0.10953196347032217,9.4364910705152134]
[41,960,1.0259,0.51295000000000002,3.2660491175201773,1.6330245587600887,7.0249112480965072,960.00000000002217,0.10958904109589294,9.4358543517087963]
[41,960.5,1.0376000000000001,0.51880000000000004,{"$f":"C1926*$E$2","v":3.3032971676956198},1.6516485838478099,7.0249112480965072,960.50000000002217,0.10964611872146372,9.4355359923055868]
[{"$f":"INT(B1927/24)+1","v":41},961,0.8145,{"$f":"C1927*0.5","v":0.40725},2.593037339136548,{"$f":"E1927*0.5","v":1.296518669568274},{"$f":"IF(A1927<=$N$42,$O$42,IF(A1927<=$N$43,$O$43,IF(A1927<=$N$44,$O$44,IF(A1927<=$N$45,$O$45,IF(A1927<=$N$46,$O$46,IF(A1927<=$N$47,$O$47,IF(A1927<=$N$48,$O$48,IF(A1927<=$N$49,$O$49,IF(A1927<=$N$50,$O$50,IF(A1927<=$N$51,$O$51,IF(A1927<=$N$52,$O$52,IF(A1927<=$N$53,$O$53))))))))))))","v":7.0249112480965072},{"$f":"I1927*8760","v":961.00000000002228},0.1097031963470345,9.4348992734991697]
[41,961.5,0.66600000000000004,0.33300000000000002,2.120273625371321,1.0601368126856605,7.0249112480965072,961.50000000002228,0.10976027397260528,9.4345809140959584]
[41,962,0.57010000000000005,0.28505000000000003,1.8149669576939791,0.90748347884698954,7.0249112480965072,962.00000000002228,{"$f":"1/17520+I1928","v":0.10981735159817606},9.4342625546927508]
[41,962.5,0.53139999999999998,0.26569999999999999,1.6917618686521319,0.84588093432606593,7.0249112480965072,962.50000000002228,0.10987442922374684,9.4339441952895413]
[41,963,0.49249999999999999,0.24625,1.567920060803867,0.78396003040193352,7.0249112480965072,963.00000000002228,0.10993150684931761,9.4326707576767053]
[41,963.5,0.45779999999999998,0.22889999999999999,1.4574493478903763,0.72872467394518814,7.0249112480965072,963.50000000002228,0.10998858447488839,9.431397320063871]
[41,964,0.47389999999999999,0.23694999999999999,1.5087052118070103,0.75435260590350517,7.0249112480965072,964.0000000000224,0.11004566210045917,9.4294871636446178]
[41,964.5,2.1972999999999998,1.0986499999999999,6.995311166709314,3.497655583354657,7.0249112480965072,964.5000000000224,0.11010273972602995,9.4294871636446178]
[41,965,2.1793999999999998,1.0896999999999999,6.938324833534919,3.4691624167674595,7.0249112480965072,965.0000000000224,0.11015981735160073,9.4263035696125286]
[41,965.5,2.2058,1.1029,7.0223717159820715,3.5111858579910358,7.0249112480965072,965.5000000000224,0.11021689497717151,9.425348491402902]
[41,966,2.2740999999999998,1.1370499999999999,7.2398111883737544,3.6199055941868772,7.0249112480965072,966.0000000000224,0.11027397260274228,9.4243934131932754]
[41,966.5,2.3207,1.16035,7.3881666702691051,3.6940833351345526,7.0249112480965072,966.5000000000224,0.11033105022831306,9.4237566943868583]
[41,967,2.4123000000000001,1.2061500000000001,7.6797838836084651,3.8398919418042325,7.0249112480965072,967.0000000000224,0.11038812785388384,9.4228016161772299]
[41,967.5,2.61,1.3049999999999999,8.3091804237524727,4.1545902118762363,7.0249112480965072,967.50000000002251,0.11044520547945462,9.4170711469194703]
[41,968,2.8563999999999998,1.4281999999999999,9.0936179932592207,4.5468089966296104,7.0249112480965072,968.00000000002251,0.1105022831050254,9.4161160687098437]
[41,968.5,2.9403000000000001,1.4701500000000001,9.3607215325514943,4.6803607662757472,7.0249112480965072,968.50000000002251,0.11055936073059618,9.4145242716937982]
[41,969,3.0928,1.5464,9.8462196224450764,4.9231098112225382,7.0249112480965072,969.00000000002251,0.11061643835616695,9.4142059122905906]
[41,969.5,2.9325000000000001,1.4662500000000001,9.3358894991011994,4.6679447495505997,7.0249112480965072,969.50000000002251,0.11067351598173773,9.4142059122905906]
[41,970,3.1907000000000001,1.59535,10.157893478186597,5.0789467390932987,7.0249112480965072,970.00000000002251,0.11073059360730851,9.4129324746777545]
[41,970.5,3.0737000000000001,1.53685,9.7854129764321751,4.8927064882160876,7.0249112480965072,970.50000000002262,0.11078767123287929,9.4129324746777545]
[41,971,3.1890000000000001,1.5945,10.152481368332046,5.0762406841660228,7.0249112480965072,971.00000000002262,0.11084474885845007,9.4126141152745451]
[41,971.5,3.2208999999999999,1.6104499999999999,10.254038017955686,5.1270190089778431,7.0249112480965072,971.50000000002262,0.11090182648402085,9.4122957558713374]
[41,972,3.3456999999999999,1.6728499999999999,10.651350553160402,5.3256752765802009,7.0249112480965072,972.00000000002262,0.11095890410959162,9.4119773964681279]
[41,972.5,3.5655999999999999,1.7827999999999999,11.35142288081679,5.6757114404083948,7.0249112480965072,972.50000000002262,0.1110159817351624,9.411340677661709]
[41,973,3.3382000000000001,1.6691,10.627473597919735,5.3137367989598676,7.0249112480965072,973.00000000002262,0.11107305936073318,9.4097488806456653]
[41,973.5,3.137,1.5685,9.9869344786634144,4.9934672393317072,7.0249112480965072,973.50000000002274,0.11113013698630396,9.4097488806456653]
[41,974,2.9449999999999998,1.4724999999999999,9.3756844245023121,4.687842212251156,7.0249112480965072,974.00000000002274,0.11118721461187474,9.4091121618392464]
[41,974.5,2.7801999999999998,1.3900999999999999,8.8510281280140326,4.4255140640070163,7.0249112480965072,974.50000000002274,0.11124429223744552,9.4087938024360387]
[41,975,2.8290999999999999,1.41455,9.0067058761831884,4.5033529380915942,7.0249112480965072,975.00000000002274,0.11130136986301629,9.4084754430328292]
[41,975.5,2.899,1.4495,9.2292390990262145,4.6146195495131073,7.0249112480965072,975.50000000002274,0.11135844748858707,9.4081570836296216]
[41,976,3.0131000000000001,1.5065500000000001,9.5924871780875787,4.7962435890437893,7.0249112480965072,976.00000000002274,0.11141552511415785,9.4075203648232026]
[41,976.5,2.9889000000000001,1.4944500000000001,9.5154442025110235,4.7577221012555118,7.0249112480965072,976.50000000002285,0.11147260273972863,9.4068836460167855]
[41,977,3.1743000000000001,1.5871500000000001,10.105682536060336,5.0528412680301678,7.0249112480965072,977.00000000002285,0.11152968036529941,9.4068836460167855]
[41,977.5,3.3839000000000001,1.6919500000000001,10.772963845186206,5.3864819225931031,7.0249112480965072,977.50000000002285,0.11158675799087019,9.4068836460167855]
[41,978,3.4914000000000001,1.7457,11.11520020363578,5.55760010181789,7.0249112480965072,978.00000000002285,0.11164383561644096,9.404018411387904]
[41,978.5,3.5868000000000002,1.7934000000000001,11.418915074297079,5.7094575371485394,7.0249112480965072,978.50000000002285,0.11170091324201174,9.4017898955654413]
[41,979,3.5646,1.7823,11.3482392867847,5.6741196433923502,7.0249112480965072,979.00000000002285,0.11175799086758252,9.3998797391461881]
[41,979.5,3.4897999999999998,1.7448999999999999,11.110106453184438,5.5550532265922188,7.0249112480965072,979.50000000002285,0.1118150684931533,9.3998797391461881]
[41,980,3.3140000000000001,1.657,10.55043062234318,5.27521531117159,7.0249112480965072,980.00000000002296,0.11187214611872408,9.3986063015333539]
[41,980.5,3.5421999999999998,1.7710999999999999,11.276926780465905,5.6384633902329524,7.0249112480965072,980.50000000002296,0.11192922374429486,9.3979695827269349]
[41,981,3.5272999999999999,1.7636499999999999,11.229491229387778,5.6147456146938888,7.0249112480965072,981.00000000002296,0.11198630136986563,9.3966961451141007]
[41,981.5,3.2698,1.6349,10.409715766124842,5.204857883062421,7.0249112480965072,981.50000000002296,0.11204337899543641,9.3960594263076818]
[41,982,3.2881,1.64405,10.467975536912073,5.2339877684560365,7.0249112480965072,982.00000000002296,0.11210045662100719,9.3951043480980552]
[41,982.5,3.1652999999999998,1.5826499999999999,10.077030189771534,5.0385150948857671,7.0249112480965072,982.50000000002296,0.11215753424657797,9.3951043480980552]
[41,983,1.4493,0.72465000000000002,4.6139828307066901,2.3069914153533451,7.0249112480965072,983.00000000002308,0.11221461187214875,9.3951043480980552]
[41,983.5,1.2451000000000001,0.62255000000000005,3.9638929293541016,1.9819464646770508,7.0249112480965072,983.50000000002308,0.11227168949771953,9.3951043480980552]
[42,984,0.99839999999999995,0.49919999999999998,3.1785002816377275,1.5892501408188637,7.0249112480965072,984.00000000002308,0.1123287671232903,9.3938309104852191]
[42,984.5,1.0206,0.51029999999999998,3.249176069150105,1.6245880345750525,7.0249112480965072,984.50000000002308,0.11238584474886108,9.3922391134691754]
[42,985,0.83599999999999997,0.41799999999999998,2.6614846108264625,1.3307423054132312,7.0249112480965072,985.00000000002308,0.11244292237443186,9.3909656758563411]
[42,985.5,0.67320000000000002,0.33660000000000001,2.1431955024023623,1.0715977512011812,7.0249112480965072,985.50000000002308,0.11250000000000264,9.3887371600338767]
[42,986,0.55600000000000005,0.27800000000000002,1.7700782818415233,0.88503914092076164,7.0249112480965072,986.00000000002319,0.11255707762557342,9.3884188006306672]
[42,986.5,0.50090000000000001,0.25045000000000001,1.5946622506734154,0.79733112533670769,7.0249112480965072,986.50000000002319,0.1126141552511442,9.3845984877921609]
[42,987,0.49230000000000002,0.24615000000000001,1.5672833419974495,0.78364167099872473,7.0249112480965072,987.00000000002319,0.11267123287671497,9.3845984877921609]
[42,987.5,0.46289999999999998,0.23144999999999999,1.4736856774540306,0.73684283872701528,7.0249112480965072,987.50000000002319,0.11272831050228575,9.3823699719696982]
[42,988,0.47160000000000002,0.23580000000000001,1.5013829455332057,0.75069147276660286,7.0249112480965072,988.00000000002319,0.11278538812785653,9.3820516125664906]
[42,988.5,1.8446,0.92230000000000001,5.8724575515914994,2.9362287757957497,7.0249112480965072,988.50000000002319,0.11284246575342731,9.3820516125664906]
[42,989,1.8606,0.93030000000000002,5.9233950561049244,2.9616975280524622,7.0249112480965072,989.00000000002331,0.11289954337899809,9.3817332531632811]
[42,989.5,1.8745000000000001,0.93725000000000003,5.9676470131509625,2.9838235065754812,7.0249112480965072,989.50000000002331,0.11295662100456887,9.3807781749536545]
[42,990,1.8789,0.93945000000000001,5.9816548268921546,2.9908274134460773,7.0249112480965072,990.00000000002331,0.11301369863013964,9.3795047373408202]
[42,990.5,1.883,0.9415,5.9947075624237192,2.9973537812118596,7.0249112480965072,990.50000000002331,0.11307077625571042,9.3782312997279842]
[42,991,1.9791000000000001,0.98955000000000004,6.3006509489074789,3.1503254744537394,7.0249112480965072,991.00000000002331,0.1131278538812812,9.3756844245023121]
[42,991.5,2.2117,1.10585,7.0411549207713966,3.5205774603856983,7.0249112480965072,991.50000000002331,0.11318493150685198,9.3753660650991026]
[42,992,2.3241999999999998,1.1620999999999999,7.3993092493814165,3.6996546246907083,7.0249112480965072,992.00000000002331,0.11324200913242276,9.3715457522605963]
[42,992.5,2.4701,1.23505,{"$f":"C1990*$E$2","v":7.8637956186632127},3.9318978093316064,7.0249112480965072,992.50000000002342,0.11329908675799354,9.3699539552445525]
[{"$f":"INT(B1991/24)+1","v":42},993,2.6255999999999999,{"$f":"C1991*0.5","v":1.3128},8.3588444906530626,{"$f":"E1991*0.5","v":4.1794222453265313},{"$f":"IF(A1991<=$N$42,$O$42,IF(A1991<=$N$43,$O$43,IF(A1991<=$N$44,$O$44,IF(A1991<=$N$45,$O$45,IF(A1991<=$N$46,$O$46,IF(A1991<=$N$47,$O$47,IF(A1991<=$N$48,$O$48,IF(A1991<=$N$49,$O$49,IF(A1991<=$N$50,$O$50,IF(A1991<=$N$51,$O$51,IF(A1991<=$N$52,$O$52,IF(A1991<=$N$53,$O$53))))))))))))","v":7.0249112480965072},{"$f":"I1991*8760","v":993.00000000002342},0.11335616438356431,9.3693172364381336]
[42,993.5,2.6410999999999998,1.3205499999999999,8.408190198150443,4.2040950990752215,7.0249112480965072,993.50000000002342,0.11341324200913509,9.3689988770349242]
[42,994,2.7892999999999999,1.3946499999999999,8.8799988337060434,4.4399994168530217,7.0249112480965072,994.00000000002342,{"$f":"1/17520+I1992","v":0.11347031963470587},9.368362158228507]
[42,994.5,2.8475000000000001,1.4237500000000001,9.0652840063736289,4.5326420031868144,7.0249112480965072,994.50000000002342,0.11352739726027665,9.3667703612124633]
[42,995,2.9641999999999999,1.4821,9.4368094299184229,4.7184047149592114,7.0249112480965072,995.00000000002342,0.11358447488584743,9.3645418453900007]
[42,995.5,3.1153,1.55765,9.9178504881670815,4.9589252440835407,7.0249112480965072,995.50000000002353,0.11364155251141821,9.3639051265835818]
[42,996,3.0952000000000002,1.5476000000000001,9.8538602481220909,4.9269301240610455,7.0249112480965072,996.00000000002353,0.11369863013698898,9.362313329567538]
[42,996.5,3.1589,1.57945,10.056655187966165,5.0283275939830823,7.0249112480965072,996.50000000002353,0.11375570776255976,9.3607215325514943]
[42,997,3.1867000000000001,1.59335,10.145159102058241,5.0725795510291203,7.0249112480965072,997.00000000002353,0.11381278538813054,9.3578562979226128]
[42,997.5,2.9380000000000002,1.4690000000000001,9.3533992662776893,4.6766996331388446,7.0249112480965072,997.50000000002353,0.11386986301370132,9.3578562979226128]
[42,1000,2.8801000000000001,1.4400500000000001,9.1690691718197321,4.5845345859098661,7.0249112480965072,1000.0000000000236,0.11415525114155521,9.3546727038905253]
[42,1002.5,3.4735,1.73675,11.058213870461385,5.5291069352306925,7.0249112480965072,1002.5000000000238,0.1144406392694091,9.3521258286648532]
[42,1007,1.5495000000000001,0.77475000000000005,4.9329789527220145,2.4664894763610072,7.0249112480965072,1007.0000000000239,0.11495433789954611,9.342893405971795]
[43,1011,0.4425,0.22125,1.4087403591994136,0.70437017959970682,7.0249112480965072,1011.0000000000241,0.11541095890411233,9.3377996555204525]
[43,1014,2.5030000000000001,1.2515000000000001,7.9685358623189435,3.9842679311594718,7.0249112480965072,1014.0000000000242,0.115753424657537,9.3323875456659007]
[43,1019.5,2.4803999999999999,1.2402,7.8965866371937299,3.9482933185968649,7.0249112480965072,1019.5000000000243,0.11638127853881557,9.3237918417792613]
[43,1021,2.3935,1.19675,7.6199323158051895,3.8099661579025947,7.0249112480965072,1021.0000000000244,0.1165525114155279,9.3222000447632158]
[43,1024,2.6566999999999998,1.3283499999999999,8.4578542650510329,4.2289271325255164,7.0249112480965072,1024.0000000000246,0.11689497716895257,9.3139227002797842]
[43,1028,3.7004999999999999,1.85025,11.780889715745605,5.8904448578728026,7.0249112480965072,1028.0000000000248,0.1173515981735188,9.3075555122156057]
[44,1032.5,0.77900000000000003,0.38950000000000001,2.480019750997386,1.240009875498693,7.0249112480965072,1032.5000000000248,0.1178652968036558,9.2964129331032943]
[44,1036.5,2.4950000000000001,1.2475000000000001,7.9430671100622305,3.9715335550311153,7.0249112480965072,1036.500000000025,0.11832191780822203,9.2833601975717297]
[44,1041,3.2235,1.61175,10.262315362439118,5.131157681219559,7.0249112480965072,1041.0000000000252,0.11883561643835903,9.2699891026369556]
[44,1043.5,2.855,1.4275,9.0891609616142954,4.5445804808071477,7.0249112480965072,1043.5000000000252,0.11912100456621293,9.2664871492016569]
[44,1049.5,3.8982999999999999,1.9491499999999999,12.410604615292822,6.2053023076464111,7.0249112480965072,1049.5000000000255,0.11980593607306227,9.2585281641214348]
[44,1050.5,4.0899000000000001,2.04495,13.020581231841089,6.5102906159205443,7.0249112480965072,1050.5000000000255,0.11992009132420382,9.256936367105391]
[44,1054,3.7509000000000001,1.8754500000000001,11.941342854962894,5.970671427481447,7.0249112480965072,1054.0000000000257,0.12031963470319927,9.249614100831586]
[45,1061,2.6537000000000002,1.3268500000000001,8.448303482954767,4.2241517414773835,7.0249112480965072,1061.0000000000259,0.12111872146119017,9.2391082405256899]
[45,1062.5,2.7103999999999999,1.3552,8.6288132645742159,4.314406632287108,7.0249112480965072,1062.5000000000259,0.1212899543379025,9.2349695682839741]
[45,1066,3.0676999999999999,1.5338499999999999,9.7663114122396415,4.8831557061198207,7.0249112480965072,1066.0000000000261,0.12168949771689795,9.2311492554454677]
[45,1071,2.7665999999999999,1.3833,8.8077312491776212,4.4038656245888106,7.0249112480965072,1071.0000000000261,0.12226027397260573,9.2225535515588284]
[45,1073,3.6404000000000001,1.8202,11.589555714417052,5.7947778572085262,7.0249112480965072,1073.0000000000264,0.12248858447488885,9.218733238720322]
[45,1079.5,1.2378,0.61890000000000001,3.9406526929198513,1.9703263464599257,7.0249112480965072,1079.5000000000266,0.12323059360730897,9.204725424979129]
[46,1083.5,0.43469999999999998,0.21734999999999999,1.3839083257491187,0.69195416287455935,7.0249112480965072,1083.5000000000266,0.12368721461187519,9.2002683933342038]
[46,1084,0.44269999999999998,0.22134999999999999,1.4093770780058315,0.70468853900291573,7.0249112480965072,1084.0000000000266,0.12374429223744597,9.1993133151245789]
[46,1090.5,2.5918999999999999,1.2959499999999999,8.2515573717716606,4.1257786858858303,7.0249112480965072,1090.5000000000271,0.12448630136986609,9.1840320637705499]
[46,1092.5,2.3588,1.1794,7.5094616028916992,3.7547308014458496,7.0249112480965072,1092.5000000000271,0.1247146118721492,9.174481281674284]
[46,1095.5,2.4024999999999999,1.2012499999999999,7.6485846620939908,3.8242923310469954,7.0249112480965072,1095.5000000000271,0.12505707762557386,9.1709793282389853]
[46,1101,3.2161,1.60805,10.238756766601659,5.1193783833008295,7.0249112480965072,1101.0000000000273,0.12568493150685242,9.1636570619651803]
[47,1106,0.49840000000000001,0.2492,1.5867032655931927,0.79335163279659637,7.0249112480965072,1106.0000000000273,0.1262557077625602,9.1588816709170473]
[47,1109.5,1.8535999999999999,0.92679999999999996,5.9011098978803007,2.9505549489401504,7.0249112480965072,1109.5000000000275,0.12665525114155565,9.1550613580785392]
[47,1113,2.4874000000000001,1.2437,7.9188717954183536,3.9594358977091768,7.0249112480965072,1113.0000000000277,0.1270547945205511,9.1480574512079436]
[47,1114,2.3961000000000001,1.1980500000000001,7.628209660288622,3.814104830144311,7.0249112480965072,1114.0000000000277,0.12716894977169266,9.1461472947886904]
[47,1120,2.3521000000000001,1.17605,7.4881315228767029,3.7440657614383515,7.0249112480965072,1120.000000000028,0.127853881278542,9.1381883097084682]
[47,1122.5,3.4298999999999999,1.71495,10.919409170662302,5.459704585331151,7.0249112480965072,1122.500000000028,0.12813926940639589,9.1327761998539163]
[48,1128.5,0.97099999999999997,0.48549999999999999,3.091269805158487,1.5456349025792435,7.0249112480965072,1128.5000000000282,0.12882420091324523,9.1238621365640658]
[48,1131,0.48920000000000002,0.24460000000000001,1.5574142004979732,0.77870710024898659,7.0249112480965072,1131.0000000000282,0.12910958904109912,9.1159031514838436]
[48,1135.5,2.0872000000000002,1.0436000000000001,6.6447974637763085,3.3223987318881543,7.0249112480965072,1135.5000000000284,0.12962328767123613,9.1095359634196669]
[48,1139.5,3.1800999999999999,1.59005,10.124147381446452,5.062073690723226,7.0249112480965072,1139.5000000000286,0.13007990867580235,9.1057156505811587]
[48,1142.5,2.9249000000000001,1.46245,9.3116941844573216,4.6558470922286608,7.0249112480965072,1142.5000000000286,0.13042237442922702,9.1012586189362334]
[48,1144,2.9933999999999998,1.4966999999999999,9.5297703756554224,4.7648851878277112,7.0249112480965072,1144.0000000000289,0.13059360730593936,9.0952097902752644]
[48,1148.5,3.5945,1.79725,11.443428748344163,5.7217143741720813,7.0249112480965072,1148.5000000000289,0.13110730593607636,9.0878875240014594]
[49,1154,0.56030000000000002,0.28015000000000001,1.7837677361795061,0.89188386808975306,7.0249112480965072,1154.0000000000291,{"$f":"1/17520+I2312","v":0.13173515981735492},9.0837488517597436]
[49,1157,2.2749999999999999,1.1375,7.242676423002635,3.6213382115013175,7.0249112480965072,1157.0000000000293,0.13207762557077959,9.0754715072763119]
[49,1161,3.1575000000000002,1.5787500000000001,10.052198156321241,5.0260990781606205,7.0249112480965072,1161.0000000000293,0.13253424657534582,9.0691043192121352]
[49,1165.5,2.7442000000000002,1.3721000000000001,8.7364187428588274,4.3682093714294137,7.0249112480965072,1165.5000000000296,0.13304794520548283,9.0652840063736289]
[49,1168,2.6150000000000002,1.3075000000000001,8.3250983939129188,4.1625491969564594,7.0249112480965072,1168.0000000000296,0.13333333333333672,9.061145334131913]
[49,1174,3.1196999999999999,1.55985,9.9318583019082727,4.9659291509541363,7.0249112480965072,1174.0000000000298,0.13401826484018606,9.0547781460677328]
[50,1176.5,0.77539999999999998,0.38769999999999999,2.4685588124818652,1.2342794062409326,7.0249112480965072,1176.50000000003,0.13430365296803995,9.0509578332292264]
[50,1178.5,0.47220000000000001,0.2361,1.5032931019524591,0.75164655097622957,7.0249112480965072,1178.50000000003,0.13453196347032306,9.0468191609875106]
[50,1183.5,2.3753000000000002,1.1876500000000001,7.5619909044211697,3.7809954522105849,7.0249112480965072,1183.5000000000302,0.13510273972603085,9.0423621293425871]
[50,1187,1.9206000000000001,0.96030000000000004,6.1144106980302686,3.0572053490151343,7.0249112480965072,1187.0000000000302,0.13550228310502629,9.0356765818751992]
[50,1190.5,1.7383999999999999,0.86919999999999997,5.5343598653836397,2.7671799326918198,7.0249112480965072,1190.5000000000305,0.13590182648402174,9.0318562690366928]
[50,1195.5,3.3595000000000002,1.6797500000000001,10.695284150803232,5.3476420754016161,7.0249112480965072,1195.5000000000307,0.13647260273972953,9.0248523621660972]
[50,1197.5,3.0762,1.5381,9.7933719615123991,4.8966859807561995,7.0249112480965072,1197.5000000000307,0.13670091324201264,9.0162566582794561]
[51,1204,0.43590000000000001,0.21795,1.3877286385876257,0.69386431929381287,7.0249112480965072,1204.0000000000309,0.13744292237443276,9.0105261890216948]
[51,1204.5,1.8877999999999999,0.94389999999999996,6.0099888137777464,3.0049944068888732,7.0249112480965072,1204.5000000000309,0.13750000000000354,9.00957111081207]
[51,1208.5,2.7039,1.35195,8.6081199033656368,4.3040599516828184,7.0249112480965072,1208.5000000000312,0.13795662100456976,9.0038406415543086]
[51,1213,2.3523000000000001,1.17615,7.4887682416831201,3.74438412084156,7.0249112480965072,1213.0000000000314,0.13847031963470677,8.9949265782644598]
[{"$f":"INT(B2439/24)+1","v":51},1217,2.8447,{"$f":"C2439*0.5","v":1.42235},9.0563699430837783,{"$f":"E2439*0.5","v":4.5281849715418891},{"$f":"IF(A2439<=$N$42,$O$42,IF(A2439<=$N$43,$O$43,IF(A2439<=$N$44,$O$44,IF(A2439<=$N$45,$O$45,IF(A2439<=$N$46,$O$46,IF(A2439<=$N$47,$O$47,IF(A2439<=$N$48,$O$48,IF(A2439<=$N$49,$O$49,IF(A2439<=$N$50,$O$50,IF(A2439<=$N$51,$O$51,IF(A2439<=$N$52,$O$52,IF(A2439<=$N$53,$O$53))))))))))))","v":7.0249112480965072},{"$f":"I2439*8760","v":1217.0000000000314},0.13892694063927299,8.989514468409908]
[51,1220,2.9887000000000001,1.4943500000000001,9.5148074837046046,4.7574037418523023,7.0249112480965072,1220.0000000000316,0.13926940639269766,8.9863308743778187]
[52,1225.5,0.58409999999999995,0.29204999999999998,1.8595372741432259,0.92976863707161295,7.0249112480965072,1225.5000000000318,0.13989726027397623,8.9732781388462541]
[52,1227,0.43180000000000002,0.21590000000000001,1.3746759030560607,0.68733795152803034,7.0249112480965072,1227.0000000000318,0.14006849315068856,8.971367982427001]
[52,1234,2.1496,1.0748,6.8434537313786654,3.4217268656893327,7.0249112480965072,1234.0000000000321,0.14086757990867946,8.952584777637675]
[52,1237.5,1.9681999999999999,0.98409999999999997,6.2659497739577077,3.1329748869788538,7.0249112480965072,1237.5000000000323,0.14126712328767491,8.9487644647991686]
[52,1238.5,1.9931000000000001,0.99655000000000005,6.3452212653567264,3.1726106326783632,7.0249112480965072,1238.5000000000323,0.14138127853881646,8.9478093865895403]
[52,1242.5,3.2633999999999999,1.6316999999999999,10.389340764319472,5.1946703821597362,7.0249112480965072,1242.5000000000323,0.14183789954338269,8.9414421985253636]
[52,1247,1.4795,0.73975000000000002,4.7101273704757798,2.3550636852378899,7.0249112480965072,1247.0000000000325,0.14235159817351969,8.9334832134451396]
[53,1249.5,0.53510000000000002,0.26755000000000001,1.7035411665708615,0.85177058328543076,7.0249112480965072,1249.5000000000325,0.14263698630137359,8.9293445412034256]
[53,1255.5,2.3933,1.19665,7.6192955969987723,3.8096477984993862,7.0249112480965072,1255.5000000000327,0.14332191780822293,8.9156550868654421]
[53,1260,2.0501,1.02505,6.5266861251858028,3.2633430625929014,7.0249112480965072,1260.000000000033,0.14383561643835993,8.9032390701402946]
[53,1264,2.2248999999999999,1.1124499999999999,7.083178361994972,3.541589180997486,7.0249112480965072,1264.0000000000332,0.14429223744292616,8.8936882880440269]
[53,1267,2.7719999999999998,1.3859999999999999,8.8249226569509016,4.4124613284754508,7.0249112480965072,1267.0000000000332,0.14463470319635083,8.8895496158023111]
[53,1268.5,2.5916999999999999,1.2958499999999999,8.2509206529652435,4.1254603264826217,7.0249112480965072,1268.5000000000332,0.14480593607306316,8.8879578187862656]
[54,1272,1.0552999999999999,0.52764999999999995,3.3596467820635958,1.6798233910317979,7.0249112480965072,1272.0000000000334,0.14520547945205861,8.8828640683349249]
[54,1277,1.0880000000000001,0.54400000000000004,3.463750306912909,1.7318751534564545,7.0249112480965072,1277.0000000000337,0.14577625570776639,8.8768152396739541]
[54,1282.5,2.3715999999999999,1.1858,7.5502116065024394,3.7751058032512197,7.0249112480965072,1282.5000000000339,0.14640410958904496,8.8679011763841054]
[54,1285.5,2.3613,1.18065,7.5174205879719214,3.7587102939859607,7.0249112480965072,1285.5000000000339,0.14674657534246963,8.8608972695135098]
[54,1289.5,3.2968999999999999,1.64845,10.495991164394455,5.2479955821972277,7.0249112480965072,1289.5000000000341,0.14720319634703585,8.8586687536910471]
[54,1294,3.3578999999999999,1.6789499999999999,10.69019040035189,5.3450952001759449,7.0249112480965072,1294.0000000000343,0.14771689497717286,8.8494363309979889]
[54,1294.5,3.1233,1.56165,9.9433192404237936,4.9716596202118968,7.0249112480965072,1294.5000000000343,0.14777397260274364,8.8459343775626902]
[55,1301,2.3649,1.18245,7.5288815264874422,3.7644407632437211,7.0249112480965072,1301.0000000000346,0.14851598173516375,8.8344734390471693]
[55,1303,2.4262000000000001,1.2131000000000001,7.7240358406545031,3.8620179203272516,7.0249112480965072,1303.0000000000346,0.14874429223744687,8.8300164074022458]
[55,1308,2.8491,1.42455,9.0703777568249695,4.5351888784124847,7.0249112480965072,1308.0000000000348,0.14931506849315465,8.8217390629188142]
[55,1311.5,2.6387999999999998,1.3193999999999999,8.4008679318766379,4.200433965938319,7.0249112480965072,1311.5000000000348,0.1497146118721501,8.8147351560482186]
[55,1315,3.3586,1.6793,10.692418916174352,5.3462094580871762,7.0249112480965072,1315.000000000035,0.15011415525114555,8.8077312491776212]
[56,1320,1.0469999999999999,0.52349999999999997,3.3332229515972562,1.6666114757986281,7.0249112480965072,1320.0000000000352,0.15068493150685333,8.801045701710235]
[56,1323.5,0.46739999999999998,0.23369999999999999,1.4880118505984314,0.74400592529921572,7.0249112480965072,1323.5000000000352,0.15108447488584878,8.7965886700653098]
[56,1324.5,1.7562,0.87809999999999999,5.5910278391548252,2.7955139195774126,7.0249112480965072,1324.5000000000352,0.15119863013699034,8.7959519512588926]
[56,1330.5,2.5356999999999998,1.2678499999999999,8.0726393871682554,4.0363196935841277,7.0249112480965072,1330.5000000000355,0.15188356164383968,8.7778054652759856]
[56,1333,2.5585,1.27925,8.145225331099887,4.0726126655499435,7.0249112480965072,1333.0000000000357,0.15216894977169357,8.7736667930342698]
[56,1337.5,2.597,1.2985,8.2677937013353162,4.1338968506676581,7.0249112480965072,1337.5000000000359,0.15268264840183057,8.7602956980994957]
[56,1341.5,2.8592,1.4296,9.1025320565490695,4.5512660282745347,7.0249112480965072,1341.5000000000359,0.1531392694063968,8.7520183536160623]
[57,1344.5,0.77470000000000006,0.38735000000000003,{"$f":"C2694*$E$2","v":2.466330296659403},1.2331651483297015,7.0249112480965072,1344.5000000000362,0.15348173515982147,8.7450144467454685]
[57,1350,1.6396999999999999,0.81984999999999997,5.2201391344164483,2.6100695672082241,7.0249112480965072,1350.0000000000364,0.15410958904110003,8.7329167894235287]
[57,1353,2.2391000000000001,1.11955,7.1283853972506375,3.5641926986253187,7.0249112480965072,1353.0000000000364,0.1544520547945247,8.7271863201657673]
[57,1354.5,1.9337,0.96684999999999999,6.1561157798506354,3.0780578899253177,7.0249112480965072,1354.5000000000364,0.15462328767123704,8.7262312419561425]
[57,1360,2.2389999999999999,1.1194999999999999,7.128067037847428,3.564033518923714,7.0249112480965072,1360.0000000000366,0.1552511415525156,8.7150886628438293]
[57,1363,3.3151000000000002,1.6575500000000001,10.553932575778477,5.2769662878892385,7.0249112480965072,1363.0000000000368,0.15559360730594027,8.7096765529892775]
[57,1367,1.454,0.72699999999999998,4.6289457226575079,2.314472861328754,7.0249112480965072,1367.0000000000368,0.15605022831050649,8.7026726461186819]
[58,1371.5,0.41449999999999998,0.20724999999999999,1.3195997263009196,0.6597998631504598,7.0249112480965072,1371.5000000000371,0.1565639269406435,8.6972605362641318]
[58,1374,2.2058,1.1029,7.0223717159820715,3.5111858579910358,7.0249112480965072,1374.0000000000371,0.15684931506849739,8.6899382699903267]
[58,1380,1.9732000000000001,0.98660000000000003,6.2818677441181539,3.1409338720590769,7.0249112480965072,1380.0000000000373,0.15753424657534673,8.6816609255068951]
[58,1382.5,1.9732000000000001,0.98660000000000003,6.2818677441181539,3.1409338720590769,7.0249112480965072,1382.5000000000375,0.15781963470320062,8.6759304562491355]
[58,1384.5,2.5541,1.27705,8.131217517358694,4.065608758679347,7.0249112480965072,1384.5000000000375,0.15804794520548374,8.6740202998298805]
[58,1389.5,2.7738999999999998,1.3869499999999999,8.8309714856118724,4.4154857428059362,7.0249112480965072,1389.5000000000377,0.15861872146119152,8.6628777207175691]
[59,1393,0.61839999999999995,0.30919999999999997,1.9687345494438808,0.98436727472194041,7.0249112480965072,1393.0000000000377,0.15901826484018697,8.6571472514598096]
[59,1396.5,1.3092999999999999,0.65464999999999995,4.1682796662142199,2.0841398331071099,7.0249112480965072,1396.500000000038,0.15941780821918242,8.6466413911539153]
[59,1401.5,2.0754000000000001,1.0377000000000001,6.6072310541976567,3.3036155270988283,7.0249112480965072,1401.5000000000382,0.1599885844748902,8.6377273278640665]
[59,1403.5,1.6861999999999999,0.84309999999999996,5.3681762569085905,2.6840881284542952,7.0249112480965072,1403.5000000000382,0.16021689497717331,8.6351804526383944]
[59,1410,3.0428999999999999,1.52145,9.6873582802438314,4.8436791401219157,7.0249112480965072,1410.0000000000384,{"$f":"1/17520+I2824","v":0.16095890410959343},8.6144870914298153]
[59,1414,3.1861000000000002,1.5930500000000001,10.143248945638987,5.0716244728194937,7.0249112480965072,1414.0000000000387,0.16141552511415966,8.6097117003816823]
[59,1414.5,3.0339999999999998,1.5169999999999999,9.6590242933582395,4.8295121466791198,7.0249112480965072,1414.5000000000387,0.16147260273973044,8.6090749815752652]
[60,1419,0.44579999999999997,0.22289999999999999,1.4192462195053075,0.70962310975265375,6.1609040079714799,1419.0000000000389,0.16198630136986744,8.5988874806725786]
[60,1423,2.6745999999999999,1.3372999999999999,8.5148405982254278,4.2574202991127139,6.1609040079714799,1423.0000000000389,0.16244292237443367,8.5922019332051924]
[60,1426,2.2425999999999999,1.1213,7.1395279763629489,3.5697639881814744,6.1609040079714799,1426.0000000000391,0.16278538812785834,8.5883816203666861]
[60,1431.5,2.2422,1.1211,7.1382545387501137,3.5691272693750569,6.1609040079714799,1431.5000000000393,0.1634132420091369,8.5756472442383291]
[60,1436.5,3.0788000000000002,1.5394000000000001,9.8016493059958307,4.9008246529979154,6.1609040079714799,1436.5000000000393,0.16398401826484468,8.561002711690719]
[61,1440,0.97289999999999999,0.48644999999999999,3.0973186338194565,1.5486593169097282,6.1609040079714799,1440.0000000000396,0.16438356164384013,8.5524070078040779]
[61,1443.5,0.43309999999999998,0.21654999999999999,1.3788145752977763,0.68940728764888815,6.1609040079714799,1443.5000000000398,0.16478310502283558,8.5466765385463184]
[61,1444.5,1.6759999999999999,0.83799999999999997,5.3357035977812819,2.6678517988906409,6.1609040079714799,1444.5000000000398,0.16489726027397714,8.5412644286917665]
[61,1449,2.2688999999999999,1.13445,7.2232564994068911,3.6116282497034455,6.1609040079714799,1449.0000000000398,0.16541095890411414,8.528848411966619]
[61,1455,1.6704000000000001,0.83520000000000005,5.3178754712015834,2.6589377356007917,6.1609040079714799,1455.00000000004,0.16609589041096348,8.5180241922575171]
[61,1457.5,2.8313999999999999,1.4157,9.0140281424569935,4.5070140712284967,6.1609040079714799,1457.5000000000402,0.16638127853881737,8.5148405982254278]
[61,1460,2.8359000000000001,1.41795,9.0283543156013941,4.5141771578006971,6.1609040079714799,1460.0000000000402,0.16666666666667126,8.5116570041933386]
[62,1466,0.60040000000000004,0.30020000000000002,1.911429856866278,0.95571492843313899,6.1609040079714799,1466.0000000000405,0.1673515981735206,8.5005144250810272]
[62,1470.5,1.7606999999999999,0.88034999999999997,5.6053540122992258,2.8026770061496129,6.1609040079714799,1470.5000000000407,0.16786529680365761,8.4947839558232658]
[62,1474.5,2.2856999999999998,1.1428499999999999,7.2767408791459873,3.6383704395729937,6.1609040079714799,1474.5000000000407,0.16832191780822384,8.4877800489526702]
[62,1477.5,2.4733999999999998,1.2366999999999999,7.8743014789691061,3.9371507394845531,6.1609040079714799,1477.5000000000409,0.16866438356164851,8.4842780955173733]
[62,1479,2.1964000000000001,1.0982000000000001,6.9924459320804342,3.4962229660402171,6.1609040079714799,1479.0000000000409,0.16883561643836084,8.4823679390981201]
[62,1484.5,2.7915999999999999,1.3957999999999999,8.8873210999798484,4.4436605499899242,6.1609040079714799,1484.5000000000412,0.1694634703196394,8.46772340655051]
[62,1487.5,1.2323,0.61614999999999998,3.923142925743361,1.9615714628716805,6.1609040079714799,1487.5000000000414,0.16980593607306407,8.4642214531152113]
[63,1491.5,0.47760000000000002,0.23880000000000001,1.52048450972574,0.76024225486287,6.1609040079714799,1491.5000000000414,0.1702625570776303,8.4591277026638689]
[63,1496,2.0583,1.02915,6.5527915962489338,3.2763957981244669,6.1609040079714799,1496.0000000000416,0.1707762557077673,8.454352311615736]
[63,1500,2.4535999999999998,1.2267999999999999,7.8112663171337422,3.9056331585668711,6.1609040079714799,1500.0000000000418,0.17123287671233353,8.4470300453419309]
[63,1504.5,2.3279999999999998,1.1639999999999999,{"$f":"C3014*$E$2","v":7.4114069067033554},3.7057034533516777,6.1609040079714799,1504.5000000000418,0.17174657534247054,8.4368425444392461]
[63,1507,2.9376000000000002,1.4688000000000001,9.3521258286648532,4.6760629143324266,6.1609040079714799,1507.0000000000421,0.17203196347032443,8.4314304345846942]
[63,1509,3.1793,1.58965,10.121600506220782,5.0608002531103908,6.1609040079714799,1509.0000000000421,0.17226027397260754,8.4247448871173063]
[64,1514,0.51160000000000005,0.25580000000000003,1.6287267068167686,0.81436335340838428,6.1609040079714799,1514.0000000000423,0.17283105022831532,8.4196511366659639]
[64,1517.5,1.7675000000000001,0.88375000000000004,5.6270024517174324,2.8135012258587162,6.1609040079714799,1517.5000000000423,0.17323059360731077,8.412965589198576]
[64,1521,2.4198,1.2099,7.7036608388491326,3.8518304194245663,6.1609040079714799,1521.0000000000425,0.17363013698630622,8.408190198150443]
[64,1526,1.5282,0.7641,4.8651683998385176,2.4325841999192588,6.1609040079714799,1526.0000000000427,0.174200913242014,8.3999128536670131]
[64,1529.5,2.6347999999999998,1.3173999999999999,8.388133555748281,4.1940667778741405,6.1609040079714799,1529.5000000000427,0.17460045662100945,8.388133555748281]
[64,1534.5,2.8744999999999998,1.4372499999999999,9.1512410452400328,4.5756205226200164,6.1609040079714799,1534.500000000043,0.17517123287671724,8.3773093360391808]
[65,1536.5,0.77170000000000005,0.38585000000000003,{"$f":"C3078*$E$2","v":2.4567795145631357},1.2283897572815679,6.1609040079714799,1536.500000000043,0.17539954337900035,8.3741257420070898]
[65,1539,0.45860000000000001,0.2293,1.4599962231160477,0.72999811155802385,6.1609040079714799,1539.0000000000432,0.17568493150685424,8.3706237885717929]
[65,1543.5,2.1307999999999998,1.0653999999999999,6.7836021635753907,3.3918010817876953,6.1609040079714799,1543.5000000000434,0.17619863013699125,8.3578894124434377]
[65,1547.5,1.5674999999999999,0.78374999999999995,4.9902836452996171,2.4951418226498085,6.1609040079714799,1547.5000000000434,0.17665525114155747,8.3464284739279169]
[65,1550.5,1.3688,0.68440000000000001,4.3577035111235194,2.1788517555617597,6.1609040079714799,1550.5000000000437,0.17699771689498214,8.3406980046701555]
[65,1556,2.5628000000000002,1.2814000000000001,8.1589147854378705,4.0794573927189353,6.1609040079714799,1556.0000000000439,0.17762557077626071,8.3356042542188131]
[65,1559,1.5521,0.77605000000000002,4.9412562972054461,2.4706281486027231,6.1609040079714799,1559.0000000000439,0.17796803652968538,8.3321023007835144]
[66,1564.5,1.7391000000000001,0.86955000000000005,5.5365883812061023,2.7682941906030512,6.1609040079714799,1564.5000000000441,0.17859589041096394,8.3238249563000828]
[66,1566,1.865,0.9325,5.9374028698461165,2.9687014349230583,6.1609040079714799,1566.0000000000441,0.17876712328767627,8.3222331592840391]
[{"$f":"INT(B3143/24)+1","v":66},1569,2.2805,{"$f":"C3143*0.5","v":1.14025},7.2601861901791249,{"$f":"E3143*0.5","v":3.6300930950895625},{"$f":"IF(A3143<=$N$42,$O$42,IF(A3143<=$N$43,$O$43,IF(A3143<=$N$44,$O$44,IF(A3143<=$N$45,$O$45,IF(A3143<=$N$46,$O$46,IF(A3143<=$N$47,$O$47,IF(A3143<=$N$48,$O$48,IF(A3143<=$N$49,$O$49,IF(A3143<=$N$50,$O$50,IF(A3143<=$N$51,$O$51,IF(A3143<=$N$52,$O$52,IF(A3143<=$N$53,$O$53))))))))))))","v":6.1609040079714799},{"$f":"I3143*8760","v":1569.0000000000443},0.17910958904110094,8.3171394088326949]
[66,1573,2.0600999999999998,1.0300499999999999,6.5585220655066934,3.2792610327533467,6.1609040079714799,1573.0000000000443,0.17956621004566717,8.3091804237524727]
[66,1577.5,2.9030999999999998,1.4515499999999999,9.2422918345577791,4.6211459172788896,6.1609040079714799,1577.5000000000446,0.18007990867580417,8.2989929228497878]
[66,1580,2.9557000000000002,1.4778500000000001,9.4097488806456653,4.7048744403228326,6.1609040079714799,1580.0000000000446,0.18036529680365807,8.2954909694144909]
[67,1586,0.50160000000000005,0.25080000000000002,1.5968907664958778,0.7984453832479389,6.1609040079714799,1586.0000000000448,0.18105022831050741,8.2872136249310593]
[67,1588.5,1.4715,0.73575000000000002,4.6846586182190668,2.3423293091095334,6.1609040079714799,1588.500000000045,0.1813356164383613,8.2833933120925529]
[67,1594.5,1.9428000000000001,0.97140000000000004,6.1850864855426462,3.0925432427713231,6.1609040079714799,1594.5000000000452,0.18202054794521064,8.2677937013353162]
[67,1595,1.8827,0.94135000000000002,5.9937524842140926,2.9968762421070463,6.1609040079714799,1595.0000000000452,0.18207762557078142,8.2677937013353162]
[67,1602,2.8957999999999999,1.4479,9.2190515981235297,4.6095257990617649,6.1609040079714799,1602.0000000000455,{"$f":"1/17520+I3208","v":0.18287671232877231},8.2572878410294219]
[67,1603.5,2.7239,1.36195,8.6717917840074179,4.335895892003709,6.1609040079714799,1603.5000000000455,0.18304794520548465,8.2560144034165859]
[67,1607,1.4874000000000001,0.74370000000000003,4.7352777633292833,2.3676388816646416,6.1609040079714799,1607.0000000000457,0.1834474885844801,8.2512390123684529]
[68,1612,0.43109999999999998,0.21554999999999999,1.3724473872335983,0.68622369361679914,6.1609040079714799,1612.0000000000457,0.18401826484018788,8.2435983866914384]
[68,1614,1.3264,0.66320000000000001,4.2227191241629427,2.1113595620814714,6.1609040079714799,1614.0000000000459,0.18424657534247099,8.239778073852932]
[68,1620.5,1.5189999999999999,0.75949999999999995,4.8358793347432973,2.4179396673716487,6.1609040079714799,1620.5000000000462,0.18498858447489111,8.2260886195149485]
[68,1624.5,2.1198999999999999,1.0599499999999999,6.7489009886256195,3.3744504943128097,6.1609040079714799,1624.5000000000462,0.18544520547945734,8.2194030720475606]
[68,1625,2.427,1.2135,7.7265827158801734,3.8632913579400867,6.1609040079714799,1625.0000000000464,0.18550228310502812,8.2178112750315169]
[68,1631.5,1.2144999999999999,0.60724999999999996,3.8664749519721755,1.9332374759860878,6.1609040079714799,1631.5000000000466,0.18624429223744823,8.2069870553224149]
[69,1633.5,0.64539999999999997,0.32269999999999999,2.0546915883102859,1.0273457941551429,6.1609040079714799,1633.5000000000466,0.18647260273973135,8.2066686959192054]
[69,1636.5,1.4672000000000001,0.73360000000000003,4.6709691638810842,2.3354845819405421,6.1609040079714799,1636.5000000000466,0.18681506849315602,8.2012565860646536]
[69,1642,2.2452999999999999,1.1226499999999999,7.1481236802495891,3.5740618401247946,6.1609040079714799,1642.0000000000468,0.18744292237443458,8.1932976009844314]
[69,1647,2.5076999999999998,1.2538499999999999,7.9834987542697613,3.9917493771348806,6.1609040079714799,1647.0000000000471,0.18801369863014236,8.1815183030657028]
[69,1650.5,2.8759000000000001,1.4379500000000001,9.1556980768849581,4.577849038442479,6.1609040079714799,1650.5000000000473,0.18841324200913781,8.1757878338079415]
[69,1654,3.0367999999999999,1.5184,9.6679383566480883,4.8339691783240442,6.1609040079714799,1654.0000000000473,0.18881278538813326,8.1697390051469725]
[69,1655,1.4694,0.73470000000000002,4.6779730707516798,2.3389865353758399,6.1609040079714799,1655.0000000000473,0.18892694063927482,8.1681472081309288]
[70,1661,1.8989,0.94945000000000002,6.0453267075339356,3.0226633537669678,6.1609040079714799,1661.0000000000475,0.18961187214612416,8.162098379469958]
[70,1663.5,2.1997,1.09985,7.0029517923863276,3.5014758961931638,6.1609040079714799,1663.5000000000477,0.18989726027397805,8.156049550808989]
[70,1669.5,2.6408,1.3204,8.4072351199408164,4.2036175599704082,6.1609040079714799,1669.500000000048,0.19058219178082739,8.1464987687127213]
[70,1672,2.4841000000000002,1.2420500000000001,7.9083659351124602,3.9541829675562301,6.1609040079714799,1672.000000000048,0.19086757990868128,8.1423600964710054]
[70,1676.5,3.1541000000000001,1.5770500000000001,10.041373936612137,5.0206869683060686,6.1609040079714799,1676.5000000000482,0.19138127853881828,8.1299440797458598]
[71,1680.5,0.77110000000000001,0.38555,2.4548693581438821,1.227434679071941,6.1609040079714799,1680.5000000000482,0.19183789954338451,8.125168688697725]
[71,1683.5,0.41599999999999998,0.20799999999999999,1.3243751173490532,0.66218755867452661,6.1609040079714799,1683.5000000000484,0.19218036529680918,8.114344468988623]
[71,1685,1.9562999999999999,0.97814999999999996,6.2280650049758481,3.1140325024879241,6.1609040079714799,1685.0000000000484,0.19235159817352152,8.113071031375787]
[71,1690.5,2.1278000000000001,1.0639000000000001,6.7740513814791239,3.3870256907395619,6.1609040079714799,1690.5000000000487,0.19297945205480008,8.1035202492795193]
[71,1693.5,1.9088000000000001,0.95440000000000003,6.0768442884516176,3.0384221442258088,6.1609040079714799,1693.5000000000489,0.19332191780822475,8.0996999364410129]
[71,1697.5,3.0428000000000002,1.5214000000000001,9.6870399208406237,4.8435199604203119,6.1609040079714799,1697.5000000000489,0.19377853881279097,8.0891940761351186]
[71,1702,3.1751,1.58755,10.108229411286008,5.0541147056430038,6.1609040079714799,1702.0000000000491,0.19429223744292798,8.0876022791190749]
[72,1706,0.52070000000000005,0.26035000000000003,1.6576974125087791,0.82884870625438956,6.1609040079714799,1706.0000000000493,0.19474885844749421,8.0799616534420604]
[72,1710.5,2.1581999999999999,1.0790999999999999,6.8708326400546316,3.4354163200273158,6.1609040079714799,1710.5000000000493,0.19526255707763121,8.0726393871682554]
[72,1713,2.6850999999999998,1.3425499999999999,8.5482683355623621,4.274134167781181,6.1609040079714799,1713.0000000000496,0.1955479452054851,8.0691374337329584]
[72,1715,1.9455,0.97275,6.1936821894292864,3.0968410947146432,6.1609040079714799,1715.0000000000496,0.19577625570776822,8.0649987614912426]
[72,1720,2.4074,1.2037,7.6641842728512275,3.8320921364256137,6.1609040079714799,1720.0000000000498,0.196347031963476,8.0579948546206452]
[72,1723.5,3.3740000000000001,1.6870000000000001,10.741446264268523,5.3707231321342617,6.1609040079714799,1723.5000000000498,0.19674657534247145,8.0532194635725123]
[72,1727,1.3964000000000001,0.69820000000000004,4.4455707064091783,2.2227853532045891,6.1609040079714799,1727.00000000005,0.1971461187214669,8.0465339161051244]
[73,1732,0.42959999999999998,0.21479999999999999,1.3676719961854646,0.68383599809273232,6.1609040079714799,1732.0000000000502,0.19771689497717468,8.0398483686377382]
[73,1735.5,2.2559999999999998,1.1279999999999999,7.1821881363929423,3.5910940681964711,6.1609040079714799,1735.5000000000502,0.19811643835617013,8.0312526647510971]
[73,1740.5,1.4278,0.71389999999999998,4.5455355590167743,2.2727677795083872,6.1609040079714799,1740.5000000000505,0.19868721461187791,8.0204284450419951]
[73,1742.5,1.2128000000000001,0.60640000000000005,3.861062842117625,1.9305314210588125,6.1609040079714799,1742.5000000000505,0.19891552511416102,8.0172448510099059]
[73,1745,1.982,0.99099999999999999,6.3098833716005371,3.1549416858002686,6.1609040079714799,1745.0000000000507,0.19920091324201492,8.0143796163810244]
[73,1749.5,2.5358000000000001,1.2679,8.0729577465714648,4.0364788732857324,6.1609040079714799,1749.5000000000509,0.19971461187215192,8.0070573501072211]
[74,1754,0.51249999999999996,0.25624999999999998,1.6315919414456483,0.81579597072282417,6.1609040079714799,1754.0000000000509,0.20022831050228893,7.9994167244302075]
[74,1758,1.5953999999999999,0.79769999999999996,5.0791059187949026,2.5395529593974513,6.1609040079714799,1758.0000000000512,0.20068493150685515,7.9943229739788642]
[{"$f":"INT(B3527/24)+1","v":74},1761,2.0865,{"$f":"C3527*0.5","v":1.04325},6.642568947953845,{"$f":"E3527*0.5","v":3.3212844739769225},{"$f":"IF(A3527<=$N$42,$O$42,IF(A3527<=$N$43,$O$43,IF(A3527<=$N$44,$O$44,IF(A3527<=$N$45,$O$45,IF(A3527<=$N$46,$O$46,IF(A3527<=$N$47,$O$47,IF(A3527<=$N$48,$O$48,IF(A3527<=$N$49,$O$49,IF(A3527<=$N$50,$O$50,IF(A3527<=$N$51,$O$51,IF(A3527<=$N$52,$O$52,IF(A3527<=$N$53,$O$53))))))))))))","v":6.1609040079714799},{"$f":"I3527*8760","v":1761.0000000000512},0.20102739726027982,7.9892292235275217]
[74,1766.5,1.5283,0.76415,4.8654867592417261,2.4327433796208631,6.1609040079714799,1766.5000000000514,0.20165525114155838,7.9812702384472995]
[74,1768,1.8159000000000001,0.90795000000000003,5.7810884028705427,2.8905442014352714,6.1609040079714799,1768.0000000000514,0.20182648401827072,7.9793600820280464]
[74,1775,1.5679000000000001,0.78395000000000004,4.9915570829124531,2.4957785414562266,6.1609040079714799,1775.0000000000518,0.20262557077626162,7.9710827375446147]
[75,1778.5,0.47189999999999999,0.23594999999999999,1.5023380237428323,0.75116901187141616,6.1609040079714799,1778.5000000000518,0.20302511415525706,7.966944065302898]
[75,1779.5,0.43090000000000001,0.21545,1.3718106684271805,0.68590533421359023,6.1609040079714799,1779.5000000000518,0.20313926940639862,7.9659889870932723]
[75,1783.5,2.5404,1.2702,8.0876022791190749,4.0438011395595375,6.1609040079714799,1783.5000000000521,0.20359589041096485,7.9580300020130483]
[75,1788,1.9374,0.96870000000000001,6.1678950777693649,3.0839475388846824,6.1609040079714799,1788.0000000000523,0.20410958904110185,7.9519811733520793]
[75,1790.5,1.5810999999999999,0.79054999999999997,5.0335805241360285,2.5167902620680143,6.1609040079714799,1790.5000000000523,0.20439497716895574,7.9449772664814837]
[75,1796.5,2.8653,1.43265,9.1219519801448126,4.5609759900724063,6.1609040079714799,1796.5000000000525,0.20507990867580508,7.9335163279659628]
[76,1801,0.74439999999999995,0.37219999999999998,2.3698673974871038,1.1849336987435519,6.1609040079714799,1801.0000000000528,0.20559360730594209,7.9309694527402925]
[76,1805,1.9180999999999999,0.95904999999999996,6.1064517129500455,3.0532258564750228,6.1609040079714799,1805.0000000000528,0.20605022831050832,7.9252389834825312]
[76,1808,2.1749000000000001,1.08745,6.9239986603905193,3.4619993301952596,6.1609040079714799,1808.000000000053,0.20639269406393299,7.9188717954183536]
[76,1809.5,2.1454,1.0727,6.8300826364438914,3.4150413182219457,6.1609040079714799,1809.500000000053,0.20656392694064532,7.9163249201926824]
[76,1813,2.5110999999999999,1.2555499999999999,7.9943229739788642,3.9971614869894321,6.1609040079714799,1813.0000000000532,0.20696347031964077,7.9083659351124602]
[76,1818,2.4796999999999998,1.2398499999999999,7.8943581213712672,3.9471790606856336,6.1609040079714799,1818.0000000000532,0.20753424657534855,7.8943581213712672]
[76,1823.5,1.1929000000000001,0.59645000000000004,3.797709320879052,1.898854660439526,6.1609040079714799,1823.5000000000534,0.20816210045662711,7.8863991362910442]
[77,1826.5,0.54210000000000003,0.27105000000000001,1.725826324795485,0.86291316239774252,6.1609040079714799,1826.5000000000537,0.20850456621005178,7.8816237452429103]
[77,1830.5,1.6657,0.83284999999999998,5.3029125792507639,2.6514562896253819,6.1609040079714799,1830.5000000000537,0.20896118721461801,7.8743014789691061]
[77,1835,2.4792000000000001,1.2396,7.8927663243552235,3.9463831621776118,6.1609040079714799,1835.0000000000539,0.20947488584475502,7.8692077285177637]
[77,1837.5,2.4133,1.20665,7.6829674776405534,3.8414837388202767,6.1609040079714799,1837.5000000000541,0.20976027397260891,7.8660241344856754]
[77,1839.5,2.1358000000000001,1.0679000000000001,6.7995201337358369,3.3997600668679184,6.1609040079714799,1839.5000000000541,0.20998858447489202,7.8634772592600042]
[77,1846,3.1741000000000001,1.5870500000000001,10.105045817253918,5.0525229086269592,6.1609040079714799,1846.0000000000543,0.21073059360731214,7.8574284305990352]
[78,1848,1.0368999999999999,0.51844999999999997,3.3010686518731567,1.6505343259365783,6.1609040079714799,1848.0000000000543,0.21095890410959525,7.8542448365669451]
[78,1853,1.7113,0.85565000000000002,5.4480844671140263,2.7240422335570131,6.1609040079714799,1853.0000000000546,0.21152968036530304,7.847559289099558]
[78,1856.5,1.9418,0.97089999999999999,{"$f":"C3718*$E$2","v":6.1819028915105569},3.0909514457552785,6.1609040079714799,1856.5000000000548,0.21192922374429848,7.8437389762610517]
[78,1860,1.5117,0.75585000000000002,4.8126390983090479,2.406319549154524,6.1609040079714799,1860.0000000000548,0.21232876712329393,7.8376901476000818]
[78,1865,2.3567999999999998,1.1783999999999999,7.5030944148275198,3.7515472074137599,6.1609040079714799,1865.000000000055,0.21289954337900172,7.8262292090845618]
[78,1867,2.6797,1.33985,8.5310769277890817,4.2655384638945408,6.1609040079714799,1867.000000000055,0.21312785388128483,7.8233639744556811]
[78,1869.5,2.8885999999999998,1.4442999999999999,9.1961297210924879,4.598064860546244,6.1609040079714799,1869.5000000000553,0.21341324200913872,7.8201803804235919]
[79,1875.5,0.42749999999999999,0.21375,1.3609864487180776,0.68049322435903881,6.1609040079714799,1875.5000000000555,0.21409817351598806,7.8115846765369517]
[79,1878,1.9664999999999999,0.98324999999999996,6.2605376641031567,3.1302688320515784,6.1609040079714799,1878.0000000000555,0.21438356164384195,7.809356160714489]
[79,1882.5,1.5834999999999999,0.79174999999999995,5.0412211498130421,2.5206105749065211,6.1609040079714799,1882.5000000000557,0.21489726027397896,7.802670613247102]
[79,1886.5,1.2810999999999999,0.64054999999999995,4.0785023145093078,2.0392511572546539,6.1609040079714799,1886.5000000000557,0.21535388127854518,7.7991686598118051]
[79,1889.5,2.3300999999999998,1.1650499999999999,7.4180924541707425,3.7090462270853712,6.1609040079714799,1889.5000000000559,0.21569634703196985,7.7928014717476266]
[79,1895,1.5238,0.76190000000000002,4.8511605860973255,2.4255802930486627,6.1609040079714799,1895.0000000000562,0.21632420091324842,7.786434283683449]
[79,1895.5,1.2022999999999999,0.60114999999999996,3.8276351047806889,1.9138175523903445,6.1609040079714799,1895.5000000000562,0.21638127853881919,7.7861159242802396]
[80,1901,1.6694,0.8347,5.3146918771694942,2.6573459385847471,6.1609040079714799,1901.0000000000564,0.21700913242009776,7.7787936580064345]
[80,1904,2.4832000000000001,1.2416,7.9055007004835796,3.9527503502417898,6.1609040079714799,1904.0000000000564,0.21735159817352243,7.7756100639743462]
[80,1908,1.508,0.754,4.8008598003903185,2.4004299001951592,6.1609040079714799,1908.0000000000566,0.21780821917808865,7.7698795947165848]
[80,1912.5,1.2036,0.6018,3.8317737770224052,1.9158868885112026,6.1609040079714799,1912.5000000000568,0.21832191780822566,7.7609655314267361]
[80,1915,2.0487000000000002,1.0243500000000001,6.5222290935408793,3.2611145467704397,6.1609040079714799,1915.0000000000568,0.21860730593607955,7.7536432651529319]
[{"$f":"INT(B3847/24)+1","v":81},1921,0.6371,{"$f":"C3847*0.5","v":0.31855},2.0282677578439468,{"$f":"E3847*0.5","v":1.0141338789219734},{"$f":"IF(A3847<=$N$42,$O$42,IF(A3847<=$N$43,$O$43,IF(A3847<=$N$44,$O$44,IF(A3847<=$N$45,$O$45,IF(A3847<=$N$46,$O$46,IF(A3847<=$N$47,$O$47,IF(A3847<=$N$48,$O$48,IF(A3847<=$N$49,$O$49,IF(A3847<=$N$50,$O$50,IF(A3847<=$N$51,$O$51,IF(A3847<=$N$52,$O$52,IF(A3847<=$N$53,$O$53))))))))))))","v":6.1609040079714799},{"$f":"I3847*8760","v":1921.0000000000571},0.21929223744292889,7.7460026394759174]
[81,1923.5,0.44550000000000001,0.22275,1.4182911412956809,0.70914557064784045,6.1609040079714799,1923.5000000000571,0.21957762557078278,7.739635451411738]
[81,1925.5,2.0668000000000002,1.0334000000000001,6.5798521455216914,3.2899260727608457,6.1609040079714799,1925.5000000000573,0.21980593607306589,7.7367702167828591]
[81,1930.5,1.7627999999999999,0.88139999999999996,5.6120395597666128,2.8060197798833064,6.1609040079714799,1930.5000000000575,0.22037671232877368,7.7272194346865914]
[81,1934,1.5550999999999999,0.77754999999999996,4.9508070793017129,2.4754035396508565,6.1609040079714799,1934.0000000000575,0.22077625570776913,7.7240358406545031]
[81,1937.5,2.4529999999999998,1.2264999999999999,7.809356160714489,3.9046780803572445,6.1609040079714799,1937.5000000000578,0.22117579908676457,7.7198971684127864]
[81,1942.5,2.6747999999999998,1.3373999999999999,8.515477317031845,4.2577386585159225,6.1609040079714799,1942.5000000000578,0.22174657534247236,7.7103463863165196]
[82,1944.5,0.85780000000000001,0.4289,2.7308869607260045,1.3654434803630022,6.1609040079714799,1944.500000000058,0.22197488584475547,7.709391308106893]
[82,1951,2.2385999999999999,1.1193,7.1267936002345929,3.5633968001172964,6.1609040079714799,1951.0000000000582,0.22271689497717559,7.7004772448170433]
[82,1955,1.7461,0.87304999999999999,5.558873539430726,2.779436769715363,6.1609040079714799,1955.0000000000582,0.22317351598174182,7.6963385725753275]
[82,1955.5,1.6443000000000001,0.82215000000000005,5.2347836669640584,2.6173918334820292,6.1609040079714799,1955.5000000000584,0.22323059360731259,7.6960202131721189]
[82,1960,1.7834000000000001,0.89170000000000005,5.677621596827648,2.838810798413824,6.1609040079714799,1960.0000000000584,0.2237442922374496,7.6902897439143585]
[82,1964,3.0627,1.53135,9.7503934420791953,4.8751967210395977,6.1609040079714799,1964.0000000000587,0.22420091324201583,7.6855143528662246]
[82,1967,1.524,0.76200000000000001,4.8517973049037435,2.4258986524518718,6.1609040079714799,1967.0000000000587,0.2245433789954405,7.6829674776405534]
[83,1972.5,2.1381999999999999,1.0690999999999999,6.8071607594128496,3.4035803797064248,6.1609040079714799,1972.5000000000589,0.22517123287671906,7.6775553677860016]
[83,1977.5,1.9851000000000001,0.99255000000000004,6.3197525131000134,3.1598762565500067,6.1609040079714799,1977.5000000000591,0.22574200913242684,7.6743717737539132]
[83,1981,2.42,1.21,7.7042975576555497,3.8521487788277748,6.1609040079714799,1981.0000000000593,0.22614155251142229,7.6711881797218249]
[83,1984.5,2.2496,1.1248,{"$f":"C3974*$E$2","v":7.1618131345875726},3.5809065672937863,6.1609040079714799,1984.5000000000593,0.22654109589041774,7.666412788673691]
[83,1985.5,2.3441999999999998,1.1720999999999999,7.4629811300231985,3.7314905650115993,6.1609040079714799,1985.5000000000593,0.22665525114155929,7.665776069867273]
[83,1989.5,2.7050999999999998,1.3525499999999999,8.6119402162041432,4.3059701081020716,6.1609040079714799,1989.5000000000596,0.22711187214612552,7.6613190382223477]
[84,1994,0.5726,0.2863,1.8229259427742017,0.91146297138710086,6.1609040079714799,1994.0000000000598,0.22762557077626253,7.6555885689645873]
[84,2000,1.9533,0.97665000000000002,6.2185142228795813,3.1092571114397907,6.1609040079714799,2000.00000000006,0.22831050228311187,7.6482663026907831]
[84,2002.5,2.2574000000000001,1.1287,7.1866451680378676,3.5933225840189338,6.1609040079714799,2002.50000000006,0.22859589041096576,7.6441276304490664]
[84,2007,1.7139,0.85694999999999999,5.4563618115974579,2.728180905798729,6.1609040079714799,2007.0000000000603,0.22910958904110276,7.6364870047720528]
[84,2011,2.6135999999999999,1.3068,8.3206413622679936,4.1603206811339968,6.1609040079714799,2011.0000000000603,0.22956621004566899,7.6304381761110829]
[84,2014,2.9034,1.4517,9.2432469127674075,4.6216234563837038,6.1609040079714799,2014.0000000000605,0.22990867579909366,7.6259811444661594]
[84,2015.5,1.1993,0.59965000000000002,3.8180843226844221,1.9090421613422111,6.1609040079714799,2015.5000000000605,0.23007990867580599,7.6240709880469053]
[85,2022.5,1.7134,0.85670000000000002,5.4547700145814133,2.7273850072907067,6.1609040079714799,2022.5000000000607,0.23087899543379689,7.6129284089345948]
[85,2024,2.4308000000000001,1.2154,7.7386803732021123,3.8693401866010562,6.1609040079714799,2024.0000000000607,0.23105022831050923,7.6106998931121321]
[85,2029.5,2.3856000000000002,1.1928000000000001,7.5947819229516869,3.7973909614758434,6.1609040079714799,2029.5000000000609,0.23167808219178779,7.5995573139998207]
[85,2032.5,2.2852999999999999,1.1426499999999999,7.2754674415331522,3.6377337207665761,6.1609040079714799,2032.5000000000612,0.23202054794521246,7.5951002823548945]
[85,2036.5,3.1459999999999999,1.573,10.015586824952216,5.0077934124761079,6.1609040079714799,2036.5000000000612,0.23247716894977868,7.5912799695163882]
[86,2041,0.65400000000000003,0.32700000000000001,2.082070496986252,1.041035248493126,6.1609040079714799,2041.0000000000614,0.23299086757991569,7.5871412972746723]
[86,2043.5,0.42580000000000001,0.21290000000000001,1.3555743388635262,0.67778716943176309,6.1609040079714799,2043.5000000000616,0.23327625570776958,7.5823659062265385]
[86,2045.5,1.9153,0.95765,6.0975376496601967,3.0487688248300984,6.1609040079714799,2045.5000000000616,0.23350456621005269,7.5814108280169128]
[86,2050,2.2509999999999999,1.1254999999999999,7.166270166232497,3.5831350831162485,6.1609040079714799,2050.0000000000618,{"$f":"1/17520+I4104","v":0.2340182648401897},7.5769537963719866]
[86,2055,1.8567,0.92835000000000001,5.910979039379777,2.9554895196898885,6.1609040079714799,2055.0000000000618,0.23458904109589748,7.5686764518885568]
[86,2058.5,3.2519,1.62595,10.352729432950447,5.1763647164752236,6.1609040079714799,2058.5000000000623,0.23498858447489293,7.5658112172596761]
[86,2062,3.2292999999999998,1.6146499999999999,10.280780207825234,5.1403901039126172,6.1609040079714799,2062.0000000000623,0.23538812785388838,7.5626276232275869]
[87,2067,0.44080000000000003,0.22040000000000001,1.4033282493448622,0.70166412467243111,6.1609040079714799,2067.0000000000623,0.23595890410959616,7.5546686381473647]
[87,2070.5,2.2401,1.12005,7.1315689912827267,3.5657844956413633,6.1609040079714799,2070.5000000000623,0.23635844748859161,7.5502116065024394]
[87,2075.5,1.9811000000000001,0.99055000000000004,6.3070181369716574,3.1535090684858287,6.1609040079714799,2075.5000000000628,0.23692922374429939,7.5441627778414695]
[87,2077.5,1.9056,0.95279999999999998,6.0666567875489319,3.0333283937744659,6.1609040079714799,2077.5000000000628,0.23715753424658251,7.5409791838093811]
[87,2080,2.3513999999999999,1.1757,7.4859030070542394,3.7429515035271197,6.1609040079714799,2080.0000000000628,0.2374429223744364,7.5365221521644568]
[87,2084.5,3.4116,1.7058,10.861149399875073,5.4305746999375364,6.1609040079714799,2084.5000000000632,0.2379566210045734,7.5276080888746071]
[88,2088.5,0.83440000000000003,0.41720000000000002,2.6563908603751205,1.3281954301875603,6.1609040079714799,2088.5000000000632,0.23841324200913963,7.5231510572296827]
[88,2091.5,0.4229,0.21145,1.3463419161704679,0.67317095808523397,6.1609040079714799,2091.5000000000632,0.2387557077625643,7.519649103794384]
[88,2097,2.4990000000000001,1.2495000000000001,7.9558014861905875,3.9779007430952937,6.1609040079714799,2097.0000000000637,0.23938356164384286,7.513600275133415]
[88,2100,2.0735000000000001,1.0367500000000001,6.6011822255366877,3.3005911127683438,6.1609040079714799,2100.0000000000637,0.23972602739726753,7.5104166811013267]
[88,2105.5,2.7667999999999999,1.3834,8.8083679679840401,4.40418398399202,6.1609040079714799,2105.5000000000637,0.24035388127854609,7.5040494930371473]
[88,2107,2.984,1.492,9.499844591753785,4.7499222958768925,6.1609040079714799,2107.0000000000637,0.24052511415525843,7.5027760554243121]
[88,2110,3.2534000000000001,1.6267,10.357504823998582,5.1787524119992909,6.1609040079714799,2110.0000000000641,0.2408675799086831,7.4989557425858058]
[89,2114,0.49840000000000001,0.2492,1.5867032655931927,0.79335163279659637,6.1609040079714799,2114.0000000000641,{"$f":"1/17520+I4232","v":0.24132420091324933},7.4897233198927466]
[89,2118.5,2.4550999999999998,1.2275499999999999,7.816041708181876,3.908020854090938,6.1609040079714799,2118.5000000000641,0.24183789954338633,7.4846295694414042]
[89,2121,2.4912999999999998,1.2456499999999999,7.9312878121435002,3.9656439060717501,6.1609040079714799,2121.0000000000646,0.24212328767124022,7.482719413022151]
[89,2127,1.7404999999999999,0.87024999999999997,5.5410454128510267,2.7705227064255133,6.1609040079714799,2127.0000000000646,0.24280821917808956,7.4769889437643897]
[89,2129.5,2.702,1.351,8.6020710747046678,4.3010355373523339,6.1609040079714799,2129.5000000000646,0.24309360730594345,7.4741237091355108]
[89,2135.5,1.1892,0.59460000000000002,3.7859300229603225,1.8929650114801613,6.1609040079714799,2135.500000000065,0.24377853881279279,7.4683932398777495]
[90,2136.5,0.92449999999999999,0.46224999999999999,2.9432326826663453,1.4716163413331727,6.1609040079714799,2136.500000000065,0.24389269406393435,7.4661647240552886]
[90,2140,0.48720000000000002,0.24360000000000001,1.5510470124337952,0.77552350621689758,6.1609040079714799,2140.000000000065,0.2442922374429298,7.4607526142007368]
[90,2143.5,2.4849999999999999,1.2424999999999999,7.9112311697413391,3.9556155848706696,6.1609040079714799,2143.500000000065,0.24469178082192525,7.4550221449429754]
[90,2148.5,2.8548,1.4274,9.0885242428078783,4.5442621214039391,6.1609040079714799,2148.5000000000655,0.24526255707763303,7.444516284637082]
[90,2154,3.1776,1.5888,10.11618839636623,5.0580941981831149,6.1609040079714799,2154.0000000000655,0.24589041095891159,7.4365572995568598]
[90,2157,3.8001,1.90005,12.097975681341676,6.0489878406708382,6.1609040079714799,2157.0000000000655,0.24623287671233626,7.4336920649279792]
[91,2161,0.70909999999999995,0.35454999999999998,2.2574865281543595,1.1287432640771797,5.7863716213833776,2161.0000000000659,0.24668949771690249,7.4298717520894728]
[91,2165.5,2.6779999999999999,1.339,8.5256648179345298,4.2628324089672649,5.7863716213833776,2165.5000000000659,0.24720319634703949,7.425096361041339]
[91,2166,2.7404999999999999,1.37025,8.724639444940097,4.3623197224700485,5.7863716213833776,2166.0000000000659,0.24726027397261027,7.4247780016381295]
[91,2170,2.8323999999999998,1.4161999999999999,9.0172117364890827,4.5086058682445413,5.7863716213833776,2170.0000000000659,0.2477168949771765,7.4212760482028326]
[91,2176.5,2.3687,1.18435,{"$f":"C4358*$E$2","v":7.5409791838093811},3.7704895919046906,5.7863716213833776,2176.5000000000664,0.24845890410959662,7.4120436255097726]
[91,2178.5,2.7677999999999998,1.3838999999999999,8.8115515620161275,4.4057757810080638,5.7863716213833776,2178.5000000000664,0.24868721461187973,7.4101334690905194]
[91,2183.5,1.2851999999999999,0.64259999999999995,4.0915550500408733,2.0457775250204366,5.7863716213833776,2183.5000000000668,0.24925799086758751,7.4044029998327598]
[92,2187,0.44350000000000001,0.22175,1.4119239532315027,0.70596197661575133,5.7863716213833776,2187.0000000000668,0.24965753424658296,7.4005826869942535]
[92,2190.5,1.8645,0.93225000000000002,5.9358110728300719,2.967905536415036,5.7863716213833776,2190.5000000000668,0.25005707762557838,7.3973990929621634]
[92,2195.5,1.7010000000000001,0.85050000000000003,5.4152934485835091,2.7076467242917546,5.7863716213833776,2195.5000000000668,0.25062785388128617,7.3907135454947763]
[92,2196,1.7007000000000001,0.85035000000000005,5.4143383703738825,2.7071691851869413,5.7863716213833776,2196.0000000000668,0.25068493150685695,7.3907135454947763]
[92,2202,2.3628,1.1814,7.5221959790200552,3.7610979895100276,5.7863716213833776,2202.0000000000668,0.25136986301370629,7.3865748732530605]
[92,2204.5,2.5323000000000002,1.2661500000000001,8.0618151674591534,4.0309075837295767,5.7863716213833776,2204.5000000000673,0.25165525114156018,7.3779791693664203]
[93,2210.5,0.4904,0.2452,1.56123451333648,0.78061725666824,5.7863716213833776,2210.5000000000673,0.25234018264840952,7.3706569030926152]
[93,2213,1.9075,0.95374999999999999,6.0727056162099018,3.0363528081049509,5.7863716213833776,2213.0000000000673,0.25262557077626341,7.3652447932380642]
[93,2217.5,1.8566,0.92830000000000001,5.9106606799765684,2.9553303399882842,5.7863716213833776,2217.5000000000678,0.25313926940640041,7.3604694021899304]
[93,2221.5,1.6556999999999999,0.82784999999999997,5.2710766389298733,2.6355383194649367,5.7863716213833776,2221.5000000000678,0.25359589041096664,7.356649089351424]
[93,2224.5,1.9258999999999999,0.96294999999999997,6.1312837464003405,3.0656418732001702,5.7863716213833776,2224.5000000000678,0.25393835616439131,7.3512369794968722]
[93,2226,2.327,1.1635,7.4082233126712662,3.7041116563356331,5.7863716213833776,2226.0000000000678,0.25410958904110365,7.3474166666583658]
[93,2231.5,1.2863,0.64315,4.0950570034761711,2.0475285017380855,5.7863716213833776,2231.5000000000682,0.25473744292238221,7.3375475251588895]
[94,2234.5,0.47189999999999999,0.23594999999999999,1.5023380237428323,0.75116901187141616,5.7863716213833776,2234.5000000000682,0.25507990867580688,7.3343639311267994]
[94,2238.5,1.7231000000000001,0.86155000000000004,5.4856508766926773,2.7428254383463386,5.7863716213833776,2238.5000000000682,0.2555365296803731,7.330543618288293]
[94,2243,1.3946000000000001,0.69730000000000003,4.4398402371514178,2.2199201185757089,5.7863716213833776,2243.0000000000687,0.25605022831051011,7.3219479144016528]
[94,2247,1.2434000000000001,0.62170000000000003,3.9584808194995502,1.9792404097497751,5.7863716213833776,2247.0000000000687,0.25650684931507634,7.3123971323053851]
[94,2251.5,2.0960000000000001,1.048,6.6728130912586918,3.3364065456293459,5.7863716213833776,2251.5000000000687,0.25702054794521334,7.3073033818540436]
[94,2254,2.4302000000000001,1.2151000000000001,7.7367702167828591,3.8683851083914296,5.7863716213833776,2254.0000000000691,0.25730593607306723,7.305074866031581]
[95,2256,0.99739999999999995,0.49869999999999998,3.1753166876056387,1.5876583438028193,5.7863716213833776,2256.0000000000691,0.25753424657535035,7.3006178343866566]
[95,2261,1.3151999999999999,0.65759999999999996,4.1870628710035449,2.0935314355017725,5.7863716213833776,2261.0000000000691,0.25810502283105813,7.2948873651288952]
[95,2264.5,1.8949,0.94745000000000001,6.0325923314055796,3.0162961657027898,5.7863716213833776,2264.5000000000691,0.25850456621005358,7.2904303334839708]
[95,2268,1.5482,0.77410000000000001,4.9288402804802987,2.4644201402401493,5.7863716213833776,2268.0000000000696,0.25890410958904903,7.2843815048230018]
[{"$f":"INT(B4551/24)+1","v":95},2273,2.1101000000000001,{"$f":"C4551*0.5","v":1.05505},6.7177017671111479,{"$f":"E4551*0.5","v":3.3588508835555739},{"$f":"IF(A4551<=$N$42,$O$42,IF(A4551<=$N$43,$O$43,IF(A4551<=$N$44,$O$44,IF(A4551<=$N$45,$O$45,IF(A4551<=$N$46,$O$46,IF(A4551<=$N$47,$O$47,IF(A4551<=$N$48,$O$48,IF(A4551<=$N$49,$O$49,IF(A4551<=$N$50,$O$50,IF(A4551<=$N$51,$O$51,IF(A4551<=$N$52,$O$52,IF(A4551<=$N$53,$O$53))))))))))))","v":5.7863716213833776},{"$f":"I4551*8760","v":2273.0000000000696},0.25947488584475681,7.2780143167588234]
[95,2276.5,2.7353000000000001,1.36765,8.7080847559732337,4.3540423779866169,5.7863716213833776,2276.5000000000696,0.25987442922375226,7.2754674415331522]
[96,2281.5,0.55840000000000001,0.2792,1.7777189075185369,0.88885945375926845,5.7863716213833776,2281.50000000007,0.26044520547946004,7.2678268158561394]
[96,2283.5,0.4229,0.21145,1.3463419161704679,0.67317095808523397,5.7863716213833776,2283.50000000007,0.26067351598174315,7.2655983000336759]
[96,2286,1.8943000000000001,0.94715000000000005,6.0306821749863264,3.0153410874931632,5.7863716213833776,2286.00000000007,0.26095890410959705,7.2605045495823344]
[96,2290.5,2.3767999999999998,1.1883999999999999,7.5667662954693018,3.7833831477346509,5.7863716213833776,2290.5000000000705,0.26147260273973405,7.254774080324573]
[96,2294.5,2.1097000000000001,1.0548500000000001,6.7164283294983118,3.3582141647491559,5.7863716213833776,2294.5000000000705,0.26192922374430028,7.2490436110668135]
[96,2297.5,2.8603000000000001,1.43015,9.1060340099843682,4.5530170049921841,5.7863716213833776,2297.5000000000705,0.26227168949772495,7.2461783764379328]
[96,2303,1.4294,0.7147,4.5506293094681167,2.2753146547340584,5.7863716213833776,2303.0000000000709,0.26289954337900351,7.2375826725512926]
[97,2306,0.55379999999999996,0.27689999999999998,1.763074374970927,0.8815371874854635,5.7863716213833776,2306.0000000000709,{"$f":"1/17520+I4616","v":0.26324200913242818},7.2340807191159948]
[97,2311.5,2.177,1.0885,6.9306842078579063,3.4653421039289531,5.7863716213833776,2311.5000000000709,0.26386986301370674,7.2286686092614429]
[97,2313,2.4163000000000001,1.2081500000000001,7.6925182597368211,3.8462591298684106,5.7863716213833776,2313.0000000000709,0.26404109589041908,7.2258033746325623]
[97,2316,2.8776999999999999,1.43885,9.1614285461427176,4.5807142730713588,5.7863716213833776,2316.0000000000714,0.26438356164384375,7.2232564994068911]
[97,2320,2.5356000000000001,1.2678,8.0723210277650477,4.0361605138825238,5.7863716213833776,2320.0000000000714,0.26484018264840997,7.2197545459715933]
[97,2324.5,3.2443,1.62215,10.328534118306571,5.1642670591532855,5.7863716213833776,2324.5000000000714,0.26535388127854698,7.2159342331330869]
[98,2330.5,0.55089999999999995,0.27544999999999997,1.7538419522778688,0.87692097613893438,5.7863716213833776,2330.5000000000719,0.26603881278539632,7.2054283728271935]
[98,2333,2.2806000000000002,1.1403000000000001,7.2605045495823344,3.6302522747911672,5.7863716213833776,2333.0000000000719,0.26632420091325021,7.204473294617566]
[98,2335.5,2.2504,1.1252,7.1643600098132438,3.5821800049066219,5.7863716213833776,2335.5000000000719,0.2666095890411041,7.2019264193918948]
[98,2341.5,2.5394999999999999,1.2697499999999999,8.0847370444901934,4.0423685222450967,5.7863716213833776,2341.5000000000723,0.26729452054795344,7.1933307155052546]
[98,2342.5,2.1589999999999998,1.0794999999999999,6.8733795152803019,3.4366897576401509,5.7863716213833776,2342.5000000000723,0.267408675799095,7.1923756372956271]
[98,2346,2.6515,1.32575,8.4412995760841696,4.2206497880420848,5.7863716213833776,2346.0000000000723,0.26780821917809045,7.1904654808763739]
[98,2350.5,3.2408000000000001,1.6204000000000001,10.31739153919426,5.1586957695971298,5.7863716213833776,2350.5000000000723,0.26832191780822745,7.1866451680378676]
[99,2354,0.49840000000000001,0.2492,1.5867032655931927,0.79335163279659637,5.7863716213833776,2354.0000000000728,0.2687214611872229,7.1821881363929423]
[99,2359,2.3111999999999999,1.1556,7.3579225269642592,3.6789612634821296,5.7863716213833776,2359.0000000000728,0.26929223744293068,7.1783678235544359]
[99,2364.5,1.8479000000000001,0.92395000000000005,5.8829634118973937,2.9414817059486968,5.7863716213833776,2364.5000000000728,0.26992009132420924,7.1707271978774223]
[99,2367.5,1.8024,0.9012,5.7381098834373407,2.8690549417186704,5.7863716213833776,2367.5000000000732,0.27026255707763391,7.1665885256357065]
[99,2371.5,2.7547000000000001,1.3773500000000001,8.7698464801957616,4.3849232400978808,5.7863716213833776,2371.5000000000732,0.27071917808220014,7.1634049316036181]
[100,2376,0.94469999999999998,0.47234999999999999,3.0075412821145449,1.5037706410572724,5.7863716213833776,2376.0000000000732,0.27123287671233715,7.158947899958692]
[100,2378.5,0.47349999999999998,0.23674999999999999,1.5074317741941747,0.75371588709708737,5.7863716213833776,2378.5000000000737,0.27151826484019104,7.1576744623458568]
[100,2380.5,1.6487000000000001,0.82435000000000003,5.2487914807052505,2.6243957403526252,5.7863716213833776,2380.5000000000737,0.27174657534247415,7.1554459465233942]
[100,2387,2.1922000000000001,1.0961000000000001,6.9790748371456601,3.4895374185728301,5.7863716213833776,2387.0000000000737,0.27248858447489427,7.1493971178624243]
[100,2389,2.3620000000000001,1.181,7.519649103794384,3.759824551897192,5.7863716213833776,2389.0000000000737,0.27271689497717738,7.1478053208463805]
[100,2394,2.6819000000000002,1.3409500000000001,8.538080834659679,4.2690404173298395,5.7863716213833776,2394.0000000000741,0.27328767123288517,7.1395279763629489]
[100,2397.5,2.8462000000000001,1.4231,9.061145334131913,4.5305726670659565,5.7863716213833776,2397.5000000000741,0.27368721461188061,7.134752585314815]
[{"$f":"INT(B4807/24)+1","v":101},2401,0.59909999999999997,{"$f":"C4807*0.5","v":0.29954999999999998},1.9072911846245619,{"$f":"E4807*0.5","v":0.95364559231228097},{"$f":"IF(A4807<=$N$42,$O$42,IF(A4807<=$N$43,$O$43,IF(A4807<=$N$44,$O$44,IF(A4807<=$N$45,$O$45,IF(A4807<=$N$46,$O$46,IF(A4807<=$N$47,$O$47,IF(A4807<=$N$48,$O$48,IF(A4807<=$N$49,$O$49,IF(A4807<=$N$50,$O$50,IF(A4807<=$N$51,$O$51,IF(A4807<=$N$52,$O$52,IF(A4807<=$N$53,$O$53))))))))))))","v":5.7863716213833776},{"$f":"I4807*8760","v":2401.0000000000741},0.27408675799087606,7.1306139130730992]
[101,2406,1.8134999999999999,0.90674999999999994,5.7734477771935291,2.8867238885967645,5.7863716213833776,2406.0000000000746,0.27465753424658385,7.1248834438153397]
[101,2408,2.6061999999999999,1.3030999999999999,8.2970827664305347,4.1485413832152673,5.7863716213833776,2408.0000000000746,0.27488584474886696,7.1236100062025036]
[101,2410.5,2.2921999999999998,1.1460999999999999,7.2974342403545664,3.6487171201772832,5.7863716213833776,2410.5000000000746,0.27517123287672085,7.1197896933639973]
[101,2415,2.1221999999999999,1.0610999999999999,6.7562232548994245,3.3781116274497123,5.7863716213833776,2415.000000000075,0.27568493150685786,7.1076920360420592]
[101,2419,2.9235000000000002,1.4617500000000001,9.3072371528123981,4.653618576406199,5.7863716213833776,2419.000000000075,0.27614155251142408,7.1006881291714619]
[101,2423.5,1.2712000000000001,0.63560000000000005,4.0469847335916267,2.0234923667958133,5.7863716213833776,2423.500000000075,0.27665525114156109,7.0936842223008671]
[102,2427.5,0.40589999999999998,0.20294999999999999,1.2922208176249537,0.64611040881247683,5.7863716213833776,2427.5000000000755,0.27711187214612731,7.0879537530431058]
[102,2430.5,1.9731000000000001,0.98655000000000004,6.2815493847149453,3.1407746923574726,5.7863716213833776,2430.5000000000755,0.27745433789955198,7.0847701590110175]
[102,2436,2.1886999999999999,1.0943499999999999,6.9679322580333478,3.4839661290166739,5.7863716213833776,2436.0000000000755,0.27808219178083055,7.0761744551243773]
[102,2437.5,2.3003,1.15015,7.3232213520144889,3.6616106760072444,5.7863716213833776,2437.5000000000755,0.27825342465754288,7.0723541422858691]
[102,2440.5,2.4649000000000001,1.23245,7.8472409296963495,3.9236204648481747,5.7863716213833776,2440.5000000000759,0.27859589041096755,7.0685338294473627]
[102,2444.5,3.1779000000000002,1.5889500000000001,10.117143474575856,5.0585717372879282,5.7863716213833776,2444.5000000000759,0.27905251141553378,7.0640767978024384]
[103,2449,0.63070000000000004,0.31535000000000002,2.0078927560385766,1.0039463780192883,5.7863716213833776,2449.0000000000759,0.27956621004567078,7.058346328544677]
[103,2453,1.7275,0.86375000000000002,5.4996586904338693,2.7498293452169347,5.7863716213833776,2453.0000000000764,0.28002283105023701,7.0491139058516197]
[103,2457.5,2.3178999999999998,1.1589499999999999,7.3792526069792554,3.6896263034896277,5.7863716213833776,2457.5000000000764,0.28053652968037401,7.0430650771906498]
[103,2460,2.0430999999999999,1.02155,6.5044009669611791,3.2522004834805895,5.7863716213833776,2460.0000000000764,0.28082191780822791,7.039563123755352]
[103,2466,2.3835000000000002,1.1917500000000001,7.5880963754842998,3.7940481877421499,5.7863716213833776,2466.0000000000769,{"$f":"1/17520+I4936","v":0.28150684931507725},7.02873890404625]
[103,2467,2.516,1.258,8.0099225847361009,4.0049612923680504,5.7863716213833776,2467.0000000000769,0.2816210045662188,7.0274654664334131]
[103,2470.5,2.7883,1.39415,8.8768152396739541,4.4384076198369771,5.7863716213833776,2470.5000000000769,0.28202054794521425,7.0223717159820715]
[104,2474,0.55920000000000003,0.27960000000000002,1.7802657827442083,0.89013289137210416,5.7863716213833776,2474.0000000000769,0.2824200913242097,7.0185514031435652]
[104,2479,1.7794000000000001,0.88970000000000005,5.664887220699292,2.832443610349646,5.7863716213833776,2479.0000000000773,0.28299086757991748,7.0096373398537146]
[104,2482.5,2.2968999999999999,1.14845,7.3123971323053851,3.6561985661526926,5.7863716213833776,2482.5000000000773,0.28339041095891293,7.0058170270152083]
[104,2487.5,1.9477,0.97384999999999999,6.200686096299882,3.100343048149941,5.7863716213833776,2487.5000000000773,0.28396118721462071,6.9994498389510298]
[104,2489.5,2.3214999999999999,1.1607499999999999,7.3907135454947763,3.6953567727473882,5.7863716213833776,2489.5000000000773,0.28418949771690383,6.997221323128568]
[105,2496,0.99239999999999995,0.49619999999999997,3.1593987174451934,1.5796993587225967,5.7863716213833776,2496.0000000000778,0.28493150684932395,6.983850228193794]
[105,2496.5,0.95679999999999998,0.47839999999999999,{"$f":"C4998*$E$2","v":3.0460627699028224},1.5230313849514112,5.7863716213833776,2496.5000000000778,0.28498858447489472,6.9835318687905845]
[105,2501,1.8327,0.91635,5.834572782609639,2.9172863913048195,5.7863716213833776,2501.0000000000778,0.28550228310503173,6.978438118339243]
[105,2505,2.5543999999999998,1.2771999999999999,8.1321725955683206,4.0660862977841603,5.7863716213833776,2505.0000000000782,0.28595890410959796,6.971752570871856]
[105,2508,2.7427000000000001,1.3713500000000001,8.7316433518106944,4.3658216759053472,5.7863716213833776,2508.0000000000782,0.28630136986302263,6.9688873362429753]
[105,2513.5,1.7299,0.86495,5.507299316110883,2.7536496580554415,5.7863716213833776,2513.5000000000782,0.28692922374430119,6.9602916323563351]
[105,2518.5,2.9106999999999998,1.4553499999999999,9.2664871492016569,4.6332435746008285,5.7863716213833776,2518.5000000000787,0.28750000000000897,6.9516959284696949]
[106,2522,0.46899999999999997,0.23449999999999999,1.4931056010497739,0.74655280052488693,5.7863716213833776,2522.0000000000787,0.28789954337900442,6.9472388968247687]
[106,2525.5,1.7144999999999999,0.85724999999999996,5.4582719680167111,2.7291359840083556,5.7863716213833776,2525.5000000000787,0.28829908675799987,6.9418267869702177]
[106,2526.5,1.7726,0.88629999999999998,5.6432387812810862,2.8216193906405431,5.7863716213833776,2526.5000000000787,0.28841324200914142,6.9399166305509645]
[106,2530.5,1.8371,0.91854999999999998,5.8485805963508311,2.9242902981754155,5.7863716213833776,2530.5000000000791,0.28886986301370765,6.934186161293205]
[106,2535,1.254,0.627,3.9922269162396944,1.9961134581198472,5.7863716213833776,2535.0000000000791,0.28938356164384466,6.9313209266643243]
[106,2541,2.8706999999999998,1.4353499999999999,9.139143387918093,4.5695716939590465,5.7863716213833776,2541.0000000000796,0.290068493150694,6.9246353791969373]
[106,2543.5,1.1693,0.58465,3.72257650172175,1.861288250860875,5.7863716213833776,2543.5000000000796,0.29035388127854789,6.921451785164848]
[107,2548,0.41660000000000003,0.20830000000000001,1.3262852737683068,0.66314263688415342,5.7863716213833776,2548.0000000000796,0.29086757990868489,6.9166763941167142]
[107,2552,2.1227999999999998,1.0613999999999999,6.7581334113186777,3.3790667056593389,5.7863716213833776,2552.0000000000796,0.29132420091325112,6.9096724872461177]
[107,2555,1.1136999999999999,0.55684999999999996,3.5455686735375975,1.7727843367687988,5.7863716213833776,2555.00000000008,0.29166666666667579,6.9061705338108199]
[107,2556.5,0.60029999999999994,0.30014999999999997,1.9111114974630687,0.95555574873153437,5.7863716213833776,2556.50000000008,0.29183789954338812,6.9042603773915667]
[107,2563.5,1.7759,0.88795000000000002,5.6537446415869805,2.8268723207934903,5.7863716213833776,2563.50000000008,0.29263698630137902,6.8943912358920905]
[107,2565,2.0985,1.04925,6.680772076338914,3.340386038169457,5.7863716213833776,2565.0000000000805,0.29280821917809136,6.8921627200696278]
[108,2570.5,0.45079999999999998,0.22539999999999999,1.4351641896657528,0.71758209483287638,5.7863716213833776,2570.5000000000805,0.29343607305936992,6.883248656779779]
[108,2573.5,1.6212,0.81059999999999999,5.161242644822801,2.5806213224114005,5.7863716213833776,2573.5000000000805,0.29377853881279459,6.8787916251348538]
[108,2577.5,1.9802,0.99009999999999998,6.3041529023427767,3.1520764511713883,5.7863716213833776,2577.5000000000809,0.29423515981736081,6.8752896716995568]
[108,2582,1.8388,0.9194,5.8539927062053829,2.9269963531026915,5.7863716213833776,2582.0000000000809,0.29474885844749782,6.871150999457841]
[108,2584.5,2.1240000000000001,1.0620000000000001,6.7619537241571859,3.3809768620785929,5.7863716213833776,2584.5000000000809,0.29503424657535171,6.869877561845005]
[108,2586.5,2.8349000000000002,1.4174500000000001,9.0251707215693067,4.5125853607846533,5.7863716213833776,2586.5000000000809,0.29526255707763482,6.8679674054257518]
[{"$f":"INT(B5191/24)+1","v":109},2593,0.62960000000000005,{"$f":"C5191*0.5","v":0.31480000000000002},2.0043908026032788,{"$f":"E5191*0.5","v":1.0021954013016394},{"$f":"IF(A5191<=$N$42,$O$42,IF(A5191<=$N$43,$O$43,IF(A5191<=$N$44,$O$44,IF(A5191<=$N$45,$O$45,IF(A5191<=$N$46,$O$46,IF(A5191<=$N$47,$O$47,IF(A5191<=$N$48,$O$48,IF(A5191<=$N$49,$O$49,IF(A5191<=$N$50,$O$50,IF(A5191<=$N$51,$O$51,IF(A5191<=$N$52,$O$52,IF(A5191<=$N$53,$O$53))))))))))))","v":5.7863716213833776},{"$f":"I5191*8760","v":2593.0000000000814},0.29600456621005494,6.8568248263134395]
[109,2595,0.4466,0.2233,1.4217930947309787,0.71089654736548935,5.7863716213833776,2595.0000000000814,0.29623287671233806,6.8488658412332173]
[109,2600,2.4264999999999999,1.2132499999999999,7.7249909188641288,3.8624954594320644,5.7863716213833776,2600.0000000000814,0.29680365296804584,6.8450455283947109]
[109,2603.5,1.3607,0.68035000000000001,4.3319163994635979,2.1659581997317989,5.7863716213833776,2603.5000000000819,0.29720319634704129,6.839633418540159]
[109,2607,1.1016999999999999,0.55084999999999995,3.5073655451525285,1.7536827725762643,5.7863716213833776,2607.0000000000819,0.29760273972603674,6.8358131057016527]
[109,2612,2.0030000000000001,1.0015000000000001,6.3767388462744083,3.1883694231372042,5.7863716213833776,2612.0000000000819,0.29817351598174452,6.8300826364438914]
[109,2614,2.3351999999999999,1.1676,7.4343287837343972,3.7171643918671986,5.7863716213833776,2614.0000000000819,0.29840182648402763,6.8272174018150107]
[110,2616.5,0.76070000000000004,0.38035000000000002,2.4217599802101559,1.210879990105078,5.7863716213833776,2616.5000000000823,0.29868721461188152,6.8243521671861318]
[110,2621,1.2447999999999999,0.62239999999999995,3.9629378511444746,1.9814689255722373,5.7863716213833776,2621.0000000000823,0.29920091324201853,6.8157564632994898]
[{"$f":"INT(B5255/24)+1","v":110},2625,1.8680000000000001,{"$f":"C5255*0.5","v":0.93400000000000005},5.9469536519423833,{"$f":"E5255*0.5","v":2.9734768259711917},{"$f":"IF(A5255<=$N$42,$O$42,IF(A5255<=$N$43,$O$43,IF(A5255<=$N$44,$O$44,IF(A5255<=$N$45,$O$45,IF(A5255<=$N$46,$O$46,IF(A5255<=$N$47,$O$47,IF(A5255<=$N$48,$O$48,IF(A5255<=$N$49,$O$49,IF(A5255<=$N$50,$O$50,IF(A5255<=$N$51,$O$51,IF(A5255<=$N$52,$O$52,IF(A5255<=$N$53,$O$53))))))))))))","v":5.7863716213833776},{"$f":"I5255*8760","v":2625.0000000000823},0.29965753424658476,6.8103443534449397]
[110,2629.5,1.6994,0.84970000000000001,5.4101996981321658,2.7050998490660829,5.7863716213833776,2629.5000000000828,0.30017123287672176,6.8030220871711338]
[110,2633.5,2.1955,1.09775,6.9895806974515535,3.4947903487257768,5.7863716213833776,2633.5000000000828,0.30062785388128799,6.7995201337358369]
[110,2636.5,2.4434,1.2217,7.7787936580064345,3.8893968290032173,5.7863716213833776,2636.5000000000828,0.30097031963471266,6.795381461494121]
[111,2642,0.58819999999999995,0.29409999999999997,1.8725900096747909,0.93629500483739547,5.7863716213833776,2642.0000000000832,0.30159817351599122,6.7899693516395692]
[111,2643.5,0.43880000000000002,0.21940000000000001,1.3969610612806842,0.6984805306403421,5.7863716213833776,2643.5000000000832,0.30176940639270355,6.7867857576074808]
[111,2646.5,2.0377999999999998,1.0188999999999999,6.4875279185911072,3.2437639592955536,5.7863716213833776,2646.5000000000832,0.30211187214612822,6.7848756011882276]
[111,2651,2.6400999999999999,1.3200499999999999,8.4050066041183538,4.2025033020591769,5.7863716213833776,2651.0000000000832,0.30262557077626523,6.7740513814791239]
[111,2655,2.4218000000000002,1.2109000000000001,7.710028026913311,3.8550140134566555,5.7863716213833776,2655.0000000000837,0.30308219178083146,6.7702310686406166]
[111,2659.5,3.0836000000000001,1.5418000000000001,9.816930557349858,4.908465278674929,5.7863716213833776,2659.5000000000837,0.30359589041096846,6.7645005993828571]
[111,2662,3.4083000000000001,1.7041500000000001,10.850643539569178,5.4253217697845892,5.7863716213833776,2662.0000000000837,0.30388127853882235,6.7625904429636039]
[112,2668,0.46410000000000001,0.23205000000000001,1.4775059902925376,0.7387529951462688,5.7863716213833776,2668.0000000000841,0.30456621004567169,6.757178333109052]
[112,2670.5,2.0314000000000001,1.0157,6.4671529167857376,3.2335764583928688,5.7863716213833776,2670.5000000000841,0.30485159817352558,6.7559048954962169]
[112,2676.5,2.6593,1.32965,8.4661316095344645,4.2330658047672323,5.7863716213833776,2676.5000000000841,0.30553652968037492,6.7450806757871131]
[112,2677.5,2.4699,1.23495,7.8631588998567947,3.9315794499283974,5.7863716213833776,2677.5000000000846,0.30565068493151648,6.743807238174278]
[112,2681,2.3246000000000002,1.1623000000000001,7.4005826869942535,3.7002913434971267,5.7863716213833776,2681.0000000000846,0.30605022831051193,6.7418970817550248]
[112,2684.5,2.8298000000000001,1.4149,9.008934392005651,4.5044671960028255,5.7863716213833776,2684.5000000000846,0.30644977168950738,6.7393502065293527]
[113,2689.5,0.54969999999999997,0.27484999999999998,1.750021639439362,0.87501081971968098,5.7863716213833776,2689.5000000000846,0.30702054794521516,6.7307545026427125]
[113,2695,2.0617000000000001,1.03085,6.5636158159580367,3.2818079079790183,5.7863716213833776,2695.000000000085,0.30764840182649372,6.725024033384952]
[113,2698,2.1507999999999998,1.0753999999999999,6.8472740442171718,3.4236370221085859,5.7863716213833776,2698.000000000085,0.30799086757991839,6.7215220799496542]
[113,2702,1.9017999999999999,0.95089999999999997,6.0545591302269939,3.0272795651134969,5.7863716213833776,2702.000000000085,0.30844748858448462,6.7177017671111479]
[113,2706.5,2.7528000000000001,1.3764000000000001,8.7637976515347926,4.3818988257673963,5.7863716213833776,2706.5000000000855,0.30896118721462162,6.712289657256596]
[113,2707,2.7629000000000001,1.3814500000000001,8.7959519512588926,4.3979759756294463,5.7863716213833776,2707.0000000000855,0.3090182648401924,6.7106978602405514]
[113,2711,1.4977,0.74885000000000002,4.7680687818598004,2.3840343909299002,5.7863716213833776,2711.0000000000855,0.30947488584475863,6.7075142662084621]
[114,2717.5,2.2582,1.1291,7.1891920432635388,3.5945960216317694,5.7863716213833776,2717.5000000000859,0.31021689497717875,6.6973267653057773]
[114,2719.5,2.1577000000000002,1.0788500000000001,6.8692408430385878,3.4346204215192939,5.7863716213833776,2719.5000000000859,0.31044520547946186,6.6935064524672701]
[114,2724.5,1.69,0.84499999999999997,5.3802739142305285,2.6901369571152642,5.7863716213833776,2724.5000000000859,0.31101598173516964,6.687457623806301]
[114,2728,1.6556,0.82779999999999998,5.2707582795266648,2.6353791397633324,5.7863716213833776,2728.0000000000864,0.31141552511416509,6.6810904357421226]
[114,2731.5,2.5819999999999999,1.2909999999999999,8.2200397908539795,4.1100198954269898,5.7863716213833776,2731.5000000000864,0.31181506849316054,6.6794986387260789]
[115,2736.5,0.79590000000000005,0.39795000000000003,2.5338224901396913,1.2669112450698456,5.7863716213833776,2736.5000000000864,0.31238584474886832,6.6702662160330206]
[115,2740,0.41460000000000002,0.20730000000000001,1.3199180857041286,0.6599590428520643,5.7863716213833776,2740.0000000000869,0.31278538812786377,6.6674009814041399]
[115,2741,1.587,0.79349999999999998,5.0523637289253545,2.5261818644626772,5.7863716213833776,2741.0000000000869,0.31289954337900533,6.6667642625977228]
[115,2747,2.2728000000000002,1.1364000000000001,7.2356725161320394,3.6178362580660197,5.7863716213833776,2747.0000000000869,0.31358447488585467,6.6572134805014551]
[115,2749.5,2.004,1.002,6.3799224403064967,3.1899612201532483,5.7863716213833776,2749.5000000000869,0.31386986301370856,6.6562584022918285]
[115,2754,2.3311000000000002,1.1655500000000001,7.4212760482028326,3.7106380241014163,5.7863716213833776,2754.0000000000873,{"$f":"1/17520+I5512","v":0.31438356164384557},6.6495728548244406]
[115,2758,3.2202000000000002,1.6101000000000001,10.251809502133225,5.1259047510666127,5.7863716213833776,2758.0000000000873,0.31484018264841179,6.6428873073570536]
[116,2761,0.62849999999999995,0.31424999999999997,2.0008888491679806,1.0004444245839903,5.7863716213833776,2761.0000000000873,0.31518264840183646,6.637156838099294]
[116,2766.5,1.9904999999999999,0.99524999999999997,6.3369439208732938,3.1684719604366469,5.7863716213833776,2766.5000000000878,0.31581050228311502,6.6307896500351164]
[116,2769.5,1.6092,0.80459999999999998,5.123039516437732,2.561519758218866,5.7863716213833776,2769.5000000000878,0.31615296803653969,6.6282427748094443]
[116,2771,1.5325,0.76624999999999999,4.8788578541765002,2.4394289270882501,5.7863716213833776,2771.0000000000878,0.31632420091325203,6.6269693371966083]
[116,2776.5,1.7956000000000001,0.89780000000000004,5.716461444019135,2.8582307220095675,5.7863716213833776,2776.5000000000878,0.31695205479453059,6.6202837897292213]
[116,2779.5,2.4296000000000002,1.2148000000000001,7.734860060363606,3.867430030181803,5.7863716213833776,2779.5000000000882,0.31729452054795526,6.6174185551003406]
[116,2783.5,1.2045999999999999,0.60229999999999995,3.834957371054494,1.917478685527247,5.7863716213833776,2783.5000000000882,0.31775114155252149,6.6129615234554171]
[117,2788,0.41920000000000002,0.20960000000000001,1.3345626182517383,0.66728130912586914,5.7863716213833776,2788.0000000000882,0.31826484018265849,6.6085044918104927]
[117,2790.5,1.5173000000000001,0.75865000000000005,4.8304672248887464,2.4152336124443732,5.7863716213833776,2790.5000000000887,0.31855022831051238,6.6065943353912395]
[117,2796.5,1.2541,0.62705,3.992545275642903,1.9962726378214515,5.7863716213833776,2796.5000000000887,0.31923515981736172,6.6008638661334782]
[117,2797,1.248,0.624,3.9731253520471599,1.9865626760235799,5.7863716213833776,2797.0000000000887,0.3192922374429325,6.5999087879238525]
[117,2802,1.976,0.98799999999999999,6.2907818074080026,3.1453909037040013,5.7863716213833776,2802.0000000000891,0.31986301369864029,6.5909947246340028]
[117,2805.5,2.8445999999999998,1.4222999999999999,9.0560515836805688,4.5280257918402844,5.7863716213833776,2805.5000000000891,0.32026255707763573,6.5852642553762415]
[118,2809,0.73129999999999995,0.36564999999999998,2.328162315666737,1.1640811578333685,5.7863716213833776,2809.0000000000891,0.32066210045663118,6.5801705049248991]
[118,2814,1.9421999999999999,0.97109999999999996,6.1831763291233921,3.0915881645616961,5.7863716213833776,2814.0000000000891,0.32123287671233897,6.5715748010382589]
[118,2817.5,1.7323,0.86614999999999998,5.5149399417878966,2.7574699708939483,5.7863716213833776,2817.5000000000896,0.32163242009133441,6.5661626911837079]
[118,2822.5,1.2690999999999999,0.63454999999999995,4.0402991861242388,2.0201495930621194,5.7863716213833776,2822.5000000000896,0.3222031963470422,6.5617056595387835]
[118,2824.5,1.8419000000000001,0.92095000000000005,5.8638618477048592,2.9319309238524296,5.7863716213833776,2824.5000000000896,0.32243150684932531,6.5588404249099028]
[118,2827,2.0457000000000001,1.02285,6.5126783114446116,3.2563391557223058,5.7863716213833776,2827.00000000009,0.3227168949771792,6.5531099556521415]
[118,2831.5,1.1896,0.5948,3.7872034605731582,1.8936017302865791,5.7863716213833776,2831.50000000009,0.32323059360731621,6.5499263616200532]
[119,2835.5,0.44719999999999999,0.22359999999999999,1.4237032511502321,0.71185162557511605,5.7863716213833776,2835.50000000009,0.32368721461188243,6.5451509705719193]
[119,2838.5,1.2272000000000001,0.61360000000000003,3.9069065961797071,1.9534532980898536,5.7863716213833776,2838.50000000009,0.3240296803653071,6.5391021419109503]
[119,2844,1.9708000000000001,0.98540000000000005,6.2742271184411402,3.1371135592205701,5.7863716213833776,2844.0000000000905,0.32465753424658567,6.5317798756371452]
[119,2847,1.6554,0.82769999999999999,5.2701215607202467,2.6350607803601234,5.7863716213833776,2847.0000000000905,0.32500000000001034,6.5276412033954294]
[119,2852.5,2.5467,1.27335,8.1076589215212351,4.0538294607606176,5.7863716213833776,2852.5000000000909,0.3256278538812889,6.5222290935408793]
[119,2854,2.8538000000000001,1.4269000000000001,9.0853406487757891,4.5426703243878945,5.7863716213833776,2854.0000000000909,0.32579908675800123,6.5200005777184158]
[120,2857,0.625,0.3125,1.989746270055669,0.99487313502783448,5.7863716213833776,2857.0000000000909,0.3261415525114259,6.5161802648799094]
[120,2861,1.8048999999999999,0.90244999999999997,5.7460688685175629,2.8730344342587815,5.7863716213833776,2861.0000000000909,0.32659817351599213,6.5126783114446116]
[120,2865.5,1.0351999999999999,0.51759999999999995,3.2956565420186053,1.6478282710093026,5.7863716213833776,2865.5000000000914,0.32711187214612913,6.5031275293483439]
[120,2871.5,0.74490000000000001,0.37245,2.3714591945031485,1.1857295972515742,5.7863716213833776,2871.5000000000914,0.32779680365297847,6.4954869036713294]
[120,2874,1.4994000000000001,0.74970000000000003,4.7734808917143523,2.3867404458571762,5.7863716213833776,2874.0000000000914,0.32808219178083237,6.4926216690424505]
[120,2876.5,2.2056,1.1028,7.0217349971756535,3.5108674985878268,5.7863716213833776,2876.5000000000914,0.32836757990868626,6.4878462779943167]
[121,2882.5,0.50360000000000005,0.25180000000000002,1.603257954560056,0.80162897728002802,4.4917944378234722,2882.5000000000919,0.3290525114155356,6.4735201048499151]
[121,2883.5,0.41959999999999997,0.20979999999999999,1.3358360558645739,0.66791802793228694,4.4917944378234722,2883.5000000000919,0.32916666666667715,6.4725650266402894]
[121,2887,1.9697,0.98485,6.2707251650058415,3.1353625825029208,4.4917944378234722,2887.0000000000919,0.3295662100456726,6.4696997920114088]
[121,2894,2.2452000000000001,1.1226,7.1478053208463805,3.5739026604231903,4.4917944378234722,2894.0000000000923,0.3303652968036635,6.4623775257376037]
[121,2895.5,2.3420000000000001,1.171,7.4559772231526029,3.7279886115763015,4.4917944378234722,2895.5000000000923,0.33053652968037583,6.4607857287215591]
[121,2901,2.9773999999999998,1.4886999999999999,9.4788328711419982,4.7394164355709991,4.4917944378234722,2901.0000000000923,0.3311643835616544,6.4544185406573815]
[122,2904,0.93500000000000005,0.46750000000000003,2.9766604200032809,1.4883302100016405,4.4917944378234722,2904.0000000000928,0.33150684931507907,6.4483697119964125]
[122,2908,0.4365,0.21825,1.3896387950068791,0.69481939750343957,4.4917944378234722,2908.0000000000928,0.33196347031964529,6.446777914980367]
[122,2912.5,2.5024999999999999,1.25125,{"$f":"C5830*$E$2","v":7.966944065302898},3.983472032651449,4.4917944378234722,2912.5000000000928,0.3324771689497823,6.4420025239322332]
[122,2916.5,2.0280999999999998,1.0140499999999999,6.4566470564798433,3.2283235282399216,4.4917944378234722,2916.5000000000932,0.33293378995434852,6.4353169764648461]
[122,2917,2.0312000000000001,1.0156000000000001,6.4665161979793204,3.2332580989896602,4.4917944378234722,2917.0000000000932,0.3329908675799193,6.4334068200455929]
[122,2923.5,3.0731999999999999,1.5366,9.7838211794161314,4.8919105897080657,4.4917944378234722,2923.5000000000932,0.33373287671233942,6.4260845537717879]
[122,2925.5,3.4876,1.7438,11.103102546313842,5.551551273156921,4.4917944378234722,2925.5000000000932,0.33396118721462253,6.4225826003364901]
[123,2930.5,0.46700000000000003,0.23350000000000001,1.4867384129855958,0.74336920649279792,4.4917944378234722,2930.5000000000937,0.33453196347033032,6.4171704904819382]
[123,2934,2.3816999999999999,1.19085,7.5823659062265385,3.7911829531132692,4.4917944378234722,2934.0000000000937,0.33493150684932577,6.4111216618209692]
[123,2937.5,2.0992999999999999,1.04965,6.6833189515645852,3.3416594757822926,4.4917944378234722,2937.5000000000937,0.33533105022832121,6.4066646301760448]
[123,2942.5,1.5744,0.78720000000000001,5.0122504441210323,2.5061252220605161,4.4917944378234722,2942.5000000000941,0.335901826484029,6.4006158015150758]
[123,2946,2.5108000000000001,1.2554000000000001,7.9933678957692385,3.9966839478846192,4.4917944378234722,2946.0000000000941,{"$f":"1/17520+I5896","v":0.33630136986302445},6.3942486134508982]
[123,2947,2.4329000000000001,1.21645,7.7453659206694994,3.8726829603347497,4.4917944378234722,2947.0000000000941,0.336415525114166,6.3929751758380631]
[123,2951.5,1.1922999999999999,0.59614999999999996,3.7957991644597984,1.8978995822298992,4.4917944378234722,2951.5000000000941,0.33692922374430301,6.3875630659835112]
[124,2956,0.40450000000000003,0.20225000000000001,1.2877637859800291,0.64388189299001453,4.4917944378234722,2956.0000000000946,0.33744292237444001,6.3796040809032872]
[124,2960,2.3938000000000001,1.1969000000000001,7.620887394014817,3.8104436970074085,4.4917944378234722,2960.0000000000946,0.33789954337900624,6.3754654086615723]
[124,2964.5,1.7152000000000001,0.85760000000000003,5.4605004838391737,2.7302502419195869,4.4917944378234722,2964.500000000095,0.33841324200914324,6.3690982205973938]
[124,2968.5,1.7448999999999999,0.87244999999999995,5.5550532265922188,2.7775266132961094,4.4917944378234722,2968.500000000095,0.33886986301370947,6.3659146265653055]
[124,2971.5,2.1042000000000001,1.0521,6.6989185623218219,3.349459281160911,4.4917944378234722,2971.500000000095,0.33921232876713414,6.3620943137267982]
[{"$f":"INT(B5959/24)+1","v":125},2977,0.7026,{"$f":"C5959*0.5","v":0.3513},2.2367931669457808,{"$f":"E5959*0.5","v":1.1183965834728904},{"$f":"IF(A5959<=$N$42,$O$42,IF(A5959<=$N$43,$O$43,IF(A5959<=$N$44,$O$44,IF(A5959<=$N$45,$O$45,IF(A5959<=$N$46,$O$46,IF(A5959<=$N$47,$O$47,IF(A5959<=$N$48,$O$48,IF(A5959<=$N$49,$O$49,IF(A5959<=$N$50,$O$50,IF(A5959<=$N$51,$O$51,IF(A5959<=$N$52,$O$52,IF(A5959<=$N$53,$O$53))))))))))))","v":4.4917944378234722},{"$f":"I5959*8760","v":2977.0000000000955},0.3398401826484127,6.3560454850658283]
[125,2978.5,0.55469999999999997,0.27734999999999999,1.7659396095998072,0.88296980479990361,4.4917944378234722,2978.5000000000955,0.34001141552512504,6.3554087662594112]
[125,2981.5,1.2745,0.63724999999999998,4.0574905938975201,2.02874529694876,4.4917944378234722,2981.5000000000955,0.34035388127854971,6.3515884534209048]
[125,2985.5,1.9189000000000001,0.95945000000000003,6.1089985881757176,3.0544992940878588,4.4917944378234722,2985.5000000000955,0.34081050228311593,6.346813062372771]
[125,2990,1.7716000000000001,0.88580000000000003,5.640055187248997,2.8200275936244985,4.4917944378234722,2990.000000000096,0.34132420091325294,6.3414009525182191]
[125,2994,1.9898,0.99490000000000001,6.3347154050508321,3.167357702525416,4.4917944378234722,2994.000000000096,0.34178082191781917,6.3340786862444141]
[125,2998.5,2.5045999999999999,1.2523,7.973629612770285,3.9868148063851425,4.4917944378234722,2998.500000000096,0.34229452054795617,6.3251646229545644]
[126,3001,0.70189999999999997,0.35094999999999998,2.2345646511233181,1.1172823255616591,4.4917944378234722,3001.000000000096,0.34257990867581006,6.3200708725032229]
[126,3007,1.3446,0.67230000000000001,4.2806605355469642,2.1403302677734821,4.4917944378234722,3007.0000000000964,0.3432648401826594,6.3133853250358358]
[126,3008,1.6275999999999999,0.81379999999999997,5.1816176466281707,2.5908088233140854,4.4917944378234722,3008.0000000000964,0.34337899543380096,6.3130669656326264]
[126,3011.5,1.9581,0.97904999999999998,6.2337954742336086,3.1168977371168043,4.4917944378234722,3011.5000000000964,0.34377853881279641,6.30924665279412]
[126,3015,1.5808,0.79039999999999999,5.0326254459264019,2.516312722963201,4.4917944378234722,3015.0000000000969,0.34417808219179186,6.3063814181652393]
[126,3020,2.4569999999999999,1.2284999999999999,7.8220905368428451,3.9110452684214225,4.4917944378234722,3020.0000000000969,0.34474885844749964,6.3016060271171064]
[126,3023.5,1.1660999999999999,0.58304999999999996,3.7123890008190648,1.8561945004095324,4.4917944378234722,3023.5000000000969,0.34514840182649509,6.2990591518914343]
[127,3028.5,1.5290999999999999,0.76454999999999995,4.8680336344673973,2.4340168172336987,4.4917944378234722,3028.5000000000973,0.34571917808220287,6.2907818074080026]
[127,3030.5,1.4728000000000001,0.73640000000000005,4.6887972904607835,2.3443986452303918,4.4917944378234722,3030.5000000000973,0.34594748858448598,6.2882349321823323]
[127,3037,1.4610000000000001,0.73050000000000004,4.6512308808821317,2.3256154404410658,4.4917944378234722,3037.0000000000973,0.3466894977169061,6.2815493847149453]
[127,3037.5,1.3957999999999999,0.69789999999999996,4.4436605499899242,2.2218302749949621,4.4917944378234722,3037.5000000000973,0.34674657534247688,6.2812310253117358]
[127,3041.5,2.0985,1.04925,6.680772076338914,3.340386038169457,4.4917944378234722,3041.5000000000978,0.34720319634704311,6.2732720402315127]
[128,3048,0.93089999999999995,0.46544999999999997,2.9636076844717154,1.4818038422358577,4.4917944378234722,3048.0000000000978,0.34794520547946323,6.2656314145544991]
[128,3050,0.50629999999999997,0.25314999999999999,1.6118536584466963,0.80592682922334813,4.4917944378234722,3050.0000000000978,0.34817351598174634,6.2624478205224108]
[128,3053,1.6063000000000001,0.80315000000000003,5.1138070937446738,2.5569035468723369,4.4917944378234722,3053.0000000000982,0.34851598173517101,6.2573540700710675]
[128,3058.5,1.1567000000000001,0.57835000000000003,3.6824632169174278,1.8412316084587139,4.4917944378234722,3058.5000000000982,0.34914383561644957,6.2513052414100985]
[128,3060,1.3748,0.68740000000000001,4.3768050753160539,2.1884025376580269,4.4917944378234722,3060.0000000000982,0.34931506849316191,6.2503501632004719]
[128,3067,1.9436,0.9718,6.1876333607683174,3.0938166803841587,4.4917944378234722,3067.0000000000987,0.3501141552511528,6.2385708652817424]
[128,3070.5,2.5070000000000001,1.2535000000000001,7.9812702384472995,3.9906351192236498,4.4917944378234722,3070.5000000000987,0.35051369863014825,6.2347505524432352]
[128,3071.5,1.1516,0.57579999999999998,3.6662268873537731,1.8331134436768866,4.4917944378234722,3071.5000000000987,0.35062785388128981,6.2344321930400266]
[129,3077.5,1.2613000000000001,0.63065000000000004,4.0154671526739447,2.0077335763369724,4.4917944378234722,3077.5000000000991,0.35131278538813915,6.2290200831854747]
[129,3080,1.8015000000000001,0.90075000000000005,5.7352446488084601,2.86762232440423,4.4917944378234722,3080.0000000000991,0.35159817351599304,6.2258364891533855]
[129,3082.5,1.2371000000000001,0.61855000000000004,3.9384241770973891,1.9692120885486946,4.4917944378234722,3082.5000000000991,0.35188356164384693,6.2239263327341323]
[129,3088.5,1.0416000000000001,0.52080000000000004,3.3160315438239758,1.6580157719119879,4.4917944378234722,3088.5000000000991,0.35256849315069627,6.2194693010892079]
[129,3093,2.1097000000000001,1.0548500000000001,6.7164283294983118,3.3582141647491559,4.4917944378234722,3093.0000000000996,0.35308219178083328,6.2108735972025677]
[130,3097,0.61839999999999995,0.30919999999999997,1.9687345494438808,0.98436727472194041,4.4917944378234722,3097.0000000000996,0.3535388127853995,6.2051431279448073]
[130,3097.5,0.56699999999999995,0.28349999999999997,1.8050978161945026,0.9025489080972513,4.4917944378234722,3097.5000000000996,0.35359589041097028,6.2051431279448073]
[130,3104.5,1.1296999999999999,0.56484999999999996,{"$f":"C6214*$E$2","v":3.5965061780510226},1.7982530890255113,4.4917944378234722,3104.5000000001,0.35439497716896118,6.1962290646549576]
[130,3106,0.69379999999999997,0.34689999999999999,2.2087775394633971,1.1043887697316985,4.4917944378234722,3106.0000000001,{"$f":"1/17520+I6216","v":0.35456621004567351},6.1927271112196598]
[130,3111.5,0.48659999999999998,0.24329999999999999,1.5491368560145415,0.77456842800727077,4.4917944378234722,3111.5000000001,0.35519406392695207,6.1863599231554813]
[130,3114.5,1.4638,0.7319,4.6601449441719813,2.3300724720859907,4.4917944378234722,3114.5000000001005,0.35553652968037674,6.1831763291233921]
[130,3118.5,2.0327000000000002,1.0163500000000001,6.4712915890274534,3.2356457945137267,4.4917944378234722,3118.5000000001005,0.35599315068494297,6.1796743756880943]
[131,3123,0.41810000000000003,0.20905000000000001,1.3310606648164405,0.66553033240822024,4.4917944378234722,3123.0000000001005,0.35650684931507998,6.175854062849587]
[131,3125.5,1.0526,0.52629999999999999,3.3510510781769556,1.6755255390884778,4.4917944378234722,3125.5000000001005,0.35679223744293387,6.1733071876239167]
[131,3127.5,1.0385,0.51924999999999999,3.3061624023244995,1.6530812011622498,4.4917944378234722,3127.500000000101,0.35702054794521698,6.169805234188618]
[131,3134,0,0,0,0,4.4917944378234722,3134.000000000101,0.3577625570776371,6.1618462491083958]
[131,3136,0.14749999999999999,7.3749999999999996E-2,0.46958011973313785,0.23479005986656892,4.4917944378234722,3136.000000000101,0.35799086757992021,6.1561157798506354]
[131,3141,1.3463000000000001,0.67315000000000003,4.2860726454015152,2.1430363227007576,4.4917944378234722,3141.0000000001014,0.358561643835628,6.1452915601415325]
[132,3144.5,0.88339999999999996,0.44169999999999998,2.8123869679474844,1.4061934839737422,4.4917944378234722,3144.5000000001014,0.35896118721462345,6.1408345284966082]
[132,3148,0.48570000000000002,0.24285000000000001,1.5462716213856615,0.77313581069283077,4.4917944378234722,3148.0000000001014,0.35936073059361889,6.1382876532709361]
[132,3153,0.68210000000000004,0.34105000000000002,2.1715294892879551,1.0857647446439775,4.4917944378234722,3153.0000000001019,0.35993150684932668,6.1335122622228031]
[132,3155,0.78869999999999996,0.39434999999999998,2.5109006131086495,1.2554503065543248,4.4917944378234722,3155.0000000001019,0.36015981735160979,6.1312837464003405]
[132,3157.5,1.2578,0.62890000000000001,4.0043245735616324,2.0021622867808162,4.4917944378234722,3157.5000000001019,0.36044520547946368,6.12555327714258]
[132,3162,1.2458,0.62290000000000001,3.9661214451765638,1.9830607225882819,4.4917944378234722,3162.0000000001019,0.36095890410960069,6.118867729675193]
[132,3166,1.8479000000000001,0.92395000000000005,5.8829634118973937,2.9414817059486968,4.4917944378234722,3166.0000000001023,0.36141552511416691,6.1153657762398952]
[133,3170.5,0.58550000000000002,0.29275000000000001,1.8639943057881507,0.93199715289407536,4.4917944378234722,3170.5000000001023,0.36192922374430392,6.1115454634013879]
[133,3174.5,1.0794999999999999,0.53974999999999995,3.4366897576401509,1.7183448788200755,4.4917944378234722,3174.5000000001023,0.36238584474887015,6.1048599159340009]
[133,3177.5,1.5767,0.78835,5.0195727103948373,2.5097863551974187,4.4917944378234722,3177.5000000001028,0.36272831050229482,6.1019946813051211]
[133,3183,1.0315000000000001,0.51575000000000004,3.2838772440998762,1.6419386220499381,4.4917944378234722,3183.0000000001028,0.36335616438357338,6.0962642120473607]
[133,3184.5,0.98429999999999995,0.49214999999999998,3.1336116057852719,1.5668058028926359,4.4917944378234722,3184.5000000001028,0.36352739726028571,6.0924438992088534]
[133,3187.5,1.6183000000000001,0.80915000000000004,5.1520102221297428,2.5760051110648714,4.4917944378234722,3187.5000000001028,0.36386986301371038,6.0889419457735565]
[133,3191.5,1.2197,0.60985,3.8830296409390392,1.9415148204695196,4.4917944378234722,3191.5000000001032,0.36432648401827661,6.0828931171125866]
[134,3196,0.42859999999999998,0.21429999999999999,1.3644884021533754,0.68224420107668771,4.4917944378234722,3196.0000000001032,0.36484018264841361,6.0774810072580356]
[134,3200,1.9861,0.99304999999999999,6.3229361071321026,3.1614680535660513,4.4917944378234722,3200.0000000001032,0.36529680365297984,6.0720688974034838]
[134,3204.5,1.4278,0.71389999999999998,4.5455355590167743,2.2727677795083872,4.4917944378234722,3204.5000000001037,0.36581050228311685,6.0666567875489319]
[134,3207,1.3747,0.68735000000000002,4.3764867159128453,2.1882433579564227,4.4917944378234722,3207.0000000001037,0.36609589041097074,6.0641099123232616]
[134,3213,2.0577000000000001,1.02885,6.5508814398296806,3.2754407199148403,4.4917944378234722,3213.0000000001037,0.36678082191782008,6.0577427242590831]
[134,3214,1.9789000000000001,0.98945000000000005,6.3000142301010618,3.1500071150505309,4.4917944378234722,3214.0000000001037,0.36689497716896163,6.0567876460494565]
[135,3217.5,0.51959999999999995,0.25979999999999998,1.6541954590734809,0.82709772953674043,4.4917944378234722,3217.5000000001041,0.36729452054795708,6.0551958490334119]
[135,3224.5,1.5834999999999999,0.79174999999999995,5.0412211498130421,2.5206105749065211,4.4917944378234722,3224.5000000001041,0.36809360730594798,6.0475552233563983]
[135,3226,1.3525,0.67625000000000002,4.3058109284004678,2.1529054642002339,4.4917944378234722,3226.0000000001041,0.36826484018266031,6.0456450669371442]
[135,3229.5,1.6483000000000001,0.82415000000000005,5.2475180430924153,2.6237590215462077,4.4917944378234722,3229.5000000001046,0.36866438356165576,6.0440532699211005]
[135,3234.5,1.8846000000000001,0.94230000000000003,5.9998013128750625,2.9999006564375312,4.4917944378234722,3234.5000000001046,0.36923515981736355,6.03832280066334]
[135,3236.5,2.0960000000000001,1.048,6.6728130912586918,3.3364065456293459,4.4917944378234722,3236.5000000001046,0.36946347031964666,6.036412644244086]
[136,3243,0.44550000000000001,0.22275,1.4182911412956809,0.70914557064784045,4.4917944378234722,3243.000000000105,0.37020547945206678,6.0306821749863264]
[136,3247,1.5018,0.75090000000000001,4.7811215173913659,2.390560758695683,4.4917944378234722,3247.000000000105,0.370662100456633,6.0246333463253565]
[136,3247.5,1.4597,0.72985,4.6470922086404158,2.3235461043202079,4.4917944378234722,3247.500000000105,0.37071917808220378,6.0239966275189394]
[136,3252,1.1238999999999999,0.56194999999999995,3.5780413326649056,1.7890206663324528,4.4917944378234722,3252.0000000001055,0.37123287671234079,6.0198579552772236]
[136,3258.5,1.8641000000000001,0.93205000000000005,5.9345376352172359,2.9672688176086179,4.4917944378234722,3258.5000000001055,0.37197488584476091,6.0150825642290897]
[136,3260.5,2.1368999999999998,1.0684499999999999,6.8030220871711338,3.4015110435855669,4.4917944378234722,3260.5000000001055,0.37220319634704402,6.0138091266162537]
[137,3265.5,0.52969999999999995,0.26484999999999997,1.6863497587975804,0.84317487939879021,4.4917944378234722,3265.500000000106,0.3727739726027518,6.0096704543745378]
[137,3269,1.3021,0.65105000000000002,4.145357789183179,2.0726788945915895,4.4917944378234722,3269.000000000106,0.37317351598174725,6.00616850093924]
[137,3272.5,1.7384999999999999,0.86924999999999997,5.5346782247868482,2.7673391123934241,4.4917944378234722,3272.500000000106,0.3735730593607427,5.9998013128750625]
[137,3277.5,1.5699000000000001,0.78495000000000004,4.9979242709766316,2.4989621354883158,4.4917944378234722,3277.5000000001064,0.37414383561645048,5.9947075624237192]
[137,3281,1.7723,0.88614999999999999,5.6422837030714597,2.8211418515357298,4.4917944378234722,3281.0000000001064,0.37454337899544593,5.993434124810884]
[137,3282,2.0943999999999998,1.0471999999999999,6.6677193408073485,3.3338596704036743,4.4917944378234722,3282.0000000001064,0.37465753424658749,5.9924790466012574]
[138,3288,0.93510000000000004,0.46755000000000002,2.9769787794064899,1.488489389703245,4.4917944378234722,3288.0000000001064,0.37534246575343683,5.9813364674889451]
[138,3290.5,0.46550000000000002,0.23275000000000001,1.4819630219374622,0.74098151096873111,4.4917944378234722,3290.5000000001069,0.37562785388129072,5.9797446704729014]
[138,3295,2.0249999999999999,1.0125,6.446777914980367,3.2233889574901835,4.4917944378234722,3295.0000000001069,0.37614155251142772,5.9730591230055143]
[138,3299,1.7325999999999999,0.86629999999999996,5.5158950199975232,2.7579475099987616,4.4917944378234722,3299.0000000001069,0.37659817351599395,5.9673286537477539]
[138,3302,1.5711999999999999,0.78559999999999997,5.0020629432183474,2.5010314716091737,4.4917944378234722,3302.0000000001073,0.37694063926941862,5.9628716221028286]
[138,3307.5,2.3285,1.16425,7.4129987037194001,3.7064993518597,4.4917944378234722,3307.5000000001073,0.37756849315069718,5.955867715232233]
[138,3310.5,2.4413999999999998,1.2206999999999999,7.7724264699422561,3.886213234971128,4.4917944378234722,3310.5000000001073,0.37791095890412185,5.9517290429905172]
[139,3312,0.93689999999999996,0.46844999999999998,2.9827092486642499,1.491354624332125,4.4917944378234722,3312.0000000001073,0.37808219178083419,5.9510923241840992]
[139,3317.5,1.4765999999999999,0.73829999999999996,4.7008949477827207,2.3504474738913603,4.4917944378234722,3317.5000000001078,0.37871004566211275,5.9434516985070855]
[139,3320.5,1.4446000000000001,0.72230000000000005,4.5990199387558715,2.2995099693779357,4.4917944378234722,3320.5000000001078,0.37905251141553742,5.9402681044749963]
[139,3324.5,2.2583000000000002,1.1291500000000001,7.1895104026667482,3.5947552013333741,4.4917944378234722,3324.5000000001078,0.37950913242010365,5.9370845104429071]
[{"$f":"INT(B6663/24)+1","v":139},3329,1.7128000000000001,{"$f":"C6663*0.5","v":0.85640000000000005},5.4528598581621601,{"$f":"E6663*0.5","v":2.7264299290810801},{"$f":"IF(A6663<=$N$42,$O$42,IF(A6663<=$N$43,$O$43,IF(A6663<=$N$44,$O$44,IF(A6663<=$N$45,$O$45,IF(A6663<=$N$46,$O$46,IF(A6663<=$N$47,$O$47,IF(A6663<=$N$48,$O$48,IF(A6663<=$N$49,$O$49,IF(A6663<=$N$50,$O$50,IF(A6663<=$N$51,$O$51,IF(A6663<=$N$52,$O$52,IF(A6663<=$N$53,$O$53))))))))))))","v":4.4917944378234722},{"$f":"I6663*8760","v":3329.0000000001082},0.38002283105024065,5.9300806035723115]
[139,3331.5,1.7890999999999999,0.89454999999999996,5.695768082810555,2.8478840414052775,4.4917944378234722,3331.5000000001082,0.38030821917809454,5.9288071659594754]
[140,3337.5,0.62139999999999995,0.31069999999999998,1.9782853315401481,0.98914266577007404,4.4917944378234722,3337.5000000001082,0.38099315068494388,5.9221216184920893]
[140,3340,0.46610000000000001,0.23305000000000001,1.4838731783567156,0.74193658917835781,4.4917944378234722,3340.0000000001087,0.38127853881279777,5.9179829462503726]
[140,3342,1.3376999999999999,0.66884999999999994,4.2586937367255491,2.1293468683627745,4.4917944378234722,3342.0000000001087,0.38150684931508089,5.9138442740086568]
[140,3347,1.4893000000000001,0.74465000000000003,4.7413265919902523,2.3706632959951262,4.4917944378234722,3347.0000000001087,0.38207762557078867,5.9090688829605238]
[140,3350.5,1.1916,0.5958,3.7935706486373362,1.8967853243186681,4.4917944378234722,3350.5000000001087,0.38247716894978412,5.9036567731059719]
[140,3354,1.6508,0.82540000000000002,5.2554770281726375,2.6277385140863188,4.4917944378234722,3354.0000000001091,0.38287671232877957,5.9011098978803007]
[140,3359,1.3625,0.68125000000000002,4.3376468687213583,2.1688234343606791,4.4917944378234722,3359.0000000001091,0.38344748858448735,5.8915591157840339]
[{"$f":"INT(B6727/24)+1","v":141},3361,0.5948,{"$f":"C6727*0.5","v":0.2974},1.8936017302865791,{"$f":"E6727*0.5","v":0.94680086514328954},{"$f":"IF(A6727<=$N$42,$O$42,IF(A6727<=$N$43,$O$43,IF(A6727<=$N$44,$O$44,IF(A6727<=$N$45,$O$45,IF(A6727<=$N$46,$O$46,IF(A6727<=$N$47,$O$47,IF(A6727<=$N$48,$O$48,IF(A6727<=$N$49,$O$49,IF(A6727<=$N$50,$O$50,IF(A6727<=$N$51,$O$51,IF(A6727<=$N$52,$O$52,IF(A6727<=$N$53,$O$53))))))))))))","v":4.4917944378234722},{"$f":"I6727*8760","v":3361.0000000001091},0.38367579908677046,5.8871020841391086]
[141,3367.5,1.6192,0.80959999999999999,5.1548754567586226,2.5774377283793113,4.4917944378234722,3367.5000000001096,0.38441780821919058,5.8804165366717216]
[141,3368,1.7755000000000001,0.88775000000000004,5.6524712039741445,2.8262356019870722,4.4917944378234722,3368.0000000001096,0.38447488584476136,5.8785063802524684]
[141,3372,1.1368,0.56840000000000002,3.6191096956788553,1.8095548478394277,4.4917944378234722,3372.0000000001096,0.38493150684932759,5.8730942703979165]
[141,3376.5,1.1173999999999999,0.55869999999999997,3.557347971456327,1.7786739857281635,4.4917944378234722,3376.50000000011,0.38544520547946459,5.8651352853176943]
[141,3380.5,2.0263,1.01315,6.4509165872220828,3.2254582936110414,4.4917944378234722,3380.50000000011,0.38590182648403082,5.8619516912856051]
[141,3383.5,1.1211,0.56054999999999999,3.5691272693750569,1.7845636346875284,4.4917944378234722,3383.50000000011,0.38624429223745549,5.8600415348663519]
[142,3389,1.2954000000000001,0.64770000000000005,4.1240277091681818,2.0620138545840909,4.4917944378234722,3389.0000000001105,0.38687214611873405,5.8549477844150095]
[142,3390.5,1.1480999999999999,0.57404999999999995,3.6550843082414612,1.8275421541207306,4.4917944378234722,3390.5000000001105,0.38704337899544639,5.8539927062053829]
[142,3397.5,0.97729999999999995,0.48864999999999997,3.1113264475606481,1.5556632237803241,4.4917944378234722,3397.5000000001105,0.38784246575343728,5.8463520805283684]
[142,3398,0.90110000000000001,0.45055000000000001,2.8687365823154614,1.4343682911577307,4.4917944378234722,3398.0000000001105,0.38789954337900806,5.8457153617219513]
[142,3402,1.7137,0.85685,5.4557250927910399,2.7278625463955199,4.4917944378234722,3402.000000000111,0.38835616438357429,5.8415766894802355]
[142,3406.5,2.2448000000000001,1.1224000000000001,7.1465318832335454,3.5732659416167727,4.4917944378234722,3406.500000000111,0.38886986301371129,5.834572782609639]
[143,3412.5,1.45,0.72499999999999998,4.6162113465291519,2.3081056732645759,4.4917944378234722,3412.500000000111,0.38955479452056063,5.8253403599165816]
[143,3415,1.4241999999999999,0.71209999999999996,4.5340746205012534,2.2670373102506267,4.4917944378234722,3415.0000000001114,0.38984018264841452,5.8205649688684478]
[143,3417.5,1.4935,0.74675000000000002,4.7546976869250264,2.3773488434625132,4.4917944378234722,3417.5000000001114,0.39012557077626842,5.8183364530459842]
[143,3423.5,1.1132,0.55659999999999998,3.5439768765215529,1.7719884382607765,4.4917944378234722,3423.5000000001114,0.39081050228311776,5.8081489521433003]
[143,3424.5,1.3949,0.69745000000000001,{"$f":"C6854*$E$2","v":4.4407953153610444},2.2203976576805222,4.4917944378234722,3424.5000000001114,0.39092465753425931,5.8059204363208377]
[143,3428,1.9491000000000001,0.97455000000000003,6.2051431279448073,3.1025715639724036,4.4917944378234722,3428.0000000001119,0.39132420091325476,5.8014634046759133]
[144,3435,0.44550000000000001,0.22275,1.4182911412956809,0.70914557064784045,4.4917944378234722,3435.0000000001119,0.39212328767124566,5.7944594978053168]
[144,3436.5,1.2407999999999999,0.62039999999999995,3.9502034750161181,1.9751017375080591,4.4917944378234722,3436.5000000001119,0.39229452054795799,5.7941411384021082]
[144,3442,1.3203,0.66015000000000001,4.2032992005671996,2.1016496002835998,4.4917944378234722,3442.0000000001123,0.39292237442923655,5.7871372315315126]
[144,3445,1.5270999999999999,0.76354999999999995,4.8616664464032189,2.4308332232016094,4.4917944378234722,3445.0000000001123,0.39326484018266122,5.7852270751122585]
[144,3449,1.6892,0.84460000000000002,5.3777270390048573,2.6888635195024286,4.4917944378234722,3449.0000000001123,0.39372146118722745,5.7814067622737522]
[144,3453.5,2.2263999999999999,1.1132,7.0879537530431058,3.5439768765215529,4.4917944378234722,3453.5000000001128,0.39423515981736446,5.7794966058544981]
[145,3457.5,0.53169999999999995,0.26584999999999998,1.6927169468617584,0.84635847343087922,4.4917944378234722,3457.5000000001128,0.39469178082193068,5.7763130118224089]
[145,3458,0.50360000000000005,0.25180000000000002,1.603257954560056,0.80162897728002802,4.4917944378234722,3458.0000000001128,{"$f":"1/17520+I6920","v":0.39474885844750146},5.7747212148063651]
[145,3464.5,1.7119,0.85594999999999999,5.4499946235332795,2.7249973117666397,4.4917944378234722,3464.5000000001132,0.39549086757992158,5.7670805891293515]
[145,3466.5,1.4113,0.70565,4.4930062574873046,2.2465031287436523,4.4917944378234722,3466.5000000001132,0.39571917808220469,5.7645337139036794]
[145,3471.5,1.3368,0.66839999999999999,4.2558285020966693,2.1279142510483346,4.4917944378234722,3471.5000000001132,0.39628995433791248,5.7613501198715911]
[145,3475,1.9028,0.95140000000000002,6.0577427242590831,3.0288713621295416,4.4917944378234722,3475.0000000001132,0.39668949771690792,5.7543462130009946]
[145,3478.5,2.3416999999999999,1.1708499999999999,7.4550221449429754,3.7275110724714877,4.4917944378234722,3478.5000000001137,0.39708904109590337,5.7492524625496522]
[146,3483.5,0.42380000000000001,0.21190000000000001,1.3492071507993479,0.67460357539967397,4.4917944378234722,3483.5000000001137,0.39765981735161116,5.7444770715015183]
[146,3487,1.2605,0.63024999999999998,4.0129202774482726,2.0064601387241363,4.4917944378234722,3487.0000000001137,0.3980593607306066,5.7393833210501759]
[146,3488,1.3005,0.65024999999999999,4.1402640387318357,2.0701320193659178,4.4917944378234722,3488.0000000001137,0.39817351598174816,5.7381098834373407]
[146,3494,1.5603,0.78015000000000001,4.9673617682685762,2.4836808841342881,4.4917944378234722,3494.0000000001141,0.3988584474885975,5.7320610547763708]
[146,3496.5,1.5818000000000001,0.79090000000000005,5.0358090399584921,2.517904519979246,4.4917944378234722,3496.5000000001141,0.39914383561645139,5.7298325389539091]
[146,3501,2.1113,1.05565,6.7215220799496542,3.3607610399748271,4.4917944378234722,3501.0000000001141,0.3996575342465884,5.7250571479057752]
[147,3505,0.69669999999999999,0.34834999999999999,2.2180099621564553,1.1090049810782276,4.4917944378234722,3505.0000000001146,0.40011415525115462,5.72060011626085]
[147,3508,0.47220000000000001,0.2361,1.5032931019524591,0.75164655097622957,4.4917944378234722,3508.0000000001146,0.40045662100457929,5.7135962093902544]
[147,3513.5,1.5121,0.75605,4.8139125359218831,2.4069562679609415,4.4917944378234722,3513.5000000001146,0.40108447488585786,5.703727067890779]
[147,3516.5,1.5815999999999999,0.79079999999999995,5.0351723211520731,2.5175861605760366,4.4917944378234722,3516.5000000001151,0.40142694063928253,5.7002251144554803]
[147,3518,0.71089999999999998,0.35544999999999999,2.2632169974121199,1.13160849870606,4.4917944378234722,3518.0000000001151,0.40159817351599486,5.6999067550522717]
[147,3523.5,1.1259999999999999,0.56299999999999994,3.5847268801322927,1.7923634400661463,4.4917944378234722,3523.5000000001151,0.40222602739727342,5.6929028481816752]
[147,3526.5,1.6272,0.81359999999999999,5.1803442090153355,2.5901721045076678,4.4917944378234722,3526.5000000001155,0.40256849315069809,5.6878090977303328]
[148,3530.5,0.45179999999999998,0.22589999999999999,1.438347783697842,0.719173891848921,4.4917944378234722,3530.5000000001155,0.40302511415526432,5.683033706682199]
[148,3535,0.78939999999999999,0.3947,2.5131291289311122,1.2565645644655561,4.4917944378234722,3535.0000000001155,0.40353881278540132,5.6779399562308575]
[148,3537.5,1.1237999999999999,0.56189999999999996,3.5777229732616971,1.7888614866308485,4.4917944378234722,3537.5000000001155,0.40382420091325522,5.6760297998116034]
[148,3543.5,0.96179999999999999,0.48089999999999999,3.0619807400632677,1.5309903700316339,4.4917944378234722,3543.500000000116,0.40450913242010456,5.6690258929410078]
[148,3546,1.4832000000000001,0.74160000000000004,4.7219066683945092,2.3609533341972546,4.4917944378234722,3546.000000000116,0.40479452054795845,5.6658422989089186]
[148,3548,1.5694999999999999,0.78474999999999995,4.9966508333637956,2.4983254166818978,4.4917944378234722,3548.000000000116,0.40502283105024156,5.6632954236832473]
[149,3552.5,0.72450000000000003,0.36225000000000002,{"$f":"C7110*$E$2","v":2.3065138762485318},1.1532569381242659,4.4917944378234722,3552.5000000001164,0.40553652968037857,5.6546997197966071]
[149,3556,0.40510000000000002,0.20255000000000001,1.2896739423992825,0.64483697119964123,4.4917944378234722,3556.0000000001164,0.40593607305937401,5.6489692505388467]
[149,3561,1.3237000000000001,0.66185000000000005,4.2141234202763025,2.1070617101381512,4.4917944378234722,3561.0000000001164,0.4065068493150818,5.6432387812810862]
[149,3564.5,1.2470000000000001,0.62350000000000005,3.9699417580150711,1.9849708790075355,4.4917944378234722,3564.5000000001169,0.40690639269407725,5.640055187248997]
[149,3569.5,1.5636000000000001,0.78180000000000005,4.9778676285744705,2.4889338142872353,4.4917944378234722,3569.5000000001169,0.40747716894978503,5.6292309675398942]
[149,3571.5,1.7853000000000001,0.89265000000000005,5.6836704254886179,2.8418352127443089,4.4917944378234722,3571.5000000001169,0.40770547945206814,5.6263657329110144]
[150,3578,0.47989999999999999,0.23995,1.5278067759995448,0.76390338799977242,4.4917944378234722,3578.0000000001173,0.40844748858448826,5.6171333102179553]
[150,3578.5,0.46479999999999999,0.2324,1.4797345061149998,0.7398672530574999,4.4917944378234722,3578.5000000001173,0.40850456621005904,5.6171333102179553]
[150,3582.5,1.202,0.60099999999999998,3.8266800265710623,1.9133400132855312,4.4917944378234722,3582.5000000001173,0.40896118721462527,5.6110844815569862]
[150,3589,1.3818999999999999,0.69094999999999995,4.3994085929438862,2.1997042964719431,4.4917944378234722,3589.0000000001178,0.40970319634704538,5.5999419024446739]
[150,3591,1.151,0.57550000000000001,3.6643167309345199,1.83215836546726,4.4917944378234722,3591.0000000001178,0.4099315068493285,5.5977133866222122]
[150,3594,1.7388999999999999,0.86944999999999995,5.5359516623996843,2.7679758311998421,4.4917944378234722,3594.0000000001178,0.41027397260275317,5.5954848707997504]
[150,3599.5,1.1064000000000001,0.55320000000000003,3.5223284371033476,1.7611642185516738,4.4917944378234722,3599.5000000001178,0.41090182648403173,5.5887993233323634]
[151,3601,0.61750000000000005,0.30875000000000002,1.965869314815001,0.98293465740750052,4.4917944378234722,3601.0000000001178,0.41107305936074406,5.5849790104938561]
[151,3608,2.0333999999999999,1.0166999999999999,6.4735201048499151,3.2367600524249576,4.4917944378234722,3608.0000000001182,0.41187214611873496,5.5735180719783353]
[151,3611.5,1.5064,0.75319999999999998,4.7957660499389752,2.3978830249694876,4.4917944378234722,3611.5000000001182,0.41227168949773041,5.5693793997366194]
[151,3612.5,1.4716,0.73580000000000001,4.6849769776222763,2.3424884888111381,4.4917944378234722,3612.5000000001182,0.41238584474887197,5.5674692433173663]
[151,3618.5,1.7655000000000001,0.88275000000000003,5.6206352636532539,2.810317631826627,4.4917944378234722,3618.5000000001187,0.41307077625572131,5.5591918988339346]
[151,3621,1.8216000000000001,0.91080000000000005,5.7992348888534506,2.8996174444267253,4.4917944378234722,3621.0000000001187,0.4133561643835752,5.5579184612210994]
[151,3623.5,1.1074999999999999,0.55374999999999996,3.525830390538645,1.7629151952693225,4.4917944378234722,3623.5000000001187,0.41364155251142909,5.5547348671890093]
[152,3629.5,1.1108,0.5554,3.5363362508445393,1.7681681254222696,3.1401092327716023,3629.5000000001191,0.41432648401827843,5.551551273156921]
[152,3634,1.4216,0.71079999999999999,4.5257972760178227,2.2628986380089113,3.1401092327716023,3634.0000000001191,0.41484018264841543,5.5451840850927425]
[152,3638,0.86480000000000001,0.43240000000000001,2.7531721189506282,1.3765860594753141,3.1401092327716023,3638.0000000001191,0.41529680365298166,5.5404086940446087]
[152,3641,1.0927,0.54635,3.4787131988637272,1.7393565994318636,3.1401092327716023,3641.0000000001196,0.41563926940640633,5.5359516623996843]
[152,3642.5,1.5631999999999999,0.78159999999999996,4.9765941909616345,2.4882970954808172,3.1401092327716023,3642.5000000001196,0.41581050228311867,5.5343598653836397]
[153,3648,0.91779999999999995,0.45889999999999997,2.9219026026513486,1.4609513013256743,3.1401092327716023,3648.0000000001196,0.41643835616439723,5.5279926773194612]
[153,3651,0.44929999999999998,0.22464999999999999,1.4303887986176191,0.71519439930880957,3.1401092327716023,3651.0000000001196,0.4167808219178219,5.5238540050777463]
[153,3655,1.0423,0.52115,3.318260059646438,1.659130029823219,3.1401092327716023,3655.0000000001201,0.41723744292238812,5.5209887704488656]
[153,3659.5,1.1627000000000001,0.58135000000000003,3.7015647811099623,1.8507823905549812,3.1401092327716023,3659.5000000001201,0.41775114155252513,5.5178051764167773]
[153,3663.5,0.95830000000000004,0.47915000000000002,3.0508381609509563,1.5254190804754781,3.1401092327716023,3663.5000000001201,0.41820776255709136,5.5149399417878966]
[153,3668,1.8445,0.92225000000000001,5.8721391921882899,2.936069596094145,3.1401092327716023,3668.0000000001205,0.41872146118722836,5.5117563477558074]
[153,3670.5,2.0954999999999999,1.04775,6.6712212942426463,3.3356106471213232,3.1401092327716023,3670.5000000001205,0.41900684931508225,5.5079360349173001]
[154,3672.5,0.85419999999999996,0.42709999999999998,2.7194260222104836,1.3597130111052418,3.1401092327716023,3672.5000000001205,0.41923515981736537,5.5057075190948384]
[154,3677.5,1.1662999999999999,0.58314999999999995,3.7130257196254823,1.8565128598127412,3.1401092327716023,3677.500000000121,0.41980593607307315,5.4996586904338693]
[{"$f":"INT(B7367/24)+1","v":154},3681,1.3384,{"$f":"C7367*0.5","v":0.66920000000000002},4.2609222525480117,{"$f":"E7367*0.5","v":2.1304611262740059},{"$f":"IF(A7367<=$N$42,$O$42,IF(A7367<=$N$43,$O$43,IF(A7367<=$N$44,$O$44,IF(A7367<=$N$45,$O$45,IF(A7367<=$N$46,$O$46,IF(A7367<=$N$47,$O$47,IF(A7367<=$N$48,$O$48,IF(A7367<=$N$49,$O$49,IF(A7367<=$N$50,$O$50,IF(A7367<=$N$51,$O$51,IF(A7367<=$N$52,$O$52,IF(A7367<=$N$53,$O$53))))))))))))","v":3.1401092327716023},{"$f":"I7367*8760","v":3681.000000000121},0.4202054794520686,5.4961567369985707]
[154,3684.5,1.0798000000000001,0.53990000000000005,3.4376448358497784,1.7188224179248892,3.1401092327716023,3684.500000000121,0.42060502283106405,5.4891528301279751]
[154,3689.5,1.083,0.54149999999999998,3.4478323367524633,1.7239161683762316,3.1401092327716023,3689.5000000001214,0.42117579908677183,5.4827856420637966]
[154,3693,1.2414000000000001,0.62070000000000003,3.9521136314353722,1.9760568157176861,3.1401092327716023,3693.0000000001214,0.42157534246576728,5.4783286104188722]
[155,3698,0.47720000000000001,0.23860000000000001,1.5192110721129044,0.7596055360564522,3.1401092327716023,3698.0000000001214,0.42214611872147506,5.4655942342905162]
[155,3698.5,0.4546,0.2273,1.4472618469876914,0.72363092349384572,3.1401092327716023,3698.5000000001214,0.42220319634704584,5.4643207966776801]
[155,3703,0.97240000000000004,0.48620000000000002,3.0957268368034123,1.5478634184017062,3.1401092327716023,3703.0000000001219,0.42271689497718284,5.4595454056295472]
[155,3707,0.48470000000000002,0.24235000000000001,1.5430880273535725,0.77154401367678627,3.1401092327716023,3707.0000000001219,0.42317351598174907,5.4557250927910399]
[155,3711.5,0.38390000000000002,0.19195000000000001,1.2221817489189941,0.61109087445949706,3.1401092327716023,3711.5000000001219,0.42368721461188608,5.4499946235332795]
[155,3715.5,1.1598999999999999,0.57994999999999997,3.6926507178201127,1.8463253589100563,3.1401092327716023,3715.5000000001223,0.4241438356164523,5.4458559512915636]
[155,3718.5,1.5838000000000001,0.79190000000000005,5.0421762280226696,2.5210881140113348,3.1401092327716023,3718.5000000001223,0.42448630136987697,5.4420356384530573]
[156,3724,0.41210000000000002,0.20605000000000001,1.311959100623906,0.65597955031195299,3.1401092327716023,3724.0000000001223,0.42511415525115553,5.4328032157599981]
[156,3725.5,1.1108,0.5554,3.5363362508445393,1.7681681254222696,3.1401092327716023,3725.5000000001223,0.42528538812786787,5.4296196217279098]
[156,3728.5,1.1358999999999999,0.56794999999999995,3.6162444610499747,1.8081222305249873,3.1401092327716023,3728.5000000001228,0.42562785388129254,5.4254809494861931]
[156,3732.5,0.57889999999999997,0.28944999999999999,1.8429825851763628,0.92149129258818141,3.1401092327716023,3732.5000000001228,0.42608447488585877,5.4194321208252241]
[156,3737,0.47010000000000002,0.23505000000000001,1.4966075544850721,0.74830377724253605,3.1401092327716023,3737.0000000001228,0.42659817351599577,5.4168852455995529]
[156,3741,1.0123,0.50614999999999999,3.2227522386837659,1.611376119341883,3.1401092327716023,3741.0000000001232,0.427054794520562,5.4130649327610456]
[157,3745.5,0.51700000000000002,0.25850000000000001,1.6459181145900494,0.82295905729502472,3.1401092327716023,3745.5000000001232,0.427568493150699,5.4025590724551522]
[157,3748,0.41970000000000002,0.20985000000000001,1.3361544152677829,0.66807720763389145,3.1401092327716023,3748.0000000001232,0.42785388127855289,5.400012197229481]
[157,3754,0.28389999999999999,0.14194999999999999,0.90382234571008702,0.45191117285504351,3.1401092327716023,3754.0000000001237,0.42853881278540223,5.3955551655845566]
[157,3755,0.56279999999999997,0.28139999999999998,1.7917267212597288,0.89586336062986438,3.1401092327716023,3755.0000000001237,0.42865296803654379,5.3949184467781386]
[157,3758.5,8.5000000000000006E-2,4.2500000000000003E-2,0.27060549272757101,0.1353027463637855,3.1401092327716023,3758.5000000001237,0.42905251141553924,5.3930082903588854]
[157,3765.5,1.2341,0.61704999999999999,3.9288733950011214,1.9644366975005607,3.1401092327716023,3765.5000000001241,0.42985159817353014,5.3847309458754538]
[157,3767,1.2401,0.62004999999999999,3.9479749591936559,1.973987479596828,3.1401092327716023,3767.0000000001241,0.43002283105024247,5.3818657112465731]
[158,3770.5,0.43780000000000002,0.21890000000000001,1.393777467248595,0.69688873362429749,3.1401092327716023,3770.5000000001241,0.43042237442923792,5.3799555548273199]
[158,3775.5,1.2981,0.64905000000000002,4.1326234130548221,2.066311706527411,3.1401092327716023,3775.5000000001241,0.4309931506849457,5.3748618043759775]
[158,3777.5,1.3367,0.66835,4.2555101426934607,2.1277550713467304,3.1401092327716023,3777.5000000001246,0.43122146118722882,5.3697680539246351]
[158,3784,0.82740000000000002,0.41370000000000001,2.6341057021504968,1.3170528510752484,3.1401092327716023,3784.0000000001246,0.43196347031964893,5.3653110222797107]
[158,3788,1.4993000000000001,0.74965000000000004,4.7731625323111437,2.3865812661555719,3.1401092327716023,3788.0000000001246,0.43242009132421516,5.355123521377025]
[158,3788.5,1.7423999999999999,0.87119999999999997,5.5470942415119957,2.7735471207559979,3.1401092327716023,3788.5000000001251,0.43247716894978594,5.3548051619738164]
[159,3795,0.4451,0.22255,1.4170177036828453,0.70850885184142265,3.1401092327716023,3795.0000000001251,0.43321917808220606,5.3452543798775496]
[159,3797,1.4401999999999999,0.72009999999999996,4.5850121250146785,2.2925060625073392,3.1401092327716023,3797.0000000001251,0.43344748858448917,5.3446176610711316]
[159,3800,1.6963999999999999,0.84819999999999995,5.400648916035899,2.7003244580179495,3.1401092327716023,3800.0000000001251,0.43378995433791384,5.3401606294262063]
[159,3805.5,1.4064000000000001,0.70320000000000005,4.4774066467300688,2.2387033233650344,3.1401092327716023,3805.5000000001255,0.4344178082191924,5.3331567225556107]
[159,3810.5,1.7264999999999999,0.86324999999999996,5.4964750964017801,2.7482375482008901,3.1401092327716023,3810.5000000001255,0.43498858447490019,5.3258344562818056]
[159,3814,2.1850000000000001,1.0925,6.9561529601146193,3.4780764800573096,3.1401092327716023,3814.000000000126,0.43538812785389563,5.318193830604792]
[160,3817.5,0.58209999999999995,0.29104999999999998,1.8531700860790477,0.92658504303952383,3.1401092327716023,3817.500000000126,0.43578767123289108,5.3146918771694942]
[160,3818.5,0.47670000000000001,0.23835000000000001,1.5176192750968598,0.75880963754842989,3.1401092327716023,3818.500000000126,0.43590182648403264,5.3140551583630762]
[160,3824.5,1.3056000000000001,0.65280000000000005,4.1565003682954904,2.0782501841477452,3.1401092327716023,3824.500000000126,0.43658675799088198,5.3041860168635999]
[160,3827,1.2649999999999999,0.63249999999999995,4.0272464505926733,2.0136232252963366,3.1401092327716023,3827.0000000001264,0.43687214611873587,5.3032309386539733]
[160,3831.5,0.98619999999999997,0.49309999999999998,3.1396604344462409,1.5698302172231204,3.1401092327716023,3831.5000000001264,0.43738584474887288,5.3022758604443467]
[160,3835.5,1.2022999999999999,0.60114999999999996,3.8276351047806889,1.9138175523903445,3.1401092327716023,3835.5000000001264,0.4378424657534391,5.2978188287994215]
[161,3840,0.89929999999999999,0.44964999999999999,2.8630061130577009,1.4315030565288505,3.1401092327716023,3840.0000000001269,0.43835616438357611,5.2943168753641237]
[161,3844,0.46279999999999999,0.23139999999999999,1.4733673180508218,0.73668365902541089,3.1401092327716023,3844.0000000001269,0.43881278538814233,5.2879496872999461]
[161,3847,1.0382,0.51910000000000001,3.3052073241148729,1.6526036620574365,3.1401092327716023,3847.0000000001269,0.439155251141567,5.2863578902839015]
[161,3848.5,1.0826,0.5413,3.4465588991396277,1.7232794495698138,3.1401092327716023,3848.5000000001269,0.43932648401827934,5.2831742962518122]
[161,3853,1.6692,0.83460000000000001,5.3140551583630762,2.6570275791815381,3.1401092327716023,3853.0000000001273,0.43984018264841634,5.2726684359459179]
[161,3858.5,1.5450999999999999,0.77254999999999996,4.9189711389808224,2.4594855694904112,3.1401092327716023,3858.5000000001273,0.44046803652969491,5.2650278102689043]
[161,3861.5,2.3266,1.1633,7.4069498750584311,3.7034749375292155,3.1401092327716023,3861.5000000001273,0.44081050228311958,5.261207497430398]
[162,3865.5,0.51100000000000001,0.2555,1.6268165503975149,0.81340827519875747,3.1401092327716023,3865.5000000001278,0.4412671232876858,5.2561137469790555]
[162,3870,1.3729,0.68645,4.3707562466550849,2.1853781233275424,3.1401092327716023,3870.0000000001278,0.44178082191782281,5.2487914807052505]
[162,3872.5,1.6914,0.84570000000000001,{"$f":"C7750*$E$2","v":5.3847309458754538},2.6923654729377269,3.1401092327716023,3872.5000000001278,0.4420662100456767,5.2427426520442815]
[162,3878.5,1.2739,0.63695000000000002,4.0555804374782669,2.0277902187391335,3.1401092327716023,3878.5000000001282,0.44275114155252604,5.230326635319134]
[162,3881,1.6890000000000001,0.84450000000000003,5.3770903201984401,2.6885451600992201,3.1401092327716023,3881.0000000001282,0.44303652968037993,5.2255512442710002]
[162,3883,1.8225,0.91125,5.8021001234823304,2.9010500617411652,3.1401092327716023,3883.0000000001282,0.44326484018266304,5.2223676502389109]
[163,3888,0.90759999999999996,0.45379999999999998,2.88942994352404,1.44471497176202,3.1401092327716023,3888.0000000001282,0.44383561643837083,5.2163188215779419]
[163,3891.5,0.41649999999999998,0.20824999999999999,1.3259669143650978,0.66298345718254892,3.1401092327716023,3891.5000000001287,0.44423515981736628,5.2105883523201815]
[163,3895,1.3392999999999999,0.66964999999999997,4.2637874871768915,2.1318937435884457,3.1401092327716023,3895.0000000001287,0.44463470319636172,5.204857883062421]
[163,3900,0.80130000000000001,0.40065000000000001,2.5510138979129722,1.2755069489564861,3.1401092327716023,3900.0000000001287,0.44520547945206951,5.192123506934065]
[163,3902,0.5736,0.2868,1.8261095368062907,0.91305476840314537,3.1401092327716023,3902.0000000001291,0.44543378995435262,5.1883031940955577]
[163,3908.5,1.7863,0.89315,5.6868540195207062,2.8434270097603531,3.1401092327716023,3908.5000000001291,0.44617579908677274,5.1809809278217527]
[163,3909,1.8866000000000001,0.94330000000000003,6.00616850093924,3.00308425046962,3.1401092327716023,3909.0000000001291,0.44623287671234352,5.1803442090153355]
[164,3913,0.61329999999999996,0.30664999999999998,1.9524982198802268,0.97624910994011338,3.1401092327716023,3913.0000000001291,0.44668949771690974,5.1752504585639922]
[164,3917.5,1.3268,0.66339999999999999,4.2239925617757788,2.1119962808878894,3.1401092327716023,3917.5000000001296,0.44720319634704675,5.1692016299030232]
[164,3921.5,0.99260000000000004,0.49630000000000002,3.1600354362516114,1.5800177181258057,3.1401092327716023,3921.5000000001296,0.44765981735161298,5.1647445982580988]
[164,3924.5,0.71130000000000004,0.35565000000000002,2.2644904350249559,1.132245217512478,3.1401092327716023,3924.5000000001296,0.44800228310503765,5.161242644822801]
[164,3930,0.84289999999999998,0.42144999999999999,2.6834514096478772,1.3417257048239386,3.1401092327716023,3930.0000000001301,0.44863013698631621,5.1555121755650406]
[164,3931.5,1.353,0.67649999999999999,4.3074027254165124,2.1537013627082562,3.1401092327716023,3931.5000000001301,0.44880136986302854,5.1536020191457874]
[165,3938.5,0.4698,0.2349,1.4956524762754453,0.74782623813772264,3.1401092327716023,3938.5000000001305,0.44960045662101944,5.1453246746623558]
[165,3942,1.4218,0.71089999999999998,4.5264339948242398,2.2632169974121199,3.1401092327716023,3942.0000000001305,0.45000000000001489,5.1415043618238485]
[165,3943,1.5471999999999999,0.77359999999999995,4.9256566864482094,2.4628283432241047,3.1401092327716023,3943.0000000001305,0.45011415525115644,5.1402309242110134]
[165,3947,0.5252,0.2626,1.6720235856531798,0.83601179282658988,3.1401092327716023,3947.0000000001305,0.45057077625572267,5.1364106113725061]
[165,3951.5,0.2631,0.13155,0.83760358984263439,0.41880179492131719,3.1401092327716023,3951.500000000131,0.45108447488585968,5.1338637361468349]
[165,3954,0.95009999999999994,0.47504999999999997,3.0247326898878257,1.5123663449439129,3.1401092327716023,3954.000000000131,0.45136986301371357,5.1322719391307903]
[166,3960,0.8206,0.4103,2.6124572627322911,1.3062286313661455,3.1401092327716023,3960.000000000131,0.45205479452056291,5.1265414698730298]
[166,3964.5,1.0754999999999999,0.53774999999999995,3.4239553815117949,1.7119776907558975,3.1401092327716023,3964.5000000001314,0.45256849315069991,5.1195375630024342]
[166,3968.5,1.1559999999999999,0.57799999999999996,{"$f":"C7942*$E$2","v":3.6802347010949652},1.8401173505474826,3.1401092327716023,3968.5000000001314,0.45302511415526614,5.1138070937446738]
[166,3971.5,0.86119999999999997,0.43059999999999998,2.7417111804351073,1.3708555902175537,3.1401092327716023,3971.5000000001314,0.45336757990869081,5.1109418591157931]
[166,3973,0.86880000000000002,0.43440000000000001,2.7659064950789842,1.3829532475394921,3.1401092327716023,3973.0000000001314,0.45353881278540314,5.1068031868740782]
[166,3976.5,1.0125999999999999,0.50629999999999997,3.2237073168933925,1.6118536584466963,3.1401092327716023,3976.5000000001319,0.45393835616439859,5.0975707641810191]
[166,3981.5,1.8101,0.90505000000000002,5.7626235574844262,2.8813117787422131,3.1401092327716023,3981.5000000001319,0.45450913242010638,5.0892934196975883]
[167,3987,0.41589999999999999,0.20795,1.3240567579458444,0.66202837897292222,3.1401092327716023,3987.0000000001319,0.45513698630138494,5.0835629504398279]
[167,3990,1.1016999999999999,0.55084999999999995,3.5073655451525285,1.7536827725762643,3.1401092327716023,3990.0000000001323,0.45547945205480961,5.0791059187949026]
[167,3994,1.5343,0.76715,4.8845883234342606,2.4422941617171303,3.1401092327716023,3994.0000000001323,0.45593607305937583,5.0756039653596048]
[167,3998.5,0.67810000000000004,0.33905000000000002,2.1587951131595986,1.0793975565797993,3.1401092327716023,3998.5000000001323,0.45644977168951284,5.0670082614729637]
[167,3999,0.82410000000000005,0.41205000000000003,2.6235998418446029,1.3117999209223015,3.1401092327716023,3999.0000000001323,0.45650684931508362,5.0660531832633371]
[167,4005.5,2.0331000000000001,1.0165500000000001,6.4725650266402894,3.2362825133201447,3.1401092327716023,4005.5000000001328,0.45724885844750374,5.0568207605702797]
[167,4007.5,1.1928000000000001,0.59640000000000004,3.7973909614758434,1.8986954807379217,3.1401092327716023,4007.5000000001328,0.45747716894978685,5.0536371665381896]
[168,4012.5,1.151,0.57550000000000001,3.6643167309345199,1.83215836546726,3.1401092327716023,4012.5000000001328,0.45804794520549463,5.0463149002643855]
[168,4016,1.4461999999999999,0.72309999999999997,4.604113689207213,2.3020568446036065,3.1401092327716023,4016.0000000001332,0.45844748858449008,5.0421762280226696]
[168,4019.5,1.6194999999999999,0.80974999999999997,5.1558305349682492,2.5779152674841246,3.1401092327716023,4019.5000000001332,0.45884703196348553,5.0412211498130421]
[168,4024.5,1.0716000000000001,0.53580000000000005,3.4115393647866483,1.7057696823933242,3.1401092327716023,4024.5000000001332,0.45941780821919331,5.0351723211520731]
[168,4028,1.7492000000000001,0.87460000000000004,5.5687426809302023,2.7843713404651012,3.1401092327716023,4028.0000000001337,0.45981735159818876,5.0313520083135668]
[168,4029,1.9235,0.96174999999999999,6.1236431207233268,3.0618215603616634,3.1401092327716023,4029.0000000001337,0.45993150684933032,5.0307152895071487]
[169,4035,0.42499999999999999,0.21249999999999999,1.3530274636378548,0.67651373181892738,3.1401092327716023,4035.0000000001337,0.46061643835617966,5.0268949766686415]
[169,4037.5,1.1946000000000001,0.59730000000000005,3.8031214307336039,1.9015607153668019,3.1401092327716023,4037.5000000001337,0.46090182648403355,5.0227563044269266]
[169,4042,1.0069999999999999,0.50349999999999995,3.2058791903136936,1.6029395951568468,3.1401092327716023,4042.0000000001342,0.46141552511417055,5.0160707569595386]
[169,4046,0.54720000000000002,0.27360000000000001,1.7420626543591393,0.87103132717956966,3.1401092327716023,4046.0000000001342,0.46187214611873678,5.0093852094921516]
[169,4049,0.98080000000000001,0.4904,3.12246902667296,1.56123451333648,3.1401092327716023,4049.0000000001342,0.46221461187216145,5.0046098184440186]
[169,4054.5,2.0985999999999998,1.0492999999999999,6.6810904357421226,3.3405452178710613,3.1401092327716023,4054.5000000001346,0.46284246575344001,4.9966508333637956]
[170,4057.5,0.53029999999999999,0.26515,1.6882599152168341,0.84412995760841703,3.1401092327716023,4057.5000000001346,0.46318493150686468,4.9902836452996171]
[170,4059,0.47120000000000001,0.2356,1.5001095079203699,0.75005475396018495,3.1401092327716023,4059.0000000001346,0.46335616438357702,4.9890102076867819]
[170,4064.5,1.1573,0.57865,{"$f":"C8134*$E$2","v":3.684373373336681},1.8421866866683405,3.1401092327716023,4064.5000000001351,0.46398401826485558,4.9788227067840971]
[170,4067.5,0.45910000000000001,0.22955,1.4615880201320921,0.73079401006604605,3.1401092327716023,4067.5000000001351,0.46432648401828025,4.9765941909616345]
[170,4071.5,0.31230000000000002,0.15615000000000001,0.99423641622141679,0.49711820811070839,3.1401092327716023,4071.5000000001351,0.46478310502284648,4.9689535652846208]
[170,4076,1.0064,0.50319999999999998,3.2039690338944404,1.6019845169472202,3.1401092327716023,4076.0000000001355,0.46529680365298348,4.9664066900589496]
[170,4078.5,1.2204999999999999,0.61024999999999996,3.88557651616471,1.942788258082355,3.1401092327716023,4078.5000000001355,0.46558219178083737,4.964178174236487]
[171,4084.5,0.86560000000000004,0.43280000000000002,2.7557189941762994,1.3778594970881497,3.1401092327716023,4084.5000000001355,0.46626712328768671,4.9555824703498468]
[171,4087,1.0643,0.53215000000000001,3.3882991283523975,1.6941495641761988,3.1401092327716023,4087.0000000001355,0.46655251141554061,4.9511254387049215]
[171,4089,0.95540000000000003,0.47770000000000001,3.041605738257898,1.520802869128949,3.1401092327716023,4089.000000000136,0.46678082191782372,4.9495336416888778]
[171,4094,0.76500000000000001,0.38250000000000001,2.435449434548139,1.2177247172740695,3.1401092327716023,4094.000000000136,0.4673515981735315,4.9444398912375345]
[171,4097.5,1.1279999999999999,0.56399999999999995,3.5910940681964711,1.7955470340982356,3.1401092327716023,4097.5000000001364,0.46775114155252695,4.9393461407861929]
[171,4101,1.1440999999999999,0.57204999999999995,3.6423499321131052,1.8211749660565526,3.1401092327716023,4101.0000000001364,0.4681506849315224,4.9364809061573123]
[172,4106,0.47189999999999999,0.23594999999999999,1.5023380237428323,0.75116901187141616,3.1401092327716023,4106.0000000001364,0.46872146118723018,4.9297953586899252]
[172,4108,0.43169999999999997,0.21584999999999999,1.3743575436528517,0.68717877182642584,3.1401092327716023,4108.0000000001364,0.4689497716895133,4.9262934052546274]
[172,4114.5,0.78200000000000003,0.39100000000000001,2.4895705330936533,1.2447852665468266,3.1401092327716023,4114.5000000001364,0.46969178082193341,4.9208812954000765]
[172,4118.5,0.31480000000000002,0.15740000000000001,1.0021954013016394,0.50109770065081971,3.1401092327716023,4118.5000000001364,0.47014840182649964,4.9189711389808224]
[172,4119,0.40150000000000002,0.20075000000000001,1.2782130038837618,0.6391065019418809,3.1401092327716023,4119.0000000001364,0.47020547945207042,4.9186527795776138]
[172,4123.5,0.89190000000000003,0.44595000000000001,2.839447517220242,1.419723758610121,3.1401092327716023,4123.5000000001373,0.47071917808220742,4.9157875449487332]
[172,4127.5,1.0697000000000001,0.53485000000000005,3.4054905361256789,1.7027452680628394,3.1401092327716023,4127.5000000001373,0.47117579908677365,4.9100570756909736]
[173,4130.5,0.51849999999999996,0.25924999999999998,1.6506935056381828,0.82534675281909142,3.1401092327716023,4130.5000000001373,0.47151826484019832,4.9075102004653024]
[173,4136,0.8175,0.40875,2.6025881212328148,1.3012940606164074,3.1401092327716023,4136.0000000001373,0.47214611872147688,4.8976410589658261]
[173,4141,0.31309999999999999,0.15654999999999999,0.99678329144708788,0.49839164572354394,3.1401092327716023,4141.0000000001373,0.47271689497718467,4.8912738709016477]
[173,4144.5,0.40760000000000002,0.20380000000000001,1.2976329274795051,0.64881646373975255,3.1401092327716023,4144.5000000001382,0.47311643835618011,4.8845883234342606]
[173,4148,0.88970000000000005,0.44485000000000002,2.832443610349646,1.416221805174823,3.1401092327716023,4148.0000000001382,0.47351598173517556,4.8801312917893354]
[173,4149,0.97409999999999997,0.48704999999999998,3.1011389466579633,1.5505694733289817,3.1401092327716023,4149.0000000001382,0.47363013698631712,4.8794945729829182]
[174,4153.5,0.57120000000000004,0.28560000000000002,1.8184689111292771,0.90923445556463856,3.1401092327716023,4153.5000000001382,0.47414383561645412,4.8766293383540384]
[174,4159.5,0.84799999999999998,0.42399999999999999,2.6996877392115315,1.3498438696057657,3.1401092327716023,4159.5000000001382,0.47482876712330346,4.870898869096278]
[174,4162,1.2113,0.60565000000000002,3.8562874510694911,1.9281437255347456,3.1401092327716023,4162.0000000001382,{"$f":"1/17520+I8328","v":0.47511415525115736},4.8680336344673973]
[174,4164.5,0.99390000000000001,0.49695,3.1641741084933268,1.5820870542466634,3.1401092327716023,4164.5000000001382,0.47539954337901125,4.8667601968545613]
[174,4170.5,1.5458000000000001,0.77290000000000003,4.921199654803285,2.4605998274016425,3.1401092327716023,4170.5000000001392,0.47608447488586059,4.8619848058064274]
[174,4175,1.2833000000000001,0.64165000000000005,4.0855062213799043,2.0427531106899521,3.1401092327716023,4175.0000000001392,0.47659817351599759,4.8594379305807571]
[175,4179,0.47920000000000001,0.23960000000000001,1.5255782601770826,0.76278913008854132,3.1401092327716023,4179.0000000001392,0.47705479452056382,4.8552992583390404]
[175,4182,0.73470000000000002,0.36735000000000001,2.3389865353758399,1.1694932676879199,3.1401092327716023,4182.0000000001392,0.47739726027398849,4.8521156643069521]
[175,4183.5,0.73019999999999996,0.36509999999999998,2.3246603622314392,1.1623301811157196,3.1401092327716023,4183.5000000001392,0.47756849315070082,4.851478945500534]
[175,4189,1.1380999999999999,0.56904999999999994,3.6232483679205707,1.8116241839602854,3.1401092327716023,4189.0000000001392,0.47819634703197939,4.8422465228074758]
[175,4192,1.2576000000000001,0.62880000000000003,4.0036878547552153,2.0018439273776076,3.1401092327716023,4192.0000000001392,0.47853881278540406,4.8403363663882226]
[175,4196,1.4246000000000001,0.71230000000000004,4.5353480581140895,2.2676740290570447,3.1401092327716023,4196.0000000001401,0.47899543378997028,4.8368344129529248]
[176,4200.5,0.70940000000000003,0.35470000000000002,2.2584416063639865,1.1292208031819932,3.1401092327716023,4200.5000000001401,0.47950913242010729,4.8330141001144176]
[176,4204.5,0.64480000000000004,0.32240000000000002,2.0527814318910327,1.0263907159455163,3.1401092327716023,4204.5000000001401,0.47996575342467351,4.8295121466791198]
[176,4209,0.73929999999999996,0.36964999999999998,2.3536310679234496,1.1768155339617248,3.1401092327716023,4209.0000000001401,0.48047945205481052,4.8244183962277774]
[176,4211.5,0.60660000000000003,0.30330000000000001,1.9311681398652301,0.96558406993261503,3.1401092327716023,4211.5000000001401,0.48076484018266441,4.8205980833892701]
[176,4213.5,1.0253000000000001,0.51265000000000005,3.2641389611009242,1.6320694805504621,3.1401092327716023,4213.5000000001401,0.48099315068494752,4.8199613645828521]
[176,4218.5,1.6148,0.80740000000000001,5.1408676430174305,2.5704338215087152,3.1401092327716023,4218.5000000001401,0.48156392694065531,4.8129574577122565]
[176,4222,1.6597999999999999,0.82989999999999997,5.2841293744614388,2.6420646872307194,3.1401092327716023,4222.000000000141,0.48196347031965076,4.8088187854705406]
[177,4225.5,0.50990000000000002,0.25495000000000001,1.6233145969622169,0.81165729848110846,3.1401092327716023,4225.500000000141,0.4823630136986462,4.801814878599945]
[177,4230.5,0.6048,0.3024,1.9254376706074698,0.96271883530373492,3.1401092327716023,4230.500000000141,0.48293378995435399,4.7957660499389752]
[177,4234,0.749,0.3745,2.3845119300347135,1.1922559650173568,3.1401092327716023,4234.000000000141,0.48333333333334944,4.7925824559068868]
[177,4239,0.52080000000000004,0.26040000000000002,1.6580157719119879,0.82900788595599395,3.1401092327716023,4239.000000000141,0.48390410958905722,4.7865336272459178]
[177,4241,1.0468,0.52339999999999998,3.3325862327908387,1.6662931163954193,3.1401092327716023,4241.000000000141,0.48413242009134033,4.7814398767945745]
[177,4243.5,1.1471,0.57355,3.6519007142093725,1.8259503571046862,3.1401092327716023,4243.500000000141,0.48441780821919422,4.7798480797785308]
[178,4248,0.87480000000000002,0.43740000000000001,2.7850080592715187,1.3925040296357594,3.1401092327716023,4248.0000000001419,0.48493150684933123,4.7734808917143523]
[178,4252,0.48530000000000001,0.24265,1.5449981837728259,0.77249909188641297,3.1401092327716023,4252.0000000001419,0.48538812785389746,4.7683871412630099]
[178,4255,0.92510000000000003,0.46255000000000002,2.9451428390855989,1.4725714195427995,3.1401092327716023,4255.0000000001419,0.48573059360732213,4.7664769848437567]
[178,4260.5,0.64259999999999995,0.32129999999999997,2.0457775250204366,1.0228887625102183,3.1401092327716023,4260.5000000001419,0.48635844748860069,4.7572445621506976]
[178,4263.5,0.95079999999999998,0.47539999999999999,3.0269612057102879,1.513480602855144,3.1401092327716023,4263.5000000001419,0.48670091324202536,4.7553344057314444]
[178,4269,1.1977,0.59884999999999999,3.8129905722330797,1.9064952861165398,3.1401092327716023,4269.0000000001419,0.48732876712330392,4.750240655280102]
[178,4270.5,1.587,0.79349999999999998,5.0523637289253545,2.5261818644626772,3.1401092327716023,4270.5000000001428,0.48750000000001625,4.7489672176672659]
[179,4273.5,0.55900000000000005,0.27950000000000003,1.7796290639377905,0.88981453196889526,3.1401092327716023,4273.5000000001428,0.48784246575344092,4.7441918266191321]
[179,4277.5,0.81679999999999997,0.40839999999999999,2.6003596054103526,1.3001798027051763,3.1401092327716023,4277.5000000001428,0.48829908675800715,4.7352777633292833]
[179,4282,0.66490000000000005,0.33245000000000002,2.1167716719360232,1.0583858359680116,3.1401092327716023,4282.0000000001428,0.48881278538814416,4.7327308881036121]
[179,4284.5,0.55889999999999995,0.27944999999999998,1.7793107045345813,0.88965535226729064,3.1401092327716023,4284.5000000001428,0.48909817351599805,4.7305023722811494]
[179,4290.5,1.0298,0.51490000000000002,3.2784651342453248,1.6392325671226624,3.1401092327716023,4290.5000000001428,0.48978310502284739,4.7260453406362251]
[179,4293,1.1185,0.55925000000000002,3.5608499248916252,1.7804249624458126,3.1401092327716023,4293.0000000001428,0.49006849315070128,4.7219066683945092]
[180,4299,0.47320000000000001,0.2366,1.5064766959845481,0.75323834799227407,3.1401092327716023,4299.0000000001437,0.49075342465755062,4.7101273704757798]
[180,4299.5,0.40610000000000002,0.20305000000000001,1.2928575364313715,0.64642876821568573,3.1401092327716023,4299.5000000001437,0.4908105022831214,4.7088539328629437]
[180,4306.5,0.50280000000000002,0.25140000000000001,1.6007110793343846,0.80035553966719231,3.1401092327716023,4306.5000000001437,0.49160958904111229,4.7021683853955576]
[180,4308,0.60709999999999997,0.30354999999999999,1.9327599368812745,0.96637996844063723,3.1401092327716023,4308.0000000001437,0.49178082191782463,4.7008949477827207]
[180,4311.5,0.2666,0.1333,0.84874616895494615,0.42437308447747307,3.1401092327716023,4311.5000000001437,0.49218036529682008,4.6964379161377972]
[180,4316.5,1.2254,0.61270000000000002,3.9011761269219467,1.9505880634609734,3.1401092327716023,4316.5000000001437,0.49275114155252786,4.6910258062832453]
[180,4318.5,1.6645000000000001,0.83225000000000005,5.2990922664122575,2.6495461332061288,3.1401092327716023,4318.5000000001437,0.49297945205481097,4.6868871340415295]
[181,4325,1.1016999999999999,0.55084999999999995,3.5073655451525285,1.7536827725762643,3.1401092327716023,4325.0000000001446,0.49372146118723109,4.6824301023966051]
[181,4329,0.80920000000000003,0.40460000000000002,2.5761642907664757,1.2880821453832378,3.1401092327716023,4329.0000000001446,0.49417808219179732,4.6773363519452626]
[181,4329.5,0.92989999999999995,0.46494999999999997,2.9604240904396262,1.4802120452198131,3.1401092327716023,4329.5000000001446,0.4942351598173681,4.6766996331388446]
[181,4336,0.45,0.22500000000000001,1.4326173144400818,0.71630865722004089,3.1401092327716023,4336.0000000001446,0.49497716894978822,4.6642836164136972]
[181,4338,0.80569999999999997,0.40284999999999999,2.5650217116541638,1.2825108558270819,3.1401092327716023,4338.0000000001446,0.49520547945207133,4.6623734599944431]
[181,4341,1.3113999999999999,0.65569999999999995,4.1749652136816069,2.0874826068408034,3.1401092327716023,4341.0000000001446,0.495547945205496,4.6572797095431016]
[182,4346.5,0.47689999999999999,0.23845,1.5182559939032776,0.75912799695163879,1.7971771283811961,4346.5000000001455,0.49617579908677456,4.6512308808821317]
[182,4351.5,0.47789999999999999,0.23895,1.5214395879353666,0.7607197939676833,1.7971771283811961,4351.5000000001455,0.49674657534248234,4.6451820522211626]
[182,4355,0.75849999999999995,0.37924999999999998,2.4147560733395599,1.2073780366697799,1.7971771283811961,4355.0000000001455,0.49714611872147779,4.6426351769954914]
[182,4358.5,0.55330000000000001,0.27665000000000001,1.7614825779548826,0.88074128897744131,1.7971771283811961,4358.5000000001455,0.49754566210047324,4.6388148641569842]
[182,4359.5,0.43759999999999999,0.21879999999999999,1.3931407484421772,0.69657037422108858,1.7971771283811961,4359.5000000001455,0.4976598173516148,4.6384965047537756]
[182,4365.5,1.0417000000000001,0.52085000000000004,3.3163499032271848,1.6581749516135924,1.7971771283811961,4365.5000000001455,0.49834474885846414,4.6327660354960152]
[183,4368,0.91779999999999995,0.45889999999999997,2.9219026026513486,1.4609513013256743,1.7971771283811961,4368.0000000001455,0.49863013698631803,4.630219160270344]
[183,4372.5,0.64749999999999996,0.32374999999999998,2.0613771357776729,1.0306885678888364,1.7971771283811961,4372.5000000001464,0.49914383561645503,4.6244886910125835]
[183,4376.5,0.87490000000000001,0.43745000000000001,2.7853264186747277,1.3926632093373639,1.7971771283811961,4376.5000000001464,0.49960045662102126,4.6213050969804943]
[183,4381,0.39350000000000002,0.19675000000000001,1.2527442516270493,0.62637212581352464,1.7971771283811961,4381.0000000001446,0.5001141552511581,4.6178031435451965]
[{"$f":"INT(B8775/24)+1","v":183},4385,0.53520000000000001,{"$f":"C8775*0.5","v":0.2676},1.7038595259740705,{"$f":"E8775*0.5","v":0.85192976298703527},{"$f":"IF(A8775<=$N$42,$O$42,IF(A8775<=$N$43,$O$43,IF(A8775<=$N$44,$O$44,IF(A8775<=$N$45,$O$45,IF(A8775<=$N$46,$O$46,IF(A8775<=$N$47,$O$47,IF(A8775<=$N$48,$O$48,IF(A8775<=$N$49,$O$49,IF(A8775<=$N$50,$O$50,IF(A8775<=$N$51,$O$51,IF(A8775<=$N$52,$O$52,IF(A8775<=$N$53,$O$53))))))))))))","v":1.7971771283811961},{"$f":"I8775*8760","v":4385.000000000141},0.50057077625572388,4.6155746277227339]
[183,4388,0.88319999999999999,0.44159999999999999,2.8117502491410669,1.4058751245705334,1.7971771283811961,4388.0000000001382,0.50091324200914822,4.6127093930938541]
[183,4389.5,1.2781,0.63905000000000001,4.068951532413041,2.0344757662065205,1.7971771283811961,4389.5000000001373,0.50108447488586039,4.6117543148842275]
[184,4395,0.4617,0.23085,1.4698653646155238,0.73493268230776188,1.7971771283811961,4395.0000000001319,0.50171232876713834,4.604113689207213]
[184,4398,0.97460000000000002,0.48730000000000001,3.1027307436740079,1.551365371837004,1.7971771283811961,4398.0000000001291,0.50205479452056267,4.6012484545783332]
[184,4402,0.81189999999999996,0.40594999999999998,2.5847599946531159,1.2923799973265579,1.7971771283811961,4402.0000000001255,0.50251141552512846,4.5958363447237822]
[184,4406.5,0.6875,0.34375,2.188720897061236,1.094360448530618,1.7971771283811961,4406.500000000121,0.50302511415526496,4.592652750691693]
[184,4410.5,1.1325000000000001,0.56625000000000003,3.6054202413408722,1.8027101206704361,1.7971771283811961,4410.5000000001173,0.50348173515983075,4.5881957190467686]
[184,4415,1.2746999999999999,0.63734999999999997,4.0581273127039381,2.0290636563519691,1.7971771283811961,4415.0000000001128,0.50399543378996725,4.5824652497890082]
[185,4417.5,0.52190000000000003,0.26095000000000002,1.6615177253472859,0.83075886267364296,1.7971771283811961,4417.500000000111,0.50428082191782087,4.5802367339665455]
[185,4419.5,0.45800000000000002,0.22900000000000001,1.4580860666967943,0.72904303334839715,1.7971771283811961,4419.5000000001091,0.50450913242010376,4.5760980617248297]
[185,4424.5,0.96109999999999995,0.48054999999999998,3.0597522242408055,1.5298761121204028,1.7971771283811961,4424.5000000001046,0.50507990867581098,4.5684574360478161]
[185,4428,0.83089999999999997,0.41544999999999999,2.6452482812628086,1.3226241406314043,1.7971771283811961,4428.000000000101,0.50547945205480604,4.5652738420157268]
[185,4431.5,0.51319999999999999,0.25659999999999999,1.6338204572681108,0.81691022863405538,1.7971771283811961,4431.5000000000973,0.5058789954338011,4.5592250133547578]
[185,4436.5,1.1427,0.57135000000000002,3.6378929004681808,1.8189464502340904,1.7971771283811961,4436.5000000000928,0.50644977168950833,4.553812903500206]
[186,4440,0.84960000000000002,0.42480000000000001,2.7047814896628743,1.3523907448314372,1.7971771283811961,4440.00000000009,0.50684931506850339,4.5506293094681167]
[186,4445,1.0174000000000001,0.50870000000000004,3.2389885682474202,1.6194942841237101,1.7971771283811961,4445.0000000000846,0.50742009132421062,4.5439437620007297]
[186,4447,0.85260000000000002,0.42630000000000001,2.7143322717591416,1.3571661358795708,1.7971771283811961,4447.0000000000828,0.50764840182649351,4.5398050897590139]
[186,4449.5,0.67020000000000002,0.33510000000000001,2.1336447203060951,1.0668223601530475,1.7971771283811961,4449.5000000000809,0.50793378995434713,4.5375765739365521]
[186,4454,0.37469999999999998,0.18734999999999999,1.1928926838237746,0.59644634191188728,1.7971771283811961,4454.0000000000764,0.50844748858448363,4.5318461046787917]
[186,4458.5,0.98070000000000002,0.49035000000000001,3.1221506672697514,1.5610753336348757,1.7971771283811961,4458.5000000000728,0.50896118721462014,4.5283441512434939]
[186,4462.5,1.2946,0.64729999999999999,4.1214808339425106,2.0607404169712553,1.7971771283811961,4462.5000000000682,0.50941780821918592,4.5254789166146132]
[187,4465.5,0.51139999999999997,0.25569999999999998,1.6280899880103505,0.81404499400517527,1.7971771283811961,4465.5000000000655,0.50976027397261026,4.5203851661632708]
[187,4471,0.66879999999999995,0.33439999999999998,2.1291876886611703,1.0645938443305851,1.7971771283811961,4471.0000000000609,0.51038812785388821,4.5133812592926752]
[187,4472.5,0.59730000000000005,0.29865000000000003,1.9015607153668019,0.95078035768340097,1.7971771283811961,4472.5000000000591,0.51055936073060038,4.5124261810830486]
[187,4479.5,0.12889999999999999,6.4449999999999993E-2,0.4103652707362811,0.20518263536814055,1.7971771283811961,4479.5000000000528,0.5113584474885905,4.5000101643579011]
[187,4483,0.83150000000000002,0.41575000000000001,2.6471584376820618,1.3235792188410309,1.7971771283811961,4483.0000000000491,0.51175799086758555,4.4942796951001407]
[187,4484,0.91,0.45500000000000002,2.8970705692010541,1.4485352846005271,1.7971771283811961,4484.0000000000482,0.511872146118727,4.4926878980840961]
[188,4488,0.88870000000000005,0.44435000000000002,2.8292600163175567,1.4146300081587784,1.7971771283811961,4488.0000000000446,0.51232876712329278,4.4872757882295442]
[188,4492.5,0.60429999999999995,0.30214999999999997,1.923845873591425,0.9619229367957125,1.7971771283811961,4492.5000000000409,0.51284246575342929,4.4802718813589486]
[188,4495,0.47420000000000001,0.23710000000000001,1.5096602900166372,0.75483014500831858,1.7971771283811961,4495.0000000000382,0.5131278538812829,4.4783617249396954]
[188,4501,0.41620000000000001,0.20810000000000001,1.325011836155471,0.66250591807773551,1.7971771283811961,4501.0000000000327,0.51381278538813158,4.4745414121011882]
[188,4505.5,0.31469999999999998,0.15734999999999999,1.0018770418984304,0.5009385209492152,1.7971771283811961,4505.5000000000282,0.51432648401826808,4.4704027398594723]
[188,4509.5,1.0683,0.53415000000000001,3.401033504480754,1.700516752240377,1.7971771283811961,4509.5000000000246,0.51478310502283386,4.4684925834402192]
[189,4512.5,0.81699999999999995,0.40849999999999997,{"$f":"C9030*$E$2","v":2.6009963242167702},1.3004981621083851,1.7971771283811961,4512.5000000000218,0.5151255707762582,4.4659457082145479]
[189,4514,0.53320000000000001,0.2666,1.6974923379098923,0.84874616895494615,1.7971771283811961,4514.00000000002,{"$f":"1/17520+I9032","v":0.51529680365297037},4.4646722706017128]
[189,4517.5,0.37990000000000002,0.18995000000000001,1.2094473727906379,0.60472368639531893,1.7971771283811961,4517.5000000000173,0.51569634703196543,4.4602152389567875]
[189,4522.5,1.044,0.52200000000000002,3.3236721695009894,1.6618360847504947,1.7971771283811961,4522.5000000000127,0.51626712328767266,4.4557582073118631]
[189,4528,0.59560000000000002,0.29780000000000001,1.8961486055122503,0.94807430275612514,1.7971771283811961,4528.0000000000073,0.51689497716895061,4.4509828162637293]
[189,4531,1.0104,0.50519999999999998,3.2167034100227965,1.6083517050113982,1.7971771283811961,4531.0000000000045,0.51723744292237495,4.4487543004412666]
[189,4535,1.2573000000000001,0.62865000000000004,4.0027327765455887,2.0013663882727943,1.7971771283811961,4535.0000000000009,0.51769406392694073,4.4436605499899242]
[190,4539.5,0.48420000000000002,0.24210000000000001,1.5414962303375279,0.77074811516876396,1.7971771283811961,4539.4999999999964,0.51820776255707723,4.4398402371514178]
[190,4542,0.9355,0.46775,2.9782522170193251,1.4891261085096625,1.7971771283811961,4541.9999999999945,0.51849315068493085,4.4392035183449998]
[190,4544,0.98380000000000001,0.4919,3.1320198087692273,1.5660099043846136,1.7971771283811961,4543.9999999999927,0.51872146118721374,4.4360199243129106]
[190,4550.5,0.18110000000000001,9.0550000000000005E-2,0.57654887921133069,0.28827443960566534,1.7971771283811961,4550.4999999999864,0.51946347031963314,4.4258324234102258]
[190,4552.5,0.3145,0.15725,1.0012403230920126,0.5006201615460063,1.7971771283811961,4552.4999999999845,0.51969178082191603,4.4242406263941811]
[190,4557.5,1.2465999999999999,0.62329999999999997,3.9686683204022351,1.9843341602011175,1.7971771283811961,4557.49999999998,0.52026255707762326,4.4153265631043315]
[191,4561,0.66020000000000001,0.3301,2.1018087799852041,1.0509043899926021,1.7971771283811961,4560.9999999999764,0.52066210045661832,4.4118246096690337]
[191,4564.5,0.73460000000000003,0.36730000000000002,2.3386681759726313,1.1693340879863157,1.7971771283811961,4564.4999999999727,0.52106164383561338,4.4067308592176913]
[191,4569.5,0.1208,6.0400000000000002E-2,0.38457815907635973,0.19228907953817986,1.7971771283811961,4569.4999999999682,0.5216324200913206,4.3990902335406767]
[191,4571.5,0,0,0,0,1.7971771283811961,4571.4999999999663,0.52186073059360349,4.3965433583150064]
[191,4574,0,0,0,0,1.7971771283811961,4573.9999999999645,0.52214611872145711,4.3930414048797077]
[191,4578.5,6.3299999999999995E-2,3.1649999999999998E-2,0.20152150223123813,0.10076075111561907,1.7971771283811961,4578.49999999996,0.52265981735159361,4.3866742168155293]
[191,4582.5,1.0350999999999999,0.51754999999999995,3.2953381826153962,1.6476690913076981,1.7971771283811961,4582.4999999999563,0.5231164383561594,4.3809437475577697]
[192,4587,0.45760000000000001,0.2288,1.4568126290839587,0.72840631454197935,1.7971771283811961,4586.9999999999518,0.5236301369862959,4.3707562466550849]
[192,4591,0.3155,0.15775,1.0044239171241016,0.50221195856205081,1.7971771283811961,4590.9999999999482,0.52408675799086168,4.3666175744133691]
[192,4594,0,0,0,0,1.7971771283811961,4593.9999999999454,0.52442922374428602,4.3618421833652352]
[192,4599.5,0,0,0,0,1.7971771283811961,4599.49999999994,0.52505707762556397,4.3577035111235194]
[192,4600,0,0,0,0,1.7971771283811961,4599.99999999994,0.5251141552511347,4.3548382764946387]
[192,4605.5,1.0188999999999999,0.50944999999999996,3.2437639592955536,1.6218819796477768,1.7971771283811961,4605.4999999999345,0.52574200913241265,4.3427406191727007]
[193,4608.5,0.71950000000000003,0.35975000000000001,{"$f":"C9222*$E$2","v":2.2905959060880861},1.145297953044043,1.7971771283811961,4608.4999999999318,0.52608447488583698,4.3398753845438209]
[193,4612.5,0.65390000000000004,0.32695000000000002,2.081752137583043,1.0408760687915215,1.7971771283811961,4612.4999999999281,0.52654109589040277,4.3357367123021051]
[193,4617,0,0,0,0,1.7971771283811961,4616.9999999999236,0.52705479452053927,4.3300062430443447]
[193,4619.5,0,0,0,0,1.7971771283811961,4619.4999999999218,0.52734018264839289,4.3274593678186735]
[193,4625.5,0.63170000000000004,0.31585000000000002,2.0110763500706659,1.0055381750353329,1.7971771283811961,4625.4999999999163,0.52802511415524156,4.3188636639320332]
[193,4628,0.73270000000000002,0.36635000000000001,2.3326193473116619,1.1663096736558309,1.7971771283811961,4627.9999999999136,0.52831050228309517,4.3115413976582282]
[193,4630,1.2599,0.62995000000000001,4.0110101210290194,2.0055050605145097,1.7971771283811961,4629.9999999999118,0.52853881278537806,4.308357803626139]
[194,4635,0.47549999999999998,0.23774999999999999,1.513798962258353,0.75689948112917649,1.7971771283811961,4634.9999999999072,0.52910958904108529,4.2994437403362893]
[194,4638.5,0.23830000000000001,0.11915000000000001,0.7586504578468255,0.37932522892341275,1.7971771283811961,4638.4999999999036,0.52950913242008035,4.2959417869009915]
[194,4642,0.21790000000000001,0.10895000000000001,0.69370513959220848,0.34685256979610424,1.7971771283811961,4641.9999999999009,{"$f":"1/17520+I9288","v":0.52990867579907541},4.2930765522721117]
[194,4647,0,0,0,0,1.7971771283811961,4646.9999999998963,0.53047945205478264,4.2860726454015152]
[194,4649,0,0,0,0,1.7971771283811961,4648.9999999998945,0.53070776255706553,4.2847992077886801]
[194,4655.5,1.0661,0.53305000000000002,3.394029597610158,1.697014798805079,1.7971771283811961,4655.4999999998881,0.53144977168948493,4.2765218633052475]
[195,4659.5,0.44829999999999998,0.22414999999999999,1.4272052045855301,0.71360260229276506,1.7971771283811961,4659.4999999998845,0.53190639269405071,4.2730199098699506]
[195,4660,0.45989999999999998,0.22994999999999999,1.4641348953577633,0.73206744767888166,1.7971771283811961,4659.9999999998836,0.53196347031962143,4.2717464722571146]
[195,4664.5,0.19270000000000001,9.6350000000000005E-2,0.61347856998356387,0.30673928499178194,1.7971771283811961,4664.4999999998799,0.53247716894975794,4.2679261594186073]
[195,4668.5,0.42899999999999999,0.2145,1.3657618397662112,0.68288091988310562,1.7971771283811961,4668.4999999998754,0.53293378995432372,4.2631507683704744]
[195,4671.5,5.9799999999999999E-2,2.9899999999999999E-2,0.1903789231189264,9.5189461559463201E-2,1.7971771283811961,4671.4999999998727,0.53327625570774806,4.2593304555319671]
[195,4677,0.89459999999999995,0.44729999999999998,2.8480432211068822,1.4240216105534411,1.7971771283811961,4676.9999999998681,0.53390410958902601,4.2555101426934607]
[196,4682,0.56420000000000003,0.28210000000000002,1.7961837529046536,0.8980918764523268,1.7971771283811961,4681.9999999998636,0.53447488584473324,4.2488245952260737]
[196,4685.5,0.43740000000000001,0.21870000000000001,1.3925040296357594,0.69625201481787968,1.7971771283811961,4685.4999999998599,0.5348744292237283,4.2475511576132376]
[196,4689,0.66859999999999997,0.33429999999999999,2.1285509698547522,1.0642754849273761,1.7971771283811961,4688.9999999998563,0.53527397260272336,4.244685922984357]
[196,4690,0.69599999999999995,0.34799999999999998,2.2157814463339927,1.1078907231669963,1.7971771283811961,4689.9999999998554,0.5353881278538648,4.2421390477586867]
[196,4694,0.33860000000000001,0.16930000000000001,1.0779649392653592,0.53898246963267959,1.7971771283811961,4693.9999999998518,0.53584474885843059,4.2367269379041348]
[196,4698.5,0.37630000000000002,0.18815000000000001,1.1979864342751172,0.5989932171375586,1.7971771283811961,4698.4999999998481,0.53635844748856709,4.2294046716303297]
[197,4704.5,0.69340000000000002,0.34670000000000001,{"$f":"C9414*$E$2","v":2.2075041018505615},1.1037520509252807,1.7971771283811961,4704.4999999998417,0.53704337899541577,4.2233558429693607]
[197,4707,0.45989999999999998,0.22994999999999999,1.4641348953577633,0.73206744767888166,1.7971771283811961,4706.9999999998399,0.53732876712326938,4.2220824053565256]
[197,4711.5,0.62609999999999999,0.31304999999999999,1.993248223490967,0.99662411174548349,1.7971771283811961,4711.4999999998354,0.53784246575340589,4.2160335766955557]
[197,4715.5,3.9100000000000003E-2,1.9550000000000001E-2,0.12447852665468266,6.2239263327341331E-2,1.7971771283811961,4715.4999999998317,0.53829908675797167,4.2122132638570484]
[197,4718.5,0,0,0,0,1.7971771283811961,4718.499999999829,0.538641552511396,4.208392951018542]
[197,4720,0,0,0,0,1.7971771283811961,4719.9999999998272,0.53881278538810817,4.206482794599288]
[197,4727,1.2244999999999999,0.61224999999999996,3.8983108922930665,1.9491554461465332,1.7971771283811961,4726.9999999998208,0.53961187214609829,4.1985238095190658]
[198,4728.5,0.72219999999999995,0.36109999999999998,2.2991916099747263,1.1495958049873631,1.7971771283811961,4728.4999999998199,0.53978310502281046,4.1959769342933946]
[198,4734,0.11070000000000001,5.5350000000000003E-2,0.35242385935226012,0.17621192967613006,1.7971771283811961,4733.9999999998145,0.54041095890408841,4.1908831838420522]
[{"$f":"INT(B9479/24)+1","v":198},4737,0,{"$f":"C9479*0.5","v":0},0,{"$f":"E9479*0.5","v":0},{"$f":"IF(A9479<=$N$42,$O$42,IF(A9479<=$N$43,$O$43,IF(A9479<=$N$44,$O$44,IF(A9479<=$N$45,$O$45,IF(A9479<=$N$46,$O$46,IF(A9479<=$N$47,$O$47,IF(A9479<=$N$48,$O$48,IF(A9479<=$N$49,$O$49,IF(A9479<=$N$50,$O$50,IF(A9479<=$N$51,$O$51,IF(A9479<=$N$52,$O$52,IF(A9479<=$N$53,$O$53))))))))))))","v":1.7971771283811961},{"$f":"I9479*8760","v":4736.9999999998117},0.54075342465751275,4.1892913868260075]
[198,4741,0,0,0,0,1.7971771283811961,4740.9999999998081,0.54121004566207853,4.1845159957778737]
[198,4745.5,5.8799999999999998E-2,2.9399999999999999E-2,0.18719532908683734,9.3597664543418668E-2,1.7971771283811961,4745.4999999998035,0.54172374429221504,4.1810140423425759]
[198,4748,0.47060000000000002,0.23530000000000001,1.4981993515011165,0.74909967575055825,1.7971771283811961,4747.9999999998017,0.54200913242006865,4.1775120889072781]
[198,4750,0.69910000000000005,0.34955000000000003,2.2256505878334694,1.1128252939167347,1.7971771283811961,4749.9999999997999,0.54223744292235154,4.1756019324880249]
[199,4754.5,0.4602,0.2301,1.4650899735673901,0.73254498678369506,1.7971771283811961,4754.4999999997954,0.54275114155248805,4.1708265414398911]
[199,4759.5,0.20580000000000001,0.10290000000000001,0.65518365180393068,0.32759182590196534,1.7971771283811961,4759.4999999997908,0.54332191780819528,4.1650960721821306]
[199,4763,0,0,0,0,1.7971771283811961,4762.9999999997872,0.54372146118719034,4.1571370871019084]
[199,4766.5,0,0,0,0,1.7971771283811961,4766.4999999997844,0.5441210045661854,4.1545902118762363]
[199,4771.5,0.38650000000000001,0.19325000000000001,1.2304590934024258,0.61522954670121288,1.7971771283811961,4771.499999999779,0.54469178082189262,4.15076989903773]
[199,4775,1.2446999999999999,0.62234999999999996,3.9626194917412656,1.9813097458706328,1.7971771283811961,4774.9999999997763,0.54509132420088768,4.144721070376761]
[200,4780,0.43109999999999998,0.21554999999999999,1.3724473872335983,0.68622369361679914,1.7971771283811961,4779.9999999997717,0.54566210045659491,4.1393089605222091]
[200,4782,3.9300000000000002E-2,1.9650000000000001E-2,0.12511524546110048,6.2557622730550239E-2,1.7971771283811961,4781.9999999997699,0.5458904109588778,4.1342152100708667]
[200,4784.5,0.32569999999999999,0.16284999999999999,1.0368965762514102,0.51844828812570509,1.7971771283811961,4784.4999999997672,0.54617579908673142,4.1338968506676581]
[200,4789,0,0,0,0,1.7971771283811961,4788.9999999997626,0.54668949771686792,4.1316683348451955]
[200,4793,0.16619999999999999,8.3099999999999993E-2,0.52911332813320344,0.26455666406660172,1.7971771283811961,4792.999999999759,0.54714611872143371,4.1284847408131062]
[200,4796,0.89319999999999999,0.4466,2.8435861894619574,1.4217930947309787,1.7971771283811961,4795.9999999997563,0.54748858447485804,4.1240277091681818]
[201,4801.5,0.52370000000000005,0.26185000000000003,1.6672481946050464,0.83362409730252318,1.7971771283811961,4801.4999999997517,0.54811643835613599,4.1214808339425106]
[201,4804.5,0.67959999999999998,0.33979999999999999,2.163570504207732,1.081785252103866,1.7971771283811961,4804.4999999997481,0.54845890410956033,4.1170238022975854]
[201,4810,0.50070000000000003,0.25035000000000002,1.5940255318669976,0.79701276593349879,1.7971771283811961,4809.9999999997435,0.54908675799083828,4.1135218488622876]
[201,4811.5,9.1800000000000007E-2,4.5900000000000003E-2,0.29225393214577666,0.14612696607288833,1.7971771283811961,4811.4999999997417,0.54925799086755045,4.1119300518462438]
[201,4814.5,1.7899999999999999E-2,8.9499999999999996E-3,5.6986333174394353E-2,2.8493166587197177E-2,1.7971771283811961,4814.499999999739,0.54960045662097479,4.1046077855724379]
[201,4818.5,0.82130000000000003,0.41065000000000002,2.6146857785547537,1.3073428892773769,1.7971771283811961,4818.4999999997353,0.55005707762554057,4.1017425509435581]
[201,4823,1.2369000000000001,0.61845000000000006,3.9377874582909715,1.9688937291454858,1.7971771283811961,4822.9999999997308,0.55057077625567707,4.0950570034761711]
[202,4825.5,0.59319999999999995,0.29659999999999997,1.8885079798352364,0.94425398991761822,1.7971771283811961,4825.499999999729,0.55085616438353069,4.0934652064601265]
[202,4831.5,0.36659999999999998,0.18329999999999999,1.167105572163853,0.58355278608192651,1.7971771283811961,4831.4999999997235,0.55154109589037936,4.0867796589927394]
[202,4834,0.50719999999999998,0.25359999999999999,1.6147188930755765,0.80735944653778824,1.7971771283811961,4833.9999999997208,{"$f":"1/17520+I9672","v":0.55182648401823298},4.0851878619766948]
[202,4840,0.73399999999999999,0.36699999999999999,2.3367580195533777,1.1683790097766888,1.7971771283811961,4839.9999999997153,0.55251141552508165,4.0813675491381884]
[202,4841,0.63090000000000002,0.31545000000000001,2.0085294748449947,1.0042647374224973,1.7971771283811961,4840.9999999997144,0.5526255707762231,4.0797757521221438]
[202,4844.5,1.1899,0.59494999999999998,3.7881585387827847,1.8940792693913924,1.7971771283811961,4844.4999999997108,0.55302511415521816,4.0730902046547568]
[203,4848,0.91790000000000005,0.45895000000000002,2.9222209620545576,1.4611104810272788,1.7971771283811961,4847.9999999997081,0.55342465753421322,4.0699066106226676]
[203,4853,0.79820000000000002,0.39910000000000001,2.5411447564134959,1.270572378206748,1.7971771283811961,4852.9999999997035,0.55399543378992044,4.062902703752072]
[203,4858.5,0.4355,0.21775,1.3864552009747901,0.69322760048739507,1.7971771283811961,4858.499999999698,0.5546232876711984,4.0558987968814755]
[203,4861.5,0.28720000000000001,0.14360000000000001,0.91432820601598108,0.45716410300799054,1.7971771283811961,4861.4999999996953,0.55496575342462273,4.0533519216558043]
[203,4865.5,0.58899999999999997,0.29449999999999998,1.8751368849004624,0.93756844245023119,1.7971771283811961,4865.4999999996917,0.55542237442918851,4.0504866870269245]
[203,4870,1.1724000000000001,0.58620000000000005,3.7324456432212263,1.8662228216106131,1.7971771283811961,4869.9999999996871,0.55593607305932502,4.0453929365755812]
[203,4870.5,1.2031000000000001,0.60155000000000003,3.8301819800063606,1.9150909900031803,1.7971771283811961,4870.4999999996871,0.55599315068489574,4.0447562177691641]
[204,4874.5,0.47560000000000002,0.23780000000000001,1.514117321661562,0.75705866083078099,1.7971771283811961,4874.4999999996826,0.55644977168946153,4.0409359049306577]
[204,4881,0.93920000000000003,0.46960000000000002,2.990031514938055,1.4950157574690275,1.7971771283811961,4880.9999999996771,0.55719178082188092,4.03138512283439]
[204,4883,0.55300000000000005,0.27650000000000002,1.760527499745256,0.88026374987262801,1.7971771283811961,4882.9999999996753,0.55742009132416381,4.0297933258183454]
[204,4888,0.27139999999999997,0.13569999999999999,0.86402742030897361,0.43201371015448681,1.7971771283811961,4887.9999999996708,0.55799086757987104,4.0253362941734201]
[204,4891.5,0.73699999999999999,0.36849999999999999,2.3463088016496449,1.1731544008248225,1.7971771283811961,4891.4999999996671,0.5583904109588661,4.0205609031252862]
[204,4895,1.2863,0.64315,4.0950570034761711,2.0475285017380855,1.7971771283811961,4894.9999999996635,0.55878995433786116,4.0173773090931979]
[205,4900,0.44140000000000001,0.22070000000000001,1.4052384057641156,0.70261920288205781,1.7971771283811961,4899.9999999996589,0.55936073059356839,4.0154671526739447]
[205,4900.5,0.65500000000000003,0.32750000000000001,2.0852540910183412,1.0426270455091706,1.7971771283811961,4900.4999999996589,0.55941780821913911,4.0145120744643172]
[205,4906.5,0,0,0,0,1.7971771283811961,4906.4999999996526,0.56010273972598779,4.0084632458033491]
[205,4909,0,0,0,0,1.7971771283811961,4908.9999999996508,0.5603881278538414,4.0078265269969302]
[205,4913.5,0.24959999999999999,0.12479999999999999,0.79462507040943187,0.39731253520471593,1.7971771283811961,4913.4999999996462,0.56090182648397791,4.0043245735616324]
[205,4917.5,0.92369999999999997,0.46184999999999998,2.9406858074406741,1.470342903720337,1.7971771283811961,4917.4999999996426,0.56135844748854369,4.0001859013199166]
[206,4922,0.495,0.2475,1.5758790458840899,0.78793952294204495,1.7971771283811961,4921.9999999996389,0.56187214611868019,3.9950921508685742]
[206,4926,0.2913,0.14565,0.92738094154754624,0.46369047077377312,1.7971771283811961,4925.9999999996344,0.56232876712324598,3.9915901974332764]
[{"$f":"INT(B9863/24)+1","v":206},4929,0.68320000000000003,{"$f":"C9863*0.5","v":0.34160000000000001},2.1750314427232529,{"$f":"E9863*0.5","v":1.0875157213616264},{"$f":"IF(A9863<=$N$42,$O$42,IF(A9863<=$N$43,$O$43,IF(A9863<=$N$44,$O$44,IF(A9863<=$N$45,$O$45,IF(A9863<=$N$46,$O$46,IF(A9863<=$N$47,$O$47,IF(A9863<=$N$48,$O$48,IF(A9863<=$N$49,$O$49,IF(A9863<=$N$50,$O$50,IF(A9863<=$N$51,$O$51,IF(A9863<=$N$52,$O$52,IF(A9863<=$N$53,$O$53))))))))))))","v":1.7971771283811961},{"$f":"I9863*8760","v":4928.9999999996317},0.56267123287667031,3.9899984004172322]
[206,4930.5,0.59889999999999999,0.29944999999999999,1.9066544658181441,0.95332723290907206,1.7971771283811961,4930.4999999996307,0.56284246575338248,3.9890433222076047]
[206,4936,0.1031,5.1549999999999999E-2,0.32822854470838314,0.16411427235419157,1.7971771283811961,4935.9999999996253,0.56347031963466043,3.9826761341434267]
[206,4939,0.61409999999999998,0.30704999999999999,1.955045095105898,0.97752254755294898,1.7971771283811961,4938.9999999996226,0.56381278538808477,3.9794925401113379]
[206,4943,1.3055000000000001,0.65275000000000005,4.1561820088922818,2.0780910044461409,1.7971771283811961,4942.9999999996189,0.56426940639265055,3.9756722272728306]
[207,4947.5,0.44419999999999998,0.22209999999999999,1.4141524690539651,0.70707623452698254,1.7971771283811961,4947.4999999996144,0.56478310502278706,3.9718519144343243]
[207,4951.5,0.4884,0.2442,1.554867325272302,0.77743366263615099,1.7971771283811961,4951.4999999996107,0.56523972602735284,3.9686683204022351]
[207,4956,0,0,0,0,1.7971771283811961,4955.9999999996071,0.56575342465748935,3.9667581639829814]
[207,4958.5,0,0,0,0,1.7971771283811961,4958.4999999996044,0.56603881278534296,3.9658030857733548]
[207,4960.5,0,0,{"$f":"C9926*$E$2","v":0},0,1.7971771283811961,4960.4999999996026,0.56626712328762585,3.9645296481605197]
[207,4965.5,0.96609999999999996,0.48304999999999998,3.0756701944012508,1.5378350972006254,1.7971771283811961,4965.499999999598,0.56683789954333308,3.9607093353220124]
[208,4969,0.58830000000000005,0.29415000000000002,1.8729083690780002,0.93645418453900009,1.7971771283811961,4968.9999999995944,0.56723744292232814,3.9584808194995502]
[208,4972.5,0.43609999999999999,0.21804999999999999,1.3883653573940435,0.69418267869702177,1.7971771283811961,4972.4999999995916,0.5676369863013232,3.9559339442738786]
[208,4977.5,0.32169999999999999,0.16084999999999999,1.0241622001230539,0.51208110006152696,1.7971771283811961,4977.4999999995862,0.56820776255703043,3.9524319908385808]
[208,4981,0.112,5.6000000000000001E-2,0.35656253159397588,0.17828126579698794,1.7971771283811961,4980.9999999995835,0.56860730593602549,3.9502034750161181]
[208,4986,0.74150000000000005,0.37075000000000002,2.3606349747940456,1.1803174873970228,1.7971771283811961,4985.9999999995789,0.56917808219173271,3.9470198809840293]
[208,4988,0.76729999999999998,0.38364999999999999,2.4427717008219436,1.2213858504109718,1.7971771283811961,4987.9999999995771,0.56940639269401561,3.9451097245647762]
[208,4990.5,1.1927000000000001,0.59635000000000005,3.7970726020726344,1.8985363010363172,1.7971771283811961,4990.4999999995744,0.56969178082186922,3.9428812087423135]
[209,4995,0.46660000000000001,0.23330000000000001,1.4854649753727602,0.74273248768638012,1.7971771283811961,4994.9999999995698,0.57020547945200573,3.9377874582909715]
[209,4999,0.2757,0.13785,0.87771687464695669,0.43885843732347835,1.7971771283811961,4998.9999999995662,0.57066210045657151,3.9336487860492553]
[209,5002,1.1125,0.55625000000000002,3.5417483606990907,1.7708741803495454,1.7971771283811961,5001.9999999995634,0.57100456620999585,3.930465192017166]
[209,5007.5,0.53349999999999997,0.26674999999999999,1.6984474161195189,0.84922370805975944,1.7971771283811961,5007.4999999995589,0.5716324200912738,3.9250530821626151]
[209,5010.5,0.86529999999999996,0.43264999999999998,2.7547639159666724,1.3773819579833362,1.7971771283811961,5010.4999999995553,0.57197488584469813,3.92346128514657]
[210,5016,0.91579999999999995,0.45789999999999997,2.9155354145871706,1.4577677072935853,1.7971771283811961,5015.9999999995507,0.57260273972597608,3.9196409723080636]
[210,5017.5,0.62580000000000002,0.31290000000000001,1.9922931452813404,0.99614657264067019,1.7971771283811961,5017.4999999995489,0.57277397260268825,3.9190042535016461]
[210,5020.5,0.76039999999999996,0.38019999999999998,2.4208049020005289,1.2104024510002644,1.7971771283811961,5020.4999999995462,0.57311643835611259,3.917412456485601]
[210,5024.5,0.79379999999999995,0.39689999999999998,{"$f":"C10054*$E$2","v":2.5271369426723038},1.2635684713361519,1.7971771283811961,5024.4999999995425,0.57357305936067837,3.9104085496150049]
[210,5029,1.0581,0.52905000000000002,3.3685608453534455,1.6842804226767227,1.7971771283811961,5028.999999999538,0.57408675799081488,3.9049964397604535]
[210,5035,1.0057,0.50285000000000002,3.2017405180719782,1.6008702590359891,1.7971771283811961,5034.9999999995325,0.57477168949766355,3.9011761269219467]
[210,5037.5,1.1245000000000001,0.56225000000000003,3.5799514890841597,1.7899757445420799,1.7971771283811961,5037.4999999995307,0.57505707762551717,3.9002210487123201]
[211,5040,0.92079999999999995,0.46039999999999998,2.9314533847476159,1.4657266923738079,1.7971771283811961,5039.999999999528,0.57534246575337078,3.8973558140834399]
[211,5046,0.18360000000000001,9.1800000000000007E-2,0.58450786429155333,0.29225393214577666,1.7971771283811961,5045.9999999995225,0.57602739726021945,3.8903519072128439]
[211,5047,0.36820000000000003,0.18410000000000001,1.1721993226151959,0.58609966130759794,1.7971771283811961,5046.9999999995216,0.5761415525113609,3.8897151884064263]
[211,5050.5,0.1585,7.9250000000000001E-2,0.50459965408611762,0.25229982704305881,1.7971771283811961,5050.499999999518,0.57654109589035596,3.88557651616471]
[211,5055,0,0,0,0,1.7971771283811961,5054.9999999995143,0.57705479452049246,3.880801125116577]
[211,5058.5,0.55369999999999997,0.27684999999999998,1.7627560155677182,0.88137800778385911,1.7971771283811961,5058.4999999995107,0.57745433789948752,3.8782542498909054]
[211,5063.5,1.1866000000000001,0.59330000000000005,3.7776526784768913,1.8888263392384457,1.7971771283811961,5063.4999999995061,0.57802511415519475,3.8693401866010562]
[212,5069,0.29630000000000001,0.14815,0.94329891170799152,0.47164945585399576,1.7971771283811961,5068.9999999995007,0.5786529680364727,3.8655198737625489]
[212,5072,0.44769999999999999,0.22384999999999999,1.4252950481662767,0.71264752408313836,1.7971771283811961,5071.999999999498,0.57899543378989704,3.8639280767465047]
[212,5076,0,0,0,0,1.7971771283811961,5075.9999999994943,0.57945205479446282,3.8601077639079975]
[212,5080.5,0,0,0,0,1.7971771283811961,5080.4999999994898,0.57996575342459933,3.8562874510694911]
[212,5083,0.43609999999999999,0.21804999999999999,1.3883653573940435,0.69418267869702177,1.7971771283811961,5082.999999999488,0.58025114155245294,3.8527854976341929]
[212,5085,0.93940000000000001,0.46970000000000001,2.9906682337444725,1.4953341168722363,1.7971771283811961,5084.9999999994861,0.58047945205473583,3.8511937006181483]
[213,5091.5,0.42970000000000003,0.21485000000000001,1.3679903555886737,0.68399517779433683,2.5689986367797331,5091.4999999994798,0.58122146118715523,3.8445081531507612]
[213,5093.5,0.36249999999999999,0.18124999999999999,1.154052836632288,0.57702641831614399,2.5689986367797331,5093.499999999478,0.58144977168943812,3.842597996731508]
[213,5098.5,0,0,0,0,2.5689986367797331,5098.4999999994734,0.58202054794514535,3.8387776838930008]
[213,5102,0,0,0,0,2.5689986367797331,5101.9999999994698,0.58242009132414041,3.834639011651285]
[213,5105.5,0.3901,0.19505,1.2419200319179464,0.62096001595897321,2.5689986367797331,5105.499999999467,0.58281963470313547,3.8305003394095696]
[213,5110.5,1.1259999999999999,0.56299999999999994,3.5847268801322927,1.7923634400661463,2.5689986367797331,5110.4999999994616,0.5833904109588427,3.8269983859742713]
[214,5112.5,0.68630000000000002,0.34315000000000001,2.1849005842227291,1.0924502921113646,2.5689986367797331,5112.4999999994598,0.58361872146112559,3.8247698701518091]
[214,5115,0.49940000000000001,0.24970000000000001,1.5898868596252818,0.79494342981264088,2.5689986367797331,5114.9999999994579,0.5839041095889792,3.8238147919421825]
[214,5119.5,1.1321000000000001,0.56605000000000005,3.6041468037280366,1.8020734018640183,2.5689986367797331,5119.4999999994534,0.58441780821911571,3.8190394008940487]
[214,5123.5,0.97060000000000002,0.48530000000000001,3.0899963675456519,1.5449981837728259,2.5689986367797331,5123.4999999994498,0.58487442922368149,3.8158558068619599]
[214,5128,0.77980000000000005,0.38990000000000002,2.4825666262230572,1.2412833131115286,2.5689986367797331,5127.9999999994452,0.585388127853818,3.8129905722330797]
[214,5132,1.1419999999999999,0.57099999999999995,3.6356643846457182,1.8178321923228591,2.5689986367797331,5131.9999999994416,0.58584474885838378,3.8094886187977819]
[214,5135,1.2366999999999999,0.61834999999999996,3.9371507394845531,1.9685753697422765,2.5689986367797331,5134.9999999994388,0.58618721461180812,3.804394868346439]
[215,5140.5,0.88870000000000005,0.44435000000000002,2.8292600163175567,1.4146300081587784,2.5689986367797331,5140.4999999994343,0.58681506849308607,3.7999378367015142]
[215,5142,0.91810000000000003,0.45905000000000001,2.9228576808609756,1.4614288404304878,2.5689986367797331,5141.9999999994325,0.58698630136979824,3.79834603968547]
[215,5145,0.98280000000000001,0.4914,3.1288362147371385,1.5644181073685692,2.5689986367797331,5144.9999999994297,0.58732876712322257,3.7970726020726344]
[215,5149,0.76039999999999996,0.38019999999999998,2.4208049020005289,1.2104024510002644,2.5689986367797331,5148.9999999994261,0.58778538812778836,3.791978851621292]
[215,5153.5,1.2307999999999999,0.61539999999999995,3.9183675346952276,1.9591837673476138,2.5689986367797331,5153.4999999994216,0.58829908675792486,3.7859300229603225]
[215,5157.5,1.859,0.92949999999999999,5.918301305653582,2.959150652826791,2.5689986367797331,5157.4999999994179,0.58875570776249064,3.7833831477346509]
[216,5162,0.54820000000000002,0.27410000000000001,1.7452462483912283,0.87262312419561416,2.5689986367797331,5161.9999999994134,0.58926940639262715,3.7754241626544283]
[216,5164.5,1.2613000000000001,0.63065000000000004,4.0154671526739447,2.0077335763369724,2.5689986367797331,5164.4999999994116,0.58955479452048076,3.7719222092191309]
[216,5170.5,0.97030000000000005,0.48515000000000003,3.0890412893360253,1.5445206446680126,2.5689986367797331,5170.4999999994061,0.59023972602732944,3.7642815835421164]
[216,5171.5,1.1489,0.57445000000000002,3.6576311834671329,1.8288155917335664,2.5689986367797331,5171.4999999994052,0.59035388127847088,3.7639632241389074]
[216,5175,0.74450000000000005,0.37225000000000003,2.3701857568903129,1.1850928784451564,2.5689986367797331,5174.9999999994016,0.59075342465746594,3.7585511142843568]
[216,5178.5,1.1827000000000001,0.59135000000000004,3.7652366617517439,1.8826183308758719,2.5689986367797331,5178.4999999993988,0.591152968036461,3.7556858796554762]
[216,5183.5,0.96240000000000003,0.48120000000000002,3.0638908964825213,1.5319454482412607,2.5689986367797331,5183.4999999993934,0.59172374429216823,3.7496370509945067]
[217,5187,0.46710000000000002,0.23355000000000001,1.4870567723888048,0.74352838619440242,2.5689986367797331,5186.9999999993906,0.59212328767116329,3.7464534569624184]
[217,5192,0.99050000000000005,0.49525000000000002,3.1533498887842244,1.5766749443921122,2.5689986367797331,5191.9999999993861,0.59269406392687052,3.7404046283014489]
[217,5194,1.1852,0.59260000000000002,3.7731956468319661,1.886597823415983,2.5689986367797331,5193.9999999993843,0.59292237442915341,3.7353108778501061]
[217,5200.5,0.74970000000000003,0.37485000000000002,2.3867404458571762,1.1933702229285881,2.5689986367797331,5200.4999999993779,0.59366438356157281,3.7279886115763015]
[217,5201,0.74299999999999999,0.3715,2.3654103658421795,1.1827051829210897,2.5689986367797331,5200.999999999377,0.59372146118714353,3.7276702521730924]
[217,5205.5,1.8660000000000001,0.93300000000000005,5.9405864638782058,2.9702932319391029,2.5689986367797331,5205.4999999993734,0.59423515981728003,3.7200296264960788]
[218,5209.5,0.48249999999999998,0.24124999999999999,1.5360841204829765,0.76804206024148824,2.5689986367797331,5209.4999999993697,0.59469178082184582,3.716209313657572]
[218,5212.5,0.89990000000000003,0.44995000000000002,2.8649162694769545,1.4324581347384773,2.5689986367797331,5212.499999999367,0.59503424657527015,3.7146175166415274]
[218,5218,0.97760000000000002,0.48880000000000001,3.1122815257702752,1.5561407628851376,2.5689986367797331,5217.9999999993615,{"$f":"1/17520+I10440","v":0.5956621004565481},3.7104788443998116]
[218,5223,0.55089999999999995,0.27544999999999997,1.7538419522778688,0.87692097613893438,2.5689986367797331,5222.999999999357,0.59623287671225533,3.7041116563356331]
[218,5226.5,1.2464999999999999,0.62324999999999997,3.968349960999026,1.984174980499513,2.5689986367797331,5226.4999999993533,0.59663242009125039,3.7002913434971267]
[218,5230,1.5470999999999999,0.77354999999999996,4.9253383270450009,2.4626691635225004,2.5689986367797331,5229.9999999993497,0.59703196347024545,3.6977444682714551]
[218,5231,1.1996,0.5998,3.8190394008940487,1.9095197004470243,2.5689986367797331,5230.9999999993488,0.5971461187213869,3.6977444682714551]
[219,5235,0.47110000000000002,0.23555000000000001,1.4997911485171611,0.74989557425858056,2.5689986367797331,5234.9999999993452,0.59760273972595268,3.6945608742393663]
[219,5239.5,0.68,0.34,2.1648439418205681,1.082421970910284,2.5689986367797331,5239.4999999993415,0.59811643835608919,3.6920139990136946]
[219,5245.5,4.4000000000000003E-3,2.2000000000000001E-3,1.4007813741191911E-2,7.0039068705959554E-3,2.5689986367797331,5245.4999999993361,0.59880136986293786,3.6859651703527256]
[219,5248,5.3499999999999999E-2,2.6749999999999999E-2,0.17032228071676525,8.5161140358382625E-2,2.5689986367797331,5247.9999999993333,0.59908675799079147,3.684055013933472]
[219,5252.5,1.0691999999999999,0.53459999999999996,3.4038987391096338,1.7019493695548169,2.5689986367797331,5252.4999999993288,0.59960045662092798,3.6808714199013828]
[220,5256.5,0.76759999999999995,0.38379999999999997,2.4437267790315702,1.2218633895157851,2.5689986367797331,5256.4999999993252,0.60005707762549376,3.6786429040789206]
[220,5259.5,0.44479999999999997,0.22239999999999999,1.4160626254732185,0.70803131273660924,2.5689986367797331,5259.4999999993224,0.6003995433789181,3.6745042318372048]
[220,5261,0.37969999999999998,0.18984999999999999,1.2088106539842201,0.60440532699211003,2.5689986367797331,5260.9999999993215,0.60057077625563027,3.6738675130307867]
[220,5268,0.40670000000000001,0.20335,1.2947676928506249,0.64738384642531244,2.5689986367797331,5267.9999999993142,0.60136986301362039,3.6652718091441465]
[220,5269.5,0.14369999999999999,7.1849999999999997E-2,0.45748246241119939,0.22874123120559969,2.5689986367797331,5269.4999999993133,0.60154109589033256,3.6643167309345199]
[220,5275,0.84399999999999997,0.42199999999999999,2.6869533630831755,1.3434766815415877,2.5689986367797331,5274.9999999993079,0.60216894977161051,3.6592229804831775]
[220,5278,1.2619,0.63095000000000001,4.0173773090931979,2.008688654546599,2.5689986367797331,5277.9999999993051,0.60251141552503484,3.6576311834671329]
[221,5282,0.49819999999999998,0.24909999999999999,1.5860665467867747,0.79303327339338736,2.5689986367797331,5281.9999999993015,{"$f":"1/17520+I10568","v":0.60296803652960063},3.6519007142093725]
[221,5286.5,0.48520000000000002,0.24260000000000001,1.5446798243696169,0.77233991218480846,2.5689986367797331,5286.499999999297,0.60348173515973713,3.646170244951612]
[221,5289,0.50590000000000002,0.25295000000000001,1.6105802208338607,0.80529011041693033,2.5689986367797331,5288.9999999992951,0.60376712328759075,3.6433050103227322]
[221,5291,0.28820000000000001,0.14410000000000001,0.91751180004807009,0.45875590002403505,2.5689986367797331,5290.9999999992933,0.60399543378987364,3.6423499321131052]
[221,5297.5,0.51029999999999998,0.25514999999999999,1.6245880345750525,0.81229401728752626,2.5689986367797331,5297.499999999287,0.60473744292229303,3.6356643846457182]
[221,5299.5,0.99309999999999998,0.49654999999999999,3.1616272332676556,1.5808136166338278,2.5689986367797331,5299.4999999992851,0.60496575342457592,3.6340725876296736]
[222,5304.5,0.73450000000000004,0.36725000000000002,2.3383498165694223,1.1691749082847112,2.5689986367797331,5304.4999999992806,0.60553652968028315,3.6257952431462424]
[222,5308,0.45040000000000002,0.22520000000000001,1.4338907520529174,0.71694537602645869,2.5689986367797331,5307.999999999277,0.60593607305927821,3.6222932897109441]
[222,5311.5,0.66569999999999996,0.33284999999999998,2.119318547161694,1.059659273580847,2.5689986367797331,5311.4999999992742,0.60633561643827327,3.6187913362756463]
[222,5316.5,0.46949999999999997,0.23474999999999999,1.4946973980658185,0.74734869903290924,2.5689986367797331,5316.4999999992688,0.6069063926939805,3.6162444610499747]
[222,5318.5,0.56820000000000004,0.28410000000000002,1.8089181290330099,0.90445906451650493,2.5689986367797331,5318.4999999992669,0.60713470319626339,3.6146526640339305]
[222,5321,0.94330000000000003,0.47165000000000001,3.00308425046962,1.50154212523481,2.5689986367797331,5320.9999999992651,0.60742009132411701,3.6108323511954237]
[222,5325.5,1.6369,0.81845000000000001,5.2112250711265995,2.6056125355632997,2.5689986367797331,5325.4999999992606,0.60793378995425351,3.6060569601472903]
[223,5329.5,0.60329999999999995,0.30164999999999997,1.920662279559336,0.960331139779668,2.5689986367797331,5329.4999999992569,0.60839041095881929,3.6003264908895298]
[223,5334,0.74760000000000004,0.37380000000000002,2.3800548983897891,1.1900274491948946,2.5689986367797331,5333.9999999992524,0.6089041095889558,3.5958694592446045]
[223,5338,0.85680000000000001,0.4284,2.7277033666939157,1.3638516833469578,2.5689986367797331,5337.9999999992488,0.60936073059352158,3.5914124275996806]
[223,5341,0.74760000000000004,0.37380000000000002,2.3800548983897891,1.1900274491948946,2.5689986367797331,5340.999999999246,0.60970319634694592,3.5910940681964711]
[223,5346.5,1.4055,0.70274999999999999,4.4745414121011882,2.2372707060505941,2.5689986367797331,5346.4999999992415,0.61033105022822387,3.5882288335675909]
[223,5348,1.3900999999999999,0.69504999999999995,4.4255140640070163,2.2127570320035082,2.5689986367797331,5347.9999999992397,0.61050228310493604,3.5853635989387111]
[223,5351,1.1666000000000001,0.58330000000000004,3.7139807978351098,1.8569903989175549,2.5689986367797331,5350.9999999992369,0.61084474885836038,3.5818616455034129]
[224,5355.5,0.46129999999999999,0.23064999999999999,1.4685919270026881,0.73429596350134407,2.5689986367797331,5355.4999999992324,0.61135844748849688,3.5735843010199817]
[224,5359.5,0.9133,0.45665,2.9075764295069479,1.453788214753474,2.5689986367797331,5359.4999999992287,0.61181506849306266,3.5675354723590122]
[224,5364,1.2734000000000001,0.63670000000000004,4.0539886404622223,2.0269943202311111,2.5689986367797331,5363.9999999992251,0.61232876712319917,3.5627600813108784]
[224,5366.5,1.0099,0.50495000000000001,3.2151116130067523,1.6075558065033762,2.5689986367797331,5366.4999999992224,0.61261415525105278,3.5618050031012518]
[224,5372.5,1.5242,0.7621,4.8524340237101606,2.4262170118550803,2.5689986367797331,5372.4999999992169,0.61329908675790146,3.5544827368274472]
[224,5375,1.2169000000000001,0.60845000000000005,3.87411557764919,1.937057788824595,2.5689986367797331,5374.9999999992142,0.61358447488575507,3.5503440645857309]
[225,5381,0.79139999999999999,0.3957,2.5194963169952902,1.2597481584976451,2.5689986367797331,5380.9999999992087,0.61426940639260375,3.5468421111504336]
[225,5382,0.77380000000000004,0.38690000000000002,2.4634650620305227,1.2317325310152614,2.5689986367797331,5381.9999999992078,0.61438356164374519,3.5458870329408061]
[225,5385.5,0.93559999999999999,0.46779999999999999,2.9785705764225341,1.489285288211267,2.5689986367797331,5385.4999999992042,0.61478310502274025,3.5417483606990907]
[225,5389,0.8448,0.4224,2.6895002383088467,1.3447501191544233,2.5689986367797331,5388.9999999992015,0.61518264840173531,3.5363362508445393]
[225,5394,1.1673,0.58365,3.716209313657572,1.858104656828786,2.5689986367797331,5393.9999999991969,0.61575342465744254,3.5306057815867788]
[225,5399.5,1.0918000000000001,0.54590000000000005,3.4758479642348474,1.7379239821174237,2.5689986367797331,5399.4999999991915,0.61638127853872049,3.5245569529258098]
[226,5402.5,0.47370000000000001,0.23685,1.5080684930005925,0.75403424650029627,2.5689986367797331,5402.4999999991887,0.61672374429214483,3.5223284371033476]
[226,5406.5,0.77380000000000004,0.38690000000000002,2.4634650620305227,1.2317325310152614,2.5689986367797331,5406.4999999991851,0.61718036529671061,3.5159612490391696]
[226,5411,1.0223,0.51114999999999999,3.2545881790046565,1.6272940895023282,2.5689986367797331,5410.9999999991805,0.61769406392684711,3.5102307797814092]
[226,5411.5,0.82389999999999997,0.41194999999999998,2.6229631230381849,1.3114815615190925,2.5689986367797331,5411.4999999991805,0.61775114155241784,3.5102307797814092]
[226,5415.5,0.57709999999999995,0.28854999999999997,1.8372521159186024,0.91862605795930119,2.5689986367797331,5415.4999999991769,0.61820776255698362,3.5073655451525285]
[226,5422,1.4743999999999999,0.73719999999999997,4.6938910409121251,2.3469455204560625,2.5689986367797331,5421.9999999991705,0.61894977168940302,3.4978147630562617]
[227,5424,0.89190000000000003,0.44595000000000001,2.839447517220242,1.419723758610121,2.5689986367797331,5423.9999999991687,0.61917808219168591,3.4965413254434261]
[227,5429,0.89190000000000003,0.44595000000000001,2.839447517220242,1.419723758610121,2.5689986367797331,5428.9999999991642,0.61974885844739314,3.4917659343952923]
[227,5432.5,0.99680000000000002,0.49840000000000001,3.1734065311863855,1.5867032655931927,2.5689986367797331,5432.4999999991605,0.6201484018263882,3.488263980959994]
[227,5436,1.0006999999999999,0.50034999999999996,3.1858225479115325,1.5929112739557663,2.5689986367797331,5435.9999999991569,0.62054794520538326,3.4825335117022345]
[{"$f":"INT(B10887/24)+1","v":227},5441,1.3116000000000001,{"$f":"C10887*0.5","v":0.65580000000000005},4.1756019324880249,{"$f":"E10887*0.5","v":2.0878009662440125},{"$f":"IF(A10887<=$N$42,$O$42,IF(A10887<=$N$43,$O$43,IF(A10887<=$N$44,$O$44,IF(A10887<=$N$45,$O$45,IF(A10887<=$N$46,$O$46,IF(A10887<=$N$47,$O$47,IF(A10887<=$N$48,$O$48,IF(A10887<=$N$49,$O$49,IF(A10887<=$N$50,$O$50,IF(A10887<=$N$51,$O$51,IF(A10887<=$N$52,$O$52,IF(A10887<=$N$53,$O$53))))))))))))","v":2.5689986367797331},{"$f":"I10887*8760","v":5440.9999999991524},0.62111872146109048,3.4787131988637272]
[227,5444.5,1.5542,0.77710000000000001,4.9479418446728332,2.4739709223364166,2.5689986367797331,5444.4999999991496,0.62151826484008554,3.4745745266220109]
[227,5445.5,1.6785000000000001,0.83925000000000005,5.343662582861505,2.6718312914307525,2.5689986367797331,5445.4999999991487,0.62163242009122699,3.4729827296059668]
[228,5451.5,0.44590000000000002,0.22295000000000001,1.4195645789085165,0.70978228945425825,2.5689986367797331,5451.4999999991433,0.62231735159807566,3.469480776170669]
[228,5454,0.98370000000000002,0.49185000000000001,3.1317014493660187,1.5658507246830093,2.5689986367797331,5453.9999999991405,0.62260273972592928,3.4656604633321622]
[228,5458.5,0.51680000000000004,0.25840000000000002,1.6452813957836316,0.82264069789181582,2.5689986367797331,5458.499999999136,0.62311643835606578,3.463750306912909]
[228,5462.5,0.38819999999999999,0.19409999999999999,1.235871203256977,0.61793560162848848,2.5689986367797331,5462.4999999991323,0.62357305936063157,3.4580198376551485]
[228,5465.5,1.135,0.5675,3.6133792264210949,1.8066896132105474,2.5689986367797331,5465.4999999991296,0.6239155251140559,3.4554729624294769]
[228,5471,1.2468999999999999,0.62344999999999995,3.9696233986118616,1.9848116993059308,2.5689986367797331,5470.9999999991242,0.62454337899533385,3.4516526495909701]
[229,5474,0.49659999999999999,0.24829999999999999,1.5809727963354323,0.79048639816771615,2.5689986367797331,5473.9999999991214,{"$f":"1/17520+I10952","v":0.62488584474875819},3.4478323367524633]
[229,5475.5,0.44529999999999997,0.22264999999999999,1.4176544224892629,0.70882721124463144,2.5689986367797331,5475.4999999991205,0.62505707762547036,3.4456038209300011]
[229,5481,0.8548,0.4274,2.7213361786297372,1.3606680893148686,2.5689986367797331,5480.9999999991151,0.62568493150674831,3.4405100704786582]
[229,5484,0.56399999999999995,0.28199999999999997,1.7955470340982356,0.89777351704911779,2.5689986367797331,5483.9999999991123,0.62602739726017265,3.4373264764465694]
[229,5488,0.53269999999999995,0.26634999999999998,1.6959005408938477,0.84795027044692384,2.5689986367797331,5487.9999999991087,0.62648401826473843,3.4335061636080626]
[229,5492.5,1.5196000000000001,0.75980000000000003,4.8377894911625514,2.4188947455812757,2.5689986367797331,5492.4999999991041,0.62699771689487493,3.4277756943503022]
[229,5495,1.1831,0.59155000000000002,3.766510099364579,1.8832550496822895,2.5689986367797331,5494.9999999991023,0.62728310502272855,3.4239553815117949]
[230,5501,0.89059999999999995,0.44529999999999997,2.8353088449785258,1.4176544224892629,2.5689986367797331,5500.9999999990969,0.62796803652957722,3.4223635844957503]
[230,5501.5,0.81710000000000005,0.40855000000000002,2.6013146836199796,1.3006573418099898,2.5689986367797331,5501.499999999096,0.62802511415514795,3.4220452250925417]
[230,5506.5,1.0325,0.51624999999999999,3.287060838131965,1.6435304190659825,2.5689986367797331,5506.4999999990914,0.62859589041085517,3.4150413182219457]
[230,5510,0.61260000000000003,0.30630000000000002,1.9502697040577646,0.97513485202888228,2.5689986367797331,5509.9999999990878,0.62899543378985023,3.4115393647866483]
[230,5513.5,0.74719999999999998,0.37359999999999999,2.3787814607769531,1.1893907303884765,2.5689986367797331,5513.499999999085,0.62939497716884529,3.4083557707545586]
[230,5518.5,1.4059999999999999,0.70299999999999996,4.4761332091172328,2.2380666045586164,2.5689986367797331,5518.4999999990805,0.62996575342455252,3.4042170985128428]
[231,5522,0.54910000000000003,0.27455000000000002,1.7481114830201085,0.87405574151005427,2.5689986367797331,5521.9999999990769,0.63036529680354758,3.3997600668679184]
[231,5527,0.65390000000000004,0.32695000000000002,2.081752137583043,1.0408760687915215,2.5689986367797331,5526.9999999990723,0.63093607305925481,3.3953030352229936]
[231,5529,0.97430000000000005,0.48715000000000003,3.1017756654643813,1.5508878327321907,2.5689986367797331,5528.9999999990705,0.6311643835615377,3.394029597610158]
[231,5531.5,1.2143999999999999,0.60719999999999996,3.8661565925689669,1.9330782962844835,2.5689986367797331,5531.4999999990678,0.63144977168939131,3.3927561599973224]
[231,5536,1.1579999999999999,0.57899999999999996,3.6866018891591432,1.8433009445795716,2.5689986367797331,5535.9999999990641,0.63196347031952782,3.3870256907395619]
[231,5540,1.4436,0.7218,4.5958363447237822,2.2979181723618911,2.5689986367797331,5539.9999999990596,0.6324200913240936,3.3822502996914285]
[231,5543,1.3079000000000001,0.65395000000000003,4.1638226345692955,2.0819113172846477,2.5689986367797331,5542.9999999990569,0.63276255707751794,3.3787483462561299]
[232,5548.5,1.3951,0.69755,4.4414320341674625,2.2207160170837312,2.5689986367797331,5548.4999999990523,0.63339041095879589,3.3720627987887428]
[232,5551.5,1.1389,0.56945000000000001,3.6257952431462424,1.8128976215731212,2.5689986367797331,5551.4999999990496,0.63373287671222023,3.3676057671438189]
[232,5557,0.63390000000000002,0.31695000000000001,2.0180802569412619,1.009040128470631,2.5689986367797331,5556.9999999990441,0.63436073059349818,3.3609202196764318]
[232,5558.5,0.2303,0.11515,0.73318170559011286,0.36659085279505643,2.5689986367797331,5558.4999999990423,0.63453196347021035,3.3606018602732228]
[232,5561.5,1.0379,0.51895000000000002,3.3042522459052464,1.6521261229526232,2.5689986367797331,5561.4999999990396,0.63487442922363468,3.3570999068379246]
[232,5565.5,1.9029,0.95145000000000002,6.0580610836622917,3.0290305418311458,2.5689986367797331,5565.4999999990359,0.63533105022820047,3.3523245157897907]
[233,5570,0.49120000000000003,0.24560000000000001,1.5637813885621514,0.78189069428107572,2.5689986367797331,5569.9999999990323,{"$f":"1/17520+I11144","v":0.63584474885833697},3.3465940465320303]
[233,5576,0.94410000000000005,0.47205000000000003,3.0056311256952917,1.5028155628476458,2.5689986367797331,5575.9999999990259,0.63652968036518565,3.3405452178710613]
[233,5578.5,0.40739999999999998,0.20369999999999999,1.2969962086730873,0.64849810433654365,2.5689986367797331,5578.4999999990241,0.63681506849303926,3.3373616238389725]
[233,5581,0.2596,0.1298,0.82646101073032263,0.41323050536516132,2.5689986367797331,5580.9999999990214,0.63710045662089287,3.3338596704036743]
[233,5587,1.296,0.64800000000000002,4.125937865587435,2.0629689327937175,2.5689986367797331,5586.9999999990159,0.63778538812774155,3.3294026387587499]
[233,5588,1.4554,0.72770000000000001,4.6334027543024332,2.3167013771512166,2.5689986367797331,5587.999999999015,0.63789954337888299,3.3287659199523323]
[233,5591.5,1.0591999999999999,0.52959999999999996,3.3720627987887428,1.6860313993943714,2.5689986367797331,5591.4999999990114,0.63829908675787805,3.324627247710616]
[234,5598.5,0.60929999999999995,0.30464999999999998,1.9397638437518705,0.96988192187593525,2.5689986367797331,5598.499999999005,0.63909817351586817,3.3176233408400204]
[234,5600,0.97609999999999997,0.48804999999999998,3.1075061347221413,1.5537530673610707,2.5689986367797331,5599.9999999990041,0.63926940639258034,3.3160315438239758]
[234,5605.5,6.7000000000000002E-3,3.3500000000000001E-3,2.1330080014996772E-2,1.0665040007498386E-2,2.5689986367797331,5605.4999999989986,0.63989726027385829,3.3099827151630068]
[234,5608.5,0.33579999999999999,0.16789999999999999,1.0690508759755097,0.53452543798775487,2.5689986367797331,5608.4999999989959,0.64023972602728263,3.3074358399373351]
[234,5612.5,1.3934,0.69669999999999999,4.4360199243129106,2.2180099621564553,2.5689986367797331,5612.4999999989923,0.64069634703184841,3.3039338865020373]
[235,5617,0.59730000000000005,0.29865000000000003,1.9015607153668019,0.95078035768340097,2.5689986367797331,5616.9999999989877,0.64121004566198492,3.2985217766474859]
[235,5621,0.66449999999999998,0.33224999999999999,2.1154982343231872,1.0577491171615936,2.5689986367797331,5620.9999999989841,0.6416666666665507,3.2966116202282327]
[235,5621.5,0.62919999999999998,0.31459999999999999,2.0031173649904428,1.0015586824952214,2.5689986367797331,5621.4999999989841,0.64172374429212142,3.2959749014218147]
[235,5628,0,0,0,0,2.5689986367797331,5627.9999999989777,0.64246575342454082,3.2848323223095028]
[235,5630,0,0,0,0,2.5689986367797331,5629.9999999989759,0.64269406392682371,3.2829221658902488]
[235,5635,1.022,0.51100000000000001,3.2536331007950299,1.6268165503975149,2.5689986367797331,5634.9999999989714,0.64326484018253094,3.2778284154389072]
[235,5638.5,1.4645999999999999,0.73229999999999995,4.6626918193976516,2.3313459096988258,2.5689986367797331,5638.4999999989677,0.643664383561526,3.2752815402132351]
[236,5642,0.4844,0.2422,1.5421329491439457,0.77106647457197286,2.5689986367797331,5641.9999999989641,0.64406392694052106,3.2701877897618927]
[236,5647,0.98299999999999998,0.49149999999999999,3.129472933543556,1.564736466771778,2.5689986367797331,5646.9999999989595,0.64463470319622829,3.2654123987137598]
[236,5650.5,0.50229999999999997,0.25114999999999998,1.59911928231834,0.79955964115917,2.5689986367797331,5650.4999999989568,0.64503424657522335,3.2603186482624169]
[236,5651.5,0.1012,5.0599999999999999E-2,0.32217971604741391,0.16108985802370696,2.5689986367797331,5651.4999999989559,0.64514840182636479,3.2593635700527903]
[236,5656,4.8399999999999999E-2,2.4199999999999999E-2,0.15408595115311099,7.7042975576555497E-2,2.5689986367797331,5655.9999999989514,0.6456621004565013,3.2558616166174921]
[236,5660.5,1.3526,0.67630000000000001,4.3061292878036763,2.1530646439018382,2.5689986367797331,5660.4999999989468,0.6461757990866378,3.2510862255693591]
[237,5664.5,0.85489999999999999,0.42745,{"$f":"C11334*$E$2","v":2.7216545380329462},1.3608272690164731,2.5689986367797331,5664.4999999989432,0.64663242009120359,3.2479026315372694]
[237,5669,0.73919999999999997,0.36959999999999998,2.3533127085202405,1.1766563542601203,2.5689986367797331,5668.9999999989395,0.64714611872134009,3.2415354434730914]
[237,5673,0.62029999999999996,0.31014999999999998,1.9747833781048503,0.98739168905242514,2.5689986367797331,5672.9999999989359,0.64760273972590587,3.235804974215331]
[237,5676,0.69330000000000003,0.34665000000000001,2.2071857424473524,1.1035928712236762,2.5689986367797331,5675.9999999989323,0.64794520547933021,3.2319846613768246]
[237,5681.5,0.41,0.20499999999999999,1.3052735531565187,0.65263677657825936,2.5689986367797331,5681.4999999989277,0.64857305936060816,3.2262541921190642]
[237,5683,0.90690000000000004,0.45345000000000002,2.8872014277015778,1.4436007138507889,2.5689986367797331,5682.9999999989259,0.64874429223732033,3.2252991139094367]
[237,5686,1.2647999999999999,0.63239999999999996,4.0266097317862561,2.0133048658931281,2.5689986367797331,5685.9999999989232,0.64908675799074467,3.2237073168933925]
[238,5690,0.54420000000000002,0.27210000000000001,1.7325118722628721,0.86625593613143603,2.5689986367797331,5689.9999999989195,0.64954337899531045,3.2211604416677213]
[238,5694.5,0.43590000000000001,0.21795,1.3877286385876257,0.69386431929381287,2.5689986367797331,5694.499999998915,0.65005707762544696,3.2170217694260055]
[238,5698.5,0.46279999999999999,0.23139999999999999,1.4733673180508218,0.73668365902541089,2.5689986367797331,5698.4999999989113,0.65051369863001274,3.2151116130067523]
[238,5703,0.23980000000000001,0.11990000000000001,0.76342584889495912,0.38171292444747956,2.5689986367797331,5702.9999999989077,0.65102739726014924,3.2106545813618275]
[238,5705.5,0.437,0.2185,1.3912305920229238,0.69561529601146188,2.5689986367797331,5705.499999998905,0.65131278538800286,3.2093811437489919]
[238,5711.5,1.1279999999999999,0.56399999999999995,3.5910940681964711,1.7955470340982356,2.5689986367797331,5711.4999999988995,0.65199771689485153,3.1991936428463066]
[239,5712.5,0.76570000000000005,0.38285000000000002,2.4376779503706012,1.2188389751853006,2.5689986367797331,5712.4999999988986,0.65211187214599298,3.1966467676206354]
[239,5716,0.44479999999999997,0.22239999999999999,1.4160626254732185,0.70803131273660924,2.5689986367797331,5715.999999998895,0.65251141552498804,3.1937815329917556]
[239,5719.5,0.47420000000000001,0.23710000000000001,1.5096602900166372,0.75483014500831858,2.5689986367797331,5719.4999999988922,0.6529109589039831,3.191553017169293]
[239,5724.5,0,0,0,0,2.5689986367797331,5724.4999999988877,0.65348173515969032,3.1883694231372042]
[239,5728,0.1386,6.93E-2,0.44124613284754516,0.22062306642377258,2.5689986367797331,5727.9999999988841,0.65388127853868538,3.1839123914922793]
[239,5733,1.3406,0.67030000000000001,4.2679261594186073,2.1339630797093037,2.5689986367797331,5732.9999999988795,0.65445205479439261,3.1807287974601901]
[239,5735,1.2756000000000001,0.63780000000000003,4.0609925473328179,2.0304962736664089,2.5689986367797331,5734.9999999988777,0.6546803652966755,3.1791370004441459]
[240,5741.5,0.68840000000000001,0.34420000000000001,2.1915861316901162,1.0957930658450581,2.5689986367797331,5741.4999999988713,0.6554223744290949,3.1734065311863855]
[240,5742,0.69510000000000005,0.34755000000000003,2.2129162117051129,1.1064581058525564,2.5689986367797331,5741.9999999988704,0.65547945205466562,3.1727698123799675]
[240,5746,0.86599999999999999,0.433,2.756992431789135,1.3784962158945675,2.5689986367797331,5745.9999999988668,0.65593607305923141,3.1695862183478787]
[240,5752.5,0.24529999999999999,0.12265,0.7809356160714489,0.39046780803572445,2.5689986367797331,5752.4999999988613,0.6566780821916508,3.160672155058029]
[240,5754.5,0.91590000000000005,0.45795000000000002,2.9158537739903796,1.4579268869951898,2.5689986367797331,5754.4999999988595,0.65690639269393369,3.1597170768484024]
[240,5757.5,1.5963000000000001,0.79815000000000003,5.0819711534237832,2.5409855767118916,2.5689986367797331,5757.4999999988568,0.65724885844735803,3.1587619986387754]
[241,5763,0.45140000000000002,0.22570000000000001,1.4370743460850064,0.7185371730425032,2.5689986367797331,5762.9999999988513,0.65787671232863598,3.1514397323649708]
[241,5764.5,0.58460000000000001,0.2923,1.8611290711592705,0.93056453557963525,2.5689986367797331,5764.4999999988495,0.65804794520534815,3.1508030135585532]
[241,5771.5,0.32269999999999999,0.16134999999999999,1.0273457941551429,0.51367289707757147,2.5689986367797331,5771.4999999988431,0.65884703196333827,3.1434807472847481]
[241,5775,0.1704,8.5199999999999998E-2,0.54248442306797762,0.27124221153398881,2.5689986367797331,5774.9999999988404,0.65924657534233333,3.1377502780269877]
[241,5776,0.33400000000000002,0.16700000000000001,1.0633204067177495,0.53166020335887476,2.5689986367797331,5775.9999999988395,0.65936073059347478,3.1361584810109431]
[241,5782,1.7082999999999999,0.85414999999999996,5.4385336850177586,2.7192668425088793,2.5689986367797331,5781.9999999988331,0.66004566210032345,3.1326565275756453]
[242,5784.5,0.81289999999999996,0.40644999999999998,2.5879435886852051,1.2939717943426026,2.5689986367797331,5784.4999999988313,0.66033105022817706,3.1307463711563921]
[242,5789,1.0273000000000001,0.51365000000000005,3.2705061491651022,1.6352530745825511,2.5689986367797331,5788.9999999988268,0.66084474885831357,3.1285178553339295]
[{"$f":"INT(B11591/24)+1","v":242},5793,0.87070000000000003,{"$f":"C11591*0.5","v":0.43535000000000001},2.7719553237399537,{"$f":"E11591*0.5","v":1.3859776618699768},{"$f":"IF(A11591<=$N$42,$O$42,IF(A11591<=$N$43,$O$43,IF(A11591<=$N$44,$O$44,IF(A11591<=$N$45,$O$45,IF(A11591<=$N$46,$O$46,IF(A11591<=$N$47,$O$47,IF(A11591<=$N$48,$O$48,IF(A11591<=$N$49,$O$49,IF(A11591<=$N$50,$O$50,IF(A11591<=$N$51,$O$51,IF(A11591<=$N$52,$O$52,IF(A11591<=$N$53,$O$53))))))))))))","v":2.5689986367797331},{"$f":"I11591*8760","v":5792.9999999988231},0.66130136986287935,3.1240608236890046]
[242,5797.5,0.53100000000000003,0.26550000000000001,1.6904884310392965,0.84524421551964823,2.5689986367797331,5797.4999999988186,0.66181506849301586,3.1196037920440798]
[242,5801.5,0.89300000000000002,0.44650000000000001,2.8429494706555398,1.4214747353277699,2.5689986367797331,5801.4999999988149,0.66227168949758164,3.1167385574152]
[242,5802,0.9577,0.47885,3.0489280045317027,1.5244640022658513,2.5689986367797331,5801.9999999988149,0.66232876712315236,3.116420198011991]
[243,5809,0.58289999999999997,0.29144999999999999,1.8557169613047191,0.92785848065235954,2.5689986367797331,5808.9999999988086,0.66312785388114248,3.109416291141395]
[243,5810.5,0.45250000000000001,0.22625000000000001,1.4405762995203044,0.72028814976015221,2.5689986367797331,5810.4999999988067,0.66329908675785465,3.1078244941253503]
[243,5816,1.0989,0.54944999999999999,3.4984514818626793,1.7492257409313396,2.5689986367797331,5815.9999999988013,0.6639269406391326,3.1027307436740079]
[243,5819,0.4965,0.24825,1.5806544369322235,0.79032721846611176,2.5689986367797331,5818.9999999987986,0.66426940639255694,3.0995471496419191]
[243,5823,0.39989999999999998,0.19994999999999999,1.2731192534324192,0.63655962671620958,2.5689986367797331,5822.9999999987949,0.66472602739712272,3.0915881645616961]
[243,5827.5,1.2628999999999999,0.63144999999999996,4.0205609031252862,2.0102804515626431,2.5689986367797331,5827.4999999987904,0.66523972602725923,3.0899963675456519]
[243,5830,1.3374999999999999,0.66874999999999996,4.258057017919131,2.1290285089595655,2.5689986367797331,5829.9999999987886,0.66552511415511284,3.0890412893360253]
[244,5832,0.89380000000000004,0.44690000000000002,2.845496345881211,1.4227481729406055,3.5945436249799898,5831.9999999987867,0.66575342465739573,3.0884045705296068]
[244,5838.5,0.91810000000000003,0.45905000000000001,2.9228576808609756,1.4614288404304878,3.5945436249799898,5838.4999999987804,0.66649543378981513,3.077898710223713]
[244,5840.5,1.0918000000000001,0.54590000000000005,3.4758479642348474,1.7379239821174237,3.5945436249799898,5840.4999999987785,0.66672374429209802,3.0756701944012508]
[244,5845.5,1.0905,0.54525000000000001,3.4717092919931312,1.7358546459965656,3.5945436249799898,5845.499999998774,0.66729452054780525,3.0702580845466994]
[244,5849,0.7873,0.39365,2.5064435814637251,1.2532217907318626,3.5945436249799898,5848.9999999987704,0.66769406392680031,3.0664377717081925]
[244,5852.5,1.2494000000000001,0.62470000000000003,3.9775823836920847,1.9887911918460424,3.5945436249799898,5852.4999999987676,0.66809360730579537,3.0642092558857303]
[245,5857.5,0.58599999999999997,0.29299999999999998,1.8655861028041951,0.93279305140209756,3.5945436249799898,5857.4999999987631,0.6686643835615026,3.0616623806600591]
[245,5859.5,0.48280000000000001,0.2414,1.5370391986926031,0.76851959934630154,3.5945436249799898,5859.4999999987613,0.66889269406378549,3.0597522242408055]
[245,5862,0.61860000000000004,0.30930000000000002,1.9693712682502991,0.98468563412514953,3.5945436249799898,5861.9999999987585,0.6691780821916391,3.0565686302087163]
[245,5866.5,0.9486,0.4743,3.0199572988396923,1.5099786494198462,3.5945436249799898,5866.499999998754,0.66969178082177561,3.0527483173702095]
[245,5870.5,0.77229999999999999,0.38614999999999999,2.4586896709823889,1.2293448354911944,3.5945436249799898,5870.4999999987504,0.67014840182634139,3.0498830827413292]
[245,5875,1.282,0.64100000000000001,4.0813675491381884,2.0406837745690942,3.5945436249799898,5874.9999999987467,0.67066210045647789,3.0482912857252851]
[245,5879,1.2693000000000001,0.63465000000000005,4.0409359049306577,2.0204679524653288,3.5945436249799898,5878.9999999987422,0.67111872146104368,3.0463811293060314]
[246,5882,0.48480000000000001,0.2424,1.5434063867567813,0.77170319337839066,3.5945436249799898,5881.9999999987394,0.67146118721446801,3.0447893322899868]
[246,5887.5,1.0649999999999999,0.53249999999999997,3.3905276441748597,1.6952638220874299,3.5945436249799898,5887.4999999987349,0.67208904109574596,3.0371487066129728]
[{"$f":"INT(B11783/24)+1","v":246},5889,1.1566000000000001,{"$f":"C11783*0.5","v":0.57830000000000004},3.6821448575142188,{"$f":"E11783*0.5","v":1.8410724287571094},{"$f":"IF(A11783<=$N$42,$O$42,IF(A11783<=$N$43,$O$43,IF(A11783<=$N$44,$O$44,IF(A11783<=$N$45,$O$45,IF(A11783<=$N$46,$O$46,IF(A11783<=$N$47,$O$47,IF(A11783<=$N$48,$O$48,IF(A11783<=$N$49,$O$49,IF(A11783<=$N$50,$O$50,IF(A11783<=$N$51,$O$51,IF(A11783<=$N$52,$O$52,IF(A11783<=$N$53,$O$53))))))))))))","v":3.5945436249799898},{"$f":"I11783*8760","v":5888.9999999987331},0.67226027397245813,3.0358752690001376]
[246,5892,0.9829,0.49145,3.129154574140347,1.5645772870701735,3.5945436249799898,5891.9999999987303,0.67260273972588247,3.0310998779520038]
[246,5896,0.75429999999999997,0.37714999999999999,2.4013849784047858,1.2006924892023929,3.5945436249799898,5895.9999999987267,0.67305936073044825,3.0269612057102879]
[246,5900.5,1.8785000000000001,0.93925000000000003,5.9803813892793185,2.9901906946396593,3.5945436249799898,5900.4999999987222,0.67357305936058476,3.0218674552589455]
[247,5904.5,0.73650000000000004,0.36825000000000002,2.3447170046336003,1.1723585023168002,3.5945436249799898,5904.4999999987185,0.67402968036515054,3.0158186265979765]
[247,5909,1.0124,0.50619999999999998,3.2230705980869745,1.6115352990434872,3.5945436249799898,5908.9999999987149,0.67454337899528705,3.0123166731626783]
[247,5911.5,1.268,0.63400000000000001,4.036797232688941,2.0183986163444705,3.5945436249799898,5911.4999999987122,0.67482876712314066,3.0110432355498427]
[247,5917.5,0.65510000000000002,0.32755000000000001,2.0855724504215498,1.0427862252107749,3.5945436249799898,5917.4999999987067,0.67551369862998933,3.0065862039049183]
[247,5918.5,0.4995,0.24975,1.5902052190284905,0.79510260951424527,3.5945436249799898,5918.4999999987058,0.67562785388113078,3.0056311256952917]
[247,5922,1.3159000000000001,0.65795000000000003,4.1892913868260075,2.0946456934130038,3.5945436249799898,5921.9999999987022,{"$f":"1/17520+I11848","v":0.67602739726012584},3.00308425046962]
[248,5929,0.58679999999999999,0.29339999999999999,1.8681329780298663,0.93406648901493317,3.5945436249799898,5928.9999999986958,0.67682648401811596,2.9951252653893974]
[248,5930.5,0.47910000000000003,0.23955000000000001,1.5252599007738736,0.76262995038693682,3.5945436249799898,5930.499999998694,0.67699771689482813,2.9935334683733528]
[248,5934,0.65400000000000003,0.32700000000000001,2.082070496986252,1.041035248493126,3.5945436249799898,5933.9999999986912,0.67739726027382319,2.9916233119540991]
[248,5939,0.73450000000000004,0.36725000000000002,2.3383498165694223,1.1691749082847112,3.5945436249799898,5938.9999999986867,0.67796803652953042,2.9890764367284279]
[248,5941,0.69940000000000002,0.34970000000000001,2.226605666043096,1.113302833021548,3.5945436249799898,5940.9999999986849,0.67819634703181331,2.9878029991155923]
[248,5947.5,1.7921,0.89605000000000001,5.7053188649068227,2.8526594324534114,3.5945436249799898,5947.4999999986785,0.6789383561642327,2.9823908892610409]
[248,5951.5,0.98170000000000002,0.49085000000000001,3.1253342613018402,1.5626671306509201,3.5945436249799898,5951.4999999986749,0.67939497716879849,2.9785705764225341]
[249,5952,0.90500000000000003,0.45250000000000001,2.8811525990406088,1.4405762995203044,3.5945436249799898,5951.999999998674,0.67945205479436921,2.9782522170193251]
[249,5956.5,1.0770999999999999,0.53854999999999997,3.4290491319631373,1.7145245659815687,3.5945436249799898,5956.4999999986703,0.67996575342450571,2.9750686229872363]
[249,5963,1.0205,0.51024999999999998,3.248857709746896,1.624428854873448,3.5945436249799898,5962.999999998664,0.68070776255692511,2.9702932319391029]
[249,5965,1.0134000000000001,0.50670000000000004,3.2262541921190642,1.6131270960595321,3.5945436249799898,5964.9999999986621,0.680936073059208,2.965517840890969]
[249,5970,1.5730999999999999,0.78654999999999997,5.0081117718793164,2.5040558859396582,3.5945436249799898,5969.9999999986576,0.68150684931491523,2.9629709656652978]
[249,5973.5,2.2067000000000001,1.1033500000000001,7.0252369506109522,3.5126184753054761,3.5945436249799898,5973.4999999986539,0.68190639269391029,2.958832293423582]
[250,5977,0.59079999999999999,0.2954,1.8808673541582228,0.94043367707911141,3.5945436249799898,5976.9999999986512,0.68230593607290535,2.9569221370043284]
[250,5982,1.4339,0.71694999999999998,4.5649554826125174,2.2824777413062587,3.5945436249799898,5981.9999999986458,0.68287671232861258,2.9511916677465684]
[250,5985.5,1.2365999999999999,0.61829999999999996,3.9368323800813441,1.968416190040672,3.5945436249799898,5985.499999998643,0.68327625570760764,2.9483264331176882]
[250,5986.5,1.1751,0.58755000000000002,3.7410413471078665,1.8705206735539333,3.5945436249799898,5986.4999999986421,0.68339041095874908,2.9460979172952255]
[250,5992.5,1.2487999999999999,0.62439999999999996,3.9756722272728306,1.9878361136364153,3.5945436249799898,5992.4999999986367,0.68407534246559776,2.9365471351989583]
[250,5995,1.9758,0.9879,6.2901450886015855,3.1450725443007927,3.5945436249799898,5994.9999999986339,0.68436073059345137,2.9340002599732871]
[250,5999.5,1.1105,0.55525000000000002,3.5353811726349127,1.7676905863174563,3.5945436249799898,5999.4999999986294,0.68487442922358788,2.9311350253444068]
[251,6003.5,0.45779999999999998,0.22889999999999999,1.4574493478903763,0.72872467394518814,3.5945436249799898,6003.4999999986258,0.68533105022815366,2.9260412748930644]
[251,6006.5,1.4374,0.71870000000000001,4.5760980617248297,2.2880490308624148,3.5945436249799898,6006.499999998623,0.685673515981578,2.9228576808609756]
[251,6012,1.4924999999999999,0.74624999999999997,4.7515140928929371,2.3757570464464686,3.5945436249799898,6011.9999999986185,0.68630136986285595,2.9219026026513486]
[251,6015,1.0013000000000001,0.50065000000000004,3.1877327043307861,1.5938663521653931,3.5945436249799898,6014.9999999986157,0.68664383561628028,2.9203108056353044]
[251,6016.5,1.0808,0.54039999999999999,{"$f":"C12038*$E$2","v":3.4408284298818672},1.7204142149409336,3.5945436249799898,6016.4999999986139,0.68681506849299245,2.9193557274256774]
[251,6022,2.1539999999999999,1.077,6.8574615451198575,3.4287307725599288,3.5945436249799898,6021.9999999986085,0.6874429223742704,2.9161721333935886]
[252,6025,0.74280000000000002,0.37140000000000001,2.3647736470357614,1.1823868235178807,3.5945436249799898,6024.9999999986057,0.68778538812769474,2.914261976974335]
[252,6029,1.7002999999999999,0.85014999999999996,5.4130649327610456,2.7065324663805228,3.5945436249799898,6028.9999999986021,0.68824200913226052,2.9113967423454548]
[252,6033.5,1.5902000000000001,0.79510000000000003,5.0625512298280402,2.5312756149140201,3.5945436249799898,6033.4999999985976,0.68875570776239703,2.9072580701037389]
[252,6036,1.4227000000000001,0.71135000000000004,4.5292992294531205,2.2646496147265602,3.5945436249799898,6035.9999999985957,0.68904109589025064,2.9047111948780677]
[252,6042,1.3165,0.65825,4.1912015432452607,2.0956007716226304,3.5945436249799898,6041.9999999985903,0.68972602739709932,2.8970705692010541]
[252,6044.5,1.8694999999999999,0.93474999999999997,5.9517290429905172,2.9758645214952586,3.5945436249799898,6044.4999999985876,0.69001141552495293,2.8938869751689649]
[252,6046.5,1.8326,0.9163,5.8342544232064304,2.9171272116032152,3.5945436249799898,6046.4999999985857,0.69023972602723582,2.8926135375561293]
[253,6051.5,0.43319999999999997,0.21659999999999999,1.3791329347009851,0.68956646735049254,3.5945436249799898,6051.4999999985812,0.69081050228294305,2.8865647088951598]
[253,6055,1.2139,0.60694999999999999,3.8645647955529223,1.9322823977764612,3.5945436249799898,6054.9999999985776,0.69121004566193811,2.88369947426628]
[253,6058.5,0.95330000000000004,0.47665000000000002,3.034920190790511,1.5174600953952555,3.5945436249799898,6058.4999999985748,0.69160958904093317,2.8805158802341908]
[253,6063.5,0.80789999999999995,0.40394999999999998,2.5720256185247599,1.2860128092623799,3.5945436249799898,6063.4999999985703,0.6921803652966404,2.876377207992475]
[253,6065.5,1.3949,0.69745000000000001,4.4407953153610444,2.2203976576805222,3.5945436249799898,6065.4999999985685,0.69240867579892329,2.8735119733635948]
[254,6072,0.89159999999999995,0.44579999999999997,2.838492439010615,1.4192462195053075,3.5945436249799898,6071.9999999985621,0.69315068493134269,2.8649162694769545]
[254,6072.5,0.78790000000000004,0.39395000000000002,2.5083537378829788,1.2541768689414894,3.5945436249799898,6072.4999999985612,0.69320776255691341,2.8649162694769545]
[254,6076.5,1.1474,0.57369999999999999,3.652855792418999,1.8264278962094995,3.5945436249799898,6076.4999999985575,0.69366438356147919,2.8601408784288207]
[{"$f":"INT(B12167/24)+1","v":254},6081,1.2871999999999999,{"$f":"C12167*0.5","v":0.64359999999999995},4.0979222381050509,{"$f":"E12167*0.5","v":2.0489611190525254},{"$f":"IF(A12167<=$N$42,$O$42,IF(A12167<=$N$43,$O$43,IF(A12167<=$N$44,$O$44,IF(A12167<=$N$45,$O$45,IF(A12167<=$N$46,$O$46,IF(A12167<=$N$47,$O$47,IF(A12167<=$N$48,$O$48,IF(A12167<=$N$49,$O$49,IF(A12167<=$N$50,$O$50,IF(A12167<=$N$51,$O$51,IF(A12167<=$N$52,$O$52,IF(A12167<=$N$53,$O$53))))))))))))","v":3.5945436249799898},{"$f":"I12167*8760","v":6080.9999999985539},0.6941780821916157,2.8540920497678512]
[254,6085,0.66139999999999999,0.33069999999999999,2.1056290928237109,1.0528145464118555,3.5945436249799898,6084.9999999985494,0.69463470319618148,2.8493166587197178]
[254,6088,0.74019999999999997,0.37009999999999998,2.3564963025523298,1.1782481512761649,3.5945436249799898,6087.9999999985466,0.69497716894960582,2.8467697834940466]
[254,6093.5,1.8172999999999999,0.90864999999999996,5.7855454345154671,2.8927727172577336,3.5945436249799898,6093.4999999985421,0.69560502283088377,2.8439045488651664]
[254,6095,1.2815000000000001,0.64075000000000004,4.0797757521221438,2.0398878760610719,3.5945436249799898,6094.9999999985403,0.69577625570759594,2.8432678300587488]
[255,6102,1.1254999999999999,0.56274999999999997,3.5831350831162485,1.7915675415581243,3.5945436249799898,6101.9999999985339,0.69657534246558606,2.839447517220242]
[255,6102.5,1.0788,0.53939999999999999,3.4344612418176892,1.7172306209088446,3.5945436249799898,6102.499999998533,0.69663242009115678,2.839447517220242]
[255,6106.5,0.83209999999999995,0.41604999999999998,2.6490685941013155,1.3245342970506577,3.5945436249799898,6106.4999999985293,0.69708904109572256,2.839129157817033]
[255,6111,0.49,0.245,1.5599610757236444,0.7799805378618222,3.5945436249799898,6110.9999999985257,0.69760273972585907,2.8369006419945704]
[255,6117,2.0165999999999999,1.0083,6.4200357251108189,3.2100178625554094,3.5945436249799898,6116.9999999985203,0.69828767123270774,2.8340354073656906]
[255,6119.5,1.0757000000000001,0.53785000000000005,3.4245921003182134,1.7122960501591067,3.5945436249799898,6119.4999999985175,0.69857305936056135,2.8330803291560636]
[256,6124,0.43,0.215,1.3689454337983002,0.68447271689915012,3.5945436249799898,6123.999999998513,0.69908675799069786,2.8292600163175567]
[256,6128,1.5792999999999999,0.78964999999999996,5.027850054878269,2.5139250274391345,3.5945436249799898,6127.9999999985093,0.69954337899526364,2.8279865787047211]
[256,6129,1.2067000000000001,0.60335000000000005,3.8416429185218814,1.9208214592609407,3.5945436249799898,6128.9999999985084,0.69965753424640509,2.8273498598983036]
[256,6132.5,0.56379999999999997,0.28189999999999998,1.7949103152918178,0.89745515764590889,3.5945436249799898,6132.4999999985057,0.70005707762540015,2.8241662658662143]
[256,6139.5,1.7291000000000001,0.86455000000000004,5.5047524408852118,2.7523762204426059,3.5945436249799898,6139.4999999984984,0.70085616438339027,2.8142971243667381]
[256,6141,1.8448,0.9224,5.8730942703979165,2.9365471351989583,3.5945436249799898,6140.9999999984975,0.70102739726010244,2.8127053273506935]
[257,6146.5,0.43740000000000001,0.21870000000000001,1.3925040296357594,0.69625201481787968,3.5945436249799898,6146.4999999984921,0.70165525114138039,2.8047463422704708]
[257,6149.5,0.58430000000000004,0.29215000000000002,1.8601739929496439,0.93008699647482196,3.5945436249799898,6149.4999999984893,0.70199771689480472,2.8002893106255464]
[257,6153.5,1.0556000000000001,0.52780000000000005,3.3606018602732228,1.6803009301366114,3.5945436249799898,6153.4999999984857,0.70245433789937051,2.794877200770995]
[257,6158,0.88819999999999999,0.44409999999999999,2.8276682193015121,1.4138341096507561,3.5945436249799898,6157.9999999984811,0.70296803652950701,2.7894650909164436]
[257,6162,1.3939999999999999,0.69699999999999995,4.4379300807321638,2.2189650403660819,3.5945436249799898,6161.9999999984775,0.70342465753407279,2.7856447780779368]
[257,6162.5,1.5551999999999999,0.77759999999999996,4.9511254387049215,2.4755627193524607,3.5945436249799898,6162.4999999984775,0.70348173515964352,2.7856447780779368]
[258,6169,0.71099999999999997,0.35549999999999998,2.2635353568153289,1.1317676784076645,3.5945436249799898,6168.9999999984711,0.70422374429206291,2.7738654801592069]
[258,6171,0.44090000000000001,0.22045000000000001,1.4036466087480712,0.70182330437403562,3.5945436249799898,6170.9999999984693,0.70445205479434581,2.7719553237399537]
[258,6176,1.0430999999999999,0.52154999999999996,3.3208069348721092,1.6604034674360546,3.5945436249799898,6175.9999999984648,0.70502283105005303,2.7668615732886108]
[258,6179.5,1.6156999999999999,0.80784999999999996,5.1437328776463103,2.5718664388231551,3.5945436249799898,6179.4999999984611,0.70542237442904809,2.7646330574661486]
[258,6183,1.3002,0.65010000000000001,4.1393089605222091,2.0696544802611045,3.5945436249799898,6182.9999999984584,0.70582191780804315,2.7601760258212238]
[258,6188,1.8980999999999999,0.94904999999999995,6.0427798323082644,3.0213899161541322,3.5945436249799898,6187.9999999984529,0.70639269406375038,2.7547639159666724]
[258,6191.5,1.1003000000000001,0.55015000000000003,3.5029085135076041,1.7514542567538021,3.5945436249799898,6191.4999999984502,0.70679223744274544,2.7531721189506282]
[259,6192.5,0.86739999999999995,0.43369999999999997,2.7614494634340594,1.3807247317170297,3.5945436249799898,6192.4999999984493,0.70690639269388689,2.7522170407410016]
[259,6198.5,0.85270000000000001,0.42635000000000001,2.7146506311623502,1.3573253155811751,3.5945436249799898,6198.4999999984439,0.70759132420073556,2.7436213368543609]
[259,6201,1.2401,0.62004999999999999,3.9479749591936559,1.973987479596828,3.5945436249799898,6200.9999999984411,0.70787671232858917,2.7382092269998095]
[259,6205.5,1.6620999999999999,0.83104999999999996,5.2914516407352439,2.6457258203676219,3.5945436249799898,6205.4999999984366,0.70839041095872568,2.7353439923709293]
[259,6209.5,1.5439000000000001,0.77195000000000003,4.915150826142316,2.457575413071158,3.5945436249799898,6209.4999999984329,0.70884703196329146,2.731842038935631]
[259,6212.5,1.9240999999999999,0.96204999999999996,6.12555327714258,3.06277663857129,3.5945436249799898,6212.4999999984302,0.7091894977167158,2.7270666478874976]
[260,6218,0.46589999999999998,0.23294999999999999,1.4832364595502978,0.74161822977514891,3.5945436249799898,6217.9999999984257,0.70981735159799375,2.7206994598233196]
[260,6221,0.90629999999999999,0.45315,2.8852912712823242,1.4426456356411621,3.5945436249799898,6220.999999998422,0.71015981735141809,2.7168791469848128]
[260,6222.5,1.1611,0.58055000000000001,3.6964710306586195,1.8482355153293097,3.5945436249799898,6222.4999999984211,0.71033105022813026,2.7146506311623502]
[260,6228,1.2198,0.6099,3.8833480003422478,1.9416740001711239,3.5945436249799898,6227.9999999984157,0.71095890410940821,2.712103755936679]
[260,6231,0.64639999999999997,0.32319999999999999,2.0578751823423751,1.0289375911711875,3.5945436249799898,6230.9999999984129,0.71130136986283254,2.7076467242917546]
[260,6235,1.9745999999999999,0.98729999999999996,6.2863247757630782,3.1431623878815391,3.5945436249799898,6234.9999999984093,0.71175799086739833,2.7038264114532478]
[260,6239.5,1.0306,0.51529999999999998,3.2810120094709956,1.6405060047354978,3.5945436249799898,6239.4999999984047,0.71227168949753483,2.6974592233890693]
[261,6242,0.4425,0.22125,1.4087403591994136,0.70437017959970682,3.5945436249799898,6241.9999999984029,{"$f":"1/17520+I12488","v":0.71255707762538845},2.6971408639858603]
[261,6248,1.4786999999999999,0.73934999999999995,4.7075804952501077,2.3537902476250538,3.5945436249799898,6247.9999999983975,0.71324200913223712,2.6901369571152642]
[261,6250.5,1.0627,0.53134999999999999,3.3832053779010551,1.6916026889505276,3.5945436249799898,6250.4999999983947,0.71352739726009073,2.6863166442767574]
[261,6252.5,0.85250000000000004,0.42625000000000002,2.7140139123559326,1.3570069561779663,3.5945436249799898,6252.4999999983929,0.71375570776237363,2.6853615660671308]
[261,6257,1.0657000000000001,0.53285000000000005,3.3927561599973224,1.6963780799986612,3.5945436249799898,6256.9999999983884,0.71426940639251013,2.6764475027772816]
[261,6260.5,1.8783000000000001,0.93915000000000004,5.9797446704729014,2.9898723352364507,3.5945436249799898,6260.4999999983856,0.71466894977150519,2.6729455493419834]
[262,6265.5,0.48220000000000002,0.24110000000000001,1.5351290422733497,0.76756452113667484,3.5945436249799898,6265.4999999983811,0.71523972602721242,2.6659416424713878]
[262,6269,0.79200000000000004,0.39600000000000002,2.5214064734145438,1.2607032367072719,3.5945436249799898,6268.9999999983775,0.71563926940620748,2.6614846108264625]
[262,6274,1.3141,0.65705000000000002,4.1835609175682471,2.0917804587841236,3.5945436249799898,6273.9999999983729,{"$f":"1/17520+I12552","v":0.71621004566191471},2.6547990633590755]
[262,6276,1.0866,0.54330000000000001,3.4592932752679837,1.7296466376339918,3.5945436249799898,6275.9999999983711,0.7164383561641976,2.6512971099237777]
[262,6282.5,1.9951000000000001,0.99755000000000005,6.3515884534209048,3.1757942267104524,3.5945436249799898,6282.4999999983647,0.717180365296617,2.6404728902146748]
[262,6283,2.0958999999999999,1.0479499999999999,6.6724947318554824,3.3362473659277412,3.5945436249799898,6282.9999999983647,0.71723744292218772,2.6395178120050482]
[262,6287,1.2966,0.64829999999999999,4.1278480220066882,2.0639240110033441,3.5945436249799898,6286.9999999983611,0.7176940639267535,2.630603748715199]
[263,6293.5,1.3083,0.65415000000000001,4.1650960721821306,2.0825480360910653,3.5945436249799898,6293.4999999983547,0.7184360730591729,2.6213713260221407]
[263,6295.5,1.6789000000000001,0.83945000000000003,5.3449360204743401,2.6724680102371701,3.5945436249799898,6295.4999999983529,0.71866438356145579,2.6181877319900515]
[263,6298.5,1.1361000000000001,0.56805000000000005,3.6168811798563931,1.8084405899281966,3.5945436249799898,6298.4999999983502,0.71900684931488013,2.6165959349740069]
[263,6304,1.3262,0.66310000000000002,4.2220824053565256,2.1110412026782628,3.5945436249799898,6303.9999999983447,0.71963470319615808,2.6086369498937843]
[263,6305.5,1.9025000000000001,0.95125000000000004,6.0567876460494565,3.0283938230247283,3.5945436249799898,6305.4999999983429,0.71980593607287024,2.6038615588456504]
[264,6312.5,0.71409999999999996,0.35704999999999998,2.2734044983148052,1.1367022491574026,3.5945436249799898,6312.4999999983365,0.72060502283086036,2.5949474955558012]
[264,6316,0.40620000000000001,0.2031,1.2931758958345805,0.64658794791729024,3.5945436249799898,6315.9999999983338,0.72100456620985542,2.593037339136548]
[264,6317,1.6691,0.83455000000000001,5.3137367989598676,2.6568683994799338,3.5945436249799898,6316.9999999983329,0.72111872146099687,2.5904904639108763]
[264,6323,1.246,0.623,3.9667581639829814,1.9833790819914907,3.5945436249799898,6322.9999999983265,0.72180365296784554,2.5888986668948322]
[264,6325.5,1.0308999999999999,0.51544999999999996,3.2819670876806222,1.6409835438403111,3.5945436249799898,6325.4999999983247,0.72208904109569916,2.5857150728627429]
[264,6330,1.9374,0.96870000000000001,6.1678950777693649,3.0839475388846824,3.5945436249799898,6329.9999999983202,0.72260273972583566,2.5780744471857289]
[264,6334,2.2726000000000002,1.1363000000000001,7.2350357973256214,3.6175178986628107,3.5945436249799898,6333.9999999983165,0.72305936073040145,2.5729806967343869]
[265,6338.5,0.58879999999999999,0.2944,1.8745001660940446,0.93725008304702229,3.5945436249799898,6338.4999999983129,0.72357305936053795,2.5669318680734174]
[265,6342.5,1.2055,0.60275000000000001,3.8378226056833742,1.9189113028416871,3.5945436249799898,6342.4999999983083,0.72402968036510373,2.5624748364284926]
[265,6345.5,1.2609999999999999,0.63049999999999995,4.0145120744643172,2.0072560372321586,3.5945436249799898,6345.4999999983056,0.72437214611852807,2.5592912423964034]
[265,6347,1.5081,0.75405,4.801178159793527,2.4005890798967635,3.5945436249799898,6346.9999999983047,0.72454337899524024,2.5576994453803592]
[265,6352.5,1.2643,0.63214999999999999,4.0250179347702115,2.0125089673851058,3.5945436249799898,6352.4999999982992,0.72517123287651819,2.5503771791065541]
[265,6355.5,2.0135000000000001,1.00675,6.4101665836113435,3.2050832918056718,3.5945436249799898,6355.4999999982965,0.72551369862994253,2.5446467098487942]
[265,6359.5,1.0644,0.53220000000000001,3.3886174877556066,1.6943087438778033,3.5945436249799898,6359.4999999982929,0.72597031963450831,2.5414631158167049]
[266,6364,0.44590000000000002,0.22295000000000001,1.4195645789085165,0.70978228945425825,3.5945436249799898,6363.9999999982883,0.72648401826464482,2.5360510059621535]
[266,6368,1.1355999999999999,0.56779999999999997,3.6152893828403481,1.807644691420174,3.5945436249799898,6367.9999999982847,0.7269406392692106,2.5328674119300643]
[266,6372.5,1.5815999999999999,0.79079999999999995,5.0351723211520731,2.5175861605760366,3.5945436249799898,6372.4999999982811,0.7274543378993471,2.5271369426723038]
[266,6375,1.3415999999999999,0.67079999999999995,4.2711097534506965,2.1355548767253483,3.5945436249799898,6374.9999999982783,0.72773972602720072,2.524271708043424]
[266,6377,1.4233,0.71165,4.5312093858723737,2.2656046929361868,3.5945436249799898,6376.9999999982765,0.72796803652948361,2.5223615516241704]
[266,6382,1.6867000000000001,0.84335000000000004,5.3697680539246351,2.6848840269623175,3.5945436249799898,6381.999999998272,0.72853881278519084,2.51663108236641]
[267,6385.5,0.47460000000000002,0.23730000000000001,1.5109337276294728,0.75546686381473638,3.5945436249799898,6385.4999999982683,0.7289383561641859,2.5128107695279032]
[267,6389,0.69989999999999997,0.34994999999999998,2.2281974630591401,1.1140987315295701,3.5945436249799898,6388.9999999982656,0.72933789954318096,2.5093088160926054]
[267,6394,0.89029999999999998,0.44514999999999999,2.8343537667688992,1.4171768833844496,3.5945436249799898,6393.9999999982601,0.72990867579888818,2.5054885032540986]
[267,6397.5,0.8649,0.43245,2.7534904783538368,1.3767452391769184,3.5945436249799898,6397.4999999982574,0.73030821917788324,2.5035783468348449]
[267,6402.5,1.3342000000000001,0.66710000000000003,4.2475511576132376,2.1237755788066188,3.5945436249799898,6402.4999999982529,0.73087899543359047,2.4997580339963381]
[267,6403,1.4355,0.71775,4.5700492330638607,2.2850246165319303,3.5945436249799898,6402.999999998252,0.7309360730591612,2.4994396745931291]
[267,6407.5,1.0808,0.54039999999999999,3.4408284298818672,1.7204142149409336,3.5945436249799898,6407.4999999982483,0.7314497716892977,2.4959377211578313]
[268,6411.5,0.42099999999999999,0.21049999999999999,1.3402930875094985,0.67014654375474925,3.5945436249799898,6411.4999999982438,0.73190639269386348,2.491799048916115]
[268,6416,1.5450999999999999,0.77254999999999996,4.9189711389808224,2.4594855694904112,3.5945436249799898,6415.9999999982401,0.73242009132399999,2.4873420172711906]
[268,6420,0.59699999999999998,0.29849999999999999,1.9006056371571749,0.95030281857858745,3.5945436249799898,6419.9999999982365,0.73287671232856577,2.4847951420455194]
[268,6423,0.4148,0.2074,1.3205548045105464,0.6602774022552732,3.5945436249799898,6422.9999999982338,0.73321917808199011,2.4835217044326838]
[268,6428.5,1.6695,0.83474999999999999,5.3150102365727028,2.6575051182863514,3.5945436249799898,6428.4999999982283,0.73384703196326806,2.479701391594177]
[268,6430,1.3969,0.69845000000000002,4.447162503425222,2.223581251712611,3.5945436249799898,6429.9999999982265,0.73401826483998023,2.479064672787759]
[{"$f":"INT(B12871/24)+1","v":269},6433,0.58709999999999996,{"$f":"C12871*0.5","v":0.29354999999999998},1.8690880562394931,{"$f":"E12871*0.5","v":0.93454402811974657},{"$f":"IF(A12871<=$N$42,$O$42,IF(A12871<=$N$43,$O$43,IF(A12871<=$N$44,$O$44,IF(A12871<=$N$45,$O$45,IF(A12871<=$N$46,$O$46,IF(A12871<=$N$47,$O$47,IF(A12871<=$N$48,$O$48,IF(A12871<=$N$49,$O$49,IF(A12871<=$N$50,$O$50,IF(A12871<=$N$51,$O$51,IF(A12871<=$N$52,$O$52,IF(A12871<=$N$53,$O$53))))))))))))","v":3.5945436249799898},{"$f":"I12871*8760","v":6432.9999999982238},0.73436073059340456,2.4771545163685058]
[269,6437,0.35959999999999998,0.17979999999999999,1.1448204139392295,0.57241020696961475,3.5945436249799898,6436.9999999982201,0.73481735159797035,2.47301584412679]
[269,6441.5,0.45319999999999999,0.2266,1.4428048153427666,0.72140240767138331,3.5945436249799898,6441.4999999982165,0.73533105022810685,2.4688771718850737]
[269,6445.5,5.5399999999999998E-2,2.7699999999999999E-2,0.17637110937773448,8.818555468886724E-2,3.5945436249799898,6445.4999999982119,0.73578767123267264,2.466330296659403]
[269,6450,1.1623000000000001,0.58115000000000006,3.7002913434971267,1.8501456717485634,3.5945436249799898,6449.9999999982083,0.73630136986280914,2.4612365462080601]
[269,6452.5,1.8211999999999999,0.91059999999999997,5.7979614512406146,2.8989807256203073,3.5945436249799898,6452.4999999982056,0.73658675799066275,2.4586896709823889]
[270,6458.5,0.41949999999999998,0.20974999999999999,1.3355176964613649,0.66775884823068243,3.5945436249799898,6458.4999999982001,0.73727168949751143,2.4526408423214199]
[270,6459.5,0.42580000000000001,0.21290000000000001,1.3555743388635262,0.67778716943176309,3.5945436249799898,6459.4999999981992,0.73738584474865287,2.4510490453053753]
[270,6463,1.2181999999999999,0.60909999999999997,3.8782542498909054,1.9391271249454527,3.5945436249799898,6462.9999999981956,0.73778538812764793,2.4459552948540328]
[270,6470,0.45700000000000002,0.22850000000000001,1.4549024726647053,0.72745123633235265,3.5945436249799898,6469.9999999981892,0.73858447488563805,2.4383146691770192]
[270,6471.5,0.47110000000000002,0.23555000000000001,1.4997911485171611,0.74989557425858056,3.5945436249799898,6471.4999999981883,0.73875570776235022,2.4357677939513476]
[270,6475,1.5207999999999999,0.76039999999999996,4.8416098040010578,2.4208049020005289,3.5945436249799898,6474.9999999981846,0.73915525114134528,2.4290822464839605]
[271,6480,0.87619999999999998,0.43809999999999999,2.7894650909164436,1.3947325454582218,3.5945436249799898,6479.9999999981801,0.73972602739705251,2.4249435742422452]
[271,6482,0.44590000000000002,0.22295000000000001,1.4195645789085165,0.70978228945425825,3.5945436249799898,6481.9999999981783,0.7399543378993354,2.4208049020005289]
[271,6488.5,1.1475,0.57374999999999998,3.6531741518222081,1.826587075911104,3.5945436249799898,6488.4999999981719,0.7406963470317548,2.4169845891620221]
[271,6492.5,0.30380000000000001,0.15190000000000001,0.96717586694865965,0.48358793347432982,3.5945436249799898,6492.4999999981683,0.74115296803632058,2.4141193545331419]
[271,6493,0.2878,0.1439,0.91623836243523449,0.45811918121761724,3.5945436249799898,6492.9999999981674,0.7412100456618913,2.4138009951299333]
[271,6499.5,1.7252000000000001,0.86260000000000003,5.4923364241600643,2.7461682120800321,3.5945436249799898,6499.4999999981619,0.7419520547943107,2.4071154476625463]
[271,6501.5,1.6262000000000001,0.81310000000000004,5.1771606149832463,2.5885803074916232,3.5945436249799898,6501.4999999981601,0.74218036529659359,2.4058420100497107]
[272,6504.5,0.86899999999999999,0.4345,2.7665432138854023,1.3832716069427011,3.5945436249799898,6504.4999999981574,0.74252283105001793,2.4020216972112034]
[272,6510,0.61850000000000005,0.30925000000000002,1.9690529088470901,0.98452645442354503,3.5945436249799898,6509.9999999981519,0.74315068493129588,2.3966095873566524]
[272,6515,1.2777000000000001,0.63885000000000003,4.0676780948002049,2.0338390474001025,3.5945436249799898,6514.9999999981474,0.74372146118700311,2.3924709151149361]
[272,6518.5,1.2471000000000001,0.62355000000000005,3.9702601174182801,1.9851300587091401,3.5945436249799898,6518.4999999981437,0.74412100456599817,2.3880138834700118]
[272,6522,1.599,0.79949999999999999,5.0905668573104235,2.5452834286552117,3.5945436249799898,6521.999999998141,0.74452054794499323,2.3826017736154599]
[272,6523,1.7233000000000001,0.86165000000000003,5.4862875954990953,2.7431437977495476,3.5945436249799898,6522.9999999981401,0.74463470319613467,2.3806916171962067]
[{"$f":"INT(B13063/24)+1","v":273},6529,0.75700000000000001,{"$f":"C13063*0.5","v":0.3785},2.409980682291426,{"$f":"E13063*0.5","v":1.204990341145713},{"$f":"IF(A13063<=$N$42,$O$42,IF(A13063<=$N$43,$O$43,IF(A13063<=$N$44,$O$44,IF(A13063<=$N$45,$O$45,IF(A13063<=$N$46,$O$46,IF(A13063<=$N$47,$O$47,IF(A13063<=$N$48,$O$48,IF(A13063<=$N$49,$O$49,IF(A13063<=$N$50,$O$50,IF(A13063<=$N$51,$O$51,IF(A13063<=$N$52,$O$52,IF(A13063<=$N$53,$O$53))))))))))))","v":3.5945436249799898},{"$f":"I13063*8760","v":6528.9999999981337},0.74531963470298335,2.3784631013737445]
[273,6531.5,0.45369999999999999,0.22685,1.4443966123588112,0.72219830617940561,3.5945436249799898,6531.4999999981319,0.74560502283083696,2.3759162261480729]
[273,6536,1.1819,0.59094999999999998,3.7626897865260722,1.8813448932630361,3.5945436249799898,6535.9999999981274,0.74611872146097347,2.3727326321159841]
[273,6540,1.4357,0.71784999999999999,4.5706859518702778,2.2853429759351389,3.5945436249799898,6539.9999999981237,0.74657534246553925,2.3698673974871038]
[273,6544.5,1.2931999999999999,0.64659999999999995,4.1170238022975854,2.0585119011487927,3.5945436249799898,6544.4999999981192,0.74708904109567575,2.3638185688261348]
[273,6548.5,2.1936,1.0968,6.9835318687905845,3.4917659343952923,3.5945436249799898,6548.4999999981155,0.74754566210024154,2.359043177778001]
[273,6551.5,1.0494000000000001,0.52470000000000006,3.3408635772742707,1.6704317886371354,3.5945436249799898,6551.4999999981128,0.74788812785366587,2.3561779431491208]
[274,6553,0.58420000000000005,0.29210000000000003,1.8598556335464351,0.92992781677321756,4.6899139018353422,6552.9999999981119,0.74805936073037804,2.3536310679234496]
[274,6557.5,1.0099,0.50495000000000001,3.2151116130067523,1.6075558065033762,4.6899139018353422,6557.4999999981073,0.74857305936051455,2.3507658332945693]
[274,6563,1.1032,0.55159999999999998,3.5121409362006624,1.7560704681003312,4.6899139018353422,6562.9999999981019,0.7492009132417925,2.3456720828432269]
[274,6566,0.76719999999999999,0.3836,2.4424533414187346,1.2212266707093673,4.6899139018353422,6565.9999999980992,0.74954337899521684,2.3428068482143467]
[274,6570,1.77,0.88500000000000001,5.6349614367976546,2.8174807183988273,4.6899139018353422,6569.9999999980955,0.74999999999978262,2.3386681759726313]
[274,6574.5,1.6496,0.82479999999999998,5.2516567153341303,2.6258283576670651,4.6899139018353422,6574.4999999980919,0.75051369862991912,2.3373947383597953]
[275,6577,0.61199999999999999,0.30599999999999999,1.9483595476385109,0.97417977381925547,4.6899139018353422,6576.9999999980892,0.75079908675777274,2.3332560661180795]
[275,6583,1.3737999999999999,0.68689999999999996,4.3736214812839647,2.1868107406419823,4.6899139018353422,6582.9999999980837,0.75148401826462141,2.3287990344731551]
[275,6585.5,1.3593,0.67964999999999998,4.3274593678186735,2.1637296839093367,4.6899139018353422,6585.499999998081,0.75176940639247503,2.3262521592474839]
[275,6587.5,0.99509999999999998,0.49754999999999999,3.1679944213318336,1.5839972106659168,4.6899139018353422,6587.4999999980791,0.75199771689475792,2.3243420028282302]
[275,6592.5,1.4401999999999999,0.72009999999999996,{"$f":"C13190*$E$2","v":4.5850121250146785},2.2925060625073392,4.6899139018353422,6592.4999999980746,0.75256849315046515,2.3186115335704698]
[275,6596,2.3992,1.1996,7.6380788017880974,3.8190394008940487,4.6899139018353422,6595.999999998071,0.75296803652946021,2.3122443455062918]
[275,6599.5,1.0842000000000001,0.54210000000000003,3.4516526495909701,1.725826324795485,4.6899139018353422,6599.4999999980682,0.75336757990845526,2.3100158296838296]
[276,6604.5,1.3977999999999999,0.69889999999999997,4.4500277380541027,2.2250138690270513,4.6899139018353422,6604.4999999980637,0.75393835616416249,2.3055587980389047]
[276,6606.5,1.4921,0.74604999999999999,4.750240655280102,2.375120327640051,4.6899139018353422,6606.4999999980619,0.75416666666644538,2.3023752040068155]
[276,6613,0.9909,0.49545,3.15462332639706,1.57731166319853,4.6899139018353422,6612.9999999980555,0.75490867579886478,2.2953712971362195]
[276,6613.5,0.90910000000000002,0.45455000000000001,2.8942053345721739,1.4471026672860869,4.6899139018353422,6613.4999999980546,0.7549657534244355,2.2950529377330109]
[276,6617.5,1.8075000000000001,0.90375000000000005,5.7543462130009946,2.8771731065004973,4.6899139018353422,6617.499999998051,0.75542237442900129,2.2893224684752504]
[276,6622,2.2627999999999999,1.1314,7.203836575811148,3.601918287905574,4.6899139018353422,6621.9999999980473,0.75593607305913779,2.284228718023908]
[277,6626,0.4491,0.22455,1.4297520798112016,0.71487603990560078,4.6899139018353422,6625.9999999980437,{"$f":"1/17520+I13256","v":0.75639269406370357},2.2807267645886102]
[277,6629,1.3772,0.68859999999999999,4.3844457009930675,2.1922228504965338,4.6899139018353422,6628.9999999980409,0.75673515981712791,2.2781798893629386]
[277,6634.5,1.4639,0.73194999999999999,4.6604633035751899,2.3302316517875949,4.6899139018353422,6634.4999999980355,0.75736301369840586,2.271175982492343]
[277,6636,1.2706999999999999,0.63534999999999997,4.0453929365755812,2.0226964682877906,4.6899139018353422,6635.9999999980337,0.75753424657511803,2.2679923884602537]
[277,6643,2.2972000000000001,1.1486000000000001,7.3133522105150126,3.6566761052575063,4.6899139018353422,6642.9999999980273,0.75833333333310815,2.2632169974121199]
[277,6646.5,2.3784999999999998,1.1892499999999999,7.5721784053238537,3.7860892026619268,4.6899139018353422,6646.4999999980237,0.75873287671210321,2.2600334033800311]
[277,6647.5,1.0221,0.51105,3.2539514601982389,1.6269757300991194,4.6899139018353422,6647.4999999980228,0.75884703196324466,2.2590783251704045]
[278,6651.5,0.40670000000000001,0.20335,1.2947676928506249,0.64738384642531244,4.6899139018353422,6651.4999999980191,0.75930365296781044,2.2549396529286887]
[278,6656,2.0678000000000001,1.0339,6.5830357395537797,3.2915178697768899,4.6899139018353422,6655.9999999980155,0.75981735159794694,2.2543029341222707]
[278,6658.5,1.3140000000000001,0.65700000000000003,4.1832425581650385,2.0916212790825193,4.6899139018353422,6658.4999999980128,0.76010273972580056,2.2536662153158527]
[278,6664.5,1.56,0.78,4.9664066900589496,2.4832033450294748,4.6899139018353422,6664.4999999980073,0.76078767123264923,2.2447521520260034]
[278,6669,2.5472000000000001,1.2736000000000001,8.1092507185372806,4.0546253592686403,4.6899139018353422,6668.9999999980027,0.76130136986278574,2.2415685579939142]
[279,6673,0.71040000000000003,0.35520000000000002,2.2616252003960757,1.1308126001980379,4.6899139018353422,6672.9999999979991,0.76175799086735152,2.2342462917201096]
[279,6676,0.4461,0.22305,1.4202012977149343,0.71010064885746715,4.6899139018353422,6675.9999999979964,0.76210045662077586,2.2288341818655582]
[279,6677.5,0.93989999999999996,0.46994999999999998,2.9922600307605172,1.4961300153802586,4.6899139018353422,6677.4999999979955,0.76227168949748803,2.2288341818655582]
[279,6681,1.3169,0.65844999999999998,4.1924749808580968,2.0962374904290484,4.6899139018353422,6680.9999999979918,0.76267123287648309,2.2250138690270513]
[279,6686,1.0705,0.53525,3.4080374113513496,1.7040187056756748,4.6899139018353422,6685.9999999979873,0.76324200913219031,2.2199201185757089]
[279,6691.5,1.7890999999999999,0.89454999999999996,5.695768082810555,2.8478840414052775,4.6899139018353422,6691.4999999979818,0.76386986301346826,2.2138712899147395]
[279,6694.5,1.6944999999999999,0.84724999999999995,5.3946000873749291,2.6973000436874646,4.6899139018353422,6694.4999999979791,0.7642123287668926,2.2129162117051129]
[280,6698.5,0.5071,0.25355,1.6144005336723675,0.80720026683618373,4.6899139018353422,6698.4999999979755,0.76466894977145838,2.2078224612537705]
[280,6703,0.52680000000000005,0.26340000000000002,1.6771173361045224,0.8385586680522612,4.6899139018353422,6702.9999999979709,0.76518264840159489,2.2030470702056366]
[280,6703.5,0.69350000000000001,0.34675,2.2078224612537705,1.1039112306268852,4.6899139018353422,6703.4999999979709,0.76523972602716561,2.20209199199601]
[280,6710,0.89729999999999999,0.44864999999999999,2.8566389249935229,1.4283194624967614,4.6899139018353422,6709.9999999979646,0.76598173515958501,2.1915861316901162]
[280,6712,0.82469999999999999,0.41234999999999999,2.6255099982638561,1.3127549991319281,4.6899139018353422,6711.9999999979627,0.7662100456618679,2.188720897061236]
[280,6717,2.1101999999999999,1.0550999999999999,6.7180201265143555,3.3590100632571778,4.6899139018353422,6716.9999999979582,0.76678082191757513,2.1839455060131026]
[281,6720.5,0.6724,0.3362,{"$f":"C13446*$E$2","v":2.1406486271766907},1.0703243135883453,4.6899139018353422,6720.4999999979545,0.76718036529657019,2.1788517555617597]
[281,6724,0.43169999999999997,0.21584999999999999,1.3743575436528517,0.68717877182642584,4.6899139018353422,6723.9999999979518,0.76757990867556525,2.1747130833200439]
[281,6729,0.95599999999999996,0.47799999999999998,3.0435158946771512,1.5217579473385756,4.6899139018353422,6728.9999999979473,0.76815068493127248,2.1712111298847461]
[281,6732.5,0.63619999999999999,0.31809999999999999,2.0254025232150665,1.0127012616075333,4.6899139018353422,6732.4999999979436,0.76855022831026754,2.1648439418205681]
[281,6733.5,0.62780000000000002,0.31390000000000001,1.9986603333455184,0.9993301666727592,4.6899139018353422,6733.4999999979427,0.76866438356140898,2.16420722301415]
[281,6739.5,1.7617,0.88085000000000002,5.608537606331315,2.8042688031656575,4.6899139018353422,6739.4999999979373,0.76934931506825766,2.157521675546763]
[281,6742,1.4858,0.7429,4.7301840128779409,2.3650920064389704,4.6899139018353422,6741.9999999979345,0.76963470319611127,2.1552931597243008]
[282,6746.5,0.43809999999999999,0.21904999999999999,1.3947325454582218,0.69736627272911089,4.6899139018353422,6746.4999999979309,0.77014840182624777,2.1524279250954206]
[282,6750.5,0.43630000000000002,0.21815000000000001,1.3890020762004613,0.69450103810023067,4.6899139018353422,6750.4999999979264,0.77060502283081356,2.1406486271766907]
[282,6753.5,0.97619999999999996,0.48809999999999998,3.1078244941253503,1.5539122470626752,4.6899139018353422,6753.4999999979236,0.77094748858423789,2.132371282693259]
[282,6759,0.68979999999999997,0.34489999999999998,2.1960431633350406,1.0980215816675203,4.6899139018353422,6758.9999999979191,0.77157534246551585,2.1291876886611703]
[282,6762,1.5262,0.7631,4.8588012117743391,2.4294006058871696,4.6899139018353422,6761.9999999979163,0.77191780821894018,2.1272775322419166]
[282,6763.5,2.238,1.119,7.1248834438153397,3.5624417219076698,4.6899139018353422,6763.4999999979145,0.77208904109565235,2.1244122976130368]
[283,6769,0.58089999999999997,0.29044999999999999,1.8493497732405408,0.92467488662027042,4.6899139018353422,6768.9999999979091,0.7727168949769303,2.1180451095488584]
[283,6772,0.4244,0.2122,1.3511173072186013,0.67555865360930067,4.6899139018353422,6771.9999999979063,0.77305936073035464,2.1164533125328138]
[283,6776,1.4049,0.70245000000000002,4.472631255681935,2.2363156278409675,4.6899139018353422,6775.9999999979027,0.77351598173492042,2.1100861244686357]
[283,6780.5,0.87680000000000002,0.43840000000000001,2.7913752473356968,1.3956876236678484,4.6899139018353422,6780.4999999978991,0.77402968036505693,2.1027638581948307]
[283,6783,0.71,0.35499999999999998,2.2603517627832397,1.1301758813916198,4.6899139018353422,6782.9999999978963,0.77431506849291054,2.1005353423723689]
[283,6789,1.8434999999999999,0.92174999999999996,5.8689555981562007,2.9344777990781004,4.6899139018353422,6788.9999999978909,0.77499999999975921,2.0951232325178171]
[283,6791.5,1.0869,0.54344999999999999,3.4602483534776103,1.7301241767388051,4.6899139018353422,6791.4999999978882,0.77528538812761283,2.0925763572921459]
[284,6793.5,0.505,0.2525,1.6077149862049804,0.80385749310249022,4.6899139018353422,6793.4999999978863,0.77551369862989572,2.0893927632600566]
[284,6798.5,0.66479999999999995,0.33239999999999997,2.1164533125328138,1.0582266562664069,4.6899139018353422,6798.4999999978818,0.77608447488560295,2.082070496986252]
[284,6802,0.9819,0.49095,3.1259709801082582,1.5629854900541291,4.6899139018353422,6801.9999999978781,0.77648401826459801,2.0804786999702074]
[284,6805.5,1.0382,0.51910000000000001,3.3052073241148729,1.6526036620574365,4.6899139018353422,6805.4999999978754,0.77688356164359307,2.075384949518865]
[284,6810.5,1.7094,0.85470000000000002,5.4420356384530573,2.7210178192265286,4.6899139018353422,6810.4999999978709,0.7774543378993003,2.0715646366803577]
[284,6812.5,1.9399,0.96994999999999998,6.175854062849587,3.0879270314247935,4.6899139018353422,6812.4999999978691,0.77768264840158319,2.0699728396643136]
[285,6819,0.44890000000000002,0.22445000000000001,1.4291153610047838,0.71455768050239188,4.6899139018353422,6818.9999999978627,0.77842465753400258,2.0642423704065531]
[285,6823,1.4394,0.71970000000000001,4.5824652497890082,2.2912326248945041,4.6899139018353422,6822.999999997859,0.77888127853856837,2.0623322139872999]
[285,6823.5,1.7356,0.86780000000000002,5.5254458020937909,2.7627229010468954,4.6899139018353422,6823.4999999978581,0.77893835616413909,2.0620138545840909]
[285,6828,1.3761000000000001,0.68805000000000005,4.3809437475577697,2.1904718737788849,4.6899139018353422,6827.9999999978545,0.7794520547942756,2.0575568229391661]
[285,6832,1.4057999999999999,0.70289999999999997,4.4754964903108148,2.2377482451554074,4.6899139018353422,6831.9999999978509,0.77990867579884138,2.0546915883102859]
[285,6835,2.2078000000000002,1.1039000000000001,7.02873890404625,3.514369452023125,4.6899139018353422,6834.9999999978472,0.78025114155226571,2.0518263536814056]
[286,6840.5,0.93510000000000004,0.46755000000000002,2.9769787794064899,1.488489389703245,4.6899139018353422,6840.4999999978427,0.78087899543354367,2.0460958844236456]
[286,6845.5,1.0130999999999999,0.50654999999999994,3.2252991139094367,1.6126495569547183,4.6899139018353422,6845.4999999978381,0.78144977168925089,2.0425939309883474]
[{"$f":"INT(B13703/24)+1","v":286},6849,1.6479999999999999,{"$f":"C13703*0.5","v":0.82399999999999995},5.2465629648827878,{"$f":"E13703*0.5","v":2.6232814824413939},{"$f":"IF(A13703<=$N$42,$O$42,IF(A13703<=$N$43,$O$43,IF(A13703<=$N$44,$O$44,IF(A13703<=$N$45,$O$45,IF(A13703<=$N$46,$O$46,IF(A13703<=$N$47,$O$47,IF(A13703<=$N$48,$O$48,IF(A13703<=$N$49,$O$49,IF(A13703<=$N$50,$O$50,IF(A13703<=$N$51,$O$51,IF(A13703<=$N$52,$O$52,IF(A13703<=$N$53,$O$53))))))))))))","v":4.6899139018353422},{"$f":"I13703*8760","v":6848.9999999978345},0.78184931506824595,2.0397286963594676]
[286,6852.5,2.0520999999999998,1.0260499999999999,6.5330533132499804,3.2665266566249902,4.6899139018353422,6852.4999999978309,0.78224885844724101,2.038136899343423]
[286,6853.5,1.8247,0.91234999999999999,5.8091040303529269,2.9045520151764634,4.6899139018353422,6853.4999999978299,0.78236301369838246,2.0368634617305874]
[286,6858,2.1312000000000002,1.0656000000000001,6.7848756011882276,3.3924378005941138,4.6899139018353422,6857.9999999978263,0.78287671232851896,2.0330431488920802]
[287,6864,0.78779999999999994,0.39389999999999997,2.5080353784797693,1.2540176892398847,4.6899139018353422,6863.9999999978209,0.78356164383536764,2.0257208826182755]
[287,6866.5,0.50109999999999999,0.25054999999999999,1.5952989694798332,0.79764948473991659,4.6899139018353422,6866.4999999978181,0.78384703196322125,2.0228556479893953]
[287,6871,1.0844,0.54220000000000002,3.4522893683973881,1.726144684198694,4.6899139018353422,6870.9999999978136,0.78436073059335776,2.0180802569412619]
[287,6875,1.7210000000000001,0.86050000000000004,5.4789653292252902,2.7394826646126451,4.6899139018353422,6874.9999999978099,0.78481735159792354,2.0158517411187993]
[287,6879.5,1.3703000000000001,0.68515000000000004,4.3624789021716532,2.1812394510858266,4.6899139018353422,6879.4999999978063,0.78533105022806005,2.0133048658931281]
[287,6883.5,2.1475,1.07375,6.8367681839112784,3.4183840919556392,4.6899139018353422,6883.4999999978027,0.78578767123262583,2.0075743966353681]
[287,6886.5,2.0228999999999999,1.01145,6.44009236751298,3.22004618375649,4.6899139018353422,6886.499999997799,0.78613013698605017,2.0037540837968608]
[288,6888,0.85909999999999997,0.42954999999999999,2.7350256329677203,1.3675128164838601,4.6899139018353422,6887.9999999977981,0.78630136986276233,2.0037540837968608]
[288,6893.5,1.1607000000000001,0.58035000000000003,3.6951975930457843,1.8475987965228922,4.6899139018353422,6893.4999999977927,0.78692922374404028,1.999933770958354]
[288,6896.5,1.7534000000000001,0.87670000000000003,5.5821137758649764,2.7910568879324882,4.6899139018353422,6896.4999999977899,0.78727168949746462,1.9977052551358914]
[288,6900.5,1.2465999999999999,0.62329999999999997,3.9686683204022351,1.9843341602011175,4.6899139018353422,6900.4999999977863,0.7877283105020304,1.993248223490967]
[288,6905,1.8945000000000001,0.94725000000000004,6.0313188937927436,3.0156594468963718,4.6899139018353422,6904.9999999977817,0.78824200913216691,1.9903829888620868]
[288,6909,2.4173,1.20865,7.6957018537689095,3.8478509268844547,4.6899139018353422,6908.9999999977781,0.78869863013673269,1.9859259572171621]
[289,6913.5,0.52649999999999997,0.26324999999999998,1.6761622578948954,0.83808112894744768,4.6899139018353422,6913.4999999977745,0.7892123287668692,1.9808322067658195]
[289,6916,0.4168,0.2084,1.3269219925747244,0.66346099628736221,4.6899139018353422,6915.9999999977717,0.78949771689472281,1.9763751751208949]
[289,6918,1.2592000000000001,0.62960000000000005,4.0087816052065577,2.0043908026032788,4.6899139018353422,6917.9999999977699,0.7897260273970057,1.9744650187016413]
[289,6923,1.6228,0.81140000000000001,5.1663363952741435,2.5831681976370717,4.6899139018353422,6922.9999999977654,0.79029680365271293,1.9700079870567169]
[289,6926.5,1.6818,0.84089999999999998,5.3541684431673984,2.6770842215836992,4.6899139018353422,6926.4999999977617,0.79069634703170799,1.9680978306374632]
[289,6930,1.8107,0.90534999999999999,5.7645337139036794,2.8822668569518397,4.6899139018353422,6929.999999997759,0.79109589041070305,1.9645958772021652]
[289,6935,1.3978999999999999,0.69894999999999996,4.4503460974573112,2.2251730487286556,4.6899139018353422,6934.9999999977545,0.79166666666641028,1.9572736109283604]
[290,6938.5,0.43890000000000001,0.21945000000000001,1.397279420683893,0.6986397103419465,4.6899139018353422,6938.4999999977508,0.79206621004540534,1.9544083762994802]
[290,6943.5,1.595,0.79749999999999999,5.0778324811820674,2.5389162405910337,4.6899139018353422,6943.4999999977463,0.79263698630111257,1.9502697040577646]
[290,6945.5,1.7494000000000001,0.87470000000000003,5.5693793997366194,2.7846896998683097,4.6899139018353422,6945.4999999977445,0.79286529680339546,1.9502697040577646]
[290,6948,1.7016,0.8508,5.4172036050027623,2.7086018025013812,4.6899139018353422,6947.9999999977417,0.79315068493124907,1.9474044694288843]
[290,6952.5,1.8506,0.92530000000000001,5.8915591157840339,2.945779557892017,4.6899139018353422,6952.4999999977381,0.79366438356138558,1.9426290783807505]
[290,6956.5,2.9304999999999999,1.4652499999999999,9.3295223110370209,4.6647611555185104,4.6899139018353422,6956.4999999977335,0.79412100456595136,1.9391271249454527]
[290,6959.5,1.0998000000000001,0.54990000000000006,3.50131671649156,1.75065835824578,4.6899139018353422,6959.4999999977308,0.7944634703193757,1.9368986091229905]
[291,6965,1.9811000000000001,0.99055000000000004,6.3070181369716574,3.1535090684858287,4.6899139018353422,6964.9999999977263,0.79509132420065365,1.9330782962844835]
[291,6968,2.6718999999999999,1.33595,8.5062448943387867,4.2531224471693934,4.6899139018353422,6967.9999999977235,0.79543378995407799,1.9305314210588125]
[291,6973.5,1.7849999999999999,0.89249999999999996,5.6827153472789904,2.8413576736394952,4.6899139018353422,6973.4999999977181,0.79606164383535594,1.9263927488170964]
[291,6975,1.6903999999999999,0.84519999999999995,5.3815473518433645,2.6907736759216823,4.6899139018353422,6974.9999999977163,0.79623287671206811,1.9254376706074698]
[291,6978,2.8039000000000001,1.40195,8.926479306574544,4.463239653287272,4.6899139018353422,6977.9999999977135,{"$f":"1/17520+I13960","v":0.79657534246549244},1.921298998365754]
[291,6982,2.8483999999999998,1.4241999999999999,9.0681492410025069,4.5340746205012534,4.6899139018353422,6981.9999999977099,0.79703196347005822,1.920662279559336]
[292,6986.5,0.41860000000000003,0.20930000000000001,1.3326524618324849,0.66632623091624243,4.6899139018353422,6986.4999999977063,0.79754566210019473,1.9200255607529182]
[292,6989,1.3812,0.69059999999999999,4.3971800771214236,2.1985900385607118,4.6899139018353422,6988.9999999977035,0.79783105022804834,1.9193888419465004]
[292,6995,1.5530999999999999,0.77654999999999996,4.9444398912375345,2.4722199456187672,4.6899139018353422,6994.9999999976981,0.79851598173489702,1.9162052479144114]
[292,6997.5,1.411,0.70550000000000002,4.4920511792776781,2.246025589638839,4.6899139018353422,6997.4999999976953,0.79880136986275063,1.9130216538823224]
[292,7003.5,2.4941,1.24705,7.9402018754333499,3.9701009377166749,4.6899139018353422,7003.4999999976899,0.79948630136959931,1.9098380598502334]
[292,7004,2.4083999999999999,1.2041999999999999,7.6673678668833167,3.8336839334416584,4.6899139018353422,7003.9999999976899,0.79954337899517003,1.9095197004470243]
[293,7011,0.44829999999999998,0.22414999999999999,1.4272052045855301,0.71360260229276506,4.6899139018353422,7010.9999999976826,0.80034246575316015,1.9025157935764285]
[293,7012.5,0.89890000000000003,0.44945000000000002,2.8617326754448653,1.4308663377224327,4.6899139018353422,7012.4999999976817,0.80051369862987232,1.9015607153668019]
[293,7016,0.88100000000000001,0.4405,2.8047463422704708,1.4023731711352354,4.6899139018353422,7015.9999999976781,0.80091324200886738,1.8986954807379217]
[293,7021,1.5276000000000001,0.76380000000000003,4.8632582434192644,2.4316291217096322,4.6899139018353422,7020.9999999976735,0.8014840182645746,1.8913732144641167]
[293,7023,1.1731,0.58655000000000002,3.7346741590436885,1.8673370795218442,4.6899139018353422,7022.9999999976717,0.8017123287668575,1.8897814174480723]
[293,7029.5,2.1537999999999999,1.0769,6.8568248263134395,3.4284124131567197,4.6899139018353422,7029.4999999976653,0.80245433789927689,1.8837325887871028]
[294,7033.5,0.61370000000000002,0.30685000000000001,1.9537716574930626,0.97688582874653129,4.6899139018353422,7033.4999999976617,0.80291095890384268,1.8808673541582228]
[294,7034,0.57940000000000003,0.28970000000000001,1.8445743821924074,0.92228719109620372,4.6899139018353422,7033.9999999976617,0.8029680365294134,1.8808673541582228]
[294,7040.5,1.4426000000000001,0.72130000000000005,{"$f":"C14086*$E$2","v":4.592652750691693},2.2963263753458465,4.6899139018353422,7040.4999999976553,0.80371004566183279,1.8760919631100892]
[294,7042.5,1.7442,0.87209999999999999,5.5528247107697561,2.7764123553848781,4.6899139018353422,7042.4999999976535,0.80393835616411569,1.8745001660940446]
[294,7045.5,1.7589999999999999,0.87949999999999995,5.5999419024446739,2.799970951222337,4.6899139018353422,7045.4999999976508,0.80428082191754002,1.8722716502715822]
[294,7051,2.4731000000000001,1.23655,7.8733464007594804,3.9366732003797402,4.6899139018353422,7050.9999999976453,0.80490867579881797,1.8655861028041951]
[295,7056,0.8649,0.43245,2.7534904783538368,1.3767452391769184,4.6899139018353422,7055.9999999976408,0.8054794520545252,1.8604923523528527]
[295,7059.5,0.41639999999999999,0.2082,1.3256485549618888,0.66282427748094441,4.6899139018353422,7059.4999999976371,0.80587899543352026,1.8589005553368081]
[295,7063,1.9809000000000001,0.99045000000000005,6.3063814181652393,3.1531907090826197,4.6899139018353422,7062.9999999976344,0.80627853881251532,1.8573087583207637]
[295,7064,2.3338000000000001,1.1669,7.4298717520894728,3.7149358760447364,4.6899139018353422,7063.9999999976335,0.80639269406365677,1.8569903989175549]
[295,7070,1.2007000000000001,0.60035000000000005,3.8225413543293469,1.9112706771646735,4.6899139018353422,7069.999999997628,0.80707762557050544,1.8525333672726298]
[295,7072.5,1.6688000000000001,0.83440000000000003,{"$f":"C14150*$E$2","v":5.312781720750241},2.6563908603751205,4.6899139018353422,7072.4999999976253,0.80736301369835906,1.8493497732405408]
[295,7077,2.7949000000000002,1.3974500000000001,8.8978269602857427,4.4489134801428714,4.6899139018353422,7076.9999999976208,0.80787671232849556,1.8461661792084518]
[296,7081,0.59079999999999999,0.2954,1.8808673541582228,0.94043367707911141,4.6899139018353422,7080.9999999976171,0.80833333333306134,1.8429825851763628]
[296,7085.5,1.865,0.9325,5.9374028698461165,2.9687014349230583,4.6899139018353422,7085.4999999976135,0.80884703196319785,1.8385255535314382]
[296,7089.5,1.6745000000000001,0.83725000000000005,5.3309282067331489,2.6654641033665745,4.6899139018353422,7089.4999999976098,0.80930365296776363,1.8362970377089758]
[296,7092.5,1.3447,0.67235,4.2809788949501728,2.1404894474750864,4.6899139018353422,7092.4999999976062,0.80964611872118797,1.832476724870469]
[296,7094,1.3024,0.6512,4.1463128673928056,2.0731564336964028,4.6899139018353422,7093.9999999976053,0.80981735159790014,1.8299298496447975]
[296,7099.5,2.7010000000000001,1.3505,8.5988874806725786,4.2994437403362893,4.6899139018353422,7099.4999999975998,0.81044520547917809,1.8219708645645751]
[296,7102.5,2.2589000000000001,1.1294500000000001,7.1914205590860014,3.5957102795430007,4.6899139018353422,7102.4999999975971,0.81078767123260242,1.8197423487421125]
[297,7106.5,0.43869999999999998,0.21934999999999999,1.3966427018774752,0.6983213509387376,4.6899139018353422,7106.4999999975935,0.81124429223716821,1.8140118794843523]
[297,7111,1.7162999999999999,0.85814999999999997,5.4640024372744715,2.7320012186372358,4.6899139018353422,7110.9999999975889,0.81175799086730471,1.8063712538073387]
[297,7115,1.4937,0.74685000000000001,4.7553344057314444,2.3776672028657222,4.6899139018353422,7114.9999999975853,0.8122146118718705,1.8047794567912938]
[297,7119.5,1.4525999999999999,0.72629999999999995,4.6244886910125835,2.3122443455062918,4.6899139018353422,7119.4999999975817,0.812728310502007,1.7971388311142802]
[297,7122,2.5425,1.27125,8.0942878265864611,4.0471439132932305,4.6899139018353422,7121.9999999975789,0.81301369862986061,1.7955470340982356]
[297,7124,2.5857000000000001,1.2928500000000001,8.2318190887727098,4.1159095443863549,4.6899139018353422,7123.9999999975771,0.81324200913214351,1.7955470340982356]
[298,7129,0.59740000000000004,0.29870000000000002,1.9018790747700107,0.95093953738500536,4.6899139018353422,7128.9999999975726,0.81381278538785073,1.7914083618565197]
[298,7132.5,1.2179,0.60894999999999999,3.8772991716812788,1.9386495858406394,4.6899139018353422,7132.4999999975689,0.81421232876684579,1.7885431272276395]
[298,7136,1.9543999999999999,0.97719999999999996,6.2220161763148791,3.1110080881574396,4.6899139018353422,7135.9999999975662,0.81461187214584085,1.7850411737923417]
[298,7141,1.2452000000000001,0.62260000000000004,3.9642112887573107,1.9821056443786553,4.6899139018353422,7140.9999999975616,0.81518264840154808,1.7831310173730883]
[298,7144.5,1.4049,0.70245000000000002,4.472631255681935,2.2363156278409675,4.6899139018353422,7144.499999997558,0.81558219178054314,1.7796290639377905]
[298,7149.5,2.0958999999999999,1.0479499999999999,6.6724947318554824,3.3362473659277412,4.6899139018353422,7149.4999999975535,0.81615296803625037,1.7754903916960745]
[298,7151.5,1.119,0.5595,3.5624417219076698,1.7812208609538349,4.6899139018353422,7151.4999999975516,0.81638127853853326,1.7738985946800301]
[299,7154,0.45779999999999998,0.22889999999999999,1.4574493478903763,0.72872467394518814,4.6899139018353422,7153.9999999975489,0.81666666666638688,1.772943516470403]
[299,7158.5,1.3294999999999999,0.66474999999999995,4.232588265662419,2.1162941328312095,4.6899139018353422,7158.4999999975444,0.81718036529652338,1.7700782818415233]
[299,7163,1.3992,0.6996,4.4544847696990271,2.2272423848495135,4.6899139018353422,7162.9999999975407,0.81769406392665989,1.766257969003016]
[299,7167,1.1556,0.57779999999999998,3.6789612634821296,1.8394806317410648,4.6899139018353422,7166.9999999975371,0.81815068493122567,1.7643478125837628]
[299,7170,2.2746,1.1373,7.241402985389799,3.6207014926948995,4.6899139018353422,7169.9999999975344,{"$f":"1/17520+I14344","v":0.81849315068465001},1.763074374970927]
[299,7175.5,1.1993,0.59965000000000002,3.8180843226844221,1.9090421613422111,4.6899139018353422,7175.4999999975289,0.81912100456592796,1.7611642185516738]
[300,7177,0.69799999999999995,0.34899999999999998,2.2221486343981711,1.1110743171990856,4.6899139018353422,7176.9999999975271,0.81929223744264013,1.7602091403420468]
[300,7184,1.8164,0.90820000000000001,5.7826801998865873,2.8913400999432937,4.6899139018353422,7183.9999999975207,0.82009132420063025,1.7538419522778688]
[300,7187.5,2.2622,1.1311,7.2019264193918948,3.6009632096959474,4.6899139018353422,7187.499999997518,0.8204908675796253,1.7538419522778688]
[300,7188.5,2.4581,1.22905,7.8255924902781437,3.9127962451390719,4.6899139018353422,7188.4999999975171,0.82060502283076675,1.7538419522778688]
[300,7192.5,2.0777000000000001,1.0388500000000001,6.6145533204714617,3.3072766602357309,4.6899139018353422,7192.4999999975134,0.82106164383533253,1.7535235928746598]
[300,7197,2.6981000000000002,1.3490500000000001,8.5896550579795203,4.2948275289897602,4.6899139018353422,7196.9999999975089,0.82157534246546904,1.750021639439362]
[300,7199.5,1.1191,0.55954999999999999,3.5627600813108784,1.7813800406554392,4.6899139018353422,7199.4999999975062,0.82186073059332265,1.7481114830201085]
[301,7205.5,1.5504,0.7752,4.9358441873508943,2.4679220936754471,4.6899139018353422,7205.4999999975007,0.82254566210017133,1.7436544513751837]
[301,7210,2.3031000000000001,1.1515500000000001,7.3321354153043385,3.6660677076521693,4.6899139018353422,7209.9999999974962,0.82305936073030783,1.7398341385366769]
[301,7214,2.4950000000000001,1.2475000000000001,7.9430671100622305,3.9715335550311153,4.6899139018353422,7213.9999999974925,0.82351598173487361,1.7363321851013789]
[301,7217,2.7786,1.3893,8.8459343775626902,4.4229671887813451,4.6899139018353422,7216.9999999974898,0.82385844748829795,1.7331485910692899]
[301,7218.5,3.0926,1.5463,9.8455829036386593,4.9227914518193296,4.6899139018353422,7218.4999999974889,0.82402968036501012,1.7321935128596633]
[301,7222,2.8944000000000001,1.4472,9.2145945664786062,4.6072972832393031,4.6899139018353422,7221.9999999974852,0.82442922374400518,1.7302833564404096]
[302,7227,0.43080000000000002,0.21540000000000001,1.3714923090239715,0.68574615451198573,4.6899139018353422,7226.9999999974807,0.82499999999971241,1.7270997624083206]
[302,7232.5,2.3658000000000001,1.1829000000000001,{"$f":"C14470*$E$2","v":7.5317467611163229},3.7658733805581615,4.6899139018353422,7232.4999999974752,0.82562785388099036,1.7220060119569782]
[302,7235.5,1.7114,0.85570000000000002,5.4484028265172348,2.7242014132586174,4.6899139018353422,7235.4999999974725,0.8259703196344147,1.7204142149409336]
[302,7239.5,1.8492,0.92459999999999998,5.8871020841391086,2.9435510420695543,4.6899139018353422,7239.4999999974689,0.82642694063898048,1.7178673397152622]
[302,7244,3.1711999999999998,1.5855999999999999,10.095813394560858,5.0479066972804292,4.6899139018353422,7243.9999999974643,0.82694063926911698,1.715002105086382]
[302,7246.5,2.9699,1.48495,9.4549559159013299,4.7274779579506649,4.6899139018353422,7246.4999999974625,0.8272260273969706,1.7121368704575017]
[303,7248.5,0.74650000000000005,0.37325000000000003,2.3765529449544913,1.1882764724772457,4.6899139018353422,7248.4999999974607,0.82745433789925349,1.7108634328446664]
[303,7255,2.4742000000000002,1.2371000000000001,7.8768483541947782,3.9384241770973891,4.6899139018353422,7254.9999999974543,0.82819634703167289,1.706088041796533]
[303,7257,2.4504000000000001,1.2252000000000001,7.8010788162310583,3.9005394081155291,4.6899139018353422,7256.9999999974525,0.82842465753395578,1.7051329635869059]
[303,7262,1.6634,0.83169999999999999,5.2955903129769597,2.6477951564884799,4.6899139018353422,7261.999999997448,0.82899543378966301,1.7013126507483991]
[303,7265.5,2.7890000000000001,1.3945000000000001,8.8790437554964168,4.4395218777482084,4.6899139018353422,7265.4999999974443,0.82939497716865807,1.6994024943291459]
[303,7269,2.9034,1.4517,9.2432469127674075,4.6216234563837038,4.6899139018353422,7268.9999999974416,0.82979452054765312,1.6981290567163101]
[304,7274,0.46050000000000002,0.23025000000000001,1.4660450517770169,0.73302252588850847,4.6899139018353422,7273.999999997437,0.83036529680336035,1.6949454626842211]
[304,7276,0.42330000000000001,0.21165,1.3476153537833035,0.67380767689165177,4.6899139018353422,7275.9999999974352,0.83059360730564324,1.6936720250713855]
[304,7278.5,1.7096,0.8548,5.4426723572594744,2.7213361786297372,4.6899139018353422,7278.4999999974325,0.83087899543349686,1.6917618686521319]
[304,7283,2.0505,1.02525,6.5279595627986389,3.2639797813993194,4.6899139018353422,7282.9999999974279,0.83139269406363336,1.6888966340232516]
[304,7287,1.9073,0.95365,6.0720688974034838,3.0360344487017419,4.6899139018353422,7286.9999999974243,0.83184931506819915,1.6873048370072075]
[304,7291.5,2.9681000000000002,1.4840500000000001,9.4492254466435703,4.7246127233217852,4.6899139018353422,7291.4999999974207,0.83236301369833565,1.6860313993943714]
[304,7295.5,1.1281000000000001,0.56405000000000005,3.5914124275996806,1.7957062137998403,4.6899139018353422,7295.4999999974161,0.83281963470290143,1.6844396023783272]
[305,7298.5,0.4335,0.21675,1.3800880129106119,0.69004400645530595,6.7497061726162366,7298.4999999974134,0.83316210045632577,1.6828478053622824]
[305,7304,2.8195000000000001,1.4097500000000001,8.9761433734751339,4.488071686737567,6.7497061726162366,7303.9999999974088,0.83378995433760372,1.6793458519269846]
[305,7304.5,2.8409,1.42045,9.0442722857618403,4.5221361428809201,6.7497061726162366,7304.4999999974079,0.83384703196317445,1.6790274925237756]
[305,7310,2.0701000000000001,1.03505,6.5903580058275848,3.2951790029137924,6.7497061726162366,7309.9999999974034,0.8344748858444524,1.6736153826692242]
[305,7313,2.3512,1.1756,7.4852662882478223,3.7426331441239111,6.7497061726162366,7312.9999999973998,0.83481735159787673,1.6723419450563886]
[305,7317,2.9049999999999998,1.4524999999999999,9.2483406632187481,4.6241703316093741,6.7497061726162366,7316.9999999973961,0.83527397260244252,1.6701134292339261]
[306,7321.5,0.49569999999999997,0.24784999999999999,1.5781075617065521,0.78905378085327604,6.7497061726162366,7321.4999999973925,0.83578767123257902,1.6694767104275083]
[306,7324,0.43469999999999998,0.21734999999999999,1.3839083257491187,0.69195416287455935,6.7497061726162366,7323.9999999973898,0.83607305936043264,1.6685216322178817]
[306,7330,2.0825999999999998,1.0412999999999999,6.6301529312286975,3.3150764656143488,6.7497061726162366,7329.9999999973843,{"$f":"1/17520+I14664","v":0.83675799086728131},1.6650196787825839]
[306,7332.5,1.9522999999999999,0.97614999999999996,6.2153306288474921,3.1076653144237461,6.7497061726162366,7332.4999999973816,0.83704337899513492,1.6618360847504947]
[306,7334.5,1.8703000000000001,0.93515000000000004,5.9542759182161884,2.9771379591080942,6.7497061726162366,7334.4999999973797,0.83727168949741781,1.6611993659440771]
[306,7339.5,3.1303000000000001,1.56515,9.9656043986484164,4.9828021993242082,6.7497061726162366,7339.4999999973752,0.83784246575312504,1.6589708501216145]
[306,7343,1.2571000000000001,0.62855000000000005,4.0020960577391707,2.0010480288695853,6.7497061726162366,7342.9999999973725,0.8382420091321201,1.6551505372831077]
[307,7346.5,0.51980000000000004,0.25990000000000002,1.6548321778798989,0.82741608893994945,6.7497061726162366,7346.4999999973688,0.83864155251111516,1.6513302244446009]
[307,7351.5,1.7727999999999999,0.88639999999999997,5.6438755000875034,2.8219377500437517,6.7497061726162366,7351.4999999973643,0.83921232876682239,1.6471915522028848]
[307,7353.5,2.1714000000000002,1.0857000000000001,6.9128560812782078,3.4564280406391039,6.7497061726162366,7353.4999999973625,0.83944063926910528,1.6462364739932582]
[307,7360,2.2947000000000002,1.1473500000000001,7.3053932254347904,3.6526966127173952,6.7497061726162366,7359.9999999973561,0.84018264840152468,1.6395509265258712]
[307,7364,3.214,1.607,10.232071219134271,5.1160356095671355,6.7497061726162366,7363.9999999973525,0.84063926940609046,1.6379591295098266]
[307,7364.5,3.0712999999999999,1.53565,9.7777723507551606,4.8888861753775803,6.7497061726162366,7364.4999999973516,0.84069634703166118,1.6376407701066176]
[308,7369,0.78359999999999996,0.39179999999999998,2.4946642835449953,1.2473321417724976,6.7497061726162366,7368.9999999973479,0.84121004566179769,1.6319103008488574]
[308,7373,1.6739999999999999,0.83699999999999997,5.3293364097171034,2.6646682048585517,6.7497061726162366,7372.9999999973443,0.84166666666636347,1.630318503832813]
[308,7376,2.1524999999999999,1.0762499999999999,6.8526861540717237,3.4263430770358618,6.7497061726162366,7375.9999999973415,0.84200913241978781,1.6284083474135593]
[308,7381.5,3.0057999999999998,1.5028999999999999,9.5692469416533275,4.7846234708266637,6.7497061726162366,7381.4999999973361,0.84263698630106576,1.6245880345750525]
[308,7386.5,2.7147000000000001,1.3573500000000001,8.6425027189121995,4.3212513594560997,6.7497061726162366,7386.4999999973315,0.84320776255677299,1.6226778781557993]
[308,7390,2.657,1.3285,8.4588093432606595,4.2294046716303297,6.7497061726162366,7389.9999999973279,0.84360730593576805,1.6201310029301279]
[309,7393.5,0.49640000000000001,0.2482,1.5803360775290145,0.79016803876450725,6.7497061726162366,7393.4999999973252,0.84400684931476311,1.6175841277044567]
[309,7394.5,0.43580000000000002,0.21790000000000001,1.387410279184417,0.69370513959220848,6.7497061726162366,7394.4999999973243,0.84412100456590455,1.6172657683012477]
[309,7398.5,1.9575,0.97875000000000001,6.2318853178143554,3.1159426589071777,6.7497061726162366,7398.4999999973197,0.84457762557047034,1.6144005336723675]
[309,7403,2.3794,1.1897,7.5750436399527334,3.7875218199763667,6.7497061726162366,7402.9999999973161,0.84509132420060684,1.6118536584466963]
[309,7409,2.9567000000000001,1.4783500000000001,9.4129324746777545,4.7064662373388773,6.7497061726162366,7408.9999999973106,0.84577625570745552,1.6083517050113982]
[309,7411.5,3.3174999999999999,1.6587499999999999,10.56157320145549,5.2807866007277449,6.7497061726162366,7411.4999999973079,0.84606164383530913,1.6073966268017716]
[310,7416,0.93469999999999998,0.46734999999999999,2.9757053417936539,1.4878526708968269,6.7497061726162366,7415.9999999973033,0.84657534246544563,1.6045313921728914]
[310,7420,0.42730000000000001,0.21365000000000001,1.3603497299116598,0.68017486495582991,6.7497061726162366,7419.9999999972997,0.84703196347001142,1.6029395951568468]
[310,7423,2.1352000000000002,1.0676000000000001,6.7976099773165837,3.3988049886582918,6.7497061726162366,7422.999999997297,0.84737442922343575,1.6007110793343846]
[310,7424.5,2.6097999999999999,1.3048999999999999,{"$f":"C14854*$E$2","v":8.3085437049460555},4.1542718524730278,6.7497061726162366,7424.4999999972961,0.84754566210014792,1.6003927199311758]
[310,7431.5,2.0253000000000001,1.0126500000000001,6.4477329931899945,3.2238664965949972,6.7497061726162366,7431.4999999972897,0.84834474885813804,1.5959356882862508]
[310,7433,2.6265999999999998,1.3132999999999999,8.3620280846851518,4.1810140423425759,6.7497061726162366,7432.9999999972879,0.84851598173485021,1.5952989694798332]
[310,7438.5,3.2972999999999999,1.6486499999999999,10.497264602007292,5.2486323010036458,6.7497061726162366,7438.4999999972824,0.84914383561612816,1.592115375447744]
[311,7441.5,0.50149999999999995,0.25074999999999997,1.5965724070926686,0.79828620354633428,6.7497061726162366,7441.4999999972797,0.8494863013695525,1.5908419378349083]
[311,7445.5,2.3397000000000001,1.1698500000000001,7.4486549568787979,3.7243274784393989,6.7497061726162366,7445.4999999972761,0.84994292237411828,1.589568500222073]
[311,7450,2.3163999999999998,1.1581999999999999,7.3744772159311216,3.6872386079655608,6.7497061726162366,7449.9999999972715,0.85045662100425479,1.5879767032060284]
[311,7452.5,1.9072,0.9536,6.0717505380002752,3.0358752690001376,6.7497061726162366,7452.4999999972697,0.8507420091321084,1.5867032655931927]
[311,7454.5,1.7789999999999999,0.88949999999999996,5.6636137830864559,2.831806891543228,6.7497061726162366,7454.4999999972679,0.85097031963439129,1.5867032655931927]
[311,7459,3.2538,1.6269,10.358778261611418,5.179389130805709,6.7497061726162366,7458.9999999972633,0.8514840182645278,1.5867032655931927]
[312,7464,0.93789999999999996,0.46894999999999998,2.9858928426963387,1.4929464213481694,6.7497061726162366,7463.9999999972588,0.85205479452023503,1.5863849061899837]
[312,7467.5,0.42899999999999999,0.2145,1.3657618397662112,0.68288091988310562,6.7497061726162366,7467.4999999972551,0.85245433789923009,1.5851114685771481]
[312,7471,2.6667000000000001,1.33335,8.4896902053719234,4.2448451026859617,6.7497061726162366,7470.9999999972524,0.85285388127822515,1.5828829527546857]
[312,7476,1.756,0.878,5.5903911203484071,2.7951955601742036,6.7497061726162366,7475.9999999972479,0.85342465753393237,1.5812911557386411]
[312,7479.5,2.0196999999999998,1.0098499999999999,6.4299048666102951,3.2149524333051476,6.7497061726162366,7479.4999999972442,0.85382420091292743,1.5803360775290145]
[312,7484.5,3.4733999999999998,1.7366999999999999,11.057895511058176,5.5289477555290878,6.7497061726162366,7484.4999999972397,0.85439497716863466,1.5790626399161789]
[312,7486.5,3.1002999999999998,1.5501499999999999,9.8700965776857448,4.9350482888428724,6.7497061726162366,7486.4999999972379,0.85462328767091755,1.5784259211097611]
[{"$f":"INT(B14983/24)+1","v":313},7489,0.58930000000000005,{"$f":"C14983*0.5","v":0.29465000000000002},1.8760919631100892,{"$f":"E14983*0.5","v":0.93804598155504459},{"$f":"IF(A14983<=$N$42,$O$42,IF(A14983<=$N$43,$O$43,IF(A14983<=$N$44,$O$44,IF(A14983<=$N$45,$O$45,IF(A14983<=$N$46,$O$46,IF(A14983<=$N$47,$O$47,IF(A14983<=$N$48,$O$48,IF(A14983<=$N$49,$O$49,IF(A14983<=$N$50,$O$50,IF(A14983<=$N$51,$O$51,IF(A14983<=$N$52,$O$52,IF(A14983<=$N$53,$O$53))))))))))))","v":6.7497061726162366},{"$f":"I14983*8760","v":7488.9999999972351},0.85490867579877117,1.5781075617065521]
[313,7493.5,2.0815000000000001,1.0407500000000001,6.6266509777934006,3.3133254888967003,6.7497061726162366,7493.4999999972315,0.85542237442890767,1.5761974052872987]
[313,7497.5,2.4746000000000001,1.2373000000000001,7.8781217918076134,3.9390608959038067,6.7497061726162366,7497.4999999972279,0.85587899543347346,1.5746056082712541]
[313,7500.5,2.3201999999999998,1.1600999999999999,7.3865748732530605,3.6932874366265303,6.7497061726162366,7500.4999999972242,0.85622146118689779,1.5720587330455831]
[313,7506,3.1629999999999998,1.5814999999999999,10.069707923497729,5.0348539617488646,6.7497061726162366,7505.9999999972197,0.85684931506817574,1.5691934984167029]
[313,7509,3.0402999999999998,1.5201499999999999,9.6790809357603997,4.8395404678801999,6.7497061726162366,7508.9999999972169,0.85719178082160008,1.567920060803867]
[314,7514.5,0.50839999999999996,0.25419999999999998,1.6185392059140833,0.80926960295704164,6.7497061726162366,7514.4999999972115,0.85781963470287803,1.564736466771778]
[314,7516,0.45590000000000003,0.22795000000000001,1.4514005192294073,0.72570025961470364,6.7497061726162366,7515.9999999972106,0.8579908675795902,1.5640997479653602]
[314,7519,2.0293999999999999,1.0146999999999999,6.4607857287215591,3.2303928643607795,6.7497061726162366,7518.9999999972069,0.85833333333301454,1.56123451333648]
[314,7523,2.7953999999999999,1.3976999999999999,8.8994187573017864,4.4497093786508932,6.7497061726162366,7522.9999999972033,0.85878995433758032,1.5596427163204356]
[314,7527.5,2.4352,1.2176,7.7526881869433044,3.8763440934716522,6.7497061726162366,7527.4999999971997,0.85930365296771682,1.5577325599011822]
[314,7530,2.9554999999999998,1.4777499999999999,9.4091121618392464,4.7045560809196232,6.7497061726162366,7529.9999999971969,0.85958904109557044,1.5564591222883464]
[315,7536,0.93169999999999997,0.46584999999999999,2.9661545596973866,1.4830772798486933,6.7497061726162366,7535.9999999971915,0.86027397260241911,1.5520020906434218]
[315,7540.5,1.0858000000000001,0.54290000000000005,3.4567464000423129,1.7283732000211565,6.7497061726162366,7540.4999999971869,0.86078767123255562,1.5507286530305862]
[315,7544.5,1.5371999999999999,0.76859999999999995,4.8938207461273189,2.4469103730636594,6.7497061726162366,7544.4999999971833,0.8612442922371214,1.5485001372081237]
[315,7545.5,1.7124999999999999,0.85624999999999996,5.4519047799525326,2.7259523899762663,6.7497061726162366,7545.4999999971824,0.86135844748826285,1.5475450589984969]
[315,7549,1.9031,0.95155000000000001,6.0586978024687097,3.0293489012343549,6.7497061726162366,7548.9999999971797,0.86175799086725791,1.5469083401920793]
[315,7552.5,1.9012,0.9506,{"$f":"C15110*$E$2","v":6.0526489738077407},3.0263244869038703,6.7497061726162366,7552.499999997176,0.86215753424625297,1.5449981837728259]
[315,7557.5,2.4243999999999999,1.2121999999999999,7.7183053713967418,3.8591526856983709,6.7497061726162366,7557.4999999971715,0.86272831050196019,1.5434063867567813]
[316,7563,0.43609999999999999,0.21804999999999999,1.3883653573940435,0.69418267869702177,6.7497061726162366,7562.999999997166,0.86335616438323814,1.5411778709343189]
[316,7566,1.5313000000000001,0.76565000000000005,4.8750375413379938,2.4375187706689969,6.7497061726162366,7565.9999999971633,0.86369863013666248,1.5405411521279011]
[316,7570,2.1419999999999999,1.071,6.8192584167347885,3.4096292083673942,6.7497061726162366,7569.9999999971596,0.86415525114122826,1.5392677145150655]
[316,7574.5,1.9599,0.97994999999999999,6.239525943491369,3.1197629717456845,6.7497061726162366,7574.4999999971551,0.86466894977136477,1.5376759174990209]
[316,7575,1.9877,0.99385000000000001,6.3280298575834451,3.1640149287917225,6.7497061726162366,7574.9999999971551,0.86472602739693549,1.5370391986926031]
[316,7579,3.2759999999999998,1.6379999999999999,10.429454049123795,5.2147270245618973,6.7497061726162366,7578.9999999971515,0.86518264840150128,1.5354474016765587]
[317,7585.5,0.57830000000000004,0.28915000000000002,1.8410724287571094,0.92053621437855471,6.7497061726162366,7585.4999999971451,0.86592465753392067,1.5329005264508873]
[317,7587.5,0.43049999999999999,0.21525,1.3705372308143449,0.68526861540717243,6.7497061726162366,7587.4999999971433,0.86615296803620356,1.5319454482412607]
[317,7592.5,2.3637999999999999,1.1819,7.5253795730521444,3.7626897865260722,6.7497061726162366,7592.4999999971387,0.86672374429191079,1.5300352918220073]
[317,7596,1.6597999999999999,0.82989999999999997,5.2841293744614388,2.6420646872307194,6.7497061726162366,7595.9999999971351,0.86712328767090585,1.5290802136123804]
[317,7599.5,1.6186,0.80930000000000002,5.1529653003393694,2.5764826501696847,6.7497061726162366,7599.4999999971324,0.86752283104990091,1.5274884165963361]
[317,7604.5,2.7342,1.3671,8.7045828025379368,4.3522914012689684,6.7497061726162366,7604.4999999971269,0.86809360730560814,1.5255782601770826]
[317,7605,2.5849000000000002,1.2924500000000001,8.2292722135470378,4.1146361067735189,6.7497061726162366,7604.9999999971269,0.86815068493117886,1.5255782601770826]
[318,7611,0.43419999999999997,0.21709999999999999,1.3823165287330743,0.69115826436653716,6.7497061726162366,7610.9999999971214,0.86883561643802754,1.5236681037578292]
[318,7613.5,1.2533000000000001,0.62665000000000004,3.9899984004172322,1.9949992002086161,6.7497061726162366,7613.4999999971187,0.86912100456588115,1.5220763067417846]
[318,7618,2.0924,1.0462,6.6613521527431709,3.3306760763715855,6.7497061726162366,7617.9999999971151,{"$f":"1/17520+I15240","v":0.86963470319601766},1.52048450972574]
[318,7622,1.6660999999999999,0.83304999999999996,5.3041860168635999,2.6520930084318,6.7497061726162366,7621.9999999971105,0.87009132420058344,1.5188927127096956]
[318,7626.5,2.9992999999999999,1.4996499999999999,9.5485535804447483,4.7742767902223742,6.7497061726162366,7626.4999999971069,0.87060502283071994,1.5176192750968598]
[318,7630.5,2.867,1.4335,9.1273640899993644,4.5636820449996822,6.7497061726162366,7630.4999999971033,0.87106164383528573,1.5157091186776064]
[319,7633.5,0.50519999999999998,0.25259999999999999,1.6083517050113982,0.80417585250569912,6.7497061726162366,7633.4999999971005,0.87140410958871006,1.5153907592743974]
[319,7635,0.43709999999999999,0.21854999999999999,1.3915489514261326,0.69577447571306628,6.7497061726162366,7634.9999999970987,0.87157534246542223,1.5147540404679796]
[319,7640.5,2.9986000000000002,1.4993000000000001,9.5463250646222875,4.7731625323111437,6.7497061726162366,7640.4999999970933,0.87220319634670018,1.5118888058390996]
[319,7643.5,2.1301999999999999,1.0650999999999999,6.7816920071561375,3.3908460035780688,6.7497061726162366,7643.4999999970905,0.87254566210012452,1.5109337276294728]
[319,7647.5,2.1692999999999998,1.0846499999999999,6.9061705338108199,3.45308526690541,6.7497061726162366,7647.4999999970869,0.8730022831046903,1.5096602900166372]
[319,7652,3.4047999999999998,1.7023999999999999,10.839500960456865,5.4197504802284326,6.7497061726162366,7651.9999999970833,0.87351598173482681,1.5087052118070103]
[320,7656,0.95069999999999999,0.47534999999999999,3.0266428463070789,1.5133214231535395,6.7497061726162366,7655.9999999970787,0.87397260273939259,1.5074317741941747]
[320,7660.5,1.8237000000000001,0.91185000000000005,5.8059204363208377,2.9029602181604188,6.7497061726162366,7660.4999999970751,0.8744863013695291,1.5058399771781301]
[320,7663,2.3340000000000001,1.167,7.4305084708958899,3.715254235447945,6.7497061726162366,7662.9999999970723,0.87477168949738271,1.5045665395652947]
[320,7665,2.4895999999999998,1.2447999999999999,7.9258757022889492,3.9629378511444746,6.7497061726162366,7664.9999999970705,0.8749999999996656,1.5039298207588767]
[320,7670,2.1353,1.06765,6.7979283367197914,3.3989641683598957,6.7497061726162366,7669.999999997066,0.87557077625537283,1.5032931019524591]
[320,7673.5,3.3576999999999999,1.67885,10.689553681545471,5.3447768407727354,6.7497061726162366,7673.4999999970623,0.87597031963436789,1.5032931019524591]
[320,7677,3.6337000000000002,1.8168500000000001,11.568225634402056,5.7841128172010281,6.7497061726162366,7676.9999999970596,0.87636986301336295,1.5032931019524591]
[321,7682,0.53339999999999999,0.26669999999999999,1.6981290567163101,0.84906452835815505,6.7497061726162366,7681.9999999970551,{"$f":"1/17520+I15368","v":0.87694063926907018},1.5023380237428323]
[321,7685.5,2.4051999999999998,1.2025999999999999,7.657180365980631,3.8285901829903155,6.7497061726162366,7685.4999999970514,0.87734018264806524,1.5020196643396233]
[321,7690.5,3.0245000000000002,1.5122500000000001,9.6287801500533945,4.8143900750266972,6.7497061726162366,7690.4999999970469,0.87791095890377246,1.5007462267267877]
[321,7692.5,3.0261,1.51305,9.6338739005047351,4.8169369502523676,6.7497061726162366,7692.4999999970451,0.87813926940605536,1.5004278673235789]
[321,7695,2.7685,1.38425,8.8137800778385902,4.4068900389192951,6.7497061726162366,7694.9999999970423,0.87842465753390897,1.4997911485171611]
[321,7699.5,3.77,1.885,12.002149500975795,6.0010747504878976,6.7497061726162366,7699.4999999970387,0.87893835616404548,1.4994727891139521]
[321,7703.5,1.1577999999999999,0.57889999999999997,3.6859651703527256,1.8429825851763628,6.7497061726162366,7703.499999997035,0.87939497716861126,1.4981993515011165]
[322,7706.5,0.50370000000000004,0.25185000000000002,1.6035763139632648,0.80178815698163242,6.7497061726162366,7706.4999999970314,0.8797374429220356,1.4969259138882809]
[322,7712,2.8704999999999998,1.4352499999999999,9.1385066691116759,4.5692533345558379,6.7497061726162366,7711.9999999970269,0.88036529680331355,1.4959708356786541]
[322,7715,2.9912999999999998,1.4956499999999999,9.5230848281880363,4.7615424140940181,6.7497061726162366,7714.9999999970241,0.88070776255673788,1.4953341168722363]
[322,7720.5,2.9331999999999998,1.4665999999999999,9.3381180149236602,4.6690590074618301,6.7497061726162366,7720.4999999970187,0.88133561643801583,1.4943790386626095]
[322,7722,3.4702000000000002,1.7351000000000001,11.047708010155493,5.5238540050777463,6.7497061726162366,7721.9999999970169,0.881506849314728,1.4943790386626095]
[322,7725,3.669,1.8345,11.680606503734799,5.8403032518673994,6.7497061726162366,7724.9999999970141,0.88184931506815234,1.4937423198561919]
[323,7729,0.60640000000000005,0.30320000000000003,1.9305314210588125,0.96526571052940624,6.7497061726162366,7728.9999999970105,0.88230593607271812,1.4927872416465651]
[323,7733.5,2.2039,1.10195,7.0163228873211017,3.5081614436605508,6.7497061726162366,7733.4999999970069,0.88281963470285463,1.4908770852273117]
[323,7739.5,2.2709999999999999,1.1355,7.2299420468742781,3.6149710234371391,6.7497061726162366,7739.4999999970005,0.8835045662097033,1.4883302100016405]
[323,7742,2.1934,1.0967,6.9828951499841665,3.4914475749920832,6.7497061726162366,7741.9999999969987,0.88378995433755692,1.4876934911952227]
[323,7746.5,3.0398000000000001,1.5199,9.677489138744356,4.838744569372178,6.7497061726162366,7746.4999999969941,0.88430365296769342,1.4867384129855958]
[323,7750.5,2.6132,1.3066,8.3193679246551593,4.1596839623275796,6.7497061726162366,7750.4999999969905,0.8847602739722592,1.4854649753727602]
[323,7751.5,1.1617999999999999,0.58089999999999997,3.6986995464810817,1.8493497732405408,6.7497061726162366,7751.4999999969896,0.88487442922340065,1.4848282565663424]
[324,7755,0.4637,0.23185,1.476232552679702,0.738116276339851,6.7497061726162366,7754.9999999969868,0.88527397260239571,1.4838731783567156]
[324,7759.5,2.2812999999999999,1.1406499999999999,7.2627330654047961,3.6313665327023981,6.7497061726162366,7759.4999999969823,0.88578767123253221,1.4822813813406712]
[324,7763,2.0200999999999998,1.0100499999999999,6.4311783042231303,3.2155891521115652,6.7497061726162366,7762.9999999969787,0.88618721461152727,1.4813263031310444]
[324,7768,2.2284000000000002,1.1142000000000001,7.0943209411072852,3.5471604705536426,6.7497061726162366,7767.9999999969741,0.8867579908672345,1.4790977873085822]
[324,7773.5,3.4167000000000001,1.70835,10.877385729438727,5.4386928647193633,6.7497061726162366,7773.4999999969687,0.88738584474851245,1.4768692714861196]
[325,7776.5,0.74719999999999998,0.37359999999999999,{"$f":"C15558*$E$2","v":2.3787814607769531},1.1893907303884765,6.7497061726162366,7776.4999999969659,0.88772831050193679,1.476232552679702]
[325,7780.5,2.1593,1.07965,6.8743345934899294,3.4371672967449647,6.7497061726162366,7780.4999999969623,0.88818493150650257,1.4749591150668662]
[325,7785,2.5916999999999999,1.2958499999999999,8.2509206529652435,4.1254603264826217,6.7497061726162366,7784.9999999969586,0.88869863013663908,1.4733673180508218]
[325,7787.5,2.1892999999999998,1.0946499999999999,6.969842414452601,3.4849212072263005,6.7497061726162366,7787.4999999969559,0.88898401826449269,1.472730599244404]
[325,7789.5,1.927,0.96350000000000002,6.1347856998356383,3.0673928499178191,6.7497061726162366,7789.4999999969541,0.88921232876677558,1.4724122398411952]
[325,7796,3.4197000000000002,1.7098500000000001,10.886936511534994,5.4434682557674972,6.7497061726162366,7795.9999999969477,0.88995433789919498,1.4698653646155238]
[325,7798,3.2355999999999998,1.6177999999999999,10.300836850227395,5.1504184251136973,6.7497061726162366,7797.9999999969459,0.89018264840147787,1.4698653646155238]
[326,7803,0.43120000000000003,0.21560000000000001,1.3727657466368073,0.68638287331840364,6.7497061726162366,7802.9999999969414,0.8907534246571851,1.4682735675994791]
[326,7806.5,1.7185999999999999,0.85929999999999995,5.4713247035482757,2.7356623517741379,6.7497061726162366,7806.4999999969386,0.89115296803618016,1.4666817705834347]
[326,7810,2.0769000000000002,1.0384500000000001,6.6120064452457905,3.3060032226228953,6.7497061726162366,7809.999999996935,{"$f":"1/17520+I15624","v":0.89155251141517522},1.4657266923738079]
[326,7815,2.0305,1.01525,6.4642876821568569,3.2321438410784284,6.7497061726162366,7814.9999999969305,0.89212328767088245,1.4647716141641813]
[326,7817,2.7174999999999998,1.3587499999999999,8.6514167822020482,4.3257083911010241,6.7497061726162366,7816.9999999969286,0.89235159817316534,1.4641348953577633]
[326,7819.5,3.1353,1.56765,9.9815223688088626,4.9907611844044313,6.7497061726162366,7819.4999999969259,0.89263698630101895,1.4631798171481367]
[327,7824,1.0086999999999999,0.50434999999999997,3.211291300168245,1.6056456500841225,6.7497061726162366,7823.9999999969223,0.89315068493115546,1.4615880201320921]
[327,7828,0.4531,0.22655,1.4424864559395578,0.72124322796977891,6.7497061726162366,7827.9999999969177,0.89360730593572124,1.4603145825192565]
[327,7832.5,2.7334999999999998,1.3667499999999999,8.7023542867154724,4.3511771433577362,6.7497061726162366,7832.4999999969141,0.89412100456585775,1.4587227855032121]
[327,7836.5,2.2677999999999998,1.1338999999999999,7.2197545459715933,3.6098772729857966,6.7497061726162366,7836.4999999969104,0.89457762557042353,1.4574493478903763]
[327,7839.5,2.29,1.145,7.2904303334839708,3.6452151667419854,6.7497061726162366,7839.4999999969077,0.89492009132384787,1.4574493478903763]
[327,7845,3.3155999999999999,1.6577999999999999,10.555524372794521,5.2777621863972604,6.7497061726162366,7844.9999999969023,0.89554794520512582,1.4555391914711229]
[327,7846.5,2.9906999999999999,1.49535,9.5211746717687831,4.7605873358843915,6.7497061726162366,7846.4999999969004,0.89571917808183799,1.4552208320679141]
[328,7849.5,0.6139,0.30695,1.9544083762994802,0.97720418814974008,6.7497061726162366,7849.4999999968977,0.89606164383526232,1.4549024726647053]
[328,7853.5,1.7506999999999999,0.87534999999999996,5.5735180719783353,2.7867590359891676,6.7497061726162366,7853.4999999968941,0.89651826483982811,1.4533106756486607]
[328,7858,2.8795999999999999,1.4398,9.1674773748036866,4.5837386874018433,6.7497061726162366,7857.9999999968904,0.89703196346996461,1.4520372380358251]
[328,7862,2.8672,1.4336,9.1280008088057816,4.5640004044028908,6.7497061726162366,7861.9999999968859,0.89748858447453039,1.4510821598261983]
[328,7866.5,3.45,1.7250000000000001,10.983399410707293,5.4916997053536463,6.7497061726162366,7866.4999999968823,0.8980022831046669,1.4494903628101536]
[328,7869,3.4754999999999998,1.7377499999999999,11.064581058525564,5.5322905292627818,6.7497061726162366,7868.9999999968795,0.89828767123252051,1.4491720034069449]
[329,7875,0.47389999999999999,0.23694999999999999,1.5087052118070103,0.75435260590350517,6.7497061726162366,7874.9999999968741,0.89897260273936919,1.4469434875844824]
[329,7876,0.46,0.23,1.4644532547609723,0.73222662738048616,6.7497061726162366,7875.9999999968732,0.89908675799051063,1.4463067687780646]
[329,7879.5,2.3614000000000002,1.1807000000000001,7.5177389473751308,3.7588694736875654,6.7497061726162366,7879.4999999968695,0.89948630136950569,1.445033331165229]
[329,7883,3.0943000000000001,1.54715,9.8509950134932112,4.9254975067466056,6.7497061726162366,7882.9999999968668,0.89988584474850075,1.4443966123588112]
[329,7888,2.8498999999999999,1.4249499999999999,9.0729246320506416,4.5364623160253208,6.7497061726162366,7887.9999999968622,0.90045662100420798,1.4424864559395578]
[329,7891.5,3.4647999999999999,1.7323999999999999,11.03051660238221,5.5152583011911052,6.7497061726162366,7891.4999999968586,0.90085616438320304,1.441531377729931]
[330,7896.5,0.75290000000000001,0.37645000000000001,2.396927946759861,1.1984639733799305,6.7497061726162366,7896.4999999968541,0.90142694063891027,1.4399395807138864]
[330,7898.5,0.43590000000000001,0.21795,1.3877286385876257,0.69386431929381287,6.7497061726162366,7898.4999999968522,0.90165525114119316,1.4389845025042598]
[{"$f":"INT(B15815/24)+1","v":330},7905,3.1707999999999998,{"$f":"C15815*0.5","v":1.5853999999999999},10.094539956948024,{"$f":"E15815*0.5","v":5.047269978474012},{"$f":"IF(A15815<=$N$42,$O$42,IF(A15815<=$N$43,$O$43,IF(A15815<=$N$44,$O$44,IF(A15815<=$N$45,$O$45,IF(A15815<=$N$46,$O$46,IF(A15815<=$N$47,$O$47,IF(A15815<=$N$48,$O$48,IF(A15815<=$N$49,$O$49,IF(A15815<=$N$50,$O$50,IF(A15815<=$N$51,$O$51,IF(A15815<=$N$52,$O$52,IF(A15815<=$N$53,$O$53))))))))))))","v":6.7497061726162366},{"$f":"I15815*8760","v":7904.9999999968459},0.90239726027361256,1.4377110648914242]
[330,7905.5,2.9769999999999999,1.4884999999999999,9.4775594335291622,4.7387797167645811,6.7497061726162366,7905.4999999968459,0.90245433789918328,1.4373927054882152]
[330,7910,2.4169,1.20845,7.6944284161560743,3.8472142080780372,6.7497061726162366,7909.9999999968413,0.90296803652931978,1.4361192678753796]
[330,7914,3.7746,1.8873,12.016794033523405,6.0083970167617027,6.7497061726162366,7913.9999999968377,0.90342465753388557,1.434845830262544]
[330,7917,3.8748,1.9374,12.33579015553873,6.1678950777693649,6.7497061726162366,7916.999999996835,0.9037671232873099,1.4338907520529174]
[331,7922.5,0.4698,0.2349,1.4956524762754453,0.74782623813772264,6.7497061726162366,7922.4999999968295,0.90439497716858785,1.4322989550368728]
[331,7927.5,3.2471999999999999,1.6235999999999999,10.337766540999629,5.1688832704998147,6.7497061726162366,7927.499999996825,0.90496575342429508,1.4303887986176191]
[331,7931,2.8778999999999999,1.43895,9.1620652649491348,4.5810326324745674,6.7497061726162366,7930.9999999968213,0.90536529680329014,1.4291153610047838]
[331,7934.5,2.4716,1.2358,7.8685710097113466,3.9342855048556733,6.7497061726162366,7934.4999999968186,0.9057648401822852,1.4275235639887391]
[331,7935.5,2.5194000000000001,1.2597,8.0207468044452046,4.0103734022226023,6.7497061726162366,7935.4999999968177,0.90587899543342665,1.4275235639887391]
[331,7939.5,3.3706,1.6853,10.730622044559421,5.3653110222797107,6.7497061726162366,7939.499999996814,0.90633561643799243,1.4262501263759035]
[332,7944,0.96689999999999998,0.48344999999999999,3.078217069626922,1.539108534813461,6.7497061726162366,7943.9999999968095,0.90684931506812894,1.4256134075694855]
[332,7950,1.4067000000000001,0.70335000000000003,4.4783617249396954,2.2391808624698477,6.7497061726162366,7949.999999996804,0.90753424657497761,1.4240216105534411]
[332,7952.5,2.2582,1.1291,7.1891920432635388,3.5945960216317694,6.7497061726162366,7952.4999999968013,0.90781963470283122,1.4237032511502321]
[332,7957,1.8972,0.9486,6.0399145976793847,3.0199572988396923,6.7497061726162366,7956.9999999967977,0.90833333333296773,1.4230665323438145]
[332,7961,2.4563999999999999,1.2282,7.8201803804235919,3.9100901902117959,6.7497061726162366,7960.9999999967931,0.90878995433753351,1.4221114541341877]
[332,7964,2.8096999999999999,1.4048499999999999,8.9449441519606605,4.4724720759803303,6.7497061726162366,7963.9999999967904,0.90913242009095785,1.4211563759245611]
[332,7965.5,2.8601999999999999,1.4300999999999999,9.1057156505811587,4.5528578252905794,6.7497061726162366,7965.4999999967895,0.90930365296767002,1.4208380165213521]
[333,7972.5,1.5986,0.79930000000000001,5.0892934196975883,2.5446467098487942,6.7497061726162366,7972.4999999967831,0.91010273972566014,1.4195645789085165]
[333,7974,1.7068000000000001,0.85340000000000005,5.4337582939696256,2.7168791469848128,6.7497061726162366,7973.9999999967813,0.91027397260237231,1.4195645789085165]
[333,7979.5,2.0623,1.03115,6.5655259723772899,3.2827629861886449,6.7497061726162366,7979.4999999967758,0.91090182648365026,1.4192462195053075]
[333,7982.5,1.9327000000000001,0.96635000000000004,6.1529321858185462,3.0764660929092731,6.7497061726162366,7982.4999999967731,0.91124429223707459,1.4189278601020987]
[333,7986.5,3.3399000000000001,1.66995,10.632885707774287,5.3164428538871435,6.7497061726162366,7986.4999999967695,0.91170091324164038,1.4179727818924719]
[333,7991,1.4233,0.71165,4.5312093858723737,2.2656046929361868,6.7497061726162366,7990.9999999967658,0.91221461187177688,1.4173360630860541]
[334,7993.5,0.52739999999999998,0.26369999999999999,1.6790274925237756,0.83951374626188779,6.7497061726162366,7993.4999999967631,0.9124999999996305,1.4166993442796363]
[334,7995.5,0.46100000000000002,0.23050000000000001,1.4676368487930616,0.73381842439653078,6.7497061726162366,7995.4999999967613,0.91272831050191339,1.4163809848764275]
[334,8002,2.3157000000000001,1.15785,7.3722487001086607,3.6861243500543304,6.7497061726162366,8001.9999999967549,{"$f":"1/17520+I16008","v":0.91347031963433278},1.4144708284571739]
[334,8004,1.9054,0.95269999999999999,6.0660200687425148,3.0330100343712574,6.7497061726162366,8003.9999999967531,0.91369863013661567,1.4141524690539651]
[334,8009,2.6398999999999999,1.31995,8.4043698853119366,4.2021849426559683,6.7497061726162366,8008.9999999967486,0.9142694063923229,1.4131973908443383]
[334,8012.5,2.8115000000000001,1.4057500000000001,8.9506746212184218,4.4753373106092109,6.7497061726162366,8012.4999999967449,0.91466894977131796,1.4125606720379205]
[335,8016,0.98309999999999997,0.49154999999999999,3.1297912929467651,1.5648956464733825,7.545111014210331,8015.9999999967422,0.91506849315031302,1.4116055938282939]
[335,8021,1.3944000000000001,0.69720000000000004,4.4392035183449998,2.2196017591724999,7.545111014210331,8020.9999999967376,0.91563926940602025,1.4106505156186671]
[335,8023,1.5397000000000001,0.76985000000000003,4.901779731207542,2.450889865603771,7.545111014210331,8022.9999999967358,0.91586757990830314,1.4103321562154583]
[335,8025.5,2.1185,1.05925,6.744443956980696,3.372221978490348,7.545111014210331,8025.4999999967331,0.91615296803615676,1.4096954374090405]
[335,8030,2.2324999999999999,1.11625,7.1073736766388489,3.5536868383194244,7.545111014210331,8029.9999999967285,0.91666666666629326,1.4077852809897868]
[335,8034,2.8818000000000001,1.4409000000000001,9.174481281674284,4.587240640837142,7.545111014210331,8033.9999999967249,{"$f":"1/17520+I16072","v":0.91712328767085904},1.407466921586578]
[335,8038.5,2.5123000000000002,1.2561500000000001,7.9981432868173723,3.9990716434086861,7.545111014210331,8038.4999999967213,0.91763698630099555,1.4065118433769515]
[336,8042.5,0.51439999999999997,0.25719999999999998,1.6376407701066176,0.81882038505330879,7.545111014210331,8042.4999999967176,0.91809360730556133,1.4049200463609068]
[336,8045.5,1.3448,0.6724,4.2812972543533814,2.1406486271766907,7.545111014210331,8045.4999999967149,0.91843607305898567,1.4046016869576978]
[336,8051,2.5615000000000001,1.2807500000000001,8.1547761131961547,4.0773880565980773,7.545111014210331,8050.9999999967094,0.91906392694026362,1.4023731711352354]
[336,8052.5,2.7401,1.37005,8.723366007327261,4.3616830036636305,7.545111014210331,8052.4999999967076,0.91923515981697579,1.4020548117320266]
[336,8055.5,2.2751999999999999,1.1375999999999999,7.2433131418090522,3.6216565709045261,7.545111014210331,8055.4999999967049,0.91957762557040013,1.4014180929256086]
[336,8060,2.9954999999999998,1.4977499999999999,9.5364559231228103,4.7682279615614052,7.545111014210331,8059.9999999967013,0.92009132420053663,1.400463014715982]
[337,8064,0.93789999999999996,0.46894999999999998,2.9858928426963387,1.4929464213481694,7.545111014210331,8063.9999999966967,0.92054794520510241,1.3991895771031464]
[337,8068.5,1.4486000000000001,0.72430000000000005,4.6117543148842275,2.3058771574421137,7.545111014210331,8068.4999999966931,0.92106164383523892,1.3975977800871018]
[337,8071,1.8839999999999999,0.94199999999999995,5.9978911564558084,2.9989455782279042,7.545111014210331,8070.9999999966903,0.92134703196309253,1.3966427018774752]
[337,8077,1.8412999999999999,0.92064999999999997,5.8619516912856051,2.9309758456428026,7.545111014210331,8076.9999999966849,0.92203196346994121,1.3944141860550128]
[337,8081.5,3.3563000000000001,1.67815,10.685096649900547,5.3425483249502737,7.545111014210331,8081.4999999966803,0.92254566210007771,1.393777467248595]
[337,8085.5,3.2488999999999999,1.6244499999999999,10.343178650854179,5.1715893254270897,7.545111014210331,8085.4999999966767,0.9230022831046435,1.3928223890389684]
[337,8086.5,3.0036999999999998,1.5018499999999999,9.5625613941859395,4.7812806970929698,7.545111014210331,8086.4999999966758,0.92311643835578494,1.3925040296357594]
[338,8090,0.49259999999999998,0.24629999999999999,1.568238420207076,0.78411921010353802,7.545111014210331,8089.9999999966731,0.92351598173478,1.3918673108293416]
[338,8093.5,1.9289000000000001,0.96445000000000003,6.1408345284966082,3.0704172642483041,7.545111014210331,8093.4999999966694,0.92391552511377506,1.390593873216506]
[338,8098.5,2.3315000000000001,1.1657500000000001,7.4225494858156678,3.7112747429078339,7.545111014210331,8098.4999999966649,0.92448630136948229,1.3890020762004613]
[338,8104,2.4994000000000001,1.2497,7.9570749238034226,3.9785374619017113,7.545111014210331,8103.9999999966594,0.92511415525076024,1.3880469979908348]
[338,8107,3.4220999999999999,1.71105,10.894577137212007,5.4472885686060035,7.545111014210331,8106.9999999966567,0.92545662100418458,1.3877286385876257]
[338,8111,1.4484999999999999,0.72424999999999995,4.611435955481018,2.305717977740509,7.545111014210331,8110.9999999966531,0.92591324200875036,1.387410279184417]
[339,8115.5,0.43590000000000001,0.21795,1.3877286385876257,0.69386431929381287,7.545111014210331,8115.4999999966485,0.92642694063888686,1.3864552009747901]
[339,8116,0.45729999999999998,0.22864999999999999,1.4558575508743319,0.72792877543716594,7.545111014210331,8115.9999999966485,0.92648401826445759,1.3861368415715813]
[339,8120,2.5878999999999999,1.2939499999999999,8.2388229956433054,4.1194114978216527,7.545111014210331,8119.9999999966449,0.92694063926902337,1.3855001227651633]
[339,8126.5,1.679,0.83950000000000002,5.3452543798775496,2.6726271899387748,7.545111014210331,8126.4999999966385,0.92768264840144277,1.3839083257491187]
[339,8128.5,2.3357999999999999,1.1678999999999999,{"$f":"C16262*$E$2","v":7.4362389401536504},3.7181194700768252,7.545111014210331,8128.4999999966367,0.92791095890372566,1.3832716069427011]
[339,8133.5,2.6343000000000001,1.31715,8.3865417587322391,4.1932708793661195,7.545111014210331,8133.4999999966321,0.92848173515943289,1.3813614505234477]
[340,8137,0.62819999999999998,0.31409999999999999,1.999933770958354,0.999966885479177,7.545111014210331,8136.9999999966285,0.92888127853842795,1.3800880129106119]
[340,8140.5,1.7222,0.86109999999999998,5.4827856420637966,2.7413928210318983,7.545111014210331,8140.4999999966258,0.92928082191742301,1.3791329347009851]
[340,8145.5,2.5082,1.2541,7.9850905512858059,3.992545275642903,7.545111014210331,8145.4999999966212,0.92985159817313023,1.3775411376849407]
[340,8149,2.4998999999999998,1.2499499999999999,7.9586667208194664,3.9793333604097332,7.545111014210331,8148.9999999966176,0.93025114155212529,1.3762677000721051]
[340,8150,2.3348,1.1674,7.4330553461215612,3.7165276730607806,7.545111014210331,8149.9999999966167,0.93036529680326674,1.3756309812656873]
[340,8156,3.8839000000000001,1.9419500000000001,12.36476086123074,6.1823804306153702,7.545111014210331,8155.9999999966112,0.93105022831011541,1.3740391842496427]
[340,8158.5,3.7059000000000002,1.8529500000000001,11.798081123518886,5.8990405617594428,7.545111014210331,8158.4999999966085,0.93133561643796903,1.3734024654432249]
[341,8163,0.42409999999999998,0.21204999999999999,1.3501622290089748,0.67508111450448738,7.545111014210331,8162.9999999966049,0.93184931506810553,1.3718106684271805]
[341,8167,2.8803000000000001,1.44015,9.1697058906261493,4.5848529453130746,7.545111014210331,8166.9999999966003,0.93230593607267132,1.3702188714111359]
[341,8170,3.0851000000000002,1.5425500000000001,9.8217059483979909,4.9108529741989955,7.545111014210331,8169.9999999965976,0.93264840182609565,1.3689454337983002]
[341,8175.5,3.0777000000000001,1.5388500000000001,9.798147352560532,4.899073676280266,7.545111014210331,8175.499999996593,0.9332762557073736,1.3673536367822556]
[341,8178.5,4.2435999999999998,2.1217999999999999,13.509899634573179,6.7549498172865894,7.545111014210331,8178.4999999965903,0.93361872146079794,1.36608019916942]
[341,8180,4.0808999999999997,2.0404499999999999,12.991928885552285,6.4959644427761427,7.545111014210331,8179.9999999965885,0.93378995433751011,1.3657618397662112]
[342,8185.5,0.65169999999999995,0.32584999999999997,2.074748230712447,1.0373741153562235,7.545111014210331,8185.499999996583,0.93441780821878806,1.3644884021533754]
[342,8188.5,2.7574999999999998,1.3787499999999999,8.7787605434856104,4.3893802717428052,7.545111014210331,8188.4999999965803,0.9347602739722124,1.3641700427501666]
[342,8192.5,3.2839999999999998,1.6419999999999999,{"$f":"C16390*$E$2","v":10.454922801380507},5.2274614006902533,7.545111014210331,8192.4999999965767,0.93521689497677818,1.3619415269277044]
[342,8197,3.9706000000000001,1.9853000000000001,12.640778463812863,6.3203892319064314,7.545111014210331,8196.999999996573,0.93573059360691468,1.3609864487180776]
[342,8199.5,3.6040000000000001,1.802,11.473672891649009,5.7368364458245047,7.545111014210331,8199.4999999965712,0.9360159817347683,1.360031370508451]
[342,8205.5,4.2923999999999998,2.1461999999999999,13.665259023339125,6.8326295116695626,7.545111014210331,8205.4999999965639,0.93670091324161697,1.3565294170731528]
[342,8206,4.1868999999999996,2.0934499999999998,13.329389852953728,6.664694926476864,7.545111014210331,8205.9999999965639,0.9367579908671877,1.3565294170731528]
[343,8211,0.47620000000000001,0.23810000000000001,1.5160274780808154,0.7580137390404077,7.545111014210331,8210.9999999965603,0.93732876712289492,1.3555743388635262]
[343,8214.5,2.7852000000000001,1.3926000000000001,8.8669460981744788,4.4334730490872394,7.545111014210331,8214.4999999965567,0.93772831050188998,1.3549376200571082]
[343,8218,3.5453000000000001,1.7726500000000001,11.286795921965382,5.643397960982691,7.545111014210331,8217.999999996553,0.93812785388088504,1.3539825418474816]
[343,8223,3.4790999999999999,1.7395499999999999,11.076041997041084,5.5380209985205422,7.545111014210331,8222.9999999965476,0.93869863013659227,1.3530274636378548]
[343,8226.5,4.1482000000000001,2.0741000000000001,13.206184763911882,6.6030923819559408,7.545111014210331,8226.4999999965457,0.93909817351558733,1.352709104234646]
[343,8231.5,1.2462,0.62309999999999999,3.9673948827893994,1.9836974413946997,7.545111014210331,8231.4999999965403,0.93966894977129456,1.3501622290089748]
[344,8233.5,0.55389999999999995,0.27694999999999997,1.7633927343741358,0.8816963671870679,7.545111014210331,8233.4999999965385,0.93989726027357745,1.349525510202557]
[344,8236,0.46010000000000001,0.23005,1.4647716141641813,0.73238580708209067,7.545111014210331,8235.9999999965366,0.94018264840143106,1.3488887913961392]
[344,8240.5,3.4077000000000002,1.7038500000000001,10.848733383149925,5.4243666915749627,7.545111014210331,8240.4999999965312,0.94069634703156757,1.3469786349768855]
[344,8244.5,2.9144999999999999,1.4572499999999999,9.278584806523595,4.6392924032617975,7.545111014210331,8244.4999999965275,0.94115296803613335,1.3453868379608411]
[344,8247.5,3.0135000000000001,1.50675,9.5937606157004129,4.7968803078502065,7.545111014210331,8247.4999999965257,0.94149543378955769,1.3444317597512143]
[344,8253,3.8965000000000001,1.94825,12.404874146035063,6.2024370730175313,7.545111014210331,8252.9999999965203,0.94212328767083564,1.3412481657191253]
[345,8256,0.92100000000000004,0.46050000000000002,2.9320901035540339,1.4660450517770169,7.545111014210331,8255.9999999965166,0.94246575342425998,1.3399747281062897]
[345,8261.5,2.5209999999999999,1.2605,8.0258405548965452,4.0129202774482726,7.545111014210331,8261.499999996513,0.94309360730553793,1.3383829310902451]
[345,8263,2.9357000000000002,1.4678500000000001,9.3460770000038842,4.6730385000019421,7.545111014210331,8262.9999999965112,0.9432648401822501,1.3371094934774095]
[345,8266,3.2161,1.60805,10.238756766601659,5.1193783833008295,7.545111014210331,8265.9999999965075,0.94360730593567443,1.3361544152677829]
[345,8270,2.8668,1.4334,9.1267273711929473,4.5633636855964737,7.545111014210331,8269.9999999965039,0.94406392694024022,1.3361544152677829]
[345,8274.5,4.1036999999999999,2.05185,13.064514829483917,6.5322574147419585,7.545111014210331,8274.4999999965003,0.94457762557037672,1.3361544152677829]
[346,8280.5,0.76419999999999999,0.3821,2.4329025593224674,1.2164512796612337,7.545111014210331,8280.4999999964948,0.9452625570772254,1.3355176964613649]
[346,8283,0.43409999999999999,0.21704999999999999,1.3819981693298653,0.69099908466493265,7.545111014210331,8282.999999996493,0.94554794520507901,1.3348809776549473]
[346,8287.5,2.7713999999999999,1.3856999999999999,8.8230125005316484,4.4115062502658242,7.545111014210331,8287.4999999964875,0.94606164383521552,1.3329708212356939]
[346,8291.5,2.2892999999999999,1.1446499999999999,7.2882018176615082,3.6441009088307541,7.545111014210331,8291.4999999964839,0.9465182648397813,1.3323341024292759]
[346,8292.5,2.4106000000000001,1.2053,7.6743717737539132,3.8371858868769566,7.545111014210331,8292.4999999964839,0.94663242009092274,1.3323341024292759]
[346,8296,2.4152999999999998,1.2076499999999999,7.689334665704731,3.8446673328523655,7.545111014210331,8295.9999999964803,0.9470319634699178,1.3307423054132312]
[346,8303,1.4609000000000001,0.73045000000000004,4.6509125214789231,2.3254562607394615,7.545111014210331,8302.999999996473,0.94783105022790792,1.3259669143650978]
[347,8304.5,0.75739999999999996,0.37869999999999998,2.4112541199042616,1.2056270599521308,7.545111014210331,8304.4999999964712,0.94800228310462009,1.3256485549618888]
[347,8310,2.0960999999999999,1.0480499999999999,6.6731314506618995,3.3365657253309497,7.545111014210331,8309.9999999964675,0.94863013698589804,1.3231016797362176]
[347,8313,2.9796999999999998,1.4898499999999999,9.4861551374158015,4.7430775687079008,7.545111014210331,8312.9999999964639,0.94897260273932238,1.3205548045105464]
[347,8317,2.4407000000000001,1.22035,7.7701979541197943,3.8850989770598972,7.545111014210331,8316.9999999964602,0.94942922374388816,1.318644648091293]
[347,8321.5,3.5409000000000002,1.7704500000000001,11.272788108224189,5.6363940541120945,7.545111014210331,8321.4999999964566,0.94994292237402467,1.3135508976399506]
[347,8325.5,3.4632999999999998,1.7316499999999999,11.025741211334077,5.5128706056670387,7.545111014210331,8325.499999996453,0.95039954337859045,1.3100489442046523]
[347,8326,3.3391999999999999,1.6696,10.630657191951823,5.3153285959759113,7.545111014210331,8325.9999999964512,0.95045662100416117,1.3090938659950258]
[348,8332.5,1.8221000000000001,0.91105000000000003,5.8008266858694952,2.9004133429347476,7.545111014210331,8332.4999999964457,0.95119863013658057,1.2992247244955497]
[348,8334.5,2.1686999999999999,1.0843499999999999,6.9042603773915667,3.4521301886957834,7.545111014210331,8334.4999999964439,0.95142694063886346,1.2979512868827139]
[348,8339.5,2.1573000000000002,1.0786500000000001,6.8679674054257518,3.4339837027128759,7.545111014210331,8339.4999999964384,0.95199771689457069,1.2947676928506249]
[348,8343,2.2280000000000002,1.1140000000000001,7.0930475034944491,3.5465237517472246,7.545111014210331,8342.9999999964366,0.95239726027356575,1.2928575364313715]
[348,8346.5,3.3953000000000002,1.6976500000000001,10.80925681715202,5.4046284085760101,7.545111014210331,8346.499999996433,0.95279680365256081,1.2899923018024912]
[348,8351.5,1.2097,0.60485,3.8511937006181483,1.9255968503090741,7.545111014210331,8351.4999999964275,0.95336757990826804,1.2842618325447308]
[349,8355,0.48480000000000001,0.2424,1.5434063867567813,0.77170319337839066,7.545111014210331,8354.9999999964239,0.9537671232872631,1.277576285077344]
[349,8356,0.46100000000000002,0.23050000000000001,1.4676368487930616,0.73381842439653078,7.545111014210331,8355.9999999964239,0.95388127853840454,1.2766212068677172]
[349,8360.5,2.2183999999999999,1.1092,7.0624850007863937,3.5312425003931969,7.545111014210331,8360.4999999964202,0.95439497716854105,1.2692989405939124]
[349,8365,3.0156999999999998,1.5078499999999999,9.6007645225710085,4.8003822612855043,7.545111014210331,8364.9999999964148,0.95490867579867755,1.2654786277554055]
[349,8369,2.8906999999999998,1.4453499999999999,9.2028152685598759,4.6014076342799379,7.545111014210331,8368.9999999964111,0.95536529680324334,1.2591114396912273]
[349,8373.5,2.8357999999999999,1.4178999999999999,9.0280359561981847,4.5140179780990923,7.545111014210331,8373.4999999964075,0.95587899543337984,1.2444669071436176]
[350,8377.5,0.59409999999999996,0.29704999999999998,1.8913732144641167,0.94568660723205833,7.545111014210331,8377.4999999964039,0.95633561643794562,1.2342794062409326]
[350,8380.5,1.5411999999999999,0.77059999999999995,4.9065551222556749,2.4532775611278375,7.545111014210331,8380.4999999964002,0.95667808219136996,1.2288672963863811]
[350,8386,2.8062,1.4031,8.9338015728483491,4.4669007864241745,7.545111014210331,8385.9999999963966,{"$f":"1/17520+I16776","v":0.95730593607264791},1.2161329202580249]
[350,8387.5,3.1711999999999998,1.5855999999999999,10.095813394560858,5.0479066972804292,7.545111014210331,8387.4999999963948,0.95747716894936008,1.2145411232419803]
[350,8390.5,2.8734999999999999,1.43675,9.1480574512079436,4.5740287256039718,7.545111014210331,8390.4999999963911,0.95781963470278442,1.2088106539842201]
[350,8394.5,3.9756,1.9878,12.656696433973307,6.3283482169866536,7.545111014210331,8394.4999999963875,0.9582762557073502,1.1925743244205658]
[350,8399,1.4865999999999999,0.74329999999999996,4.7327308881036121,2.366365444051806,7.545111014210331,8398.9999999963838,0.95878995433748671,1.1788848700825827]
[351,8403,0.44790000000000002,0.22395000000000001,1.4259317669726947,0.71296588348634737,7.545111014210331,8402.9999999963802,0.95924657534205249,1.1690157285831067]
[351,8407.5,3.3967999999999998,1.6983999999999999,10.814032208200153,5.4070161041000766,7.545111014210331,8407.4999999963748,0.95976027397218899,1.161056743502884]
[351,8410,3.2292000000000001,1.6146,10.280461848422027,5.1402309242110134,7.545111014210331,8409.9999999963729,0.96004566210004261,1.1562813524547504]
[351,8416,3.2159,1.60795,10.238120047795242,5.1190600238976209,7.545111014210331,8415.9999999963675,0.96073059360689128,1.1247637715370686]
[{"$f":"INT(B16839/24)+1","v":351},8417,3.7589000000000001,{"$f":"C16839*0.5","v":1.8794500000000001},11.966811607219606,{"$f":"E16839*0.5","v":5.983405803609803},{"$f":"IF(A16839<=$N$42,$O$42,IF(A16839<=$N$43,$O$43,IF(A16839<=$N$44,$O$44,IF(A16839<=$N$45,$O$45,IF(A16839<=$N$46,$O$46,IF(A16839<=$N$47,$O$47,IF(A16839<=$N$48,$O$48,IF(A16839<=$N$49,$O$49,IF(A16839<=$N$50,$O$50,IF(A16839<=$N$51,$O$51,IF(A16839<=$N$52,$O$52,IF(A16839<=$N$53,$O$53))))))))))))","v":7.545111014210331},{"$f":"I16839*8760","v":8416.9999999963675},0.96084474885803273,1.1215801775049794]
[351,8420.5,3.9451000000000001,1.97255,12.559596815994592,6.2797984079972959,7.545111014210331,8420.4999999963638,0.96124429223702779,1.1050254885381163]
[352,8424,0.91879999999999995,0.45939999999999998,2.9250861966834378,1.4625430983417189,7.545111014210331,8423.9999999963602,0.96164383561602285,1.0849688461359552]
[352,8429,2.5123000000000002,1.2561500000000001,7.9981432868173723,3.9990716434086861,7.545111014210331,8428.9999999963547,0.96221461187173007,1.0763731422493148]
[352,8432.5,3.4811000000000001,1.74055,11.082409185105263,5.5412045925526314,7.545111014210331,8432.4999999963529,0.96261415525072513,1.0655489225402119]
[352,8437.5,2.5876000000000001,1.2938000000000001,8.2378679174336789,4.1189339587168394,7.545111014210331,8437.4999999963475,0.96318493150643236,1.0502676711861845]
[352,8439.5,2.7330999999999999,1.3665499999999999,8.7010808491026381,4.3505404245513191,7.545111014210331,8439.4999999963457,0.96341324200871525,1.0439004831220062]
[352,8446,3.3727999999999998,1.6863999999999999,10.737625951430015,5.3688129757150076,7.545111014210331,8445.9999999963402,0.96415525114113465,1.0219336843005915]
[352,8446.5,3.2808999999999999,1.64045,10.445053659881031,5.2225268299405156,7.545111014210331,8446.4999999963384,0.96421232876670537,1.0219336843005915]
[353,8450.5,0.4698,0.2349,1.4956524762754453,0.74782623813772264,7.545111014210331,8450.4999999963347,0.96466894977127116,1.0044239171241016]
[353,8457,3.0546000000000002,1.5273000000000001,9.7246063304192756,4.8623031652096378,7.545111014210331,8456.9999999963293,0.96541095890369055,0.98373055591552272]
[353,8459,2.7014999999999998,1.3507499999999999,8.6004792776886223,4.3002396388443112,7.545111014210331,8458.9999999963275,0.96563926940597344,0.97640828964171777]
[353,8462,2.5823999999999998,1.2911999999999999,8.2213132284668138,4.1106566142334069,7.545111014210331,8461.9999999963238,0.96598173515939778,0.96049031948127261]
[353,8467.5,4.1417999999999999,2.0709,13.185809762106512,6.592904881053256,7.545111014210331,8467.4999999963202,0.96660958904067573,0.94489070872403613]
[353,8469,3.9430999999999998,1.9715499999999999,12.553229627930413,6.2766148139652067,7.545111014210331,8468.9999999963184,0.9667808219173879,0.94202547409515591]
[354,8476,0.49359999999999998,0.24679999999999999,1.5714220142391651,0.78571100711958253,7.545111014210331,8475.9999999963111,0.96757990867537802,0.92069539408015921]
[354,8479.5,3.4988000000000001,1.7494000000000001,11.138758799473239,5.5693793997366194,7.545111014210331,8479.4999999963075,0.96797945205437308,0.90827937735501174]
[354,8480.5,3.5061,1.75305,{"$f":"C16966*$E$2","v":11.16199903590749},5.580999517953745,7.545111014210331,8480.4999999963075,0.96809360730551453,0.90509578332292273]
[354,8486.5,2.8544999999999998,1.4272499999999999,9.0875691645982499,4.543784582299125,7.545111014210331,8486.499999996302,0.9687785388123632,0.88026374987262801]
[354,8489,3.7591999999999999,1.8795999999999999,11.967766685429233,5.9838833427146163,7.545111014210331,8488.9999999963002,0.96906392694021681,0.86880281135710724]
[354,8493.5,3.9361000000000002,1.9680500000000001,12.530944469705791,6.2654722348528953,7.545111014210331,8493.4999999962947,0.96957762557035332,0.8385586680522612]
[355,8497.5,0.54020000000000001,0.27010000000000001,1.7197774961345158,0.8598887480672579,7.545111014210331,8497.4999999962911,0.9700342465749191,0.82964460476241175]
[355,8502,2.3041999999999998,1.1520999999999999,7.3356373687396355,3.6678186843698177,7.545111014210331,8501.9999999962874,0.97054794520505561,0.81308991579554857]
[355,8506,2.8020999999999998,1.4010499999999999,8.9207488373167827,4.4603744186583913,7.545111014210331,8505.9999999962838,0.97100456620962139,0.79940046145756549]
[355,8506.5,2.8130000000000002,1.4065000000000001,8.9554500122665548,4.4777250061332774,7.545111014210331,8506.4999999962838,0.97106164383519211,0.79812702384472989]
[355,8510.5,2.4192999999999998,1.2096499999999999,7.702069041833087,3.8510345209165435,7.545111014210331,8510.4999999962783,0.97151826483975789,0.77552350621689758]
[355,8511,2.4496000000000002,1.2248000000000001,7.798531941005387,3.8992659705026935,7.545111014210331,8510.9999999962783,0.97157534246532862,0.77520514681368857]
[355,8511.5,2.4156,1.2078,7.6902897439143585,3.8451448719571792,7.545111014210331,8511.4999999962783,0.97163242009089934,0.77425006860406187]
[355,8512,2.6211000000000002,1.3105500000000001,8.3445183175086637,4.1722591587543318,7.545111014210331,8511.9999999962783,0.97168949771647006,0.77361334979764407]
[355,8512.5,2.8069999999999999,1.4035,{"$f":"C17030*$E$2","v":8.9363484480740194},4.4681742240370097,7.545111014210331,8512.4999999962765,0.97174657534204079,0.76724616173346594]
[{"$f":"INT(B17031/24)+1","v":355},8513,3.1724000000000001,{"$f":"C17031*0.5","v":1.5862000000000001},10.099633707399367,{"$f":"E17031*0.5","v":5.0498168536996833},{"$f":"IF(A17031<=$N$42,$O$42,IF(A17031<=$N$43,$O$43,IF(A17031<=$N$44,$O$44,IF(A17031<=$N$45,$O$45,IF(A17031<=$N$46,$O$46,IF(A17031<=$N$47,$O$47,IF(A17031<=$N$48,$O$48,IF(A17031<=$N$49,$O$49,IF(A17031<=$N$50,$O$50,IF(A17031<=$N$51,$O$51,IF(A17031<=$N$52,$O$52,IF(A17031<=$N$53,$O$53))))))))))))","v":7.545111014210331},{"$f":"I17031*8760","v":8512.9999999962765},0.97180365296761151,0.76724616173346594]
[355,8513.5,3.1543000000000001,1.5771500000000001,10.042010655418554,5.0210053277092772,7.545111014210331,8513.4999999962765,0.97186073059318223,0.76469928650779473]
[355,8514,3.2511000000000001,1.6255500000000001,10.350182557724777,5.1750912788623884,7.545111014210331,8513.9999999962765,{"$f":"1/17520+I17032","v":0.97191780821875295},0.76342584889495912]
[355,8514.5,3.3043999999999998,1.6521999999999999,10.519868119635124,5.2599340598175619,7.545111014210331,8514.4999999962747,0.97197488584432368,0.7586504578468255]
[355,8515,3.4628999999999999,1.7314499999999999,11.024467773721241,5.5122338868606207,7.545111014210331,8514.9999999962747,0.9720319634698944,0.75737702023398978]
[355,8515.5,3.2608999999999999,1.63045,10.381381779239248,5.1906908896196242,7.545111014210331,8515.4999999962747,0.97208904109546512,0.75578522321794528]
[355,8516,3.2404999999999999,1.62025,10.316436460984633,5.1582182304923165,7.545111014210331,8515.9999999962747,0.97214611872103585,0.75387506679869187]
[355,8516.5,3.1236999999999999,1.56185,9.9445926780366296,4.9722963390183148,7.545111014210331,8516.4999999962729,0.97220319634660657,0.75355670739548297]
[355,8517,3.0831,1.54155,9.8153387603338125,4.9076693801669062,7.545111014210331,8516.9999999962729,0.97226027397217729,0.75323834799227407]
[355,8517.5,2.9521999999999999,1.4761,9.3986063015333539,4.6993031507666769,7.545111014210331,8517.4999999962729,0.97231735159774801,0.75260162918585627]
[355,8518,2.7919999999999998,1.3959999999999999,8.8885945375926845,4.4442972687963422,7.545111014210331,8517.9999999962729,0.97237442922331874,0.75164655097622957]
[355,8518.5,2.6314000000000002,1.3157000000000001,8.3773093360391808,4.1886546680195904,7.545111014210331,8518.4999999962711,0.97243150684888946,0.75164655097622957]
[355,8519,1.5572999999999999,0.77864999999999995,4.9578109861723085,2.4789054930861543,7.545111014210331,8518.9999999962711,0.97248858447446018,0.75164655097622957]
[355,8519.5,1.1507000000000001,0.57535000000000003,3.6633616527248933,1.8316808263624467,7.545111014210331,8519.4999999962711,0.97254566210003091,0.75132819157302055]
[356,8520,1.0123,0.50614999999999999,3.2227522386837659,1.611376119341883,7.545111014210331,8519.9999999962711,0.97260273972560163,0.75100983216981165]
[356,8520.5,0.97250000000000003,0.48625000000000002,3.0960451962066209,1.5480225981033104,7.545111014210331,8520.4999999962693,0.97265981735117235,0.75037311336339385]
[356,8521,0.77680000000000005,0.38840000000000002,2.47301584412679,1.236507922063395,7.545111014210331,8520.9999999962693,0.97271689497674307,0.74909967575055825]
[356,8521.5,0.66820000000000002,0.33410000000000001,2.1272775322419166,1.0636387661209583,7.545111014210331,8521.4999999962693,0.9727739726023138,0.74909967575055825]
[356,8522,0.56740000000000002,0.28370000000000001,1.8063712538073387,0.90318562690366933,7.545111014210331,8521.9999999962693,0.97283105022788452,0.74846295694414045]
[356,8522.5,0.51519999999999999,0.2576,1.640187645332289,0.8200938226661445,7.545111014210331,8522.4999999962674,0.97288812785345524,0.74814459754093143]
[356,8523,0.48859999999999998,0.24429999999999999,1.5555040440787198,0.77775202203935989,7.545111014210331,8522.9999999962674,0.97294520547902597,0.74718951933130473]
[356,8523.5,0.4672,0.2336,1.4873751317920136,0.74368756589600682,7.545111014210331,8523.4999999962674,0.97300228310459669,0.74018561246070891]
[356,8524,0.47439999999999999,0.23719999999999999,1.510297008823055,0.75514850441152748,7.545111014210331,8523.9999999962656,0.97305936073016741,0.73700201842861979]
[356,8524.5,1.4232,0.71160000000000001,4.5308910264691651,2.2654455132345825,7.545111014210331,8524.4999999962656,0.97311643835573813,0.73572858081578418]
[356,8525,1.3985000000000001,0.69925000000000004,4.4522562538765653,2.2261281269382827,7.545111014210331,8524.9999999962656,0.97317351598130886,0.73572858081578418]
[356,8525.5,1.3406,0.67030000000000001,4.2679261594186073,2.1339630797093037,7.545111014210331,8525.4999999962656,0.97323059360687958,0.73477350260615748]
[356,8526,1.3151999999999999,0.65759999999999996,4.1870628710035449,2.0935314355017725,7.545111014210331,8525.9999999962638,0.9732876712324503,0.73318170559011286]
[356,8526.5,1.3678999999999999,0.68394999999999995,4.3548382764946387,2.1774191382473194,7.545111014210331,8526.4999999962638,0.97334474885802102,0.73190826797727726]
[356,8527,1.4615,0.73075000000000001,4.6528226778981763,2.3264113389490881,7.545111014210331,8526.9999999962638,0.97340182648359175,0.73158990857406836]
[356,8527.5,1.6511,0.82555000000000001,5.2564321063822641,2.6282160531911321,7.545111014210331,8527.4999999962638,0.97345890410916247,0.73127154917085946]
[356,8528,1.8464,0.92320000000000002,5.8781880208492598,2.9390940104246299,7.545111014210331,8527.999999996262,0.97351598173473319,0.72745123633235265]
[356,8528.5,2.0348000000000002,1.0174000000000001,6.4779771364948404,3.2389885682474202,7.545111014210331,8528.499999996262,0.97357305936030392,0.72617779871951693]
[356,8529,2.2496999999999998,1.1248499999999999,7.1621314939907812,3.5810657469953906,7.545111014210331,8528.999999996262,0.97363013698587464,0.72522272050989023]
[356,8529.5,2.1644000000000001,1.0822000000000001,6.8905709230535841,3.445285461526792,7.545111014210331,8529.499999996262,0.97368721461144536,0.72490436110668133]
[356,8530,2.3041999999999998,1.1520999999999999,7.3356373687396355,3.6678186843698177,7.545111014210331,8529.9999999962602,0.97374429223701608,0.72394928289705451]
[356,8530.5,2.2467999999999999,1.1234,7.152899071297723,3.5764495356488615,7.545111014210331,8530.4999999962602,0.97380136986258681,0.72235748588101001]
[356,8531,2.3849999999999998,1.1924999999999999,7.5928717665324319,3.7964358832662159,7.545111014210331,8530.9999999962602,0.97385844748815753,0.71694537602645869]
[356,8531.5,2.3384,1.1692,7.444516284637082,3.722258142318541,7.545111014210331,8531.4999999962602,0.97391552511372825,0.71185162557511605]
[356,8532,2.5173000000000001,1.25865,8.0140612569778167,4.0070306284889083,7.545111014210331,8531.9999999962583,0.97397260273929898,0.71185162557511605]
[356,8532.5,2.4826999999999999,1.24135,7.9039089034675349,3.9519544517337675,7.545111014210331,8532.4999999962583,0.9740296803648697,0.71089654736548935]
[356,8533,2.3834,1.1917,7.5877780160810904,3.7938890080405452,7.545111014210331,8532.9999999962583,0.97408675799044042,0.71057818796228056]
[356,8533.5,2.2770000000000001,1.1385000000000001,7.2490436110668135,3.6245218055334067,7.545111014210331,8533.4999999962583,0.97414383561601114,0.70580279691414693]
[356,8534,2.1743999999999999,1.0871999999999999,6.9224068633744738,3.4612034316872369,7.545111014210331,8533.9999999962565,0.97420091324158187,0.70516607810772913]
[356,8534.5,2.0746000000000002,1.0373000000000001,6.6046841789719863,3.3023420894859932,7.545111014210331,8534.4999999962565,0.97425799086715259,0.70230084347884891]
[356,8535,2.0430999999999999,1.02155,6.5044009669611791,3.2522004834805895,7.545111014210331,8534.9999999962565,0.97431506849272331,0.69975396825317759]
[356,8535.5,2.0838000000000001,1.0419,6.6339732440672048,3.3169866220336024,7.545111014210331,8535.4999999962565,0.97437214611829404,0.69370513959220848]
[356,8536,2.1284000000000001,1.0642,6.7759615378983771,3.3879807689491885,7.545111014210331,8535.9999999962547,0.97442922374386476,0.68956646735049254]
[356,8536.5,2.4079000000000002,1.2039500000000001,7.665776069867273,3.8328880349336365,7.545111014210331,8536.4999999962547,0.97448630136943548,0.68701959212482133]
[356,8537,2.4079999999999999,1.204,7.6660944292704807,3.8330472146352403,7.545111014210331,8536.9999999962547,0.9745433789950062,0.68701959212482133]
[356,8537.5,2.5447000000000002,1.2723500000000001,8.1012917334570584,4.0506458667285292,7.545111014210331,8537.4999999962547,0.97460045662057693,0.68383599809273232]
[356,8538,2.6442999999999999,1.3221499999999999,8.4183776990531278,4.2091888495265639,7.545111014210331,8537.9999999962529,0.97465753424614765,0.68160748227027002]
[356,8538.5,2.72,1.36,8.6593757672822722,4.3296878836411361,7.545111014210331,8538.4999999962529,0.97471461187171837,0.67746881002855408]
[356,8539,2.6463000000000001,1.32315,8.4247448871173063,4.2123724435586531,7.545111014210331,8538.9999999962529,0.9747716894972891,0.66377935569057112]
[356,8539.5,2.8035999999999999,1.4017999999999999,8.9255242283649174,4.4627621141824587,7.545111014210331,8539.4999999962529,0.97482876712285982,0.66282427748094441]
[356,8540,2.6055000000000001,1.3027500000000001,8.2948542506080738,4.1474271253040369,7.545111014210331,8539.9999999962511,0.97488584474843054,0.6602774022552732]
[356,8540.5,2.6055000000000001,1.3027500000000001,8.2948542506080738,4.1474271253040369,7.545111014210331,8540.4999999962511,0.97494292237400126,0.65550201120713958]
[356,8541,2.3748,1.1874,7.5603991074051242,3.7801995537025621,7.545111014210331,8540.9999999962511,0.97499999999957199,0.65518365180393068]
[356,8541.5,2.3584999999999998,1.1792499999999999,7.5085065246820717,3.7542532623410358,7.545111014210331,8541.4999999962492,0.97505707762514271,0.65486529240072178]
[356,8542,2.2974999999999999,1.1487499999999999,7.3143072887246383,3.6571536443623192,7.545111014210331,8541.9999999962492,0.97511415525071343,0.65168169836863266]
[356,8542.5,2.2515999999999998,1.1257999999999999,7.1681803226517502,3.5840901613258751,7.545111014210331,8542.4999999962492,0.97517123287628416,0.64690630732049903]
[356,8543,1.4785999999999999,0.73929999999999996,4.7072621358468991,2.3536310679234496,7.545111014210331,8542.9999999962492,0.97522831050185488,0.64658794791729024]
[356,8543.5,1.2251000000000001,0.61255000000000004,3.9002210487123201,1.9501105243561601,7.545111014210331,8543.4999999962474,0.9752853881274256,0.64499615090124562]
[357,8544,1.0289999999999999,0.51449999999999996,3.2759182590196532,1.6379591295098266,7.545111014210331,8543.9999999962474,0.97534246575299632,0.63894732224027639]
[357,8544.5,1.0228999999999999,0.51144999999999996,{"$f":"C17094*$E$2","v":3.2564983354239097},1.6282491677119548,7.545111014210331,8544.4999999962474,0.97539954337856705,0.63321685298251607]
[{"$f":"INT(B17095/24)+1","v":357},8545,0.79910000000000003,{"$f":"C17095*0.5","v":0.39955000000000002},2.5440099910423761,{"$f":"E17095*0.5","v":1.2720049955211881},{"$f":"IF(A17095<=$N$42,$O$42,IF(A17095<=$N$43,$O$43,IF(A17095<=$N$44,$O$44,IF(A17095<=$N$45,$O$45,IF(A17095<=$N$46,$O$46,IF(A17095<=$N$47,$O$47,IF(A17095<=$N$48,$O$48,IF(A17095<=$N$49,$O$49,IF(A17095<=$N$50,$O$50,IF(A17095<=$N$51,$O$51,IF(A17095<=$N$52,$O$52,IF(A17095<=$N$53,$O$53))))))))))))","v":7.545111014210331},{"$f":"I17095*8760","v":8544.9999999962474},0.97545662100413777,0.63321685298251607]
[357,8545.5,0.65190000000000003,0.32595000000000002,2.075384949518865,1.0376924747594325,7.545111014210331,8545.4999999962456,0.97551369862970849,0.63226177477288936]
[357,8546,0.58589999999999998,0.29294999999999999,1.8652677434009863,0.93263387170049317,7.545111014210331,8545.9999999962456,{"$f":"1/17520+I17096","v":0.97557077625527922},0.62971489954721815]
[357,8546.5,0.5544,0.2772,1.7649845313901806,0.88249226569509032,7.545111014210331,8546.4999999962456,0.97562785388084994,0.62812310253117354]
[357,8547,0.48599999999999999,0.24299999999999999,1.5472266995952881,0.77361334979764407,7.545111014210331,8546.9999999962456,0.97568493150642066,0.62780474312796464]
[357,8547.5,0.45290000000000002,0.22645000000000001,1.44184973713314,0.72092486856657001,7.545111014210331,8547.4999999962438,0.97574200913199138,0.62621294611192013]
[357,8548,0.46739999999999998,0.23369999999999999,1.4880118505984314,0.74400592529921572,7.545111014210331,8547.9999999962438,0.97579908675756211,0.62366607088624881]
[357,8548.5,0.88690000000000002,0.44345000000000001,2.8235295470597968,1.4117647735298984,7.545111014210331,8548.4999999962438,0.97585616438313283,0.62207427387020431]
[357,8549,0.88729999999999998,0.44364999999999999,2.8248029846726319,1.412401492336316,7.545111014210331,8548.9999999962438,0.97591324200870355,0.61729888282207068]
[357,8549.5,0.90890000000000004,0.45445000000000002,2.8935686157657563,1.4467843078828782,7.545111014210331,8549.499999996242,0.97597031963427427,0.61602544520923508]
[357,8550,0.91449999999999998,0.45724999999999999,2.9113967423454548,1.4556983711727274,7.545111014210331,8549.999999996242,0.976027397259845,0.61347856998356387]
[357,8550.5,0.86360000000000003,0.43180000000000002,2.7493518061121214,1.3746759030560607,7.545111014210331,8550.499999996242,0.97608447488541572,0.61347856998356387]
[357,8551,0.9597,0.47985,3.0552951925958807,1.5276475962979403,7.545111014210331,8550.999999996242,0.97614155251098644,0.61220513237072827]
[357,8551.5,1.1206,0.56030000000000002,3.5675354723590122,1.7837677361795061,7.545111014210331,8551.4999999962401,0.97619863013655717,0.60806646012901244]
[357,8552,1.3355999999999999,0.66779999999999995,4.252008189258162,2.126004094629081,7.545111014210331,8551.9999999962401,0.97625570776212789,0.60615630370975904]
[357,8552.5,1.5447,0.77234999999999998,4.9176977013679872,2.4588488506839936,7.545111014210331,8552.4999999962401,0.97631278538769861,0.60488286609692332]
[357,8553,1.5485,0.77424999999999999,4.9297953586899252,2.4648976793449626,7.545111014210331,8552.9999999962401,0.97636986301326933,0.60074419385520761]
[357,8553.5,1.7387999999999999,0.86939999999999995,5.5356333029964748,2.7678166514982374,7.545111014210331,8553.4999999962383,0.97642694063884006,0.59469536519423827]
[357,8554,1.7979000000000001,0.89895000000000003,5.7237837102929401,2.86189185514647,7.545111014210331,8553.9999999962383,0.97648401826441078,0.59374028698461156]
[357,8554.5,1.9831000000000001,0.99155000000000004,6.3133853250358358,3.1566926625179179,7.545111014210331,8554.4999999962383,0.9765410958899815,0.58800981772685135]
[357,8555,2.0196999999999998,1.0098499999999999,6.4299048666102951,3.2149524333051476,7.545111014210331,8554.9999999962383,0.97659817351555223,0.58514458309797113]
[357,8555.5,2.1581999999999999,1.0790999999999999,6.8708326400546316,3.4354163200273158,7.545111014210331,8555.4999999962365,0.97665525114112295,0.58514458309797113]
[357,8556,2.3452000000000002,1.1726000000000001,7.4661647240552886,3.7330823620276443,7.545111014210331,8555.9999999962365,0.97671232876669367,0.58450786429155333]
[357,8556.5,2.2441,1.12205,7.1443033674110827,3.5721516837055414,7.545111014210331,8556.4999999962365,0.97676940639226439,0.58387114548513552]
[357,8557,2.2223999999999999,1.1112,7.0752193769147498,3.5376096884573749,7.545111014210331,8556.9999999962365,0.97682648401783512,0.58355278608192651]
[357,8557.5,2.3237999999999999,1.1618999999999999,7.3980358117685814,3.6990179058842907,7.545111014210331,8557.4999999962347,0.97688356164340584,0.5806875514530464]
[357,8558,2.0299,1.01495,6.4623775257376037,3.2311887628688019,7.545111014210331,8557.9999999962347,0.97694063926897656,0.57686723861453959]
[357,8558.5,2.0577999999999999,1.0288999999999999,6.5511997992328883,3.2755998996164442,7.545111014210331,8558.4999999962347,0.97699771689454729,0.57654887921133069]
[357,8559,2.0251999999999999,1.0125999999999999,6.447414633786785,3.2237073168933925,7.545111014210331,8558.9999999962329,0.97705479452011801,0.56604301890543673]
[357,8559.5,2.2332999999999998,1.1166499999999999,7.1099205518645201,3.55496027593226,7.545111014210331,8559.4999999962329,0.97711187214568873,0.56031254964767629]
[357,8560,2.2801,1.14005,7.2589127525662889,3.6294563762831444,7.545111014210331,8559.9999999962329,0.97716894977125945,0.5599941902444675]
[357,8560.5,2.3571,1.17855,7.5040494930371473,3.7520247465185737,7.545111014210331,8560.4999999962329,0.97722602739683018,0.55872075263163179]
[357,8561,2.6345000000000001,1.31725,8.3871784775386562,4.1935892387693281,7.545111014210331,8560.9999999962311,0.9772831050224009,0.55394536158349816]
[357,8561.5,2.8119000000000001,1.40595,8.9519480588312579,4.4759740294156289,7.545111014210331,8561.4999999962311,0.97734018264797162,0.55235356456745366]
[357,8562,2.9382999999999999,1.46915,9.3543543444873158,4.6771771722436579,7.545111014210331,8561.9999999962311,0.97739726027354235,0.55203520516424476]
[357,8562.5,2.9510999999999998,1.4755499999999999,9.3951043480980552,4.6975521740490276,7.545111014210331,8562.4999999962311,0.97745433789911307,0.54916997053536454]
[357,8563,2.8734000000000002,1.4367000000000001,9.1477390918047359,4.5738695459023679,7.545111014210331,8562.9999999962292,0.97751141552468379,0.54725981411611113]
[357,8563.5,3.0003000000000002,1.5001500000000001,9.5517371744768376,4.7758685872384188,7.545111014210331,8563.4999999962292,0.97756849315025451,0.54630473590648443]
[357,8564,2.9033000000000002,1.4516500000000001,9.2429285533641981,4.621464276682099,7.545111014210331,8563.9999999962292,0.97762557077582524,0.54566801710006663]
[357,8564.5,2.8315999999999999,1.4157999999999999,9.0146648612634106,4.5073324306317053,7.545111014210331,8564.4999999962292,0.97768264840139596,0.54248442306797762]
[357,8565,2.7652999999999999,1.3826499999999999,8.8035925769359054,4.4017962884679527,7.545111014210331,8564.9999999962274,0.97773972602696668,0.5402559072455152]
[357,8565.5,2.68,1.34,8.5320320059987083,4.2660160029993541,7.545111014210331,8565.4999999962274,0.97779680365253741,0.53707231321342608]
[357,8566,2.6032000000000002,1.3016000000000001,8.2875319843342687,4.1437659921671344,7.545111014210331,8565.9999999962274,0.97785388127810813,0.53643559440700839]
[357,8566.5,2.5091999999999999,1.2545999999999999,7.9882741453178951,3.9941370726589476,7.545111014210331,8566.4999999962274,0.97791095890367885,0.52911332813320344]
[357,8567,1.4943,0.74714999999999998,4.7572445621506976,2.3786222810753488,7.545111014210331,8566.9999999962256,0.97796803652924957,0.520517624246563]
[357,8567.5,1.2263999999999999,0.61319999999999997,3.9043597209540355,1.9521798604770177,7.545111014210331,8567.4999999962256,0.9780251141548203,0.51765238961768278]
[358,8568,1.0259,0.51295000000000002,3.2660491175201773,1.6330245587600887,7.545111014210331,8567.9999999962256,0.97808219178039102,0.51733403021447399]
[358,8568.5,0.78110000000000002,0.39055000000000001,2.4867052984647731,1.2433526492323865,7.545111014210331,8568.4999999962256,0.97813926940596174,0.51606059260163828]
[358,8569,0.64480000000000004,0.32240000000000002,2.0527814318910327,1.0263907159455163,7.545111014210331,8568.9999999962238,0.97819634703153246,0.51446879558559377]
[358,8569.5,0.51590000000000003,0.25795000000000001,1.6424161611547514,0.82120808057737571,7.545111014210331,8569.4999999962238,0.97825342465710319,0.51096684215029575]
[358,8570,0.52180000000000004,0.26090000000000002,1.6611993659440771,0.83059968297203857,7.545111014210331,8569.9999999962238,0.97831050228267391,0.50873832632783345]
[358,8570.5,0.46250000000000002,0.23125000000000001,1.4724122398411952,0.73620611992059759,7.545111014210331,8570.4999999962238,0.97836757990824463,0.50682816990858004]
[358,8571,0.43919999999999998,0.21959999999999999,1.3982344988935196,0.69911724944675979,7.545111014210331,8570.999999996222,0.97842465753381536,0.50491801348932652]
[358,8571.5,0.45,0.22500000000000001,1.4326173144400818,0.71630865722004089,7.545111014210331,8571.499999996222,0.97848173515938608,0.50459965408611762]
[358,8572,0.44140000000000001,0.22070000000000001,1.4052384057641156,0.70261920288205781,7.545111014210331,8571.999999996222,0.9785388127849568,0.50109770065081971]
[358,8572.5,1.3947000000000001,0.69735000000000003,4.4401585965546264,2.2200792982773132,7.545111014210331,8572.499999996222,0.97859589041052752,0.50109770065081971]
[358,8573,1.3900999999999999,0.69504999999999995,4.4255140640070163,2.2127570320035082,7.545111014210331,8572.9999999962201,0.97865296803609825,0.49855082542514839]
[358,8573.5,1.4291,0.71455000000000002,4.5496742312584901,2.2748371156292451,7.545111014210331,8573.4999999962201,0.97871004566166897,0.49441215318343262]
[358,8574,1.5235000000000001,0.76175000000000004,4.8502055078876989,2.4251027539438494,7.545111014210331,8573.9999999962201,0.97876712328723969,0.49250199676417922]
[358,8574.5,1.6753,0.83765000000000001,5.3334750819588193,2.6667375409794096,7.545111014210331,8574.4999999962201,0.97882420091281042,0.49218363736097021]
[358,8575,1.9289000000000001,0.96445000000000003,6.1408345284966082,3.0704172642483041,7.545111014210331,8574.9999999962183,0.97888127853838114,0.48135941765186746]
[358,8575.5,2.2801999999999998,1.1400999999999999,7.2592311119694974,3.6296155559847487,7.545111014210331,8575.4999999962183,0.97893835616395186,0.48008598003903175]
[358,8576,2.4542000000000002,1.2271000000000001,7.8131764735529972,3.9065882367764986,7.545111014210331,8575.9999999962183,0.97899543378952258,0.47276371376522691]
[358,8576.5,2.4996999999999998,1.2498499999999999,{"$f":"C17158*$E$2","v":7.9580300020130483},3.9790150010065242,7.545111014210331,8576.4999999962165,0.97905251141509331,0.47117191674918241]
[{"$f":"INT(B17159/24)+1","v":358},8577,2.2948,{"$f":"C17159*0.5","v":1.1474},7.3057115848379981,{"$f":"E17159*0.5","v":3.652855792418999},{"$f":"IF(A17159<=$N$42,$O$42,IF(A17159<=$N$43,$O$43,IF(A17159<=$N$44,$O$44,IF(A17159<=$N$45,$O$45,IF(A17159<=$N$46,$O$46,IF(A17159<=$N$47,$O$47,IF(A17159<=$N$48,$O$48,IF(A17159<=$N$49,$O$49,IF(A17159<=$N$50,$O$50,IF(A17159<=$N$51,$O$51,IF(A17159<=$N$52,$O$52,IF(A17159<=$N$53,$O$53))))))))))))","v":7.545111014210331},{"$f":"I17159*8760","v":8576.9999999962165},0.97910958904066403,0.4702168385395557]
[358,8577.5,2.1496,1.0748,6.8434537313786654,3.4217268656893327,7.545111014210331,8577.4999999962165,0.97916666666623475,0.46958011973313785]
[358,8578,2.0933000000000002,1.0466500000000001,6.6642173873720516,3.3321086936860258,7.545111014210331,8577.9999999962165,{"$f":"1/17520+I17160","v":0.97922374429180548},0.46862504152351114]
[358,8578.5,2.1343999999999999,1.0671999999999999,6.7950631020909116,3.3975315510454558,7.545111014210331,8578.4999999962147,0.9792808219173762,0.46480472868500422]
[358,8579,2.0661999999999998,1.0330999999999999,6.5779419891024364,3.2889709945512182,7.545111014210331,8578.9999999962147,0.97933789954294692,0.46257621286254197]
[358,8579.5,2.1341999999999999,1.0670999999999999,6.7944263832844936,3.3972131916422468,7.545111014210331,8579.4999999962147,0.97939497716851764,0.46225785345933301]
[358,8580,2.0811000000000002,1.0405500000000001,6.6253775401805646,3.3126887700902823,7.545111014210331,8579.9999999962147,0.97945205479408837,0.45780082181440834]
[358,8580.5,2.1511,1.07555,6.8482291224267993,3.4241145612133996,7.545111014210331,8580.4999999962129,0.97950913241965909,0.45748246241119939]
[358,8581,2.1175999999999999,1.0588,6.7415787223518153,3.3707893611759077,7.545111014210331,8580.9999999962129,0.97956621004522981,0.45652738420157268]
[358,8581.5,2.0472999999999999,1.0236499999999999,6.5177720618959532,3.2588860309479766,7.545111014210331,8581.4999999962129,0.97962328767080054,0.45589066539515483]
[358,8582,2.0203000000000002,1.0101500000000001,6.4318150230295492,3.2159075115147746,7.545111014210331,8581.9999999962129,0.97968036529637126,0.45334379016948362]
[358,8582.5,1.9806999999999999,0.99034999999999995,6.3057446993588213,3.1528723496794107,7.545111014210331,8582.499999996211,0.97973744292194198,0.45207035255664796]
[358,8583,2.0678000000000001,1.0339,6.5830357395537797,3.2915178697768899,7.545111014210331,8582.999999996211,0.9797945205475127,0.45175199315343906]
[358,8583.5,2.2303000000000002,1.1151500000000001,7.1003697697682542,3.5501848848841271,7.545111014210331,8583.499999996211,0.97985159817308343,0.4495234773309767]
[358,8584,2.4152,1.2076,7.6890163063015224,3.8445081531507612,7.545111014210331,8583.999999996211,0.97990867579865415,0.44920511792776785]
[358,8584.5,2.6497999999999999,1.3249,8.4358874662296177,4.2179437331148089,7.545111014210331,8584.4999999962092,0.97996575342422487,0.44474808628284307]
[358,8585,3,1.5,9.550782096267211,4.7753910481336055,7.545111014210331,8584.9999999962092,0.9800228310497956,0.44124613284754516]
[358,8585.5,3.1137000000000001,1.5568500000000001,9.9127567377157391,4.9563783688578695,7.545111014210331,8585.4999999962092,0.98007990867536632,0.44092777344433626]
[358,8586,3.0581,1.52905,9.7357489095315852,4.8678744547657926,7.545111014210331,8585.9999999962092,0.98013698630093704,0.44029105463791846]
[358,8586.5,3.3266,1.6633,10.5905439071475,5.2952719535737502,7.545111014210331,8586.4999999962074,0.98019406392650776,0.43265042896090461]
[358,8587,3.2031999999999998,1.6015999999999999,10.19768840358771,5.0988442017938551,7.545111014210331,8586.9999999962074,0.98025114155207849,0.4291484755256067]
[358,8587.5,3.3496000000000001,1.6748000000000001,10.663766569885551,5.3318832849427755,7.545111014210331,8587.4999999962074,0.98030821917764921,0.42278128746142857]
[358,8588,3.2233000000000001,1.61165,10.261678643632701,5.1308393218163504,7.545111014210331,8587.9999999962074,0.98036529680321993,0.41768753701008604]
[358,8588.5,3.3515000000000001,1.6757500000000001,10.66981539854652,5.33490769927326,7.545111014210331,8588.4999999962056,0.98042237442879066,0.41545902118762368]
[358,8589,3.2008999999999999,1.6004499999999999,10.190366137313905,5.0951830686569526,7.545111014210331,8588.9999999962056,0.98047945205436138,0.41545902118762368]
[358,8589.5,3.0869,1.54345,9.8274364176557505,4.9137182088278752,7.545111014210331,8589.4999999962056,0.9805365296799321,0.41100198954269895]
[358,8590,2.8965999999999998,1.4482999999999999,9.2215984733492,4.6107992366746,7.545111014210331,8589.9999999962056,0.98059360730550282,0.4103652707362811]
[358,8590.5,2.8382000000000001,1.4191,9.0356765818751992,4.5178382909375996,7.545111014210331,8590.4999999962038,0.98065068493107355,0.41004691133307225]
[358,8591,1.4705999999999999,0.73529999999999995,4.6817933835901862,2.3408966917950931,7.545111014210331,8590.9999999962038,0.98070776255664427,0.40941019252665439]
[358,8591.5,1.2218,0.6109,3.8897151884064263,1.9448575942032131,7.545111014210331,8591.4999999962038,0.98076484018221499,0.40017776983359615]
[359,8592,1.0567,0.52834999999999999,3.3641038137085206,1.6820519068542603,7.545111014210331,8591.9999999962038,0.98082191780778571,0.39858597281755165]
[359,8592.5,0.73140000000000005,0.36570000000000003,2.328480675069946,1.164240337534973,7.545111014210331,8592.499999996202,0.98087899543335644,0.39794925401113379]
[359,8593,0.64359999999999995,0.32179999999999997,2.0489611190525254,1.0244805595262627,7.545111014210331,8592.999999996202,0.98093607305892716,0.39062698773732896]
[359,8593.5,0.53649999999999998,0.26824999999999999,1.7079981982157861,0.85399909910789307,7.545111014210331,8593.499999996202,0.98099315068449788,0.3887168313180755]
[359,8594,0.50490000000000002,0.25245000000000001,1.6073966268017716,0.80369831340088582,7.545111014210331,8593.9999999962001,0.98105022831006861,0.38457815907635973]
[359,8594.5,0.48870000000000002,0.24435000000000001,1.5558224034819288,0.7779112017409644,7.545111014210331,8594.4999999962001,0.98110730593563933,0.38362308086673297]
[359,8595,0.47349999999999998,0.23674999999999999,1.5074317741941747,0.75371588709708737,7.545111014210331,8594.9999999962001,0.98116438356121005,0.3810762056410617]
[359,8595.5,0.47199999999999998,0.23599999999999999,1.5026563831460411,0.75132819157302055,7.545111014210331,8595.4999999962001,0.98122146118678077,0.380121127431435]
[359,8596,0.44309999999999999,0.22155,1.4106505156186671,0.70532525780933353,7.545111014210331,8595.9999999961983,0.9812785388123515,0.3785293304153905]
[359,8596.5,1.6882999999999999,0.84414999999999996,5.3748618043759775,2.6874309021879887,7.545111014210331,8596.4999999961983,0.98133561643792222,0.37534573638330143]
[359,8597,1.6915,0.84575,5.3850493052786623,2.6925246526393312,7.545111014210331,8596.9999999961983,0.98139269406349294,0.37534573638330143]
[359,8597.5,1.7208000000000001,0.86040000000000005,5.4783286104188722,2.7391643052094361,7.545111014210331,8597.4999999961983,0.98144977168906367,0.37502737698009248]
[359,8598,1.7847,0.89234999999999998,5.6817602690693638,2.8408801345346819,7.545111014210331,8597.9999999961965,0.98150684931463439,0.37311722056083901]
[359,8598.5,1.913,0.95650000000000002,6.0902153833863917,3.0451076916931958,7.545111014210331,8598.4999999961965,0.98156392694020511,0.37057034533516781]
[359,8599,2.1795,1.08975,6.9386431929381285,3.4693215964690642,7.545111014210331,8598.9999999961965,0.98162100456577583,0.36579495428703418]
[359,8599.5,2.4845999999999999,1.2423,7.9099577321285039,3.954978866064252,7.545111014210331,8599.4999999961965,0.98167808219134656,0.36420315727098967]
[359,8600,2.7490999999999999,1.3745499999999999,8.7520183536160623,4.3760091768080311,7.545111014210331,8599.9999999961947,0.98173515981691728,0.36324807906136292]
[359,8600.5,2.6743000000000001,1.3371500000000001,8.5138855200158012,4.2569427600079006,7.545111014210331,8600.4999999961947,0.981792237442488,0.35656253159397588]
[359,8601,2.5661999999999998,1.2830999999999999,8.1697390051469725,4.0848695025734862,7.545111014210331,8600.9999999961947,0.98184931506805873,0.35242385935226012]
[359,8601.5,2.4643000000000002,1.2321500000000001,7.8453307732770963,3.9226653866385481,7.545111014210331,8601.4999999961947,0.98190639269362945,0.35178714054584226]
[359,8602,2.4201000000000001,1.2100500000000001,7.7046159170587591,3.8523079585293796,7.545111014210331,8601.9999999961929,0.98196347031920017,0.35146878114263336]
[359,8602.5,2.5095000000000001,1.25475,7.9892292235275217,3.9946146117637609,7.545111014210331,8602.4999999961929,0.98202054794477089,0.3495586247233799]
[359,8603,2.3645,1.18225,7.5276080888746071,3.7638040444373035,7.545111014210331,8602.9999999961929,0.98207762557034162,0.34701174949770869]
[359,8603.5,2.2907000000000002,1.1453500000000001,7.2926588493064344,3.6463294246532172,7.545111014210331,8603.4999999961929,0.98213470319591234,0.34191799904636616]
[359,8604,2.331,1.1655,7.4209576887996231,3.7104788443998116,7.545111014210331,8603.999999996191,0.98219178082148306,0.34191799904636616]
[359,8604.5,2.2886000000000002,1.1443000000000001,7.2859733018390473,3.6429866509195237,7.545111014210331,8604.499999996191,0.98224885844705379,0.34096292083673946]
[359,8605,2.3365999999999998,1.1682999999999999,7.4387858153793207,3.7193929076896604,7.545111014210331,8604.999999996191,0.98230593607262451,0.3406445614335305]
[359,8605.5,2.2766999999999999,1.13835,7.248088532857186,3.624044266428593,7.545111014210331,8605.499999996191,0.98236301369819523,0.33809768620785929]
[359,8606,2.2317999999999998,1.1158999999999999,7.1051451608163863,3.5525725804081931,7.545111014210331,8605.9999999961892,0.98242009132376595,0.32822854470838314]
[359,8606.5,2.2109999999999999,1.1054999999999999,7.038926404948934,3.519463202474467,7.545111014210331,8606.4999999961892,0.98247716894933668,0.32217971604741391]
[359,8607,2.2357,1.11785,7.1175611775415346,3.5587805887707673,7.545111014210331,8606.9999999961892,0.9825342465749074,0.31963284082174265]
[359,8607.5,2.3151999999999999,1.1576,7.3706569030926152,3.6853284515463076,7.545111014210331,8607.4999999961892,0.98259132420047812,0.31453909037040012]
[359,8608,2.5270999999999999,1.26355,8.0452604784922901,4.022630239246145,7.545111014210331,8607.9999999961874,0.98264840182604885,0.31422073096719122]
[359,8608.5,2.6981999999999999,1.3491,{"$f":"C17222*$E$2","v":8.5899734173827298},4.2949867086913649,7.545111014210331,8608.4999999961874,0.98270547945161957,0.31390237156398232]
[{"$f":"INT(B17223/24)+1","v":359},8609,3.1299000000000001,{"$f":"C17223*0.5","v":1.5649500000000001},9.9643309610355821,{"$f":"E17223*0.5","v":4.9821654805177911},{"$f":"IF(A17223<=$N$42,$O$42,IF(A17223<=$N$43,$O$43,IF(A17223<=$N$44,$O$44,IF(A17223<=$N$45,$O$45,IF(A17223<=$N$46,$O$46,IF(A17223<=$N$47,$O$47,IF(A17223<=$N$48,$O$48,IF(A17223<=$N$49,$O$49,IF(A17223<=$N$50,$O$50,IF(A17223<=$N$51,$O$51,IF(A17223<=$N$52,$O$52,IF(A17223<=$N$53,$O$53))))))))))))","v":7.545111014210331},{"$f":"I17223*8760","v":8608.9999999961874},0.98276255707719029,0.30084963603241716]
[359,8609.5,3.3128000000000002,1.6564000000000001,10.546610309504672,5.273305154752336,7.545111014210331,8609.4999999961856,0.98281963470276101,0.2992578390163726]
[359,8610,3.456,1.728,11.002500974899826,5.5012504874499131,7.545111014210331,8609.9999999961856,{"$f":"1/17520+I17224","v":0.98287671232833174},0.29607424498428353]
[359,8610.5,3.4011999999999998,1.7005999999999999,10.828040021941344,5.4140200109706722,7.545111014210331,8610.4999999961856,0.98293378995390246,0.29543752617786573]
[359,8611,3.4874000000000001,1.7437,11.102465827507425,5.5512329137537124,7.545111014210331,8610.9999999961856,0.98299086757947318,0.29225393214577666]
[359,8611.5,3.4468000000000001,1.7234,10.973211909804608,5.4866059549023038,7.545111014210331,8611.4999999961838,0.9830479452050439,0.29225393214577666]
[359,8612,3.2831999999999999,1.6415999999999999,10.452375926154835,5.2261879630774173,7.545111014210331,8611.9999999961838,0.98310502283061463,0.2903437757265232]
[359,8612.5,3.3729,1.68645,10.737944310833225,5.3689721554166123,7.545111014210331,8612.4999999961838,0.98316210045618535,0.2897070569201054]
[359,8613,3.2319,1.61595,10.289057552308666,5.144528776154333,7.545111014210331,8612.9999999961838,0.98321917808175607,0.2893886975168965]
[359,8613.5,3.2256,1.6128,10.269000909906506,5.1345004549532529,7.545111014210331,8613.4999999961819,0.9832762557073268,0.27792775900137584]
[359,8614,3.1442000000000001,1.5721000000000001,10.009856355694454,5.0049281778472272,7.545111014210331,8613.9999999961819,0.98333333333289752,0.27729104019495804]
[359,8614.5,3.0404,1.5202,9.6793992951636092,4.8396996475818046,7.545111014210331,8614.4999999961819,0.98339041095846824,0.27601760258212238]
[359,8615,1.4890000000000001,0.74450000000000005,4.7403715137806257,2.3701857568903129,7.545111014210331,8614.9999999961819,0.98344748858403896,0.27156057093719771]
[359,8615.5,1.2462,0.62309999999999999,3.9673948827893994,1.9836974413946997,7.545111014210331,8615.4999999961801,0.98350456620960969,0.27092385213077985]
[360,8616,1.0027999999999999,0.50139999999999996,3.1925080953789196,1.5962540476894598,7.545111014210331,8615.9999999961801,0.98356164383518041,0.27060549272757101]
[360,8616.5,0.78269999999999995,0.39134999999999998,2.491799048916115,1.2458995244580575,7.545111014210331,8616.4999999961801,0.98361872146075113,0.26933205511473535]
[360,8617,0.60909999999999997,0.30454999999999999,1.9391271249454527,0.96956356247272635,7.545111014210331,8616.9999999961801,0.98367579908632186,0.26360158585697502]
[360,8617.5,0.58109999999999995,0.29054999999999997,1.8499864920469586,0.92499324602347932,7.545111014210331,8617.4999999961783,0.98373287671189258,0.26328322645376612]
[360,8618,0.50890000000000002,0.25445000000000001,1.6201310029301279,0.81006550146506395,7.545111014210331,8617.9999999961783,0.9837899543374633,0.26137307003451271]
[360,8618.5,0.42849999999999999,0.21425,1.3641700427501666,0.68208502137508331,7.545111014210331,8618.4999999961783,0.98384703196303402,0.25978127301846815]
[360,8619,0.44219999999999998,0.22109999999999999,1.4077852809897868,0.70389264049489342,7.545111014210331,8618.9999999961783,0.98390410958860475,0.25787111659921469]
[360,8619.5,0.42970000000000003,0.21485000000000001,1.3679903555886737,0.68399517779433683,7.545111014210331,8619.4999999961765,0.98396118721417547,0.25468752256712562]
[360,8620,0.40760000000000002,0.20380000000000001,1.2976329274795051,0.64881646373975255,7.545111014210331,8619.9999999961765,0.98401826483974619,0.25277736614787216]
[360,8620.5,1.7543,0.87714999999999999,5.5849790104938561,2.7924895052469281,7.545111014210331,8620.4999999961765,0.98407534246531692,0.24290822464839609]
[360,8621,1.7536,0.87680000000000002,5.5827504946713935,2.7913752473356968,7.545111014210331,8620.9999999961765,0.98413242009088764,0.2394062712130981]
[360,8621.5,1.7925,0.89624999999999999,5.7065923025196588,2.8532961512598294,7.545111014210331,8621.4999999961747,0.98418949771645836,0.22412501985907057]
[360,8622,1.8669,0.93345,5.9434516985070855,2.9717258492535428,7.545111014210331,8621.9999999961747,0.98424657534202908,0.22125978523019041]
[360,8622.5,1.9542999999999999,0.97714999999999996,6.2216978169116697,3.1108489084558348,7.545111014210331,8622.4999999961747,0.98430365296759981,0.21616603477884788]
[360,8623,2.2071999999999998,1.1035999999999999,7.0268287476269951,3.5134143738134975,7.545111014210331,8622.9999999961747,0.98436073059317053,0.20566017447295395]
[360,8623.5,2.5798999999999999,1.2899499999999999,8.2133542433865916,4.1066771216932958,7.545111014210331,8623.4999999961728,0.98441780821874125,0.20502345566653613]
[360,8624,2.82,1.41,8.9777351704911776,4.4888675852455888,7.545111014210331,8623.9999999961728,0.98447488584431198,0.20152150223123813]
[360,8624.5,2.7185000000000001,1.3592500000000001,8.6546003762341375,4.3273001881170687,7.545111014210331,8624.4999999961728,0.9845319634698827,0.19706447058631343]
[360,8625,2.5749,1.28745,8.1974362732261472,4.0987181366130736,7.545111014210331,8624.9999999961728,0.98458904109545342,0.1941992359574333]
[360,8625.5,2.4523999999999999,1.2262,7.8074460042952358,3.9037230021476179,7.545111014210331,8625.499999996171,0.98464611872102414,0.19292579834459767]
[360,8626,2.4224000000000001,1.2112000000000001,7.7119381833325642,3.8559690916662821,7.545111014210331,8625.999999996171,0.98470319634659487,0.1903789231189264]
[360,8626.5,2.4506000000000001,1.2253000000000001,7.8017155350374763,3.9008577675187381,7.545111014210331,8626.499999996171,0.98476027397216559,0.18719532908683734]
[360,8627,2.4432,1.2216,7.7781569392000165,3.8890784696000082,7.545111014210331,8626.9999999961692,0.98481735159773631,0.1852851726675839]
[360,8627.5,2.4024999999999999,1.2012499999999999,7.6485846620939908,3.8242923310469954,7.545111014210331,8627.4999999961692,0.98487442922330704,0.1846484538611661]
[360,8628,2.3765000000000001,1.18825,7.5658112172596761,3.782905608629838,7.545111014210331,8627.9999999961692,0.98493150684887776,0.18210157863549484]
[360,8628.5,2.4439000000000002,1.2219500000000001,7.7803854550224791,3.8901927275112396,7.545111014210331,8628.4999999961692,0.98498858447444848,0.18178321923228591]
[360,8629,2.4895999999999998,1.2447999999999999,7.9258757022889492,3.9629378511444746,7.545111014210331,8628.9999999961674,0.9850456621000192,0.18114650042586811]
[360,8629.5,2.3488000000000002,1.1744000000000001,7.4776256625708095,3.7388128312854048,7.545111014210331,8629.4999999961674,0.98510273972558993,0.17987306281303247]
[360,8630,2.3268,1.1634,7.4075865938648491,3.7037932969324245,7.545111014210331,8629.9999999961674,0.98515981735116065,0.17637110937773448]
[360,8630.5,2.3359000000000001,1.16795,7.4365572995568598,3.7182786497784299,7.545111014210331,8630.4999999961674,0.98521689497673137,0.17446095295848105]
[360,8631,2.3098999999999998,1.1549499999999999,7.3537838547225434,3.6768919273612717,7.545111014210331,8630.9999999961656,0.98527397260230209,0.17032228071676525]
[360,8631.5,2.3797999999999999,1.1899,7.5763170775655695,3.7881585387827847,7.545111014210331,8631.4999999961656,0.98533105022787282,0.16777540549109399]
[360,8632,2.6059999999999999,1.3029999999999999,8.2964460476241175,4.1482230238120588,7.545111014210331,8631.9999999961656,0.98538812785344354,0.16713868668467619]
[360,8632.5,2.8588,1.4294,9.1012586189362334,4.5506293094681167,7.545111014210331,8632.4999999961656,0.98544520547901426,0.16300001444296042]
[360,8633,3.2446000000000002,1.6223000000000001,10.329489196516198,5.1647445982580988,7.545111014210331,8632.9999999961638,0.98550228310458499,0.15917970160445352]
[360,8633.5,3.3862999999999999,1.6931499999999999,10.780604470863219,5.3903022354316095,7.545111014210331,8633.4999999961638,0.98555936073015571,0.15440431055631992]
[360,8634,3.5364,1.7682,11.258461935079788,5.6292309675398942,7.545111014210331,8633.9999999961638,0.98561643835572643,0.15408595115311099]
[360,8634.5,3.6619999999999999,1.831,11.658321345510176,5.829160672755088,7.545111014210331,8634.4999999961638,0.98567351598129715,0.15217579473385756]
[360,8635,3.5419,1.77095,11.275971702256278,5.6379858511281391,7.545111014210331,8634.9999999961619,0.98573059360686788,0.14389845025042597]
[360,8635.5,3.6606000000000001,1.8303,11.653864313865251,5.8269321569326253,7.545111014210331,8635.4999999961619,0.9857876712324386,0.13848634039587454]
[360,8636,3.4933999999999998,1.7466999999999999,11.121567391699958,5.5607836958499792,7.545111014210331,8635.9999999961619,0.98584474885800932,0.13180079292848751]
[360,8636.5,3.5804999999999998,1.7902499999999999,11.398858431894915,5.6994292159474575,7.545111014210331,8636.4999999961619,0.98590182648358005,0.12734376128356281]
[360,8637,3.6627000000000001,1.83135,11.660549861332639,5.8302749306663193,7.545111014210331,8636.9999999961601,0.98595890410915077,0.12511524546110048]
[360,8637.5,3.6871,1.84355,11.738229555715611,5.8691147778578054,7.545111014210331,8637.4999999961601,0.98601598173472149,0.12447852665468266]
[360,8638,3.5373000000000001,1.7686500000000001,11.261327169708668,5.630663584854334,7.545111014210331,8637.9999999961601,0.98607305936029221,0.12447852665468266]
[360,8638.5,3.4979,1.74895,11.135893564844359,5.5679467824221796,7.545111014210331,8638.4999999961601,0.98613013698586294,0.12129493262259358]
[360,8639,1.5188999999999999,0.75944999999999996,4.8355609753400888,2.4177804876700444,7.545111014210331,8638.9999999961583,0.98618721461143366,0.12002149500975794]
[360,8639.5,1.1398999999999999,0.56994999999999996,3.6289788371783311,1.8144894185891656,7.545111014210331,8639.4999999961583,0.98624429223700438,0.11970313560654905]
[361,8640,1.0548,0.52739999999999998,3.3580549850475512,1.6790274925237756,7.545111014210331,8639.9999999961583,0.98630136986257511,0.11651954157445997]
[361,8640.5,0.77639999999999998,0.38819999999999999,{"$f":"C17286*$E$2","v":2.4717424065139539},1.235871203256977,7.545111014210331,8640.4999999961583,0.98635844748814583,0.11365430694557982]
[{"$f":"INT(B17287/24)+1","v":361},8641,0.64480000000000004,{"$f":"C17287*0.5","v":0.32240000000000002},2.0527814318910327,{"$f":"E17287*0.5","v":1.0263907159455163},{"$f":"IF(A17287<=$N$42,$O$42,IF(A17287<=$N$43,$O$43,IF(A17287<=$N$44,$O$44,IF(A17287<=$N$45,$O$45,IF(A17287<=$N$46,$O$46,IF(A17287<=$N$47,$O$47,IF(A17287<=$N$48,$O$48,IF(A17287<=$N$49,$O$49,IF(A17287<=$N$50,$O$50,IF(A17287<=$N$51,$O$51,IF(A17287<=$N$52,$O$52,IF(A17287<=$N$53,$O$53))))))))))))","v":7.545111014210331},{"$f":"I17287*8760","v":8640.9999999961565},0.98641552511371655,0.11078907231669964]
[361,8641.5,0.55900000000000005,0.27950000000000003,1.7796290639377905,0.88981453196889526,7.545111014210331,8641.4999999961565,0.98647260273928727,0.10760547828461056]
[361,8642,0.49130000000000001,0.24565000000000001,1.5640997479653602,0.78204987398268011,7.545111014210331,8641.9999999961565,{"$f":"1/17520+I17288","v":0.986529680364858},9.9646493204387912E-2]
[361,8642.5,0.45850000000000002,0.22925000000000001,1.4596778637128387,0.72983893185641935,7.545111014210331,8642.4999999961565,0.98658675799042872,9.3597664543418668E-2]
[361,8643,0.47099999999999997,0.23549999999999999,1.4994727891139521,0.74973639455697605,7.545111014210331,8642.9999999961547,0.98664383561599944,8.882227349528507E-2]
[361,8643.5,0.44829999999999998,0.22414999999999999,1.4272052045855301,0.71360260229276506,7.545111014210331,8643.4999999961547,0.98670091324157017,8.3410163640733642E-2]
[361,8644,0.40910000000000002,0.20455000000000001,1.3024083185276387,0.65120415926381936,7.545111014210331,8643.9999999961547,0.98675799086714089,8.3410163640733642E-2]
[361,8644.5,2.2324999999999999,1.11625,7.1073736766388489,3.5536868383194244,7.545111014210331,8644.4999999961528,0.98681506849271161,8.3091804237524741E-2]
[361,8645,2.2652000000000001,1.1326000000000001,7.2114772014881625,3.6057386007440813,7.545111014210331,8644.9999999961528,0.98687214611828233,8.0863288415062379E-2]
[361,8645.5,2.4155000000000002,1.2077500000000001,7.6899713845111499,3.844985692255575,7.545111014210331,8645.4999999961528,0.98692922374385306,7.7679694382973327E-2]
[361,8646,2.4691000000000001,1.23455,7.8606120246311235,3.9303060123155618,7.545111014210331,8645.9999999961528,0.98698630136942378,6.7810552883497202E-2]
[361,8646.5,2.5682,1.2841,8.176106193211151,4.0880530966055755,7.545111014210331,8646.499999996151,0.9870433789949945,6.5582037061034854E-2]
[361,8647,2.8391000000000002,1.4195500000000001,9.0385418165040807,4.5192709082520404,7.545111014210331,8646.999999996151,0.98710045662056523,6.0169927206483433E-2]
[361,8647.5,3.0872999999999999,1.54365,9.8287098552685865,4.9143549276342933,7.545111014210331,8647.499999996151,0.98715753424613595,5.6986333174394353E-2]
[361,8648,3.3391000000000002,1.6695500000000001,10.630338832548615,5.3151694162743075,7.545111014210331,8647.999999996151,0.98721461187170667,5.4439457948723104E-2]
[361,8648.5,3.2208999999999999,1.6104499999999999,10.254038017955686,5.1270190089778431,7.545111014210331,8648.4999999961492,0.98727168949727739,5.2847660932678571E-2]
[361,8649,3.0638000000000001,1.5319,9.753895395514494,4.876947697757247,7.545111014210331,8648.9999999961492,0.98732876712284812,5.2210942126260755E-2]
[361,8649.5,2.9847999999999999,1.4923999999999999,9.5023914669794571,4.7511957334897286,7.545111014210331,8649.4999999961492,0.98738584474841884,4.7753910481336051E-2]
[361,8650,2.8433999999999999,1.4217,9.0522312708420625,4.5261156354210312,7.545111014210331,8649.9999999961492,0.98744292237398956,4.5207035255664801E-2]
[361,8650.5,2.6153,1.30765,8.3260534721225454,4.1630267360612727,7.545111014210331,8650.4999999961474,0.98749999999956029,3.7566409578651032E-2]
[361,8651,2.6594000000000002,1.3297000000000001,8.466449968937674,4.233224984468837,7.545111014210331,8650.9999999961474,0.98755707762513101,3.5974612562606492E-2]
[361,8651.5,2.4901,1.24505,7.9274674993049938,3.9637337496524969,7.545111014210331,8651.4999999961474,0.98761415525070173,3.0244143304846167E-2]
[361,8652,2.4723000000000002,1.2361500000000001,7.8707995255338092,3.9353997627669046,7.545111014210331,8651.9999999961474,0.98767123287627245,2.9607424498428351E-2]
[361,8652.5,2.5575999999999999,1.2787999999999999,8.1423600964710054,4.0711800482355027,7.545111014210331,8652.4999999961456,0.98772831050184318,2.674218986954819E-2]
[361,8653,2.4659,1.23295,7.8504245237284387,3.9252122618642193,7.545111014210331,8652.9999999961456,0.9877853881274139,2.1330080014996772E-2]
[361,8653.5,2.3721000000000001,1.18605,7.551803403518484,3.775901701759242,7.545111014210331,8653.4999999961456,0.98784246575298462,1.6873048370072072E-2]
[361,8654,2.3058999999999998,1.1529499999999999,7.3410494785941864,3.6705247392970932,7.545111014210331,8653.9999999961456,0.98789954337855534,1.4007813741191911E-2]
[361,8654.5,2.2012,1.1006,7.0077271834344614,3.5038635917172307,7.545111014210331,8654.4999999961437,0.98795662100412607,9.5507820962672119E-3]
[361,8655,2.2534999999999998,1.1267499999999999,7.1742291513127192,3.5871145756563596,7.545111014210331,8654.9999999961437,0.98801369862969679,7.6406256770137678E-3]
[361,8655.5,2.1993,1.09965,7.0016783547734924,3.5008391773867462,7.545111014210331,8655.4999999961437,0.98807077625526751,3.8203128385068839E-3]
[361,8656,2.4104000000000001,1.2052,7.6737350549474952,3.8368675274737476,7.545111014210331,8655.9999999961437,0.98812785388083824,0]
[361,8656.5,2.5825999999999998,1.2912999999999999,8.2219499472732327,4.1109749736366163,7.545111014210331,8656.4999999961419,0.98818493150640896,0]
[361,8657,2.9552,1.4776,9.4081570836296216,4.7040785418148108,7.545111014210331,8656.9999999961419,0.98824200913197968,0]
[361,8657.5,3.0922999999999998,1.5461499999999999,9.8446278254290309,4.9223139127145155,7.545111014210331,8657.4999999961419,0.9882990867575504,0]
[361,8658,3.0708000000000002,1.5354000000000001,9.7761805537391187,4.8880902768695593,7.545111014210331,8657.9999999961419,0.98835616438312113,0]
[361,8658.5,3.1213000000000002,1.5606500000000001,9.9369520523596151,4.9684760261798075,7.545111014210331,8658.4999999961401,0.98841324200869185,0]
[361,8659,3.1671,1.58355,10.082760659029296,5.0413803295146478,7.545111014210331,8658.9999999961401,0.98847031963426257,0]
[361,8659.5,3.0750000000000002,1.5375000000000001,9.7895516486738909,4.8947758243369455,7.545111014210331,8659.4999999961401,0.9885273972598333,0]
[361,8660,2.9998,1.4999,9.5501453774607938,4.7750726887303969,7.545111014210331,8659.9999999961401,0.98858447488540402,0]
[361,8660.5,2.8206000000000002,1.4103000000000001,8.9796453269104326,4.4898226634552163,7.545111014210331,8660.4999999961383,0.98864155251097474,0]
[361,8661,2.9514,1.4757,9.3960594263076818,4.6980297131538409,7.545111014210331,8660.9999999961383,0.98869863013654546,0]
[361,8661.5,2.7665000000000002,1.3832500000000001,8.8074128897744135,4.4037064448872068,7.545111014210331,8661.4999999961383,0.98875570776211619,0]
[361,8662,2.5935999999999999,1.2968,8.2569694816262125,4.1284847408131062,7.545111014210331,8661.9999999961365,0.98881278538768691,0]
[361,8662.5,2.5373999999999999,1.2686999999999999,8.0780514970228072,4.0390257485114036,7.545111014210331,8662.4999999961365,0.98886986301325763,0]
[361,8663,1.5185,0.75924999999999998,4.8342875377272527,2.4171437688636264,7.545111014210331,8662.9999999961365,0.98892694063882836,0]
[361,8663.5,1.2343999999999999,0.61719999999999997,3.929828473210748,1.964914236605374,7.545111014210331,8663.4999999961365,0.98898401826439908,0]
[362,8664,1.0083,0.50414999999999999,3.2100178625554094,1.6050089312777047,7.545111014210331,8663.9999999961346,0.9890410958899698,0]
[362,8664.5,0.7399,0.36995,2.3555412243427032,1.1777706121713516,7.545111014210331,8664.4999999961346,0.98909817351554052,0]
[362,8665,0.70479999999999998,0.35239999999999999,2.2437970738163768,1.1218985369081884,7.545111014210331,8664.9999999961346,0.98915525114111125,0]
[362,8665.5,0.55079999999999996,0.27539999999999998,1.7535235928746598,0.87676179643732988,7.545111014210331,8665.4999999961346,0.98921232876668197,0]
[362,8666,0.48170000000000002,0.24085000000000001,1.5335372452573053,0.76676862262865264,7.545111014210331,8665.9999999961328,0.98926940639225269,0]
[362,8666.5,0.47,0.23499999999999999,1.4962891950818629,0.74814459754093143,7.545111014210331,8666.4999999961328,0.98932648401782342,0]
[362,8667,0.46039999999999998,0.23019999999999999,1.4657266923738079,0.73286334618690396,7.545111014210331,8666.9999999961328,0.98938356164339414,0]
[362,8667.5,0.44729999999999998,0.22364999999999999,1.4240216105534411,0.71201080527672056,7.545111014210331,8667.4999999961328,0.98944063926896486,0]
[362,8668,0.43959999999999999,0.2198,1.3995079365063552,0.69975396825317759,7.545111014210331,8667.999999996131,0.98949771689453558,0]
[362,8668.5,1.6855,0.84275,5.3659477410861278,2.6829738705430639,7.545111014210331,8668.499999996131,0.98955479452010631,0]
[362,8669,1.6900999999999999,0.84504999999999997,5.3805922736337379,2.690296136816869,7.545111014210331,8668.999999996131,0.98961187214567703,0]
[362,8669.5,1.7309000000000001,0.86545000000000005,5.5104829101429722,2.7552414550714861,7.545111014210331,8669.499999996131,0.98966894977124775,0]
[362,8670,1.7871999999999999,0.89359999999999995,5.689719254149586,2.844859627074793,7.545111014210331,8669.9999999961292,0.98972602739681848,0]
[362,8670.5,1.9568000000000001,0.97840000000000005,6.2296568019918928,3.1148284009959464,7.545111014210331,8670.4999999961292,0.9897831050223892,0]
[362,8671,2.2787999999999999,1.1394,7.254774080324573,3.6273870401622865,7.545111014210331,8670.9999999961292,0.98984018264795992,0]
[362,8671.5,2.6661000000000001,1.3330500000000001,8.4877800489526702,4.2438900244763351,7.545111014210331,8671.4999999961292,0.98989726027353064,0]
[362,8672,2.9087999999999998,1.4543999999999999,9.2604383205406879,4.630219160270344,7.545111014210331,8671.9999999961274,0.98995433789910137,0]
[362,8672.5,2.8132000000000001,1.4066000000000001,{"$f":"C17350*$E$2","v":8.9560867310729737},4.4780433655364869,7.545111014210331,8672.4999999961274,0.99001141552467209,0]
[{"$f":"INT(B17351/24)+1","v":362},8673,2.7877000000000001,{"$f":"C17351*0.5","v":1.39385},8.874905083254701,{"$f":"E17351*0.5","v":4.4374525416273505},{"$f":"IF(A17351<=$N$42,$O$42,IF(A17351<=$N$43,$O$43,IF(A17351<=$N$44,$O$44,IF(A17351<=$N$45,$O$45,IF(A17351<=$N$46,$O$46,IF(A17351<=$N$47,$O$47,IF(A17351<=$N$48,$O$48,IF(A17351<=$N$49,$O$49,IF(A17351<=$N$50,$O$50,IF(A17351<=$N$51,$O$51,IF(A17351<=$N$52,$O$52,IF(A17351<=$N$53,$O$53))))))))))))","v":7.545111014210331},{"$f":"I17351*8760","v":8672.9999999961274},0.99006849315024281,0]
[362,8673.5,2.5979999999999999,1.2989999999999999,8.2709772953674037,4.1354886476837018,7.545111014210331,8673.4999999961274,0.99012557077581353,0]
[362,8674,2.5752000000000002,1.2876000000000001,8.1983913514357738,4.0991956757178869,7.545111014210331,8673.9999999961256,{"$f":"1/17520+I17352","v":0.99018264840138426},0]
[362,8674.5,2.4531999999999998,1.2265999999999999,7.809992879520907,3.9049964397604535,7.545111014210331,8674.4999999961256,0.99023972602695498,0]
[362,8675,2.4333999999999998,1.2166999999999999,7.7469577176855431,3.8734788588427715,7.545111014210331,8674.9999999961256,0.9902968036525257,0]
[362,8675.5,2.2614000000000001,1.1307,7.1993795441662236,3.5996897720831118,7.545111014210331,8675.4999999961256,0.99035388127809643,0]
[362,8676,2.3475999999999999,1.1738,7.4738053497323014,3.7369026748661507,7.545111014210331,8675.9999999961237,0.99041095890366715,0]
[362,8676.5,2.4519000000000002,1.2259500000000001,7.8058542072791921,3.9029271036395961,7.545111014210331,8676.4999999961237,0.99046803652923787,0]
[362,8677,2.4037000000000002,1.2018500000000001,7.6524049749324989,3.8262024874662495,7.545111014210331,8676.9999999961237,0.99052511415480859,0]
[362,8677.5,2.3708,1.1854,7.5476647312767682,3.7738323656383841,7.545111014210331,8677.4999999961219,0.99058219178037932,0]
[362,8678,2.3772000000000002,1.1886000000000001,7.5680397330821387,3.7840198665410694,7.545111014210331,8677.9999999961219,0.99063926940595004,0]
[362,8678.5,2.3578999999999999,1.1789499999999999,7.5065963682628185,3.7532981841314093,7.545111014210331,8678.4999999961219,0.99069634703152076,0]
[362,8679,2.3597000000000001,1.1798500000000001,7.5123268375205798,3.7561634187602899,7.545111014210331,8678.9999999961219,0.99075342465709149,0]
[362,8679.5,2.5070000000000001,1.2535000000000001,7.9812702384472995,3.9906351192236498,7.545111014210331,8679.4999999961201,0.99081050228266221,0]
[362,8680,2.7229000000000001,1.36145,8.6686081899753304,4.3343040949876652,7.545111014210331,8679.9999999961201,0.99086757990823293,0]
[362,8680.5,2.9550000000000001,1.4775,9.4075203648232026,4.7037601824116013,7.545111014210331,8680.4999999961201,0.99092465753380365,0]
[362,8681,3.1238999999999999,1.5619499999999999,9.9452293968430467,4.9726146984215234,7.545111014210331,8680.9999999961201,0.99098173515937438,0]
[362,8681.5,3.5062000000000002,1.7531000000000001,11.1623173953107,5.5811586976553498,7.545111014210331,8681.4999999961183,0.9910388127849451,0]
[362,8682,3.6013999999999999,1.8007,11.465395547165578,5.7326977735827889,7.545111014210331,8681.9999999961183,0.99109589041051582,0]
[362,8682.5,3.7852999999999999,1.8926499999999999,12.050858489666757,6.0254292448333784,7.545111014210331,8682.4999999961183,0.99115296803608655,0]
[362,8683,3.7858999999999998,1.8929499999999999,12.05276864608601,6.026384323043005,7.545111014210331,8682.9999999961183,0.99121004566165727,0]
[362,8683.5,3.6282000000000001,1.8141,11.550715867225565,5.7753579336127823,7.545111014210331,8683.4999999961165,0.99126712328722799,0]
[362,8684,3.472,1.736,11.053438479413252,5.526719239706626,7.545111014210331,8683.9999999961165,0.99132420091279871,0]
[362,8684.5,3.6093000000000002,1.8046500000000001,11.490545940019082,5.7452729700095411,7.545111014210331,8684.4999999961165,0.99138127853836944,0]
[362,8685,3.6063999999999998,1.8031999999999999,11.481313517326022,5.7406567586630111,7.545111014210331,8684.9999999961165,0.99143835616394016,0]
[362,8685.5,3.3492000000000002,1.6746000000000001,10.662493132272715,5.3312465661363575,7.545111014210331,8685.4999999961146,0.99149543378951088,0]
[362,8686,3.3656000000000001,1.6828000000000001,10.714704074398975,5.3573520371994876,7.545111014210331,8685.9999999961146,0.99155251141508161,0]
[362,8686.5,3.3317999999999999,1.6658999999999999,10.607098596114364,5.3035492980571819,7.545111014210331,8686.4999999961146,0.99160958904065233,0]
[362,8687,1.5046999999999999,0.75234999999999996,4.7903539400844242,2.3951769700422121,7.545111014210331,8686.9999999961146,0.99166666666622305,0]
[362,8687.5,1.2363999999999999,0.61819999999999997,3.9361956612749265,1.9680978306374632,7.545111014210331,8687.4999999961128,0.99172374429179377,0]
[363,8688,1.0502,0.52510000000000001,3.3434104524999415,1.6717052262499708,7.545111014210331,8687.9999999961128,0.9917808219173645,0]
[363,8688.5,0.97489999999999999,0.48744999999999999,3.1036858218836345,1.5518429109418173,7.545111014210331,8688.4999999961128,0.99183789954293522,0]
[363,8689,0.79369999999999996,0.39684999999999998,2.5268185832690948,1.2634092916345474,7.545111014210331,8688.9999999961128,0.99189497716850594,0]
[363,8689.5,0.67700000000000005,0.33850000000000002,2.1552931597243008,1.0776465798621504,7.545111014210331,8689.499999996111,0.99195205479407667,0]
[363,8690,0.60309999999999997,0.30154999999999998,1.9200255607529182,0.9600127803764591,7.545111014210331,8689.999999996111,0.99200913241964739,0]
[363,8690.5,0.52790000000000004,0.26395000000000002,1.6806192895398204,0.84030964476991021,7.545111014210331,8690.499999996111,0.99206621004521811,0]
[363,8691,0.49170000000000003,0.24585000000000001,1.565373185578196,0.78268659278909802,7.545111014210331,8690.999999996111,0.99212328767078883,0]
[363,8691.5,0.46179999999999999,0.23089999999999999,1.4701837240187325,0.73509186200936627,7.545111014210331,8691.4999999961092,0.99218036529635956,0]
[363,8692,0.47249999999999998,0.23624999999999999,1.5042481801620857,0.75212409008104286,7.545111014210331,8691.9999999961092,0.99223744292193028,0]
[363,8692.5,2.3157999999999999,1.1578999999999999,7.3725670595118684,3.6862835297559342,7.545111014210331,8692.4999999961092,0.992294520547501,0]
[363,8693,2.2660999999999998,1.1330499999999999,7.2143424361170414,3.6071712180585207,7.545111014210331,8692.9999999961092,0.99235159817307173,0]
[363,8693.5,2.2862,1.1431,7.2783326761620328,3.6391663380810164,7.545111014210331,8693.4999999961074,0.99240867579864245,0]
[363,8694,2.2847,1.14235,7.273557285113899,3.6367786425569495,7.545111014210331,8693.9999999961074,0.99246575342421317,0]
[363,8694.5,2.2528999999999999,1.12645,7.172318994893466,3.586159497446733,7.545111014210331,8694.4999999961074,0.99252283104978389,0]
[363,8695,2.3376000000000001,1.1688000000000001,7.4419694094114108,3.7209847047057054,7.545111014210331,8694.9999999961055,0.99257990867535462,0]
[363,8695.5,2.4535999999999998,1.2267999999999999,7.8112663171337422,3.9056331585668711,7.545111014210331,8695.4999999961055,0.99263698630092534,0]
[363,8696,2.6572,1.3286,8.4594460620670784,4.2297230310335392,7.545111014210331,8695.9999999961055,0.99269406392649606,0]
[363,8696.5,2.7934000000000001,1.3967000000000001,8.8930515692376098,4.4465257846188049,7.545111014210331,8696.4999999961055,0.99275114155206678,0]
[363,8697,3.0021,1.50105,9.5574676437345971,4.7787338218672986,7.545111014210331,8696.9999999961037,0.99280821917763751,0]
[363,8697.5,3.1724999999999999,1.5862499999999999,10.099952066802576,5.049976033401288,7.545111014210331,8697.4999999961037,0.99286529680320823,0]
[363,8698,3.2877999999999998,1.6438999999999999,10.467020458702445,5.2335102293512223,7.545111014210331,8697.9999999961037,0.99292237442877895,0]
[363,8698.5,3.2747999999999999,1.6374,10.425633736285286,5.2128168681426432,7.545111014210331,8698.4999999961037,0.99297945205434968,0]
[363,8699,3.5024999999999999,1.75125,11.150538097391969,5.5752690486959846,7.545111014210331,8698.9999999961019,0.9930365296799204,0]
[363,8699.5,3.4594,1.7297,11.01332519460893,5.5066625973044649,7.545111014210331,8699.4999999961019,0.99309360730549112,0]
[363,8700,3.6111,1.80555,11.496276409276842,5.7481382046384208,7.545111014210331,8699.9999999961019,0.99315068493106184,0]
[363,8700.5,3.6438999999999999,1.82195,11.600698293529364,5.8003491467646819,7.545111014210331,8700.4999999961019,0.99320776255663257,0]
[363,8701,3.5741999999999998,1.7870999999999999,11.378801789492755,5.6894008947463774,7.545111014210331,8700.9999999961001,0.99326484018220329,0]
[363,8701.5,3.3361999999999998,1.6680999999999999,10.621106409855557,5.3105532049277784,7.545111014210331,8701.4999999961001,0.99332191780777401,0]
[363,8702,3.2202000000000002,1.6101000000000001,10.251809502133225,5.1259047510666127,7.545111014210331,8701.9999999961001,0.99337899543334474,0]
[363,8702.5,3.2090000000000001,1.6045,10.216153248973827,5.1080766244869134,7.545111014210331,8702.4999999961001,0.99343607305891546,0]
[363,8703,3.2038000000000002,1.6019000000000001,10.199598560006963,5.0997992800034817,7.545111014210331,8702.9999999960983,0.99349315068448618,0]
[363,8703.5,3.3254999999999999,1.66275,10.587041953712204,5.2935209768561018,7.545111014210331,8703.4999999960983,0.9935502283100569,0]
[363,8704,3.4318,1.7159,10.925457999323271,5.4627289996616355,7.545111014210331,8703.9999999960983,0.99360730593562763,0]
[363,8704.5,3.3687,1.68435,{"$f":"C17414*$E$2","v":10.724573215898451},5.3622866079492253,7.545111014210331,8704.4999999960983,0.99366438356119835,0]
[{"$f":"INT(B17415/24)+1","v":363},8705,3.6160999999999999,{"$f":"C17415*0.5","v":1.8080499999999999},11.512194379437286,{"$f":"E17415*0.5","v":5.756097189718643},{"$f":"IF(A17415<=$N$42,$O$42,IF(A17415<=$N$43,$O$43,IF(A17415<=$N$44,$O$44,IF(A17415<=$N$45,$O$45,IF(A17415<=$N$46,$O$46,IF(A17415<=$N$47,$O$47,IF(A17415<=$N$48,$O$48,IF(A17415<=$N$49,$O$49,IF(A17415<=$N$50,$O$50,IF(A17415<=$N$51,$O$51,IF(A17415<=$N$52,$O$52,IF(A17415<=$N$53,$O$53))))))))))))","v":7.545111014210331},{"$f":"I17415*8760","v":8704.9999999960964},0.99372146118676907,0]
[363,8705.5,3.9068000000000001,1.9534,12.43766516456558,6.2188325822827899,7.545111014210331,8705.4999999960964,0.9937785388123398,0]
[363,8706,3.9980000000000002,1.9990000000000001,12.728008940292105,6.3640044701460523,7.545111014210331,8705.9999999960964,{"$f":"1/17520+I17416","v":0.99383561643791052},0]
[363,8706.5,4.0228000000000002,2.0114000000000001,12.806962072287913,6.4034810361439565,7.545111014210331,8706.4999999960964,0.99389269406348124,0]
[363,8707,4.0453000000000001,2.0226500000000001,12.878592938009916,6.4392964690049581,7.545111014210331,8706.9999999960946,0.99394977168905196,0]
[363,8707.5,4.1795999999999998,2.0897999999999999,13.306149616519477,6.6530748082597384,7.545111014210331,8707.4999999960946,0.99400684931462269,0]
[363,8708,4.0495000000000001,2.02475,12.89196403294469,6.4459820164723451,7.545111014210331,8707.9999999960946,0.99406392694019341,0]
[363,8708.5,3.9723000000000002,1.9861500000000001,12.646190573667415,6.3230952868337074,7.545111014210331,8708.4999999960946,0.99412100456576413,0]
[363,8709,3.8683999999999998,1.9341999999999999,12.315415153733358,6.1577075768666791,7.545111014210331,8708.9999999960928,0.99417808219133486,0]
[363,8709.5,3.7717000000000001,1.88585,12.007561610830347,6.0037808054151736,7.545111014210331,8709.4999999960928,0.99423515981690558,0]
[363,8710,3.7884000000000002,1.8942000000000001,12.060727631166234,6.030363815583117,7.545111014210331,8709.9999999960928,0.9942922374424763,0]
[363,8710.5,3.5283000000000002,1.7641500000000001,11.232674823419867,5.6163374117099334,7.545111014210331,8710.4999999960928,0.99434931506804702,0]
[363,8711,1.5203,0.76014999999999999,4.8400180069850132,2.4200090034925066,7.545111014210331,8710.999999996091,0.99440639269361775,0]
[363,8711.5,1.2427999999999999,0.62139999999999995,3.9565706630802961,1.9782853315401481,7.545111014210331,8711.499999996091,0.99446347031918847,0]
[364,8712,0.96050000000000002,0.48025000000000001,3.0578420678215523,1.5289210339107762,7.545111014210331,8711.999999996091,0.99452054794475919,0]
[364,8712.5,0.98299999999999998,0.49149999999999999,3.129472933543556,1.564736466771778,7.545111014210331,8712.4999999960892,0.99457762557032992,0]
[364,8713,0.7601,0.38005,2.4198498237909023,1.2099249118954511,7.545111014210331,8712.9999999960892,0.99463470319590064,0]
[364,8713.5,0.6079,0.30395,1.9353068121069459,0.96765340605347294,7.545111014210331,8713.4999999960892,0.99469178082147136,0]
[364,8714,0.53739999999999999,0.26869999999999999,1.7108634328446664,0.85543171642233318,7.545111014210331,8713.9999999960892,0.99474885844704208,0]
[364,8714.5,0.57430000000000003,0.28715000000000002,1.8283380526287532,0.91416902631437658,7.545111014210331,8714.4999999960874,0.99480593607261281,0]
[364,8715,0.49370000000000003,0.24685000000000001,1.5717403736423741,0.78587018682118703,7.545111014210331,8714.9999999960874,0.99486301369818353,0]
[364,8715.5,0.4637,0.23185,1.476232552679702,0.738116276339851,7.545111014210331,8715.4999999960874,0.99492009132375425,0]
[364,8716,0.46929999999999999,0.23465,1.4940606792594007,0.74703033962970034,7.545111014210331,8715.9999999960874,0.99497716894932497,0]
[364,8716.5,2.4106000000000001,1.2053,7.6743717737539132,3.8371858868769566,7.545111014210331,8716.4999999960855,0.9950342465748957,0]
[364,8717,2.4106000000000001,1.2053,7.6743717737539132,3.8371858868769566,7.545111014210331,8716.9999999960855,0.99509132420046642,0]
[364,8717.5,2.4266999999999999,1.2133499999999999,7.7256276376705468,3.8628138188352734,7.545111014210331,8717.4999999960855,0.99514840182603714,0]
[364,8718,2.4037000000000002,1.2018500000000001,7.6524049749324989,3.8262024874662495,7.545111014210331,8717.9999999960855,0.99520547945160787,0]
[364,8718.5,2.4376000000000002,1.2188000000000001,7.7603288126203189,3.8801644063101595,7.545111014210331,8718.4999999960837,0.99526255707717859,0]
[364,8719,2.5659999999999998,1.2829999999999999,8.1691022863405536,4.0845511431702768,7.545111014210331,8718.9999999960837,0.99531963470274931,0]
[364,8719.5,2.7082000000000002,1.3541000000000001,8.6218093577036203,4.3109046788518102,7.545111014210331,8719.4999999960837,0.99537671232832003,0]
[364,8720,2.9001000000000001,1.4500500000000001,9.2327410524615132,4.6163705262307566,7.545111014210331,8719.9999999960837,0.99543378995389076,0]
[364,8720.5,3.0323000000000002,1.5161500000000001,9.6536121835036894,4.8268060917518447,7.545111014210331,8720.4999999960819,0.99549086757946148,0]
[364,8721,3.2637999999999998,1.6318999999999999,10.390614201932307,5.1953071009661533,7.545111014210331,8720.9999999960819,0.9955479452050322,0]
[364,8721.5,3.1861999999999999,1.5931,10.143567305042195,5.0717836525210975,7.545111014210331,8721.4999999960819,0.99560502283060293,0]
[364,8722,3.3281999999999998,1.6640999999999999,10.595637657598843,5.2978188287994215,7.545111014210331,8721.9999999960819,0.99566210045617365,0]
[364,8722.5,3.49,1.7450000000000001,11.110743171990856,5.5553715859954282,7.545111014210331,8722.4999999960801,0.99571917808174437,0]
[364,8723,3.6507000000000001,1.82535,11.62234673294757,5.8111733664737848,7.545111014210331,8722.9999999960801,0.99577625570731509,0]
[364,8723.5,3.6985999999999999,1.8492999999999999,11.774840887084634,5.8874204435423172,7.545111014210331,8723.4999999960801,0.99583333333288582,0]
[364,8724,3.7446999999999999,1.87235,11.921604571963941,5.9608022859819707,7.545111014210331,8723.9999999960801,0.99589041095845654,0]
[364,8724.5,3.7869999999999999,1.8935,12.056270599521309,6.0281352997606543,7.545111014210331,8724.4999999960783,0.99594748858402726,0]
[364,8725,3.8567,1.92835,12.278167103557918,6.1390835517789588,7.545111014210331,8724.9999999960783,0.99600456620959799,0]
[364,8725.5,3.4112,1.7056,10.859875962262237,5.4299379811311184,7.545111014210331,8725.4999999960783,0.99606164383516871,0]
[364,8726,3.2989000000000002,1.6494500000000001,10.502358352458634,5.251179176229317,7.545111014210331,8725.9999999960783,0.99611872146073943,0]
[364,8726.5,3.2624,1.6312,10.386157170287383,5.1930785851436916,7.545111014210331,8726.4999999960764,0.99617579908631015,0]
[364,8727,3.1694,1.5847,10.090082925303099,5.0450414626515494,7.545111014210331,8726.9999999960764,0.99623287671188088,0]
[364,8727.5,3.262,1.631,10.384883732674547,5.1924418663372736,7.545111014210331,8727.4999999960764,0.9962899543374516,0]
[364,8728,3.3027000000000002,1.6513500000000001,10.514456009780574,5.2572280048902869,7.545111014210331,8727.9999999960764,0.99634703196302232,0]
[364,8728.5,3.3875999999999999,1.6938,10.784743143104935,5.3923715715524674,7.545111014210331,8728.4999999960746,0.99640410958859305,0]
[364,8729,3.6509,1.82545,11.622983451753987,5.8114917258769934,7.545111014210331,8728.9999999960746,0.99646118721416377,0]
[364,8729.5,3.7498,1.8749,11.937840901527595,5.9689204507637976,7.545111014210331,8729.4999999960746,0.99651826483973449,0]
[364,8730,3.8706999999999998,1.9353499999999999,12.322737420007163,6.1613687100035817,7.545111014210331,8729.9999999960728,0.99657534246530521,0]
[364,8730.5,3.6798999999999999,1.83995,11.715307678684569,5.8576538393422846,7.545111014210331,8730.4999999960728,0.99663242009087594,0]
[364,8731,3.8224999999999998,1.9112499999999999,12.16928818766047,6.0846440938302351,7.545111014210331,8730.9999999960728,0.99668949771644666,0]
[364,8731.5,3.9274,1.9637,12.503247201626614,6.251623600813307,7.545111014210331,8731.4999999960728,0.99674657534201738,0]
[364,8732,3.5834999999999999,1.79175,11.408409213991183,5.7042046069955914,7.545111014210331,8731.999999996071,0.99680365296758811,0]
[364,8732.5,3.6223000000000001,1.81115,11.53193266243624,5.7659663312181202,7.545111014210331,8732.499999996071,0.99686073059315883,0]
[364,8733,3.3978999999999999,1.69895,10.817534161635452,5.4087670808177259,7.545111014210331,8732.999999996071,0.99691780821872955,0]
[364,8733.5,3.5465,1.77325,11.290616234803888,5.6453081174019442,7.545111014210331,8733.499999996071,0.99697488584430027,0]
[364,8734,3.4224000000000001,1.7112000000000001,10.895532215421635,5.4477661077108177,7.545111014210331,8733.9999999960692,0.997031963469871,0]
[364,8734.5,3.4645000000000001,1.7322500000000001,11.029561524172584,5.5147807620862919,7.545111014210331,8734.4999999960692,0.99708904109544172,0]
[364,8735,1.5179,0.75895000000000001,4.8323773813079995,2.4161886906539998,7.545111014210331,8734.9999999960692,0.99714611872101244,0]
[364,8735.5,1.2486999999999999,0.62434999999999996,3.9753538678696221,1.987676933934811,7.545111014210331,8735.4999999960692,0.99720319634658316,0]
[365,8736,0.98060000000000003,0.49030000000000001,3.1218323078665424,1.5609161539332712,7.545111014210331,8735.9999999960673,0.99726027397215389,0]
[365,8736.5,0.77749999999999997,0.38874999999999998,{"$f":"C17478*$E$2","v":2.4752443599492522},1.2376221799746261,7.545111014210331,8736.4999999960673,0.99731735159772461,0]
[{"$f":"INT(B17479/24)+1","v":365},8737,0.64849999999999997,{"$f":"C17479*0.5","v":0.32424999999999998},2.0645607298097621,{"$f":"E17479*0.5","v":1.0322803649048811},{"$f":"IF(A17479<=$N$42,$O$42,IF(A17479<=$N$43,$O$43,IF(A17479<=$N$44,$O$44,IF(A17479<=$N$45,$O$45,IF(A17479<=$N$46,$O$46,IF(A17479<=$N$47,$O$47,IF(A17479<=$N$48,$O$48,IF(A17479<=$N$49,$O$49,IF(A17479<=$N$50,$O$50,IF(A17479<=$N$51,$O$51,IF(A17479<=$N$52,$O$52,IF(A17479<=$N$53,$O$53))))))))))))","v":7.545111014210331},{"$f":"I17479*8760","v":8736.9999999960673},0.99737442922329533,0]
[365,8737.5,0.54210000000000003,0.27105000000000001,1.725826324795485,0.86291316239774252,7.545111014210331,8737.4999999960673,0.99743150684886606,0]
[365,8738,0.47610000000000002,0.23805000000000001,1.5157091186776064,0.75785455933880319,7.545111014210331,8737.9999999960655,{"$f":"1/17520+I17480","v":0.99748858447443678},0]
[365,8738.5,0.4708,0.2354,1.4988360703075343,0.74941803515376715,7.545111014210331,8738.4999999960655,0.9975456621000075,0]
[365,8739,0.41560000000000002,0.20780000000000001,1.3231016797362176,0.66155083986810881,7.545111014210331,8738.9999999960655,0.99760273972557822,0]
[365,8739.5,0.43630000000000002,0.21815000000000001,1.3890020762004613,0.69450103810023067,7.545111014210331,8739.4999999960655,0.99765981735114895,0]
[365,8740,0.44290000000000002,0.22145000000000001,1.4100137968122493,0.70500689840612463,7.545111014210331,8739.9999999960637,0.99771689497671967,0]
[365,8740.5,2.1985999999999999,1.0992999999999999,6.9994498389510298,3.4997249194755149,7.545111014210331,8740.4999999960637,0.99777397260229039,0]
[365,8741,2.1892999999999998,1.0946499999999999,6.969842414452601,3.4849212072263005,7.545111014210331,8740.9999999960637,0.99783105022786112,0]
[365,8741.5,2.2248999999999999,1.1124499999999999,7.083178361994972,3.541589180997486,7.545111014210331,8741.4999999960637,0.99788812785343184,0]
[365,8742,2.3224999999999998,1.1612499999999999,7.3938971395268656,3.6969485697634328,7.545111014210331,8741.9999999960619,0.99794520547900256,0]
[365,8742.5,2.4047000000000001,1.20235,7.6555885689645873,3.8277942844822936,7.545111014210331,8742.4999999960619,0.99800228310457328,0]
[365,8743,2.669,1.3345,8.4970124716457285,4.2485062358228642,7.545111014210331,8742.9999999960619,0.99805936073014401,0]
[365,8743.5,3.0609000000000002,1.5304500000000001,9.7446629728214358,4.8723314864107179,7.545111014210331,8743.4999999960619,0.99811643835571473,0]
[365,8744,3.3573,1.67865,10.688280243932635,5.3441401219663174,7.545111014210331,8743.9999999960601,0.99817351598128545,0]
[365,8744.5,3.2021000000000002,1.6010500000000001,10.194186450152413,5.0970932250762067,7.545111014210331,8744.4999999960601,0.99823059360685618,0]
[365,8745,3.0981000000000001,1.54905,9.8630926708151492,4.9315463354075746,7.545111014210331,8744.9999999960601,0.9982876712324269,0]
[365,8745.5,2.9422000000000001,1.4711000000000001,9.3667703612124633,4.6833851806062317,7.545111014210331,8745.4999999960601,0.99834474885799762,0]
[365,8746,2.8687,1.43435,9.1327761998539163,4.5663880999269582,7.545111014210331,8745.9999999960582,0.99840182648356834,0]
[365,8746.5,2.8363999999999998,1.4181999999999999,9.0299461126174378,4.5149730563087189,7.545111014210331,8746.4999999960582,0.99845890410913907,0]
[365,8747,2.8660000000000001,1.4330000000000001,9.1241804959672752,4.5620902479836376,7.545111014210331,8746.9999999960582,0.99851598173470979,0]
[365,8747.5,2.9632999999999998,1.4816499999999999,9.4339441952895413,4.7169720976447707,7.545111014210331,8747.4999999960564,0.99857305936028051,0]
[365,8748,2.8530000000000002,1.4265000000000001,9.0827937735501187,4.5413968867750594,7.545111014210331,8747.9999999960564,0.99863013698585124,0]
[365,8748.5,2.9020999999999999,1.45105,9.2391082405256899,4.619554120262845,7.545111014210331,8748.4999999960564,0.99868721461142196,0]
[365,8749,2.8447,1.42235,9.0563699430837783,4.5281849715418891,7.545111014210331,8748.9999999960564,0.99874429223699268,0]
[365,8749.5,2.9114,1.4557,9.2687156650241196,4.6343578325120598,7.545111014210331,8749.4999999960546,0.9988013698625634,0]
[365,8750,2.7585999999999999,1.3793,8.7822624969209091,4.3911312484604546,7.545111014210331,8749.9999999960546,0.99885844748813413,0]
[365,8750.5,2.8111999999999999,1.4056,8.9497195430087935,4.4748597715043967,7.545111014210331,8750.4999999960546,0.99891552511370485,0]
[365,8751,2.9165000000000001,1.45825,9.2849519945877734,4.6424759972938867,7.545111014210331,8750.9999999960546,0.99897260273927557,0]
[365,8751.5,3.0346000000000002,1.5173000000000001,9.6609344497774927,4.8304672248887464,7.545111014210331,8751.4999999960528,0.9990296803648463,0]
[365,8752,3.1267999999999998,1.5633999999999999,9.954461819536105,4.9772309097680525,7.545111014210331,8751.9999999960528,0.99908675799041702,0]
[365,8752.5,3.5062000000000002,1.7531000000000001,11.1623173953107,5.5811586976553498,7.545111014210331,8752.4999999960528,0.99914383561598774,0]
[365,8753,3.8479000000000001,1.92395,12.250151476075533,6.1250757380377667,7.545111014210331,8752.9999999960528,0.99920091324155846,0]
[365,8753.5,3.9481000000000002,1.9740500000000001,12.56914759809086,6.2845737990454298,7.545111014210331,8753.499999996051,0.99925799086712919,0]
[365,8754,4.0015999999999998,2.0007999999999999,12.739469878807624,6.3697349394038119,7.545111014210331,8753.999999996051,0.99931506849269991,0]
[365,8754.5,4.1085000000000003,2.0542500000000001,13.079796080837946,6.539898040418973,7.545111014210331,8754.499999996051,0.99937214611827063,0]
[365,8755,4.1013999999999999,2.0507,13.057192563210112,6.528596281605056,7.545111014210331,8754.999999996051,0.99942922374384136,0]
[365,8755.5,3.9927999999999999,1.9964,12.71145425132524,6.3557271256626198,7.545111014210331,8755.4999999960492,0.99948630136941208,0]
[365,8756,3.9163000000000001,1.9581500000000001,12.467909307870427,6.2339546539352133,7.545111014210331,8755.9999999960492,0.9995433789949828,0]
[365,8756.5,3.7970000000000002,1.8985000000000001,12.088106539842201,6.0440532699211005,7.545111014210331,8756.4999999960492,0.99960045662055352,0]
[365,8757,3.7848999999999999,1.89245,12.049585052053922,6.0247925260269612,7.545111014210331,8756.9999999960492,0.99965753424612425,0]
[365,8757.5,3.7176999999999998,1.8588499999999999,11.835647533097536,5.9178237665487678,7.545111014210331,8757.4999999960473,0.99971461187169497,0]
[365,8758,3.5480999999999998,1.7740499999999999,11.295709985255229,5.6478549926276145,7.545111014210331,8757.9999999960473,0.99977168949726569,0]
[365,8758.5,3.5392000000000001,1.7696000000000001,11.267375998369639,5.6336879991848194,7.545111014210331,8758.4999999960473,0.99982876712283641,0]
[365,8759,1.4882,0.74409999999999998,4.7378246385549545,2.3689123192774773,7.545111014210331,8758.9999999960473,0.99988584474840714,0]
[365,8759.5,1.3619000000000001,0.68095000000000006,4.3357367123021051,2.1678683561510526,7.545111014210331,8759.4999999960455,0.99994292237397786,0]
[{"$f":"INT(B17525/24)","v":365},8760,1.0107999999999999,0.50539999999999996,3.2179768476356321,1.608988423817816,7.545111014210331,8759.9999999960455,0.99999999999954858,0]