## Scenario 1
SCENARIO 1
1 unit of solar = 24kW | WINTER | [7 empty] | SUMMER | [7 empty] | AVERAGE
SUPPLY | DEMAND | RE SUPPLY | MATCH RATE (%) | CORR COEFF | ENERGY DELIVERED | ENERGY SURPLUS | ENERGY DEFICIT | GRID INTERACTION | DEMAND | RE SUPPLY | MATCH RATE (%) | CORR COEFF | ENERGY DELIVERED | ENERGY SURPLUS | ENERGY DEFICIT | GRID INTERACTION | DEMAND | RE SUPPLY | MATCH RATE (%) | CORR COEFF | ENERGY DELIVERED | ENERGY SURPLUS | ENERGY DEFICIT | GRID INTERACTION
wind24 | 2250 | 93.72 | 8.01 | 0.02 | 92.15 | 0 | 2090 | 92.8889 | 1200 | 45.4 | 8.51 | 0.61 | 45.01 | 0 | 1130 | 0.94167 | 1725 | 69.56 | 8.26 | 0.315 | 68.58 | 0 | 1610 | 93.3333
1+wind24 | 2250 | 97.23 | 8.34 | 0.02 | 95.66 | 0 | 2090 | 92.8889 | 1200 | 140.84 | 20.1 | 0.25 | 140.45 | 0 | 1030 | 0.85833 | 1725 | 119.035 | 14.22 | 0.135 | 118.055 | 0 | 1560 | 90.4348
1+2+wind24 | 2250 | 100.74 | 8.66 | 0.02 | 99.17 | 0 | 2090 | 92.8889 | 1200 | 236.28 | 30.12 | 0.14 | 235.89 | 0 | 939.28 | 0.78273 | 1725 | 168.51 | 19.39 | 0.08 | 167.53 | 0 | 1514.64 | 87.8052
1+2+3+wind24 | 2250 | 104.25 | 8.99 | 0.02 | 102.67 | 0 | 2080 | 92.4444 | 1200 | 331.73 | 38.12 | 0.09 | 323.57 | 5.83 | 846.98 | 0.71068 | 1725 | 217.99 | 23.555 | 0.055 | 213.12 | 2.915 | 1463.49 | 85.009
1+2+3+4+wind24 | 2250 | 107.76 | 9.33 | 0.02 | 106.18 | 0 | 2080 | 92.4444 | 1200 | 427.17 | 44.34 | 0.06 | 387.63 | 31.01 | 764.4 | 0.66284 | 1725 | 267.465 | 26.835 | 0.04 | 246.905 | 15.505 | 1422.2 | 83.3452
1+2+3+4+5+wind24 | 2250 | 111.27 | 9.66 | 0.02 | 109.69 | 0 | 2070 | 92 | 1200 | 522.61 | 49.04 | 0.05 | 430.75 | 84.3 | 726.4 | 0.67558 | 1725 | 316.94 | 29.35 | 0.035 | 270.22 | 42.15 | 1398.2 | 83.4986
1+2+3+4+5+6+wind24 | 2250 | 114.78 | 9.99 | 0.01 | 113.2 | 0 | 2070 | 92 | 1200 | 618.06 | 52.43 | 0.04 | 463.02 | 142.75 | 697.82 | 0.70048 | 1725 | 366.42 | 31.21 | 0.025 | 288.11 | 71.375 | 1383.91 | 84.3643
wind48 | 2250 | 203.91 | 16.41 | 0.02 | 200.54 | 0 | 1980 | 88 | 1200 | 97.73 | 17.25 | 0.61 | 96.9 | 0 | 1080 | 0.9 | 1725 | 150.82 | 16.83 | 0.315 | 148.72 | 0 | 1530 | 88.6957
1+wind48 | 2250 | 207.42 | 16.69 | 0.02 | 204.05 | 0 | 1980 | 88 | 1200 | 193.17 | 27.1 | 0.41 | 192.35 | 0 | 982.83 | 0.81903 | 1725 | 200.295 | 21.895 | 0.215 | 198.2 | 0 | 1481.415 | 85.8791
1+2+wind48 | 2250 | 210.93 | 16.97 | 0.02 | 207.56 | 0 | 1980 | 88 | 1200 | 288.62 | 35.85 | 0.27 | 287.79 | 0 | 887.38 | 0.73948 | 1725 | 249.775 | 26.41 | 0.145 | 247.675 | 0 | 1433.69 | 83.1125
1+2+3+wind48 | 2250 | 214.44 | 17.26 | 0.02 | 211.07 | 0 | 1970 | 87.5556 | 1200 | 384.06 | 42.91 | 0.19 | 367.54 | 11.77 | 804.99 | 0.68063 | 1725 | 299.25 | 30.085 | 0.105 | 289.305 | 5.885 | 1387.495 | 80.7757
1+2+3+4+wind48 | 2250 | 217.95 | 17.54 | 0.02 | 214.57 | 0 | 1970 | 87.5556 | 1200 | 479.5 | 48.38 | 0.15 | 425.76 | 47.43 | 727.63 | 0.64588 | 1725 | 348.725 | 32.96 | 0.085 | 320.165 | 23.715 | 1348.815 | 79.567
1+2+3+4+5+wind48 | 2250 | 221.46 | 17.82 | 0.02 | 218.08 | 0 | 1970 | 87.5556 | 1200 | 574.95 | 52.44 | 0.12 | 464.21 | 101.65 | 694.42 | 0.66339 | 1725 | 398.205 | 35.13 | 0.07 | 341.145 | 50.825 | 1332.21 | 80.1759
1+2+3+4+5+6+wind48 | 2250 | 224.97 | 18.1 | 0.02 | 221.59 | 0 | 1960 | 87.1111 | 1200 | 670.39 | 55.27 | 0.1 | 496.48 | 160.1 | 665.84 | 0.68828 | 1725 | 447.68 | 36.685 | 0.06 | 359.035 | 80.05 | 1312.92 | 80.7519
wind72 | 2250 | 354.6 | 26.27 | 0.02 | 348.86 | 0 | 1840 | 81.7778 | 1200 | 171.4 | 27.7 | 0.6 | 170 | 0 | 1010 | 0.84167 | 1725 | 263 | 26.985 | 0.31 | 259.43 | 0 | 1425 | 82.6087
1+wind72 | 2250 | 358.11 | 26.5 | 0.02 | 352.37 | 0 | 1830 | 81.3333 | 1200 | 266.85 | 35.92 | 0.48 | 265.45 | 0 | 909.73 | 0.75811 | 1725 | 312.48 | 31.21 | 0.25 | 308.91 | 0 | 1369.865 | 79.4125
1+2+wind72 | 2250 | 361.62 | 26.73 | 0.02 | 355.88 | 0 | 1830 | 81.3333 | 1200 | 362.29 | 43.14 | 0.37 | 354.76 | 4.6 | 815.81 | 0.68367 | 1725 | 361.955 | 34.935 | 0.195 | 355.32 | 2.3 | 1322.905 | 76.8235
1+2+3+wind72 | 2250 | 365.13 | 26.96 | 0.02 | 359.39 | 0 | 1820 | 80.8889 | 1200 | 457.73 | 48.96 | 0.29 | 424.62 | 27.15 | 733.53 | 0.6339 | 1725 | 411.43 | 37.96 | 0.155 | 392.005 | 13.575 | 1276.765 | 74.8023
1+2+3+4+wind72 | 2250 | 368.64 | 27.19 | 0.02 | 362.9 | 0 | 1820 | 80.8889 | 1200 | 553.18 | 53.4 | 0.23 | 473.11 | 71.3 | 682.05 | 0.62779 | 1725 | 460.91 | 40.295 | 0.125 | 418.005 | 35.65 | 1251.025 | 74.5899
1+2+3+4+5+wind72 | 2250 | 372.15 | 27.42 | 0.02 | 366.41 | 0 | 1820 | 80.8889 | 1200 | 648.62 | 56.57 | 0.19 | 508.98 | 128.15 | 651.67 | 0.64985 | 1725 | 510.385 | 41.995 | 0.105 | 437.695 | 64.075 | 1235.835 | 75.3571
1+2+3+4+5+6+wind72 | 2250 | 375.66 | 27.65 | 0.02 | 369.92 | 0 | 1810 | 80.4444 | 1200 | 744.06 | 58.63 | 0.17 | 541.26 | 186.6 | 623.09 | 0.67474 | 1725 | 559.86 | 43.14 | 0.095 | 455.59 | 93.3 | 1216.545 | 75.933
wind96 | 2250 | 472.8 | 32.84 | 0.02 | 465.15 | 0 | 1720 | 76.4444 | 1200 | 228.54 | 34.77 | 0.6 | 226.67 | 0 | 948.5 | 0.79042 | 1725 | 350.67 | 33.805 | 0.31 | 345.91 | 0 | 1334.25 | 77.3478
1+wind96 | 2250 | 476.31 | 33.04 | 0.02 | 468.66 | 0 | 1720 | 76.4444 | 1200 | 323.98 | 41.97 | 0.52 | 322.11 | 0 | 853.06 | 0.71088 | 1725 | 400.145 | 37.505 | 0.27 | 395.385 | 0 | 1286.53 | 74.5814
1+2+wind96 | 2250 | 479.82 | 33.23 | 0.02 | 472.17 | 0 | 1710 | 76 | 1200 | 419.43 | 48.2 | 0.42 | 402.44 | 11.34 | 770.38 | 0.65143 | 1725 | 449.625 | 40.715 | 0.22 | 437.305 | 5.67 | 1240.19 | 72.2238
1+2+3+wind96 | 2250 | 483.33 | 33.43 | 0.02 | 475.68 | 0 | 1710 | 76 | 1200 | 514.87 | 53.17 | 0.35 | 465.86 | 44.54 | 693.88 | 0.61535 | 1725 | 499.1 | 43.3 | 0.185 | 470.77 | 22.27 | 1201.94 | 70.9687
1+2+3+4+wind96 | 2250 | 486.84 | 33.62 | 0.02 | 479.19 | 0 | 1710 | 76 | 1200 | 610.31 | 56.87 | 0.29 | 508.74 | 90.28 | 648.01 | 0.61524 | 1725 | 548.575 | 45.245 | 0.155 | 493.965 | 45.14 | 1179.005 | 70.9649
1+2+3+4+5+wind96 | 2250 | 490.35 | 33.81 | 0.02 | 482.7 | 0 | 1700 | 75.5556 | 1200 | 705.76 | 59.39 | 0.25 | 544.62 | 147.89 | 617.63 | 0.63793 | 1725 | 598.055 | 46.6 | 0.135 | 513.66 | 73.945 | 1158.815 | 71.4643
1+2+3+4+5+6+wind96 | 2250 | 493.86 | 34 | 0.02 | 486.21 | 0 | 1700 | 75.5556 | 1200 | 801.2 | 60.89 | 0.21 | 576.89 | 206.34 | 589.05 | 0.66282 | 1725 | 647.53 | 47.445 | 0.115 | 531.55 | 103.17 | 1144.525 | 72.3301
wind120 | 2250 | 617.71 | 39.7 | 0.02 | 607.77 | 0 | 1580 | 70.2222 | 1200 | 298.19 | 42.2 | 0.6 | 295.76 | 0 | 879.41 | 0.73284 | 1725 | 457.95 | 40.95 | 0.31 | 451.765 | 0 | 1229.705 | 71.2872
1+wind120 | 2250 | 621.22 | 39.86 | 0.02 | 611.28 | 0 | 1570 | 69.7778 | 1200 | 393.63 | 48.36 | 0.54 | 386.59 | 3.47 | 784.03 | 0.65625 | 1725 | 507.425 | 44.11 | 0.28 | 498.935 | 1.735 | 1177.015 | 68.3333
1+2+wind120 | 2250 | 624.73 | 40.02 | 0.02 | 614.79 | 0 | 1570 | 69.7778 | 1200 | 489.07 | 53.56 | 0.46 | 455.89 | 26.59 | 703.71 | 0.60858 | 1725 | 556.9 | 46.79 | 0.24 | 535.34 | 13.295 | 1136.855 | 66.6754
1+2+3+wind120 | 2250 | 628.24 | 40.18 | 0.02 | 618.29 | 0 | 1570 | 69.7778 | 1200 | 584.52 | 57.6 | 0.4 | 511.64 | 66.26 | 648.17 | 0.59536 | 1725 | 606.38 | 48.89 | 0.21 | 564.965 | 33.13 | 1109.085 | 66.2154
1+2+3+4+wind120 | 2250 | 631.75 | 40.33 | 0.02 | 621.8 | 0 | 1560 | 69.3333 | 1200 | 679.96 | 60.47 | 0.34 | 551.92 | 113.64 | 606.8 | 0.60037 | 1725 | 655.855 | 50.4 | 0.18 | 586.86 | 56.82 | 1083.4 | 66.0997
1+2+3+4+5+wind120 | 2250 | 635.26 | 40.49 | 0.02 | 625.31 | 0 | 1560 | 69.3333 | 1200 | 775.41 | 62.26 | 0.3 | 587.79 | 172.19 | 576.42 | 0.62384 | 1725 | 705.335 | 51.375 | 0.16 | 606.55 | 86.095 | 1068.21 | 66.9162
1+2+3+4+5+6+wind120 | 2250 | 638.77 | 40.64 | 0.02 | 628.82 | 0 | 1560 | 69.3333 | 1200 | 870.85 | 63.13 | 0.26 | 620.07 | 230.63 | 547.84 | 0.64872 | 1725 | 754.81 | 51.885 | 0.14 | 624.445 | 115.315 | 1053.92 | 67.7817
wind144 | 2250 | 756.33 | 45.17 | 0.02 | 737.55 | 3.31 | 1440 | 64.1471 | 1200 | 364.89 | 48.25 | 0.6 | 361.93 | 0 | 813.25 | 0.67771 | 1725 | 560.61 | 46.71 | 0.31 | 549.74 | 1.655 | 1126.625 | 65.4075
1+wind144 | 2250 | 759.84 | 45.3 | 0.02 | 741.06 | 3.31 | 1430 | 63.7027 | 1200 | 460.33 | 53.56 | 0.55 | 442.15 | 11.41 | 731.11 | 0.61877 | 1725 | 610.085 | 49.43 | 0.285 | 591.605 | 7.36 | 1080.555 | 63.0675
1+2+wind144 | 2250 | 763.35 | 45.42 | 0.02 | 744.57 | 3.31 | 1430 | 63.7027 | 1200 | 555.78 | 57.89 | 0.49 | 503.76 | 45.99 | 657.77 | 0.58647 | 1725 | 659.565 | 51.655 | 0.255 | 624.165 | 24.65 | 1043.885 | 61.9441
1+2+3+wind144 | 2250 | 766.86 | 45.55 | 0.02 | 748.08 | 3.31 | 1430 | 63.7027 | 1200 | 651.22 | 61.13 | 0.43 | 553.04 | 88.59 | 608.65 | 0.58103 | 1725 | 709.04 | 53.34 | 0.225 | 650.56 | 45.95 | 1019.325 | 61.7551
1+2+3+4+wind144 | 2250 | 770.36 | 45.67 | 0.02 | 751.59 | 3.31 | 1420 | 63.2582 | 1200 | 746.66 | 63.27 | 0.38 | 593.32 | 135.96 | 567.27 | 0.58603 | 1725 | 758.51 | 54.47 | 0.2 | 672.455 | 69.635 | 993.635 | 61.6388
1+2+3+4+5+wind144 | 2250 | 773.87 | 45.79 | 0.02 | 755.1 | 3.31 | 1420 | 63.2582 | 1200 | 842.11 | 64.43 | 0.34 | 629.19 | 195.4 | 536.89 | 0.61024 | 1725 | 807.99 | 55.11 | 0.18 | 692.145 | 99.355 | 978.445 | 62.4812
1+2+3+4+5+6+wind144 | 2250 | 777.38 | 45.91 | 0.02 | 758.61 | 3.31 | 1410 | 62.8138 | 1200 | 937.55 | 64.76 | 0.3 | 661.47 | 253.85 | 508.31 | 0.63513 | 1725 | 857.465 | 55.335 | 0.16 | 710.04 | 128.58 | 959.155 | 63.0571
Wind168 | 2250 | 915.61 | 50.27 | 0.02 | 872.88 | 14.04 | 1290 | 57.9573 | 1200 | 441.28 | 54.03 | 0.6 | 431.86 | 4.39 | 739.49 | 0.6199 | 1725 | 678.445 | 52.15 | 0.31 | 652.37 | 9.215 | 1014.745 | 59.36
1+Wind168 | 2250 | 919.12 | 50.36 | 0.02 | 875.86 | 14.31 | 1290 | 57.9693 | 1200 | 536.72 | 58.45 | 0.56 | 498.86 | 29.82 | 662.91 | 0.57727 | 1725 | 727.92 | 54.405 | 0.29 | 687.36 | 22.065 | 976.455 | 57.8852
1+2+Wind168 | 2250 | 922.63 | 50.46 | 0.02 | 878.84 | 14.57 | 1290 | 57.9809 | 1200 | 632.16 | 61.91 | 0.51 | 553.65 | 70.09 | 606.53 | 0.56385 | 1725 | 777.395 | 56.185 | 0.265 | 716.245 | 42.33 | 948.265 | 57.4258
1+2+3+Wind168 | 2250 | 926.14 | 50.55 | 0.02 | 881.81 | 14.84 | 1280 | 57.5484 | 1200 | 727.61 | 64.32 | 0.46 | 600.27 | 114.3 | 563.57 | 0.56489 | 1725 | 826.875 | 57.435 | 0.24 | 741.04 | 64.57 | 921.785 | 57.18
1+2+3+4+Wind168 | 2250 | 929.65 | 50.64 | 0.02 | 884.57 | 15.22 | 1270 | 57.1209 | 1200 | 823.05 | 65.71 | 0.42 | 640.55 | 161.68 | 522.2 | 0.5699 | 1725 | 876.35 | 58.175 | 0.22 | 762.56 | 88.45 | 896.1 | 57.0754
1+2+3+4+5+Wind168 | 2250 | 933.16 | 50.73 | 0.02 | 886.82 | 15.84 | 1270 | 57.1484 | 1200 | 918.49 | 66.23 | 0.37 | 676.43 | 222.14 | 491.82 | 0.59497 | 1725 | 925.825 | 58.48 | 0.195 | 781.625 | 118.99 | 880.91 | 57.9652
1+2+3+4+5+6+Wind168 | 2250 | 936.67 | 50.82 | 0.02 | 889.08 | 16.47 | 1260 | 56.732 | 1200 | 1010 | 66.03 | 0.34 | 708.7 | 280.59 | 463.24 | 0.61986 | 1725 | 973.335 | 58.425 | 0.18 | 798.89 | 148.53 | 861.62 | 58.5594
Wind192 | 2250 | 1080 | 54.39 | 0.02 | 973.9 | 54.9 | 1170 | 54.44 | 1200 | 520.89 | 58.85 | 0.6 | 494.77 | 19.66 | 666.35 | 0.57168 | 1725 | 800.445 | 56.62 | 0.31 | 734.335 | 37.28 | 918.175 | 55.3887
1+Wind192 | 2250 | 1090 | 54.45 | 0.02 | 975.17 | 56.24 | 1170 | 54.4996 | 1200 | 616.33 | 62.44 | 0.57 | 554.58 | 53.22 | 609.61 | 0.55236 | 1725 | 853.165 | 58.445 | 0.295 | 764.875 | 54.73 | 889.805 | 54.7557
1+2+Wind192 | 2250 | 1090 | 54.52 | 0.02 | 975.85 | 65.85 | 1170 | 54.9267 | 1200 | 711.77 | 65.07 | 0.53 | 602.83 | 96.94 | 559.61 | 0.54712 | 1725 | 900.885 | 59.795 | 0.275 | 789.34 | 81.395 | 864.805 | 54.8522
1+2+3+Wind192 | 2250 | 1090 | 54.58 | 0.02 | 976.35 | 68.3 | 1170 | 55.0356 | 1200 | 807.22 | 66.71 | 0.48 | 649.45 | 141.15 | 516.65 | 0.54817 | 1725 | 948.61 | 60.645 | 0.25 | 812.9 | 104.725 | 843.325 | 54.9594
1+2+3+4+Wind192 | 2250 | 1100 | 54.64 | 0.02 | 976.85 | 70.75 | 1170 | 55.1444 | 1200 | 902.66 | 67.43 | 0.44 | 688.88 | 188.95 | 469.48 | 0.54869 | 1725 | 1001.33 | 61.035 | 0.23 | 832.865 | 129.85 | 819.74 | 55.0487
1+2+3+4+5+Wind192 | 2250 | 1100 | 54.7 | 0.02 | 977.35 | 73.2 | 1170 | 55.2533 | 1200 | 998.1 | 67.39 | 0.41 | 723.87 | 250.92 | 440.4 | 0.5761 | 1725 | 1049.05 | 61.045 | 0.215 | 850.61 | 162.06 | 805.2 | 56.073
1+2+3+4+5+6+Wind192 | 2250 | 1100 | 54.76 | 0.02 | 977.85 | 75.66 | 1170 | 55.3627 | 1200 | 1090 | 66.75 | 0.37 | 755.27 | 309.81 | 413.11 | 0.60243 | 1725 | 1095 | 60.755 | 0.195 | 866.56 | 192.735 | 791.555 | 57.0603
Wind216 | 2250 | 1220 | 56.95 | 0.02 | 1030 | 117.5 | 1120 | 55 | 1200 | 586 | 61.96 | 0.6 | 537.52 | 36.17 | 621.78 | 0.54829 | 1725 | 903 | 59.455 | 0.31 | 783.76 | 76.835 | 870.89 | 54.9406
1+Wind216 | 2250 | 1220 | 56.99 | 0.02 | 1030 | 119.95 | 1120 | 55.1089 | 1200 | 681.44 | 64.93 | 0.57 | 590.28 | 77.68 | 566.02 | 0.53642 | 1725 | 950.72 | 60.96 | 0.295 | 810.14 | 98.815 | 843.01 | 54.5986
1+2+Wind216 | 2250 | 1220 | 57.03 | 0.02 | 1040 | 122.4 | 1120 | 55.2178 | 1200 | 776.88 | 66.94 | 0.53 | 636.01 | 122.33 | 524.35 | 0.5389 | 1725 | 998.44 | 61.985 | 0.275 | 838.005 | 122.365 | 822.175 | 54.7559
1+2+3+Wind216 | 2250 | 1230 | 57.07 | 0.02 | 1040 | 124.86 | 1120 | 55.3271 | 1200 | 872.33 | 68.03 | 0.5 | 681.75 | 166.98 | 482.68 | 0.54138 | 1725 | 1051.165 | 62.55 | 0.26 | 860.875 | 145.92 | 801.34 | 54.9136
1+2+3+4+Wind216 | 2250 | 1230 | 57.11 | 0.02 | 1040 | 127.31 | 1120 | 55.436 | 1200 | 967.77 | 68.28 | 0.46 | 721.14 | 214.8 | 442.6 | 0.54783 | 1725 | 1098.885 | 62.695 | 0.24 | 880.57 | 171.055 | 781.3 | 55.209
1+2+3+4+5+Wind216 | 2250 | 1230 | 57.15 | 0.02 | 1040 | 129.76 | 1120 | 55.5449 | 1200 | 1060 | 67.86 | 0.43 | 756.14 | 277.65 | 413.51 | 0.57597 | 1725 | 1145 | 62.505 | 0.225 | 898.07 | 203.705 | 766.755 | 56.2586
1+2+3+4+5+6+Wind216 | 2250 | 1240 | 57.19 | 0.02 | 1040 | 132.21 | 1120 | 55.6538 | 1200 | 1160 | 66.94 | 0.39 | 782.13 | 359.58 | 375.9 | 0.6129 | 1725 | 1200 | 62.065 | 0.205 | 911.065 | 245.895 | 747.95 | 57.6142
Proven240 | 2250 | 1500 | 61.17 | 0.02 | 1160 | 265.44 | 989.02 | 55.7538 | 1200 | 708.16 | 65.38 | 0.57 | 591.24 | 98.52 | 558.89 | 0.54784 | 1725 | 1104.08 | 63.275 | 0.295 | 875.62 | 181.98 | 773.955 | 55.4165
1+Proven240 | 2250 | 1510 | 61.17 | 0.02 | 1160 | 268.03 | 988.77 | 55.8578 | 1200 | 803.61 | 67.29 | 0.55 | 636.71 | 143.59 | 517.42 | 0.55084 | 1725 | 1156.805 | 64.23 | 0.285 | 898.355 | 205.81 | 753.095 | 55.5887
1+2+Proven240 | 2250 | 1510 | 61.18 | 0.02 | 1160 | 270.61 | 988.52 | 55.9613 | 1200 | 899.05 | 68.33 | 0.52 | 681.02 | 194.61 | 461.97 | 0.54715 | 1725 | 1204.525 | 64.755 | 0.27 | 920.51 | 232.61 | 725.245 | 55.5278
1+2+3+Proven240 | 2250 | 1510 | 61.19 | 0.02 | 1160 | 273.2 | 988.27 | 56.0653 | 1200 | 994.5 | 68.59 | 0.49 | 725.12 | 240.92 | 422.26 | 0.55265 | 1725 | 1252.25 | 64.89 | 0.255 | 942.56 | 257.06 | 705.265 | 55.787
1+2+3+4+Proven240 | 2250 | 1520 | 61.19 | 0.02 | 1160 | 275.79 | 988.02 | 56.1693 | 1200 | 1090 | 68.19 | 0.46 | 762.88 | 290.41 | 384.13 | 0.56212 | 1725 | 1305 | 64.69 | 0.24 | 961.44 | 283.1 | 686.075 | 56.1841
1+2+3+4+5+Proven240 | 2250 | 1520 | 61.2 | 0.02 | 1160 | 278.37 | 987.77 | 56.2729 | 1200 | 1190 | 67.31 | 0.43 | 789.11 | 380.73 | 349.7 | 0.60869 | 1725 | 1355 | 64.255 | 0.225 | 974.555 | 329.55 | 668.735 | 57.8716
1+2+3+4+5+6+Proven240 | 2250 | 1520 | 61.2 | 0.02 | 1160 | 280.96 | 987.53 | 56.3773 | 1200 | 1280 | 66.07 | 0.4 | 810.79 | 450.12 | 331.16 | 0.65107 | 1725 | 1400 | 63.635 | 0.21 | 985.395 | 365.54 | 659.345 | 59.4136
Proven264 | 2250 | 1760 | 62.62 | 0.03 | 1240 | 443.25 | 904.09 | 59.8818 | 1200 | 825.13 | 67.22 | 0.57 | 623.38 | 176.68 | 517.55 | 0.57853 | 1725 | 1292.565 | 64.92 | 0.3 | 931.69 | 309.965 | 710.82 | 59.1759
1+Proven264 | 2250 | 1760 | 62.61 | 0.03 | 1240 | 445.98 | 903.84 | 59.992 | 1200 | 920.57 | 68.26 | 0.55 | 667.48 | 223 | 477.84 | 0.58403 | 1725 | 1340.285 | 65.435 | 0.29 | 953.74 | 334.49 | 690.84 | 59.4394
1+2+Proven264 | 2250 | 1770 | 62.59 | 0.03 | 1240 | 448.71 | 903.59 | 60.1022 | 1200 | 1020 | 68.58 | 0.52 | 711.58 | 269.32 | 438.13 | 0.58954 | 1725 | 1395 | 65.585 | 0.275 | 975.79 | 359.015 | 670.86 | 59.7029
1+2+3+Proven264 | 2250 | 1770 | 62.57 | 0.03 | 1240 | 451.45 | 903.34 | 60.2129 | 1200 | 1110 | 68.26 | 0.5 | 752.91 | 333.92 | 389.33 | 0.60271 | 1725 | 1440 | 65.415 | 0.265 | 996.455 | 392.685 | 646.335 | 60.233
1+2+3+4+Proven264 | 2250 | 1770 | 62.55 | 0.03 | 1240 | 454.18 | 903.09 | 60.3231 | 1200 | 1210 | 67.46 | 0.47 | 782.59 | 392.25 | 358 | 0.62521 | 1725 | 1490 | 65.005 | 0.25 | 1011.295 | 423.215 | 630.545 | 61.0875
1+2+3+4+5+Proven264 | 2250 | 1780 | 62.54 | 0.03 | 1240 | 456.91 | 902.84 | 60.4333 | 1200 | 1300 | 66.3 | 0.44 | 807.87 | 468.63 | 337.66 | 0.67191 | 1725 | 1540 | 64.42 | 0.235 | 1023.935 | 462.77 | 620.25 | 62.7838
1+2+3+4+5+6+Proven264 | 2250 | 1780 | 62.52 | 0.02 | 1240 | 459.64 | 902.59 | 60.5436 | 1200 | 1400 | 64.9 | 0.42 | 829.55 | 538.02 | 319.12 | 0.71428 | 1725 | 1590 | 63.71 | 0.22 | 1034.775 | 498.83 | 610.855 | 64.3296
Proven288 | 2250 | 1920 | 62.83 | 0.03 | 1270 | 593.37 | 874.72 | 65.2484 | 1200 | 900.14 | 67.67 | 0.57 | 643.61 | 224 | 501.83 | 0.60486 | 1725 | 1410.07 | 65.25 | 0.3 | 956.805 | 408.685 | 688.275 | 63.5919
1+Proven288 | 2250 | 1920 | 62.8 | 0.03 | 1270 | 596.88 | 874.72 | 65.4044 | 1200 | 995.59 | 68.28 | 0.55 | 687.71 | 270.31 | 462.12 | 0.61036 | 1725 | 1457.795 | 65.54 | 0.29 | 978.855 | 433.595 | 668.42 | 63.8849
1+2+Proven288 | 2250 | 1930 | 62.78 | 0.03 | 1270 | 600.38 | 874.72 | 65.56 | 1200 | 1090 | 68.24 | 0.53 | 729.17 | 333.78 | 414.48 | 0.62355 | 1725 | 1510 | 65.51 | 0.28 | 999.585 | 467.08 | 644.6 | 64.4452
1+2+3+Proven288 | 2250 | 1930 | 62.75 | 0.03 | 1270 | 603.89 | 874.72 | 65.716 | 1200 | 1190 | 67.67 | 0.5 | 765.19 | 388.93 | 381.56 | 0.64208 | 1725 | 1560 | 65.21 | 0.265 | 1017.595 | 496.41 | 628.14 | 65.1913
1+2+3+4+Proven288 | 2250 | 1930 | 62.72 | 0.03 | 1270 | 607.4 | 874.72 | 65.872 | 1200 | 1280 | 66.7 | 0.48 | 794.87 | 447.26 | 350.22 | 0.66457 | 1725 | 1605 | 64.71 | 0.255 | 1032.435 | 527.33 | 612.47 | 66.0754
1+2+3+4+5+Proven288 | 2250 | 1940 | 62.69 | 0.03 | 1270 | 610.91 | 874.72 | 66.028 | 1200 | 1380 | 65.45 | 0.45 | 820.15 | 524.63 | 329.88 | 0.71209 | 1725 | 1660 | 64.07 | 0.24 | 1045.075 | 567.77 | 602.3 | 67.8301
1+2+3+4+5+6+Proven288 | 2250 | 1940 | 62.66 | 0.02 | 1270 | 614.42 | 874.72 | 66.184 | 1200 | 1470 | 64 | 0.43 | 841.83 | 594.02 | 311.35 | 0.75448 | 1725 | 1705 | 63.33 | 0.225 | 1055.915 | 604.22 | 593.035 | 69.4061
Wind 312 | 2250 | 2280 | 62.04 | 0.03 | 1340 | 863.2 | 814.36 | 74.5582 | 1200 | 1080 | 66.55 | 0.57 | 683.48 | 361.98 | 463.28 | 0.68772 | 1725 | 1680 | 64.295 | 0.3 | 1011.74 | 612.59 | 638.82 | 72.5455
1+Wind 312 | 2250 | 2280 | 62 | 0.03 | 1340 | 866.71 | 814.36 | 74.7142 | 1200 | 1180 | 66.49 | 0.55 | 719.5 | 417.14 | 430.36 | 0.70625 | 1725 | 1730 | 64.245 | 0.29 | 1029.75 | 641.925 | 622.36 | 73.2919
1+2+Wind 312 | 2250 | 2290 | 61.95 | 0.03 | 1340 | 870.22 | 814.36 | 74.8702 | 1200 | 1280 | 66 | 0.53 | 755.52 | 472.29 | 397.44 | 0.72478 | 1725 | 1785 | 63.975 | 0.28 | 1047.76 | 671.255 | 605.9 | 74.038
1+2+3+Wind 312 | 2250 | 2290 | 61.91 | 0.03 | 1340 | 873.73 | 814.36 | 75.0262 | 1200 | 1370 | 65.16 | 0.52 | 791.54 | 527.45 | 364.52 | 0.74331 | 1725 | 1830 | 63.535 | 0.275 | 1065.77 | 700.59 | 589.44 | 74.7843
1+2+3+4+Wind 312 | 2250 | 2290 | 61.87 | 0.03 | 1340 | 877.24 | 814.36 | 75.1822 | 1200 | 1470 | 64.07 | 0.5 | 821.23 | 585.77 | 333.19 | 0.7658 | 1725 | 1880 | 62.97 | 0.265 | 1080.615 | 731.505 | 573.775 | 75.6684
1+2+3+4+5+Wind 312 | 2250 | 2300 | 61.83 | 0.03 | 1340 | 880.75 | 814.36 | 75.3382 | 1200 | 1560 | 62.79 | 0.48 | 846.51 | 665.32 | 312.85 | 0.81514 | 1725 | 1930 | 62.31 | 0.255 | 1093.255 | 773.035 | 563.605 | 77.4864
1+2+3+4+5+6+Wind 312 | 2250 | 2300 | 61.79 | 0.03 | 1340 | 884.26 | 814.36 | 75.4942 | 1200 | 1660 | 61.4 | 0.46 | 868.18 | 734.71 | 294.31 | 0.85752 | 1725 | 1980 | 61.595 | 0.245 | 1104.09 | 809.485 | 554.335 | 79.062
Wind 336 | 2250 | 2580 | 60.45 | 0.03 | 1400 | 1080 | 762.68 | 81.8969 | 1200 | 1220 | 64.81 | 0.56 | 703.31 | 463.58 | 450.54 | 0.76177 | 1725 | 1900 | 62.63 | 0.295 | 1051.655 | 771.79 | 606.61 | 79.9072
1+Wind 336 | 2250 | 2580 | 60.4 | 0.03 | 1400 | 1090 | 762.68 | 82.3413 | 1200 | 1320 | 64.46 | 0.55 | 739.34 | 518.74 | 417.62 | 0.7803 | 1725 | 1950 | 62.43 | 0.29 | 1069.67 | 804.37 | 590.15 | 80.8417
1+2+Wind 336 | 2250 | 2580 | 60.36 | 0.03 | 1400 | 1090 | 762.68 | 82.3413 | 1200 | 1410 | 63.78 | 0.53 | 775.36 | 573.89 | 384.7 | 0.79882 | 1725 | 1995 | 62.07 | 0.28 | 1087.68 | 831.945 | 573.69 | 81.4861
1+2+3+Wind 336 | 2250 | 2590 | 60.31 | 0.03 | 1400 | 1090 | 762.68 | 82.3413 | 1200 | 1510 | 62.86 | 0.52 | 811.38 | 629.05 | 351.78 | 0.81736 | 1725 | 2050 | 61.585 | 0.275 | 1105.69 | 859.525 | 557.23 | 82.1307
1+2+3+4+Wind 336 | 2250 | 2590 | 60.26 | 0.03 | 1400 | 1100 | 762.68 | 82.7858 | 1200 | 1600 | 61.75 | 0.5 | 841.06 | 687.37 | 320.44 | 0.83984 | 1725 | 2095 | 61.005 | 0.265 | 1120.53 | 893.685 | 541.56 | 83.2026
1+2+3+4+5+Wind 336 | 2250 | 2590 | 60.22 | 0.03 | 1400 | 1100 | 762.68 | 82.7858 | 1200 | 1700 | 60.51 | 0.48 | 866.34 | 770.3 | 300.1 | 0.892 | 1725 | 2145 | 60.365 | 0.255 | 1133.17 | 935.15 | 531.39 | 85.0168
1+2+3+4+5+6+Wind 336 | 2250 | 2600 | 60.17 | 0.03 | 1400 | 1100 | 762.68 | 82.7858 | 1200 | 1790 | 59.18 | 0.47 | 887.19 | 876.35 | 281.98 | 0.96527 | 1725 | 2195 | 59.675 | 0.25 | 1143.595 | 988.175 | 522.33 | 87.5655
Wind 360 | 2250 | 2760 | 59.27 | 0.03 | 1430 | 1250 | 722.45 | 87.6644 | 1200 | 1310 | 63.52 | 0.56 | 717.14 | 527.89 | 441.74 | 0.80802 | 1725 | 2035 | 61.395 | 0.295 | 1073.57 | 888.945 | 582.095 | 85.2777
1+Wind 360 | 2250 | 2760 | 59.22 | 0.03 | 1430 | 1260 | 722.45 | 88.1089 | 1200 | 1400 | 63.04 | 0.55 | 753.16 | 583.04 | 408.82 | 0.82655 | 1725 | 2080 | 61.13 | 0.29 | 1091.58 | 921.52 | 565.635 | 86.2119
1+2+Wind 360 | 2250 | 2770 | 59.17 | 0.03 | 1430 | 1260 | 722.45 | 88.1089 | 1200 | 1500 | 62.3 | 0.53 | 789.18 | 638.2 | 375.9 | 0.84508 | 1725 | 2135 | 60.735 | 0.28 | 1109.59 | 949.1 | 549.175 | 86.8565
1+2+3+Wind 360 | 2250 | 2770 | 59.13 | 0.03 | 1430 | 1260 | 722.45 | 88.1089 | 1200 | 1590 | 61.36 | 0.52 | 824.29 | 728.08 | 343.44 | 0.89293 | 1725 | 2180 | 60.245 | 0.275 | 1127.145 | 994.04 | 532.945 | 88.5209
1+2+3+4+Wind 360 | 2250 | 2770 | 59.08 | 0.03 | 1430 | 1270 | 722.45 | 88.5533 | 1200 | 1690 | 60.26 | 0.5 | 851.05 | 791.69 | 313.57 | 0.92105 | 1725 | 2230 | 59.67 | 0.265 | 1140.525 | 1030.845 | 518.01 | 89.7887
1+2+3+4+5+Wind 360 | 2250 | 2780 | 59.03 | 0.03 | 1430 | 1270 | 722.45 | 88.5533 | 1200 | 1790 | 59.06 | 0.49 | 873.4 | 881.15 | 294.7 | 0.97987 | 1725 | 2285 | 59.045 | 0.26 | 1151.7 | 1075.575 | 508.575 | 91.8348
1+2+3+4+5+6+Wind 360 | 2250 | 2780 | 58.98 | 0.03 | 1430 | 1270 | 722.45 | 88.5533 | 1200 | 1880 | 57.79 | 0.47 | 892.15 | 955.83 | 277.62 | 1.0279 | 1725 | 2330 | 58.385 | 0.25 | 1161.075 | 1112.915 | 500.035 | 93.5043

## Scenario 2
SCENARIO 2
1 unit of solar = 18kW | WINTER | [7 empty] | SUMMER | [7 empty] | AVERAGE
SUPPLY | DEMAND | RE SUPPLY | MATCH RATE (%) | CORR COEFF | ENERGY DELIVERED | ENERGY SURPLUS | ENERGY DEFICIT | GRID INTERACTION | DEMAND | RE SUPPLY | MATCH RATE (%) | CORR COEFF | ENERGY DELIVERED | ENERGY SURPLUS | ENERGY DEFICIT | GRID INTERACTION | DEMAND | RE SUPPLY | MATCH RATE (%) | CORR COEFF | ENERGY DELIVERED | ENERGY SURPLUS | ENERGY DEFICIT | GRID INTERACTION
Wind 72kW | 1810 | 354.6 | 31.46 | 0.08 | 348.86 | 0 | 1410 | 77.9006 | 931.31 | 171.4 | 33.65 | 0.61 | 170 | 0 | 741.56 | 79.6255 | 1370.655 | 263 | 32.555 | 0.345 | 259.43 | 0 | 1075.78 | 78.4866
1+Wind 72kW | 1810 | 356.01 | 31.56 | 0.08 | 350.28 | 0 | 1410 | 77.9006 | 931.31 | 232.01 | 39.53 | 0.52 | 230.61 | 0 | 680.96 | 73.1185 | 1370.655 | 294.01 | 35.545 | 0.3 | 290.445 | 0 | 1045.48 | 76.2759
1+ 2+Wind 72kW | 1810 | 357.42 | 31.67 | 0.08 | 351.69 | 0 | 1410 | 77.9006 | 931.31 | 292.61 | 44.8 | 0.43 | 279.66 | 8.67 | 628.82 | 68.4509 | 1370.655 | 325.015 | 38.235 | 0.255 | 315.675 | 4.335 | 1019.41 | 74.6902
1+ 2+ 3+Wind 72kW | 1810 | 358.83 | 31.77 | 0.08 | 353.1 | 0 | 1400 | 77.3481 | 931.31 | 353.22 | 49.21 | 0.35 | 320.05 | 27.36 | 577.21 | 64.9161 | 1370.655 | 356.025 | 40.49 | 0.215 | 336.575 | 13.68 | 988.605 | 73.1245
1+ 2+ 3+ 4+Wind 72kW | 1810 | 360.24 | 31.87 | 0.08 | 354.51 | 0 | 1400 | 77.3481 | 931.31 | 413.82 | 52.72 | 0.29 | 355.02 | 53.8 | 537.31 | 63.4708 | 1370.655 | 387.03 | 42.295 | 0.185 | 354.765 | 26.9 | 968.655 | 72.6335
1+ 2+ 3+ 4+ 5+Wind 72kW | 1810 | 361.65 | 31.98 | 0.08 | 355.92 | 0 | 1400 | 77.3481 | 931.31 | 474.43 | 55.38 | 0.25 | 381.62 | 83.93 | 514.16 | 64.2203 | 1370.655 | 418.04 | 43.68 | 0.165 | 368.77 | 41.965 | 957.08 | 72.8881
1+ 2+ 3+ 4+ 5+ 6+Wind 72kW | 1810 | 363.06 | 32.08 | 0.08 | 357.33 | 0 | 1400 | 77.3481 | 931.31 | 535.03 | 57.26 | 0.21 | 403.25 | 121.31 | 496.32 | 66.3184 | 1370.655 | 449.045 | 44.67 | 0.145 | 380.29 | 60.655 | 948.16 | 73.6009
1+ 2+ 3+ 4+ 5+ 6+ 7+Wind 72kW | 1810 | 364.47 | 32.18 | 0.08 | 358.74 | 0 | 1400 | 77.3481 | 931.31 | 595.63 | 58.46 | 0.18 | 421.74 | 160.41 | 480.04 | 68.7687 | 1370.655 | 480.05 | 45.32 | 0.13 | 390.24 | 80.205 | 940.02 | 74.4334
Wind 90kW | 1810 | 443.25 | 37.08 | 0.08 | 436.08 | 0 | 1320 | 72.9282 | 931.31 | 214.25 | 39.75 | 0.61 | 212.5 | 0 | 699.06 | 75.062 | 1370.655 | 328.75 | 38.415 | 0.345 | 324.29 | 0 | 1009.53 | 73.6531
1+Wind 90kW | 1810 | 444.66 | 37.16 | 0.08 | 437.49 | 0 | 1320 | 72.9282 | 931.31 | 274.86 | 44.93 | 0.54 | 270.82 | 1.72 | 636.15 | 68.4917 | 1370.655 | 359.76 | 41.045 | 0.31 | 354.155 | 0.86 | 978.075 | 71.421
1+ 2+Wind 90kW | 1810 | 446.07 | 37.25 | 0.08 | 438.9 | 0 | 1320 | 72.9282 | 931.31 | 335.46 | 49.47 | 0.46 | 314.65 | 16.81 | 581.94 | 64.2912 | 1370.655 | 390.765 | 43.36 | 0.27 | 376.775 | 8.405 | 950.97 | 69.9939
1+ 2+ 3+Wind 90kW | 1810 | 447.48 | 37.34 | 0.08 | 440.31 | 0 | 1320 | 72.9282 | 931.31 | 396.07 | 53.22 | 0.4 | 351.94 | 36.29 | 547.24 | 62.6569 | 1370.655 | 421.775 | 45.28 | 0.24 | 396.125 | 18.145 | 933.62 | 69.4387
1+ 2+ 3+ 4+Wind 90kW | 1810 | 448.89 | 37.43 | 0.08 | 441.72 | 0 | 1320 | 72.9282 | 931.31 | 456.67 | 56.13 | 0.34 | 384.03 | 65.6 | 510.07 | 61.8129 | 1370.655 | 452.78 | 46.78 | 0.21 | 412.875 | 32.8 | 915.035 | 69.152
1+ 2+ 3+ 4+ 5+Wind 90kW | 1810 | 450.3 | 37.52 | 0.08 | 443.13 | 0 | 1310 | 72.3757 | 931.31 | 517.28 | 58.25 | 0.29 | 408.35 | 98.16 | 488.63 | 63.0069 | 1370.655 | 483.79 | 47.885 | 0.185 | 425.74 | 49.08 | 899.315 | 69.1928
1+ 2+ 3+ 4+ 5+ 6+Wind 90kW | 1810 | 451.71 | 37.61 | 0.08 | 444.54 | 0 | 1310 | 72.3757 | 931.31 | 577.88 | 59.66 | 0.25 | 429.98 | 136.12 | 470.78 | 65.1663 | 1370.655 | 514.795 | 48.635 | 0.165 | 437.26 | 68.06 | 890.39 | 69.9264
1+ 2+ 3+ 4+ 5+ 6+ 7+Wind 90kW | 1810 | 453.12 | 37.69 | 0.08 | 445.95 | 0 | 1310 | 72.3757 | 931.31 | 638.48 | 60.44 | 0.22 | 448.46 | 175.22 | 454.51 | 67.6177 | 1370.655 | 545.8 | 49.065 | 0.15 | 447.205 | 87.61 | 882.255 | 70.7592
Wind 108kW | 1810 | 555.94 | 43.2 | 0.08 | 543.16 | 1.92 | 1210 | 66.9569 | 931.31 | 268.37 | 46.41 | 0.61 | 266.19 | 0 | 645.38 | 69.2981 | 1370.655 | 412.155 | 44.805 | 0.345 | 404.675 | 0.96 | 927.69 | 67.7523
1+Wind 108kW | 1810 | 557.35 | 43.27 | 0.08 | 544.57 | 1.92 | 1200 | 66.4044 | 931.31 | 328.97 | 50.81 | 0.55 | 315.87 | 8.19 | 593.26 | 64.5811 | 1370.655 | 443.16 | 47.04 | 0.315 | 430.22 | 5.055 | 896.63 | 65.785
1+ 2+Wind 108kW | 1810 | 558.76 | 43.34 | 0.08 | 545.98 | 1.92 | 1200 | 66.4044 | 931.31 | 389.58 | 54.56 | 0.49 | 354.62 | 28.36 | 544.38 | 61.4983 | 1370.655 | 474.17 | 48.95 | 0.285 | 450.3 | 15.14 | 872.19 | 64.7377
1+ 2+ 3+Wind 108kW | 1810 | 560.17 | 43.41 | 0.08 | 547.39 | 1.92 | 1200 | 66.4044 | 931.31 | 450.18 | 57.56 | 0.43 | 389.22 | 54.82 | 510.84 | 60.7381 | 1370.655 | 505.175 | 50.485 | 0.255 | 468.305 | 28.37 | 855.42 | 64.4794
1+ 2+ 3+ 4+Wind 108kW | 1810 | 561.58 | 43.49 | 0.08 | 548.8 | 1.92 | 1200 | 66.4044 | 931.31 | 510.79 | 59.79 | 0.38 | 419.38 | 83.56 | 474.92 | 59.9671 | 1370.655 | 536.185 | 51.64 | 0.23 | 484.09 | 42.74 | 837.46 | 64.2175
1+ 2+ 3+ 4+ 5+Wind 108kW | 1810 | 562.99 | 43.56 | 0.08 | 550.21 | 1.92 | 1200 | 66.4044 | 931.31 | 571.39 | 61.28 | 0.34 | 441.86 | 116.34 | 456.65 | 61.5252 | 1370.655 | 567.19 | 52.42 | 0.21 | 496.035 | 59.13 | 828.325 | 64.7468
1+ 2+ 3+ 4+ 5+ 6+Wind 108kW | 1810 | 564.4 | 43.63 | 0.08 | 551.62 | 1.92 | 1200 | 66.4044 | 931.31 | 632 | 62.14 | 0.3 | 463.49 | 155.02 | 438.8 | 63.7618 | 1370.655 | 598.2 | 52.885 | 0.19 | 507.555 | 78.47 | 819.4 | 65.5066
1+ 2+ 3+ 4+ 5+ 6+ 7+Wind 108kW | 1810 | 565.81 | 43.7 | 0.08 | 553.03 | 1.92 | 1200 | 66.4044 | 931.31 | 692.6 | 62.44 | 0.27 | 481.98 | 194.12 | 422.53 | 66.2132 | 1370.655 | 629.205 | 53.07 | 0.175 | 517.505 | 98.02 | 811.265 | 66.3395
Wind 126kW | 1810 | 648.59 | 47.46 | 0.08 | 629.32 | 4.42 | 1120 | 62.1227 | 931.31 | 313.1 | 51.13 | 0.61 | 307.26 | 1.65 | 602.8 | 64.9032 | 1370.655 | 480.845 | 49.295 | 0.345 | 468.29 | 3.035 | 861.4 | 63.0673
1+Wind 126kW | 1810 | 650.01 | 47.52 | 0.08 | 630.73 | 4.42 | 1120 | 62.1227 | 931.31 | 373.7 | 54.96 | 0.56 | 350.57 | 18.25 | 547.85 | 60.7853 | 1370.655 | 511.855 | 51.24 | 0.32 | 490.65 | 11.335 | 833.925 | 61.6683
1+ 2+Wind 126kW | 1810 | 651.42 | 47.57 | 0.08 | 632.14 | 4.42 | 1120 | 62.1227 | 931.31 | 434.31 | 58.13 | 0.51 | 387.67 | 41.56 | 511.88 | 59.426 | 1370.655 | 542.865 | 52.85 | 0.295 | 509.905 | 22.99 | 815.94 | 61.2065
1+ 2+ 3+Wind 126kW | 1810 | 652.83 | 47.63 | 0.08 | 633.55 | 4.42 | 1120 | 62.1227 | 931.31 | 494.91 | 60.57 | 0.46 | 419.47 | 67.17 | 482.44 | 59.0147 | 1370.655 | 573.87 | 54.1 | 0.27 | 526.51 | 35.795 | 801.22 | 61.0668
1+ 2+ 3+ 4+Wind 126kW | 1810 | 654.24 | 47.69 | 0.08 | 634.96 | 4.42 | 1120 | 62.1227 | 931.31 | 555.51 | 62.28 | 0.41 | 447.23 | 98.45 | 448.31 | 58.7087 | 1370.655 | 604.875 | 54.985 | 0.245 | 541.095 | 51.435 | 784.155 | 60.9628
1+ 2+ 3+ 4+ 5+Wind 126kW | 1810 | 655.65 | 47.75 | 0.08 | 636.37 | 4.42 | 1110 | 61.5702 | 931.31 | 616.12 | 63.32 | 0.37 | 469.72 | 131.22 | 430.04 | 60.2656 | 1370.655 | 635.885 | 55.535 | 0.225 | 553.045 | 67.82 | 770.02 | 61.127
1+ 2+ 3+ 4+ 5+ 6+Wind 126kW | 1810 | 657.06 | 47.81 | 0.08 | 637.78 | 4.42 | 1110 | 61.5702 | 931.31 | 676.72 | 63.76 | 0.33 | 491.35 | 170.51 | 412.19 | 62.5678 | 1370.655 | 666.89 | 55.785 | 0.205 | 564.565 | 87.465 | 761.095 | 61.9091
1+ 2+ 3+ 4+ 5+ 6+ 7+Wind 126kW | 1810 | 658.47 | 47.87 | 0.08 | 639.19 | 4.42 | 1110 | 61.5702 | 931.31 | 737.33 | 63.72 | 0.3 | 509.83 | 209.61 | 395.92 | 65.0192 | 1370.655 | 697.9 | 55.795 | 0.19 | 574.51 | 107.015 | 752.96 | 62.7419
Wind 144kW | 1810 | 756.33 | 51.61 | 0.08 | 721.57 | 11.3 | 1020 | 56.9779 | 931.31 | 364.89 | 55.78 | 0.61 | 351.59 | 9.79 | 546.55 | 59.7374 | 1370.655 | 560.61 | 53.695 | 0.345 | 536.58 | 10.545 | 783.275 | 57.9154
1+Wind 144kW | 1810 | 757.74 | 51.65 | 0.08 | 722.82 | 11.39 | 1020 | 56.9829 | 931.31 | 425.49 | 59 | 0.57 | 388.88 | 29.26 | 511.85 | 58.102 | 1370.655 | 591.615 | 55.325 | 0.325 | 555.85 | 20.325 | 765.925 | 57.3631
1+ 2+Wind 144kW | 1810 | 759.15 | 51.7 | 0.08 | 724.06 | 11.47 | 1020 | 56.9873 | 931.31 | 486.1 | 61.56 | 0.53 | 422.56 | 55.99 | 479.14 | 57.4599 | 1370.655 | 622.625 | 56.63 | 0.305 | 573.31 | 33.73 | 749.57 | 57.1479
1+ 2+ 3+Wind 144kW | 1810 | 760.56 | 51.74 | 0.08 | 725.3 | 11.55 | 1020 | 56.9917 | 931.31 | 546.7 | 63.41 | 0.48 | 452.66 | 85.14 | 448.18 | 57.2656 | 1370.655 | 653.63 | 57.575 | 0.28 | 588.98 | 48.345 | 734.09 | 57.0848
1+ 2+ 3+ 4+Wind 144kW | 1810 | 761.97 | 51.79 | 0.08 | 726.55 | 11.64 | 1020 | 56.9967 | 931.31 | 607.31 | 64.58 | 0.44 | 479.35 | 115.81 | 417.66 | 57.2817 | 1370.655 | 684.64 | 58.185 | 0.26 | 602.95 | 63.725 | 718.83 | 57.0935
1+ 2+ 3+ 4+ 5+Wind 144kW | 1810 | 763.38 | 51.83 | 0.08 | 727.79 | 11.72 | 1020 | 57.0011 | 931.31 | 667.91 | 65.13 | 0.4 | 501.83 | 148.59 | 399.38 | 58.8386 | 1370.655 | 715.645 | 58.48 | 0.24 | 614.81 | 80.155 | 709.69 | 57.6254
1+ 2+ 3+ 4+ 5+ 6+Wind 144kW | 1810 | 764.79 | 51.88 | 0.08 | 728.88 | 11.88 | 1000 | 55.905 | 931.31 | 728.52 | 65.16 | 0.36 | 523.47 | 188.56 | 381.54 | 61.2148 | 1370.655 | 746.655 | 58.52 | 0.22 | 626.175 | 100.22 | 690.77 | 57.7089
1+ 2+ 3+ 4+ 5+ 6+ 7+Wind 144kW | 1810 | 766.2 | 51.92 | 0.08 | 729.78 | 12.14 | 1000 | 55.9193 | 931.31 | 789.12 | 64.77 | 0.33 | 541.95 | 227.66 | 365.26 | 63.6652 | 1370.655 | 777.66 | 58.345 | 0.205 | 635.865 | 119.9 | 682.63 | 58.5508
Wind 162kW | 1810 | 882.91 | 55.47 | 0.08 | 801.02 | 45.49 | 923.68 | 53.5453 | 931.31 | 425.52 | 60.18 | 0.61 | 396.05 | 22.95 | 498.78 | 56.0211 | 1370.655 | 654.215 | 57.825 | 0.345 | 598.535 | 34.22 | 711.23 | 54.3864
1+Wind 162kW | 1810 | 884.32 | 55.5 | 0.08 | 801.24 | 46.47 | 923.57 | 53.5934 | 931.31 | 486.12 | 62.75 | 0.58 | 430.77 | 47.75 | 465.33 | 55.0923 | 1370.655 | 685.22 | 59.125 | 0.33 | 616.005 | 47.11 | 694.45 | 54.1026
1+ 2+Wind 162kW | 1810 | 885.73 | 55.54 | 0.08 | 801.46 | 47.45 | 923.46 | 53.6414 | 931.31 | 546.73 | 64.65 | 0.54 | 461.66 | 75.8 | 433.13 | 54.6467 | 1370.655 | 716.23 | 60.095 | 0.31 | 631.56 | 61.625 | 678.295 | 53.9829
1+ 2+ 3+Wind 162kW | 1810 | 887.14 | 55.57 | 0.08 | 801.69 | 48.43 | 923.35 | 53.6895 | 931.31 | 607.33 | 65.89 | 0.5 | 488.4 | 106.44 | 408.83 | 55.3274 | 1370.655 | 747.235 | 60.73 | 0.29 | 645.045 | 77.435 | 666.09 | 54.246
1+ 2+ 3+ 4+Wind 162kW | 1810 | 888.55 | 55.6 | 0.08 | 801.91 | 49.42 | 923.24 | 53.7381 | 931.31 | 667.93 | 66.5 | 0.46 | 514.59 | 137.37 | 379.03 | 55.4488 | 1370.655 | 778.24 | 61.05 | 0.27 | 658.25 | 93.395 | 651.135 | 54.3193
1+ 2+ 3+ 4+ 5+Wind 162kW | 1810 | 889.96 | 55.63 | 0.08 | 802.13 | 50.4 | 923.13 | 53.7862 | 931.31 | 728.54 | 66.57 | 0.43 | 536.57 | 170.39 | 361.49 | 57.111 | 1370.655 | 809.25 | 61.1 | 0.255 | 669.35 | 110.395 | 642.31 | 54.9157
1+ 2+ 3+ 4+ 5+ 6+Wind 162kW | 1810 | 891.37 | 55.66 | 0.08 | 802.35 | 51.38 | 923.02 | 53.8343 | 931.31 | 789.14 | 66.2 | 0.39 | 557.7 | 211.43 | 344.38 | 59.6805 | 1370.655 | 840.255 | 60.93 | 0.235 | 680.025 | 131.405 | 633.7 | 55.8204
1+ 2+ 3+ 4+ 5+ 6+ 7+Wind 162kW | 1810 | 892.79 | 55.69 | 0.08 | 802.57 | 52.36 | 922.91 | 53.8823 | 931.31 | 849.75 | 65.48 | 0.36 | 575.68 | 250.78 | 328.83 | 62.236 | 1370.655 | 871.27 | 60.585 | 0.22 | 689.125 | 151.57 | 625.87 | 56.7203
Wind 180kW | 1810 | 997.87 | 58.14 | 0.08 | 850.62 | 94.22 | 873.95 | 53.4901 | 931.31 | 480.7 | 63.3 | 0.61 | 429.8 | 40.71 | 469.02 | 54.7326 | 1370.655 | 739.285 | 60.72 | 0.345 | 640.21 | 67.465 | 671.485 | 53.9122
1+Wind 180kW | 1810 | 999.28 | 58.16 | 0.08 | 850.84 | 95.21 | 873.83 | 53.5381 | 931.31 | 541.3 | 65.31 | 0.58 | 461.09 | 66.57 | 440.31 | 54.4266 | 1370.655 | 770.29 | 61.735 | 0.33 | 655.965 | 80.89 | 657.07 | 53.84
1+ 2+Wind 180kW | 1810 | 1000 | 58.18 | 0.08 | 851.06 | 96.19 | 873.72 | 53.5862 | 931.31 | 601.91 | 66.68 | 0.55 | 489.01 | 97.75 | 410.34 | 54.5565 | 1370.655 | 800.955 | 62.43 | 0.315 | 670.035 | 96.97 | 642.03 | 53.9158
1+ 2+ 3+Wind 180kW | 1810 | 1000 | 58.2 | 0.08 | 851.28 | 97.17 | 873.61 | 53.6343 | 931.31 | 662.51 | 67.42 | 0.51 | 515.76 | 128.39 | 386.03 | 55.2362 | 1370.655 | 831.255 | 62.81 | 0.295 | 683.52 | 112.78 | 629.82 | 54.1785
1+ 2+ 3+ 4+Wind 180kW | 1810 | 1000 | 58.22 | 0.08 | 851.51 | 98.15 | 873.5 | 53.6823 | 931.31 | 723.12 | 67.61 | 0.48 | 541.94 | 159.31 | 356.23 | 55.3564 | 1370.655 | 861.56 | 62.915 | 0.28 | 696.725 | 128.73 | 614.865 | 54.2511
1+ 2+ 3+ 4+ 5+Wind 180kW | 1810 | 1000 | 58.24 | 0.08 | 851.73 | 99.13 | 873.39 | 53.7304 | 931.31 | 783.72 | 67.31 | 0.45 | 563.92 | 192.34 | 338.69 | 57.0197 | 1370.655 | 891.86 | 62.775 | 0.265 | 707.825 | 145.735 | 606.04 | 54.8479
1+ 2+ 3+ 4+ 5+ 6+Wind 180kW | 1810 | 1010 | 58.26 | 0.08 | 851.95 | 100.12 | 873.28 | 53.779 | 931.31 | 844.32 | 66.65 | 0.41 | 585.06 | 234.12 | 321.58 | 59.6686 | 1370.655 | 927.16 | 62.455 | 0.245 | 718.505 | 167.12 | 597.43 | 55.7799
1+ 2+ 3+ 4+ 5+ 6+ 7+Wind 180kW | 1810 | 1010 | 58.28 | 0.08 | 852.17 | 101.1 | 873.17 | 53.8271 | 931.31 | 904.93 | 65.71 | 0.39 | 602.23 | 289.65 | 294.5 | 62.7235 | 1370.655 | 957.465 | 61.995 | 0.235 | 727.2 | 195.375 | 583.835 | 56.8495
Wind 198kW | 1810 | 1120 | 60.14 | 0.08 | 897.26 | 147.24 | 836.59 | 54.3552 | 931.31 | 537.16 | 65.66 | 0.61 | 457.13 | 66.22 | 439.89 | 54.3439 | 1370.655 | 828.58 | 62.9 | 0.345 | 677.195 | 106.73 | 638.24 | 54.3514
1+Wind 198kW | 1810 | 1120 | 60.15 | 0.08 | 897.49 | 148.22 | 836.48 | 54.4033 | 931.31 | 597.77 | 67.15 | 0.58 | 486.44 | 96.04 | 407.88 | 54.1087 | 1370.655 | 858.885 | 63.65 | 0.33 | 691.965 | 122.13 | 622.18 | 54.3032
1+ 2+Wind 198kW | 1810 | 1120 | 60.16 | 0.08 | 897.71 | 149.2 | 836.37 | 54.4514 | 931.31 | 658.37 | 68.04 | 0.55 | 513.07 | 126.9 | 383.67 | 54.8228 | 1370.655 | 889.185 | 64.1 | 0.315 | 705.39 | 138.05 | 610.02 | 54.5776
1+ 2+ 3+Wind 198kW | 1810 | 1120 | 60.17 | 0.08 | 897.93 | 150.18 | 836.25 | 54.4989 | 931.31 | 718.98 | 68.35 | 0.52 | 539.69 | 157.76 | 359.46 | 55.5368 | 1370.655 | 919.49 | 64.26 | 0.3 | 718.81 | 153.97 | 597.855 | 54.8515
1+ 2+ 3+ 4+Wind 198kW | 1810 | 1120 | 60.18 | 0.08 | 898.15 | 151.16 | 836.14 | 54.547 | 931.31 | 779.58 | 68.17 | 0.49 | 565.75 | 188.9 | 329.75 | 55.6904 | 1370.655 | 949.79 | 64.175 | 0.285 | 731.95 | 170.03 | 582.945 | 54.9354
1+ 2+ 3+ 4+ 5+Wind 198kW | 1810 | 1120 | 60.19 | 0.08 | 898.37 | 152.14 | 836.03 | 54.595 | 931.31 | 840.19 | 67.59 | 0.46 | 587.14 | 226.6 | 301.24 | 56.6772 | 1370.655 | 980.095 | 63.89 | 0.27 | 742.755 | 189.37 | 568.635 | 55.3024
1+ 2+ 3+ 4+ 5+ 6+Wind 198kW | 1810 | 1120 | 60.19 | 0.08 | 898.6 | 153.13 | 835.92 | 54.6436 | 931.31 | 900.79 | 66.7 | 0.43 | 605.03 | 286.9 | 276.01 | 60.4428 | 1370.655 | 1010.395 | 63.445 | 0.255 | 751.815 | 220.015 | 555.965 | 56.6138
1+ 2+ 3+ 4+ 5+ 6+ 7+Wind 198kW | 1810 | 1130 | 60.2 | 0.08 | 898.82 | 154.11 | 835.81 | 54.6917 | 931.31 | 961.39 | 65.59 | 0.41 | 617.24 | 332.66 | 265.67 | 64.2461 | 1370.655 | 1045.695 | 62.895 | 0.245 | 758.03 | 243.385 | 550.74 | 57.9376
Wind 216kW | 1810 | 1220 | 61.33 | 0.08 | 931.26 | 222.82 | 797.81 | 56.3884 | 931.31 | 586 | 67.09 | 0.61 | 476.8 | 94.76 | 411.28 | 54.3364 | 1370.655 | 903 | 64.21 | 0.345 | 704.03 | 158.79 | 604.545 | 55.6913
1+Wind 216kW | 1810 | 1220 | 61.34 | 0.08 | 931.48 | 223.84 | 797.7 | 56.4387 | 931.31 | 646.6 | 68.18 | 0.59 | 502.7 | 128.06 | 382.26 | 54.7959 | 1370.655 | 933.3 | 64.76 | 0.335 | 717.09 | 175.95 | 589.98 | 55.8806
1+ 2+Wind 216kW | 1810 | 1220 | 61.34 | 0.08 | 931.7 | 224.87 | 797.58 | 56.489 | 931.31 | 707.21 | 68.7 | 0.56 | 528.53 | 159.64 | 359.07 | 55.6968 | 1370.655 | 963.605 | 65.02 | 0.32 | 730.115 | 192.255 | 578.325 | 56.2198
1+ 2+ 3+Wind 216kW | 1810 | 1220 | 61.34 | 0.08 | 931.92 | 225.89 | 797.47 | 56.5392 | 931.31 | 767.81 | 68.7 | 0.53 | 554.36 | 191.22 | 335.89 | 56.5988 | 1370.655 | 993.905 | 65.02 | 0.305 | 743.14 | 208.555 | 566.68 | 56.5595
1+ 2+ 3+ 4+Wind 216kW | 1810 | 1220 | 61.35 | 0.08 | 932.15 | 226.91 | 797.36 | 56.5895 | 931.31 | 828.41 | 68.27 | 0.5 | 579.63 | 223.09 | 307.21 | 56.9413 | 1370.655 | 1024.205 | 64.81 | 0.29 | 755.89 | 225 | 552.285 | 56.709
1+ 2+ 3+ 4+ 5+Wind 216kW | 1810 | 1220 | 61.35 | 0.08 | 932.37 | 227.94 | 797.25 | 56.6403 | 931.31 | 889.02 | 67.5 | 0.47 | 597.73 | 273.64 | 282.96 | 59.7653 | 1370.655 | 1054.51 | 64.425 | 0.275 | 765.05 | 250.79 | 540.105 | 57.702
1+ 2+ 3+ 4+ 5+ 6+Wind 216kW | 1810 | 1230 | 61.35 | 0.08 | 932.59 | 228.96 | 797.14 | 56.6906 | 931.31 | 949.62 | 66.47 | 0.45 | 613.09 | 323.24 | 271.04 | 63.8112 | 1370.655 | 1089.81 | 63.91 | 0.265 | 772.84 | 276.1 | 534.09 | 59.1097
1+ 2+ 3+ 4+ 5+ 6+ 7+Wind 216kW | 1810 | 1230 | 61.35 | 0.08 | 932.81 | 229.99 | 797.03 | 56.7414 | 931.31 | 1010 | 65.26 | 0.42 | 625.3 | 369.01 | 260.7 | 67.6155 | 1370.655 | 1120 | 63.305 | 0.25 | 779.055 | 299.5 | 528.865 | 60.4357
Wind 234kW | 1810 | 1470 | 63.67 | 0.08 | 1020 | 381.13 | 703.11 | 59.9028 | 931.31 | 690.46 | 68.02 | 0.58 | 501.45 | 165.71 | 385.5 | 59.1865 | 1370.655 | 1080.23 | 65.845 | 0.33 | 760.725 | 273.42 | 544.305 | 59.6594
1+Wind 234kW | 1810 | 1470 | 63.66 | 0.08 | 1020 | 382.19 | 703 | 59.9552 | 931.31 | 751.07 | 68.39 | 0.56 | 527.28 | 197.29 | 362.31 | 60.0874 | 1370.655 | 1110.535 | 66.025 | 0.32 | 773.64 | 289.74 | 532.655 | 60.0001
1+ 2+Wind 234kW | 1810 | 1470 | 63.65 | 0.08 | 1020 | 383.25 | 702.89 | 60.0077 | 931.31 | 811.67 | 68.31 | 0.54 | 553.11 | 228.87 | 339.13 | 60.9894 | 1370.655 | 1140.835 | 65.98 | 0.31 | 786.555 | 306.06 | 521.01 | 60.3412
1+ 2+ 3+Wind 234kW | 1810 | 1470 | 63.64 | 0.08 | 1020 | 384.32 | 702.77 | 60.0602 | 931.31 | 872.27 | 67.84 | 0.52 | 577.78 | 274.36 | 307.88 | 62.5184 | 1370.655 | 1171.135 | 65.74 | 0.3 | 798.89 | 329.34 | 505.325 | 60.8953
1+ 2+ 3+ 4+Wind 234kW | 1810 | 1470 | 63.63 | 0.08 | 1020 | 385.38 | 702.66 | 60.1127 | 931.31 | 932.88 | 67.05 | 0.49 | 598.19 | 311.7 | 283.28 | 63.8864 | 1370.655 | 1201.44 | 65.34 | 0.285 | 809.095 | 348.54 | 492.97 | 61.3947
1+ 2+ 3+ 4+ 5+Wind 234kW | 1810 | 1470 | 63.62 | 0.08 | 1020 | 386.44 | 702.55 | 60.1652 | 931.31 | 993.48 | 66.04 | 0.47 | 614.4 | 351.13 | 270.94 | 66.7952 | 1370.655 | 1231.74 | 64.83 | 0.275 | 817.2 | 368.785 | 486.745 | 62.4176
1+ 2+ 3+ 4+ 5+ 6+Wind 234kW | 1810 | 1470 | 63.61 | 0.08 | 1020 | 387.51 | 702.44 | 60.2182 | 931.31 | 1050 | 64.86 | 0.44 | 629.76 | 402 | 259.01 | 70.9764 | 1370.655 | 1260 | 64.235 | 0.26 | 824.88 | 394.755 | 480.725 | 63.8731
1+ 2+ 3+ 4+ 5+ 6+ 7+Wind 234kW | 1810 | 1480 | 63.6 | 0.08 | 1020 | 388.57 | 702.33 | 60.2707 | 931.31 | 1110 | 63.57 | 0.42 | 641.96 | 447.77 | 248.67 | 74.7807 | 1370.655 | 1295 | 63.585 | 0.25 | 830.98 | 418.17 | 475.5 | 65.2002
Wind 252kW | 1810 | 1680 | 63.55 | 0.08 | 1060 | 566.44 | 666.25 | 68.1044 | 931.31 | 787.62 | 67.82 | 0.58 | 526.69 | 227.91 | 365.79 | 63.7489 | 1370.655 | 1233.81 | 65.685 | 0.33 | 793.345 | 397.175 | 516.02 | 66.6247
1+Wind 252kW | 1810 | 1680 | 63.54 | 0.08 | 1060 | 567.85 | 666.25 | 68.1823 | 931.31 | 848.23 | 67.72 | 0.56 | 551.36 | 272.09 | 336.12 | 65.3069 | 1370.655 | 1264.115 | 65.63 | 0.32 | 805.68 | 419.97 | 501.185 | 67.2055
1+ 2+Wind 252kW | 1810 | 1680 | 63.52 | 0.08 | 1060 | 569.26 | 666.25 | 68.2602 | 931.31 | 908.83 | 67.26 | 0.54 | 572.34 | 309.14 | 317.01 | 67.2333 | 1370.655 | 1294.415 | 65.39 | 0.31 | 816.17 | 439.2 | 491.63 | 67.9113
1+ 2+ 3+Wind 252kW | 1810 | 1680 | 63.5 | 0.08 | 1060 | 570.67 | 666.25 | 68.3381 | 931.31 | 969.44 | 66.53 | 0.52 | 593.31 | 346.2 | 297.9 | 69.1606 | 1370.655 | 1324.72 | 65.015 | 0.3 | 826.655 | 458.435 | 482.075 | 68.6176
1+ 2+ 3+ 4+Wind 252kW | 1810 | 1680 | 63.48 | 0.08 | 1060 | 572.08 | 666.25 | 68.416 | 931.31 | 1030 | 65.57 | 0.5 | 613.72 | 383.53 | 273.3 | 70.5275 | 1370.655 | 1355 | 64.525 | 0.29 | 836.86 | 477.805 | 469.775 | 69.1334
1+ 2+ 3+ 4+ 5+Wind 252kW | 1810 | 1690 | 63.47 | 0.08 | 1060 | 573.49 | 666.25 | 68.4939 | 931.31 | 1090 | 64.45 | 0.48 | 629.92 | 422.97 | 260.95 | 73.4363 | 1370.655 | 1390 | 63.96 | 0.28 | 844.96 | 498.23 | 463.6 | 70.173
1+ 2+ 3+ 4+ 5+ 6+Wind 252kW | 1810 | 1690 | 63.45 | 0.08 | 1060 | 574.9 | 666.25 | 68.5718 | 931.31 | 1150 | 63.22 | 0.46 | 645.28 | 475.11 | 249.03 | 77.755 | 1370.655 | 1420 | 63.335 | 0.27 | 852.64 | 525.005 | 457.64 | 71.6916
1+ 2+ 3+ 4+ 5+ 6+ 7+Wind 252kW | 1810 | 1690 | 63.43 | 0.08 | 1060 | 576.31 | 666.25 | 68.6497 | 931.31 | 1210 | 61.92 | 0.44 | 657.49 | 520.87 | 238.68 | 81.5572 | 1370.655 | 1450 | 62.675 | 0.26 | 858.745 | 548.59 | 452.465 | 73.0348
Wind 270kW | 1810 | 1800 | 63.06 | 0.08 | 1090 | 656.64 | 646.36 | 71.989 | 931.31 | 843.88 | 67.31 | 0.58 | 539.6 | 276.3 | 349.4 | 67.1849 | 1370.655 | 1321.94 | 65.185 | 0.33 | 814.8 | 466.47 | 497.88 | 70.3569
1+Wind 270kW | 1810 | 1800 | 63.04 | 0.08 | 1090 | 658.05 | 646.36 | 72.0669 | 931.31 | 904.49 | 67.01 | 0.56 | 560.57 | 313.35 | 330.29 | 69.1113 | 1370.655 | 1352.245 | 65.025 | 0.32 | 825.285 | 485.7 | 488.325 | 71.0627
1+ 2+Wind 270kW | 1810 | 1800 | 63.02 | 0.08 | 1090 | 659.46 | 646.36 | 72.1448 | 931.31 | 965.09 | 66.42 | 0.54 | 581.55 | 350.4 | 311.18 | 71.0376 | 1370.655 | 1382.545 | 64.72 | 0.31 | 835.775 | 504.93 | 478.77 | 71.7686
1+ 2+ 3+Wind 270kW | 1810 | 1800 | 63 | 0.08 | 1090 | 660.87 | 646.36 | 72.2227 | 931.31 | 1030 | 65.59 | 0.52 | 602.52 | 387.46 | 292.07 | 72.965 | 1370.655 | 1415 | 64.295 | 0.3 | 846.26 | 524.165 | 469.215 | 72.4748
1+ 2+ 3+ 4+Wind 270kW | 1810 | 1800 | 62.98 | 0.08 | 1090 | 662.28 | 646.36 | 72.3006 | 931.31 | 1090 | 64.59 | 0.5 | 622.93 | 424.79 | 267.46 | 74.3308 | 1370.655 | 1445 | 63.785 | 0.29 | 856.465 | 543.535 | 456.91 | 72.9903
1+ 2+ 3+ 4+ 5+Wind 270kW | 1810 | 1810 | 62.96 | 0.08 | 1090 | 663.69 | 646.36 | 72.3785 | 931.31 | 1150 | 63.45 | 0.48 | 639.13 | 464.23 | 255.12 | 77.2407 | 1370.655 | 1480 | 63.205 | 0.28 | 864.565 | 563.96 | 450.74 | 74.0303
1+ 2+ 3+ 4+ 5+ 6+Wind 270kW | 1810 | 1810 | 62.94 | 0.08 | 1090 | 665.1 | 646.36 | 72.4564 | 931.31 | 1210 | 62.22 | 0.46 | 654.49 | 517.11 | 243.2 | 81.6388 | 1370.655 | 1510 | 62.58 | 0.27 | 872.245 | 591.105 | 444.78 | 75.5759
1+ 2+ 3+ 4+ 5+ 6+ 7+Wind 270kW | 1810 | 1810 | 62.92 | 0.08 | 1090 | 666.51 | 646.36 | 72.5343 | 931.31 | 1270 | 60.94 | 0.44 | 666.7 | 562.87 | 232.85 | 85.4409 | 1370.655 | 1540 | 61.93 | 0.26 | 878.35 | 614.69 | 439.605 | 76.9191

## Scenario 3 - Case I
SCENARIO 3 - I
1 unit of solar = 5.25kW | WINTER | [7 empty] | SUMMER | [7 empty] | AVERAGE
SUPPLY | DEMAND | RE SUPPLY | MATCH RATE (%) | CORR COEFF | ENERGY DELIVERED | ENERGY SURPLUS | ENERGY DEFICIT | GRID INTERACTION | DEMAND | RE SUPPLY | MATCH RATE (%) | CORR COEFF | ENERGY DELIVERED | ENERGY SURPLUS | ENERGY DEFICIT | GRID INTERACTION | DEMAND | RE SUPPLY | MATCH RATE (%) | CORR COEFF | ENERGY DELIVERED | ENERGY SURPLUS | ENERGY DEFICIT | GRID INTERACTION
Wind 5.25 | 297.66 | 8.66 | 6.98 | 0.6 | 8.66 | 0 | 281.83 | 94.6819 | 539.1 | 18.49 | 6.99 | 0.17 | 18.17 | 0 | 506.13 | 93.8843 | 418.38 | 13.575 | 6.985 | 0.385 | 13.415 | 0 | 393.98 | 94.168
1+Wind 5.25 | 297.66 | 29.34 | 18.03 | 0.22 | 29.34 | 0 | 261.15 | 87.7343 | 539.1 | 19.25 | 7.31 | 0.17 | 18.94 | 0 | 505.37 | 93.7433 | 418.38 | 24.295 | 12.67 | 0.195 | 24.14 | 0 | 383.26 | 91.6057
1+2+Wind 5.25 | 297.66 | 50.02 | 27.75 | 0.11 | 50.02 | 0 | 240.47 | 80.7868 | 539.1 | 20.01 | 7.63 | 0.17 | 19.7 | 0 | 504.61 | 93.6023 | 418.38 | 35.015 | 17.69 | 0.14 | 34.86 | 0 | 372.54 | 89.0435
1+2+3+Wind 5.25 | 297.66 | 70.7 | 35.71 | 0.07 | 70.7 | 0 | 219.79 | 73.8393 | 539.1 | 20.77 | 7.95 | 0.17 | 20.46 | 0 | 503.85 | 93.4613 | 418.38 | 45.735 | 21.83 | 0.12 | 45.58 | 0 | 361.82 | 86.4812
1+2+3+4+Wind 5.25 | 297.66 | 91.38 | 42.1 | 0.05 | 87.5 | 3.35 | 197.97 | 67.6342 | 539.1 | 21.53 | 8.27 | 0.17 | 21.22 | 0 | 503.09 | 93.3203 | 418.38 | 56.455 | 25.185 | 0.11 | 54.36 | 1.675 | 350.53 | 84.183
1+2+3+4+5+Wind 5.25 | 297.66 | 112.06 | 47.14 | 0.03 | 99.62 | 9.99 | 185.42 | 65.6487 | 539.1 | 22.3 | 8.59 | 0.17 | 21.98 | 0 | 502.32 | 93.1775 | 418.38 | 67.18 | 27.865 | 0.1 | 60.8 | 4.995 | 343.87 | 83.3847
1+2+3+4+5+6+Wind 5.25 | 297.66 | 132.74 | 50.99 | 0.02 | 110.95 | 18.79 | 175.28 | 65.1985 | 539.1 | 23.06 | 8.92 | 0.17 | 22.74 | 0 | 501.56 | 93.0365 | 418.38 | 77.9 | 29.955 | 0.095 | 66.845 | 9.395 | 338.42 | 83.1338
1+2+3+4+5+6+7+Wind 5.25 | 297.66 | 153.42 | 53.82 | 0.02 | 119.32 | 31 | 168.05 | 66.8716 | 539.1 | 23.82 | 9.24 | 0.16 | 23.5 | 0 | 500.8 | 92.8956 | 418.38 | 88.62 | 31.53 | 0.09 | 71.41 | 15.5 | 334.425 | 83.6381
Wind 10.5 | 297.66 | 18.69 | 14.02 | 0.6 | 18.53 | 0 | 271.96 | 91.366 | 539.1 | 39 | 13.9 | 0.17 | 38.33 | 0 | 485.97 | 90.1447 | 418.38 | 28.845 | 13.96 | 0.385 | 28.43 | 0 | 378.965 | 90.5791
1+Wind 10.5 | 297.66 | 39.37 | 23.69 | 0.37 | 39.21 | 0 | 251.28 | 84.4185 | 539.1 | 39.76 | 14.18 | 0.17 | 39.09 | 0 | 485.21 | 90.0037 | 418.38 | 39.565 | 18.935 | 0.27 | 39.15 | 0 | 368.245 | 88.0169
1+2+Wind 10.5 | 297.66 | 60.05 | 32.43 | 0.23 | 59.89 | 0 | 230.6 | 77.4709 | 539.1 | 40.52 | 14.46 | 0.17 | 39.85 | 0 | 484.45 | 89.8627 | 418.38 | 50.285 | 23.445 | 0.2 | 49.87 | 0 | 357.525 | 85.4546
1+2+3+Wind 10.5 | 297.66 | 80.73 | 39.69 | 0.16 | 80.12 | 0.33 | 208.95 | 70.3084 | 539.1 | 41.28 | 14.74 | 0.17 | 40.61 | 0 | 483.69 | 89.7218 | 418.38 | 61.005 | 27.215 | 0.165 | 60.365 | 0.165 | 346.32 | 82.8159
1+2+3+4+Wind 10.5 | 297.66 | 101.41 | 45.51 | 0.12 | 94.98 | 5.34 | 190.91 | 65.9309 | 539.1 | 42.04 | 15.03 | 0.17 | 41.37 | 0 | 482.93 | 89.5808 | 418.38 | 71.725 | 30.27 | 0.145 | 68.175 | 2.67 | 336.92 | 81.1678
1+2+3+4+5+Wind 10.5 | 297.66 | 122.09 | 50.07 | 0.09 | 107.1 | 11.99 | 178.36 | 63.9488 | 539.1 | 42.8 | 15.31 | 0.17 | 42.13 | 0 | 482.17 | 89.4398 | 418.38 | 82.445 | 32.69 | 0.13 | 74.615 | 5.995 | 330.265 | 80.3719
1+2+3+4+5+6+Wind 10.5 | 297.66 | 142.77 | 53.5 | 0.07 | 117.74 | 21.48 | 168.87 | 63.9488 | 539.1 | 43.56 | 15.59 | 0.17 | 42.89 | 0 | 481.41 | 89.2988 | 418.38 | 93.165 | 34.545 | 0.12 | 80.315 | 10.74 | 325.14 | 80.2811
1+2+3+4+5+6+7+Wind 10.5 | 297.66 | 163.45 | 55.94 | 0.06 | 125.61 | 34.37 | 162.02 | 65.978 | 539.1 | 44.32 | 15.87 | 0.17 | 43.65 | 0 | 480.65 | 89.1579 | 418.38 | 103.885 | 35.905 | 0.115 | 84.63 | 17.185 | 321.335 | 80.9121
Wind 15.75 | 297.66 | 29.79 | 21.4 | 0.63 | 29.54 | 0 | 260.95 | 87.6671 | 539.1 | 61.51 | 20.74 | 0.17 | 60.47 | 0 | 463.83 | 86.0378 | 418.38 | 45.65 | 21.07 | 0.4 | 45.005 | 0 | 362.39 | 86.6174
1+Wind 15.75 | 297.66 | 50.47 | 29.91 | 0.48 | 50.22 | 0 | 240.27 | 80.7196 | 539.1 | 62.27 | 20.99 | 0.17 | 61.23 | 0 | 463.07 | 85.8969 | 418.38 | 56.37 | 25.45 | 0.325 | 55.725 | 0 | 351.67 | 84.0552
1+2+Wind 15.75 | 297.66 | 71.15 | 37.64 | 0.34 | 70.9 | 0 | 219.6 | 73.7754 | 539.1 | 63.03 | 21.24 | 0.17 | 61.99 | 0 | 462.31 | 85.7559 | 418.38 | 67.09 | 29.44 | 0.255 | 66.445 | 0 | 340.955 | 81.4941
1+2+3+Wind 15.75 | 297.66 | 91.83 | 44.11 | 0.26 | 89.49 | 1.57 | 199.99 | 67.7148 | 539.1 | 63.79 | 21.49 | 0.17 | 62.75 | 0 | 461.55 | 85.6149 | 418.38 | 77.81 | 32.8 | 0.215 | 76.12 | 0.785 | 330.77 | 79.2473
1+2+3+4+Wind 15.75 | 297.66 | 112.51 | 49.3 | 0.2 | 103.44 | 7.48 | 182.99 | 63.9891 | 539.1 | 64.55 | 21.74 | 0.17 | 63.51 | 0 | 460.79 | 85.4739 | 418.38 | 88.53 | 35.52 | 0.185 | 83.475 | 3.74 | 321.89 | 77.8312
1+2+3+4+5+Wind 15.75 | 297.66 | 133.19 | 53.3 | 0.16 | 115.46 | 15.6 | 170.09 | 62.3833 | 539.1 | 65.31 | 21.99 | 0.17 | 64.27 | 0 | 460.03 | 85.333 | 418.38 | 99.25 | 37.645 | 0.165 | 89.865 | 7.8 | 315.06 | 77.1691
1+2+3+4+5+6+Wind 15.75 | 297.66 | 153.87 | 56.24 | 0.13 | 125.46 | 24.35 | 161.63 | 62.4807 | 539.1 | 66.07 | 22.23 | 0.17 | 65.03 | 0 | 459.27 | 85.192 | 418.38 | 109.97 | 39.235 | 0.15 | 95.245 | 12.175 | 310.45 | 77.1129
1+2+3+4+5+6+7+Wind 15.75 | 297.66 | 174.55 | 58.25 | 0.11 | 132.79 | 37.97 | 155.19 | 64.8928 | 539.1 | 66.83 | 22.48 | 0.17 | 65.79 | 0 | 458.51 | 85.051 | 418.38 | 120.69 | 40.365 | 0.14 | 99.29 | 18.985 | 306.85 | 77.8802
Wind 21 | 297.66 | 39.72 | 27.26 | 0.63 | 39.38 | 0 | 251.11 | 84.3614 | 539.1 | 82.01 | 26.4 | 0.17 | 80.63 | 0 | 443.67 | 82.2983 | 418.38 | 60.865 | 26.83 | 0.4 | 60.005 | 0 | 347.39 | 83.0322
1+Wind 21 | 297.66 | 60.4 | 34.95 | 0.52 | 60.06 | 0 | 230.43 | 77.4138 | 539.1 | 82.77 | 26.63 | 0.17 | 81.39 | 0 | 442.91 | 82.1573 | 418.38 | 71.585 | 30.79 | 0.345 | 70.725 | 0 | 336.67 | 80.4699
1+2+Wind 21 | 297.66 | 81.08 | 41.9 | 0.4 | 80.74 | 0 | 209.75 | 70.4663 | 539.1 | 83.53 | 26.85 | 0.17 | 82.15 | 0 | 442.15 | 82.0163 | 418.38 | 82.305 | 34.375 | 0.285 | 81.445 | 0 | 325.95 | 77.9076
1+2+3+Wind 21 | 297.66 | 101.76 | 47.72 | 0.32 | 97.32 | 3.56 | 188.65 | 64.5737 | 539.1 | 84.29 | 27.07 | 0.17 | 82.91 | 0 | 441.39 | 81.8753 | 418.38 | 93.025 | 37.395 | 0.245 | 90.115 | 1.78 | 315.02 | 75.7206
1+2+3+4+Wind 21 | 297.66 | 122.44 | 52.36 | 0.26 | 110.91 | 9.47 | 175.97 | 62.2993 | 539.1 | 85.05 | 27.29 | 0.17 | 83.67 | 0 | 440.63 | 81.7344 | 418.38 | 103.745 | 39.825 | 0.215 | 97.29 | 4.735 | 308.3 | 74.8207
1+2+3+4+5+Wind 21 | 297.66 | 143.12 | 55.89 | 0.21 | 122.23 | 18.29 | 163.71 | 61.1436 | 539.1 | 85.81 | 27.51 | 0.17 | 84.43 | 0 | 439.87 | 81.5934 | 418.38 | 114.465 | 41.7 | 0.19 | 103.33 | 9.145 | 301.79 | 74.3188
1+2+3+4+5+6+Wind 21 | 297.66 | 163.8 | 58.41 | 0.18 | 131.89 | 27.98 | 155.48 | 61.6341 | 539.1 | 86.57 | 27.73 | 0.17 | 85.19 | 0 | 439.11 | 81.4524 | 418.38 | 125.185 | 43.07 | 0.175 | 108.54 | 13.99 | 297.295 | 74.4025
1+2+3+4+5+6+7+Wind 21 | 297.66 | 184.48 | 60.05 | 0.15 | 139.06 | 41.33 | 149.2 | 64.0093 | 539.1 | 87.33 | 27.95 | 0.17 | 85.95 | 0 | 438.35 | 81.3114 | 418.38 | 135.905 | 44 | 0.16 | 112.505 | 20.665 | 293.775 | 75.1566
Wind 26.25 | 297.66 | 53.45 | 34.5 | 0.64 | 52.99 | 0 | 237.5 | 79.789 | 539.1 | 111.51 | 33.69 | 0.17 | 109.67 | 0 | 414.63 | 76.9115 | 418.38 | 82.48 | 34.095 | 0.405 | 81.33 | 0 | 326.065 | 77.9351
1+Wind 26.25 | 297.66 | 74.13 | 41.27 | 0.56 | 73.67 | 0 | 216.82 | 72.8415 | 539.1 | 112.27 | 33.88 | 0.17 | 110.43 | 0 | 413.87 | 76.7705 | 418.38 | 93.2 | 37.575 | 0.365 | 92.05 | 0 | 315.345 | 75.3729
1+2+Wind 26.25 | 297.66 | 94.8 | 47.31 | 0.47 | 93.38 | 0.73 | 195.92 | 66.0653 | 539.1 | 113.03 | 34.07 | 0.17 | 111.19 | 0 | 413.11 | 76.6296 | 418.38 | 103.915 | 40.69 | 0.32 | 102.285 | 0.365 | 304.515 | 72.8716
1+2+3+Wind 26.25 | 297.66 | 115.48 | 52.32 | 0.39 | 107.79 | 6.19 | 178.81 | 62.1514 | 539.1 | 113.79 | 34.26 | 0.17 | 111.95 | 0 | 412.35 | 76.4886 | 418.38 | 114.635 | 43.29 | 0.28 | 109.87 | 3.095 | 295.58 | 71.3885
1+2+3+4+Wind 26.25 | 297.66 | 136.16 | 56.27 | 0.32 | 121.38 | 12.1 | 166.12 | 59.8737 | 539.1 | 114.56 | 34.44 | 0.17 | 112.71 | 0 | 411.59 | 76.3476 | 418.38 | 125.36 | 45.355 | 0.245 | 117.045 | 6.05 | 288.855 | 70.4874
1+2+3+4+5+Wind 26.25 | 297.66 | 156.84 | 59.18 | 0.27 | 131.78 | 21.85 | 154.72 | 59.3194 | 539.1 | 115.32 | 34.63 | 0.17 | 113.47 | 0 | 410.83 | 76.2066 | 418.38 | 136.08 | 46.905 | 0.22 | 122.625 | 10.925 | 282.775 | 70.1993
1+2+3+4+5+6+Wind 26.25 | 297.66 | 177.52 | 61.15 | 0.24 | 140.78 | 32.26 | 146.98 | 60.2164 | 539.1 | 116.08 | 34.82 | 0.17 | 114.23 | 0 | 410.07 | 76.0657 | 418.38 | 146.8 | 47.985 | 0.205 | 127.505 | 16.13 | 278.525 | 70.4276
1+2+3+4+5+6+7+Wind 26.25 | 297.66 | 198.2 | 62.3 | 0.21 | 147.95 | 45.78 | 140.7 | 62.6487 | 539.1 | 116.84 | 35 | 0.17 | 114.99 | 0 | 409.31 | 75.9247 | 418.38 | 157.52 | 48.65 | 0.19 | 131.47 | 22.89 | 275.005 | 71.202
Wind 31.5 | 297.66 | 64.13 | 39.51 | 0.64 | 63.59 | 0 | 226.9 | 76.2279 | 539.1 | 133.82 | 38.5 | 0.17 | 131.6 | 0 | 392.7 | 72.8436 | 418.38 | 98.975 | 39.005 | 0.405 | 97.595 | 0 | 309.8 | 74.0475
1+Wind 31.5 | 297.66 | 84.81 | 45.66 | 0.57 | 84.27 | 0 | 206.22 | 69.2804 | 539.1 | 134.58 | 38.66 | 0.17 | 132.36 | 0 | 391.94 | 72.7027 | 418.38 | 109.695 | 42.16 | 0.37 | 108.315 | 0 | 299.08 | 71.4853
1+2+Wind 31.5 | 297.66 | 105.49 | 51.07 | 0.49 | 102.26 | 2.4 | 183.91 | 62.5915 | 539.1 | 135.34 | 38.83 | 0.17 | 133.12 | 0 | 391.18 | 72.5617 | 418.38 | 120.415 | 44.95 | 0.33 | 117.69 | 1.2 | 287.545 | 69.015
1+2+3+Wind 31.5 | 297.66 | 126.17 | 55.52 | 0.42 | 115.86 | 8.31 | 171.22 | 60.3138 | 539.1 | 136.1 | 39 | 0.17 | 133.88 | 0 | 390.42 | 72.4207 | 418.38 | 131.135 | 47.26 | 0.295 | 124.87 | 4.155 | 280.82 | 68.1139
1+2+3+4+Wind 31.5 | 297.66 | 146.85 | 58.95 | 0.36 | 128.88 | 16.06 | 158.56 | 58.6642 | 539.1 | 136.86 | 39.16 | 0.17 | 134.64 | 0 | 389.66 | 72.2797 | 418.38 | 141.855 | 49.055 | 0.265 | 131.76 | 8.03 | 274.11 | 67.4363
1+2+3+4+5+Wind 31.5 | 297.66 | 167.53 | 61.4 | 0.31 | 139.11 | 24.71 | 147.83 | 57.9655 | 539.1 | 137.62 | 39.33 | 0.17 | 135.4 | 0 | 388.9 | 72.1387 | 418.38 | 152.575 | 50.365 | 0.24 | 137.255 | 12.355 | 268.365 | 67.0969
1+2+3+4+5+6+Wind 31.5 | 297.66 | 188.21 | 62.96 | 0.27 | 147.57 | 35.71 | 140.49 | 59.1951 | 539.1 | 138.38 | 39.49 | 0.17 | 136.16 | 0 | 388.14 | 71.9978 | 418.38 | 163.295 | 51.225 | 0.22 | 141.865 | 17.855 | 264.315 | 67.4435
1+2+3+4+5+6+7+Wind 31.5 | 297.66 | 208.89 | 63.75 | 0.24 | 154.75 | 49.36 | 134.2 | 61.6677 | 539.1 | 139.14 | 39.65 | 0.17 | 136.92 | 0 | 387.38 | 71.8568 | 418.38 | 174.015 | 51.7 | 0.205 | 145.835 | 24.68 | 260.79 | 68.2322
Wind 36.75 | 297.66 | 74.82 | 44.02 | 0.64 | 74.19 | 0 | 216.3 | 72.6668 | 539.1 | 156.12 | 42.8 | 0.17 | 153.38 | 0.08 | 368.16 | 68.3064 | 418.38 | 115.47 | 43.41 | 0.405 | 113.785 | 0.04 | 292.23 | 69.8575
1+Wind 36.75 | 297.66 | 95.5 | 49.62 | 0.58 | 94.85 | 0.01 | 195.17 | 65.5715 | 539.1 | 156.88 | 42.94 | 0.17 | 154.14 | 0.08 | 367.4 | 68.1655 | 418.38 | 126.19 | 46.28 | 0.375 | 124.495 | 0.045 | 281.285 | 67.2427
1+2+Wind 36.75 | 297.66 | 116.18 | 54.46 | 0.52 | 110.33 | 4.52 | 176.32 | 60.7539 | 539.1 | 157.64 | 43.09 | 0.17 | 154.9 | 0.08 | 366.64 | 68.0245 | 418.38 | 136.91 | 48.775 | 0.345 | 132.615 | 2.3 | 271.48 | 65.4381
1+2+3+Wind 36.75 | 297.66 | 136.86 | 58.38 | 0.45 | 123.93 | 10.43 | 163.64 | 58.4795 | 539.1 | 158.4 | 43.23 | 0.17 | 155.66 | 0.08 | 365.88 | 67.8835 | 418.38 | 147.63 | 50.805 | 0.31 | 139.795 | 5.255 | 264.76 | 64.5382
1+2+3+4+Wind 36.75 | 297.66 | 157.54 | 61.33 | 0.4 | 136.21 | 18.92 | 151.66 | 57.307 | 539.1 | 159.16 | 43.38 | 0.17 | 156.42 | 0.08 | 365.12 | 67.7425 | 418.38 | 158.35 | 52.355 | 0.285 | 146.315 | 9.5 | 258.39 | 64.0303
1+2+3+4+5+Wind 36.75 | 297.66 | 178.22 | 63.35 | 0.35 | 145.96 | 28.73 | 140.89 | 56.9845 | 539.1 | 159.92 | 43.52 | 0.17 | 157.18 | 0.08 | 364.36 | 67.6016 | 418.38 | 169.07 | 53.435 | 0.26 | 151.57 | 14.405 | 252.625 | 63.8248
1+2+3+4+5+6+Wind 36.75 | 297.66 | 198.9 | 64.52 | 0.31 | 154.37 | 39.15 | 133.99 | 58.167 | 539.1 | 160.68 | 43.66 | 0.17 | 157.94 | 0.08 | 363.6 | 67.4606 | 418.38 | 179.79 | 54.09 | 0.24 | 156.155 | 19.615 | 248.795 | 64.1546
1+2+3+4+5+6+7+Wind 36.75 | 297.66 | 219.58 | 64.98 | 0.27 | 161.55 | 52.94 | 127.71 | 60.69 | 539.1 | 161.44 | 43.8 | 0.17 | 158.7 | 0.08 | 362.84 | 67.3196 | 418.38 | 190.51 | 54.39 | 0.22 | 160.125 | 26.51 | 245.275 | 64.9613
Wind 42 | 297.66 | 85.51 | 48.07 | 0.64 | 84.79 | 0 | 205.7 | 69.1057 | 539.1 | 178.42 | 46.62 | 0.17 | 174.11 | 0.68 | 347.72 | 64.6262 | 418.38 | 131.965 | 47.345 | 0.405 | 129.45 | 0.34 | 276.71 | 66.2197
1+Wind 42 | 297.66 | 106.19 | 53.16 | 0.59 | 104.27 | 0.9 | 185.17 | 62.5109 | 539.1 | 179.18 | 46.75 | 0.17 | 174.87 | 0.68 | 346.96 | 64.4853 | 418.38 | 142.685 | 49.955 | 0.38 | 139.57 | 0.79 | 266.065 | 63.7829
1+2+Wind 42 | 297.66 | 126.87 | 57.49 | 0.53 | 118.4 | 6.64 | 168.74 | 58.9196 | 539.1 | 179.94 | 46.88 | 0.17 | 175.63 | 0.68 | 346.2 | 64.3443 | 418.38 | 153.405 | 52.185 | 0.35 | 147.015 | 3.66 | 257.47 | 62.4146
1+2+3+Wind 42 | 297.66 | 147.55 | 60.92 | 0.48 | 131.85 | 13.87 | 155.62 | 56.9408 | 539.1 | 180.7 | 47 | 0.17 | 176.39 | 0.68 | 345.44 | 64.2033 | 418.38 | 164.125 | 53.96 | 0.325 | 154.12 | 7.275 | 250.53 | 61.6198
1+2+3+4+Wind 42 | 297.66 | 168.23 | 63.41 | 0.42 | 143.54 | 21.78 | 144.77 | 55.9531 | 539.1 | 181.46 | 47.12 | 0.17 | 177.15 | 0.68 | 344.68 | 64.0623 | 418.38 | 174.845 | 55.265 | 0.295 | 160.345 | 11.23 | 244.725 | 61.1776
1+2+3+4+5+Wind 42 | 297.66 | 188.91 | 65.02 | 0.38 | 152.75 | 32.17 | 134.4 | 55.9598 | 539.1 | 182.22 | 47.25 | 0.17 | 177.91 | 0.68 | 343.92 | 63.9214 | 418.38 | 185.565 | 56.135 | 0.275 | 165.33 | 16.425 | 239.16 | 61.0892
1+2+3+4+5+6+Wind 42 | 297.66 | 209.59 | 65.83 | 0.34 | 161.17 | 42.6 | 127.5 | 57.1457 | 539.1 | 182.98 | 47.37 | 0.17 | 178.67 | 0.68 | 343.16 | 63.7804 | 418.38 | 196.285 | 56.6 | 0.255 | 169.92 | 21.64 | 235.33 | 61.4202
1+2+3+4+5+6+7+Wind 42 | 297.66 | 230.27 | 65.97 | 0.3 | 168.34 | 56.52 | 121.21 | 59.7091 | 539.1 | 183.74 | 47.49 | 0.17 | 179.43 | 0.68 | 342.4 | 63.6394 | 418.38 | 207.005 | 56.73 | 0.235 | 173.885 | 28.6 | 231.805 | 62.2413
Wind 47.25 | 297.66 | 110.7 | 55.67 | 0.63 | 108.56 | 0.62 | 181.74 | 61.2645 | 539.1 | 224.16 | 53.12 | 0.17 | 215.75 | 2.36 | 302.85 | 56.6147 | 418.38 | 167.43 | 54.395 | 0.4 | 162.155 | 1.49 | 242.295 | 58.2688
1+Wind 47.25 | 297.66 | 131.38 | 59.69 | 0.59 | 122.91 | 6.59 | 164.33 | 57.4212 | 539.1 | 224.92 | 53.21 | 0.17 | 216.4 | 2.42 | 302.23 | 56.5109 | 418.38 | 178.15 | 56.45 | 0.38 | 169.655 | 4.505 | 233.28 | 56.8347
1+2+Wind 47.25 | 297.66 | 152.06 | 62.92 | 0.55 | 136.51 | 12.5 | 151.65 | 55.1468 | 539.1 | 225.68 | 53.3 | 0.17 | 217.04 | 2.48 | 301.6 | 56.4051 | 418.38 | 188.87 | 58.11 | 0.36 | 176.775 | 7.49 | 226.625 | 55.9575
1+2+3+Wind 47.25 | 297.66 | 172.74 | 65.3 | 0.5 | 148.49 | 21.19 | 140.03 | 54.1625 | 539.1 | 226.44 | 53.38 | 0.17 | 217.68 | 2.53 | 300.98 | 56.2994 | 418.38 | 199.59 | 59.34 | 0.335 | 183.085 | 11.86 | 220.505 | 55.5392
1+2+3+4+Wind 47.25 | 297.66 | 193.42 | 66.82 | 0.46 | 159.17 | 30.74 | 129.18 | 53.7257 | 539.1 | 227.2 | 53.47 | 0.17 | 218.33 | 2.59 | 300.36 | 56.1955 | 418.38 | 210.31 | 60.145 | 0.315 | 188.75 | 16.665 | 214.77 | 55.3169
1+2+3+4+5+Wind 47.25 | 297.66 | 214.1 | 67.56 | 0.42 | 167.8 | 41.05 | 120 | 54.1054 | 539.1 | 227.96 | 53.56 | 0.17 | 218.95 | 2.66 | 295.36 | 55.281 | 418.38 | 221.03 | 60.56 | 0.295 | 193.375 | 21.855 | 207.68 | 54.8628
1+2+3+4+5+6+Wind 47.25 | 297.66 | 234.78 | 67.63 | 0.38 | 176.22 | 51.48 | 113.1 | 55.2913 | 539.1 | 228.72 | 53.64 | 0.17 | 219.47 | 2.78 | 294.91 | 55.2198 | 418.38 | 231.75 | 60.635 | 0.275 | 197.845 | 27.13 | 204.005 | 55.2452
1+2+3+4+5+6+7+Wind 47.25 | 297.66 | 255.46 | 67.18 | 0.35 | 183.39 | 65.8 | 106.81 | 57.989 | 539.1 | 229.48 | 53.73 | 0.17 | 219.99 | 2.9 | 294.45 | 55.1567 | 418.38 | 242.47 | 60.455 | 0.26 | 201.69 | 34.35 | 200.63 | 56.1643
Wind 52.5 | 297.66 | 123 | 58.71 | 0.63 | 118.5 | 3.21 | 168.37 | 57.6429 | 539.1 | 249.06 | 55.96 | 0.17 | 234.02 | 5.48 | 278.36 | 52.6507 | 418.38 | 186.03 | 57.335 | 0.4 | 176.26 | 4.345 | 223.365 | 54.4266
1+Wind 52.5 | 297.66 | 143.68 | 62.25 | 0.59 | 132.09 | 9.12 | 155.69 | 55.3685 | 539.1 | 249.82 | 56.03 | 0.17 | 234.38 | 5.67 | 278.13 | 52.6433 | 418.38 | 196.75 | 59.14 | 0.38 | 183.235 | 7.395 | 216.91 | 53.6127
1+2+Wind 52.5 | 297.66 | 164.36 | 65.01 | 0.56 | 145.16 | 16.64 | 143.02 | 53.6384 | 539.1 | 250.58 | 56.1 | 0.17 | 234.74 | 5.87 | 277.9 | 52.6377 | 418.38 | 207.47 | 60.555 | 0.365 | 189.95 | 11.255 | 210.46 | 52.9937
1+2+3+Wind 52.5 | 297.66 | 185.04 | 66.93 | 0.51 | 156.78 | 25.21 | 131.11 | 52.5163 | 539.1 | 251.34 | 56.17 | 0.17 | 235.1 | 6.07 | 277.67 | 52.6322 | 418.38 | 218.19 | 61.55 | 0.34 | 195.94 | 15.64 | 204.39 | 52.5909
1+2+3+4+Wind 52.5 | 297.66 | 205.72 | 68.03 | 0.47 | 166.79 | 34.84 | 120.12 | 52.0594 | 539.1 | 252.1 | 56.24 | 0.17 | 235.47 | 6.27 | 277.44 | 52.6266 | 418.38 | 228.91 | 62.135 | 0.32 | 201.13 | 20.555 | 198.78 | 52.4248
1+2+3+4+5+Wind 52.5 | 297.66 | 226.4 | 68.41 | 0.44 | 175.23 | 45.25 | 111.22 | 52.5667 | 539.1 | 252.86 | 56.31 | 0.17 | 235.83 | 6.47 | 277.21 | 52.621 | 418.38 | 239.63 | 62.36 | 0.305 | 205.53 | 25.86 | 194.215 | 52.6017
1+2+3+4+5+6+Wind 52.5 | 297.66 | 247.08 | 68.19 | 0.4 | 183.45 | 55.76 | 104.6 | 53.8735 | 539.1 | 253.62 | 56.38 | 0.17 | 236.19 | 6.67 | 276.98 | 52.6155 | 418.38 | 250.35 | 62.285 | 0.285 | 209.82 | 31.215 | 190.79 | 53.063
1+2+3+4+5+6+7+Wind 52.5 | 297.66 | 267.76 | 67.5 | 0.37 | 189.38 | 75.57 | 96.14 | 57.6866 | 539.1 | 254.39 | 56.44 | 0.17 | 236.55 | 6.87 | 276.75 | 52.6099 | 418.38 | 261.075 | 61.97 | 0.27 | 212.965 | 41.22 | 186.445 | 54.4158
Wind 57.75 | 297.66 | 135.3 | 61.28 | 0.63 | 126.74 | 6.22 | 159.23 | 55.5836 | 539.1 | 273.97 | 58.34 | 0.17 | 249.38 | 10.05 | 266.09 | 51.2224 | 418.38 | 204.635 | 59.81 | 0.4 | 188.06 | 8.135 | 212.66 | 52.7738
1+Wind 57.75 | 297.66 | 155.98 | 64.36 | 0.6 | 140.14 | 12.23 | 146.83 | 53.4368 | 539.1 | 274.73 | 58.4 | 0.17 | 249.74 | 10.24 | 265.86 | 51.215 | 418.38 | 215.355 | 61.38 | 0.385 | 194.94 | 11.235 | 206.345 | 52.0054
1+2+Wind 57.75 | 297.66 | 176.66 | 66.67 | 0.56 | 152.2 | 20.66 | 135.22 | 52.3685 | 539.1 | 275.49 | 58.45 | 0.17 | 250.1 | 10.44 | 265.63 | 51.2094 | 418.38 | 226.075 | 62.56 | 0.365 | 201.15 | 15.55 | 200.425 | 51.6217
1+2+3+Wind 57.75 | 297.66 | 197.34 | 68.16 | 0.53 | 162.97 | 30.02 | 124.07 | 51.7671 | 539.1 | 276.25 | 58.51 | 0.17 | 250.46 | 10.64 | 265.4 | 51.2039 | 418.38 | 236.795 | 63.335 | 0.35 | 206.715 | 20.33 | 194.735 | 51.4042
1+2+3+4+Wind 57.75 | 297.66 | 218.02 | 68.9 | 0.49 | 172.88 | 39.7 | 115.05 | 51.9888 | 539.1 | 277.01 | 58.56 | 0.17 | 250.82 | 10.84 | 265.17 | 51.1983 | 418.38 | 247.515 | 63.73 | 0.33 | 211.85 | 25.27 | 190.11 | 51.4795
1+2+3+4+5+Wind 57.75 | 297.66 | 238.7 | 68.96 | 0.45 | 181.32 | 50.11 | 106.15 | 52.4961 | 539.1 | 277.77 | 58.61 | 0.17 | 251.19 | 11.04 | 264.94 | 51.1927 | 418.38 | 258.235 | 63.785 | 0.31 | 216.255 | 30.575 | 185.545 | 51.6564
1+2+3+4+5+6+Wind 57.75 | 297.66 | 259.38 | 68.49 | 0.42 | 188.87 | 65.23 | 96.96 | 54.4883 | 539.1 | 278.53 | 58.66 | 0.17 | 251.55 | 11.24 | 264.72 | 51.189 | 418.38 | 268.955 | 63.575 | 0.295 | 220.21 | 38.235 | 180.84 | 52.3627
1+2+3+4+5+6+7+Wind 57.75 | 297.66 | 280.06 | 67.61 | 0.39 | 194.11 | 81.89 | 92.43 | 58.5635 | 539.1 | 279.29 | 58.71 | 0.17 | 251.91 | 11.44 | 264.49 | 51.1835 | 418.38 | 279.675 | 63.16 | 0.28 | 223.01 | 46.665 | 178.46 | 53.8087
Wind 63 | 297.66 | 149.98 | 63.8 | 0.63 | 135.88 | 10.29 | 151.51 | 54.3573 | 539.1 | 310.28 | 61 | 0.17 | 267.9 | 26.71 | 248.8 | 51.1055 | 418.38 | 230.13 | 62.4 | 0.4 | 201.89 | 18.5 | 200.155 | 52.2623
1+Wind 63 | 297.66 | 170.66 | 66.35 | 0.6 | 148.81 | 17.76 | 139.06 | 52.6843 | 539.1 | 311.04 | 61.03 | 0.17 | 268.01 | 27.24 | 248.74 | 51.1927 | 418.38 | 240.85 | 63.69 | 0.385 | 208.41 | 22.5 | 193.9 | 51.7233
1+2+Wind 63 | 297.66 | 191.34 | 68.14 | 0.57 | 160.31 | 25.76 | 128.48 | 51.8175 | 539.1 | 311.8 | 61.06 | 0.17 | 268.12 | 27.77 | 248.69 | 51.2818 | 418.38 | 251.57 | 64.6 | 0.37 | 214.215 | 26.765 | 188.585 | 51.4723
1+2+3+Wind 63 | 297.66 | 212.02 | 69.17 | 0.54 | 170.23 | 36.76 | 114.88 | 50.944 | 539.1 | 312.56 | 61.1 | 0.17 | 268.23 | 28.3 | 248.63 | 51.3689 | 418.38 | 262.29 | 65.135 | 0.355 | 219.23 | 32.53 | 181.755 | 51.2178
1+2+3+4+Wind 63 | 297.66 | 232.7 | 69.49 | 0.5 | 179.84 | 46.71 | 106.24 | 51.3841 | 539.1 | 313.32 | 61.13 | 0.17 | 268.34 | 28.83 | 248.58 | 51.458 | 418.38 | 273.01 | 65.31 | 0.335 | 224.09 | 37.77 | 177.41 | 51.4317
1+2+3+4+5+Wind 63 | 297.66 | 253.38 | 69.22 | 0.47 | 187.29 | 61.78 | 95.46 | 52.8254 | 539.1 | 314.08 | 61.16 | 0.17 | 268.44 | 29.37 | 248.53 | 51.5489 | 418.38 | 283.73 | 65.19 | 0.32 | 227.865 | 45.575 | 171.995 | 52.003
1+2+3+4+5+6+Wind 63 | 297.66 | 274.05 | 68.49 | 0.44 | 193.46 | 74.48 | 90.69 | 55.4895 | 539.1 | 314.84 | 61.18 | 0.17 | 268.55 | 29.9 | 248.47 | 51.6361 | 418.38 | 294.445 | 64.835 | 0.305 | 231.005 | 52.19 | 169.58 | 53.0068
1+2+3+4+5+6+7+Wind 63 | 297.66 | 294.73 | 67.43 | 0.41 | 198.4 | 91.62 | 86.53 | 59.8502 | 539.1 | 315.6 | 61.21 | 0.17 | 268.66 | 30.43 | 248.42 | 51.7251 | 418.38 | 305.165 | 64.32 | 0.29 | 233.53 | 61.025 | 167.475 | 54.6154
Wind 68.25 | 297.66 | 162.48 | 65.45 | 0.63 | 142.84 | 15.24 | 142.38 | 52.953 | 539.1 | 336.13 | 62.43 | 0.17 | 279.41 | 37.38 | 239.23 | 51.3096 | 418.38 | 249.305 | 63.94 | 0.4 | 211.125 | 26.31 | 190.805 | 51.8942
1+Wind 68.25 | 297.66 | 183.16 | 67.59 | 0.6 | 154.63 | 23.82 | 131.11 | 52.0493 | 539.1 | 336.89 | 62.45 | 0.17 | 279.52 | 37.91 | 239.17 | 51.3968 | 418.38 | 260.025 | 65.02 | 0.385 | 217.075 | 30.865 | 185.14 | 51.6289
1+2+Wind 68.25 | 297.66 | 203.84 | 68.99 | 0.57 | 165.2 | 33.38 | 119.93 | 51.5051 | 539.1 | 337.65 | 62.46 | 0.17 | 279.63 | 38.44 | 239.12 | 51.4858 | 418.38 | 270.745 | 65.725 | 0.37 | 222.415 | 35.91 | 179.525 | 51.4927
1+2+3+Wind 68.25 | 297.66 | 224.51 | 69.66 | 0.54 | 174.81 | 43.32 | 111.28 | 51.9385 | 539.1 | 338.41 | 62.48 | 0.17 | 279.74 | 38.97 | 239.07 | 51.5748 | 418.38 | 281.46 | 66.07 | 0.355 | 227.275 | 41.145 | 175.175 | 51.7042
1+2+3+4+Wind 68.25 | 297.66 | 245.19 | 69.7 | 0.51 | 184.08 | 57.08 | 100.29 | 52.869 | 539.1 | 339.17 | 62.5 | 0.17 | 279.84 | 39.5 | 239.01 | 51.662 | 418.38 | 292.18 | 66.1 | 0.34 | 231.96 | 48.29 | 169.65 | 52.0914
1+2+3+4+5+Wind 68.25 | 297.66 | 265.87 | 69.21 | 0.48 | 190.47 | 69.67 | 93.25 | 54.7336 | 539.1 | 339.93 | 62.51 | 0.17 | 279.95 | 40.03 | 238.96 | 51.7511 | 418.38 | 302.9 | 65.86 | 0.325 | 235.21 | 54.85 | 166.105 | 52.812
1+2+3+4+5+6+Wind 68.25 | 297.66 | 286.55 | 68.32 | 0.45 | 196.65 | 82.37 | 88.48 | 57.3977 | 539.1 | 340.69 | 62.53 | 0.17 | 280.06 | 40.57 | 238.9 | 51.8401 | 418.38 | 313.62 | 65.425 | 0.31 | 238.355 | 61.47 | 163.69 | 53.8171
1+2+3+4+5+6+7+Wind 68.25 | 297.66 | 307.23 | 67.14 | 0.42 | 201.59 | 99.68 | 84.33 | 61.8189 | 539.1 | 341.46 | 62.54 | 0.17 | 280.17 | 41.1 | 238.85 | 51.9291 | 418.38 | 324.345 | 64.84 | 0.295 | 240.88 | 70.39 | 161.59 | 55.4472
Wind 73.5 | 297.66 | 174.97 | 66.7 | 0.63 | 148.46 | 22.96 | 134.92 | 53.0404 | 539.1 | 361.99 | 63.48 | 0.17 | 289.43 | 52.74 | 227.28 | 51.9421 | 418.38 | 268.48 | 65.09 | 0.4 | 218.945 | 37.85 | 181.1 | 52.3328
1+Wind 73.5 | 297.66 | 195.65 | 68.45 | 0.61 | 159.61 | 31.32 | 124.77 | 52.439 | 539.1 | 362.75 | 63.49 | 0.17 | 289.54 | 53.3 | 227.23 | 52.0367 | 418.38 | 279.2 | 65.97 | 0.39 | 224.575 | 42.31 | 176 | 52.1798
1+2+Wind 73.5 | 297.66 | 216.33 | 69.49 | 0.58 | 169.44 | 41.69 | 114.13 | 52.3483 | 539.1 | 363.51 | 63.49 | 0.17 | 289.64 | 53.86 | 227.18 | 52.1313 | 418.38 | 289.92 | 66.49 | 0.375 | 229.54 | 47.775 | 170.655 | 52.2085
1+2+3+Wind 73.5 | 297.66 | 237.01 | 69.87 | 0.55 | 179 | 51.72 | 105.53 | 52.8287 | 539.1 | 364.27 | 63.5 | 0.17 | 289.75 | 54.42 | 227.12 | 52.2241 | 418.38 | 300.64 | 66.685 | 0.36 | 234.375 | 53.07 | 166.325 | 52.4392
1+2+3+4+Wind 73.5 | 297.66 | 257.69 | 69.66 | 0.52 | 186.82 | 66.89 | 95.98 | 54.7168 | 539.1 | 365.03 | 63.5 | 0.17 | 289.86 | 54.98 | 227.07 | 52.3187 | 418.38 | 311.36 | 66.58 | 0.345 | 238.34 | 60.935 | 161.525 | 53.1718
1+2+3+4+5+Wind 73.5 | 297.66 | 278.37 | 68.99 | 0.49 | 193.15 | 79.58 | 88.98 | 56.6284 | 539.1 | 365.79 | 63.51 | 0.17 | 289.97 | 55.54 | 227.01 | 52.4114 | 418.38 | 322.08 | 66.25 | 0.33 | 241.56 | 67.56 | 157.995 | 53.9115
1+2+3+4+5+6+Wind 73.5 | 297.66 | 299.05 | 67.98 | 0.46 | 199.27 | 92.37 | 84.25 | 59.3362 | 539.1 | 366.55 | 63.51 | 0.17 | 290.08 | 56.1 | 226.96 | 52.506 | 418.38 | 332.8 | 65.745 | 0.315 | 244.675 | 74.235 | 155.605 | 54.9357
1+2+3+4+5+6+7+Wind 73.5 | 297.66 | 319.73 | 66.72 | 0.44 | 204.15 | 109.93 | 80.14 | 63.8547 | 539.1 | 367.31 | 63.51 | 0.17 | 290.18 | 56.66 | 226.91 | 52.6006 | 418.38 | 343.52 | 65.115 | 0.305 | 247.165 | 83.295 | 153.525 | 56.604
Wind 78.75 | 297.66 | 187.47 | 67.58 | 0.63 | 152.58 | 30.06 | 131.76 | 54.364 | 539.1 | 387.85 | 64.2 | 0.17 | 297.93 | 73.04 | 218.37 | 54.0549 | 418.38 | 287.66 | 65.89 | 0.4 | 225.255 | 51.55 | 175.065 | 54.1649
1+Wind 78.75 | 297.66 | 208.15 | 68.97 | 0.61 | 163.34 | 39.46 | 120.07 | 53.5947 | 539.1 | 388.61 | 64.2 | 0.17 | 298.04 | 73.6 | 218.31 | 54.1477 | 418.38 | 298.38 | 66.585 | 0.39 | 230.69 | 56.53 | 169.19 | 53.951
1+2+Wind 78.75 | 297.66 | 228.83 | 69.7 | 0.58 | 172.9 | 49.5 | 111.47 | 54.0785 | 539.1 | 389.37 | 64.19 | 0.17 | 298.15 | 74.16 | 218.26 | 54.2423 | 418.38 | 309.1 | 66.945 | 0.375 | 235.525 | 61.83 | 164.865 | 54.184
1+2+3+Wind 78.75 | 297.66 | 249.51 | 69.81 | 0.56 | 181.07 | 64.08 | 101.84 | 55.7414 | 539.1 | 390.13 | 64.19 | 0.17 | 298.26 | 74.72 | 218.2 | 54.335 | 418.38 | 319.82 | 67 | 0.365 | 239.665 | 69.4 | 160.02 | 54.8353
1+2+3+4+Wind 78.75 | 297.66 | 270.19 | 69.41 | 0.53 | 188.87 | 76.03 | 94.71 | 57.3607 | 539.1 | 390.89 | 64.18 | 0.17 | 298.36 | 75.28 | 218.15 | 54.4296 | 418.38 | 330.54 | 66.795 | 0.35 | 243.615 | 75.655 | 156.43 | 55.4723
1+2+3+4+5+Wind 78.75 | 297.66 | 290.87 | 68.6 | 0.5 | 195.21 | 88.72 | 87.71 | 59.2723 | 539.1 | 391.65 | 64.17 | 0.17 | 298.47 | 75.84 | 218.1 | 54.5242 | 418.38 | 341.26 | 66.385 | 0.335 | 246.84 | 82.28 | 152.905 | 56.2133
1+2+3+4+5+6+Wind 78.75 | 297.66 | 311.55 | 67.49 | 0.48 | 201.33 | 101.51 | 82.98 | 61.9801 | 539.1 | 392.41 | 64.17 | 0.17 | 298.58 | 76.41 | 218.04 | 54.6188 | 418.38 | 351.98 | 65.83 | 0.325 | 249.955 | 88.96 | 150.51 | 57.2374
1+2+3+4+5+6+7+Wind 78.75 | 297.66 | 332.23 | 66.18 | 0.45 | 206.21 | 119.24 | 78.87 | 66.5558 | 539.1 | 393.17 | 64.16 | 0.17 | 298.69 | 76.97 | 217.99 | 54.7134 | 418.38 | 362.7 | 65.17 | 0.31 | 252.45 | 98.105 | 148.43 | 58.9261
Wind 84 | 297.66 | 199.97 | 68.12 | 0.63 | 156.7 | 37.16 | 128.59 | 55.6843 | 539.1 | 413.7 | 64.63 | 0.17 | 305.49 | 93.04 | 207.09 | 55.6724 | 418.38 | 306.835 | 66.375 | 0.4 | 231.095 | 65.1 | 167.84 | 55.6767
1+Wind 84 | 297.66 | 220.65 | 69.2 | 0.61 | 166.79 | 47.27 | 117.41 | 55.3249 | 539.1 | 414.46 | 64.61 | 0.17 | 305.59 | 93.63 | 207.04 | 55.7726 | 418.38 | 317.555 | 66.905 | 0.39 | 236.19 | 70.45 | 162.225 | 55.6133
1+2+Wind 84 | 297.66 | 241.33 | 69.65 | 0.59 | 175.32 | 61.27 | 107.71 | 56.7695 | 539.1 | 415.22 | 64.6 | 0.17 | 305.7 | 94.23 | 206.99 | 55.8746 | 418.38 | 328.275 | 67.125 | 0.38 | 240.51 | 77.75 | 157.35 | 56.1929
1+2+3+Wind 84 | 297.66 | 262.01 | 69.54 | 0.56 | 183.13 | 73.22 | 100.57 | 58.3854 | 539.1 | 415.98 | 64.59 | 0.17 | 305.81 | 94.82 | 206.93 | 55.9729 | 418.38 | 338.995 | 67.065 | 0.365 | 244.47 | 84.02 | 153.75 | 56.8311
1+2+3+4+Wind 84 | 297.66 | 282.69 | 68.98 | 0.54 | 190.93 | 85.17 | 93.44 | 60.0047 | 539.1 | 416.74 | 64.57 | 0.17 | 305.92 | 95.41 | 206.88 | 56.0731 | 418.38 | 349.715 | 66.775 | 0.355 | 248.425 | 90.29 | 150.16 | 57.4717
1+2+3+4+5+Wind 84 | 297.66 | 303.37 | 68.07 | 0.51 | 197.27 | 97.86 | 86.44 | 61.9163 | 539.1 | 417.5 | 64.55 | 0.17 | 306.03 | 96 | 206.82 | 56.1714 | 418.38 | 360.435 | 66.31 | 0.34 | 251.65 | 96.93 | 146.63 | 58.215
1+2+3+4+5+6+Wind 84 | 297.66 | 324.05 | 66.9 | 0.49 | 203.38 | 110.65 | 81.71 | 64.6241 | 539.1 | 418.26 | 64.54 | 0.17 | 306.13 | 96.59 | 206.77 | 56.2716 | 418.38 | 371.155 | 65.72 | 0.33 | 254.755 | 103.62 | 144.24 | 59.2428
1+2+3+4+5+6+7+Wind 84 | 297.66 | 344.73 | 65.55 | 0.46 | 208.27 | 128.54 | 77.6 | 69.2535 | 539.1 | 419.02 | 64.52 | 0.17 | 306.24 | 97.19 | 206.72 | 56.3736 | 418.38 | 381.875 | 65.035 | 0.315 | 257.255 | 112.865 | 142.16 | 60.9554
Wind 89.25 | 297.66 | 212.47 | 68.38 | 0.63 | 160.69 | 45.04 | 123.34 | 56.5679 | 539.1 | 439.56 | 64.8 | 0.17 | 311.5 | 110.2 | 202.39 | 57.9837 | 418.38 | 326.015 | 66.59 | 0.4 | 236.095 | 77.62 | 162.865 | 57.48
1+Wind 89.25 | 297.66 | 233.15 | 69.16 | 0.61 | 169.57 | 58.46 | 113.57 | 57.7941 | 539.1 | 440.32 | 64.78 | 0.17 | 311.61 | 110.8 | 202.33 | 58.0838 | 418.38 | 336.735 | 66.97 | 0.39 | 240.59 | 84.63 | 157.95 | 57.9808
1+2+Wind 89.25 | 297.66 | 253.83 | 69.38 | 0.59 | 177.38 | 70.41 | 106.43 | 59.4101 | 539.1 | 441.08 | 64.75 | 0.17 | 311.71 | 111.39 | 202.28 | 58.184 | 418.38 | 347.455 | 67.065 | 0.38 | 244.545 | 90.9 | 154.355 | 58.6202
1+2+3+Wind 89.25 | 297.66 | 274.51 | 69.09 | 0.57 | 185.18 | 82.36 | 99.3 | 61.0294 | 539.1 | 441.84 | 64.73 | 0.17 | 311.82 | 111.98 | 202.23 | 58.2842 | 418.38 | 358.175 | 66.91 | 0.37 | 248.5 | 97.17 | 150.765 | 59.2607
1+2+3+4+Wind 89.25 | 297.66 | 295.19 | 68.41 | 0.54 | 192.99 | 94.31 | 92.17 | 62.6487 | 539.1 | 442.6 | 64.71 | 0.17 | 311.93 | 112.57 | 202.17 | 58.3825 | 418.38 | 368.895 | 66.56 | 0.355 | 252.46 | 103.44 | 147.17 | 59.9001
1+2+3+4+5+Wind 89.25 | 297.66 | 315.87 | 67.42 | 0.52 | 199.33 | 106.99 | 85.17 | 64.5569 | 539.1 | 443.36 | 64.69 | 0.17 | 312.04 | 113.16 | 202.12 | 58.4827 | 418.38 | 379.615 | 66.055 | 0.345 | 255.685 | 110.075 | 143.645 | 60.6434
1+2+3+4+5+6+Wind 89.25 | 297.66 | 336.55 | 66.21 | 0.49 | 205.44 | 119.79 | 80.44 | 67.268 | 539.1 | 444.12 | 64.66 | 0.17 | 312.15 | 113.76 | 202.06 | 58.5828 | 418.38 | 390.335 | 65.435 | 0.33 | 258.795 | 116.775 | 141.25 | 61.6724
1+2+3+4+5+6+7+Wind 89.25 | 297.66 | 357.22 | 64.85 | 0.47 | 210.32 | 137.85 | 76.33 | 71.9546 | 539.1 | 444.88 | 64.64 | 0.17 | 312.25 | 114.35 | 202.01 | 58.683 | 418.38 | 401.05 | 64.745 | 0.32 | 261.285 | 126.1 | 139.17 | 63.4041
Wind 94.5 | 297.66 | 230 | 68.32 | 0.63 | 164.67 | 59.31 | 118.91 | 59.8737 | 539.1 | 476.15 | 64.63 | 0.17 | 319.66 | 144.94 | 195.95 | 63.2332 | 418.38 | 353.075 | 66.475 | 0.4 | 242.165 | 102.125 | 157.43 | 62.0381
1+Wind 94.5 | 297.66 | 250.68 | 68.76 | 0.61 | 172.48 | 71.26 | 111.78 | 61.493 | 539.1 | 476.91 | 64.6 | 0.17 | 319.66 | 145.7 | 195.95 | 63.3741 | 418.38 | 363.795 | 66.68 | 0.39 | 246.07 | 108.48 | 153.865 | 62.705
1+2+Wind 94.5 | 297.66 | 271.36 | 68.71 | 0.59 | 180.28 | 83.21 | 104.65 | 63.1123 | 539.1 | 477.67 | 64.57 | 0.17 | 319.66 | 146.46 | 195.95 | 63.5151 | 418.38 | 374.515 | 66.64 | 0.38 | 249.97 | 114.835 | 150.3 | 63.3718
1+2+3+Wind 94.5 | 297.66 | 292.04 | 68.23 | 0.57 | 188.09 | 95.16 | 97.52 | 64.7316 | 539.1 | 478.43 | 64.54 | 0.17 | 319.66 | 147.23 | 195.95 | 63.6579 | 418.38 | 385.235 | 66.385 | 0.37 | 253.875 | 121.195 | 146.735 | 64.0399
1+2+3+4+Wind 94.5 | 297.66 | 312.72 | 67.42 | 0.55 | 195.89 | 107.11 | 90.38 | 66.3475 | 539.1 | 479.19 | 64.51 | 0.17 | 319.66 | 147.99 | 195.95 | 63.7989 | 418.38 | 395.955 | 65.965 | 0.36 | 257.775 | 127.55 | 143.165 | 64.7055
1+2+3+4+5+Wind 94.5 | 297.66 | 333.39 | 66.36 | 0.53 | 202.23 | 119.8 | 83.38 | 68.2591 | 539.1 | 479.95 | 64.48 | 0.17 | 319.66 | 148.75 | 195.95 | 63.9399 | 418.38 | 406.67 | 65.42 | 0.35 | 260.945 | 134.275 | 139.665 | 65.4764
1+2+3+4+5+6+Wind 94.5 | 297.66 | 354.07 | 65.12 | 0.5 | 208.35 | 132.59 | 78.65 | 70.9669 | 539.1 | 480.71 | 64.44 | 0.17 | 319.66 | 149.51 | 195.95 | 64.0809 | 418.38 | 417.39 | 64.78 | 0.335 | 264.005 | 141.05 | 137.3 | 66.5304
1+2+3+4+5+6+7+Wind 94.5 | 297.66 | 374.75 | 63.76 | 0.48 | 213.23 | 150.89 | 74.55 | 75.7374 | 539.1 | 481.47 | 64.41 | 0.17 | 319.66 | 150.27 | 195.95 | 64.2219 | 418.38 | 428.11 | 64.085 | 0.325 | 266.445 | 150.58 | 135.25 | 68.3183
[25 empty] | summer_scenario3_thermal (real) | Proven49.5 | 280.29 | 115.97 | 59.24 | 0.65 | 110.01 | 4.49 | 158.08 | winter_scenario3_thermal (real) | Proven4.5 | 409.47 | 15.85 | 7.62 | 0 | 15.58 | 0 | 378.25
[25 empty] | summer_scenario3_thermal (real) | 1+Proven49.5 | 280.29 | 133.87 | 62.46 | 0.61 | 121.77 | 9.6 | 147.1 | winter_scenario3_thermal (real) | 1+Proven4.5 | 409.47 | 16.51 | 7.96 | 0 | 16.24 | 0 | 377.59
[25 empty] | summer_scenario3_thermal (real) | 1+2+Proven49.5 | 280.29 | 151.76 | 64.99 | 0.56 | 133.54 | 14.72 | 136.13 | winter_scenario3_thermal (real) | 1+2+Proven4.5 | 409.47 | 17.17 | 8.3 | 0 | 16.89 | 0 | 376.93
[25 empty] | summer_scenario3_thermal (real) | 1+2+3+Proven49.5 | 280.29 | 169.66 | 66.79 | 0.52 | 143.81 | 22.97 | 123.38 | winter_scenario3_thermal (real) | 1+2+3+Proven4.5 | 409.47 | 17.83 | 8.65 | 0 | 17.55 | 0 | 376.27
[25 empty] | summer_scenario3_thermal (real) | 1+2+3+4+Proven49.5 | 280.29 | 187.55 | 67.88 | 0.47 | 152.85 | 32.71 | 113.94 | winter_scenario3_thermal (real) | 1+2+3+4+Proven4.5 | 409.47 | 18.48 | 9 | 0 | 18.21 | 0 | 375.62
[25 empty] | summer_scenario3_thermal (real) | 1+2+3+4+5+Proven49.5 | 280.29 | 205.45 | 68.32 | 0.43 | 161.45 | 41.21 | 105.82 | winter_scenario3_thermal (real) | 1+2+3+4+5+Proven4.5 | 409.47 | 19.14 | 9.34 | 0 | 18.87 | 0 | 374.96
[25 empty] | summer_scenario3_thermal (real) | 1+2+3+4+5+6+Proven49.5 | 280.29 | 223.35 | 68.21 | 0.39 | 169.48 | 51.17 | 96.15 | winter_scenario3_thermal (real) | 1+2+3+4+5+6+Proven4.5 | 409.47 | 19.8 | 9.69 | 0 | 19.53 | 0 | 374.3
[25 empty] | summer_scenario3_thermal (real) | 1+2+3+4+5+6+7+Proven49.5 | 280.29 | 241.24 | 67.67 | 0.36 | 175.04 | 62.9 | 91.55 | winter_scenario3_thermal (real) | 1+2+3+4+5+6+7+Proven4.5 | 409.47 | 20.46 | 10.04 | 0 | 20.18 | 0 | 373.64
[25 empty] | summer_scenario3_thermal (real) | Proven54 | 280.29 | 126.51 | 61.53 | 0.65 | 117.88 | 6.66 | 150.67 | winter_scenario3_thermal (real) | Proven9 | 409.47 | 33.43 | 15.04 | 0 | 32.86 | 0 | 360.97
[25 empty] | summer_scenario3_thermal (real) | 1+Proven54 | 280.29 | 144.41 | 64.35 | 0.61 | 129.64 | 11.78 | 139.7 | winter_scenario3_thermal (real) | 1+Proven9 | 409.47 | 34.08 | 15.34 | 0 | 33.51 | 0 | 360.31
[25 empty] | summer_scenario3_thermal (real) | 1+2+Proven54 | 280.29 | 162.31 | 66.49 | 0.57 | 140.24 | 19.5 | 124.52 | winter_scenario3_thermal (real) | 1+2+Proven9 | 409.47 | 34.74 | 15.64 | 0 | 34.17 | 0 | 359.65
[25 empty] | summer_scenario3_thermal (real) | 1+2+3+Proven54 | 280.29 | 180.2 | 67.92 | 0.53 | 150.05 | 28.29 | 114.41 | winter_scenario3_thermal (real) | 1+2+3+Proven9 | 409.47 | 35.4 | 15.94 | 0 | 34.83 | 0 | 359
[25 empty] | summer_scenario3_thermal (real) | 1+2+3+4+Proven54 | 280.29 | 198.1 | 68.69 | 0.49 | 158.49 | 36.88 | 106.53 | winter_scenario3_thermal (real) | 1+2+3+4+Proven9 | 409.47 | 36.06 | 16.24 | 0 | 35.49 | 0 | 358.34

## Scenario 3 - Case II
SCENARIO 3 - II
1 unit of solar = 5.25kW | WINTER | [7 empty] | SUMMER | [7 empty] | AVERAGE
SUPPLY | DEMAND | RE SUPPLY | MATCH RATE (%) | CORR COEFF | ENERGY DELIVERED | ENERGY SURPLUS | ENERGY DEFICIT | GRID INTERACTION | DEMAND | RE SUPPLY | MATCH RATE (%) | CORR COEFF | ENERGY DELIVERED | ENERGY SURPLUS | ENERGY DEFICIT | GRID INTERACTION | DEMAND | RE SUPPLY | MATCH RATE (%) | CORR COEFF | ENERGY DELIVERED | ENERGY SURPLUS | ENERGY DEFICIT | GRID INTERACTION
Wind 5.25 | 297.66 | 8.66 | 6.06 | -0.09 | 8.66 | 0 | 265.08 | 89.0546 | 539.09 | 18.49 | 6.69 | -0.16 | 18.17 | 0 | 488.55 | 90.6249 | 418.375 | 13.575 | 6.375 | -0.125 | 13.415 | 0 | 376.815 | 90.0663
1+Wind 5.25 | 297.66 | 29.34 | 16.5 | -0.27 | 29.34 | 0 | 244.4 | 82.1071 | 539.09 | 19.25 | 7.01 | -0.14 | 18.94 | 0 | 487.78 | 90.4821 | 418.375 | 24.295 | 11.755 | -0.205 | 24.14 | 0 | 366.09 | 87.5028
1+2+Wind 5.25 | 297.66 | 50.02 | 25.64 | -0.29 | 50.02 | 0 | 223.72 | 75.1596 | 539.09 | 20.01 | 7.33 | -0.12 | 19.7 | 0 | 487.02 | 90.3411 | 418.375 | 35.015 | 16.485 | -0.205 | 34.86 | 0 | 355.37 | 84.9405
1+2+3+Wind 5.25 | 297.66 | 70.7 | 33.04 | -0.29 | 69.22 | 0.74 | 202.89 | 68.4103 | 539.09 | 20.77 | 7.65 | -0.11 | 20.46 | 0 | 486.26 | 90.2002 | 418.375 | 45.735 | 20.345 | -0.2 | 44.84 | 0.37 | 344.575 | 82.4488
1+2+3+4+Wind 5.25 | 297.66 | 91.38 | 38.92 | -0.29 | 87.41 | 1.98 | 185.08 | 62.8435 | 539.09 | 21.53 | 7.98 | -0.09 | 21.22 | 0 | 485.5 | 90.0592 | 418.375 | 56.455 | 23.45 | -0.19 | 54.315 | 0.99 | 335.29 | 80.3777
1+2+3+4+5+Wind 5.25 | 297.66 | 112.06 | 43.49 | -0.29 | 101.48 | 9.51 | 168.71 | 59.8737 | 539.09 | 22.3 | 8.3 | -0.08 | 21.98 | 0 | 484.74 | 89.9182 | 418.375 | 67.18 | 25.895 | -0.185 | 61.73 | 4.755 | 326.725 | 79.2304
1+2+3+4+5+6+Wind 5.25 | 297.66 | 132.74 | 46.95 | -0.29 | 112.13 | 18.37 | 158.95 | 59.5713 | 539.09 | 23.06 | 8.63 | -0.07 | 22.74 | 0 | 483.98 | 89.7772 | 418.375 | 77.9 | 27.79 | -0.18 | 67.435 | 9.185 | 321.465 | 79.032
1+2+3+4+5+6+7+Wind 5.25 | 297.66 | 153.42 | 49.46 | -0.29 | 120.06 | 30.37 | 150.7 | 60.8311 | 539.09 | 23.82 | 8.96 | -0.06 | 23.5 | 0 | 483.22 | 89.6362 | 418.375 | 88.62 | 29.21 | -0.175 | 71.78 | 15.185 | 316.96 | 79.3893
Wind 10.5 | 297.66 | 18.69 | 12.39 | -0.01 | 18.53 | 0 | 255.21 | 85.7388 | 539.09 | 39 | 13.29 | -0.17 | 38.33 | 0 | 468.39 | 86.8853 | 418.375 | 28.845 | 12.84 | -0.09 | 28.43 | 0 | 361.8 | 86.4774
1+Wind 10.5 | 297.66 | 39.37 | 21.43 | -0.19 | 39.21 | 0 | 234.53 | 78.7912 | 539.09 | 39.76 | 13.57 | -0.16 | 39.09 | 0 | 467.63 | 86.7443 | 418.375 | 39.565 | 17.5 | -0.175 | 39.15 | 0 | 351.08 | 83.9151
1+2+Wind 10.5 | 297.66 | 60.05 | 29.6 | -0.24 | 59.89 | 0 | 213.85 | 71.8437 | 539.09 | 40.52 | 13.86 | -0.15 | 39.85 | 0 | 466.87 | 86.6034 | 418.375 | 50.285 | 21.73 | -0.195 | 49.87 | 0 | 340.36 | 81.3529
1+2+3+Wind 10.5 | 297.66 | 80.73 | 36.3 | -0.26 | 78.24 | 1.16 | 194.33 | 65.6756 | 539.09 | 41.28 | 14.14 | -0.14 | 40.61 | 0 | 466.11 | 86.4624 | 418.375 | 61.005 | 25.22 | -0.2 | 59.425 | 0.58 | 330.22 | 79.0678
1+2+3+4+Wind 10.5 | 297.66 | 101.41 | 41.63 | -0.27 | 96.43 | 2.41 | 176.52 | 60.1122 | 539.09 | 42.04 | 14.43 | -0.13 | 41.37 | 0 | 465.35 | 86.3214 | 418.375 | 71.725 | 28.03 | -0.2 | 68.9 | 1.205 | 320.935 | 76.9979
1+2+3+4+5+Wind 10.5 | 297.66 | 122.09 | 45.74 | -0.27 | 108.65 | 11.74 | 161.96 | 58.3552 | 539.09 | 42.8 | 14.71 | -0.12 | 42.13 | 0 | 464.59 | 86.1804 | 418.375 | 82.445 | 30.225 | -0.195 | 75.39 | 5.87 | 313.275 | 76.282
1+2+3+4+5+6+Wind 10.5 | 297.66 | 142.77 | 48.81 | -0.28 | 118.95 | 21.95 | 151.04 | 58.1166 | 539.09 | 43.56 | 15 | -0.11 | 42.89 | 0 | 463.83 | 86.0394 | 418.375 | 93.165 | 31.905 | -0.195 | 80.92 | 10.975 | 307.435 | 76.1064
1+2+3+4+5+6+7+Wind 10.5 | 297.66 | 163.45 | 50.99 | -0.28 | 126.55 | 33.33 | 144.64 | 59.7897 | 539.09 | 44.32 | 15.28 | -0.1 | 43.65 | 0 | 463.07 | 85.8985 | 418.375 | 103.885 | 33.135 | -0.19 | 85.1 | 16.665 | 303.855 | 76.6107
Wind 15.75 | 297.66 | 29.79 | 18.61 | -0.02 | 29.54 | 0 | 244.2 | 82.0399 | 539.09 | 61.51 | 19.79 | -0.17 | 60.47 | 0 | 446.25 | 82.7784 | 418.375 | 45.65 | 19.2 | -0.095 | 45.005 | 0 | 345.225 | 82.5157
1+Wind 15.75 | 297.66 | 50.47 | 26.49 | -0.15 | 50.22 | 0 | 223.52 | 75.0924 | 539.09 | 62.27 | 20.04 | -0.16 | 61.23 | 0 | 445.49 | 82.6374 | 418.375 | 56.37 | 23.265 | -0.155 | 55.725 | 0 | 334.505 | 79.9534
1+2+Wind 15.75 | 297.66 | 71.15 | 33.64 | -0.21 | 70.07 | 0.41 | 202.03 | 68.0105 | 539.09 | 63.03 | 20.3 | -0.16 | 61.99 | 0 | 444.73 | 82.4964 | 418.375 | 67.09 | 26.97 | -0.185 | 66.03 | 0.205 | 323.38 | 77.3433
1+2+3+Wind 15.75 | 297.66 | 91.83 | 39.58 | -0.24 | 88.34 | 1.62 | 184.8 | 62.6285 | 539.09 | 63.79 | 20.55 | -0.15 | 62.75 | 0 | 443.97 | 82.3555 | 418.375 | 77.81 | 30.065 | -0.195 | 75.545 | 0.81 | 314.385 | 75.3379
1+2+3+4+Wind 15.75 | 297.66 | 112.51 | 44.29 | -0.25 | 104.79 | 6.99 | 166.21 | 58.1872 | 539.09 | 64.55 | 20.8 | -0.14 | 63.51 | 0 | 443.21 | 82.2145 | 418.375 | 88.53 | 32.545 | -0.195 | 84.15 | 3.495 | 304.71 | 73.6672
1+2+3+4+5+Wind 15.75 | 297.66 | 133.19 | 47.9 | -0.26 | 116.44 | 14.38 | 154.71 | 56.8064 | 539.09 | 65.31 | 21.05 | -0.14 | 64.27 | 0 | 442.45 | 82.0735 | 418.375 | 99.25 | 34.475 | -0.2 | 90.355 | 7.19 | 298.58 | 73.0852
1+2+3+4+5+6+Wind 15.75 | 297.66 | 153.87 | 50.54 | -0.27 | 126 | 25.37 | 144.53 | 57.0785 | 539.09 | 66.07 | 21.3 | -0.13 | 65.03 | 0 | 441.69 | 81.9325 | 418.375 | 109.97 | 35.92 | -0.2 | 95.515 | 12.685 | 293.11 | 73.0911
1+2+3+4+5+6+7+Wind 15.75 | 297.66 | 174.55 | 52.36 | -0.27 | 133.59 | 36.75 | 138.13 | 58.7516 | 539.09 | 66.83 | 21.55 | -0.13 | 65.79 | 0 | 440.93 | 81.7915 | 418.375 | 120.69 | 36.955 | -0.2 | 99.69 | 18.375 | 289.53 | 73.5955
Wind 21 | 297.66 | 39.72 | 23.57 | -0.02 | 39.38 | 0 | 234.36 | 78.7341 | 539.09 | 82.01 | 25.14 | -0.17 | 80.63 | 0 | 426.09 | 79.0388 | 418.375 | 60.865 | 24.355 | -0.095 | 60.005 | 0 | 330.225 | 78.9304
1+Wind 21 | 297.66 | 60.4 | 30.62 | -0.12 | 60.06 | 0 | 213.68 | 71.7866 | 539.09 | 82.77 | 25.36 | -0.17 | 81.39 | 0 | 425.33 | 78.8978 | 418.375 | 71.585 | 27.99 | -0.145 | 70.725 | 0 | 319.505 | 76.3681
1+2+Wind 21 | 297.66 | 81.08 | 36.99 | -0.19 | 79.07 | 0.83 | 193.52 | 65.2926 | 539.09 | 83.53 | 25.59 | -0.16 | 82.15 | 0 | 424.57 | 78.7568 | 418.375 | 82.305 | 31.29 | -0.175 | 80.61 | 0.415 | 309.045 | 73.9671
1+2+3+Wind 21 | 297.66 | 101.76 | 42.28 | -0.22 | 96.63 | 3.59 | 175.7 | 60.2332 | 539.09 | 84.29 | 25.81 | -0.16 | 82.91 | 0 | 423.81 | 78.6158 | 418.375 | 93.025 | 34.045 | -0.19 | 89.77 | 1.795 | 299.755 | 72.0765
1+2+3+4+Wind 21 | 297.66 | 122.44 | 46.47 | -0.24 | 111.83 | 9.3 | 159.61 | 56.746 | 539.09 | 85.05 | 26.04 | -0.15 | 83.56 | 0.06 | 421.02 | 78.1094 | 418.375 | 103.745 | 36.255 | -0.195 | 97.695 | 4.68 | 290.315 | 70.5097
1+2+3+4+5+Wind 21 | 297.66 | 143.12 | 49.65 | -0.25 | 123.49 | 16.69 | 148.11 | 55.3652 | 539.09 | 85.81 | 26.26 | -0.15 | 84.2 | 0.11 | 420.4 | 78.0037 | 418.375 | 114.465 | 37.955 | -0.2 | 103.845 | 8.4 | 284.255 | 69.9504
1+2+3+4+5+6+Wind 21 | 297.66 | 163.8 | 51.93 | -0.26 | 132.35 | 28.41 | 138.63 | 56.1177 | 539.09 | 86.57 | 26.48 | -0.14 | 84.85 | 0.17 | 419.77 | 77.8979 | 418.375 | 125.185 | 39.205 | -0.2 | 108.6 | 14.29 | 279.2 | 70.15
1+2+3+4+5+6+7+Wind 21 | 297.66 | 184.48 | 53.44 | -0.26 | 139.95 | 39.79 | 132.23 | 57.7908 | 539.09 | 87.33 | 26.7 | -0.14 | 85.49 | 0.23 | 419.15 | 77.7941 | 418.375 | 135.905 | 40.07 | -0.2 | 112.72 | 20.01 | 275.69 | 70.6782
Wind 26.25 | 297.66 | 53.45 | 29.55 | -0.02 | 52.99 | 0 | 220.75 | 74.1618 | 539.09 | 111.51 | 31.99 | -0.16 | 105.8 | 2.9 | 399.18 | 74.5849 | 418.375 | 82.48 | 30.77 | -0.09 | 79.395 | 1.45 | 309.965 | 74.4344
1+Wind 26.25 | 297.66 | 74.13 | 35.66 | -0.1 | 73.31 | 0.18 | 198.92 | 66.8884 | 539.09 | 112.27 | 32.18 | -0.16 | 106.44 | 2.99 | 398.55 | 74.4848 | 418.375 | 93.2 | 33.92 | -0.13 | 89.875 | 1.585 | 298.735 | 71.7825
1+2+Wind 26.25 | 297.66 | 94.8 | 41.1 | -0.16 | 91.05 | 2.48 | 181.19 | 61.7046 | 539.09 | 113.03 | 32.37 | -0.16 | 107.09 | 3.08 | 397.93 | 74.3865 | 418.375 | 103.915 | 36.735 | -0.16 | 99.07 | 2.78 | 289.56 | 69.8751
1+2+3+Wind 26.25 | 297.66 | 115.48 | 45.6 | -0.2 | 107.57 | 5.6 | 165.43 | 57.4582 | 539.09 | 113.79 | 32.56 | -0.15 | 107.73 | 3.16 | 397.31 | 74.2863 | 418.375 | 114.635 | 39.08 | -0.175 | 107.65 | 4.38 | 281.37 | 68.3
1+2+3+4+Wind 26.25 | 297.66 | 136.16 | 49.14 | -0.22 | 121.66 | 12.42 | 150.41 | 54.7034 | 539.09 | 114.56 | 32.75 | -0.15 | 108.38 | 3.25 | 396.68 | 74.1861 | 418.375 | 125.36 | 40.945 | -0.185 | 115.02 | 7.835 | 273.545 | 67.2555
1+2+3+4+5+Wind 26.25 | 297.66 | 156.84 | 51.76 | -0.23 | 132.88 | 21.32 | 137.93 | 53.5006 | 539.09 | 115.32 | 32.94 | -0.15 | 109.02 | 3.34 | 396.06 | 74.0878 | 418.375 | 136.08 | 42.35 | -0.19 | 120.95 | 12.33 | 266.995 | 66.7643
1+2+3+4+5+6+Wind 26.25 | 297.66 | 177.52 | 53.58 | -0.25 | 141.25 | 32.5 | 130.35 | 54.7101 | 539.09 | 116.08 | 33.13 | -0.14 | 109.67 | 3.42 | 395.44 | 73.9876 | 418.375 | 146.8 | 43.355 | -0.195 | 125.46 | 17.96 | 262.895 | 67.13
1+2+3+4+5+6+7+Wind 26.25 | 297.66 | 198.2 | 54.72 | -0.25 | 148.85 | 43.88 | 123.95 | 56.3831 | 539.09 | 116.84 | 33.32 | -0.14 | 110.31 | 3.51 | 394.81 | 73.8875 | 418.375 | 157.52 | 44.02 | -0.195 | 129.58 | 23.695 | 259.38 | 67.6606
Wind 31.5 | 297.66 | 64.13 | 33.61 | -0.02 | 63.59 | 0 | 210.15 | 70.6007 | 539.09 | 133.82 | 36.46 | -0.16 | 123.81 | 5.85 | 381.94 | 71.9342 | 418.375 | 98.975 | 35.035 | -0.09 | 93.7 | 2.925 | 296.045 | 71.4598
1+Wind 31.5 | 297.66 | 84.81 | 39.08 | -0.09 | 83.01 | 0.63 | 189.74 | 63.9555 | 539.09 | 134.58 | 36.63 | -0.16 | 124.45 | 5.93 | 381.31 | 71.8322 | 418.375 | 109.695 | 37.855 | -0.125 | 103.73 | 3.28 | 285.525 | 69.0302
1+2+Wind 31.5 | 297.66 | 105.49 | 43.9 | -0.14 | 99.55 | 4.05 | 173.22 | 59.5545 | 539.09 | 135.34 | 36.8 | -0.16 | 125.1 | 6.02 | 380.69 | 71.7338 | 418.375 | 120.415 | 40.35 | -0.15 | 112.325 | 5.035 | 276.955 | 67.4013
1+2+3+Wind 31.5 | 297.66 | 126.17 | 47.85 | -0.18 | 115.21 | 9.33 | 157.25 | 55.9632 | 539.09 | 136.1 | 36.97 | -0.15 | 125.74 | 6.11 | 380.07 | 71.6355 | 418.375 | 131.135 | 42.41 | -0.165 | 120.475 | 7.72 | 268.66 | 66.0604
1+2+3+4+Wind 31.5 | 297.66 | 146.85 | 50.92 | -0.21 | 129.26 | 14.89 | 143.29 | 53.1412 | 539.09 | 136.86 | 37.13 | -0.15 | 126.39 | 6.19 | 379.44 | 71.5335 | 418.375 | 141.855 | 44.025 | -0.18 | 127.825 | 10.54 | 261.365 | 64.9907
1+2+3+4+5+Wind 31.5 | 297.66 | 167.53 | 53.14 | -0.22 | 139.74 | 24.57 | 131.55 | 52.4491 | 539.09 | 137.62 | 37.3 | -0.15 | 127.03 | 6.28 | 378.82 | 71.4352 | 418.375 | 152.575 | 45.22 | -0.185 | 133.385 | 15.425 | 255.185 | 64.6812
1+2+3+4+5+6+Wind 31.5 | 297.66 | 188.21 | 54.63 | -0.23 | 147.93 | 38.08 | 123.71 | 54.354 | 539.09 | 138.38 | 37.47 | -0.15 | 127.68 | 6.37 | 378.2 | 71.3369 | 418.375 | 163.295 | 46.05 | -0.19 | 137.805 | 22.225 | 250.955 | 65.2955
1+2+3+4+5+6+7+Wind 31.5 | 297.66 | 208.89 | 55.49 | -0.24 | 154.89 | 50.37 | 117.85 | 56.5141 | 539.09 | 139.14 | 37.63 | -0.14 | 128.32 | 6.45 | 377.57 | 71.2349 | 418.375 | 174.015 | 46.56 | -0.19 | 141.605 | 28.41 | 247.71 | 65.9982
Wind 36.75 | 297.66 | 74.82 | 37.19 | -0.02 | 74.19 | 0 | 199.55 | 67.0396 | 539.09 | 156.12 | 40.42 | -0.16 | 140.83 | 10.54 | 364.55 | 69.5784 | 418.375 | 115.47 | 38.805 | -0.09 | 107.51 | 5.27 | 282.05 | 68.6752
1+Wind 36.75 | 297.66 | 95.5 | 42.09 | -0.08 | 91.52 | 2.51 | 181.01 | 61.6542 | 539.09 | 156.88 | 40.57 | -0.16 | 141.47 | 10.63 | 363.93 | 69.48 | 418.375 | 126.19 | 41.33 | -0.12 | 116.495 | 6.57 | 272.47 | 66.6961
1+2+Wind 36.75 | 297.66 | 116.18 | 46.35 | -0.13 | 107.93 | 5.69 | 163.66 | 56.8938 | 539.09 | 157.64 | 40.72 | -0.16 | 142.12 | 10.71 | 363.3 | 69.378 | 418.375 | 136.91 | 43.535 | -0.145 | 125.025 | 8.2 | 263.48 | 64.937
1+2+3+Wind 36.75 | 297.66 | 136.86 | 49.81 | -0.17 | 122.51 | 11.96 | 148.83 | 54.018 | 539.09 | 158.4 | 40.87 | -0.16 | 142.76 | 10.8 | 362.68 | 69.2797 | 418.375 | 147.63 | 45.34 | -0.165 | 132.635 | 11.38 | 255.755 | 63.8506
1+2+3+4+Wind 36.75 | 297.66 | 157.54 | 52.44 | -0.19 | 136.24 | 19.32 | 135.05 | 51.8612 | 539.09 | 159.16 | 41.01 | -0.15 | 143.41 | 10.89 | 362.06 | 69.1814 | 418.375 | 158.35 | 46.725 | -0.17 | 139.825 | 15.105 | 248.555 | 63.02
1+2+3+4+5+Wind 36.75 | 297.66 | 178.22 | 54.3 | -0.21 | 145.15 | 30.79 | 124.87 | 52.2946 | 539.09 | 159.92 | 41.16 | -0.15 | 144.05 | 10.97 | 361.43 | 69.0794 | 418.375 | 169.07 | 47.73 | -0.18 | 144.6 | 20.88 | 243.15 | 63.1085
1+2+3+4+5+6+Wind 36.75 | 297.66 | 198.9 | 55.49 | -0.22 | 152.7 | 42.97 | 118.12 | 54.1188 | 539.09 | 160.68 | 41.3 | -0.15 | 144.7 | 11.06 | 360.81 | 68.9811 | 418.375 | 179.79 | 48.395 | -0.185 | 148.7 | 27.015 | 239.465 | 63.6941
1+2+3+4+5+6+7+Wind 36.75 | 297.66 | 219.58 | 56.1 | -0.23 | 159.35 | 57.87 | 112.35 | 57.1861 | 539.09 | 161.44 | 41.45 | -0.15 | 145.34 | 11.15 | 360.19 | 68.8827 | 418.375 | 190.51 | 48.775 | -0.19 | 152.345 | 34.51 | 236.27 | 64.7218
Wind 42 | 297.66 | 85.51 | 40.32 | -0.02 | 82.31 | 1.56 | 188.69 | 63.9152 | 539.09 | 178.42 | 43.92 | -0.16 | 157.55 | 17.35 | 343.93 | 67.0166 | 418.375 | 131.965 | 42.12 | -0.09 | 119.93 | 9.455 | 266.31 | 65.9134
1+Wind 42 | 297.66 | 106.19 | 44.72 | -0.07 | 98.64 | 4.78 | 173.21 | 59.7964 | 539.09 | 179.18 | 44.05 | -0.16 | 158.11 | 17.53 | 343.4 | 66.9517 | 418.375 | 142.685 | 44.385 | -0.115 | 128.375 | 11.155 | 258.305 | 64.4063
1+2+Wind 42 | 297.66 | 126.87 | 48.47 | -0.12 | 114.58 | 11.11 | 156.97 | 56.4671 | 539.09 | 179.94 | 44.18 | -0.16 | 158.67 | 17.71 | 342.86 | 66.8849 | 418.375 | 153.405 | 46.325 | -0.14 | 136.625 | 14.41 | 249.915 | 63.179
1+2+3+Wind 42 | 297.66 | 147.55 | 51.47 | -0.15 | 127.58 | 18.14 | 144.56 | 54.6597 | 539.09 | 180.7 | 44.31 | -0.16 | 159.23 | 17.89 | 342.33 | 66.82 | 418.375 | 164.125 | 47.89 | -0.155 | 143.405 | 18.015 | 243.445 | 62.4942
1+2+3+4+Wind 42 | 297.66 | 168.23 | 53.71 | -0.18 | 140.13 | 26.76 | 130.62 | 52.8724 | 539.09 | 181.46 | 44.43 | -0.15 | 159.79 | 18.07 | 341.8 | 66.7551 | 418.375 | 174.845 | 49.07 | -0.165 | 149.96 | 22.415 | 236.21 | 61.8166
1+2+3+4+5+Wind 42 | 297.66 | 188.91 | 55.25 | -0.2 | 148.39 | 37.96 | 122.29 | 53.8366 | 539.09 | 182.22 | 44.56 | -0.15 | 160.34 | 18.25 | 341.27 | 66.6902 | 418.375 | 185.565 | 49.905 | -0.175 | 154.365 | 28.105 | 231.78 | 62.1177
1+2+3+4+5+6+Wind 42 | 297.66 | 209.59 | 56.16 | -0.21 | 155.64 | 50.65 | 115.69 | 55.8826 | 539.09 | 182.98 | 44.68 | -0.15 | 160.9 | 18.43 | 340.73 | 66.6234 | 418.375 | 196.285 | 50.42 | -0.18 | 158.27 | 34.54 | 228.21 | 62.8025
1+2+3+4+5+6+7+Wind 42 | 297.66 | 230.27 | 56.56 | -0.23 | 161.36 | 65.91 | 110.7 | 59.3328 | 539.09 | 183.74 | 44.81 | -0.15 | 161.46 | 18.61 | 340.2 | 66.5585 | 418.375 | 207.005 | 50.685 | -0.19 | 161.41 | 42.26 | 225.45 | 63.988
Wind 47.25 | 297.66 | 110.7 | 46.06 | -0.03 | 95.18 | 12.74 | 177.62 | 63.9522 | 539.09 | 224.16 | 49.72 | -0.17 | 188.53 | 29.89 | 314 | 63.7908 | 418.375 | 167.43 | 47.89 | -0.1 | 141.855 | 21.315 | 245.81 | 63.8482
1+Wind 47.25 | 297.66 | 131.38 | 49.43 | -0.07 | 110.01 | 19.24 | 162.01 | 60.8916 | 539.09 | 224.92 | 49.81 | -0.17 | 189.09 | 30.07 | 313.47 | 63.7259 | 418.375 | 178.15 | 49.62 | -0.12 | 149.55 | 24.655 | 237.74 | 62.7177
1+2+Wind 47.25 | 297.66 | 152.06 | 52.18 | -0.11 | 123.01 | 26.28 | 149.6 | 59.0875 | 539.09 | 225.68 | 49.91 | -0.16 | 189.64 | 30.25 | 312.93 | 63.6591 | 418.375 | 188.87 | 51.045 | -0.135 | 156.325 | 28.265 | 231.265 | 62.0329
1+2+3+Wind 47.25 | 297.66 | 172.74 | 54.27 | -0.14 | 136.01 | 33.31 | 137.18 | 57.2768 | 539.09 | 226.44 | 50 | -0.16 | 190.2 | 30.43 | 312.4 | 63.5942 | 418.375 | 199.59 | 52.135 | -0.15 | 163.105 | 31.87 | 224.79 | 61.3469
1+2+3+4+Wind 47.25 | 297.66 | 193.42 | 55.72 | -0.16 | 147.09 | 43.7 | 124.71 | 56.578 | 539.09 | 227.2 | 50.09 | -0.16 | 190.76 | 30.61 | 311.87 | 63.5293 | 418.375 | 210.31 | 52.905 | -0.16 | 168.925 | 37.155 | 218.29 | 61.0565
1+2+3+4+5+Wind 47.25 | 297.66 | 214.1 | 56.6 | -0.18 | 155.35 | 54.91 | 116.37 | 57.5422 | 539.09 | 227.96 | 50.18 | -0.16 | 191.32 | 30.79 | 311.34 | 63.4644 | 418.375 | 221.03 | 53.39 | -0.17 | 173.335 | 42.85 | 213.855 | 61.3576
1+2+3+4+5+6+Wind 47.25 | 297.66 | 234.78 | 56.98 | -0.2 | 162.28 | 69.43 | 109.88 | 60.2399 | 539.09 | 228.72 | 50.27 | -0.16 | 191.88 | 30.97 | 310.8 | 63.3976 | 418.375 | 231.75 | 53.625 | -0.18 | 177.08 | 50.2 | 210.34 | 62.2743
1+2+3+4+5+6+7+Wind 47.25 | 297.66 | 255.46 | 56.96 | -0.21 | 165.79 | 85.67 | 106.77 | 64.6509 | 539.09 | 229.48 | 50.36 | -0.16 | 192.37 | 31.18 | 304.92 | 62.3458 | 418.375 | 242.47 | 53.66 | -0.185 | 179.08 | 58.425 | 205.845 | 63.1658
Wind 52.5 | 297.66 | 123 | 48.22 | -0.03 | 100.31 | 19.13 | 173.04 | 64.5602 | 539.09 | 249.06 | 52.23 | -0.17 | 203.45 | 37.71 | 294.82 | 61.6836 | 418.375 | 186.03 | 50.225 | -0.1 | 151.88 | 28.42 | 233.93 | 62.7069
1+Wind 52.5 | 297.66 | 143.68 | 51.15 | -0.06 | 114.04 | 26.73 | 158.46 | 62.2153 | 539.09 | 249.82 | 52.3 | -0.17 | 203.89 | 37.96 | 294.46 | 61.6632 | 418.375 | 196.75 | 51.725 | -0.115 | 158.965 | 32.345 | 226.46 | 61.8596
1+2+Wind 52.5 | 297.66 | 164.36 | 53.49 | -0.1 | 127.04 | 33.76 | 146.04 | 60.4045 | 539.09 | 250.58 | 52.38 | -0.16 | 204.32 | 38.2 | 294.09 | 61.6391 | 418.375 | 207.47 | 52.935 | -0.13 | 165.68 | 35.98 | 220.065 | 61.1999
1+2+3+Wind 52.5 | 297.66 | 185.04 | 55.21 | -0.13 | 139.66 | 42.69 | 132.77 | 58.9464 | 539.09 | 251.34 | 52.45 | -0.16 | 204.75 | 38.44 | 293.73 | 61.6168 | 418.375 | 218.19 | 53.83 | -0.145 | 172.205 | 40.565 | 213.25 | 60.6669
1+2+3+4+Wind 52.5 | 297.66 | 205.72 | 56.35 | -0.15 | 150.31 | 52.07 | 121.97 | 58.4694 | 539.09 | 252.1 | 52.53 | -0.16 | 205.18 | 38.69 | 293.36 | 61.5945 | 418.375 | 228.91 | 54.44 | -0.155 | 177.745 | 45.38 | 207.665 | 60.4828
1+2+3+4+5+Wind 52.5 | 297.66 | 226.4 | 56.97 | -0.17 | 158.56 | 63.28 | 113.64 | 59.4369 | 539.09 | 252.86 | 52.6 | -0.16 | 205.62 | 38.93 | 293 | 61.5723 | 418.375 | 239.63 | 54.785 | -0.165 | 182.09 | 51.105 | 203.32 | 60.8127
1+2+3+4+5+6+Wind 52.5 | 297.66 | 247.08 | 57.15 | -0.19 | 164.56 | 79 | 107.35 | 62.605 | 539.09 | 253.62 | 52.68 | -0.16 | 206.05 | 39.17 | 292.64 | 61.55 | 418.375 | 250.35 | 54.915 | -0.175 | 185.305 | 59.085 | 199.995 | 61.9253
1+2+3+4+5+6+7+Wind 52.5 | 297.66 | 267.76 | 56.97 | -0.2 | 167.54 | 95.55 | 105.3 | 67.4763 | 539.09 | 254.39 | 52.75 | -0.16 | 206.48 | 39.42 | 292.27 | 61.5278 | 418.375 | 261.075 | 54.86 | -0.18 | 187.01 | 67.485 | 198.785 | 63.6439
Wind 57.75 | 297.66 | 135.3 | 49.98 | -0.03 | 104.82 | 29.22 | 164.94 | 65.2288 | 539.09 | 273.97 | 54.31 | -0.17 | 217.57 | 45.95 | 282.17 | 60.8655 | 418.375 | 204.635 | 52.145 | -0.1 | 161.195 | 37.585 | 223.555 | 62.4177
1+Wind 57.75 | 297.66 | 155.98 | 52.52 | -0.06 | 117.77 | 36.35 | 152.57 | 63.4684 | 539.09 | 274.73 | 54.37 | -0.17 | 218 | 46.19 | 281.81 | 60.8433 | 418.375 | 215.355 | 53.445 | -0.115 | 167.885 | 41.27 | 217.19 | 61.7771
1+2+Wind 57.75 | 297.66 | 176.66 | 54.49 | -0.09 | 130.71 | 43.47 | 140.2 | 61.7046 | 539.09 | 275.49 | 54.43 | -0.17 | 218.43 | 46.44 | 281.44 | 60.821 | 418.375 | 226.075 | 54.46 | -0.13 | 174.57 | 44.955 | 210.82 | 61.1353
1+2+3+Wind 57.75 | 297.66 | 197.34 | 55.89 | -0.12 | 142.45 | 53.38 | 127.79 | 60.8647 | 539.09 | 276.25 | 54.49 | -0.16 | 218.86 | 46.68 | 281.08 | 60.7988 | 418.375 | 236.795 | 55.19 | -0.14 | 180.655 | 50.03 | 204.435 | 60.8222
1+2+3+4+Wind 57.75 | 297.66 | 218.02 | 56.75 | -0.14 | 153.04 | 62.85 | 117.03 | 60.4314 | 539.09 | 277.01 | 54.55 | -0.16 | 219.3 | 46.92 | 280.72 | 60.7765 | 418.375 | 247.515 | 55.65 | -0.15 | 186.17 | 54.885 | 198.875 | 60.6537
1+2+3+4+5+Wind 57.75 | 297.66 | 238.7 | 57.15 | -0.16 | 161.18 | 75.63 | 108.58 | 61.886 | 539.09 | 277.77 | 54.61 | -0.16 | 219.73 | 47.17 | 280.35 | 60.7542 | 418.375 | 258.235 | 55.88 | -0.16 | 190.455 | 61.4 | 194.465 | 61.1569
1+2+3+4+5+6+Wind 57.75 | 297.66 | 259.38 | 57.16 | -0.18 | 165.71 | 91.47 | 103.76 | 65.5883 | 539.09 | 278.53 | 54.66 | -0.16 | 220.16 | 47.41 | 279.99 | 60.732 | 418.375 | 268.955 | 55.91 | -0.17 | 192.935 | 69.44 | 191.875 | 62.4595
1+2+3+4+5+6+7+Wind 57.75 | 297.66 | 280.06 | 56.85 | -0.19 | 168.63 | 108.12 | 101.76 | 70.51 | 539.09 | 279.29 | 54.72 | -0.16 | 220.54 | 47.68 | 274.08 | 59.6858 | 418.375 | 279.675 | 55.785 | -0.175 | 194.585 | 77.9 | 187.92 | 63.5363
Wind 63 | 297.66 | 149.98 | 51.68 | -0.02 | 108.56 | 39.3 | 161.58 | 67.4864 | 539.09 | 310.28 | 56.66 | -0.16 | 234.69 | 62.23 | 260.13 | 59.7971 | 418.375 | 230.13 | 54.17 | -0.09 | 171.625 | 50.765 | 210.855 | 62.5324
1+Wind 63 | 297.66 | 170.66 | 53.79 | -0.06 | 121.5 | 46.43 | 149.21 | 65.726 | 539.09 | 311.04 | 56.7 | -0.16 | 234.97 | 62.55 | 259.99 | 59.8305 | 418.375 | 240.85 | 55.245 | -0.11 | 178.235 | 54.49 | 204.6 | 61.9277
1+2+Wind 63 | 297.66 | 191.34 | 55.36 | -0.09 | 134.44 | 53.55 | 136.83 | 63.9589 | 539.09 | 311.8 | 56.74 | -0.16 | 235.24 | 62.87 | 259.85 | 59.8638 | 418.375 | 251.57 | 56.05 | -0.125 | 184.84 | 58.21 | 198.34 | 61.3206
1+2+3+Wind 63 | 297.66 | 212.02 | 56.42 | -0.11 | 145.15 | 64.61 | 125.46 | 63.8547 | 539.09 | 312.56 | 56.78 | -0.16 | 235.52 | 63.19 | 259.71 | 59.8972 | 418.375 | 262.29 | 56.6 | -0.135 | 190.335 | 63.9 | 192.585 | 61.305
1+2+3+4+Wind 63 | 297.66 | 232.7 | 57 | -0.14 | 155.74 | 74.08 | 114.7 | 63.4214 | 539.09 | 313.32 | 56.82 | -0.15 | 235.8 | 63.51 | 259.57 | 59.9306 | 418.375 | 273.01 | 56.91 | -0.145 | 195.77 | 68.795 | 187.135 | 61.1724
1+2+3+4+5+Wind 63 | 297.66 | 253.38 | 57.17 | -0.15 | 162.83 | 88.18 | 106.23 | 65.3128 | 539.09 | 314.08 | 56.86 | -0.15 | 236.07 | 63.83 | 259.43 | 59.964 | 418.375 | 283.73 | 57.015 | -0.15 | 199.45 | 76.005 | 182.83 | 61.8667
1+2+3+4+5+6+Wind 63 | 297.66 | 274.05 | 56.99 | -0.17 | 166.53 | 104.62 | 103.05 | 69.7675 | 539.09 | 314.84 | 56.89 | -0.15 | 236.35 | 64.15 | 259.3 | 59.9993 | 418.375 | 294.445 | 56.94 | -0.16 | 201.44 | 84.385 | 181.175 | 63.4742
1+2+3+4+5+6+7+Wind 63 | 297.66 | 294.73 | 56.55 | -0.18 | 169.46 | 121.27 | 101.04 | 74.6859 | 539.09 | 315.6 | 56.93 | -0.15 | 236.63 | 64.47 | 259.16 | 60.0326 | 418.375 | 305.165 | 56.74 | -0.165 | 203.045 | 92.87 | 180.1 | 65.2453
Wind 68.25 | 297.66 | 162.48 | 52.75 | -0.02 | 111.56 | 48.13 | 158.88 | 69.5458 | 539.09 | 336.13 | 57.87 | -0.16 | 245.45 | 75.98 | 248.07 | 60.1106 | 418.375 | 249.305 | 55.31 | -0.09 | 178.505 | 62.055 | 203.475 | 63.467
1+Wind 68.25 | 297.66 | 183.16 | 54.53 | -0.06 | 124.5 | 55.25 | 146.5 | 67.7787 | 539.09 | 336.89 | 57.9 | -0.16 | 245.73 | 76.34 | 247.93 | 60.1514 | 418.375 | 260.025 | 56.215 | -0.11 | 185.115 | 65.795 | 197.215 | 62.8647
1+2+Wind 68.25 | 297.66 | 203.84 | 55.82 | -0.08 | 136.65 | 64.91 | 133.78 | 66.7507 | 539.09 | 337.65 | 57.93 | -0.16 | 246.01 | 76.69 | 247.8 | 60.1922 | 418.375 | 270.745 | 56.875 | -0.12 | 191.33 | 70.8 | 190.79 | 62.5252
1+2+3+Wind 68.25 | 297.66 | 224.51 | 56.63 | -0.11 | 147.32 | 74.34 | 123.59 | 66.4953 | 539.09 | 338.41 | 57.95 | -0.16 | 246.28 | 77.04 | 247.66 | 60.2311 | 418.375 | 281.46 | 57.29 | -0.135 | 196.8 | 75.69 | 185.625 | 62.4595
1+2+3+4+Wind 68.25 | 297.66 | 245.19 | 57.01 | -0.13 | 157.88 | 85.17 | 112.63 | 66.4517 | 539.09 | 339.17 | 57.98 | -0.16 | 246.56 | 77.39 | 247.52 | 60.2701 | 418.375 | 292.18 | 57.495 | -0.145 | 202.22 | 81.28 | 180.075 | 62.4691
1+2+3+4+5+Wind 68.25 | 297.66 | 265.87 | 57.02 | -0.15 | 163.49 | 99.46 | 105.66 | 68.9108 | 539.09 | 339.93 | 58 | -0.15 | 246.84 | 77.75 | 247.38 | 60.3109 | 418.375 | 302.9 | 57.51 | -0.15 | 205.165 | 88.605 | 176.52 | 63.3702
1+2+3+4+5+6+Wind 68.25 | 297.66 | 286.55 | 56.73 | -0.16 | 167.2 | 115.9 | 102.48 | 73.3656 | 539.09 | 340.69 | 58.03 | -0.15 | 247.11 | 78.1 | 247.24 | 60.3498 | 418.375 | 313.62 | 57.38 | -0.155 | 207.155 | 97 | 174.86 | 64.98
1+2+3+4+5+6+7+Wind 68.25 | 297.66 | 307.23 | 56.2 | -0.18 | 170.12 | 132.55 | 100.47 | 78.2839 | 539.09 | 341.46 | 58.05 | -0.15 | 247.39 | 78.45 | 247.1 | 60.3888 | 418.375 | 324.345 | 57.125 | -0.165 | 208.755 | 105.5 | 173.785 | 66.7547
Wind 73.5 | 297.66 | 174.97 | 53.54 | -0.02 | 114.56 | 56.96 | 156.17 | 71.6018 | 539.09 | 361.99 | 58.76 | -0.16 | 254.92 | 88.77 | 240.65 | 61.1067 | 418.375 | 268.48 | 56.15 | -0.09 | 184.74 | 72.865 | 198.41 | 64.8402
1+Wind 73.5 | 297.66 | 195.65 | 55.03 | -0.05 | 127.51 | 64.08 | 143.8 | 69.8381 | 539.09 | 362.75 | 58.77 | -0.16 | 255.2 | 89.12 | 240.51 | 61.1456 | 418.375 | 279.2 | 56.9 | -0.105 | 191.355 | 76.6 | 192.155 | 64.2378
1+2+Wind 73.5 | 297.66 | 216.33 | 56.06 | -0.08 | 138.82 | 74.65 | 131.91 | 69.3946 | 539.09 | 363.51 | 58.79 | -0.16 | 255.47 | 89.47 | 240.37 | 61.1846 | 418.375 | 289.92 | 57.425 | -0.12 | 197.145 | 82.06 | 186.14 | 64.1052
1+2+3+Wind 73.5 | 297.66 | 237.01 | 56.66 | -0.1 | 149.48 | 84.08 | 121.72 | 69.1393 | 539.09 | 364.27 | 58.81 | -0.16 | 255.75 | 89.82 | 240.24 | 61.2254 | 418.375 | 300.64 | 57.735 | -0.13 | 202.615 | 86.95 | 180.98 | 64.0406
1+2+3+4+Wind 73.5 | 297.66 | 257.69 | 56.87 | -0.12 | 159.21 | 95.75 | 111.56 | 69.6466 | 539.09 | 365.03 | 58.82 | -0.16 | 256.03 | 90.18 | 240.1 | 61.2662 | 418.375 | 311.36 | 57.845 | -0.14 | 207.62 | 92.965 | 175.83 | 64.2474
1+2+3+4+5+Wind 73.5 | 297.66 | 278.37 | 56.75 | -0.14 | 164.15 | 110.75 | 105.09 | 72.5123 | 539.09 | 365.79 | 58.83 | -0.15 | 256.3 | 90.53 | 239.96 | 61.3052 | 418.375 | 322.08 | 57.79 | -0.145 | 210.225 | 100.64 | 172.525 | 65.2919
1+2+3+4+5+6+Wind 73.5 | 297.66 | 299.05 | 56.37 | -0.16 | 167.86 | 127.19 | 101.9 | 76.9636 | 539.09 | 366.55 | 58.85 | -0.15 | 256.58 | 90.88 | 239.82 | 61.3441 | 418.375 | 332.8 | 57.61 | -0.155 | 212.22 | 109.035 | 170.86 | 66.9005
1+2+3+4+5+6+7+Wind 73.5 | 297.66 | 319.73 | 55.77 | -0.17 | 170.78 | 143.83 | 99.9 | 81.882 | 539.09 | 367.31 | 58.86 | -0.15 | 256.86 | 91.24 | 239.68 | 61.3849 | 418.375 | 343.52 | 57.315 | -0.16 | 213.82 | 117.535 | 169.79 | 68.6764
Wind 78.75 | 297.66 | 187.47 | 54.08 | -0.02 | 117.57 | 65.79 | 153.47 | 73.6612 | 539.09 | 387.85 | 59.35 | -0.16 | 264.39 | 101.55 | 233.23 | 62.1009 | 418.375 | 287.66 | 56.715 | -0.09 | 190.98 | 83.67 | 193.35 | 66.2133
1+Wind 78.75 | 297.66 | 208.15 | 55.31 | -0.05 | 130.32 | 74.96 | 140.23 | 72.2939 | 539.09 | 388.61 | 59.36 | -0.16 | 264.58 | 108.59 | 233.13 | 63.3883 | 418.375 | 298.38 | 57.335 | -0.105 | 197.45 | 91.775 | 186.68 | 66.5563
1+2+Wind 78.75 | 297.66 | 228.83 | 56.12 | -0.08 | 140.99 | 84.39 | 130.04 | 72.0386 | 539.09 | 389.37 | 59.37 | -0.16 | 264.69 | 109.18 | 233.08 | 63.4885 | 418.375 | 309.1 | 57.745 | -0.12 | 202.84 | 96.785 | 181.56 | 66.53
1+2+3+Wind 78.75 | 297.66 | 249.51 | 56.54 | -0.1 | 151.65 | 93.82 | 119.85 | 71.7832 | 539.09 | 390.13 | 59.37 | -0.16 | 264.8 | 109.78 | 233.02 | 63.5886 | 418.375 | 319.82 | 57.955 | -0.13 | 208.225 | 101.8 | 176.435 | 66.5037
1+2+3+4+Wind 78.75 | 297.66 | 270.19 | 56.61 | -0.12 | 160.11 | 107.07 | 109.43 | 72.734 | 539.09 | 390.89 | 59.38 | -0.16 | 264.9 | 110.37 | 232.97 | 63.6888 | 418.375 | 330.54 | 57.995 | -0.14 | 212.505 | 108.72 | 171.2 | 66.9065
1+2+3+4+5+Wind 78.75 | 297.66 | 290.87 | 56.39 | -0.14 | 164.82 | 122.03 | 104.51 | 76.107 | 539.09 | 391.65 | 59.38 | -0.15 | 265.01 | 110.96 | 232.92 | 63.789 | 418.375 | 341.26 | 57.885 | -0.145 | 214.915 | 116.495 | 168.715 | 68.1709
1+2+3+4+5+6+Wind 78.75 | 297.66 | 311.55 | 55.93 | -0.15 | 168.52 | 138.47 | 101.33 | 80.5617 | 539.09 | 392.41 | 59.39 | -0.15 | 265.12 | 111.55 | 232.86 | 63.8873 | 418.375 | 351.98 | 57.66 | -0.15 | 216.82 | 125.01 | 167.095 | 69.8189
1+2+3+4+5+6+7+Wind 78.75 | 297.66 | 332.23 | 55.28 | -0.16 | 171.44 | 155.12 | 99.32 | 85.4801 | 539.09 | 393.17 | 59.39 | -0.15 | 265.23 | 112.14 | 232.81 | 63.9875 | 418.375 | 362.7 | 57.335 | -0.155 | 218.335 | 133.63 | 166.065 | 71.6331
Wind 84 | 297.66 | 199.97 | 54.41 | -0.02 | 120.57 | 74.62 | 150.76 | 75.7173 | 539.09 | 413.7 | 59.7 | -0.16 | 271.66 | 124.39 | 226.9 | 65.1635 | 418.375 | 306.835 | 57.055 | -0.09 | 196.115 | 99.505 | 188.83 | 68.9178
1+Wind 84 | 297.66 | 220.65 | 55.42 | -0.05 | 132.49 | 84.7 | 138.36 | 74.9378 | 539.09 | 414.46 | 59.7 | -0.16 | 271.77 | 124.98 | 226.85 | 65.2637 | 418.375 | 317.555 | 57.56 | -0.105 | 202.13 | 104.84 | 182.605 | 68.7051
1+2+Wind 84 | 297.66 | 241.33 | 56.04 | -0.07 | 143.15 | 94.13 | 128.17 | 74.6825 | 539.09 | 415.22 | 59.7 | -0.16 | 271.88 | 125.57 | 226.79 | 65.362 | 418.375 | 328.275 | 57.87 | -0.115 | 207.515 | 109.85 | 177.48 | 68.6776
1+2+3+Wind 84 | 297.66 | 262.01 | 56.3 | -0.09 | 153.18 | 105.43 | 118.34 | 75.1764 | 539.09 | 415.98 | 59.69 | -0.16 | 271.99 | 126.17 | 226.74 | 65.464 | 418.375 | 338.995 | 57.995 | -0.125 | 212.585 | 115.8 | 172.54 | 68.919
1+2+3+4+Wind 84 | 297.66 | 282.69 | 56.25 | -0.11 | 160.77 | 118.35 | 108.86 | 76.3321 | 539.09 | 416.74 | 59.69 | -0.16 | 272.1 | 126.76 | 226.69 | 65.5642 | 418.375 | 349.715 | 57.97 | -0.135 | 216.435 | 122.555 | 167.775 | 69.3947
1+2+3+4+5+Wind 84 | 297.66 | 303.37 | 55.94 | -0.13 | 165.48 | 133.32 | 103.94 | 79.7084 | 539.09 | 417.5 | 59.69 | -0.16 | 272.2 | 127.35 | 226.63 | 65.6625 | 418.375 | 360.435 | 57.815 | -0.145 | 218.84 | 130.335 | 165.285 | 70.6591
1+2+3+4+5+6+Wind 84 | 297.66 | 324.05 | 55.42 | -0.15 | 169.18 | 149.76 | 100.76 | 84.1631 | 539.09 | 418.26 | 59.68 | -0.15 | 272.31 | 127.94 | 226.58 | 65.7627 | 418.375 | 371.155 | 57.55 | -0.15 | 220.745 | 138.85 | 163.67 | 72.3083
1+2+3+4+5+6+7+Wind 84 | 297.66 | 344.73 | 54.74 | -0.16 | 172.1 | 166.4 | 98.75 | 89.0781 | 539.09 | 419.02 | 59.68 | -0.15 | 272.42 | 128.53 | 226.52 | 65.861 | 418.375 | 381.875 | 57.21 | -0.155 | 222.26 | 147.465 | 162.635 | 74.1201
Wind 89.25 | 297.66 | 212.47 | 54.55 | -0.02 | 123.57 | 83.44 | 148.06 | 77.7733 | 539.09 | 439.56 | 59.83 | -0.16 | 278.85 | 140.78 | 220.62 | 67.0389 | 418.375 | 326.015 | 57.19 | -0.09 | 201.21 | 112.11 | 184.34 | 70.8575
1+Wind 89.25 | 297.66 | 233.15 | 55.37 | -0.05 | 134.65 | 94.43 | 136.5 | 77.5818 | 539.09 | 440.32 | 59.82 | -0.16 | 278.96 | 141.37 | 220.56 | 67.1372 | 418.375 | 336.735 | 57.595 | -0.105 | 206.805 | 117.9 | 178.53 | 70.8527
1+2+Wind 89.25 | 297.66 | 253.83 | 55.82 | -0.07 | 145.32 | 103.87 | 126.31 | 77.3298 | 539.09 | 441.08 | 59.81 | -0.16 | 279.07 | 141.96 | 220.51 | 67.2374 | 418.375 | 347.455 | 57.815 | -0.115 | 212.195 | 122.915 | 173.41 | 70.8276
1+2+3+Wind 89.25 | 297.66 | 274.51 | 55.95 | -0.09 | 154.34 | 116.5 | 115.67 | 77.9984 | 539.09 | 441.84 | 59.8 | -0.16 | 279.18 | 142.56 | 220.45 | 67.3376 | 418.375 | 358.175 | 57.875 | -0.125 | 216.76 | 129.53 | 168.06 | 71.13
1+2+3+4+Wind 89.25 | 297.66 | 295.19 | 55.81 | -0.11 | 161.43 | 129.64 | 108.29 | 79.9335 | 539.09 | 442.6 | 59.79 | -0.16 | 279.29 | 143.15 | 220.4 | 67.4377 | 418.375 | 368.895 | 57.8 | -0.135 | 220.36 | 136.395 | 164.345 | 71.8829
1+2+3+4+5+Wind 89.25 | 297.66 | 315.87 | 55.43 | -0.13 | 166.14 | 144.6 | 103.37 | 83.3065 | 539.09 | 443.36 | 59.78 | -0.16 | 279.4 | 143.74 | 220.35 | 67.5379 | 418.375 | 379.615 | 57.605 | -0.145 | 222.77 | 144.17 | 161.86 | 73.1473
1+2+3+4+5+6+Wind 89.25 | 297.66 | 336.55 | 54.87 | -0.14 | 169.85 | 161.04 | 100.18 | 87.7578 | 539.09 | 444.12 | 59.77 | -0.15 | 279.5 | 144.33 | 220.29 | 67.6362 | 418.375 | 390.335 | 57.32 | -0.145 | 224.675 | 152.685 | 160.235 | 74.7941
1+2+3+4+5+6+7+Wind 89.25 | 297.66 | 357.22 | 54.16 | -0.15 | 172.77 | 177.69 | 98.18 | 92.6796 | 539.09 | 444.88 | 59.76 | -0.15 | 279.61 | 144.92 | 220.24 | 67.7364 | 418.375 | 401.05 | 56.96 | -0.15 | 226.19 | 161.305 | 159.21 | 76.6095
Wind 94.5 | 297.66 | 230 | 54.5 | -0.03 | 126.99 | 98.69 | 144.09 | 81.5629 | 539.09 | 476.15 | 59.68 | -0.16 | 288.84 | 164.17 | 211.91 | 69.762 | 418.375 | 353.075 | 57.09 | -0.095 | 207.915 | 131.43 | 178 | 73.96
1+Wind 94.5 | 297.66 | 250.68 | 55.08 | -0.05 | 137.66 | 108.12 | 133.9 | 81.3075 | 539.09 | 476.91 | 59.67 | -0.16 | 288.95 | 164.77 | 211.86 | 69.864 | 418.375 | 363.795 | 57.375 | -0.105 | 213.305 | 136.445 | 172.88 | 73.9349
1+2+Wind 94.5 | 297.66 | 271.36 | 55.34 | -0.07 | 147.61 | 119.41 | 124.13 | 81.8182 | 539.09 | 477.67 | 59.65 | -0.16 | 289.05 | 165.36 | 211.81 | 69.9642 | 418.375 | 374.515 | 57.495 | -0.115 | 218.33 | 142.385 | 167.97 | 74.1811
1+2+3+Wind 94.5 | 297.66 | 292.04 | 55.32 | -0.09 | 155.26 | 132.32 | 114.88 | 83.0478 | 539.09 | 478.43 | 59.63 | -0.16 | 289.16 | 165.95 | 211.75 | 70.0625 | 418.375 | 385.235 | 57.475 | -0.125 | 222.21 | 149.135 | 163.315 | 74.6818
1+2+3+4+Wind 94.5 | 297.66 | 312.72 | 55.07 | -0.1 | 162.35 | 145.46 | 107.49 | 84.9795 | 539.09 | 479.19 | 59.61 | -0.16 | 289.27 | 166.54 | 211.7 | 70.1627 | 418.375 | 395.955 | 57.34 | -0.13 | 225.81 | 156 | 159.595 | 75.4335
1+2+3+4+5+Wind 94.5 | 297.66 | 333.39 | 54.62 | -0.12 | 167.06 | 160.42 | 102.57 | 88.3525 | 539.09 | 479.95 | 59.6 | -0.15 | 289.38 | 167.13 | 211.64 | 70.261 | 418.375 | 406.67 | 57.11 | -0.135 | 228.22 | 163.775 | 157.105 | 76.6967
1+2+3+4+5+6+Wind 94.5 | 297.66 | 354.07 | 54.01 | -0.13 | 170.76 | 176.86 | 99.39 | 92.8072 | 539.09 | 480.71 | 59.58 | -0.15 | 289.49 | 167.73 | 211.59 | 70.363 | 418.375 | 417.39 | 56.795 | -0.14 | 230.125 | 172.295 | 155.49 | 78.3472
1+2+3+4+5+6+7+Wind 94.5 | 297.66 | 374.75 | 53.28 | -0.15 | 173.69 | 193.51 | 97.38 | 97.7256 | 539.09 | 481.47 | 59.56 | -0.15 | 289.59 | 168.32 | 211.53 | 70.4613 | 418.375 | 428.11 | 56.42 | -0.15 | 231.64 | 180.915 | 154.455 | 80.1601
[25 empty] | summer_scenario3_thermal (real) | Proven49.5 | 280.29 | 115.97 | 59.24 | 0.65 | 110.01 | 4.49 | 158.08 | winter_scenario3_thermal (real) | Proven4.5 | 409.47 | 15.85 | 7.62 | 0 | 15.58 | 0 | 378.25
[25 empty] | summer_scenario3_thermal (real) | 1+Proven49.5 | 280.29 | 133.87 | 62.46 | 0.61 | 121.77 | 9.6 | 147.1 | winter_scenario3_thermal (real) | 1+Proven4.5 | 409.47 | 16.51 | 7.96 | 0 | 16.24 | 0 | 377.59
[25 empty] | summer_scenario3_thermal (real) | 1+2+Proven49.5 | 280.29 | 151.76 | 64.99 | 0.56 | 133.54 | 14.72 | 136.13 | winter_scenario3_thermal (real) | 1+2+Proven4.5 | 409.47 | 17.17 | 8.3 | 0 | 16.89 | 0 | 376.93
[25 empty] | summer_scenario3_thermal (real) | 1+2+3+Proven49.5 | 280.29 | 169.66 | 66.79 | 0.52 | 143.81 | 22.97 | 123.38 | winter_scenario3_thermal (real) | 1+2+3+Proven4.5 | 409.47 | 17.83 | 8.65 | 0 | 17.55 | 0 | 376.27
[25 empty] | summer_scenario3_thermal (real) | 1+2+3+4+Proven49.5 | 280.29 | 187.55 | 67.88 | 0.47 | 152.85 | 32.71 | 113.94 | winter_scenario3_thermal (real) | 1+2+3+4+Proven4.5 | 409.47 | 18.48 | 9 | 0 | 18.21 | 0 | 375.62
[25 empty] | summer_scenario3_thermal (real) | 1+2+3+4+5+Proven49.5 | 280.29 | 205.45 | 68.32 | 0.43 | 161.45 | 41.21 | 105.82 | winter_scenario3_thermal (real) | 1+2+3+4+5+Proven4.5 | 409.47 | 19.14 | 9.34 | 0 | 18.87 | 0 | 374.96
[25 empty] | summer_scenario3_thermal (real) | 1+2+3+4+5+6+Proven49.5 | 280.29 | 223.35 | 68.21 | 0.39 | 169.48 | 51.17 | 96.15 | winter_scenario3_thermal (real) | 1+2+3+4+5+6+Proven4.5 | 409.47 | 19.8 | 9.69 | 0 | 19.53 | 0 | 374.3
[25 empty] | summer_scenario3_thermal (real) | 1+2+3+4+5+6+7+Proven49.5 | 280.29 | 241.24 | 67.67 | 0.36 | 175.04 | 62.9 | 91.55 | winter_scenario3_thermal (real) | 1+2+3+4+5+6+7+Proven4.5 | 409.47 | 20.46 | 10.04 | 0 | 20.18 | 0 | 373.64
[25 empty] | summer_scenario3_thermal (real) | Proven54 | 280.29 | 126.51 | 61.53 | 0.65 | 117.88 | 6.66 | 150.67 | winter_scenario3_thermal (real) | Proven9 | 409.47 | 33.43 | 15.04 | 0 | 32.86 | 0 | 360.97
[25 empty] | summer_scenario3_thermal (real) | 1+Proven54 | 280.29 | 144.41 | 64.35 | 0.61 | 129.64 | 11.78 | 139.7 | winter_scenario3_thermal (real) | 1+Proven9 | 409.47 | 34.08 | 15.34 | 0 | 33.51 | 0 | 360.31
[25 empty] | summer_scenario3_thermal (real) | 1+2+Proven54 | 280.29 | 162.31 | 66.49 | 0.57 | 140.24 | 19.5 | 124.52 | winter_scenario3_thermal (real) | 1+2+Proven9 | 409.47 | 34.74 | 15.64 | 0 | 34.17 | 0 | 359.65
[25 empty] | summer_scenario3_thermal (real) | 1+2+3+Proven54 | 280.29 | 180.2 | 67.92 | 0.53 | 150.05 | 28.29 | 114.41 | winter_scenario3_thermal (real) | 1+2+3+Proven9 | 409.47 | 35.4 | 15.94 | 0 | 34.83 | 0 | 359
[25 empty] | summer_scenario3_thermal (real) | 1+2+3+4+Proven54 | 280.29 | 198.1 | 68.69 | 0.49 | 158.49 | 36.88 | 106.53 | winter_scenario3_thermal (real) | 1+2+3+4+Proven9 | 409.47 | 36.06 | 16.24 | 0 | 35.49 | 0 | 358.34

## Graphs
SCENARIO 1 |  |  |  | - Equipment costs approximation
SUPPLY | WIND (kW) | SOLAR (kW) | COMMUNITY INVESTMENT (£ 000) | PV PANEL COST (£/kW) | WIND TURBINE COST (£/kW)
wind24 | 24 | 0 | 24 | 40 | 1000
1+wind24 | 24 | 24 | 24.96
1+2+wind24 | 24 | 48 | 25.92
1+2+3+wind24 | 24 | 72 | 26.88
1+2+3+4+wind24 | 24 | 96 | 27.84
1+2+3+4+5+wind24 | 24 | 120 | 28.8
1+2+3+4+5+6+wind24 | 24 | 144 | 29.76
wind48 | 48 | 0 | 48
1+wind48 | 48 | 24 | 48.96
1+2+wind48 | 48 | 48 | 49.92
1+2+3+wind48 | 48 | 72 | 50.88
1+2+3+4+wind48 | 48 | 96 | 51.84
1+2+3+4+5+wind48 | 48 | 120 | 52.8
1+2+3+4+5+6+wind48 | 48 | 144 | 53.76
wind72 | 72 | 0 | 72
1+wind72 | 72 | 24 | 72.96
1+2+wind72 | 72 | 48 | 73.92
1+2+3+wind72 | 72 | 72 | 74.88
1+2+3+4+wind72 | 72 | 96 | 75.84
1+2+3+4+5+wind72 | 72 | 120 | 76.8
1+2+3+4+5+6+wind72 | 72 | 144 | 77.76
wind96 | 96 | 0 | 96
1+wind96 | 96 | 24 | 96.96
1+2+wind96 | 96 | 48 | 97.92
1+2+3+wind96 | 96 | 72 | 98.88
1+2+3+4+wind96 | 96 | 96 | 99.84
1+2+3+4+5+wind96 | 96 | 120 | 100.8
1+2+3+4+5+6+wind96 | 96 | 144 | 101.76
wind120 | 120 | 0 | 120
1+wind120 | 120 | 24 | 120.96
1+2+wind120 | 120 | 48 | 121.92
1+2+3+wind120 | 120 | 72 | 122.88
1+2+3+4+wind120 | 120 | 96 | 123.84
1+2+3+4+5+wind120 | 120 | 120 | 124.8
1+2+3+4+5+6+wind120 | 120 | 144 | 125.76
wind144 | 144 | 0 | 144
1+wind144 | 144 | 24 | 144.96
1+2+wind144 | 144 | 48 | 145.92
1+2+3+wind144 | 144 | 72 | 146.88
1+2+3+4+wind144 | 144 | 96 | 147.84
1+2+3+4+5+wind144 | 144 | 120 | 148.8
1+2+3+4+5+6+wind144 | 144 | 144 | 149.76
Wind168 | 168 | 0 | 168
1+Wind168 | 168 | 24 | 168.96
1+2+Wind168 | 168 | 48 | 169.92
1+2+3+Wind168 | 168 | 72 | 170.88
1+2+3+4+Wind168 | 168 | 96 | 171.84
1+2+3+4+5+Wind168 | 168 | 120 | 172.8
1+2+3+4+5+6+Wind168 | 168 | 144 | 173.76
Wind192 | 192 | 0 | 192
1+Wind192 | 192 | 24 | 192.96
1+2+Wind192 | 192 | 48 | 193.92
1+2+3+Wind192 | 192 | 72 | 194.88
1+2+3+4+Wind192 | 192 | 96 | 195.84
1+2+3+4+5+Wind192 | 192 | 120 | 196.8
1+2+3+4+5+6+Wind192 | 192 | 144 | 197.76
Wind216 | 216 | 0 | 216
1+Wind216 | 216 | 24 | 216.96
1+2+Wind216 | 216 | 48 | 217.92
1+2+3+Wind216 | 216 | 72 | 218.88
1+2+3+4+Wind216 | 216 | 96 | 219.84
1+2+3+4+5+Wind216 | 216 | 120 | 220.8
1+2+3+4+5+6+Wind216 | 216 | 144 | 221.76
Proven240 | 240 | 0 | 240
1+Proven240 | 240 | 24 | 240.96
1+2+Proven240 | 240 | 48 | 241.92
1+2+3+Proven240 | 240 | 72 | 242.88
1+2+3+4+Proven240 | 240 | 96 | 243.84
1+2+3+4+5+Proven240 | 240 | 120 | 244.8
1+2+3+4+5+6+Proven240 | 240 | 144 | 245.76
Proven264 | 264 | 0 | 264
1+Proven264 | 264 | 24 | 264.96
1+2+Proven264 | 264 | 48 | 265.92
1+2+3+Proven264 | 264 | 72 | 266.88
1+2+3+4+Proven264 | 264 | 96 | 267.84
1+2+3+4+5+Proven264 | 264 | 120 | 268.8
1+2+3+4+5+6+Proven264 | 264 | 144 | 269.76
Proven288 | 288 | 0 | 288
1+Proven288 | 288 | 24 | 288.96
1+2+Proven288 | 288 | 48 | 289.92
1+2+3+Proven288 | 288 | 72 | 290.88
1+2+3+4+Proven288 | 288 | 96 | 291.84
1+2+3+4+5+Proven288 | 288 | 120 | 292.8
1+2+3+4+5+6+Proven288 | 288 | 144 | 293.76
Wind 312 | 312 | 0 | 312
1+Wind 312 | 312 | 24 | 312.96
1+2+Wind 312 | 312 | 48 | 313.92
1+2+3+Wind 312 | 312 | 72 | 314.88
1+2+3+4+Wind 312 | 312 | 96 | 315.84
1+2+3+4+5+Wind 312 | 312 | 120 | 316.8
1+2+3+4+5+6+Wind 312 | 312 | 144 | 317.76
Wind 336 | 336 | 0 | 336
1+Wind 336 | 336 | 24 | 336.96
1+2+Wind 336 | 336 | 48 | 337.92
1+2+3+Wind 336 | 336 | 72 | 338.88
1+2+3+4+Wind 336 | 336 | 96 | 339.84
1+2+3+4+5+Wind 336 | 336 | 120 | 340.8
1+2+3+4+5+6+Wind 336 | 336 | 144 | 341.76
Wind 360 | 360 | 0 | 360
1+Wind 360 | 360 | 24 | 360.96
1+2+Wind 360 | 360 | 48 | 361.92
1+2+3+Wind 360 | 360 | 72 | 362.88
1+2+3+4+Wind 360 | 360 | 96 | 363.84
1+2+3+4+5+Wind 360 | 360 | 120 | 364.8
1+2+3+4+5+6+Wind 360 | 360 | 144 | 365.76