{"text_format":"1","workbook":"xlsx","n_sheets":5,"sheets":["Hourly","Storage technologies","Scenarios","Demand-Supply","Net Import Export"],"not_rendered":{"charts":9,"images":1,"macros":1,"external_links":0,"defined_names":0,"comments":0,"pivot_tables":0},"unopened":[],"bounds":{"document_bytes":16777216,"sheet_cells":100000,"rows_first":2000,"rows_last":500,"rows_between":2000,"halvings":0,"cell_chars":16384,"cell_head_chars":4096},"cells_cut":0,"cells_raw":0,"read":"whole","date_system":"1900"}

{"sheet":"Hourly","index":0,"n_rows":8764,"n_cols":17,"rows_kept":4500,"cut":true,"hidden":false,"merged":[],"bounds":{"rows_first":2000,"rows_last":500,"rows_between":2000,"halvings":0}}
["Biogas (kWh)","Natural Gas (kWh)","Biomass (kWh)","Wind Turbine  (kWh)","Total Generation (kWh)","Demand (kWh)","Residual (kWh)","Positive residual (kWh)","Demand(kWh)",null,null,null,"Storage Characteristics","Storage (kWh)","Imports (kWh)",null,"Exports (kWh)"]
[null,null,null,null,null,null,null,null,null,null,null,"Capacity (kWh)",200000]
[{"$f":"M$13","v":872.48},{"$f":"M$14","v":0},{"$f":"M$15","v":18750},500,{"$f":"A3+C3+((D3/2)*M$12)","v":20622.48},{"$f":"I3*1","v":20586.331411905699},{"$f":"E3-F3","v":36.148588094300067},{"$f":"IF(G3<0,ABS(G3),0)","v":0},20586.331411905699,null,null,"Round-trip efficiency (1=100%)",0.8,32.533729284870063,0,{"$f":"IF(O3>0,0,1)","v":1},0]
[{"$f":"M$13","v":872.48},{"$f":"M$14","v":0},{"$f":"M$15","v":18750},1070,{"$f":"A4+C4+((D4/2)*M$12)","v":21762.48},{"$f":"I4*1","v":20653.275496867318},{"$f":"E4-F4","v":1109.2045031326816},{"$f":"IF(G4<0,ABS(G4),0)","v":0},20653.275496867318,null,null,"Self discharge (hours) (1=100%)",1E-3,1030.7852483749987,0,{"$f":"IF(O4>0,0,1)","v":1},0]
[872.48,0,18750,680,20982.48,20601.273949510538,381.20605048946163,0,20601.273949510538,null,null,"Charging rate (kW/hour)",3000,1372.8399085671392,0,1,0]
[872.48,0,18750,700,21022.48,21101.034581854314,-78.554581854314165,78.554581854314165,21101.034581854314,null,null,"Discharging rate (kW/hour)",null,1285.0570286188265,0,1,0]
[872.48,0,18750,450,20522.48,21314.319446768139,-791.83944676813917,791.83944676813917,21314.319446768139,null,null,null,null,412.74858014525444,0,1,0]
[872.48,0,18750,270,20162.48,20643.442925835956,-480.96292583595641,480.96292583595641,20643.442925835956,null,null,null,null,0,68.627094270847238,0,0]
[872.48,0,18750,450,20522.48,20822.640333925705,-300.16033392570534,300.16033392570534,20822.640333925705,null,null,null,null,0,300.16033392570534,0,0]
[872.48,0,18750,460,20542.48,21219.242684924506,-676.76268492450617,676.76268492450617,21219.242684924506,null,null,null,null,0,676.76268492450617,0,0]
[872.48,0,18750,520,20662.48,21365.471216968403,-702.99121696840302,702.99121696840302,21365.471216968403,null,null,null,"On site generation characteristics ",0,702.99121696840302,0,0]
[872.48,0,18750,480,20582.48,21485.384467672404,-902.90446767240428,902.90446767240428,21485.384467672404,null,null,"Number of WT",4,0,902.90446767240428,0,0]
[872.48,0,18750,350,20322.48,21641.244101386113,-1318.7641013861139,1318.7641013861139,21641.244101386113,null,null,"Hourly output Biogas (kWh)",872.48,0,1318.7641013861139,0,0]
[872.48,0,18750,800,21222.48,21572.309966284709,-349.82996628470937,349.82996628470937,21572.309966284709,null,null,"Hourly output Natural Gas (kWh)",0,0,349.82996628470937,0,0]
[872.48,0,18750,1570,22762.48,21580.627495532917,1181.8525044670823,0,21580.627495532917,null,null,"Hourly output Biomass (kWh)",18750,1063.6672540203742,0,1,0]
[872.48,0,18750,990,21602.48,21759.792304735871,-157.31230473587129,157.31230473587129,21759.792304735871,null,null,"Hourly output PV (kWh)",0,889.56005155689536,0,1,0]
[872.48,0,18750,1760,23142.48,21795.202510866096,1347.2774891339031,0,21795.202510866096,null,null,null,null,2101.2202317258511,0,1,0]
[872.48,0,18750,2030,23682.48,21636.84026155233,2045.6397384476695,0,21636.84026155233,null,null,null,null,3940.1947760970279,0,1,0]
[872.48,0,18750,1820,23262.48,20907.000846465729,2355.4791535342702,0,20907.000846465729,null,null,null,null,6056.1858195017739,0,1,0]
[872.48,0,18750,1210,22042.48,21586.723845116103,455.75615488389667,0,21586.723845116103,null,null,null,null,6460.3101730777798,0,1,0]
[872.48,0,18750,560,20742.48,21738.857190528583,-996.37719052858301,996.37719052858301,21738.857190528583,null,null,null,null,5357.8349533232604,0,1,0]
[872.48,0,18750,230,20082.48,21017.785209981706,-935.30520998170687,935.30520998170687,21017.785209981706,null,null,null,null,4323.6413873900592,0,1,0]
[872.48,0,18750,280,20182.48,21057.227914719158,-874.74791471915887,874.74791471915887,21057.227914719158,null,null,null,null,3357.0950398115942,0,1,0]
[872.48,0,18750,460,20542.48,21675.661847906722,-1133.1818479067224,1133.1818479067224,21675.661847906722,null,null,"% Deficit Supplied Storage",{"$f":"((H8763-O8763)/H8763)*100","v":41.975470545201311},2107.2379120743881,0,1,0]
[872.48,0,18750,810,21242.48,20891.469371533083,351.01062846691639,0,20891.469371533083,null,null,"% Hours the factory is Autonomous",{"$f":"(SUM(P3:P8762)/8761)*100","v":81.417646387398705},2421.0402397825387,0,1,0]
[872.48,0,18750,2020,23662.48,20573.201395192438,3089.2786048075614,0,20573.201395192438,null,null,"% Surplus Exported",{"$f":"(Q8763/G8763)*100","v":26.886285187304264},5418.6191995427562,0,1,0]
[872.48,0,18750,2540,24702.48,20576.568779592377,4125.9112204076227,0,20576.568779592377,null,null,"% CO2 emissions from the imports",{"$f":"(1-((H8763-O8763)/H8763))*100","v":58.024529454798689},8413.200580343213,0,1,792.57788707428972]
[872.48,0,18750,1490,22602.48,20341.851109661529,2260.6288903384702,0,20341.851109661529,null,null,"Total Exports (£)",{"$f":"Q8763*0.05365","v":166080.24143995752},10439.353381067493,0,1,0]
[872.48,0,18750,1370,22362.48,20257.093112441995,2105.3868875580047,0,20257.093112441995,null,null,"Total Imports (£)",{"$f":"-O8763*0.082","v":-567831.11879015935},12323.76222648863,0,1,0]
[872.48,0,18750,1220,22062.48,20430.860448107615,1631.6195518923851,0,20430.860448107615,null,null,"Net Import/Export (£)",{"$f":"M28+M29","v":-401750.87735020183},13779.89606096529,0,1,0]
[872.48,0,18750,1250,22122.48,20269.466929991428,1853.013070008572,0,20269.466929991428,null,null,null,null,15433.82792791204,0,1,0]
[872.48,0,18750,1590,22802.48,19861.41567509135,2941.0643249086497,0,19861.41567509135,null,null,null,null,18418.394099984129,0,1,0]
[872.48,0,18750,2050,23722.48,20674.505630573407,3047.9743694265926,0,20674.505630573407,null,null,null,null,21399.975705884146,0,1,0]
[872.48,0,18750,1760,23142.48,20866.193111087294,2276.2868889127058,0,20866.193111087294,null,null,null,null,23427.233930199698,0,1,0]
[872.48,0,18750,1600,22822.48,21218.075300524564,1604.4046994754353,0,21218.075300524564,null,null,null,null,24847.770925797391,0,1,0]
[872.48,0,18750,1540,22702.48,21020.780335331168,1681.6996646688312,0,21020.780335331168,null,null,null,null,26336.452853073541,0,1,0]
[872.48,0,18750,1700,23022.48,21242.555356235433,1779.924643764567,0,21242.555356235433,null,null,null,null,27912.048579608578,0,1,0]
[872.48,0,18750,2040,23702.48,21938.86704708578,1763.6129529142199,0,21938.86704708578,null,null,null,null,29471.388188651767,0,1,0]
[872.48,0,18750,1750,23122.48,22314.178168279763,808.30183172023681,0,22314.178168279763,null,null,null,null,30169.388449011327,0,1,0]
[872.48,0,18750,1790,23202.48,22120.347003922543,1082.1329960774565,0,22120.347003922543,null,null,null,null,31113.138757032026,0,1,0]
[872.48,0,18750,2230,24082.48,21949.424732324431,2133.0552676755688,0,21949.424732324431,null,null,null,null,33001.775359183004,0,1,0]
[872.48,0,18750,2240,24102.48,22144.224600023797,1958.2553999762022,0,22144.224600023797,null,null,null,null,34731.203443802406,0,1,0]
[872.48,0,18750,1370,22362.48,22000.235072160747,362.24492783925234,0,22000.235072160747,null,null,null,null,35022.492675413931,0,1,0]
[872.48,0,18750,900,21422.48,24087.010350842003,-2664.5303508420038,2664.5303508420038,24087.010350842003,null,null,null,null,32056.486796812311,0,1,0]
[872.48,0,18750,730,21082.48,24038.202270056165,-2955.7222700561651,2955.7222700561651,24038.202270056165,null,null,null,null,28773.135812953715,0,1,0]
[872.48,0,18750,640,20902.48,24059.418931620232,-3156.9389316202323,3156.9389316202323,24059.418931620232,null,null,null,null,25271.729852358505,0,1,0]
[872.48,0,18750,470,20562.48,23804.502391214621,-3242.0223912146212,3242.0223912146212,23804.502391214621,null,null,null,null,21680.23349217006,0,1,0]
[872.48,0,18750,820,21262.48,22592.602494203595,-1330.1224942035951,1330.1224942035951,22592.602494203595,null,null,null,null,20195.418515053934,0,1,0]
[872.48,0,18750,1030,21682.48,20878.39433532102,804.08566467897981,0,20878.39433532102,null,null,null,null,20898.900194749964,0,1,0]
[872.48,0,18750,2030,23682.48,21430.484083267391,2251.9959167326087,0,21430.484083267391,null,null,null,null,22904.797619614565,0,1,0]
[872.48,0,18750,1980,23582.48,22043.394015059643,1539.0859849403569,0,22043.394015059643,null,null,null,null,24267.07020844127,0,1,0]
[872.48,0,18750,1560,22742.48,22186.006169664925,556.47383033507504,0,22186.006169664925,null,null,null,null,24743.629585534396,0,1,0]
[872.48,0,18750,1640,22902.48,22005.161254611314,897.31874538868578,0,22005.161254611314,null,null,null,null,25526.472826798679,0,1,0]
[872.48,0,18750,2120,23862.48,21509.867094414636,2352.6129055853635,0,21509.867094414636,null,null,null,null,27618.297968998708,0,1,0]
[872.48,0,18750,1720,23062.48,22106.396937069498,956.08306293050191,0,22106.396937069498,null,null,null,null,28451.154427667163,0,1,0]
[872.48,0,18750,2150,23922.48,22232.286403650585,1690.1935963494143,0,22232.286403650585,null,null,null,null,29943.877509953967,0,1,0]
[872.48,0,18750,1960,23542.48,22561.068487237197,981.41151276280289,0,22561.068487237197,null,null,null,null,30797.203993930536,0,1,0]
[872.48,0,18750,2720,25062.48,24629.456069537631,433.0239304623683,0,24629.456069537631,null,null,null,null,31156.128327352737,0,1,0]
[872.48,0,18750,2570,24762.48,18817.61169402429,5944.8683059757095,0,18817.61169402429,null,null,null,null,34124.972199025389,0,1,2611.5349726423724]
[872.48,0,18750,2650,24922.48,18601.925745153672,6320.5542548463272,0,18601.925745153672,null,null,null,null,37090.847226826365,0,1,2987.2209215129942]
[872.48,0,18750,2300,24222.48,16638.359737565581,7584.1202624344187,0,16638.359737565581,null,null,null,null,40053.756379599537,0,1,4250.7869291010857]
[872.48,0,18750,2650,24922.48,18141.847649914864,6780.6323500851358,0,18141.847649914864,null,null,null,null,43013.702623219935,0,1,3447.2990167518028]
[872.48,0,18750,2340,24302.48,19239.526945248472,5062.9530547515278,0,19239.526945248472,null,null,null,null,45970.688920596716,0,1,1729.6197214181948]
[872.48,0,18750,2610,24842.48,18994.735429912751,5847.7445700872486,0,18994.735429912751,null,null,null,null,48924.718231676117,0,1,2514.4112367539155]
[872.48,0,18750,2520,24662.48,17969.825317034789,6692.6546829652107,0,17969.825317034789,null,null,null,null,51875.793513444441,0,1,3359.3213496318776]
[872.48,0,18750,2480,24582.48,16468.984933933716,8113.4950660662835,0,16468.984933933716,null,null,null,null,54823.917719931,0,1,4780.1617327329504]
[872.48,0,18750,2450,24522.48,16770.723027267191,7751.7569727328082,0,16770.723027267191,null,null,null,null,57769.093802211071,0,1,4418.4236393994752]
[{"$f":"M$13","v":872.48},{"$f":"M$14","v":0},{"$f":"M$15","v":18750},2470,{"$f":"A68+C68+((D68/2)*M$12)","v":24562.48},{"$f":"I68*1","v":16901.796367108589},{"$f":"E68-F68","v":7660.6836328914105},{"$f":"IF(G68<0,ABS(G68),0)","v":0},16901.796367108589,null,null,null,null,60711.324708408858,0,{"$f":"IF(O68>0,0,1)","v":1},4327.3502995580775]
[872.48,0,18750,2490,24602.48,17167.160436762406,7435.3195632375937,0,17167.160436762406,null,null,null,null,63650.613383700453,0,1,4101.9862299042607]
[872.48,0,18750,2410,24442.48,17042.340869901742,7400.1391300982577,0,17042.340869901742,null,null,null,null,66586.96277031675,0,1,4066.8057967649247]
[872.48,0,18750,2620,24862.48,17365.120343459384,7497.3596565406151,0,17365.120343459384,null,null,null,null,69520.375807546428,0,1,4164.0263232072821]
[872.48,0,18750,2490,24602.48,17656.585882474759,6945.8941175252403,0,17656.585882474759,null,null,null,null,72450.855431738877,0,1,3612.5607841919073]
[872.48,0,18750,2380,24382.48,17511.223772438174,6871.2562275618257,0,17511.223772438174,null,null,null,null,75378.404576307134,0,1,3537.9228942284926]
[872.48,0,18750,2460,24542.48,17281.081188859178,7261.3988111408216,0,17281.081188859178,null,null,null,null,78303.026171730831,0,1,3928.0654778074886]
[872.48,0,18750,2570,24762.48,17137.69648550688,7624.7835144931196,0,17137.69648550688,null,null,null,null,81224.723145559095,0,1,4291.4501811597866]
[872.48,0,18750,2400,24422.48,15822.859581524381,8599.6204184756189,0,15822.859581524381,null,null,null,null,84143.498422413541,0,1,5266.2870851422858]
[872.48,0,18750,2500,24622.48,15600.018422738245,9022.4615772617544,0,15600.018422738245,null,null,null,null,87059.354923991123,0,1,5689.1282439284214]
[872.48,0,18750,2520,24662.48,16534.992736165197,8127.4872638348024,0,16534.992736165197,null,null,null,null,89972.295569067137,0,1,4794.1539305014694]
[872.48,0,18750,2390,24402.48,15836.526070384745,8565.9539296152543,0,15836.526070384745,null,null,null,null,92882.32327349807,0,1,5232.6205962819213]
[872.48,0,18750,1510,22642.48,15968.90810242611,6673.5718975738891,0,15968.90810242611,null,null,null,null,95789.440950224569,0,1,3340.2385642405561]
[872.48,0,18750,1000,21622.48,16369.401828077984,5253.0781719220158,0,16369.401828077984,null,null,null,null,98693.65150927435,0,1,1919.7448385886828]
[872.48,0,18750,260,20142.48,17081.298660991048,3061.1813390089519,0,17081.298660991048,null,null,null,null,101594.95785776508,0,1,0]
[872.48,0,18750,400,20422.48,17708.392488327954,2714.0875116720454,0,17708.392488327954,null,null,null,null,103936.04166041216,0,1,0]
[872.48,0,18750,490,20602.48,17184.789173531073,3417.6908264689264,0,17184.789173531073,null,null,null,null,106832.10561875174,0,1,84.357493135593359]
[872.48,0,18750,1390,22402.48,17157.337893586478,5245.1421064135211,0,17157.337893586478,null,null,null,null,109725.27351313298,0,1,1911.8087730801881]
[872.48,0,18750,1300,22222.48,17042.830892186092,5179.6491078139079,0,17042.830892186092,null,null,null,null,112615.54823961985,0,1,1846.3157744805749]
[872.48,0,18750,530,20682.48,16799.491864315431,3882.988135684569,0,16799.491864315431,null,null,null,null,115502.93269138024,0,1,549.65480235123596]
[872.48,0,18750,420,20462.48,16456.304972931328,4006.1750270686716,0,16456.304972931328,null,null,null,null,118387.42975868886,0,1,672.84169373533859]
[872.48,0,18750,60,19742.48,17213.034488297501,2529.4455117024991,0,17213.034488297501,null,null,null,null,120545.54328946242,0,1,0]
[872.48,0,18750,80,19782.48,17165.327977152789,2617.1520228472109,0,17165.327977152789,null,null,null,null,122780.43456673545,0,1,0]
[872.48,0,18750,300,20222.48,16695.377623363369,3527.1023766366307,0,16695.377623363369,null,null,null,null,125657.65413216871,0,1,193.76904330329762]
[872.48,0,18750,470,20562.48,16381.734438106956,4180.7455618930435,0,16381.734438106956,null,null,null,null,128531.99647803654,0,1,847.41222855971046]
[872.48,0,18750,390,20402.48,16341.451555094711,4061.0284449052888,0,16341.451555094711,null,null,null,null,131403.46448155851,0,1,727.69511157195575]
[872.48,0,18750,280,20182.48,16231.409667901613,3951.0703320983866,0,16231.409667901613,null,null,null,null,134272.06101707695,0,1,617.73699876505361]
[872.48,0,18750,360,20342.48,16840.102215293922,3502.3777847060774,0,16840.102215293922,null,null,null,null,137137.78895605987,0,1,169.04445137274433]
[872.48,0,18750,510,20642.48,18644.47950649236,1998.0004935076395,0,18644.47950649236,null,null,null,null,138798.8516112607,0,1,0]
[872.48,0,18750,760,21142.48,18889.711005114816,2252.7689948851839,0,18889.711005114816,null,null,null,null,140687.54485504612,0,1,0]
[872.48,0,18750,700,21022.48,19132.908803180671,1889.5711968193282,0,19132.908803180671,null,null,null,null,142247.47138732846,0,1,0]
[872.48,0,18750,470,20562.48,18014.964399210861,2547.5156007891383,0,18014.964399210861,null,null,null,null,144397.98795665137,0,1,0]
[872.48,0,18750,450,20522.48,18042.214371355425,2480.2656286445745,0,18042.214371355425,null,null,null,null,146485.82903447485,0,1,0]
[872.48,0,18750,830,21282.48,18618.839305933223,2663.6406940667766,0,18618.839305933223,null,null,null,null,148736.61983010048,0,1,0]
[872.48,0,18750,510,20642.48,18317.567512043144,2324.9124879568553,0,18317.567512043144,null,null,null,null,150680.30444943154,0,1,0]
[872.48,0,18750,500,20622.48,18054.975913141119,2567.5040868588803,0,18054.975913141119,null,null,null,null,152840.37782315511,0,1,0]
[872.48,0,18750,600,20822.48,18176.4141499174,2646.0658500825994,0,18176.4141499174,null,null,null,null,155068.9967104063,0,1,0]
[872.48,0,18750,570,20762.48,17267.098562116942,3495.3814378830575,0,17267.098562116942,null,null,null,null,157913.92771369588,0,1,162.04810454972448]
[872.48,0,18750,310,20242.48,17061.188582995834,3181.2914170041659,0,17061.188582995834,null,null,null,null,160756.01378598218,0,1,0]
[872.48,0,18750,460,20542.48,17096.372500824829,3446.1074991751702,0,17096.372500824829,null,null,null,null,163595.2577721962,0,1,112.7741658418372]
[872.48,0,18750,310,20242.48,19054.389542729808,1188.0904572701911,0,19054.389542729808,null,null,null,null,164500.94392596718,0,1,0]
[872.48,0,18750,390,20402.48,19528.311065042071,874.16893495792829,0,19528.311065042071,null,null,null,null,165123.19502350336,0,1,0]
[872.48,0,18750,380,20382.48,19742.517521881375,639.96247811862486,0,19742.517521881375,null,null,null,null,165534.03805878662,0,1,0]
[872.48,0,18750,750,21122.48,19233.611836612268,1888.8681633877313,0,19233.611836612268,null,null,null,null,167068.4853677768,0,1,0]
[872.48,0,18750,1020,21662.48,18211.821935435619,3450.6580645643808,0,18211.821935435619,null,null,null,null,169901.41688240902,0,1,117.32473123104774]
[872.48,0,18750,1450,22522.48,18350.332659676955,4172.1473403230448,0,18350.332659676955,null,null,null,null,172731.51546552661,0,1,838.81400698971174]
[872.48,0,18750,1940,23502.48,18212.250610922325,5290.2293890776746,0,18212.250610922325,null,null,null,null,175558.78395006107,0,1,1956.8960557443415]
[872.48,0,18750,2290,24202.48,18898.028567789548,5304.4514322104515,0,18898.028567789548,null,null,null,null,178383.22516611102,0,1,1971.1180988771184]
[872.48,0,18750,2510,24642.48,19400.431615174242,5242.0483848257572,0,19400.431615174242,null,null,null,null,181204.8419409449,0,1,1908.7150514924242]
[872.48,0,18750,1830,23282.48,14356.560215324376,8925.9197846756233,0,14356.560215324376,null,null,null,null,184023.63709900394,0,1,5592.5864513422903]
[872.48,0,18750,2270,24162.48,13937.781677709389,10224.698322290611,0,13937.781677709389,null,null,null,null,186839.61346190493,0,1,6891.364988957278]
[872.48,0,18750,1740,23102.48,14505.69399247074,8596.7860075292592,0,14505.69399247074,null,null,null,null,189652.77384844303,0,1,5263.4526741959262]
[872.48,0,18750,460,20542.48,15019.431014750011,5523.0489852499886,0,15019.431014750011,null,null,null,null,192463.12107459459,0,1,2189.7156519166556]
[872.48,0,18750,680,20982.48,17634.920734840947,3347.5592651590523,0,17634.920734840947,null,null,null,null,195270.65795351999,0,1,14.225931825719272]
[872.48,0,18750,1490,22602.48,17794.73174877882,4807.7482512211791,0,17794.73174877882,null,null,null,null,198075.38729556647,0,1,1474.4149178878461]
[872.48,0,18750,1660,22942.48,17396.855518948629,5545.6244810513708,0,17396.855518948629,null,null,null,null,200877.3119082709,0,1,2212.2911477180378]
[872.48,0,18750,1930,23482.48,17498.667433997165,5983.8125660028345,0,17498.667433997165,null,null,null,null,203676.43459636264,0,1,2650.4792326695015]
[872.48,0,18750,1430,22482.48,17232.770765456549,5249.7092345434503,0,17232.770765456549,null,null,null,null,206472.75816176628,0,1,1916.3759012101173]
[872.48,0,18750,1280,22182.48,17943.931460487744,4238.548539512256,0,17943.931460487744,null,null,null,null,209266.2854036045,0,1,905.21520617892293]
[872.48,0,18750,770,21162.48,17573.102943751641,3589.3770562483587,0,17573.102943751641,null,null,null,null,212057.0191182009,0,1,256.04372291502568]
[872.48,0,18750,780,21182.48,17162.460403335881,4020.0195966641186,0,17162.460403335881,null,null,null,null,214844.96209908271,0,1,686.68626333078555]
[872.48,0,18750,1440,22502.48,16670.569882413849,5831.9101175861506,0,16670.569882413849,null,null,null,null,217630.11713698364,0,1,2498.5767842528176]
[872.48,0,18750,2400,24422.48,16576.073231991955,7846.4067680080443,0,16576.073231991955,null,null,null,null,220412.48701984665,0,1,4513.0734346747113]
[872.48,0,18750,2400,24422.48,18669.25841596473,5753.2215840352692,0,18669.25841596473,null,null,null,null,223192.07453282681,0,1,2419.8882507019362]
[{"$f":"M$13","v":872.48},{"$f":"M$14","v":0},{"$f":"M$15","v":18750},2470,{"$f":"A132+C132+((D132/2)*M$12)","v":24562.48},{"$f":"I132*1","v":19016.918028799551},{"$f":"E132-F132","v":5545.5619712004482},{"$f":"IF(G132<0,ABS(G132),0)","v":0},19016.918028799551,null,null,null,null,225968.88245829399,0,{"$f":"IF(O132>0,0,1)","v":1},2212.2286378671151]
[872.48,0,18750,2140,23902.48,19593.092723820595,4309.3872761794046,0,19593.092723820595,null,null,null,null,228742.9135758357,0,1,976.05394284607155]
[872.48,0,18750,2580,24782.48,19889.105719660049,4893.3742803399509,0,19889.105719660049,null,null,null,null,231514.17066225986,0,1,1560.0409470066179]
[872.48,0,18750,1920,23462.48,19711.027293466799,3751.4527065332004,0,19711.027293466799,null,null,null,null,234282.65649159759,0,1,418.11937319986737]
[872.48,0,18750,2940,25502.48,19400.197881191121,6102.2821188088783,0,19400.197881191121,null,null,null,null,237048.373835106,0,1,2768.9487854755453]
[872.48,0,18750,2110,23842.48,17373.05789499194,6469.4221050080596,0,17373.05789499194,null,null,null,null,239811.3254612709,0,1,3136.0887716747266]
[872.48,0,18750,2760,25142.48,17287.563693037493,7854.9163069625065,0,17287.563693037493,null,null,null,null,242571.51413580962,0,1,4521.5829736291735]
[872.48,0,18750,2250,24122.48,17169.704254311837,6952.7757456881627,0,17169.704254311837,null,null,null,null,245328.94262167381,0,1,3619.4424123548297]
[872.48,0,18750,2370,24362.48,17297.523837885758,7064.956162114242,0,17297.523837885758,null,null,null,null,248083.61367905213,0,1,3731.622828780909]
[872.48,0,18750,2390,24402.48,17117.646396369484,7284.8336036305154,0,17117.646396369484,null,null,null,null,250835.53006537308,0,1,3951.5002702971824]
[872.48,0,18750,2190,24002.48,16925.482716691771,7076.9972833082284,0,16925.482716691771,null,null,null,null,253584.6945353077,0,1,3743.6639499748953]
[872.48,0,18750,2540,24702.48,17079.682372689826,7622.797627310174,0,17079.682372689826,null,null,null,null,256331.10984077241,0,1,4289.464293976841]
[872.48,0,18750,2450,24522.48,17098.347503610374,7424.1324963896259,0,17098.347503610374,null,null,null,null,259074.77873093163,0,1,4090.7991630562929]
[872.48,0,18750,2360,24342.48,17103.539952077819,7238.9400479221804,0,17103.539952077819,null,null,null,null,261815.70395220071,0,1,3905.6067145888474]
[872.48,0,18750,2670,24962.48,17752.207791952205,7210.2722080477943,0,17752.207791952205,null,null,null,null,264553.88824824849,0,1,3876.9388747144935]
[872.48,0,18750,2230,24082.48,17700.659922867679,6381.8200771323209,0,17700.659922867679,null,null,null,null,267289.33436000027,0,1,3048.4867437989878]
[872.48,0,18750,2650,24922.48,18003.919184724004,6918.560815275996,0,18003.919184724004,null,null,null,null,270022.04502564028,0,1,3585.227481942663]
[872.48,0,18750,2450,24522.48,18179.365351866771,6343.1146481332289,0,18179.365351866771,null,null,null,null,272752.02298061462,0,1,3009.7813147998959]
[872.48,0,18750,2360,24342.48,18025.326970242226,6317.1530297577738,0,18025.326970242226,null,null,null,null,275479.27095763403,0,1,2983.8196964244407]
[872.48,0,18750,2610,24842.48,18281.508513433379,6560.971486566621,0,18281.508513433379,null,null,null,null,278203.79168667638,0,1,3227.638153233288]
[872.48,0,18750,2550,24722.48,18045.662034309727,6676.8179656902721,0,18045.662034309727,null,null,null,null,280925.5878949897,0,1,3343.4846323569391]
[872.48,0,18750,2450,24522.48,17702.896205597819,6819.5837944021805,0,17702.896205597819,null,null,null,null,283644.66230709472,0,1,3486.2504610688475]
[872.48,0,18750,2530,24682.48,17709.065154067797,6973.4148459322023,0,17709.065154067797,null,null,null,null,286361.01764478761,0,1,3640.0815125988693]
[872.48,0,18750,2470,24562.48,17912.188844887685,6650.2911551123143,0,17912.188844887685,null,null,null,null,289074.6566271428,0,1,3316.9578217789813]
[872.48,0,18750,2270,24162.48,18847.868250237578,5314.6117497624218,0,18847.868250237578,null,null,null,null,291785.58197051566,0,1,1981.2784164290888]
[872.48,0,18750,2340,24302.48,17956.496530126333,6345.9834698736668,0,17956.496530126333,null,null,null,null,294493.79638854513,0,1,3012.6501365403337]
[872.48,0,18750,2230,24082.48,18027.120698654264,6055.3593013457357,0,18027.120698654264,null,null,null,null,297199.30259215657,0,1,2722.0259680124027]
[872.48,0,18750,2480,24582.48,17948.042768287774,6634.4372317122252,0,17948.042768287774,null,null,null,null,299902.10328956443,0,1,3301.1038983788922]
[872.48,0,18750,2380,24382.48,15204.217510637685,9178.2624893623142,0,15204.217510637685,null,null,null,null,302602.20118627488,0,1,5844.9291560289812]
[872.48,0,18750,2150,23922.48,18163.050232088401,5759.4297679115989,0,18163.050232088401,null,null,null,null,305299.59898508858,0,1,2426.0964345782659]
[872.48,0,18750,2340,24302.48,18235.869447970566,6066.6105520294332,0,18235.869447970566,null,null,null,null,307994.29938610352,0,1,2733.2772186961001]
[872.48,0,18750,2380,24382.48,18874.986030184707,5507.4939698152921,0,18874.986030184707,null,null,null,null,310686.30508671742,0,1,2174.160636481959]
[872.48,0,18750,2280,24182.48,20105.611069258455,4076.8689307415443,0,20105.611069258455,null,null,null,null,313375.61878163071,0,1,743.53559740821129]
[872.48,0,18750,2310,24242.48,20900.775826966921,3341.7041730330784,0,20900.775826966921,null,null,null,null,316062.2431628491,0,1,8.3708396997453747]
[872.48,0,18750,2180,23982.48,20845.600428634189,3136.879571365811,0,20845.600428634189,null,null,null,null,318746.18091968627,0,1,0]
[872.48,0,18750,2570,24762.48,20035.217980115987,4727.2620198840123,0,20035.217980115987,null,null,null,null,321427.43473876658,0,1,1393.9286865506792]
[872.48,0,18750,2300,24222.48,18587.949088660822,5634.5309113391777,0,18587.949088660822,null,null,null,null,324106.00730402779,0,1,2301.1975780058447]
[872.48,0,18750,1870,23362.48,18637.355739082712,4725.1242609172878,0,18637.355739082712,null,null,null,null,326781.90129672375,0,1,1391.7909275839547]
[872.48,0,18750,1940,23502.48,18560.641542699352,4941.8384573006479,0,18560.641542699352,null,null,null,null,329455.119395427,0,1,1608.5051239673148]
[872.48,0,18750,2640,24902.48,18436.425698679643,6466.0543013203569,0,18436.425698679643,null,null,null,null,332125.66427603154,0,1,3132.7209679870239]
[872.48,0,18750,2390,24402.48,18563.066512058373,5839.413487941627,0,18563.066512058373,null,null,null,null,334793.53861175553,0,1,2506.0801546082939]
[872.48,0,18750,2580,24782.48,18658.165850504458,6124.3141494955416,0,18658.165850504458,null,null,null,null,337458.7450731438,0,1,2790.9808161622086]
[872.48,0,18750,2260,24142.48,18665.040808721304,5477.4391912786959,0,18665.040808721304,null,null,null,null,340121.28632807068,0,1,2144.1058579453629]
[872.48,0,18750,2580,24782.48,18782.452840762668,6000.0271592373319,0,18782.452840762668,null,null,null,null,342781.16504174261,0,1,2666.6938259039989]
[872.48,0,18750,2220,24062.48,18875.138489794328,5187.3415102056715,0,18875.138489794328,null,null,null,null,345438.38387670089,0,1,1854.0081768723385]
[872.48,0,18750,1220,22062.48,19215.704307364063,2846.7756926359361,0,19215.704307364063,null,null,null,null,348092.94549282419,0,1,0]
[872.48,0,18750,1030,21682.48,19413.16065835271,2269.3193416472895,0,19413.16065835271,null,null,null,null,349787.23995481391,0,1,0]
[872.48,0,18750,1470,22562.48,18361.534280964846,4200.9457190351532,0,18361.534280964846,null,null,null,null,352437.4527148591,0,1,867.61238570182013]
[872.48,0,18750,1360,22342.48,17399.419787857645,4943.0602121423544,0,17399.419787857645,null,null,null,null,355085.01526214427,0,1,1609.7268788090214]
[872.48,0,18750,1840,23302.48,17641.142693154237,5661.3373068457622,0,17641.142693154237,null,null,null,null,357729.93024688214,0,1,2328.0039735124292]
[872.48,0,18750,1860,23342.48,17773.918708472193,5568.561291527807,0,17773.918708472193,null,null,null,null,360372.20031663525,0,1,2235.227958194474]
[872.48,0,18750,2190,24002.48,18209.50908871158,5792.9709112884193,0,18209.50908871158,null,null,null,null,363011.82811631862,0,1,2459.6375779550863]
[872.48,0,18750,1720,23062.48,18661.86947452206,4400.6105254779395,0,18661.86947452206,null,null,null,null,365648.8162882023,0,1,1067.2771921446065]
[872.48,0,18750,1410,22442.48,18719.69206086122,3722.7879391387796,0,18719.69206086122,null,null,null,null,368283.16747191409,0,1,389.45460580544659]
[872.48,0,18750,1130,21882.48,19173.678987026549,2708.8010129734503,0,19173.678987026549,null,null,null,null,370352.80521611829,0,1,0]
[872.48,0,18750,1620,22862.48,18876.138506507592,3986.3414934924076,0,18876.138506507592,null,null,null,null,372982.45241090219,0,1,653.00816015907458]
[872.48,0,18750,1370,22362.48,19045.725636042982,3316.7543639570176,0,19045.725636042982,null,null,null,null,375609.46995849127,0,1,-16.578969376315399]
[872.48,0,18750,470,20562.48,19172.057656942172,1390.4223430578277,0,19172.057656942172,null,null,null,null,376485.24059728486,0,1,0]
[872.48,0,18750,370,20362.48,19285.597117952173,1076.8828820478266,0,19285.597117952173,null,null,null,null,377077.94995053066,0,1,0]
[872.48,0,18750,200,20022.48,19324.66115277401,697.81884722598988,0,19324.66115277401,null,null,null,null,377328.90896308352,0,1,0]
[872.48,0,18750,120,19862.48,19293.622098453368,568.85790154663118,0,19293.622098453368,null,null,null,null,377463.5521655124,0,1,0]
[872.48,0,18750,30,19682.48,19460.064442475617,222.41555752438217,0,19460.064442475617,null,null,null,null,377286.26261511887,0,1,0]
[872.48,0,18750,0,19622.48,19193.295375607344,429.18462439265568,0,19193.295375607344,null,null,null,null,377295.24251445715,0,1,0]
[872.48,0,18750,0,19622.48,19858.060633308192,-235.58063330819277,235.58063330819277,19858.060633308192,null,null,null,null,376658.8085753037,0,1,0]
[{"$f":"M$13","v":872.48},{"$f":"M$14","v":0},{"$f":"M$15","v":18750},0,{"$f":"A196+C196+((D196/2)*M$12)","v":19622.48},{"$f":"I196*1","v":21428.661512236031},{"$f":"E196-F196","v":-1806.1815122360313},{"$f":"IF(G196<0,ABS(G196),0)","v":1806.1815122360313},21428.661512236031,null,null,null,null,374295.35010326875,0,{"$f":"IF(O196>0,0,1)","v":1},0]
[872.48,0,18750,0,19622.48,19712.101016307748,-89.621016307748505,89.621016307748505,19712.101016307748,null,null,null,null,373822.47163522692,0,1,0]
[872.48,0,18750,0,19622.48,21409.102652903443,-1786.6226529034429,1786.6226529034429,21409.102652903443,null,null,null,null,371483.36424539791,0,1,0]
[872.48,0,18750,0,19622.48,22164.977293619078,-2542.4972936190788,2542.4972936190788,22164.977293619078,null,null,null,null,368315.13385817152,0,1,0]
[872.48,0,18750,0,19622.48,22198.141256016774,-2575.6612560167741,2575.6612560167741,22198.141256016774,null,null,null,null,365113.59134269488,0,1,0]
[872.48,0,18750,0,19622.48,22092.49181729112,-2470.0118172911207,2470.0118172911207,22092.49181729112,null,null,null,null,362031.46475233196,0,1,0]
[872.48,0,18750,10,19642.48,18892.920661315908,749.55933868409193,0,18892.920661315908,null,null,null,null,362344.03669239528,0,1,0]
[872.48,0,18750,120,19862.48,21068.564176671927,-1206.0841766719277,1206.0841766719277,21068.564176671927,null,null,null,null,360655.00006136374,0,1,0]
[872.48,0,18750,0,19622.48,21101.134910649977,-1478.654910649977,1478.654910649977,21101.134910649977,null,null,null,null,358667.82465958741,0,1,0]
[872.48,0,18750,0,19622.48,20118.781987183902,-496.30198718390238,496.30198718390238,20118.781987183902,null,null,null,null,357763.22464902548,0,1,0]
[872.48,0,18750,0,19622.48,19092.512519146592,529.96748085340732,0,19092.512519146592,null,null,null,null,357882.43215714453,0,1,0]
[872.48,0,18750,50,19722.48,19002.847559524285,719.63244047571425,0,19002.847559524285,null,null,null,null,358172.21892141551,0,1,0]
[872.48,0,18750,350,20322.48,19033.628187651673,1288.8518123483263,0,19033.628187651673,null,null,null,null,358974.01333360758,0,1,0]
[872.48,0,18750,790,21202.48,19211.516067878376,1990.9639321216237,0,19211.516067878376,null,null,null,null,360406.90685918345,0,1,0]
[872.48,0,18750,880,21382.48,18730.100026059688,2652.3799739403112,0,18730.100026059688,null,null,null,null,362433.64192887052,0,1,0]
[872.48,0,18750,640,20902.48,23544.190814596943,-2641.7108145969432,2641.7108145969432,23544.190814596943,null,null,null,null,359165.32639088499,0,1,0]
[872.48,0,18750,830,21282.48,24586.387199062869,-3303.907199062869,3303.907199062869,24586.387199062869,null,null,null,null,355506.16106449411,3.9071990628690401,0,0]
[872.48,0,18750,650,20922.48,22106.038139018867,-1183.5581390188672,1183.5581390188672,22106.038139018867,null,null,null,null,353848.74095050886,0,1,0]
[872.48,0,18750,850,21322.48,20753.01854701218,569.46145298781994,0,20753.01854701218,null,null,null,null,354007.40751724737,0,1,0]
[872.48,0,18750,520,20662.48,20380.274932782049,282.20506721795027,0,20380.274932782049,null,null,null,null,353907.38467022631,0,1,0]
[872.48,0,18750,780,21182.48,20252.128092943192,930.35190705680725,0,20252.128092943192,null,null,null,null,354390.79400190723,0,1,0]
[872.48,0,18750,1310,22242.48,21639.511457930617,602.96854206938224,0,21639.511457930617,null,null,null,null,354579.07489576773,0,1,0]
[872.48,0,18750,930,21482.48,22107.98694821167,-625.50694821167053,625.50694821167053,22107.98694821167,null,null,null,null,353536.4381778391,0,1,0]
[872.48,0,18750,1000,21622.48,21130.419690490515,492.0603095094848,0,21130.419690490515,null,null,null,null,353625.75601821975,0,1,0]
[872.48,0,18750,1050,21722.48,21505.746960708548,216.73303929145186,0,21505.746960708548,null,null,null,null,353467.18999756384,0,1,0]
[872.48,0,18750,900,21422.48,20945.683551203183,476.79644879681655,0,20945.683551203183,null,null,null,null,353542.83961148345,0,1,0]
[872.48,0,18750,630,20882.48,20818.07146902203,64.408530977969349,0,20818.07146902203,null,null,null,null,353247.26444975217,0,1,0]
[872.48,0,18750,970,21562.48,20726.262164002474,836.21783599752598,0,20726.262164002474,null,null,null,null,353646.61323770019,0,1,0]
[872.48,0,18750,1070,21762.48,20108.820980121061,1653.6590198789381,0,20108.820980121061,null,null,null,null,354781.25974235358,0,1,0]
[872.48,0,18750,610,20842.48,21132.068416117007,-289.588416117007,289.588416117007,21132.068416117007,null,null,null,null,354107.93122488254,0,1,0]
[872.48,0,18750,250,20122.48,21362.548684934656,-1240.0686849346566,1240.0686849346566,21362.548684934656,null,null,null,null,352389.74774022953,0,1,0]
[872.48,0,18750,190,20002.48,22140.220927322629,-2137.7409273226294,2137.7409273226294,22140.220927322629,null,null,null,null,349685.84297243442,0,1,0]
[872.48,0,18750,240,20102.48,22567.062393924025,-2464.5823939240254,2464.5823939240254,22567.062393924025,null,null,null,null,346625.11649614555,0,1,0]
[872.48,0,18750,1160,21942.48,21836.465226745728,106.01477325427186,0,21836.465226745728,null,null,null,null,346373.90467557823,0,1,0]
[872.48,0,18750,1200,22022.48,21265.856753172855,756.62324682714461,0,21265.856753172855,null,null,null,null,346708.49169304705,0,1,0]
[872.48,0,18750,1420,22462.48,21609.065203055918,853.4147969440819,0,21609.065203055918,null,null,null,null,347129.85651860363,0,1,0]
[872.48,0,18750,790,21202.48,22436.255169680153,-1233.7751696801533,1233.7751696801533,22436.255169680153,null,null,null,null,345425.57397543686,0,1,0]
[872.48,0,18750,400,20422.48,22693.065499779754,-2270.5854997797542,2270.5854997797542,22693.065499779754,null,null,null,null,342582.50435170368,0,1,0]
[872.48,0,18750,300,20222.48,22600.343802003626,-2377.8638020036269,2377.8638020036269,22600.343802003626,null,null,null,null,339624.27166514803,0,1,0]
[872.48,0,18750,370,20362.48,22301.225652959278,-1938.7456529592782,1938.7456529592782,22301.225652959278,null,null,null,null,337152.02717522765,0,1,0]
[872.48,0,18750,30,19682.48,21579.061212802779,-1896.5812128027792,1896.5812128027792,21579.061212802779,null,null,null,null,334728.63581396936,0,1,0]
[872.48,0,18750,120,19862.48,21033.35285065166,-1170.87285065166,1170.87285065166,21033.35285065166,null,null,null,null,333105.94704243855,0,1,0]
[872.48,0,18750,80,19782.48,21887.971726748267,-2105.491726748267,2105.491726748267,21887.971726748267,null,null,null,null,330456.80019597302,0,1,0]
[872.48,0,18750,170,19962.48,22348.177261598015,-2385.6972615980158,2385.6972615980158,22348.177261598015,null,null,null,null,327502.07640801923,0,1,0]
[872.48,0,18750,60,19742.48,22309.924423154465,-2567.4444231544658,2567.4444231544658,22309.924423154465,null,null,null,null,324350.38546614134,0,1,0]
[872.48,0,18750,260,20142.48,22071.675439852501,-1929.1954398525013,1929.1954398525013,22071.675439852501,null,null,null,null,321903.92009683745,0,1,0]
[872.48,0,18750,0,19622.48,22029.868917565615,-2407.388917565615,2407.388917565615,22029.868917565615,null,null,null,null,318933.88836741849,0,1,0]
[872.48,0,18750,570,20762.48,21995.75506658966,-1233.2750665896601,1233.2750665896601,21995.75506658966,null,null,null,null,317258.35190580244,0,1,0]
[872.48,0,18750,330,20282.48,22921.446808985249,-2638.9668089852494,2638.9668089852494,22921.446808985249,null,null,null,null,314038.23006401287,0,1,0]
[872.48,0,18750,310,20242.48,22646.162694762734,-2403.6826947627342,2403.6826947627342,22646.162694762734,null,null,null,null,311080.14086970984,0,1,0]
[872.48,0,18750,610,20842.48,22520.719399490034,-1678.239399490034,1678.239399490034,22520.719399490034,null,null,null,null,308922.99738940108,0,1,0]
[872.48,0,18750,880,21382.48,21349.871055406878,32.608944593121123,0,21349.871055406878,null,null,null,null,308643.42244214547,0,1,0]
[872.48,0,18750,460,20542.48,21133.754620851923,-591.27462085192383,591.27462085192383,21133.754620851923,null,null,null,null,307684.3769367662,0,1,0]
[872.48,0,18750,1140,21902.48,23421.362432972393,-1518.8824329723939,1518.8824329723939,23421.362432972393,null,null,null,null,305705.92188355979,0,1,0]
[872.48,0,18750,1260,22142.48,21439.865335356546,702.61466464345358,0,21439.865335356546,null,null,null,null,306032.56915985531,0,1,0]
[872.48,0,18750,1110,21842.48,21558.528574918375,283.95142508162462,0,21558.528574918375,null,null,null,null,305982.09287326888,0,1,0]
[872.48,0,18750,320,20262.48,21882.910541512152,-1620.4305415121526,1620.4305415121526,21882.910541512152,null,null,null,null,303893.63718473224,0,1,0]
[872.48,0,18750,1280,22182.48,21836.456562401192,346.0234375988075,0,21836.456562401192,null,null,null,null,303901.16464138642,0,1,0]
[872.48,0,18750,450,20522.48,21797.680051256481,-1275.2000512564809,1275.2000512564809,21797.680051256481,null,null,null,null,302194.54342036293,0,1,0]
[872.48,0,18750,1100,21822.48,21780.387446798595,42.092553201404371,0,21780.387446798595,null,null,null,null,301930.23217482388,0,1,0]
[872.48,0,18750,1680,22982.48,21922.45093148826,1060.0290685117398,0,21922.45093148826,null,null,null,null,302582.32810430962,0,1,0]
[872.48,0,18750,1150,21922.48,21759.13725738163,163.34274261836981,0,21759.13725738163,null,null,null,null,302426.75424456183,0,1,0]
[872.48,0,18750,770,21162.48,21802.847496938379,-640.36749693837919,640.36749693837919,21802.847496938379,null,null,null,null,301419.92324368504,0,1,0]
[872.48,0,18750,450,20522.48,21654.96656099573,-1132.4865609957305,1132.4865609957305,21654.96656099573,null,null,null,null,299872.76810334605,0,1,0]
[{"$f":"M$13","v":872.48},{"$f":"M$14","v":0},{"$f":"M$15","v":18750},760,{"$f":"A260+C260+((D260/2)*M$12)","v":21142.48},{"$f":"I260*1","v":21623.206460716163},{"$f":"E260-F260","v":-480.72646071616327},{"$f":"IF(G260<0,ABS(G260),0)","v":480.72646071616327},21623.206460716163,null,null,null,null,299044.09622845496,0,{"$f":"IF(O260>0,0,1)","v":1},0]
[872.48,0,18750,810,21242.48,21223.756457905238,18.723542094761797,0,21223.756457905238,null,null,null,null,298761.9033201118,0,1,0]
[872.48,0,18750,670,20962.48,20467.896808832975,494.58319116702478,0,20467.896808832975,null,null,null,null,298908.26628884202,0,1,0]
[872.48,0,18750,230,20082.48,22498.779243499594,-2416.299243499594,2416.299243499594,22498.779243499594,null,null,null,null,295951.42885470361,0,1,0]
[872.48,0,18750,100,19822.48,23939.243199022265,-4116.7631990222653,4116.7631990222653,23939.243199022265,null,null,null,null,292355.47742584889,816.76319902226533,0,0]
[872.48,0,18750,80,19782.48,21917.526941235119,-2135.0469412351194,2135.0469412351194,21917.526941235119,null,null,null,null,289714.57031306438,0,1,0]
[872.48,0,18750,110,19842.48,22042.520320074127,-2200.0403200741275,2200.0403200741275,22042.520320074127,null,null,null,null,287004.81139066978,0,1,0]
[872.48,0,18750,120,19862.48,21479.30686042898,-1616.8268604289806,1616.8268604289806,21479.30686042898,null,null,null,null,284939.29703280726,0,1,0]
[872.48,0,18750,90,19802.48,21497.134395248275,-1694.6543952482753,1694.6543952482753,21497.134395248275,null,null,null,null,282790.2379010013,0,1,0]
[872.48,0,18750,20,19662.48,21836.52769749752,-2174.0476974975209,2174.0476974975209,21836.52769749752,null,null,null,null,280115.99519585306,0,1,0]
[872.48,0,18750,40,19702.48,22109.633102806805,-2407.1531028068057,2407.1531028068057,22109.633102806805,null,null,null,null,277188.01078756968,0,1,0]
[872.48,0,18750,180,19982.48,21888.738120900143,-1906.2581209001437,1906.2581209001437,21888.738120900143,null,null,null,null,274813.93884379196,0,1,0]
[872.48,0,18750,780,21182.48,21290.901889664499,-108.42188966449976,108.42188966449976,21290.901889664499,null,null,null,null,274419.86082631722,0,1,0]
[872.48,0,18750,310,20242.48,21969.594788035298,-1727.1147880352983,1727.1147880352983,21969.594788035298,null,null,null,null,272245.61469865206,0,1,0]
[872.48,0,18750,900,21422.48,22379.193566612499,-956.71356661249956,956.71356661249956,22379.193566612499,null,null,null,null,270920.98416067963,0,1,0]
[872.48,0,18750,650,20922.48,21503.504473243494,-581.02447324349487,581.02447324349487,21503.504473243494,null,null,null,null,270010.93625595112,0,1,0]
[872.48,0,18750,280,20182.48,20384.096463425565,-201.6164634255656,201.6164634255656,20384.096463425565,null,null,null,null,269519.14720992703,0,1,0]
[872.48,0,18750,1010,21642.48,20114.444775386146,1528.0352246138536,0,20114.444775386146,null,null,null,null,270624.85976486956,0,1,0]
[872.48,0,18750,340,20302.48,21052.852895220356,-750.37289522035644,750.37289522035644,21052.852895220356,null,null,null,null,269528.82472036226,0,1,0]
[872.48,0,18750,90,19802.48,20981.947485745444,-1179.4674857454447,1179.4674857454447,20981.947485745444,null,null,null,null,267961.88166132191,0,1,0]
[872.48,0,18750,330,20282.48,20567.206303269497,-284.72630326949729,284.72630326949729,20567.206303269497,null,null,null,null,267380.72084606416,0,1,0]
[872.48,0,18750,430,20482.48,24610.34594697371,-4127.8659469737104,4127.8659469737104,24610.34594697371,null,null,null,null,263813.34012521809,827.86594697371038,0,0]
[872.48,0,18750,920,21462.48,23497.190402336491,-2034.7104023364918,2034.7104023364918,23497.190402336491,null,null,null,null,261311.34534252275,0,1,0]
[872.48,0,18750,1240,22102.48,23141.59082849928,-1039.1108284992806,1039.1108284992806,23141.59082849928,null,null,null,null,259907.01208583103,0,1,0]
[872.48,0,18750,860,21342.48,22943.187098681785,-1600.7070986817853,1600.7070986817853,22943.187098681785,null,null,null,null,257886.32726519523,0,1,0]
[872.48,0,18750,1310,22242.48,23479.054097322001,-1236.5740973220018,1236.5740973220018,23479.054097322001,null,null,null,null,256268.20943087581,0,1,0]
[872.48,0,18750,2200,24022.48,23954.863215735524,67.616784264475427,0,23954.863215735524,null,null,null,null,256072.79632728297,0,1,0]
[872.48,0,18750,2210,24042.48,23947.962002643981,94.517997356018896,0,23947.962002643981,null,null,null,null,255901.78972857608,0,1,0]
[872.48,0,18750,1910,23442.48,23537.233168355902,-94.753168355902744,94.753168355902744,23537.233168355902,null,null,null,null,255541.659453656,0,1,0]
[872.48,0,18750,1380,22382.48,21310.040793565779,1072.439206434221,0,21310.040793565779,null,null,null,null,256251.31307999315,0,1,0]
[872.48,0,18750,880,21382.48,21033.096590205871,349.38340979412897,0,21033.096590205871,null,null,null,null,256309.50683572787,0,1,0]
[872.48,0,18750,70,19762.48,21608.418881328169,-1845.9388813281694,1845.9388813281694,21608.418881328169,null,null,null,null,254022.66455943114,0,1,0]
[872.48,0,18750,450,20522.48,21637.711530354754,-1115.2315303547548,1115.2315303547548,21637.711530354754,null,null,null,null,252541.88721148149,0,1,0]
[872.48,0,18750,970,21562.48,21404.302613905831,158.17738609416847,0,21404.302613905831,null,null,null,null,252431.70497175478,0,1,0]
[872.48,0,18750,1150,21922.48,21367.587343708099,554.89265629190049,0,21367.587343708099,null,null,null,null,252678.67665744573,0,1,0]
[872.48,0,18750,820,21262.48,20886.468141728277,376.0118582717223,0,20886.468141728277,null,null,null,null,252764.40865323285,0,1,0]
[872.48,0,18750,1560,22742.48,20868.813127800557,1873.6668721994429,0,20868.813127800557,null,null,null,null,254197.94442955914,0,1,0]
[872.48,0,18750,1670,22962.48,21308.128205821158,1654.3517941788414,0,21308.128205821158,null,null,null,null,255432.66309989055,0,1,0]
[872.48,0,18750,940,21502.48,21483.773076306064,18.706923693935096,0,21483.773076306064,null,null,null,null,255194.06666811518,0,1,0]
[872.48,0,18750,500,20622.48,21582.593728123273,-960.11372812327318,960.11372812327318,21582.593728123273,null,null,null,null,253882.74750051147,0,1,0]
[872.48,0,18750,200,20022.48,22170.06979779739,-2147.5897977973909,2147.5897977973909,22170.06979779739,null,null,null,null,251266.51597543381,0,1,0]
[872.48,0,18750,210,20042.48,21658.865320048746,-1616.3853200487465,1616.3853200487465,21658.865320048746,null,null,null,null,249237.22560740475,0,1,0]
[872.48,0,18750,180,19982.48,20988.131303294878,-1005.6513032948787,1005.6513032948787,20988.131303294878,null,null,null,null,247881.77194817297,0,1,0]
[872.48,0,18750,300,20222.48,20944.598442566985,-722.11844256698532,722.11844256698532,20944.598442566985,null,null,null,null,246839.55988940113,0,1,0]
[872.48,0,18750,150,19922.48,20658.349342272188,-735.86934227218808,735.86934227218808,20658.349342272188,null,null,null,null,245783.26405301233,0,1,0]
[872.48,0,18750,440,20502.48,20781.947517766508,-279.46751776650854,279.46751776650854,20781.947517766508,null,null,null,null,245230.06651941614,0,1,0]
[872.48,0,18750,800,21222.48,20685.611924445722,536.86807555427731,0,20685.611924445722,null,null,null,null,245468.01772089559,0,1,0]
[872.48,0,18750,670,20962.48,20490.013303264423,472.46669673557699,0,20490.013303264423,null,null,null,null,245647.7697302367,0,1,0]
[872.48,0,18750,1120,21862.48,20621.446531684072,1241.0334683159272,0,20621.446531684072,null,null,null,null,246519.05208199078,0,1,0]
[872.48,0,18750,340,20302.48,20447.07669741123,-144.59669741123071,144.59669741123071,20447.07669741123,null,null,null,null,246113.47666275644,0,1,0]
[872.48,0,18750,10,19642.48,21062.960485750522,-1420.4804857505223,1420.4804857505223,21062.960485750522,null,null,null,null,244304.83465176812,0,1,0]
[872.48,0,18750,0,19622.48,21520.945753188087,-1898.4657531880875,1898.4657531880875,21520.945753188087,null,null,null,null,241972.21748860946,0,1,0]
[872.48,0,18750,0,19622.48,21325.07837852486,-1702.5983785248609,1702.5983785248609,21325.07837852486,null,null,null,null,239857.38705474351,0,1,0]
[872.48,0,18750,0,19622.48,21119.142055391651,-1496.6620553916509,1496.6620553916509,21119.142055391651,null,null,null,null,237971.20140675796,0,1,0]
[872.48,0,18750,0,19622.48,20684.478223889117,-1061.9982238891171,1061.9982238891171,20684.478223889117,null,null,null,null,236565.03215907316,0,1,0]
[872.48,0,18750,0,19622.48,20279.533207150478,-657.05320715047856,657.05320715047856,20279.533207150478,null,null,null,null,235605.70859904858,0,1,0]
[872.48,0,18750,0,19622.48,20855.059232255902,-1232.5792322559028,1232.5792322559028,20855.059232255902,null,null,null,null,234014.26573496804,0,1,0]
[872.48,0,18750,10,19642.48,20866.260523342669,-1223.7805233426698,1223.7805233426698,20866.260523342669,null,null,null,null,232434.09289355614,0,1,0]
[872.48,0,18750,10,19642.48,20908.134535880155,-1265.6545358801559,1265.6545358801559,20908.134535880155,null,null,null,null,230809.43881119441,0,1,0]
[872.48,0,18750,0,19622.48,21044.172861793828,-1421.6928617938283,1421.6928617938283,21044.172861793828,null,null,null,null,229014.76722441,0,1,0]
[872.48,0,18750,0,19622.48,20896.589449528303,-1274.1094495283032,1274.1094495283032,20896.589449528303,null,null,null,null,227384.23206270445,0,1,0]
[872.48,0,18750,0,19622.48,20704.549553973498,-1082.0695539734988,1082.0695539734988,20704.549553973498,null,null,null,null,225966.57132127089,0,1,0]
[872.48,0,18750,0,19622.48,19910.117255874648,-287.63725587464796,287.63725587464796,19910.117255874648,null,null,null,null,225424.2037684875,0,1,0]
[872.48,0,18750,0,19622.48,20610.780332520248,-988.30033252024805,988.30033252024805,20610.780332520248,null,null,null,null,224111.64919894675,0,1,0]
[{"$f":"M$13","v":872.48},{"$f":"M$14","v":0},{"$f":"M$15","v":18750},0,{"$f":"A324+C324+((D324/2)*M$12)","v":19622.48},{"$f":"I324*1","v":21168.37361946169},{"$f":"E324-F324","v":-1545.8936194616908},{"$f":"IF(G324<0,ABS(G324),0)","v":1545.8936194616908},21168.37361946169,null,null,null,null,222187.05456833993,0,{"$f":"IF(O324>0,0,1)","v":1},0]
[872.48,0,18750,0,19622.48,21669.924363227212,-2047.4443632272123,2047.4443632272123,21669.924363227212,null,null,null,null,219712.67871422163,0,1,0]
[872.48,0,18750,10,19642.48,20414.98285200636,-772.50285200636063,772.50285200636063,20414.98285200636,null,null,null,null,218643.21289830041,0,1,0]
[872.48,0,18750,20,19662.48,17710.244782311936,1952.2352176880631,0,17710.244782311936,null,null,null,null,220181.58138132136,0,1,0]
[872.48,0,18750,30,19682.48,19650.858166722028,31.621833277971746,0,19650.858166722028,null,null,null,null,219989.85944989021,0,1,0]
[872.48,0,18750,50,19722.48,20821.464051195569,-1098.9840511955699,1098.9840511955699,20821.464051195569,null,null,null,null,218560.9871341252,0,1,0]
[872.48,0,18750,160,19942.48,21009.667742015456,-1067.187742015456,1067.187742015456,21009.667742015456,null,null,null,null,217168.51963077407,0,1,0]
[872.48,0,18750,340,20302.48,21449.896648727663,-1147.4166487276634,1147.4166487276634,21449.896648727663,null,null,null,null,215689.19279754287,0,1,0]
[872.48,0,18750,520,20662.48,21308.704560975428,-646.22456097542818,646.22456097542818,21308.704560975428,null,null,null,null,214762.65658767233,0,1,0]
[872.48,0,18750,300,20222.48,20878.475604123436,-655.99560412343635,655.99560412343635,20878.475604123436,null,null,null,null,213826.29876654889,0,1,0]
[872.48,0,18750,230,20082.48,21188.600008042486,-1106.120008042486,1106.120008042486,21188.600008042486,null,null,null,null,212395.74045893562,0,1,0]
[872.48,0,18750,90,19802.48,20895.627012203036,-1093.1470122030369,1093.1470122030369,20895.627012203036,null,null,null,null,210980.88300505333,0,1,0]
[872.48,0,18750,130,19882.48,20729.983477373589,-847.5034773735897,847.5034773735897,20729.983477373589,null,null,null,null,209837.64829693735,0,1,0]
[872.48,0,18750,30,19682.48,21772.431024791276,-2089.9510247912767,2089.9510247912767,21772.431024791276,null,null,null,null,207328.86452137001,0,1,0]
[872.48,0,18750,0,19622.48,20636.01420578055,-1013.5342057805501,1013.5342057805501,20636.01420578055,null,null,null,null,206006.64803049003,0,1,0]
[872.48,0,18750,30,19682.48,21423.83652059266,-1741.3565205926607,1741.3565205926607,21423.83652059266,null,null,null,null,203885.14920980763,0,1,0]
[872.48,0,18750,30,19682.48,21169.628694671366,-1487.1486946713667,1487.1486946713667,21169.628694671366,null,null,null,null,202045.4004964593,0,1,0]
[872.48,0,18750,40,19702.48,20018.302955046096,-315.82295504609647,315.82295504609647,20018.302955046096,null,null,null,null,201495.94984541213,0,1,0]
[872.48,0,18750,10,19642.48,20585.765056751428,-943.28505675142878,943.28505675142878,20585.765056751428,null,null,null,null,200256.84033314016,0,1,0]
[872.48,0,18750,90,19802.48,21115.385716950637,-1312.9057169506377,1312.9057169506377,21115.385716950637,null,null,null,null,198612.38720416132,0,1,0]
[872.48,0,18750,600,20822.48,21194.546307485885,-372.06630748588577,372.06630748588577,21194.546307485885,null,null,null,null,198004.50187872269,0,1,0]
[872.48,0,18750,1210,22042.48,20742.282269853124,1300.197730146876,0,20742.282269853124,null,null,null,null,198976.67533397616,0,1,0]
[872.48,0,18750,990,21602.48,20399.160347828045,1203.3196521719547,0,20399.160347828045,null,null,null,null,199860.68634559694,0,1,0]
[872.48,0,18750,630,20882.48,20292.497069268611,589.98293073138848,0,20292.497069268611,null,null,null,null,200191.81029690959,0,1,0]
[872.48,0,18750,410,20442.48,20425.232885432884,17.247114567115204,0,20425.232885432884,null,null,null,null,200007.14088972309,0,1,0]
[872.48,0,18750,450,20522.48,20694.579453693928,-172.09945369392881,172.09945369392881,20694.579453693928,null,null,null,null,199617.82434977003,0,1,0]
[872.48,0,18750,810,21242.48,20917.005949530841,325.4740504691581,0,20917.005949530841,null,null,null,null,199711.13317084251,0,1,0]
[872.48,0,18750,560,20742.48,20897.707045629559,-155.22704562955914,155.22704562955914,20897.707045629559,null,null,null,null,199340.67228747916,0,1,0]
[872.48,0,18750,670,20962.48,20908.40579911149,54.074200888509949,0,20908.40579911149,null,null,null,null,199189.99839599134,0,1,0]
[872.48,0,18750,700,21022.48,20585.083860373146,437.39613962685326,0,20585.083860373146,null,null,null,null,199384.46492325951,0,1,0]
[872.48,0,18750,640,20902.48,20079.559605467988,822.92039453201141,0,20079.559605467988,null,null,null,null,199925.70881341505,0,1,0]
[872.48,0,18750,640,20902.48,20686.057055366269,216.42294463373037,0,20686.057055366269,null,null,null,null,199920.56375477198,0,1,0]
[872.48,0,18750,110,19842.48,20997.645271263664,-1155.1652712636642,1155.1652712636642,20997.645271263664,null,null,null,null,198449.96139262718,0,1,0]
[872.48,0,18750,130,19882.48,21444.277772681817,-1561.7977726818172,1561.7977726818172,21444.277772681817,null,null,null,null,196533.53388128456,0,1,0]
[872.48,0,18750,280,20182.48,21351.290893845351,-1168.8108938453515,1168.8108938453515,21351.290893845351,null,null,null,null,195051.3083641734,0,1,0]
[872.48,0,18750,220,20062.48,21221.043914729311,-1158.5639147293114,1158.5639147293114,21221.043914729311,null,null,null,null,193581.836749607,0,1,0]
[872.48,0,18750,100,19822.48,21240.918989938989,-1418.4389899389898,1418.4389899389898,21240.918989938989,null,null,null,null,191827.97202392452,0,1,0]
[872.48,0,18750,390,20402.48,21279.396847881344,-876.91684788134444,876.91684788134444,21279.396847881344,null,null,null,null,190671.53551923111,0,1,0]
[872.48,0,18750,30,19682.48,21069.181888259034,-1386.7018882590346,1386.7018882590346,21069.181888259034,null,null,null,null,188955.49190662694,0,1,0]
[872.48,0,18750,100,19822.48,20969.687368752617,-1147.2073687526172,1147.2073687526172,20969.687368752617,null,null,null,null,187504.60830909244,0,1,0]
[872.48,0,18750,210,20042.48,21142.78718074111,-1100.3071807411106,1100.3071807411106,21142.78718074111,null,null,null,null,186106.76580196811,0,1,0]
[872.48,0,18750,160,19942.48,21165.494865979763,-1223.0148659797633,1223.0148659797633,21165.494865979763,null,null,null,null,184575.34268358842,0,1,0]
[872.48,0,18750,60,19742.48,21213.812679353414,-1471.3326793534143,1471.3326793534143,21213.812679353414,null,null,null,null,182772.30139361607,0,1,0]
[872.48,0,18750,20,19662.48,19842.967973139435,-180.48797313943578,180.48797313943578,19842.967973139435,null,null,null,null,182390.99232176907,0,1,0]
[872.48,0,18750,60,19742.48,20166.148592935577,-423.66859293557718,423.66859293557718,20166.148592935577,null,null,null,null,181742.56587721815,0,1,0]
[872.48,0,18750,40,19702.48,20541.577315801907,-839.09731580190783,839.09731580190783,20541.577315801907,null,null,null,null,180637.81626395884,0,1,0]
[872.48,0,18750,380,20382.48,20579.666264271891,-197.18626427189156,197.18626427189156,20579.666264271891,null,null,null,null,180240.27355699582,0,1,0]
[872.48,0,18750,210,20042.48,20360.848750331483,-318.36875033148317,318.36875033148317,20360.848750331483,null,null,null,null,179709.82765807418,0,1,0]
[872.48,0,18750,310,20242.48,20519.157271233209,-276.67727123320947,276.67727123320947,20519.157271233209,null,null,null,null,179225.77283205956,0,1,0]
[872.48,0,18750,310,20242.48,20303.808510774732,-61.328510774732422,61.328510774732422,20303.808510774732,null,null,null,null,178979.0856973753,0,1,0]
[872.48,0,18750,190,20002.48,20219.171665364785,-216.69166536478588,216.69166536478588,20219.171665364785,null,null,null,null,178561.74577977665,0,1,0]
[872.48,0,18750,130,19882.48,22649.880218439856,-2767.400218439856,2767.400218439856,22649.880218439856,null,null,null,null,175339.04379371306,0,1,0]
[872.48,0,18750,460,20542.48,21177.223730883437,-634.74373088343782,634.74373088343782,21177.223730883437,null,null,null,null,174465.48664594759,0,1,0]
[872.48,0,18750,820,21262.48,21502.610700262758,-240.13070026275818,240.13070026275818,21502.610700262758,null,null,null,null,174026.8773890126,0,1,0]
[872.48,0,18750,990,21602.48,20927.049683513967,675.4303164860321,0,20927.049683513967,null,null,null,null,174460.73779646104,0,1,0]
[872.48,0,18750,700,21022.48,21129.867225309812,-107.38722530981249,107.38722530981249,21129.867225309812,null,null,null,null,174168.15111082376,0,1,0]
[872.48,0,18750,780,21182.48,20541.583715524881,640.89628447511859,0,20541.583715524881,null,null,null,null,174570.78961574056,0,1,0]
[872.48,0,18750,760,21142.48,20379.11266816048,763.36733183951947,0,20379.11266816048,null,null,null,null,175083.2494247804,0,1,0]
[872.48,0,18750,380,20382.48,20484.273292122249,-101.79329212224911,101.79329212224911,20484.273292122249,null,null,null,null,174796.19355402113,0,1,0]
[872.48,0,18750,180,19982.48,21862.415349309646,-1879.935349309646,1879.935349309646,21862.415349309646,null,null,null,null,172553.4684762265,0,1,0]
[872.48,0,18750,230,20082.48,21360.857204430922,-1278.3772044309226,1278.3772044309226,21360.857204430922,null,null,null,null,170974.70008287625,0,1,0]
[872.48,0,18750,420,20462.48,21585.68865848468,-1123.2086584846802,1123.2086584846802,21585.68865848468,null,null,null,null,169568.19585846024,0,1,0]
[872.48,0,18750,340,20302.48,21968.431115334133,-1665.9511153341336,1665.9511153341336,21968.431115334133,null,null,null,null,167566.08143573426,0,1,0]
[872.48,0,18750,170,19962.48,21479.011846501257,-1516.531846501257,1516.531846501257,21479.011846501257,null,null,null,null,165730.33032314715,0,1,0]
[{"$f":"M$13","v":872.48},{"$f":"M$14","v":0},{"$f":"M$15","v":18750},390,{"$f":"A388+C388+((D388/2)*M$12)","v":20402.48},{"$f":"I388*1","v":21988.28118218718},{"$f":"E388-F388","v":-1585.8011821871805},{"$f":"IF(G388<0,ABS(G388),0)","v":1585.8011821871805},21988.28118218718,null,null,null,null,163820.2186924181,0,{"$f":"IF(O388>0,0,1)","v":1},0]
[872.48,0,18750,190,20002.48,22100.340637626097,-2097.8606376260977,2097.8606376260977,22100.340637626097,null,null,null,null,161348.75177233698,0,1,0]
[872.48,0,18750,330,20282.48,22123.425746262299,-1840.9457462622995,1840.9457462622995,22123.425746262299,null,null,null,null,159162.3626996761,0,1,0]
[872.48,0,18750,30,19682.48,21682.680579104301,-2000.2005791043011,2000.2005791043011,21682.680579104301,null,null,null,null,156802.9796999617,0,1,0]
[872.48,0,18750,20,19662.48,21016.531392432273,-1354.0513924322731,1354.0513924322731,21016.531392432273,null,null,null,null,155156.72018858622,0,1,0]
[872.48,0,18750,40,19702.48,20731.011017763973,-1028.5310177639731,1028.5310177639731,20731.011017763973,null,null,null,null,153870.17934885726,0,1,0]
[872.48,0,18750,0,19622.48,21009.671492711845,-1387.1914927118451,1387.1914927118451,21009.671492711845,null,null,null,null,152190.39852752537,0,1,0]
[872.48,0,18750,0,19622.48,21549.308513636413,-1926.8285136364138,1926.8285136364138,21549.308513636413,null,null,null,null,149918.69676399781,0,1,0]
[872.48,0,18750,0,19622.48,21331.403459305624,-1708.9234593056244,1708.9234593056244,21331.403459305624,null,null,null,null,147888.96226199763,0,1,0]
[872.48,0,18750,0,19622.48,21500.945619481994,-1878.4656194819945,1878.4656194819945,21500.945619481994,null,null,null,null,145674.76111830544,0,1,0]
[872.48,0,18750,0,19622.48,21999.561221184791,-2377.0812211847915,2377.0812211847915,21999.561221184791,null,null,null,null,142914.29701388386,0,1,0]
[872.48,0,18750,0,19622.48,21926.154520623117,-2303.6745206231171,2303.6745206231171,21926.154520623117,null,null,null,null,140237.34074418453,0,1,0]
[872.48,0,18750,0,19622.48,22318.314423154465,-2695.8344231544652,2695.8344231544652,22318.314423154465,null,null,null,null,137131.68553797045,0,1,0]
[872.48,0,18750,0,19622.48,22077.609129266926,-2455.1291292669266,2455.1291292669266,22077.609129266926,null,null,null,null,134293.91181023885,0,1,0]
[872.48,0,18750,0,19622.48,22476.725286672983,-2854.2452866729836,2854.2452866729836,22476.725286672983,null,null,null,null,131019.94808308833,0,1,0]
[872.48,0,18750,0,19622.48,22496.553178041857,-2874.0731780418573,2874.0731780418573,22496.553178041857,null,null,null,null,127727.44763915919,0,1,0]
[872.48,0,18750,0,19622.48,22526.935721217786,-2904.455721217786,2904.455721217786,22526.935721217786,null,null,null,null,124404.81889818046,0,1,0]
[872.48,0,18750,0,19622.48,22226.700065209578,-2604.220065209578,2604.220065209578,22226.700065209578,null,null,null,null,121415.77200755174,0,1,0]
[872.48,0,18750,10,19642.48,21296.199413341616,-1653.719413341616,1653.719413341616,21296.199413341616,null,null,null,null,119475.26488086842,0,1,0]
[872.48,0,18750,140,19902.48,22066.844204476602,-2164.364204476602,2164.364204476602,22066.844204476602,null,null,null,null,116974.98899106329,0,1,0]
[872.48,0,18750,80,19782.48,22523.561976092486,-2741.081976092486,2741.081976092486,22523.561976092486,null,null,null,null,113842.8238283705,0,1,0]
[872.48,0,18750,250,20122.48,22510.025626509301,-2387.5456265093017,2387.5456265093017,22510.025626509301,null,null,null,null,111102.6808153819,0,1,0]
[872.48,0,18750,290,20202.48,22605.34736328305,-2402.8673632830505,2402.8673632830505,22605.34736328305,null,null,null,null,108348.42403495515,0,1,0]
[872.48,0,18750,310,20242.48,21951.17705822795,-1708.69705822795,1708.69705822795,21951.17705822795,null,null,null,null,106360.50884686946,0,1,0]
[872.48,0,18750,640,20902.48,22149.089630664774,-1246.6096306647742,1246.6096306647742,22149.089630664774,null,null,null,null,104882.87774429133,0,1,0]
[872.48,0,18750,470,20562.48,23007.937405091579,-2445.4574050915799,2445.4574050915799,23007.937405091579,null,null,null,null,102087.99172094629,0,1,0]
[872.48,0,18750,790,21202.48,23463.533997042436,-2261.0539970424361,2261.0539970424361,23463.533997042436,null,null,null,null,99498.744332478658,0,1,0]
[872.48,0,18750,850,21322.48,23477.144052753305,-2154.6640527533054,2154.6640527533054,23477.144052753305,null,null,null,null,97029.115130117541,0,1,0]
[872.48,0,18750,560,20742.48,22566.884842391464,-1824.4048423914646,1824.4048423914646,22566.884842391464,null,null,null,null,94925.240688356804,0,1,0]
[872.48,0,18750,650,20922.48,23998.433538858582,-3075.9535388585828,3075.9535388585828,23998.433538858582,null,null,null,null,91446.766554924005,0,1,0]
[872.48,0,18750,380,20382.48,25337.257916378414,-4954.7779163784144,4954.7779163784144,25337.257916378414,null,null,null,null,88055.319788369074,1654.7779163784144,0,0]
[872.48,0,18750,710,21042.48,24820.382414955187,-3777.9024149551879,3777.9024149551879,24820.382414955187,null,null,null,null,84667.264468580703,477.90241495518785,0,0]
[872.48,0,18750,600,20822.48,23888.252870328117,-3065.7728703281173,3065.7728703281173,23888.252870328117,null,null,null,null,81210.247046751203,0,1,0]
[872.48,0,18750,470,20562.48,23449.455115425502,-2886.9751154255027,2886.9751154255027,23449.455115425502,null,null,null,null,77953.364172736401,0,1,0]
[872.48,0,18750,480,20582.48,22602.584942671034,-2020.1049426710342,2020.1049426710342,22602.584942671034,null,null,null,null,75653.295371625529,0,1,0]
[872.48,0,18750,530,20682.48,21345.287282426143,-662.8072824261435,662.8072824261435,21345.287282426143,null,null,null,null,74848.554065585151,0,1,0]
[872.48,0,18750,670,20962.48,21534.138391072494,-571.65839107249485,571.65839107249485,21534.138391072494,null,null,null,null,74144.881281339825,0,1,0]
[872.48,0,18750,750,21122.48,23396.864842442228,-2274.3848424422285,2274.3848424422285,23396.864842442228,null,null,null,null,71568.913073372023,0,1,0]
[872.48,0,18750,800,21222.48,23473.347714312298,-2250.8677143122986,2250.8677143122986,23473.347714312298,null,null,null,null,69021.389674555132,0,1,0]
[872.48,0,18750,1510,22642.48,23370.838570854263,-728.35857085426323,728.35857085426323,23370.838570854263,null,null,null,null,68151.173856940892,0,1,0]
[872.48,0,18750,1330,22282.48,23612.466101507936,-1329.9861015079368,1329.9861015079368,23612.466101507936,null,null,null,null,66620.037971425219,0,1,0]
[872.48,0,18750,1060,21742.48,24038.336254738213,-2295.8562547382135,2295.8562547382135,24038.336254738213,null,null,null,null,64027.976053241757,0,1,0]
[872.48,0,18750,960,21542.48,23899.961434393084,-2357.4814343930848,2357.4814343930848,23899.961434393084,null,null,null,null,61370.718499356124,0,1,0]
[872.48,0,18750,1310,22242.48,20857.7916168335,1384.6883831665,0,20857.7916168335,null,null,null,null,62555.567325706623,0,1,0]
[872.48,0,18750,1350,22322.48,23473.91644550988,-1151.4364455098803,1151.4364455098803,23473.91644550988,null,null,null,null,61226.431668320052,0,1,0]
[872.48,0,18750,930,21482.48,23499.494130748528,-2017.0141307485283,2017.0141307485283,23499.494130748528,null,null,null,null,58946.489692828349,0,1,0]
[872.48,0,18750,1250,22122.48,23838.648679515842,-1716.1686795158421,1716.1686795158421,23838.648679515842,null,null,null,null,56999.757655668094,0,1,0]
[872.48,0,18750,970,21562.48,23948.003132169219,-2385.523132169219,2385.523132169219,23948.003132169219,null,null,null,null,54318.682452626279,0,1,0]
[872.48,0,18750,1230,22082.48,23636.083753320061,-1553.6037533200615,1553.6037533200615,23636.083753320061,null,null,null,null,52555.399641521581,0,1,0]
[872.48,0,18750,540,20702.48,23800.837260294073,-3098.3572602940731,3098.3572602940731,23800.837260294073,null,null,null,null,49094.651255556579,0,1,0]
[872.48,0,18750,290,20202.48,24340.795555592147,-4138.3155555921476,4138.3155555921476,24340.795555592147,null,null,null,null,45745.556604301019,838.31555559214758,0,0]
[872.48,0,18750,210,20042.48,25320.607827241023,-5278.1278272410236,5278.1278272410236,25320.607827241023,null,null,null,null,42399.811047696719,1978.1278272410236,0,0]
[872.48,0,18750,130,19882.48,24923.870306324065,-5041.390306324065,5041.390306324065,24923.870306324065,null,null,null,null,39057.411236649023,1741.390306324065,0,0]
[872.48,0,18750,230,20082.48,24692.188991547489,-4609.7089915474899,4609.7089915474899,24692.188991547489,null,null,null,null,35718.35382541237,1309.7089915474899,0,0]
[872.48,0,18750,220,20062.48,24575.543320231478,-4513.0633202314784,4513.0633202314784,24575.543320231478,null,null,null,null,32382.63547158696,1213.0633202314784,0,0]
[872.48,0,18750,110,19842.48,24540.196998503736,-4697.7169985037362,4697.7169985037362,24540.196998503736,null,null,null,null,29050.252836115375,1397.7169985037362,0,0]
[872.48,0,18750,60,19742.48,24168.823361989253,-4426.343361989253,4426.343361989253,24168.823361989253,null,null,null,null,25721.202583279261,1126.343361989253,0,0]
[872.48,0,18750,30,19682.48,24482.019101563768,-4799.5391015637688,4799.5391015637688,24482.019101563768,null,null,null,null,22395.481380695983,1499.5391015637688,0,0]
[872.48,0,18750,80,19782.48,23411.647463613372,-3629.1674636133721,3629.1674636133721,23411.647463613372,null,null,null,null,19073.085899315287,329.16746361337209,0,0]
[872.48,0,18750,50,19722.48,23568.949690642792,-3846.4696906427926,3846.4696906427926,23568.949690642792,null,null,null,null,15754.012813415971,546.46969064279256,0,0]
[872.48,0,18750,0,19622.48,23918.31550821253,-4295.8355082125308,4295.8355082125308,23918.31550821253,null,null,null,null,12438.258800602556,995.83550821253084,0,0]
[872.48,0,18750,40,19702.48,23477.922655815877,-3775.4426558158775,3775.4426558158775,23477.922655815877,null,null,null,null,9125.8205418019534,475.44265581587752,0,0]
[872.48,0,18750,80,19782.48,22864.871583356213,-3082.3915833562132,3082.3915833562132,22864.871583356213,null,null,null,null,5726.0639795683164,0,1,0]
[872.48,0,18750,230,20082.48,22599.751197545738,-2517.2711975457387,2517.2711975457387,22599.751197545738,null,null,null,null,2951.3395982884349,0,1,0]
[{"$f":"M$13","v":872.48},{"$f":"M$14","v":0},{"$f":"M$15","v":18750},170,{"$f":"A452+C452+((D452/2)*M$12)","v":19962.48},{"$f":"I452*1","v":23408.988593138612},{"$f":"E452-F452","v":-3446.5085931386129},{"$f":"IF(G452<0,ABS(G452),0)","v":3446.5085931386129},23408.988593138612,null,null,null,null,0,498.12033444846656,{"$f":"IF(O452>0,0,1)","v":0},0]
[872.48,0,18750,70,19762.48,23582.558393984935,-3820.0783939849352,3820.0783939849352,23582.558393984935,null,null,null,null,0,3820.0783939849352,0,0]
[872.48,0,18750,340,20302.48,24163.766789562585,-3861.2867895625859,3861.2867895625859,24163.766789562585,null,null,null,null,0,3861.2867895625859,0,0]
[872.48,0,18750,480,20582.48,24172.47441351927,-3589.9944135192709,3589.9944135192709,24172.47441351927,null,null,null,null,0,3589.9944135192709,0,0]
[872.48,0,18750,460,20542.48,24114.652927444451,-3572.1729274444515,3572.1729274444515,24114.652927444451,null,null,null,null,0,3572.1729274444515,0,0]
[872.48,0,18750,620,20862.48,24350.064275647554,-3487.584275647554,3487.584275647554,24350.064275647554,null,null,null,null,0,3487.584275647554,0,0]
[872.48,0,18750,850,21322.48,24553.429352262698,-3230.9493522626981,3230.9493522626981,24553.429352262698,null,null,null,null,0,3230.9493522626981,0,0]
[872.48,0,18750,700,21022.48,24777.519520800768,-3755.0395208007685,3755.0395208007685,24777.519520800768,null,null,null,null,0,3755.0395208007685,0,0]
[872.48,0,18750,680,20982.48,24757.338051439212,-3774.8580514392124,3774.8580514392124,24757.338051439212,null,null,null,null,0,3774.8580514392124,0,0]
[872.48,0,18750,380,20382.48,24627.40733834005,-4244.9273383400505,4244.9273383400505,24627.40733834005,null,null,null,null,0,4244.9273383400505,0,0]
[872.48,0,18750,500,20622.48,25213.118438655147,-4590.6384386551472,4590.6384386551472,25213.118438655147,null,null,null,null,0,4590.6384386551472,0,0]
[872.48,0,18750,650,20922.48,24607.877187920698,-3685.3971879206983,3685.3971879206983,24607.877187920698,null,null,null,null,0,3685.3971879206983,0,0]
[872.48,0,18750,1070,21762.48,23744.333180903541,-1981.8531809035412,1981.8531809035412,23744.333180903541,null,null,null,null,0,1981.8531809035412,0,0]
[872.48,0,18750,750,21122.48,24017.279827159808,-2894.799827159808,2894.799827159808,24017.279827159808,null,null,null,null,0,2894.799827159808,0,0]
[872.48,0,18750,1060,21742.48,24511.419157274642,-2768.9391572746426,2768.9391572746426,24511.419157274642,null,null,null,null,0,2768.9391572746426,0,0]
[872.48,0,18750,1080,21782.48,24832.493605762389,-3050.0136057623895,3050.0136057623895,24832.493605762389,null,null,null,null,0,3050.0136057623895,0,0]
[872.48,0,18750,630,20882.48,24937.216789613343,-4054.7367896133437,4054.7367896133437,24937.216789613343,null,null,null,null,0,4054.7367896133437,0,0]
[872.48,0,18750,290,20202.48,24417.542328577958,-4215.0623285779584,4215.0623285779584,24417.542328577958,null,null,null,null,0,4215.0623285779584,0,0]
[872.48,0,18750,280,20182.48,24554.833130814517,-4372.3531308145175,4372.3531308145175,24554.833130814517,null,null,null,null,0,4372.3531308145175,0,0]
[872.48,0,18750,190,20002.48,24864.057579302258,-4861.5775793022585,4861.5775793022585,24864.057579302258,null,null,null,null,0,4861.5775793022585,0,0]
[872.48,0,18750,170,19962.48,25220.538477652764,-5258.0584776527649,5258.0584776527649,25220.538477652764,null,null,null,null,0,5258.0584776527649,0,0]
[872.48,0,18750,280,20182.48,25530.439108591083,-5347.9591085910833,5347.9591085910833,25530.439108591083,null,null,null,null,0,5347.9591085910833,0,0]
[872.48,0,18750,160,19942.48,25584.887089097349,-5642.4070890973489,5642.4070890973489,25584.887089097349,null,null,null,null,0,5642.4070890973489,0,0]
[872.48,0,18750,140,19902.48,26126.469135091811,-6223.9891350918115,6223.9891350918115,26126.469135091811,null,null,null,null,0,6223.9891350918115,0,0]
[872.48,0,18750,60,19742.48,26300.174917829561,-6557.6949178295617,6557.6949178295617,26300.174917829561,null,null,null,null,0,6557.6949178295617,0,0]
[872.48,0,18750,190,20002.48,24914.985364820481,-4912.5053648204812,4912.5053648204812,24914.985364820481,null,null,null,null,0,4912.5053648204812,0,0]
[872.48,0,18750,260,20142.48,24893.79643863485,-4751.3164386348508,4751.3164386348508,24893.79643863485,null,null,null,null,0,4751.3164386348508,0,0]
[872.48,0,18750,220,20062.48,24568.050648920551,-4505.5706489205513,4505.5706489205513,24568.050648920551,null,null,null,null,0,4505.5706489205513,0,0]
[872.48,0,18750,460,20542.48,24982.124380143512,-4439.6443801435125,4439.6443801435125,24982.124380143512,null,null,null,null,0,4439.6443801435125,0,0]
[872.48,0,18750,460,20542.48,24387.17963498268,-3844.6996349826804,3844.6996349826804,24387.17963498268,null,null,null,null,0,3844.6996349826804,0,0]
[872.48,0,18750,510,20642.48,24451.169952534648,-3808.6899525346489,3808.6899525346489,24451.169952534648,null,null,null,null,0,3808.6899525346489,0,0]
[872.48,0,18750,450,20522.48,24497.881594599909,-3975.401594599909,3975.401594599909,24497.881594599909,null,null,null,null,0,3975.401594599909,0,0]
[872.48,0,18750,280,20182.48,22017.800505426985,-1835.3205054269856,1835.3205054269856,22017.800505426985,null,null,null,null,0,1835.3205054269856,0,0]
[872.48,0,18750,390,20402.48,24058.125075073185,-3655.6450750731856,3655.6450750731856,24058.125075073185,null,null,null,null,0,3655.6450750731856,0,0]
[872.48,0,18750,470,20562.48,24219.347302102608,-3656.8673021026079,3656.8673021026079,24219.347302102608,null,null,null,null,0,3656.8673021026079,0,0]
[872.48,0,18750,310,20242.48,23887.25532993774,-3644.77532993774,3644.77532993774,23887.25532993774,null,null,null,null,0,3644.77532993774,0,0]
[872.48,0,18750,760,21142.48,24500.514070922789,-3358.0340709227894,3358.0340709227894,24500.514070922789,null,null,null,null,0,3358.0340709227894,0,0]
[872.48,0,18750,680,20982.48,24280.532761717302,-3298.0527617173029,3298.0527617173029,24280.532761717302,null,null,null,null,0,3298.0527617173029,0,0]
[872.48,0,18750,560,20742.48,22711.055666912373,-1968.575666912373,1968.575666912373,22711.055666912373,null,null,null,null,0,1968.575666912373,0,0]
[872.48,0,18750,940,21502.48,23490.891726849783,-1988.411726849783,1988.411726849783,23490.891726849783,null,null,null,null,0,1988.411726849783,0,0]
[872.48,0,18750,1910,23442.48,22887.299151602034,555.18084839796575,0,22887.299151602034,null,null,null,null,499.66276355816916,0,1,0]
[872.48,0,18750,1770,23162.48,23974.310822978954,-811.83082297895453,811.83082297895453,23974.310822978954,null,null,null,null,0,312.66772218434352,0,0]
[872.48,0,18750,2170,23962.48,23638.235072262261,324.24492773773818,0,23638.235072262261,null,null,null,null,291.82043496396437,0,1,0]
[872.48,0,18750,2400,24422.48,21569.87729090967,2852.6027090903299,0,21569.87729090967,null,null,null,null,3291.5286145290006,0,1,0]
[872.48,0,18750,2210,24042.48,23315.415481711792,727.06451828820718,0,23315.415481711792,null,null,null,null,3942.5951523738581,0,1,0]
[872.48,0,18750,2430,24482.48,23457.01149286412,1025.4685071358799,0,23457.01149286412,null,null,null,null,4861.5742136437757,0,1,0]
[872.48,0,18750,2340,24302.48,23392.847246340974,909.63275365902518,0,23392.847246340974,null,null,null,null,5675.3821177232549,0,1,0]
[872.48,0,18750,2130,23882.48,23849.568880074981,32.911119925018284,0,23849.568880074981,null,null,null,null,5699.3267435380476,0,1,0]
[872.48,0,18750,2750,25122.48,23846.340226872628,1276.1397731273719,0,23846.340226872628,null,null,null,null,6842.1532126091442,0,1,0]
[872.48,0,18750,2010,23642.48,23831.542485923103,-189.06248592310294,189.06248592310294,23831.542485923103,null,null,null,null,6627.3423248811214,0,1,0]
[872.48,0,18750,2340,24302.48,24039.653689277933,262.82631072206641,0,24039.653689277933,null,null,null,null,6857.2586622060999,0,1,0]
[872.48,0,18750,1120,21862.48,23076.503799243463,-1214.0237992434631,1214.0237992434631,23076.503799243463,null,null,null,null,5514.975224376085,0,1,0]
[872.48,0,18750,1190,22002.48,23013.039898127721,-1010.5598981277217,1010.5598981277217,23013.039898127721,null,null,null,null,4397.8443612112151,0,1,0]
[872.48,0,18750,790,21202.48,23328.489310403405,-2126.0093104034058,2126.0093104034058,23328.489310403405,null,null,null,null,2054.8362754062573,0,1,0]
[872.48,0,18750,920,21462.48,24364.549517989846,-2902.0695179898466,2902.0695179898466,24364.549517989846,null,null,null,null,0,849.2880788589955,0,0]
[872.48,0,18750,340,20302.48,24538.979196272252,-4236.4991962722524,4236.4991962722524,24538.979196272252,null,null,null,null,0,4236.4991962722524,0,0]
[872.48,0,18750,20,19662.48,24326.11044695595,-4663.6304469559509,4663.6304469559509,24326.11044695595,null,null,null,null,0,4663.6304469559509,0,0]
[872.48,0,18750,130,19882.48,24257.538816032862,-4375.0588160328625,4375.0588160328625,24257.538816032862,null,null,null,null,0,4375.0588160328625,0,0]
[872.48,0,18750,390,20402.48,24297.582795143819,-3895.1027951438191,3895.1027951438191,24297.582795143819,null,null,null,null,0,3895.1027951438191,0,0]
[872.48,0,18750,230,20082.48,24811.842286820181,-4729.3622868201819,4729.3622868201819,24811.842286820181,null,null,null,null,0,4729.3622868201819,0,0]
[872.48,0,18750,170,19962.48,24953.616828610953,-4991.1368286109537,4991.1368286109537,24953.616828610953,null,null,null,null,0,4991.1368286109537,0,0]
[872.48,0,18750,400,20422.48,24394.212172587519,-3971.732172587519,3971.732172587519,24394.212172587519,null,null,null,null,0,3971.732172587519,0,0]
[872.48,0,18750,570,20762.48,24239.431219931605,-3476.951219931605,3476.951219931605,24239.431219931605,null,null,null,null,0,3476.951219931605,0,0]
[872.48,0,18750,400,20422.48,24320.931749184889,-3898.4517491848892,3898.4517491848892,24320.931749184889,null,null,null,null,0,3898.4517491848892,0,0]
[{"$f":"M$13","v":872.48},{"$f":"M$14","v":0},{"$f":"M$15","v":18750},560,{"$f":"A516+C516+((D516/2)*M$12)","v":20742.48},{"$f":"I516*1","v":24410.834793758659},{"$f":"E516-F516","v":-3668.3547937586591},{"$f":"IF(G516<0,ABS(G516),0)","v":3668.3547937586591},24410.834793758659,null,null,null,null,0,3668.3547937586591,{"$f":"IF(O516>0,0,1)","v":0},0]
[872.48,0,18750,530,20682.48,24413.531043062278,-3731.051043062278,3731.051043062278,24413.531043062278,null,null,null,null,0,3731.051043062278,0,0]
[872.48,0,18750,690,21002.48,24206.299817423092,-3203.8198174230929,3203.8198174230929,24206.299817423092,null,null,null,null,0,3203.8198174230929,0,0]
[872.48,0,18750,180,19982.48,24518.904182344537,-4536.4241823445373,4536.4241823445373,24518.904182344537,null,null,null,null,0,4536.4241823445373,0,0]
[872.48,0,18750,0,19622.48,20818.975006865439,-1196.4950068654398,1196.4950068654398,20818.975006865439,null,null,null,null,0,1196.4950068654398,0,0]
[872.48,0,18750,0,19622.48,20698.432651701016,-1075.9526517010163,1075.9526517010163,20698.432651701016,null,null,null,null,0,1075.9526517010163,0,0]
[872.48,0,18750,0,19622.48,20674.728433033302,-1052.2484330333027,1052.2484330333027,20674.728433033302,null,null,null,null,0,1052.2484330333027,0,0]
[872.48,0,18750,0,19622.48,20996.930082075112,-1374.4500820751127,1374.4500820751127,20996.930082075112,null,null,null,null,0,1374.4500820751127,0,0]
[872.48,0,18750,0,19622.48,20991.395974829145,-1368.9159748291459,1368.9159748291459,20991.395974829145,null,null,null,null,0,1368.9159748291459,0,0]
[872.48,0,18750,0,19622.48,20930.55902913964,-1308.0790291396406,1308.0790291396406,20930.55902913964,null,null,null,null,0,1308.0790291396406,0,0]
[872.48,0,18750,220,20062.48,20451.822024928326,-389.34202492832628,389.34202492832628,20451.822024928326,null,null,null,null,0,389.34202492832628,0,0]
[872.48,0,18750,1450,22522.48,20977.513669804513,1544.9663301954861,0,20977.513669804513,null,null,null,null,1390.4696971759374,0,1,0]
[872.48,0,18750,1000,21622.48,21646.377441430544,-23.897441430544859,23.897441430544859,21646.377441430544,null,null,null,null,1362.7920419051623,0,1,0]
[872.48,0,18750,1020,21662.48,21307.533793773888,354.94620622611183,0,21307.533793773888,null,null,null,null,1680.8808354667578,0,1,0]
[872.48,0,18750,1040,21702.48,21758.69873251731,-56.218732517310855,56.218732517310855,21758.69873251731,null,null,null,null,1617.3593488622491,0,1,0]
[872.48,0,18750,1840,23302.48,22294.162937282683,1008.3170627173167,0,22294.162937282683,null,null,null,null,2523.2273459589719,0,1,0]
[872.48,0,18750,1170,21962.48,21719.029093232515,243.45090676748441,0,21719.029093232515,null,null,null,null,2739.8099347037487,0,1,0]
[872.48,0,18750,990,21602.48,21707.693700470871,-105.21370047087112,105.21370047087112,21707.693700470871,null,null,null,null,2621.3350542510866,0,1,0]
[872.48,0,18750,1770,23162.48,21865.703094627828,1296.7769053721713,0,21865.703094627828,null,null,null,null,3785.8129340317896,0,1,0]
[872.48,0,18750,2200,24022.48,21927.686901035082,2094.7930989649176,0,21927.686901035082,null,null,null,null,5667.3409101661837,0,1,0]
[872.48,0,18750,2460,24542.48,22169.105555642906,2373.374444357094,0,22169.105555642906,null,null,null,null,7797.7105691774032,0,1,0]
[872.48,0,18750,2170,23962.48,22158.047664274032,1804.4323357259673,0,22158.047664274032,null,null,null,null,9413.9019607615974,0,1,0]
[872.48,0,18750,1180,21982.48,21923.938407988793,58.541592011206376,0,21923.938407988793,null,null,null,null,9457.1754916109221,0,1,0]
[872.48,0,18750,810,21242.48,21798.936069537631,-556.45606953763127,556.45606953763127,21798.936069537631,null,null,null,null,8835.6166396279168,0,1,0]
[872.48,0,18750,2070,23762.48,21098.315207373817,2664.164792626183,0,21098.315207373817,null,null,null,null,11224.529336351854,0,1,0]
[872.48,0,18750,1500,22622.48,20836.444531866804,1786.0354681331955,0,20836.444531866804,null,null,null,null,12820.736728335378,0,1,0]
[872.48,0,18750,1030,21682.48,19906.237263003473,1776.2427369965262,0,19906.237263003473,null,null,null,null,14406.534454903916,0,1,0]
[872.48,0,18750,1200,22022.48,18487.879506644636,3534.6004933553631,0,18487.879506644636,null,null,null,null,17392.127920449013,0,1,201.26716002203011]
[872.48,0,18750,1490,22602.48,19744.078123711068,2858.4018762889318,0,19744.078123711068,null,null,null,null,20374.735792528565,0,1,0]
[872.48,0,18750,1580,22782.48,18113.294066503368,4669.1859334966321,0,18113.294066503368,null,null,null,null,23354.361056736037,0,1,1335.852600163299]
[872.48,0,18750,1850,23322.48,18300.744891024275,5021.7351089757249,0,18300.744891024275,null,null,null,null,26331.006695679302,0,1,1688.4017756423918]
[872.48,0,18750,930,21482.48,18750.046067929135,2732.4339320708641,0,18750.046067929135,null,null,null,null,29304.675688983622,0,1,0]
[872.48,0,18750,140,19902.48,18904.48919049813,997.99080950186908,0,18904.48919049813,null,null,null,null,30173.562741846319,0,1,0]
[872.48,0,18750,290,20202.48,19034.917165433311,1167.5628345666883,0,19034.917165433311,null,null,null,null,31194.195730214495,0,1,0]
[872.48,0,18750,240,20102.48,19187.787109722438,914.69289027756167,0,19187.787109722438,null,null,null,null,31986.225135734087,0,1,0]
[872.48,0,18750,10,19642.48,19274.824293563241,367.65570643675892,0,19274.824293563241,null,null,null,null,32285.129046391437,0,1,0]
[872.48,0,18750,20,19662.48,19409.073715575636,253.40628442436355,0,19409.073715575636,null,null,null,null,32480.909573326971,0,1,0]
[872.48,0,18750,0,19622.48,19693.856544282469,-71.376544282469695,71.376544282469695,19693.856544282469,null,null,null,null,32369.91446504293,0,1,0]
[872.48,0,18750,20,19662.48,20649.837235148039,-987.35723514803976,987.35723514803976,20649.837235148039,null,null,null,null,31251.451591915044,0,1,0]
[872.48,0,18750,120,19862.48,20334.68598576829,-472.2059857682907,472.2059857682907,20334.68598576829,null,null,null,null,30700.773555978009,0,1,0]
[872.48,0,18750,280,20182.48,21221.40146069078,-1038.9214606907808,1038.9214606907808,21221.40146069078,null,null,null,null,29527.25917566217,0,1,0]
[872.48,0,18750,300,20222.48,21719.074552644175,-1496.5945526441756,1496.5945526441756,21719.074552644175,null,null,null,null,27851.477908577916,0,1,0]
[872.48,0,18750,180,19982.48,22166.88855127932,-2184.4085512793208,2184.4085512793208,22166.88855127932,null,null,null,null,25420.777024262083,0,1,0]
[872.48,0,18750,260,20142.48,21829.443974656566,-1686.9639746565663,1686.9639746565663,21829.443974656566,null,null,null,null,23539.695875115598,0,1,0]
[872.48,0,18750,170,19962.48,21013.836456499776,-1051.356456499776,1051.356456499776,21013.836456499776,null,null,null,null,22359.664077090729,0,1,0]
[872.48,0,18750,180,19982.48,21008.577686304583,-1026.0976863045835,1026.0976863045835,21008.577686304583,null,null,null,null,21208.596958078597,0,1,0]
[872.48,0,18750,130,19882.48,21124.674693276058,-1242.1946932760584,1242.1946932760584,21124.674693276058,null,null,null,null,19820.974198516851,0,1,0]
[872.48,0,18750,380,20382.48,21528.442253190628,-1145.962253190628,1145.962253190628,21528.442253190628,null,null,null,null,18540.594745808645,0,1,0]
[872.48,0,18750,630,20882.48,21503.867010848331,-621.38701084833156,621.38701084833156,21503.867010848331,null,null,null,null,17838.52843912967,0,1,0]
[872.48,0,18750,1120,21862.48,20943.644797721252,918.8352022787476,0,20943.644797721252,null,null,null,null,18647.641592741413,0,1,0]
[872.48,0,18750,1460,22542.48,21672.143016429571,870.33698357042886,0,21672.143016429571,null,null,null,null,19412.297236362057,0,1,0]
[872.48,0,18750,1320,22262.48,21715.950829803223,546.52917019677625,0,21715.950829803223,null,null,null,null,19884.761192302794,0,1,0]
[872.48,0,18750,420,20462.48,21495.046871571154,-1032.5668715711545,1032.5668715711545,21495.046871571154,null,null,null,null,18729.052872382224,0,1,0]
[872.48,0,18750,230,20082.48,21320.242079081461,-1237.7620790814617,1237.7620790814617,21320.242079081461,null,null,null,null,17348.785532520233,0,1,0]
[872.48,0,18750,220,20062.48,21159.374860408672,-1096.8948604086727,1096.8948604086727,21159.374860408672,null,null,null,null,16124.85240053817,0,1,0]
[872.48,0,18750,1280,22182.48,21113.913391047114,1068.5666089528859,0,21113.913391047114,null,null,null,null,17070.437496195227,0,1,0]
[872.48,0,18750,1500,22622.48,21427.924066554129,1194.5559334458703,0,21427.924066554129,null,null,null,null,18128.467398800312,0,1,0]
[872.48,0,18750,1530,22682.48,23727.824427421609,-1045.344427421609,1045.344427421609,23727.824427421609,null,null,null,null,16960.46006123774,0,1,0]
[872.48,0,18750,1610,22842.48,24217.943601546005,-1375.4636015460055,1375.4636015460055,24217.943601546005,null,null,null,null,15430.489639475898,0,1,0]
[872.48,0,18750,1580,22782.48,24128.706834131277,-1346.2268341312774,1346.2268341312774,24128.706834131277,null,null,null,null,13934.209632292017,0,1,0]
[872.48,0,18750,1980,23582.48,22581.417079157603,1001.0629208423961,0,22581.417079157603,null,null,null,null,14821.232051417881,0,1,0]
[872.48,0,18750,2120,23862.48,22057.417737900592,1805.0622620994072,0,22057.417737900592,null,null,null,null,16430.966855255931,0,1,0]
[872.48,0,18750,1980,23582.48,22254.261501144614,1328.2184988553854,0,22254.261501144614,null,null,null,null,17609.932537370521,0,1,0]
[872.48,0,18750,2620,24862.48,22589.459962169847,2273.0200378301524,0,22589.459962169847,null,null,null,null,19638.040638880291,0,1,0]
[{"$f":"M$13","v":872.48},{"$f":"M$14","v":0},{"$f":"M$15","v":18750},2300,{"$f":"A580+C580+((D580/2)*M$12)","v":24222.48},{"$f":"I580*1","v":22784.20737583068},{"$f":"E580-F580","v":1438.2726241693199},{"$f":"IF(G580<0,ABS(G580),0)","v":0},22784.20737583068,null,null,null,null,20912.847959993796,0,{"$f":"IF(O580>0,0,1)","v":1},0]
[872.48,0,18750,2560,24742.48,22878.83041483337,1863.6495851666295,0,22878.83041483337,null,null,null,null,22569.219738683769,0,1,0]
[872.48,0,18750,2470,24562.48,22538.350774143113,2024.1292258568865,0,22538.350774143113,null,null,null,null,24368.366822216281,0,1,0]
[872.48,0,18750,2610,24842.48,22648.107703119367,2194.3722968806323,0,22648.107703119367,null,null,null,null,26318.933522586634,0,1,0]
[872.48,0,18750,2440,24502.48,22554.074664116677,1948.4053358833226,0,22554.074664116677,null,null,null,null,28046.179391359037,0,1,0]
[872.48,0,18750,2450,24522.48,22074.861683585026,2447.6183164149734,0,22074.861683585026,null,null,null,null,30220.989696741155,0,1,0]
[872.48,0,18750,2380,24382.48,21954.398566587122,2428.0814334128772,0,21954.398566587122,null,null,null,null,32376.041997116004,0,1,0]
[872.48,0,18750,1970,23562.48,22253.482903653126,1308.9970963468731,0,22253.482903653126,null,null,null,null,33521.763341831072,0,1,0]
[872.48,0,18750,3000,25622.48,21626.476388292027,3996.0036117079726,0,21626.476388292027,null,null,null,null,36488.241578489244,0,1,662.67027837463957]
[872.48,0,18750,2470,24562.48,21969.06132146436,2593.4186785356396,0,21969.06132146436,null,null,null,null,38785.830147592831,0,1,0]
[872.48,0,18750,2240,24102.48,21354.461127831011,2748.0188721689883,0,21354.461127831011,null,null,null,null,41747.044317445238,0,1,0]
[872.48,0,18750,1520,22662.48,21173.064999685856,1489.415000314144,0,21173.064999685856,null,null,null,null,43045.770773410521,0,1,0]
[872.48,0,18750,2490,24602.48,22829.142673883845,1773.3373261161541,0,22829.142673883845,null,null,null,null,44598.728596141649,0,1,0]
[872.48,0,18750,2390,24402.48,22974.314711496299,1428.1652885037001,0,22974.314711496299,null,null,null,null,45839.478627198841,0,1,0]
[872.48,0,18750,2060,23742.48,20952.931175159873,2789.5488248401271,0,20952.931175159873,null,null,null,null,48793.639148571645,0,1,0]
[872.48,0,18750,1870,23362.48,20446.099402148684,2916.3805978513155,0,20446.099402148684,null,null,null,null,51744.845509423074,0,1,0]
[872.48,0,18750,830,21282.48,20710.960995479621,571.51900452037808,0,20710.960995479621,null,null,null,null,52207.467767981994,0,1,0]
[872.48,0,18750,1680,22982.48,21108.070775447057,1874.4092245529428,0,21108.070775447057,null,null,null,null,53842.228602311661,0,1,0]
[872.48,0,18750,2310,24242.48,21037.131542851628,3205.3484571483714,0,21037.131542851628,null,null,null,null,56788.386373709349,0,1,0]
[872.48,0,18750,1700,23022.48,20902.060840894643,2120.4191591053568,0,20902.060840894643,null,null,null,null,58639.975230530465,0,1,0]
[872.48,0,18750,2280,24182.48,20879.428125015012,3303.0518749849871,0,20879.428125015012,null,null,null,null,61581.335255299935,0,1,-30.28145834834595]
[872.48,0,18750,1120,21862.48,21100.818299124177,761.66170087582213,0,21100.818299124177,null,null,null,null,62205.249450832875,0,1,0]
[872.48,0,18750,300,20222.48,20827.336588800408,-604.85658880040864,604.85658880040864,20827.336588800408,null,null,null,null,61477.701953701595,0,1,0]
[872.48,0,18750,900,21422.48,20708.993221103578,713.48677889642204,0,20708.993221103578,null,null,null,null,62058.362352754673,0,1,0]
[872.48,0,18750,1650,22922.48,20516.115963433182,2406.364036566818,0,20516.115963433182,null,null,null,null,64162.031623312054,0,1,0]
[872.48,0,18750,1050,21722.48,20631.957900766065,1090.5220992339346,0,20631.957900766065,null,null,null,null,65079.339480999282,0,1,0]
[872.48,0,18750,770,21162.48,20999.935182126268,162.54481787373152,0,20999.935182126268,null,null,null,null,65160.550477604636,0,1,0]
[872.48,0,18750,1100,21822.48,20347.513697406153,1474.9663025938462,0,20347.513697406153,null,null,null,null,66422.859599461503,0,1,0]
[872.48,0,18750,1130,21882.48,21100.710686309663,781.76931369033628,0,21100.710686309663,null,null,null,null,67060.029122183347,0,1,0]
[872.48,0,18750,1170,21962.48,20619.812959262479,1342.6670407375204,0,20619.812959262479,null,null,null,null,68201.369429724931,0,1,0]
[872.48,0,18750,1940,23502.48,21026.795393827586,2475.6846061724136,0,21026.795393827586,null,null,null,null,70361.284205850388,0,1,0]
[872.48,0,18750,2220,24062.48,21048.490508034869,3013.9894919651306,0,21048.490508034869,null,null,null,null,73290.922921644538,0,1,0]
[872.48,0,18750,2680,24982.48,20438.735567885989,4543.7444321140101,0,20438.735567885989,null,null,null,null,76217.631998722893,0,1,1210.4110987806771]
[872.48,0,18750,2300,24222.48,20393.626441141219,3828.8535588587802,0,20393.626441141219,null,null,null,null,79141.414366724173,0,1,495.52022552544713]
[872.48,0,18750,2050,23722.48,20662.516810238434,3059.9631897615654,0,20662.516810238434,null,null,null,null,82062.272952357453,0,1,0]
[872.48,0,18750,2210,24042.48,20430.384232230525,3612.0957677694751,0,20430.384232230525,null,null,null,null,84980.210679405092,0,1,278.76243443614203]
[872.48,0,18750,2650,24922.48,20791.356321388223,4131.123678611777,0,20791.356321388223,null,null,null,null,87895.230468725684,0,1,797.79034527844397]
[872.48,0,18750,2280,24182.48,21112.093262912109,3070.3867370878907,0,21112.093262912109,null,null,null,null,90807.335238256957,0,1,0]
[872.48,0,18750,2510,24642.48,20863.616856212593,3778.8631437874064,0,20863.616856212593,null,null,null,null,93716.527903018694,0,1,445.52981045407341]
[872.48,0,18750,2050,23722.48,21070.475716950637,2652.0042830493621,0,21070.475716950637,null,null,null,null,96009.615229860108,0,1,0]
[872.48,0,18750,2500,24622.48,20585.287583214093,4037.192416785907,0,20585.287583214093,null,null,null,null,98913.605614630244,0,1,703.85908345257394]
[872.48,0,18750,2460,24542.48,20488.508261481271,4053.9717385187287,0,20488.508261481271,null,null,null,null,101814.69200901562,0,1,720.63840518539564]
[872.48,0,18750,2480,24582.48,20443.67297457028,4138.8070254297199,0,20443.67297457028,null,null,null,null,104712.8773170066,0,1,805.47369209638691]
[872.48,0,18750,2660,24942.48,20126.841069258455,4815.6389307415448,0,20126.841069258455,null,null,null,null,107608.16443968959,0,1,1482.3055974082117]
[872.48,0,18750,2310,24242.48,20309.902177904813,3932.577822095187,0,20309.902177904813,null,null,null,null,110500.5562752499,0,1,599.24448876185397]
[872.48,0,18750,2610,24842.48,20935.857313041746,3906.6226869582533,0,20935.857313041746,null,null,null,null,113390.05571897465,0,1,573.2893536249203]
[872.48,0,18750,2440,24502.48,23044.241439913414,1458.2385600865855,0,23044.241439913414,null,null,null,null,114589.08036733359,0,1,0]
[872.48,0,18750,2380,24382.48,24619.064761737602,-236.58476173760209,236.58476173760209,24619.064761737602,null,null,null,null,114214.24804905489,0,1,0]
[872.48,0,18750,2390,24402.48,22641.585176656699,1760.8948233433002,0,22641.585176656699,null,null,null,null,115684.8391420148,0,1,0]
[872.48,0,18750,2520,24662.48,20392.616452283393,4269.8635477166063,0,20392.616452283393,null,null,null,null,118569.15430287278,0,1,936.53021438327323]
[872.48,0,18750,2610,24842.48,21260.481750387316,3581.9982496126831,0,21260.481750387316,null,null,null,null,121450.58514856991,0,1,248.66491627935011]
[872.48,0,18750,2350,24322.48,20593.230148674371,3729.2498513256287,0,20593.230148674371,null,null,null,null,124329.13456342134,0,1,395.91651799229567]
[872.48,0,18750,2170,23962.48,20640.418006616721,3322.0619933832786,0,20640.418006616721,null,null,null,null,127204.80542885792,0,1,-11.271339950054426]
[872.48,0,18750,2540,24702.48,20159.405076224852,4543.0749237751479,0,20159.405076224852,null,null,null,null,130077.60062342905,0,1,1209.7415904418149]
[872.48,0,18750,2110,23842.48,20107.230985692149,3735.2490143078503,0,20107.230985692149,null,null,null,null,132947.52302280563,0,1,401.91568097451727]
[872.48,0,18750,1980,23582.48,20359.79756509537,3222.6824349046292,0,20359.79756509537,null,null,null,null,135814.57549978283,0,1,0]
[872.48,0,18750,1340,22302.48,20905.429672371793,1397.050327628207,0,20905.429672371793,null,null,null,null,136936.10621914841,0,1,0]
[872.48,0,18750,0,19622.48,21138.226073500224,-1515.7460735002242,1515.7460735002242,21138.226073500224,null,null,null,null,135131.84943207901,0,1,0]
[872.48,0,18750,0,19622.48,21225.655244813694,-1603.175244813694,1603.175244813694,21225.655244813694,null,null,null,null,133233.22481335187,0,1,0]
[872.48,0,18750,190,20002.48,20781.588825566538,-779.10882556653814,779.10882556653814,20781.588825566538,null,null,null,null,132242.97188041531,0,1,0]
[872.48,0,18750,740,21102.48,20440.906697411225,661.57330258877482,0,20440.906697411225,null,null,null,null,132706.1448808648,0,1,0]
[872.48,0,18750,760,21142.48,20493.765729447518,648.71427055248205,0,20493.765729447518,null,null,null,null,133157.28157948118,0,1,0]
[872.48,0,18750,420,20462.48,20312.240892389131,150.23910761086881,0,20312.240892389131,null,null,null,null,133159.33949475148,0,1,0]
[872.48,0,18750,450,20522.48,21512.727060988116,-990.24706098811657,990.24706098811657,21512.727060988116,null,null,null,null,131936.9083881698,0,1,0]
[{"$f":"M$13","v":872.48},{"$f":"M$14","v":0},{"$f":"M$15","v":18750},490,{"$f":"A644+C644+((D644/2)*M$12)","v":20602.48},{"$f":"I644*1","v":21697.07565431398},{"$f":"E644-F644","v":-1094.59565431398},{"$f":"IF(G644<0,ABS(G644),0)","v":1094.59565431398},21697.07565431398,null,null,null,null,130600.91626003626,0,{"$f":"IF(O644>0,0,1)","v":1},0]
[872.48,0,18750,450,20522.48,20676.620661214387,-154.14066121438736,154.14066121438736,20676.620661214387,null,null,null,null,130300.7606164404,0,1,0]
[872.48,0,18750,800,21222.48,20693.018296313254,529.46170368674575,0,20693.018296313254,null,null,null,null,130646.97538914203,0,1,0]
[872.48,0,18750,840,21302.48,20382.252640305047,920.22735969495261,0,20382.252640305047,null,null,null,null,131344.53303747834,0,1,0]
[872.48,0,18750,810,21242.48,21385.125034517838,-142.64503451783821,142.64503451783821,21385.125034517838,null,null,null,null,131056.27896647123,0,1,0]
[872.48,0,18750,1360,22342.48,21617.841418933007,724.63858106699263,0,21617.841418933007,null,null,null,null,131577.39741046506,0,1,0]
[872.48,0,18750,990,21602.48,21721.749561000805,-119.26956100080497,119.26956100080497,21721.749561000805,null,null,null,null,131314.62349595371,0,1,0]
[872.48,0,18750,1660,22942.48,21025.532789369699,1916.9472106303001,0,21025.532789369699,null,null,null,null,132908.56136202504,0,1,0]
[872.48,0,18750,1110,21842.48,20841.336722506501,1001.1432774934983,0,20841.336722506501,null,null,null,null,133676.68175040718,0,1,0]
[872.48,0,18750,1260,22142.48,21023.034063743209,1119.4459362567904,0,21023.034063743209,null,null,null,null,134550.5064112879,0,1,0]
[872.48,0,18750,1110,21842.48,21066.945533104761,775.53446689523844,0,21066.945533104761,null,null,null,null,135113.93692508232,0,1,0]
[872.48,0,18750,820,21262.48,20464.606886828195,797.87311317180502,0,20464.606886828195,null,null,null,null,135696.90879001186,0,1,0]
[872.48,0,18750,1110,21842.48,20253.321799070884,1589.158200929116,0,20253.321799070884,null,null,null,null,136991.45426205805,0,1,0]
[872.48,0,18750,1090,21802.48,21003.675176555185,798.80482344481425,0,21003.675176555185,null,null,null,null,137573.38714889632,0,1,0]
[872.48,0,18750,1100,21822.48,20600.882786558774,1221.5972134412259,0,20600.882786558774,null,null,null,null,138535.25125384453,0,1,0]
[872.48,0,18750,1240,22102.48,20632.597962048021,1469.8820379519784,0,20632.597962048021,null,null,null,null,139719.60983674746,0,1,0]
[872.48,0,18750,900,21422.48,20569.215017753817,853.26498224618263,0,20569.215017753817,null,null,null,null,140347.82871093228,0,1,0]
[872.48,0,18750,990,21602.48,20151.531124969333,1450.9488750306664,0,20151.531124969333,null,null,null,null,141513.33486974894,0,1,0]
[872.48,0,18750,640,20902.48,20806.735236431679,95.744763568320195,0,20806.735236431679,null,null,null,null,141457.99182209067,0,1,0]
[872.48,0,18750,420,20462.48,20174.785137506813,287.69486249318652,0,20174.785137506813,null,null,null,null,141575.45920651243,0,1,0]
[872.48,0,18750,300,20222.48,20134.981470376737,87.498529623262584,0,20134.981470376737,null,null,null,null,141512.63242396686,0,1,0]
[872.48,0,18750,270,20162.48,20081.453673716343,81.02632628365609,0,20081.453673716343,null,null,null,null,141444.0434851982,0,1,0]
[872.48,0,18750,280,20182.48,20377.306663984706,-194.8266639847061,194.8266639847061,20377.306663984706,null,null,null,null,141088.29011132984,0,1,0]
[872.48,0,18750,250,20122.48,20534.540187671977,-412.06018767197747,412.06018767197747,20534.540187671977,null,null,null,null,140493.93561477933,0,1,0]
[872.48,0,18750,270,20162.48,20376.368072064306,-213.88807206430647,213.88807206430647,20376.368072064306,null,null,null,null,140118.16479989383,0,1,0]
[872.48,0,18750,210,20042.48,20396.698066493216,-354.21806649321661,354.21806649321661,20396.698066493216,null,null,null,null,139588.4067619514,0,1,0]
[872.48,0,18750,270,20162.48,20481.462407724845,-318.98240772484496,318.98240772484496,20481.462407724845,null,null,null,null,139097.93770669212,0,1,0]
[872.48,0,18750,270,20162.48,20414.589335295637,-252.10933529563772,252.10933529563772,20414.589335295637,null,null,null,null,138681.51950016024,0,1,0]
[872.48,0,18750,100,19822.48,20384.744377078794,-562.2643770787945,562.2643770787945,20384.744377078794,null,null,null,null,137924.34716587342,0,1,0]
[872.48,0,18750,20,19662.48,20549.042485720063,-886.56248572006371,886.56248572006371,20549.042485720063,null,null,null,null,136811.20408441545,0,1,0]
[872.48,0,18750,190,20002.48,20885.101019169433,-882.62101916943357,882.62101916943357,20885.101019169433,null,null,null,null,135703.50975924465,0,1,0]
[872.48,0,18750,300,20222.48,20916.973696051449,-694.49369605144966,694.49369605144966,20916.973696051449,null,null,null,null,134803.86318382883,0,1,0]
[872.48,0,18750,260,20142.48,21547.131285226915,-1404.6512852269152,1404.6512852269152,21547.131285226915,null,null,null,null,133123.94290689539,0,1,0]
[872.48,0,18750,300,20222.48,20361.180247548476,-138.70024754847691,138.70024754847691,20361.180247548476,null,null,null,null,132838.24869168518,0,1,0]
[872.48,0,18750,120,19862.48,20320.42506648814,-457.94506648814058,457.94506648814058,20320.42506648814,null,null,null,null,132201.67086985652,0,1,0]
[872.48,0,18750,180,19982.48,20290.778694620607,-308.29869462060742,308.29869462060742,20290.778694620607,null,null,null,null,131730.34063490399,0,1,0]
[872.48,0,18750,300,20222.48,21005.874325584304,-783.39432558430417,783.39432558430417,21005.874325584304,null,null,null,null,130736.87653612634,0,1,0]
[872.48,0,18750,260,20142.48,21022.191843690336,-879.71184369033654,879.71184369033654,21022.191843690336,null,null,null,null,129638.45663153083,0,1,0]
[872.48,0,18750,320,20262.48,21088.708705813544,-826.22870581354437,826.22870581354437,21088.708705813544,null,null,null,null,128599.96659850441,0,1,0]
[872.48,0,18750,480,20582.48,20853.247067913908,-270.76706791390825,270.76706791390825,20853.247067913908,null,null,null,null,128173.52285720062,0,1,0]
[872.48,0,18750,570,20762.48,20730.005130581027,32.474869418972958,0,20730.005130581027,null,null,null,null,128074.57671682049,0,1,0]
[872.48,0,18750,580,20782.48,20230.558243362546,551.92175663745365,0,20230.558243362546,null,null,null,null,128443.23172107738,0,1,0]
[872.48,0,18750,640,20902.48,19664.669619370325,1237.8103806296749,0,19664.669619370325,null,null,null,null,129428.81783192301,0,1,0]
[872.48,0,18750,830,21282.48,19434.269300412896,1848.2106995871036,0,19434.269300412896,null,null,null,null,130962.77864371947,0,1,0]
[872.48,0,18750,1060,21742.48,19377.252638848826,2365.2273611511737,0,19377.252638848826,null,null,null,null,132960.52049011181,0,1,0]
[872.48,0,18750,570,20762.48,19003.476787852567,1759.0032121474324,0,19003.476787852567,null,null,null,null,134410.66286055441,0,1,0]
[872.48,0,18750,590,20802.48,19505.268560863758,1297.2114391362411,0,19505.268560863758,null,null,null,null,135443.74249291647,0,1,0]
[872.48,0,18750,500,20622.48,20028.667985687076,593.81201431292357,0,20028.667985687076,null,null,null,null,135842.72956330518,0,1,0]
[872.48,0,18750,610,20842.48,19983.454079000243,859.02592099975664,0,19983.454079000243,null,null,null,null,136480.01016264167,0,1,0]
[872.48,0,18750,490,20602.48,19771.740098483824,830.73990151617545,0,19771.740098483824,null,null,null,null,137091.19606384358,0,1,0]
[872.48,0,18750,180,19982.48,19422.860546930966,559.61945306903363,0,19422.860546930966,null,null,null,null,137457.76237554188,0,1,0]
[872.48,0,18750,150,19922.48,19234.448007920662,688.03199207933721,0,19234.448007920662,null,null,null,null,137939.53340603775,0,1,0]
[872.48,0,18750,250,20122.48,19182.312631872279,940.16736812772069,0,19182.312631872279,null,null,null,null,138647.74450394668,0,1,0]
[872.48,0,18750,240,20102.48,19575.238922984427,527.24107701557296,0,19575.238922984427,null,null,null,null,138983.61372875675,0,1,0]
[872.48,0,18750,240,20102.48,19494.843530222777,607.63646977722237,0,19494.843530222777,null,null,null,null,139391.50293782749,0,1,0]
[872.48,0,18750,140,19902.48,19941.575002395261,-39.095002395260963,39.095002395260963,19941.575002395261,null,null,null,null,139209.10693225489,0,1,0]
[872.48,0,18750,20,19662.48,19856.955753086568,-194.47575308656815,194.47575308656815,19856.955753086568,null,null,null,null,138855.9744969274,0,1,0]
[872.48,0,18750,10,19642.48,19761.75264165975,-119.27264165975066,119.27264165975066,19761.75264165975,null,null,null,null,138585.91861660476,0,1,0]
[872.48,0,18750,50,19722.48,19514.574782311938,207.90521768806138,0,19514.574782311938,null,null,null,null,138634.44739390741,0,1,0]
[872.48,0,18750,290,20202.48,19354.409967537897,848.07003246210297,0,19354.409967537897,null,null,null,null,139259.07597572939,0,1,0]
[872.48,0,18750,250,20122.48,19437.493039967107,684.98696003289297,0,19437.493039967107,null,null,null,null,139736.30516378325,0,1,0]
[872.48,0,18750,380,20382.48,19358.131292051185,1024.348707948815,0,19358.131292051185,null,null,null,null,140518.48269577339,0,1,0]
[872.48,0,18750,490,20602.48,19215.693105414688,1386.7868945853115,0,19215.693105414688,null,null,null,null,141626.07241820439,0,1,0]
[872.48,0,18750,620,20862.48,19158.670038556571,1703.8099614434286,0,19158.670038556571,null,null,null,null,143017.87531108528,0,1,0]
[{"$f":"M$13","v":872.48},{"$f":"M$14","v":0},{"$f":"M$15","v":18750},630,{"$f":"A708+C708+((D708/2)*M$12)","v":20882.48},{"$f":"I708*1","v":19618.294276748464},{"$f":"E708-F708","v":1264.1857232515358},{"$f":"IF(G708<0,ABS(G708),0)","v":0},19618.294276748464,null,null,null,null,144012.62458670058,0,{"$f":"IF(O708>0,0,1)","v":1},0]
[872.48,0,18750,430,20482.48,19673.187059481137,809.29294051886245,0,19673.187059481137,null,null,null,null,144596.97560858086,0,1,0]
[872.48,0,18750,170,19962.48,19826.870443891232,135.60955610876772,0,19826.870443891232,null,null,null,null,144574.42723347017,0,1,0]
[872.48,0,18750,280,20182.48,21399.881300534715,-1217.4013005347151,1217.4013005347151,21399.881300534715,null,null,null,null,143090.71137564853,0,1,0]
[872.48,0,18750,360,20342.48,21365.067382705711,-1022.5873827057112,1022.5873827057112,21365.067382705711,null,null,null,null,141822.7745432966,0,1,0]
[872.48,0,18750,470,20562.48,21080.521893830122,-518.04189383012272,518.04189383012272,21080.521893830122,null,null,null,null,141111.10568554015,0,1,0]
[872.48,0,18750,260,20142.48,19378.816428542821,763.66357145717848,0,19378.816428542821,null,null,null,null,141657.29179416609,0,1,0]
[872.48,0,18750,100,19822.48,18357.17154129389,1465.3084587061094,0,18357.17154129389,null,null,null,null,142834.41211520741,0,1,0]
[872.48,0,18750,70,19762.48,18014.833213974751,1747.6467860252487,0,18014.833213974751,null,null,null,null,144264.45981051491,0,1,0]
[872.48,0,18750,230,20082.48,17835.694615077799,2246.785384922201,0,17835.694615077799,null,null,null,null,146142.30219713438,0,1,0]
[872.48,0,18750,150,19922.48,17913.36992984423,2009.1100701557698,0,17913.36992984423,null,null,null,null,147804.35895807744,0,1,0]
[872.48,0,18750,130,19882.48,17617.711892221621,2264.7681077783782,0,17617.711892221621,null,null,null,null,149694.84589611989,0,1,0]
[872.48,0,18750,380,20382.48,17685.172349050776,2697.3076509492239,0,17685.172349050776,null,null,null,null,151972.72793607807,0,1,0]
[872.48,0,18750,120,19862.48,17746.452694458181,2116.0273055418184,0,17746.452694458181,null,null,null,null,153725.17978312963,0,1,0]
[872.48,0,18750,70,19762.48,18207.969386688605,1554.510613311395,0,18207.969386688605,null,null,null,null,154970.51415532676,0,1,0]
[872.48,0,18750,10,19642.48,18535.098821248637,1107.3811787513623,0,18535.098821248637,null,null,null,null,155812.18670204768,0,1,0]
[872.48,0,18750,190,20002.48,18568.571542699352,1433.9084573006476,0,18568.571542699352,null,null,null,null,156946.89212691621,0,1,0]
[872.48,0,18750,240,20102.48,18697.108510673213,1405.3714893267861,0,18697.108510673213,null,null,null,null,158054.77957518338,0,1,0]
[872.48,0,18750,340,20302.48,18889.405913191877,1413.074086808123,0,18889.405913191877,null,null,null,null,159168.49147373551,0,1,0]
[872.48,0,18750,230,20082.48,18682.78600092381,1399.6939990761894,0,18682.78600092381,null,null,null,null,160269.04758143035,0,1,0]
[872.48,0,18750,300,20222.48,18702.597241870793,1519.8827581292062,0,18702.597241870793,null,null,null,null,161476.67301616521,0,1,0]
[872.48,0,18750,560,20742.48,18754.592790622883,1987.887209377117,0,18754.592790622883,null,null,null,null,163104.29483158843,0,1,0]
[872.48,0,18750,620,20862.48,18705.323636022677,2157.1563639773231,0,18705.323636022677,null,null,null,null,164882.63126433641,0,1,0]
[872.48,0,18750,1100,21822.48,19742.242457813871,2080.2375421861288,0,19742.242457813871,null,null,null,null,166589.96242103959,0,1,0]
[872.48,0,18750,2170,23962.48,20201.086590155111,3761.3934098448881,0,20201.086590155111,null,null,null,null,169423.37245861854,0,1,428.06007651155505]
[872.48,0,18750,2450,24522.48,20065.671948084771,4456.8080519152281,0,20065.671948084771,null,null,null,null,172253.94908615993,0,1,1123.4747185818951]
[872.48,0,18750,1880,23382.48,19858.186882611808,3524.2931173881916,0,19858.186882611808,null,null,null,null,175081.69513707378,0,1,190.95978405485857]
[872.48,0,18750,2160,23942.48,20550.687421652565,3391.7925783474348,0,20550.687421652565,null,null,null,null,177906.6134419367,0,1,58.459245014101725]
[872.48,0,18750,1990,23602.48,20346.571187656747,3255.9088123432521,0,20346.571187656747,null,null,null,null,180728.70682849476,0,1,0]
[872.48,0,18750,2300,24222.48,20427.962879861796,3794.5171201382036,0,20427.962879861796,null,null,null,null,183547.97812166627,0,1,461.18378680487058]
[872.48,0,18750,2530,24682.48,20377.491432784587,4304.9885672154123,0,20377.491432784587,null,null,null,null,186364.4301435446,0,1,971.6552338820793]
[872.48,0,18750,2200,24022.48,20821.15789102935,3201.3221089706494,0,20821.15789102935,null,null,null,null,189178.06571340104,0,1,0]
[872.48,0,18750,1840,23302.48,20288.29833249994,3014.1816675000591,0,20288.29833249994,null,null,null,null,191988.88764768763,0,1,0]
[872.48,0,18750,960,21542.48,20668.653248959014,873.82675104098598,0,20668.653248959014,null,null,null,null,192583.34283597683,0,1,0]
[872.48,0,18750,460,20542.48,20695.182008012031,-152.702008012031,152.702008012031,20695.182008012031,null,null,null,null,192222.78728432761,0,1,0]
[872.48,0,18750,420,20462.48,20507.807198809074,-45.327198809074616,45.327198809074616,20507.807198809074,null,null,null,null,191980.7045783533,0,1,0]
[872.48,0,18750,640,20902.48,19559.118800420503,1343.3611995794963,0,19559.118800420503,null,null,null,null,192997.74895339648,0,1,0]
[872.48,0,18750,170,19962.48,20313.898321357767,-351.41832135776713,351.41832135776713,20313.898321357767,null,null,null,null,192418.19105094954,0,1,0]
[872.48,0,18750,440,20502.48,20247.453095728735,255.02690427126436,0,20247.453095728735,null,null,null,null,192455.29707374272,0,1,0]
[872.48,0,18750,290,20202.48,20286.433279574612,-83.953279574612679,83.953279574612679,20286.433279574612,null,null,null,null,192170.4931691369,0,1,0]
[872.48,0,18750,1100,21822.48,20372.343753117024,1450.1362468829757,0,20372.343753117024,null,null,null,null,193283.44529816243,0,1,0]
[872.48,0,18750,2030,23682.48,20223.577964808188,3458.9020351918116,0,20223.577964808188,null,null,null,null,196090.16185286426,0,1,125.56870185847856]
[872.48,0,18750,2560,24742.48,20533.288540035632,4209.1914599643678,0,20533.288540035632,null,null,null,null,198894.0716910114,0,1,875.85812663103479]
[872.48,0,18750,2200,24022.48,20787.375130581022,3235.1048694189776,0,20787.375130581022,null,null,null,null,201695.1776193204,0,1,0]
[872.48,0,18750,1900,23422.48,21072.640519177046,2349.8394808229532,0,21072.640519177046,null,null,null,null,203608.33797444173,0,1,0]
[872.48,0,18750,1350,22322.48,21294.741923091016,1027.7380769089832,0,21294.741923091016,null,null,null,null,204329.69390568539,0,1,0]
[872.48,0,18750,1300,22222.48,21596.863967680019,625.61603231998015,0,21596.863967680019,null,null,null,null,204688.41864086769,0,1,0]
[872.48,0,18750,1840,23302.48,21550.046037313532,1752.4339626864676,0,21550.046037313532,null,null,null,null,206060.92078864464,0,1,0]
[872.48,0,18750,2140,23902.48,25475.005096053588,-1572.5250960535886,1572.5250960535886,25475.005096053588,null,null,null,null,204125.08226219704,0,1,0]
[872.48,0,18750,2060,23742.48,24697.834044472816,-955.35404447281689,955.35404447281689,24697.834044472816,null,null,null,null,202870.06773101474,0,1,0]
[872.48,0,18750,2000,23622.48,24405.11728122372,-782.63728122372049,782.63728122372049,24405.11728122372,null,null,null,null,201806.29665393764,0,1,0]
[872.48,0,18750,2140,23902.48,24914.742855071076,-1012.262855071076,1012.262855071076,24914.742855071076,null,null,null,null,200491.00121670551,0,1,0]
[872.48,0,18750,2140,23902.48,25488.955151764465,-1586.4751517644654,1586.4751517644654,25488.955151764465,null,null,null,null,198545.38754854791,0,1,0]
[872.48,0,18750,2080,23782.48,25523.410382964583,-1740.9303829645833,1740.9303829645833,25523.410382964583,null,null,null,null,196431.81873973832,0,1,0]
[872.48,0,18750,2160,23942.48,25418.025969308819,-1475.5459693088196,1475.5459693088196,25418.025969308819,null,null,null,null,194612.28635475886,0,1,0]
[872.48,0,18750,1500,22622.48,25339.516669860343,-2717.036669860343,2717.036669860343,25339.516669860343,null,null,null,null,191428.93373155771,0,1,0]
[872.48,0,18750,2180,23982.48,24664.070098788376,-681.59009878837605,681.59009878837605,24664.070098788376,null,null,null,null,190487.75568915892,0,1,0]
[872.48,0,18750,2400,24422.48,22478.00048444658,1944.4795155534193,0,22478.00048444658,null,null,null,null,192047.29949746784,0,1,0]
[872.48,0,18750,2150,23922.48,21822.250246244534,2100.2297537554659,0,21822.250246244534,null,null,null,null,193745.45897635029,0,1,0]
[872.48,0,18750,2270,24162.48,21707.986973256186,2454.493026743814,0,21707.986973256186,null,null,null,null,195760.75724144338,0,1,0]
[872.48,0,18750,2330,24282.48,21615.525247624613,2666.9547523753863,0,21615.525247624613,null,null,null,null,197965.25576133977,0,1,0]
[872.48,0,18750,2240,24102.48,21387.381200255146,2715.0987997448537,0,21387.381200255146,null,null,null,null,200210.8794253488,0,1,0]
[872.48,0,18750,2220,24062.48,21170.232417512318,2892.2475824876819,0,21170.232417512318,null,null,null,null,203010.66854592346,0,1,0]
[872.48,0,18750,2490,24602.48,21306.354505264557,3296.1254947354428,0,21306.354505264557,null,null,null,null,205807.65787737753,0,1,0]
[{"$f":"M$13","v":872.48},{"$f":"M$14","v":0},{"$f":"M$15","v":18750},2510,{"$f":"A772+C772+((D772/2)*M$12)","v":24642.48},{"$f":"I772*1","v":21139.278443972446},{"$f":"E772-F772","v":3503.201556027554},{"$f":"IF(G772<0,ABS(G772),0)","v":0},21139.278443972446,null,null,null,null,208601.85021950013,0,{"$f":"IF(O772>0,0,1)","v":1},169.868222694221]
[872.48,0,18750,2340,24302.48,21377.219920310552,2925.2600796894476,0,21377.219920310552,null,null,null,null,211393.24836928063,0,1,0]
[872.48,0,18750,2310,24242.48,21412.060126440778,2830.4198735592217,0,21412.060126440778,null,null,null,null,214181.85512091135,0,1,0]
[872.48,0,18750,2520,24662.48,22281.111645992878,2381.3683540071215,0,22281.111645992878,null,null,null,null,216110.90478439687,0,1,0]
[872.48,0,18750,2150,23922.48,21817.99130334564,2104.48869665436,0,21817.99130334564,null,null,null,null,217788.83370660138,0,1,0]
[872.48,0,18750,2530,24682.48,21004.886467641951,3677.5935323580488,0,21004.886467641951,null,null,null,null,220571.04487289477,0,1,344.2601990247158]
[872.48,0,18750,2390,24402.48,20317.919801861499,4084.5601981385007,0,20317.919801861499,null,null,null,null,223350.47382802187,0,1,751.22686480516768]
[872.48,0,18750,2720,25062.48,21518.28831864836,3544.19168135164,0,21518.28831864836,null,null,null,null,226127.12335419384,0,1,210.85834801830697]
[872.48,0,18750,2490,24602.48,20582.952608283988,4019.5273917160121,0,20582.952608283988,null,null,null,null,228900.99623083964,0,1,686.19405838267903]
[872.48,0,18750,2310,24242.48,20554.046236416456,3688.4337635835436,0,20554.046236416456,null,null,null,null,231672.0952346088,0,1,355.10043025021059]
[872.48,0,18750,2490,24602.48,20690.064484334907,3912.4155156650922,0,20690.064484334907,null,null,null,null,234440.42313937418,0,1,579.08218233175921]
[872.48,0,18750,2230,24082.48,20294.359573446927,3788.1204265530723,0,20294.359573446927,null,null,null,null,237205.98271623481,0,1,454.78709321973929]
[872.48,0,18750,2760,25142.48,20017.115275378535,5125.3647246214641,0,20017.115275378535,null,null,null,null,239968.77673351858,0,1,1792.0313912881311]
[872.48,0,18750,2430,24482.48,20495.396987107764,3987.0830128922353,0,20495.396987107764,null,null,null,null,242728.80795678505,0,1,653.74967955890224]
[872.48,0,18750,2610,24842.48,20623.38161246484,4219.0983875351594,0,20623.38161246484,null,null,null,null,245486.07914882826,0,1,885.76505420182639]
[872.48,0,18750,2030,23682.48,20445.544260085957,3236.9357399140426,0,20445.544260085957,null,null,null,null,248240.59306967942,0,1,0]
[872.48,0,18750,1270,22162.48,19937.964963397648,2224.5150366023518,0,19937.964963397648,null,null,null,null,249994.41600955187,0,1,0]
[872.48,0,18750,1040,21702.48,19786.178968958586,1916.3010310414138,0,19786.178968958586,null,null,null,null,251469.09252147959,0,1,0]
[872.48,0,18750,660,20942.48,20055.099332484715,887.38066751528459,0,20055.099332484715,null,null,null,null,252016.26602972188,0,1,0]
[872.48,0,18750,1180,21982.48,20137.273629147647,1845.2063708523528,0,20137.273629147647,null,null,null,null,253424.93549745926,0,1,0]
[872.48,0,18750,990,21602.48,20479.498250339097,1122.981749660903,0,20479.498250339097,null,null,null,null,254182.19413665662,0,1,0]
[872.48,0,18750,1530,22682.48,20312.118438350597,2370.3615616494026,0,20312.118438350597,null,null,null,null,256061.33734800442,0,1,0]
[872.48,0,18750,1780,23182.48,20409.447743370161,2773.0322566298382,0,20409.447743370161,null,null,null,null,258805.27601065641,0,1,0]
[872.48,0,18750,1670,22962.48,19978.71274891587,2983.7672510841294,0,19978.71274891587,null,null,null,null,261546.47073464576,0,1,0]
[872.48,0,18750,2080,23782.48,20139.25866535971,3643.2213346402896,0,20139.25866535971,null,null,null,null,264284.92426391109,0,1,309.88800130698883]
[872.48,0,18750,2360,24342.48,20553.157427223654,3789.3225727763456,0,20553.157427223654,null,null,null,null,267020.6393396472,0,1,455.98923944301259]
[872.48,0,18750,2280,24182.48,20820.375258716027,3362.1047412839725,0,20820.375258716027,null,null,null,null,269753.61870030756,0,1,28.771407950639514]
[872.48,0,18750,1990,23602.48,20276.103151439609,3326.3768485603905,0,20276.103151439609,null,null,null,null,272483.86508160725,0,1,-6.956484772942531]
[872.48,0,18750,1610,22842.48,20211.848999624945,2630.631000375055,0,20211.848999624945,null,null,null,null,274578.94911686319,0,1,0]
[872.48,0,18750,2110,23842.48,20764.971257320722,3077.5087426792779,0,20764.971257320722,null,null,null,null,277304.37016774633,0,1,0]
[872.48,0,18750,2450,24522.48,21830.082683569803,2692.397316430197,0,21830.082683569803,null,null,null,null,279450.22338236577,0,1,0]
[872.48,0,18750,2430,24482.48,22993.859914840981,1488.6200851590183,0,22993.859914840981,null,null,null,null,280510.53123562649,0,1,0]
[872.48,0,18750,2490,24602.48,21522.805948176137,3079.6740518238621,0,21522.805948176137,null,null,null,null,283230.02070439089,0,1,0]
[872.48,0,18750,2490,24602.48,19561.36541194631,5041.1145880536897,0,19561.36541194631,null,null,null,null,285946.7906836865,0,1,1707.7812547203566]
[872.48,0,18750,2260,24142.48,20124.335410540843,4018.1445894591561,0,20124.335410540843,null,null,null,null,288660.84389300284,0,1,684.81125612582309]
[872.48,0,18750,2540,24702.48,20623.44165146245,4079.0383485375496,0,20623.44165146245,null,null,null,null,291372.18304910982,0,1,745.70501520421658]
[872.48,0,18750,2580,24782.48,21751.760946796057,3030.7190532039422,0,21751.760946796057,null,null,null,null,294080.81086606072,0,1,0]
[872.48,0,18750,2540,24702.48,22099.366914785151,2603.113085214849,0,22099.366914785151,null,null,null,null,296129.53183188802,0,1,0]
[872.48,0,18750,2490,24602.48,20327.068705762784,4275.4112942372158,0,20327.068705762784,null,null,null,null,298833.40230005613,0,1,942.07796090388274]
[872.48,0,18750,2140,23902.48,20295.633324143313,3606.8466758566865,0,20295.633324143313,null,null,null,null,301534.56889775605,0,1,273.51334252335346]
[872.48,0,18750,2700,25022.48,19882.267289301173,5140.2127106988264,0,19882.267289301173,null,null,null,null,304233.03432885831,0,1,1806.8793773654934]
[872.48,0,18750,2240,24102.48,19446.391904870779,4656.0880951292202,0,19446.391904870779,null,null,null,null,306928.80129452946,0,1,1322.7547617958871]
[872.48,0,18750,2140,23902.48,20090.360768419749,3812.1192315802509,0,20090.360768419749,null,null,null,null,309621.87249323493,0,1,478.7858982469179]
[872.48,0,18750,2210,24042.48,20312.320931386741,3730.1590686132586,0,20312.320931386741,null,null,null,null,312312.25062074169,0,1,396.82573527992554]
[872.48,0,18750,2330,24282.48,20430.469006601492,3852.0109933985077,0,20430.469006601492,null,null,null,null,314999.93837012094,0,1,518.67766006517468]
[872.48,0,18750,2110,23842.48,20919.308203010234,2923.1717969897654,0,20919.308203010234,null,null,null,null,317684.93843175081,0,1,0]
[872.48,0,18750,1680,22982.48,21075.258237842219,1907.2217621577802,0,21075.258237842219,null,null,null,null,319083.75307926105,0,1,0]
[872.48,0,18750,1700,23022.48,21352.133537300844,1670.3464626991554,0,21352.133537300844,null,null,null,null,320267.98114261107,0,1,0]
[872.48,0,18750,560,20742.48,20611.517806057578,130.96219394242144,0,20611.517806057578,null,null,null,null,320065.5791360166,0,1,0]
[872.48,0,18750,90,19802.48,20348.483641695282,-546.00364169528257,546.00364169528257,20348.483641695282,null,null,null,null,319144.90955101576,0,1,0]
[872.48,0,18750,200,20022.48,21076.264403579524,-1053.7844035795242,1053.7844035795242,21076.264403579524,null,null,null,null,317666.60179752728,0,1,0]
[872.48,0,18750,130,19882.48,21415.295162652845,-1532.8151626528452,1532.8151626528452,21415.295162652845,null,null,null,null,315662.83851681167,0,1,0]
[872.48,0,18750,60,19742.48,21333.699664040541,-1591.2196640405418,1591.2196640405418,21333.699664040541,null,null,null,null,313596.83404785028,0,1,0]
[872.48,0,18750,20,19662.48,21272.469379915092,-1609.9893799150923,1609.9893799150923,21272.469379915092,null,null,null,null,311512.24889589578,0,1,0]
[872.48,0,{"$f":"M$15","v":18750},50,19722.48,20835.949371533083,-1113.4693715330832,1113.4693715330832,20835.949371533083,null,null,null,null,309975.9203383135,0,1,0]
[872.48,0,18750,420,20462.48,20803.785186291894,-341.30518629189464,341.30518629189464,20803.785186291894,null,null,null,null,309290.50871305412,0,1,0]
[872.48,0,18750,500,20622.48,20372.518828326702,249.96117167329794,0,20372.518828326702,null,null,null,null,309206.18325884704,0,1,0]
[872.48,0,18750,280,20182.48,21155.208661244844,-972.72866124484426,972.72866124484426,21155.208661244844,null,null,null,null,307826.97554821888,0,1,0]
[872.48,0,18750,490,20602.48,19337.19163756011,1265.2883624398892,0,19337.19163756011,null,null,null,null,308657.90809886652,0,1,0]
[872.48,0,18750,690,21002.48,20862.889310251125,139.59068974887487,0,20862.889310251125,null,null,null,null,308474.88181154162,0,1,0]
[872.48,0,18750,120,19862.48,21061.681838119246,-1199.2018381192465,1199.2018381192465,21061.681838119246,null,null,null,null,306847.28490779892,0,1,0]
[872.48,0,18750,460,20542.48,20100.767223853589,441.71277614641076,0,20100.767223853589,null,null,null,null,306937.97912142286,0,1,0]
[872.48,0,18750,210,20042.48,19704.178450847474,338.30154915252569,0,19704.178450847474,null,null,null,null,306935.51253653871,0,1,0]
[872.48,0,18750,200,20022.48,20900.589638945268,-878.10963894526867,878.10963894526867,20900.589638945268,null,null,null,null,305662.65642116236,0,1,0]
[{"$f":"M$13","v":872.48},{"$f":"M$14","v":0},{"$f":"M$15","v":18750},470,{"$f":"A836+C836+((D836/2)*M$12)","v":20562.48},{"$f":"I836*1","v":20608.512881267256},{"$f":"E836-F836","v":-46.032881267256016},{"$f":"IF(G836<0,ABS(G836),0)","v":46.032881267256016},20608.512881267256,null,null,null,null,305306.35759534722,0,{"$f":"IF(O836>0,0,1)","v":1},0]
[872.48,0,18750,760,21142.48,21031.511581849241,110.96841815075823,0,21031.511581849241,null,null,null,null,305100.92281408753,0,1,0]
[872.48,0,18750,830,21282.48,21029.939116668535,252.54088333146501,0,21029.939116668535,null,null,null,null,305023.10868627176,0,1,0]
[872.48,0,18750,2260,24142.48,20893.898308860887,3248.5816911391121,0,20893.898308860887,null,null,null,null,307718.0855775855,0,1,0]
[872.48,0,18750,1750,23122.48,20812.718948130456,2309.7610518695437,0,20812.718948130456,null,null,null,null,309489.15243869048,0,1,0]
[872.48,0,18750,2080,23782.48,20614.872708563555,3167.6072914364449,0,20614.872708563555,null,null,null,null,312179.66328625177,0,1,0]
[872.48,0,18750,2260,24142.48,20885.053166798167,3257.4268332018328,0,20885.053166798167,null,null,null,null,314867.48362296552,0,1,0]
[872.48,0,18750,2420,24462.48,21331.339608329665,3131.1403916703348,0,21331.339608329665,null,null,null,null,317552.61613934254,0,1,0]
[872.48,0,18750,2470,24562.48,21000.952672376865,3561.5273276231346,0,21000.952672376865,null,null,null,null,320235.06352320319,0,1,228.19399428980159]
[872.48,0,18750,2390,24402.48,21163.766140353269,3238.7138596467303,0,21163.766140353269,null,null,null,null,322914.82845967996,0,1,0]
[872.48,0,18750,1930,23482.48,21169.482417512318,2312.9975824876819,0,21169.482417512318,null,null,null,null,324673.61145545921,0,1,0]
[872.48,0,18750,1960,23542.48,20252.949283750393,3289.5307162496065,0,20252.949283750393,null,null,null,null,327348.93784400373,0,1,0]
[872.48,0,18750,1470,22562.48,20639.950449513075,1922.5295504869246,0,20639.950449513075,null,null,null,null,328751.86550159799,0,1,0]
[872.48,0,18750,1300,22222.48,21066.745432825192,1155.734567174808,0,21066.745432825192,null,null,null,null,329463.27474655374,0,1,0]
[872.48,0,18750,1630,22882.48,19243.866728077588,3638.6132719224115,0,19243.866728077588,null,null,null,null,332133.81147180719,0,1,305.27993858907848]
[872.48,0,18750,1610,22842.48,21129.225962078475,1713.2540379215243,0,21129.225962078475,null,null,null,null,333343.60629446473,0,1,0]
[872.48,0,18750,940,21502.48,20976.437552598494,526.04244740150534,0,20976.437552598494,null,null,null,null,333483.70089083159,0,1,0]
[872.48,0,18750,1410,22442.48,20641.280494081773,1801.1995059182264,0,20641.280494081773,null,null,null,null,334771.29674526717,0,1,0]
[872.48,0,18750,1080,21782.48,20437.453046994415,1345.0269530055848,0,20437.453046994415,null,null,null,null,335647.04970622691,0,1,0]
[872.48,0,18750,1030,21682.48,20666.195597146889,1016.2844028531108,0,20666.195597146889,null,null,null,null,336226.05861908844,0,1,0]
[872.48,0,18750,980,21582.48,20959.362304685113,623.11769531488608,0,20959.362304685113,null,null,null,null,336450.63848625275,0,1,0]
[872.48,0,18750,1890,23402.48,20820.324028911222,2582.1559710887777,0,20820.324028911222,null,null,null,null,338438.12822174642,0,1,0]
[872.48,0,18750,1630,22882.48,20644.21182973724,2238.2681702627597,0,20644.21182973724,null,null,null,null,340114.1314467612,0,1,0]
[872.48,0,18750,1300,22222.48,19875.535803226354,2346.9441967736457,0,19875.535803226354,null,null,null,null,341886.26709241071,0,1,0]
[872.48,0,18750,810,21242.48,20157.778832492328,1084.7011675076719,0,20157.778832492328,null,null,null,null,342520.61187607516,0,1,0]
[872.48,0,18750,190,20002.48,21147.972294948398,-1145.4922949483989,1145.4922949483989,21147.972294948398,null,null,null,null,340918.04973975581,0,1,0]
[872.48,0,18750,40,19702.48,21299.152051226021,-1596.6720512260217,1596.6720512260217,21299.152051226021,null,null,null,null,338820.79243366746,0,1,0]
[872.48,0,18750,0,19622.48,21332.480854847734,-1710.0008548477344,1710.0008548477344,21332.480854847734,null,null,null,null,336600.97070090129,0,1,0]
[872.48,0,18750,0,19622.48,20981.281303294876,-1358.8013032948766,1358.8013032948766,20981.281303294876,null,null,null,null,334769.68829657603,0,1,0]
[872.48,0,18750,10,19642.48,20786.341218323108,-1143.8612183231089,1143.8612183231089,20786.341218323108,null,null,null,null,333176.67126812402,0,1,0]
[872.48,0,18750,230,20082.48,20688.128196033682,-605.64819603368232,605.64819603368232,20688.128196033682,null,null,null,null,332177.28158121882,0,1,0]
[872.48,0,18750,460,20542.48,20847.807946740224,-305.32794674022443,305.32794674022443,20847.807946740224,null,null,null,null,331509.24355822336,0,1,0]
[872.48,0,18750,990,21602.48,20876.835704403005,725.6442955969942,0,20876.835704403005,null,null,null,null,331830.81418070244,0,1,0]
[872.48,0,18750,510,20642.48,20954.564925856259,-312.08492585625936,312.08492585625936,20954.564925856259,null,null,null,null,331155.68994807982,0,1,0]
[872.48,0,18750,390,20402.48,21723.281970470642,-1320.8019704706421,1320.8019704706421,21723.281970470642,null,null,null,null,329371.65209061402,0,1,0]
[872.48,0,18750,640,20902.48,21339.15605819242,-436.6760581924209,436.6760581924209,21339.15605819242,null,null,null,null,328561.93677451171,0,1,0]
[872.48,0,18750,1000,21622.48,21141.674815839979,480.80518416002087,0,21141.674815839979,null,null,null,null,328666.09950348118,0,1,0]
[872.48,0,18750,1490,22602.48,20879.640645906591,1722.8393540934085,0,20879.640645906591,null,null,null,null,329887.98882266181,0,1,0]
[872.48,0,18750,2250,24122.48,21957.027442632967,2165.4525573670326,0,21957.027442632967,null,null,null,null,331507.00813546946,0,1,0]
[872.48,0,18750,2400,24422.48,22061.265350715104,2361.2146492848951,0,22061.265350715104,null,null,null,null,333300.59431169037,0,1,0]
[872.48,0,18750,2160,23942.48,21932.502072155672,2009.9779278443275,0,21932.502072155672,null,null,null,null,334776.27385243861,0,1,0]
[872.48,0,18750,710,21042.48,22111.656937069496,-1069.1769370694965,1069.1769370694965,22111.656937069496,null,null,null,null,333265.40294780972,0,1,0]
[872.48,0,18750,990,21602.48,24139.461848059,-2536.9818480590002,2536.9818480590002,24139.461848059,null,null,null,null,330141.45751199702,0,1,0]
[872.48,0,18750,1660,22942.48,21502.335747617002,1440.1442523829974,0,21502.335747617002,null,null,null,null,331107.44588162971,0,1,0]
[872.48,0,18750,1770,23162.48,21944.030870206298,1218.449129793702,0,21944.030870206298,null,null,null,null,331872.9426525624,0,1,0]
[872.48,0,18750,1210,22042.48,22017.955133442705,24.524866557294445,0,22017.955133442705,null,null,null,null,331563.14208981139,0,1,0]
[872.48,0,18750,890,21402.48,21722.890952367146,-320.41095236714682,320.41095236714682,21722.890952367146,null,null,null,null,330879.12690011773,0,1,0]
[872.48,0,18750,480,20582.48,21771.941320058897,-1189.4613200588974,1189.4613200588974,21771.941320058897,null,null,null,null,329239.84032115282,0,1,0]
[872.48,0,18750,390,20402.48,21843.523974656571,-1441.0439746565717,1441.0439746565717,21843.523974656571,null,null,null,null,327325.45210870949,0,1,0]
[872.48,0,18750,70,19762.48,21132.667203025463,-1370.1872030254635,1370.1872030254635,21132.667203025463,null,null,null,null,325490.9207332728,0,1,0]
[872.48,0,18750,100,19822.48,20196.369960662865,-373.88996066286563,373.88996066286563,20196.369960662865,null,null,null,null,324754.15085581038,0,1,0]
[872.48,0,18750,330,20282.48,20309.986293583548,-27.50629358354854,27.50629358354854,20309.986293583548,null,null,null,null,324399.13978201267,0,1,0]
[872.48,0,18750,160,19942.48,21791.20601086356,-1848.7260108635601,1848.7260108635601,21791.20601086356,null,null,null,null,322041.14203028072,0,1,0]
[872.48,0,18750,0,19622.48,22696.535388459532,-3074.055388459532,3074.055388459532,22696.535388459532,null,null,null,null,318337.63996094494,0,1,0]
[872.48,0,18750,0,19622.48,21752.93228802261,-2130.4522880226104,2130.4522880226104,21752.93228802261,null,null,null,null,315675.80480415915,0,1,0]
[872.48,0,18750,0,19622.48,21128.362189097745,-1505.8821890977451,1505.8821890977451,21128.362189097745,null,null,null,null,313703.65859134751,0,1,0]
[872.48,0,18750,0,19622.48,21327.552118079067,-1705.0721180790679,1705.0721180790679,21327.552118079067,null,null,null,null,311514.37560286914,0,1,0]
[872.48,0,18750,0,19622.48,21282.506903592213,-1660.0269035922138,1660.0269035922138,21282.506903592213,null,null,null,null,309376.83163331484,0,1,0]
[872.48,0,18750,0,19622.48,21561.788452354453,-1939.308452354453,1939.308452354453,21561.788452354453,null,null,null,null,306934.21550409158,0,1,0]
[872.48,0,18750,0,19622.48,21570.366210017237,-1947.8862100172373,1947.8862100172373,21570.366210017237,null,null,null,null,304484.60645756853,0,1,0]
[872.48,0,18750,0,19622.48,21057.642950931229,-1435.1629509312297,1435.1629509312297,21057.642950931229,null,null,null,null,302601.4426050866,0,1,0]
[872.48,0,18750,0,19622.48,20884.1781305861,-1261.6981305861009,1261.6981305861009,20884.1781305861,null,null,null,null,300910.97321883682,0,1,0]
[872.48,0,18750,0,19622.48,21157.589924476179,-1535.109924476179,1535.109924476179,21157.589924476179,null,null,null,null,298921.44132869417,0,1,0]
[872.48,0,18750,0,19622.48,20523.333453683776,-900.85345368377602,900.85345368377602,20523.333453683776,null,null,null,null,297631.58108831331,0,1,0]
[{"$f":"M$13","v":872.48},{"$f":"M$14","v":0},{"$f":"M$15","v":18750},10,{"$f":"A900+C900+((D900/2)*M$12)","v":19642.48},{"$f":"I900*1","v":21143.836090213485},{"$f":"E900-F900","v":-1501.356090213485},{"$f":"IF(G900<0,ABS(G900),0)","v":1501.356090213485},21143.836090213485,null,null,null,null,295682.4578079902,0,{"$f":"IF(O900>0,0,1)","v":1},0]
[872.48,0,18750,80,19782.48,22357.347189173881,-2574.8671891738813,2574.8671891738813,22357.347189173881,null,null,null,null,292554.42144209094,0,1,0]
[872.48,0,18750,80,19782.48,22113.174477459877,-2330.6944774598778,2330.6944774598778,22113.174477459877,null,null,null,null,289698.10309544299,0,1,0]
[872.48,0,18750,370,20362.48,19985.780590246472,376.69940975352802,0,19985.780590246472,null,null,null,null,289747.4344611257,0,1,0]
[872.48,0,18750,600,20822.48,20453.49823232189,368.98176767810946,0,20453.49823232189,null,null,null,null,289789.77061757486,0,1,0]
[872.48,0,18750,770,21162.48,21071.85812371107,90.621876288929343,0,21071.85812371107,null,null,null,null,289581.54053561733,0,1,0]
[872.48,0,18750,620,20862.48,21087.64564041164,-225.1656404116402,225.1656404116402,21087.64564041164,null,null,null,null,289044.27679062891,0,1,0]
[872.48,0,18750,410,20442.48,21387.077555409414,-944.59755540941478,944.59755540941478,21387.077555409414,null,null,null,null,287716.17520288791,0,1,0]
[872.48,0,18750,130,19882.48,21126.737247594159,-1244.2572475941597,1244.2572475941597,21126.737247594159,null,null,null,null,286059.77605533146,0,1,0]
[872.48,0,18750,390,20402.48,21326.643392452577,-924.16339245257768,924.16339245257768,21326.643392452577,null,null,null,null,284757.13654757827,0,1,0]
[872.48,0,18750,600,20822.48,20922.768431424807,-100.28843142480764,100.28843142480764,20922.768431424807,null,null,null,null,284362.06213646341,0,1,0]
[872.48,0,18750,800,21222.48,21058.384242017997,164.0957579820024,0,21058.384242017997,null,null,null,null,284225.38625651074,0,1,0]
[872.48,0,18750,1310,22242.48,20141.971108256068,2100.5088917439316,0,20141.971108256068,null,null,null,null,285831.61887282378,0,1,0]
[872.48,0,18750,1510,22642.48,20474.605634739037,2167.8743652609628,0,20474.605634739037,null,null,null,null,287496.8741826858,0,1,0]
[872.48,0,18750,2050,23722.48,20739.483583224242,2982.9964167757571,0,20739.483583224242,null,null,null,null,290209.37730850314,0,1,0]
[872.48,0,18750,2430,24482.48,20998.360101345505,3484.119898654495,0,20998.360101345505,null,null,null,null,292919.16793119465,0,1,150.78656532116202]
[872.48,0,18750,2380,24382.48,21161.908599962888,3220.5714000371117,0,21161.908599962888,null,null,null,null,295626.24876326346,0,1,0]
[872.48,0,18750,2430,24482.48,20915.624597162114,3566.8554028378858,0,20915.624597162114,null,null,null,null,298330.62251450017,0,1,233.52206950455275]
[872.48,0,18750,2120,23862.48,20668.283104110746,3194.1968958892539,0,20668.283104110746,null,null,null,null,301032.29189198569,0,1,0]
[872.48,0,18750,1090,21802.48,21055.122995499925,747.35700450007425,0,21055.122995499925,null,null,null,null,301403.88090414379,0,1,0]
[872.48,0,18750,1410,22442.48,20669.149381269795,1773.3306187302042,0,20669.149381269795,null,null,null,null,302698.47458009684,0,1,0]
[872.48,0,18750,990,21602.48,20994.998815829826,607.48118417017395,0,20994.998815829826,null,null,null,null,302942.50917126995,0,1,0]
[872.48,0,18750,860,21342.48,21203.892684924504,138.58731507549601,0,21203.892684924504,null,null,null,null,302764.29524566664,0,1,0]
[872.48,0,18750,1170,21962.48,20639.451707173321,1323.0282928266788,0,20639.451707173321,null,null,null,null,303652.25641396496,0,1,0]
[872.48,0,18750,1560,22742.48,20091.233328308936,2651.246671691064,0,20091.233328308936,null,null,null,null,305734.72616207297,0,1,0]
[872.48,0,18750,1770,23162.48,19326.541236340316,3835.9387636596839,0,19326.541236340316,null,null,null,null,308428.99143591092,0,1,502.60543032635087]
[872.48,0,18750,2030,23682.48,21473.435636195256,2209.0443638047436,0,21473.435636195256,null,null,null,null,310108.70237189927,0,1,0]
[872.48,0,18750,2500,24622.48,20727.952208672687,3894.527791327313,0,20727.952208672687,null,null,null,null,312798.59366952738,0,1,561.19445799398]
[872.48,0,18750,1920,23462.48,21496.256456550534,1966.2235434494651,0,21496.256456550534,null,null,null,null,314255.39626496233,0,1,0]
[872.48,0,18750,2160,23942.48,21136.821098570112,2805.6589014298879,0,21136.821098570112,null,null,null,null,316941.14086869737,0,1,0]
[872.48,0,18750,1720,23062.48,21645.787729518579,1416.6922704814206,0,21645.787729518579,null,null,null,null,317899.22277126194,0,1,0]
[872.48,0,18750,1590,22802.48,20700.504567901218,2101.9754320987813,0,20700.504567901218,null,null,null,null,319473.10143737955,0,1,0]
[872.48,0,18750,1250,22122.48,20237.129384029962,1885.3506159700373,0,20237.129384029962,null,null,null,null,320850.44389031519,0,1,0]
[872.48,0,18750,840,21302.48,20545.36986454892,757.11013545107926,0,20545.36986454892,null,null,null,null,321210.99256833084,0,1,0]
[872.48,0,18750,990,21602.48,20102.719655607772,1499.7603443922271,0,20102.719655607772,null,null,null,null,322239.56588571548,0,1,0]
[872.48,0,18750,2290,24202.48,20535.981055356122,3666.4989446438776,0,20535.981055356122,null,null,null,null,324917.32631982974,0,1,333.16561131054459]
[872.48,0,18750,1850,23322.48,19930.263477322831,3392.2165226771685,0,19930.263477322831,null,null,null,null,327592.40899350989,0,1,58.883189343835511]
[872.48,0,18750,2240,24102.48,19346.590012106593,4755.8899878934062,0,19346.590012106593,null,null,null,null,330264.81658451637,0,1,1422.5566545600732]
[872.48,0,18750,2400,24422.48,20165.50254976219,4256.9774502378095,0,20165.50254976219,null,null,null,null,332934.55176793184,0,1,923.6441169044765]
[872.48,0,18750,2090,23802.48,19649.6782224329,4152.8017775670996,0,19649.6782224329,null,null,null,null,335601.6172161639,0,1,819.4684442337666]
[872.48,0,18750,2530,24682.48,20178.808921629723,4503.6710783702765,0,20178.808921629723,null,null,null,null,338266.01559894771,0,1,1170.3377450369435]
[872.48,0,18750,2590,24802.48,20216.9102517141,4585.5697482858995,0,20216.9102517141,null,null,null,null,340927.74958334875,0,1,1252.2364149525665]
[872.48,0,18750,2400,24422.48,20270.206868709469,4152.2731312905307,0,20270.206868709469,null,null,null,null,343586.82183376543,0,1,818.9397979571977]
[872.48,0,18750,1660,22942.48,19775.216353358526,3167.2636466414733,0,19775.216353358526,null,null,null,null,346243.23501193168,0,1,0]
[872.48,0,18750,1570,22762.48,19737.728673690963,3024.7513263090368,0,19737.728673690963,null,null,null,null,348896.99177691975,0,1,0]
[872.48,0,18750,2130,23882.48,20725.2097712459,3157.2702287540997,0,20725.2097712459,null,null,null,null,351548.09478514281,0,1,0]
[872.48,0,18750,1670,22962.48,20359.237425818188,2603.2425741818115,0,20359.237425818188,null,null,null,null,353539.46500712133,0,1,0]
[872.48,0,18750,1830,23282.48,20489.656936967978,2792.8230630320213,0,20489.656936967978,null,null,null,null,356185.92554211419,0,1,0]
[872.48,0,18750,650,20922.48,20302.260741969778,620.21925803022168,0,20302.260741969778,null,null,null,null,356387.9369487993,0,1,0]
[872.48,0,18750,1600,22822.48,19877.630778156461,2944.8492218435385,0,19877.630778156461,null,null,null,null,359031.5490118505,0,1,0]
[872.48,0,18750,2330,24282.48,19496.212094287741,4786.2679057122587,0,19496.212094287741,null,null,null,null,361672.51746283867,0,1,1452.9345723789256]
[872.48,0,18750,2220,24062.48,19082.177094262366,4980.3029057376334,0,19082.177094262366,null,null,null,null,364310.84494537581,0,1,1646.9695724043004]
[872.48,0,18750,2620,24862.48,20315.05088681804,4547.4291131819591,0,20315.05088681804,null,null,null,null,366946.53410043044,0,1,1214.0957798486261]
[872.48,0,18750,2350,24322.48,20917.437095769343,3405.0429042306569,0,20917.437095769343,null,null,null,null,369579.58756632998,0,1,71.709570897323829]
[872.48,0,18750,2620,24862.48,21029.021459285323,3833.4585407146769,0,21029.021459285323,null,null,null,null,372210.00797876366,0,1,500.1252073813439]
[872.48,0,18750,2240,24102.48,22068.309329826068,2034.1706701739313,0,22068.309329826068,null,null,null,null,373668.55157394143,0,1,0]
[872.48,0,18750,2340,24302.48,22712.616913430444,1589.8630865695559,0,22712.616913430444,null,null,null,null,374725.7598002801,0,1,0]
[872.48,0,18750,2320,24262.48,21658.451736484978,2604.0282635150215,0,21658.451736484978,null,null,null,null,376694.65947764332,0,1,0]
[872.48,0,18750,2590,24802.48,21106.418276839828,3696.0617231601718,0,21106.418276839828,null,null,null,null,379317.9648181657,0,1,362.72838982683879]
[872.48,0,18750,2090,23802.48,20836.351558159426,2966.1284418405739,0,20836.351558159426,null,null,null,null,381938.64685334754,0,1,0]
[872.48,0,18750,2610,24842.48,20708.07756374067,4134.40243625933,0,20708.07756374067,null,null,null,null,384556.70820649422,0,1,801.06910292599696]
[872.48,0,18750,2140,23902.48,21642.73528105114,2259.7447189488594,0,21642.73528105114,null,null,null,null,386205.92174534174,0,1,0]
[872.48,0,18750,2470,24562.48,21587.363822831754,2975.1161771682455,0,21587.363822831754,null,null,null,null,388819.7158235964,0,1,0]
[872.48,0,18750,1960,23542.48,21578.074885503946,1964.405114496054,0,21578.074885503946,null,null,null,null,390198.86071081925,0,1,0]
[{"$f":"M$13","v":872.48},{"$f":"M$14","v":0},{"$f":"M$15","v":18750},2620,{"$f":"A964+C964+((D964/2)*M$12)","v":24862.48},{"$f":"I964*1","v":19657.57931296053},{"$f":"E964-F964","v":5204.9006870394696},{"$f":"IF(G964<0,ABS(G964),0)","v":0},19657.57931296053,null,null,null,null,392808.66185010842,0,{"$f":"IF(O964>0,0,1)","v":1},1871.5673537061366]
[872.48,0,18750,1840,23302.48,20056.881803236505,3245.5981967634943,0,20056.881803236505,null,null,null,null,395415.8531882583,0,1,0]
[872.48,0,18750,2470,24562.48,19574.42261796994,4988.0573820300597,0,19574.42261796994,null,null,null,null,398020.43733507005,0,1,1654.7240486967266]
[872.48,0,18750,1930,23482.48,19761.443737758465,3721.0362622415341,0,19761.443737758465,null,null,null,null,400622.41689773498,0,1,387.7029289082011]
[872.48,0,18750,1460,22542.48,19700.93717647397,2841.5428235260297,0,19700.93717647397,null,null,null,null,403221.79448083724,0,1,0]
[872.48,0,18750,600,20822.48,19557.126279528929,1265.3537204710701,0,19557.126279528929,null,null,null,null,403957.39103478036,0,1,0]
[872.48,0,18750,420,20462.48,19628.711800425583,833.76819957441694,0,19628.711800425583,null,null,null,null,404303.82502336259,0,1,0]
[872.48,0,18750,500,20622.48,19820.716754476802,801.76324552319784,0,19820.716754476802,null,null,null,null,404621.10811931011,0,1,0]
[872.48,0,18750,1100,21822.48,20018.817935547289,1803.6620644527102,0,20018.817935547289,null,null,null,null,405839.78286919824,0,1,0]
[872.48,0,18750,620,20862.48,19895.624707127638,966.85529287236204,0,19895.624707127638,null,null,null,null,406304.11284991418,0,1,0]
[872.48,0,18750,1150,21922.48,20360.217403533843,1562.2625964661565,0,20360.217403533843,null,null,null,null,407303.84507388377,0,1,0]
[872.48,0,18750,620,20862.48,19808.594083165874,1053.885916834126,0,19808.594083165874,null,null,null,null,407845.03855396056,0,1,0]
[872.48,0,18750,640,20902.48,19120.074846354059,1782.405153645941,0,19120.074846354059,null,null,null,null,409041.35815368796,0,1,0]
[872.48,0,18750,430,20482.48,18993.034021833155,1489.4459781668447,0,18993.034021833155,null,null,null,null,409972.81817588443,0,1,0]
[872.48,0,18750,670,20962.48,19765.171417426027,1197.3085825739727,0,19765.171417426027,null,null,null,null,410640.42308202508,0,1,0]
[872.48,0,18750,730,21082.48,20077.243417446331,1005.236582553669,0,20077.243417446331,null,null,null,null,411134.49558324134,0,1,0]
[872.48,0,18750,510,20642.48,20087.927028865539,554.55297113446068,0,20087.927028865539,null,null,null,null,411222.45876167913,0,1,0]
[872.48,0,18750,10,19642.48,19803.409058095978,-160.92905809597869,160.92905809597869,19803.409058095978,null,null,null,null,410634.21433901187,0,1,0]
[872.48,0,18750,220,20062.48,19593.04663607851,469.43336392148922,0,19593.04663607851,null,null,null,null,410646.07015220221,0,1,0]
[872.48,0,18750,130,19882.48,19895.870928575816,-13.390928575816361,13.390928575816361,19895.870928575816,null,null,null,null,410220.6940606166,0,1,0]
[872.48,0,18750,370,20362.48,19987.581435544751,374.89856445524856,0,19987.581435544751,null,null,null,null,410147.88207456574,0,1,0]
[872.48,0,18750,530,20682.48,20194.626411880323,487.85358811967671,0,20194.626411880323,null,null,null,null,410176.80242179887,0,1,0]
[872.48,0,18750,750,21122.48,19867.113143057599,1255.3668569424008,0,19867.113143057599,null,null,null,null,410896.45579062524,0,1,0]
[872.48,0,18750,620,20862.48,19733.671060876448,1128.8089391235517,0,19733.671060876448,null,null,null,null,411501.48738004582,0,1,0]
[872.48,0,18750,580,20782.48,20482.779374293244,299.70062570675509,0,20482.779374293244,null,null,null,null,411359.71645580186,0,1,0]
[872.48,0,18750,470,20562.48,20659.865580433623,-97.385580433623545,97.385580433623545,20659.865580433623,null,null,null,null,410841.23260086909,0,1,0]
[872.48,0,18750,830,21282.48,19108.022331033568,2174.4576689664318,0,19108.022331033568,null,null,null,null,412387.40327033802,0,1,0]
[872.48,0,18750,1640,22902.48,19745.897427172891,3156.5825728271084,0,19745.897427172891,null,null,null,null,414975.01586706768,0,1,0]
[872.48,0,18750,1660,22942.48,19333.293751660804,3609.186248339196,0,19333.293751660804,null,null,null,null,417560.04085120058,0,1,275.852915005863]
[872.48,0,18750,750,21122.48,19246.01698981717,1876.4630101828297,0,19246.01698981717,null,null,null,null,418831.29751951393,0,1,0]
[872.48,0,18750,640,20902.48,18804.439229343465,2098.0407706565347,0,18804.439229343465,null,null,null,null,420300.70291558531,0,1,0]
[872.48,0,18750,0,19622.48,18922.098551076284,700.38144892371565,0,18922.098551076284,null,null,null,null,420510.74551670108,0,1,0]
[872.48,0,18750,0,19622.48,19203.637946638704,418.84205336129526,0,19203.637946638704,null,null,null,null,420467.19261920953,0,1,0]
[872.48,0,18750,0,19622.48,19360.768799015044,261.71120098495521,0,19360.768799015044,null,null,null,null,420282.26550747675,0,1,0]
[872.48,0,18750,2320,24262.48,19288.542182019675,4973.9378179803243,0,19288.542182019675,null,null,null,null,422861.98324196925,0,1,1640.6044846469913]
[872.48,0,18750,2090,23802.48,18218.753338045652,5583.7266619543479,0,18218.753338045652,null,null,null,null,425439.12125872727,0,1,2250.3933286210149]
[872.48,0,18750,1900,23422.48,20076.74820853056,3345.7317914694395,0,20076.74820853056,null,null,null,null,428013.68213746854,0,1,12.398458136106456]
[872.48,0,18750,2130,23882.48,19892.010822725159,3990.4691772748411,0,19892.010822725159,null,null,null,null,430585.66845533106,0,1,657.13584394150803]
[872.48,0,18750,2410,24442.48,19191.316532988018,5251.163467011982,0,19191.316532988018,null,null,null,null,433155.08278687572,0,1,1917.830133678649]
[872.48,0,18750,2290,24202.48,18639.122094236984,5563.3579057630159,0,18639.122094236984,null,null,null,null,435721.92770408886,0,1,2230.0245724296828]
[872.48,0,18750,1760,23142.48,19471.72966810465,3670.7503318953495,0,19471.72966810465,null,null,null,null,438286.20577638474,0,1,337.41699856201649]
[872.48,0,18750,1900,23422.48,19524.897420196347,3897.5825798036531,0,19524.897420196347,null,null,null,null,440847.91957060836,0,1,564.24924647032003]
[872.48,0,18750,2440,24502.48,19445.211871444255,5057.2681285557446,0,19445.211871444255,null,null,null,null,443407.07165103772,0,1,1723.9347952224116]
[872.48,0,18750,2670,24962.48,19436.286779521317,5526.1932204786826,0,19436.286779521317,null,null,null,null,445963.66457938671,0,1,2192.8598871453496]
[872.48,0,18750,2250,24122.48,19418.250435509221,4704.229564490779,0,19418.250435509221,null,null,null,null,448517.70091480733,0,1,1370.896231157446]
[872.48,0,18750,2670,24962.48,20025.617929976201,4936.8620700237989,0,20025.617929976201,null,null,null,null,451069.18321389251,0,1,1603.5287366904658]
[872.48,0,18750,2320,24262.48,19955.180038607326,4307.2999613926731,0,19955.180038607326,null,null,null,null,453618.11403067864,0,1,973.96662805934011]
[872.48,0,18750,2190,24002.48,20439.070342256957,3563.4096577430428,0,20439.070342256957,null,null,null,null,456164.49591664795,0,1,230.07632440970974]
[872.48,0,18750,2650,24922.48,20000.803967578504,4921.6760324214956,0,20000.803967578504,null,null,null,null,458708.33142073132,0,1,1588.3426990881626]
[872.48,0,18750,2460,24542.48,19397.477808766987,5145.0021912330121,0,19397.477808766987,null,null,null,null,461249.6230893106,0,1,1811.6688578996791]
[872.48,0,18750,2330,24282.48,19574.852656967549,4707.6273430324509,0,19574.852656967549,null,null,null,null,463788.37346622127,0,1,1374.2940096991179]
[872.48,0,18750,2510,24642.48,19435.834275343001,5206.6457246569989,0,19435.834275343001,null,null,null,null,466324.58509275503,0,1,1873.3123913236659]
[872.48,0,18750,2250,24122.48,18427.280612327788,5695.1993876722117,0,18427.280612327788,null,null,null,null,468858.26050766226,0,1,2361.8660543388787]
[872.48,0,18750,1700,23022.48,19161.347640228909,3861.1323597710907,0,19161.347640228909,null,null,null,null,471389.40224715462,0,1,527.79902643775768]
[872.48,0,18750,890,21402.48,18815.349324051946,2587.130675948054,0,18815.349324051946,null,null,null,null,473246.43045326072,0,1,0]
[872.48,0,18750,420,20462.48,19264.925754441272,1197.5542455587274,0,19264.925754441272,null,null,null,null,473850.98284381028,0,1,0]
[872.48,0,18750,830,21282.48,19239.624535778639,2042.8554642213603,0,19239.624535778639,null,null,null,null,475215.70177876571,0,1,0]
[872.48,0,18750,930,21482.48,19152.343766968603,2330.1362330313968,0,19152.343766968603,null,null,null,null,476837.60868671519,0,1,0]
[872.48,0,18750,1590,22802.48,18667.314470280293,4135.1655297197067,0,18667.314470280293,null,null,null,null,479360.77107802848,0,1,801.83219638637365]
[872.48,0,18750,3300,26222.48,18819.415584497732,7403.0644155022674,0,18819.415584497732,null,null,null,null,481881.41030695045,0,1,4069.7310821689343]
[872.48,0,18750,2280,24182.48,18906.904716813595,5275.5752831864047,0,18906.904716813595,null,null,null,null,484399.52889664349,0,1,1942.2419498530717]
[872.48,0,18750,2430,24482.48,19111.529849139602,5370.9501508603971,0,19111.529849139602,null,null,null,null,486915.12936774682,0,1,2037.6168175270641]
[872.48,0,18750,1630,22882.48,19045.113159720098,3837.3668402799012,0,19045.113159720098,null,null,null,null,489428.21423837909,0,1,504.0335069465682]
[872.48,0,18750,670,20962.48,19136.097539949336,1826.3824600506632,0,19136.097539949336,null,null,null,null,490582.5302381863,0,1,0]
[{"$f":"M$13","v":872.48},{"$f":"M$14","v":0},{"$f":"M$15","v":18750},210,{"$f":"A1028+C1028+((D1028/2)*M$12)","v":20042.48},{"$f":"I1028*1","v":18797.7167028808},{"$f":"E1028-F1028","v":1244.7632971191997},{"$f":"IF(G1028<0,ABS(G1028),0)","v":0},18797.7167028808,null,null,null,null,491212.23467535537,0,{"$f":"IF(O1028>0,0,1)","v":1},0]
[872.48,0,18750,140,19902.48,18607.410491169336,1295.0695088306638,0,18607.410491169336,null,null,null,null,491886.5849986276,0,1,0]
[872.48,0,18750,80,19782.48,18180.762914541505,1601.7170854584947,0,18180.762914541505,null,null,null,null,492836.2437905416,0,1,0]
[872.48,0,18750,10,19642.48,18318.747400621396,1323.7325993786035,0,18318.747400621396,null,null,null,null,493534.76688619185,0,1,0]
[872.48,0,18750,110,19842.48,18173.241562172778,1669.2384378272218,0,18173.241562172778,null,null,null,null,494543.54671335017,0,1,0]
[872.48,0,18750,1270,22162.48,18178.823993926959,3983.6560060730408,0,18178.823993926959,null,null,null,null,497049.0031666368,0,1,650.32267273970774]
[872.48,0,18750,2720,25062.48,18091.564872753272,6970.9151272467279,0,18091.564872753272,null,null,null,null,499551.95416347019,0,1,3637.5817939133949]
[872.48,0,18750,2390,24402.48,17857.18333513321,6545.2966648667898,0,17857.18333513321,null,null,null,null,502052.40220930672,0,1,3211.9633315334568]
[872.48,0,18750,2590,24802.48,18229.221824013875,6573.2581759861241,0,18229.221824013875,null,null,null,null,504550.3498070974,0,1,3239.9248426527911]
[872.48,0,18750,2400,24422.48,18257.630939616472,6164.8490603835271,0,18257.630939616472,null,null,null,null,507045.79945729033,0,1,2831.5157270501941]
[872.48,0,18750,2430,24482.48,18514.459872778654,5968.0201272213453,0,18514.459872778654,null,null,null,null,509538.75365783303,0,1,2634.6867938880123]
[872.48,0,18750,2410,24442.48,18639.148154123632,5803.3318458763679,0,18639.148154123632,null,null,null,null,512029.2149041752,0,1,2469.9985125430348]
[872.48,0,18750,2700,25022.48,18300.108652710558,6722.3713472894415,0,18300.108652710558,null,null,null,null,514517.18568927102,0,1,3389.0380139561084]
[872.48,0,18750,2490,24602.48,18387.144112325255,6215.3358876747443,0,18387.144112325255,null,null,null,null,517002.66850358172,0,1,2882.0025543414113]
[872.48,0,18750,2410,24442.48,18847.42965274609,5595.0503472539094,0,18847.42965274609,null,null,null,null,519485.66583507817,0,1,2261.7170139205764]
[872.48,0,18750,2430,24482.48,19414.174319911701,5068.3056800882987,0,19414.174319911701,null,null,null,null,521966.18016924307,0,1,1734.9723467549657]
[872.48,0,18750,2530,24682.48,19527.479890948136,5155.0001090518635,0,19527.479890948136,null,null,null,null,524444.21398907388,0,1,1821.6667757184655]
[872.48,0,18750,2360,24342.48,19723.272240541468,4619.2077594585317,0,19723.272240541468,null,null,null,null,526919.7697750848,0,1,1285.8744261251986]
[872.48,0,18750,2680,24982.48,19696.004833857183,5286.4751661428163,0,19696.004833857183,null,null,null,null,529392.85000530968,0,1,1953.1418328094833]
[872.48,0,18750,2500,24622.48,19596.582885382126,5025.8971146178737,0,19596.582885382126,null,null,null,null,531863.45715530438,0,1,1692.5637812845407]
[872.48,0,18750,2400,24422.48,19659.805757252194,4762.6742427478057,0,19659.805757252194,null,null,null,null,534331.59369814908,0,1,1429.3409094144727]
[872.48,0,18750,2540,24702.48,19651.074338030419,5051.4056619695803,0,19651.074338030419,null,null,null,null,536797.26210445096,0,1,1718.0723286362472]
[872.48,0,18750,2350,24322.48,19590.319012121821,4732.1609878781783,0,19590.319012121821,null,null,null,null,539260.4648423465,0,1,1398.8276545448452]
[872.48,0,18750,2260,24142.48,19553.493730781913,4588.9862692180868,0,19553.493730781913,null,null,null,null,541721.20437750418,0,1,1255.6529358847538]
[872.48,0,18750,2250,24122.48,19621.049285105095,4501.4307148949047,0,19621.049285105095,null,null,null,null,544179.4831731267,0,1,1168.0973815615716]
[872.48,0,18750,2430,24482.48,19838.041422997117,4644.4385770028821,0,19838.041422997117,null,null,null,null,546635.30368995352,0,1,1311.1052436695491]
[872.48,0,18750,2110,23842.48,19664.78792159419,4177.6920784058093,0,19664.78792159419,null,null,null,null,549088.66838626354,0,1,844.35874507247627]
[872.48,0,18750,2330,24282.48,19587.988950839863,4694.4910491601368,0,19587.988950839863,null,null,null,null,551539.57971787732,0,1,1361.1577158268037]
[872.48,0,18750,2280,24182.48,19754.022480098221,4428.4575199017781,0,19754.022480098221,null,null,null,null,553988.04013815941,0,1,1095.1241865684451]
[872.48,0,18750,2190,24002.48,19885.574239156314,4116.9057608436851,0,19885.574239156314,null,null,null,null,556434.05209802126,0,1,783.5724275103521]
[872.48,0,18750,2480,24582.48,19638.254482878689,4944.225517121311,0,19638.254482878689,null,null,null,null,558877.61804592318,0,1,1610.892183787978]
[872.48,0,18750,1980,23582.48,19815.907922999653,3766.5720770003463,0,19815.907922999653,null,null,null,null,561318.74042787729,0,1,433.2387436670133]
[872.48,0,18750,1580,22782.48,19621.596669505034,3160.8833304949658,0,19621.596669505034,null,null,null,null,563757.42168744945,0,1,0]
[872.48,0,18750,2080,23782.48,19477.882105429919,4304.5978945700808,0,19477.882105429919,null,null,null,null,566193.66426576197,0,1,971.2645612367478]
[872.48,0,18750,1800,23222.48,19225.492915997726,3996.9870840022741,0,19225.492915997726,null,null,null,null,568627.47060149617,0,1,663.65375066894103]
[872.48,0,18750,1770,23162.48,19173.573895103611,3988.9061048963886,0,19173.573895103611,null,null,null,null,571058.8431308947,0,1,655.57277156305554]
[872.48,0,18750,1110,21842.48,19074.063427132285,2768.4165728677144,0,19074.063427132285,null,null,null,null,573487.78428776376,0,1,0]
[872.48,0,18750,570,20762.48,18996.76038255851,1765.7196174414894,0,18996.76038255851,null,null,null,null,574503.44415917329,0,1,0]
[872.48,0,18750,180,19982.48,19060.473337994892,922.0066620051075,0,19060.473337994892,null,null,null,null,574758.74671081873,0,1,0]
[872.48,0,18750,30,19682.48,19399.659200133323,282.82079986667668,0,19399.659200133323,null,null,null,null,574438.52668398793,0,1,0]
[872.48,0,18750,60,19742.48,20232.068031661234,-489.58803166123471,489.58803166123471,20232.068031661234,null,null,null,null,573325.54132247658,0,1,0]
[872.48,0,18750,690,21002.48,19803.849091522505,1198.6309084774948,0,19803.849091522505,null,null,null,null,573830.98359878385,0,1,0]
[872.48,0,18750,570,20762.48,19910.624734983074,851.85526501692584,0,19910.624734983074,null,null,null,null,574023.82235370029,0,1,0]
[872.48,0,18750,1560,22742.48,20098.328397947524,2644.1516020524759,0,20098.328397947524,null,null,null,null,575829.53497319389,0,1,0]
[872.48,0,18750,1370,22362.48,20123.583556723512,2238.8964432764878,0,20123.583556723512,null,null,null,null,577268.7122371695,0,1,0]
[872.48,0,18750,1920,23462.48,20021.552966188268,3440.9270338117312,0,20021.552966188268,null,null,null,null,579691.44352493237,0,1,107.5937004783982]
[872.48,0,18750,2220,24062.48,19958.138803231428,4104.3411967685715,0,19958.138803231428,null,null,null,null,582111.75208140747,0,1,771.00786343523851]
[872.48,0,18750,2860,25342.48,20148.805053940505,5193.6749460594947,0,20148.805053940505,null,null,null,null,584529.64032932604,0,1,1860.3416127261617]
[872.48,0,18750,2250,24122.48,20170.398955056244,3952.0810449437558,0,20170.398955056244,null,null,null,null,586945.11068899673,0,1,618.74771161042281]
[872.48,0,18750,1930,23482.48,20514.740916078939,2967.7390839210602,0,20514.740916078939,null,null,null,null,589358.1655783077,0,1,0]
[872.48,0,18750,1890,23402.48,20432.900202979778,2969.579797020222,0,20432.900202979778,null,null,null,null,591768.80741272937,0,1,0]
[872.48,0,18750,820,21262.48,20138.597157000542,1123.8828429994574,0,20138.597157000542,null,null,null,null,592188.5331640162,0,1,0]
[872.48,0,18750,580,20782.48,20476.038033066692,306.44196693330741,0,20476.038033066692,null,null,null,null,591872.14240109222,0,1,0]
[872.48,0,18750,580,20782.48,20089.720184911817,692.75981508818222,0,20089.720184911817,null,null,null,null,591903.75409227051,0,1,0]
[872.48,0,18750,370,20362.48,21277.850620862075,-915.37062086207516,915.37062086207516,21277.850620862075,null,null,null,null,590304.94265522994,0,1,0]
[872.48,0,18750,300,20222.48,20108.959586045323,113.52041395467677,0,20108.959586045323,null,null,null,null,589816.80608513393,0,1,0]
[872.48,0,18750,410,20442.48,21504.641991349527,-1062.1619913495269,1062.1619913495269,21504.641991349527,null,null,null,null,588058.61108856427,0,1,0]
[872.48,0,18750,320,20262.48,21768.804820056361,-1506.3248200563612,1506.3248200563612,21768.804820056361,null,null,null,null,585813.59517541376,0,1,0]
[872.48,0,18750,280,20182.48,23027.051334062759,-2844.571334062759,2844.571334062759,23027.051334062759,null,null,null,null,582098.75311276934,0,1,0]
[872.48,0,18750,220,20062.48,21972.588683579954,-1910.1086835799542,1910.1086835799542,21972.588683579954,null,null,null,null,579415.53480771871,0,1,0]
[872.48,0,18750,10,19642.48,21889.4243089218,-2246.9443089218003,2246.9443089218003,21889.4243089218,null,null,null,null,576364.48053309706,0,1,0]
[872.48,0,18750,10,19642.48,22568.852249075764,-2926.3722490757646,2926.3722490757646,22568.852249075764,null,null,null,null,572569.10657858069,0,1,0]
[872.48,0,18750,100,19822.48,22732.854515102787,-2910.374515102787,2910.374515102787,22732.854515102787,null,null,null,null,568795.12550538906,0,1,0]
[872.48,0,18750,270,20162.48,22444.291580545298,-2281.8115805452981,2281.8115805452981,22444.291580545298,null,null,null,null,565716.33764128387,0,1,0]
[{"$f":"M$13","v":872.48},{"$f":"M$14","v":0},{"$f":"M$15","v":18750},390,{"$f":"A1092+C1092+((D1092/2)*M$12)","v":20402.48},{"$f":"I1092*1","v":21271.31827824529},{"$f":"E1092-F1092","v":-868.83827824528998},{"$f":"IF(G1092<0,ABS(G1092),0)","v":868.83827824528998},21271.31827824529,null,null,null,null,564194.89919757284,0,{"$f":"IF(O1092>0,0,1)","v":1},0]
[872.48,0,18750,450,20522.48,22345.278480260647,-1822.7984802606479,1822.7984802606479,22345.278480260647,null,null,null,null,561625.62597008853,0,1,0]
[872.48,0,18750,870,21362.48,22731.87309030992,-1369.3930903099208,1369.3930903099208,22731.87309030992,null,null,null,null,559557.66794477752,0,1,0]
[872.48,0,18750,1530,22682.48,22183.979931503483,498.50006849651618,0,22183.979931503483,null,null,null,null,559446.76033847954,0,1,0]
[872.48,0,18750,1600,22822.48,22494.816856314112,327.66314368588792,0,22494.816856314112,null,null,null,null,559182.21040745836,0,1,0]
[872.48,0,18750,1490,22602.48,22692.024292259292,-89.544292259291979,89.544292259291979,22692.024292259292,null,null,null,null,558524.52947556565,0,1,0]
[872.48,0,18750,1330,22282.48,22258.319035963908,24.160964036091173,0,22258.319035963908,null,null,null,null,557987.74981372256,0,1,0]
[872.48,0,18750,1690,23002.48,22182.997416182996,819.48258381700361,0,22182.997416182996,null,null,null,null,558167.29638934415,0,1,0]
[872.48,0,18750,2200,24022.48,22204.02380476379,1818.4561952362092,0,22204.02380476379,null,null,null,null,559245.73966866743,0,1,0]
[872.48,0,18750,2620,24862.48,21655.314145954813,3207.1658540451863,0,21655.314145954813,null,null,null,null,561686.49392899871,0,1,0]
[872.48,0,18750,2280,24182.48,22109.023175230934,2073.4568247690659,0,22109.023175230934,null,null,null,null,562990.91857736185,0,1,0]
[872.48,0,18750,2070,23762.48,22235.501334011999,1526.978665988001,0,22235.501334011999,null,null,null,null,563802.20845817367,0,1,0]
[872.48,0,18750,190,20002.48,21943.560925917169,-1941.0809259171692,1941.0809259171692,21943.560925917169,null,null,null,null,561103.2172312066,0,1,0]
[872.48,0,18750,860,21342.48,16632.968077635393,4709.511922364607,0,16632.968077635393,null,null,null,null,563542.11401397537,0,1,1376.178589031274]
[872.48,0,18750,290,20202.48,17018.127935598048,3184.3520644019518,0,17018.127935598048,null,null,null,null,565978.57189996145,0,1,0]
[872.48,0,18750,470,20562.48,17668.668168229007,2893.8118317709923,0,17668.668168229007,null,null,null,null,568412.59332806151,0,1,0]
[872.48,0,18750,1290,22202.48,17551.391200255144,4651.0887997448554,0,17551.391200255144,null,null,null,null,570844.18073473347,0,1,1317.7554664115223]
[872.48,0,18750,1140,21902.48,17829.397902222281,4073.0820977777184,0,17829.397902222281,null,null,null,null,573273.33655399876,0,1,739.74876444438542]
[872.48,0,18750,610,20842.48,18139.709801963018,2702.770198036982,0,18139.709801963018,null,null,null,null,575132.55639567808,0,1,0]
[872.48,0,18750,1290,22202.48,18183.617570767976,4018.8624292320237,0,18183.617570767976,null,null,null,null,577557.42383928236,0,1,685.52909589869068]
[872.48,0,18750,820,21262.48,18090.797002517083,3171.6829974829161,0,18090.797002517083,null,null,null,null,579979.86641544313,0,1,0]
[872.48,0,18750,510,20642.48,18565.364907839055,2077.1150921609442,0,18565.364907839055,null,null,null,null,581269.29013197252,0,1,0]
[872.48,0,18750,830,21282.48,18903.090725408791,2379.389274591209,0,18903.090725408791,null,null,null,null,582829.47118897259,0,1,0]
[872.48,0,18750,600,20822.48,18981.919958004219,1840.5600419957809,0,18981.919958004219,null,null,null,null,583903.14575557981,0,1,0]
[872.48,0,18750,800,21222.48,20667.705278443249,554.77472155675059,0,20667.705278443249,null,null,null,null,583818.53985922539,0,1,0]
[872.48,0,18750,840,21302.48,21297.997887117519,4.4821128824805783,0,21297.997887117519,null,null,null,null,583238.75522096036,0,1,0]
[872.48,0,18750,930,21482.48,20317.808136360221,1164.6718636397782,0,20317.808136360221,null,null,null,null,583703.72114301519,0,1,0]
[872.48,0,18750,650,20922.48,20704.219251983126,218.26074801687355,0,20704.219251983126,null,null,null,null,583316.45209508727,0,1,0]
[872.48,0,18750,590,20802.48,21034.323772895001,-231.84377289500117,231.84377289500117,21034.323772895001,null,null,null,null,582478.10749280767,0,1,0]
[872.48,0,18750,690,21002.48,20686.246641954149,316.23335804585076,0,20686.246641954149,null,null,null,null,582180.23940755613,0,1,0]
[872.48,0,18750,600,20822.48,21174.919633627971,-352.43963362797149,352.43963362797149,21174.919633627971,null,null,null,null,581210.37557115778,0,1,0]
[872.48,0,18750,240,20102.48,21810.672275728768,-1708.1922757287684,1708.1922757287684,21810.672275728768,null,null,null,null,578750.15369228495,0,1,0]
[872.48,0,18750,90,19802.48,20704.674254768666,-902.19425476866672,902.19425476866672,20704.674254768666,null,null,null,null,577178.98985834711,0,1,0]
[872.48,0,18750,90,19802.48,19766.231009584993,36.248990415006119,0,19766.231009584993,null,null,null,null,576634.43495986226,0,1,0]
[872.48,0,18750,180,19982.48,19360.823527665652,621.6564723343472,0,19360.823527665652,null,null,null,null,576617.29135000333,0,1,0]
[872.48,0,18750,270,20162.48,19523.942026283032,638.53797371696783,0,19523.942026283032,null,null,null,null,576615.35823499854,0,1,0]
[872.48,0,18750,310,20242.48,20217.593772844244,24.886227155755478,0,20217.593772844244,null,null,null,null,576061.14048120379,0,1,0]
[872.48,0,18750,500,20622.48,21808.73851389021,-1186.2585138902105,1186.2585138902105,21808.73851389021,null,null,null,null,574180.19497544342,0,1,0]
[872.48,0,18750,380,20382.48,19794.782434377859,587.69756562214025,0,19794.782434377859,null,null,null,null,574134.94258952793,0,1,0]
[872.48,0,18750,190,20002.48,18101.944570762898,1900.5354292371012,0,18101.944570762898,null,null,null,null,575271.28953325178,0,1,0]
[872.48,0,18750,290,20202.48,18850.31040228573,1352.1695977142699,0,18850.31040228573,null,null,null,null,575912.9708816614,0,1,0]
[872.48,0,18750,560,20742.48,19348.765953848742,1393.7140461512572,0,19348.765953848742,null,null,null,null,576591.40055231587,0,1,0]
[872.48,0,18750,480,20582.48,19391.081212904297,1191.3987870957026,0,19391.081212904297,null,null,null,null,577087.06806014967,0,1,0]
[872.48,0,18750,620,20862.48,19240.134038800214,1622.345961199786,0,19240.134038800214,null,null,null,null,577970.09235716925,0,1,0]
[872.48,0,18750,670,20962.48,19619.265109854412,1343.2148901455876,0,19619.265109854412,null,null,null,null,578601.01566594315,0,1,0]
[872.48,0,18750,500,20622.48,19634.39395247374,988.08604752625979,0,19634.39395247374,null,null,null,null,578911.69209305092,0,1,0]
[872.48,0,18750,400,20422.48,19741.66085916564,680.81914083435913,0,19741.66085916564,null,null,null,null,578945.51762770885,0,1,0]
[872.48,0,18750,640,20902.48,19646.565276987028,1255.9147230129711,0,19646.565276987028,null,null,null,null,579496.89536079275,0,1,0]
[872.48,0,18750,600,20822.48,19841.192718503298,981.28728149670133,0,19841.192718503298,null,null,null,null,579800.55701877899,0,1,0]
[872.48,0,18750,470,20562.48,20055.840282583496,506.63971741650312,0,20055.840282583496,null,null,null,null,579676.73220743507,0,1,0]
[872.48,0,18750,760,21142.48,20152.300873118736,990.17912688126307,0,20152.300873118736,null,null,null,null,579988.21668942075,0,1,0]
[872.48,0,18750,490,20602.48,20576.477219941757,26.002780058242934,0,20576.477219941757,null,null,null,null,579431.63097478368,0,1,0]
[872.48,0,18750,650,20922.48,19673.979194816027,1248.5008051839723,0,19673.979194816027,null,null,null,null,579975.85006847454,0,1,0]
[872.48,0,18750,660,20942.48,19905.803114050494,1036.676885949506,0,19905.803114050494,null,null,null,null,580328.88341576059,0,1,0]
[872.48,0,18750,590,20802.48,19026.737732380258,1775.7422676197421,0,19026.737732380258,null,null,null,null,581346.72257320257,0,1,0]
[872.48,0,18750,710,21042.48,18959.511070816196,2082.968929183804,0,18959.511070816196,null,null,null,null,582640.04788689478,0,1,0]
[872.48,0,18750,290,20202.48,18578.332487227046,1624.1475127729536,0,18578.332487227046,null,null,null,null,583519.14060050354,0,1,0]
[872.48,0,18750,700,21022.48,18660.346739321278,2362.1332606787219,0,18660.346739321278,null,null,null,null,585061.54139451392,0,1,0]
[872.48,0,18750,370,20362.48,17759.782476034114,2602.6975239658859,0,17759.782476034114,null,null,null,null,586818.9076246887,0,1,0]
[872.48,0,18750,500,20622.48,18684.916889740634,1937.5631102593652,0,18684.916889740634,null,null,null,null,587975.89551629743,0,1,0]
[872.48,0,18750,380,20382.48,18417.033999751842,1965.4460002481574,0,18417.033999751842,null,null,null,null,589156.82102100446,0,1,0]
[872.48,0,18750,320,20262.48,18201.362679404174,2061.1173205958257,0,18201.362679404174,null,null,null,null,590422.66978851974,0,1,0]
[872.48,0,18750,130,19882.48,18819.597714261537,1062.8822857384621,0,18819.597714261537,null,null,null,null,590788.84117589588,0,1,0]
[872.48,0,18750,170,19962.48,18979.644944076499,982.83505592350048,0,18979.644944076499,null,null,null,null,591082.60388505121,0,1,0]
[{"$f":"M$13","v":872.48},{"$f":"M$14","v":0},{"$f":"M$15","v":18750},40,{"$f":"A1156+C1156+((D1156/2)*M$12)","v":19702.48},{"$f":"I1156*1","v":18840.641593092929},{"$f":"E1156-F1156","v":861.83840690707075},{"$f":"IF(G1156<0,ABS(G1156),0)","v":0},18840.641593092929,null,null,null,null,591267.17584738252,0,{"$f":"IF(O1156>0,0,1)","v":1},0]
[872.48,0,18750,160,19942.48,18512.69833541238,1429.7816645876192,0,18512.69833541238,null,null,null,null,591962.71216966398,0,1,0]
[872.48,0,18750,140,19902.48,19084.864338233456,817.61566176654378,0,19084.864338233456,null,null,null,null,592106.60355308419,0,1,0]
[872.48,0,18750,90,19802.48,18792.297547128921,1010.1824528710786,0,18792.297547128921,null,null,null,null,592423.66115711513,0,1,0]
[872.48,0,18750,70,19762.48,18788.998776933731,973.48122306626829,0,18788.998776933731,null,null,null,null,592707.37059671758,0,1,0]
[872.48,0,18750,0,19622.48,18647.606661326059,974.87333867394045,0,18647.606661326059,null,null,null,null,592992.04923092737,0,1,0]
[872.48,0,18750,90,19802.48,18202.04518358249,1600.4348164175099,0,18202.04518358249,null,null,null,null,593839.44851647213,0,1,0]
[872.48,0,18750,150,19922.48,18178.157537341453,1744.322462658547,0,18178.157537341453,null,null,null,null,594815.49928434833,0,1,0]
[872.48,0,18750,0,19622.48,18428.750321479587,1193.7296785204126,0,18428.750321479587,null,null,null,null,595295.04049573245,0,1,0]
[872.48,0,18750,0,19622.48,22131.172129272003,-2508.6921292720035,2508.6921292720035,22131.172129272003,null,null,null,null,591940.18411303754,0,1,0]
[872.48,0,18750,0,19622.48,22374.439754634153,-2751.9597546341538,2751.9597546341538,22374.439754634153,null,null,null,null,588321.088198827,0,1,0]
[872.48,0,18750,0,19622.48,22213.949992785441,-2591.4699927854417,2591.4699927854417,22213.949992785441,null,null,null,null,584882.15011856426,0,1,0]
[872.48,0,18750,0,19622.48,20991.785822902817,-1369.3058229028175,1369.3058229028175,20991.785822902817,null,null,null,null,582791.03156325256,0,1,0]
[872.48,0,18750,0,19622.48,21824.87533962369,-2202.3953396236902,2202.3953396236902,21824.87533962369,null,null,null,null,579785.60565810325,0,1,0]
[872.48,0,18750,0,19622.48,22063.372350710033,-2440.8923507100335,2440.8923507100335,22063.372350710033,null,null,null,null,576520.83846666408,0,1,0]
[872.48,0,18750,0,19622.48,22878.132306192092,-3255.6523061920925,3255.6523061920925,22878.132306192092,null,null,null,null,572363.10009138612,0,1,0]
[872.48,0,18750,0,19622.48,22906.723870262129,-3284.2438702621293,3284.2438702621293,22906.723870262129,null,null,null,null,568178.06873400649,0,1,0]
[872.48,0,18750,0,19622.48,22836.364565242569,-3213.8845652425698,3213.8845652425698,22836.364565242569,null,null,null,null,564074.61764350568,0,1,0]
[872.48,0,18750,0,19622.48,22856.152189199256,-3233.6721891992565,3233.6721891992565,22856.152189199256,null,null,null,null,559953.50361774303,0,1,0]
[872.48,0,18750,0,19622.48,22885.522334047528,-3263.0423340475281,3263.0423340475281,22885.522334047528,null,null,null,null,555804.20354667294,0,1,0]
[872.48,0,18750,0,19622.48,22929.62892875855,-3307.14892875855,3307.14892875855,22929.62892875855,null,null,null,null,551948.39934312622,7.1489287585500279,0,0]
[872.48,0,18750,280,20182.48,23114.817371665056,-2932.3373716650567,2932.3373716650567,23114.817371665056,null,null,null,null,548170.87983495148,0,1,0]
[872.48,0,18750,40,19702.48,23056.733325701047,-3354.2533257010473,3354.2533257010473,23056.733325701047,null,null,null,null,544322.70895511657,54.253325701047288,0,0]
[872.48,0,18750,30,19682.48,22588.278024836964,-2905.798024836964,2905.798024836964,22588.278024836964,null,null,null,null,540582.00841884071,0,1,0]
[872.48,0,18750,10,19642.48,23245.775758860695,-3603.2957588606951,3603.2957588606951,23245.775758860695,null,null,null,null,536741.42641042185,303.29575886069506,0,0]
[872.48,0,18750,0,19622.48,23090.486225426554,-3468.006225426554,3468.006225426554,23090.486225426554,null,null,null,null,532904.68498401146,168.00622542655401,0,0]
[872.48,0,18750,0,19622.48,22936.335144635639,-3313.8551446356396,3313.8551446356396,22936.335144635639,null,null,null,null,529071.78029902745,13.85514463563959,0,0]
[872.48,0,18750,0,19622.48,22880.352256052312,-3257.8722560523129,3257.8722560523129,22880.352256052312,null,null,null,null,524959.04903707083,0,1,0]
[872.48,0,18750,0,19622.48,22361.002747662686,-2738.522747662686,2738.522747662686,22361.002747662686,null,null,null,null,521421.71496560477,0,1,0]
[872.48,0,18750,0,19622.48,22083.056034553367,-2460.5760345533672,2460.5760345533672,22083.056034553367,null,null,null,null,518193.65961263044,0,1,0]
[872.48,0,18750,0,19622.48,22543.280289458526,-2920.8002894585261,2920.8002894585261,22543.280289458526,null,null,null,null,514462.58563461341,0,1,0]
[872.48,0,18750,20,19662.48,22988.915568038265,-3326.435568038265,3326.435568038265,22988.915568038265,null,null,null,null,510648.1230489788,26.435568038265046,0,0]
[872.48,0,18750,40,19702.48,22708.053696152965,-3005.5736961529656,3005.5736961529656,22708.053696152965,null,null,null,null,506831.34386016155,0,1,0]
[872.48,0,18750,100,19822.48,22556.115024831885,-2733.6350248318849,2733.6350248318849,22556.115024831885,null,null,null,null,503317.51398898626,0,1,0]
[872.48,0,18750,60,19742.48,22683.207268574562,-2940.7272685745629,2940.7272685745629,22683.207268574562,null,null,null,null,499579.39647956524,0,1,0]
[872.48,0,18750,70,19762.48,21406.090402285728,-1643.6104022857289,1643.6104022857289,21406.090402285728,null,null,null,null,497271.84564057138,0,1,0]
[872.48,0,18750,30,19682.48,18843.434352135795,839.04564786420451,0,18843.434352135795,null,null,null,null,497529.71487800858,0,1,0]
[872.48,0,18750,0,19622.48,19160.94300252723,461.53699747276914,0,19160.94300252723,null,null,null,null,497447.56846085604,0,1,0]
[872.48,0,18750,170,19962.48,19420.452480250497,542.02751974950297,0,19420.452480250497,null,null,null,null,497437.94566016976,0,1,0]
[872.48,0,18750,300,20222.48,21780.315587460933,-1557.8355874609333,1557.8355874609333,21780.315587460933,null,null,null,null,495226.88856830262,0,1,0]
[872.48,0,18750,200,20022.48,22552.239109793503,-2529.7591097935037,2529.7591097935037,22552.239109793503,null,null,null,null,491948.92665896146,0,1,0]
[872.48,0,18750,360,20342.48,22895.226218450003,-2552.7462184500037,2552.7462184500037,22895.226218450003,null,null,null,null,488648.9568920075,0,1,0]
[872.48,0,18750,200,20022.48,21416.692123650158,-1394.2121236501589,1394.2121236501589,21416.692123650158,null,null,null,null,486626.67459910031,0,1,0]
[872.48,0,18750,340,20302.48,20982.795665405396,-680.31566540539643,680.31566540539643,20982.795665405396,null,null,null,null,485391.70069255529,0,1,0]
[872.48,0,18750,440,20502.48,20750.959197423916,-248.47919742391605,248.47919742391605,20750.959197423916,null,null,null,null,484632.98187469644,0,1,0]
[872.48,0,18750,280,20182.48,21555.994261542182,-1373.5142615421828,1373.5142615421828,21555.994261542182,null,null,null,null,482637.48320512538,0,1,0]
[872.48,0,18750,1130,21882.48,21928.602728138496,-46.122728138496313,46.122728138496313,21928.602728138496,null,null,null,null,482104.11072096793,0,1,0]
[872.48,0,18750,1590,22802.48,21763.457913364458,1039.0220866355412,0,21763.457913364458,null,null,null,null,482557.12648821896,0,1,0]
[872.48,0,18750,2170,23962.48,22152.916580519912,1809.5634194800878,0,22152.916580519912,null,null,null,null,483703.17643926281,0,1,0]
[872.48,0,18750,2160,23942.48,22014.800775497817,1927.6792245021825,0,22014.800775497817,null,null,null,null,484954.38456487551,0,1,0]
[872.48,0,18750,2010,23642.48,22267.574828438374,1374.905171561626,0,22267.574828438374,null,null,null,null,485706.84483471606,0,1,0]
[872.48,0,18750,2590,24802.48,21921.83025181562,2880.6497481843799,0,21921.83025181562,null,null,null,null,488221.13798988133,0,1,0]
[872.48,0,18750,2430,24482.48,22032.032049871323,2450.4479501286769,0,22032.032049871323,null,null,null,null,489938.32000700722,0,1,0]
[872.48,0,18750,2280,24182.48,22171.553047095931,2010.9269529040685,0,22171.553047095931,null,null,null,null,491258.21594461385,0,1,0]
[872.48,0,18750,2340,24302.48,21986.549300565173,2315.9306994348262,0,21986.549300565173,null,null,null,null,492851.29535816057,0,1,0]
[872.48,0,18750,2340,24302.48,20891.314576384746,3411.1654236152535,0,20891.314576384746,null,null,null,null,495358.44406280242,0,1,77.8320902819205]
[872.48,0,18750,1960,23542.48,19410.343179345804,4132.1368206541956,0,19410.343179345804,null,null,null,null,497863.0856187396,0,1,798.80348732086259]
[872.48,0,18750,2460,24542.48,19634.115962078478,4908.3640379215212,0,19634.115962078478,null,null,null,null,500365.22253312083,0,1,1575.0307045881882]
[872.48,0,18750,1510,22642.48,20891.233860474662,1751.2461395253376,0,20891.233860474662,null,null,null,null,501440.9788361605,0,1,0]
[872.48,0,18750,1790,23202.48,22127.399126557524,1075.0808734424754,0,22127.399126557524,null,null,null,null,501907.11064342258,0,1,0]
[872.48,0,18750,1770,23162.48,21561.704524839497,1600.7754751605025,0,21561.704524839497,null,null,null,null,502845.90146042366,0,1,0]
[872.48,0,18750,1900,23422.48,22425.358948231973,997.12105176802652,0,22425.358948231973,null,null,null,null,503240.46450555441,0,1,0]
[872.48,0,18750,1090,21802.48,22197.848840975854,-395.36884097585425,395.36884097585425,22197.848840975854,null,null,null,null,502302.31831597543,0,1,0]
[872.48,0,18750,1270,22162.48,21962.071009483476,200.40899051652377,0,21962.071009483476,null,null,null,null,501980.38408912433,0,1,0]
[{"$f":"M$13","v":872.48},{"$f":"M$14","v":0},{"$f":"M$15","v":18750},1480,{"$f":"A1220+C1220+((D1220/2)*M$12)","v":22582.48},{"$f":"I1220*1","v":22509.659566622649},{"$f":"E1220-F1220","v":72.820433377350128},{"$f":"IF(G1220<0,ABS(G1220),0)","v":0},22509.659566622649,null,null,null,null,501543.94209507486,0,{"$f":"IF(O1220>0,0,1)","v":1},0]
[872.48,0,18750,1770,23162.48,22925.336992831129,237.1430071688701,0,22925.336992831129,null,null,null,null,501255.82685943175,0,1,0]
[872.48,0,18750,0,19622.48,23362.620863331264,-3740.140863331264,3740.140863331264,23362.620863331264,null,null,null,null,497454.5710325723,440.14086333126397,0,0]
[872.48,0,18750,0,19622.48,23796.909614053035,-4174.429614053035,4174.429614053035,23796.909614053035,null,null,null,null,493657.11646153976,874.42961405303504,0,0]
[872.48,0,18750,1490,22602.48,22815.291204522287,-212.81120452228788,212.81120452228788,22815.291204522287,null,null,null,null,492929.36702010367,0,1,0]
[872.48,0,18750,1380,22382.48,23419.208570854265,-1036.7285708542659,1036.7285708542659,23419.208570854265,null,null,null,null,491296.03622514388,0,1,0]
[872.48,0,18750,3040,25702.48,23335.744419039602,2366.7355809603978,0,23335.744419039602,null,null,null,null,492934.80221178307,0,1,0]
[872.48,0,18750,2030,23682.48,23514.721788131741,167.75821186825851,0,23514.721788131741,null,null,null,null,492592.84980025276,0,1,0]
[872.48,0,18750,2720,25062.48,23501.700474760626,1560.7795252393735,0,23501.700474760626,null,null,null,null,493504.95852316794,0,1,0]
[872.48,0,18750,2420,24462.48,23483.362895372629,979.11710462737028,0,23483.362895372629,null,null,null,null,493892.65895880945,0,1,0]
[872.48,0,18750,2190,24002.48,22863.767721238084,1138.7122787619155,0,22863.767721238084,null,null,null,null,494423.60735073639,0,1,0]
[872.48,0,18750,2770,25162.48,22792.204843796932,2370.275156203068,0,22792.204843796932,null,null,null,null,496062.43138396839,0,1,0]
[872.48,0,18750,2040,23702.48,22925.555612606964,776.92438739303543,0,22925.555612606964,null,null,null,null,496265.60090123815,0,1,0]
[872.48,0,18750,2460,24542.48,23077.086593118307,1465.3934068816925,0,23077.086593118307,null,null,null,null,497088.18936653045,0,1,0]
[872.48,0,18750,2310,24242.48,24044.353767273162,198.12623272683777,0,24044.353767273162,null,null,null,null,496769.41478661809,0,1,0]
[872.48,0,18750,2490,24602.48,22406.206802008699,2196.2731979913005,0,22406.206802008699,null,null,null,null,498249.29125002364,0,1,0]
[872.48,0,18750,2390,24402.48,20509.793126496614,3892.6868735033859,0,20509.793126496614,null,null,null,null,500751.04195877363,0,1,559.35354017005284]
[872.48,0,18750,2630,24882.48,20413.262662690915,4469.2173373090845,0,20413.262662690915,null,null,null,null,503250.29091681488,0,1,1135.8840039757515]
[872.48,0,18750,2370,24362.48,20292.730774092353,4069.7492259076462,0,20292.730774092353,null,null,null,null,505747.04062589805,0,1,736.41589257431315]
[872.48,0,18750,2360,24342.48,20734.507359066662,3607.972640933338,0,20734.507359066662,null,null,null,null,508241.29358527216,0,1,274.63930760000494]
[872.48,0,18750,2250,24122.48,21446.101886955094,2676.3781130449061,0,21446.101886955094,null,null,null,null,510141.79259342729,0,1,0]
[872.48,0,18750,2400,24422.48,22218.341400865043,2204.1385991349562,0,22218.341400865043,null,null,null,null,511615.37554005533,0,1,0]
[872.48,0,18750,2690,25002.48,22018.583981633117,2983.8960183668823,0,22018.583981633117,null,null,null,null,514103.76016451529,0,1,0]
[872.48,0,18750,2500,24622.48,22180.773715626397,2441.7062843736021,0,22180.773715626397,null,null,null,null,515787.19206028699,0,1,0]
[872.48,0,18750,2350,24322.48,21744.956111143132,2577.5238888568674,0,21744.956111143132,null,null,null,null,517591.17636819789,0,1,0]
[872.48,0,18750,2190,24002.48,22177.543598633561,1824.9364013664381,0,22177.543598633561,null,null,null,null,518716.02795305953,0,1,0]
[872.48,0,18750,2440,24502.48,21280.345534510223,3222.1344654897766,0,21280.345534510223,null,null,null,null,521197.31192510645,0,1,0]
[872.48,0,18750,2230,24082.48,21201.468811664203,2881.0111883357968,0,21201.468811664203,null,null,null,null,523676.11461318133,0,1,0]
[872.48,0,18750,1900,23422.48,20757.214718320571,2665.2652816794289,0,20757.214718320571,null,null,null,null,525551.17725207959,0,1,0]
[872.48,0,18750,2330,24282.48,20596.326353409284,3686.1536465907157,0,20596.326353409284,null,null,null,null,528025.62607482751,0,1,352.82031325738262]
[872.48,0,18750,2370,24362.48,20950.392911933617,3412.0870880663824,0,20950.392911933617,null,null,null,null,530497.60044875264,0,1,78.753754733049391]
[872.48,0,18750,2510,24642.48,20271.39309015765,4371.08690984235,0,20271.39309015765,null,null,null,null,532967.10284830385,0,1,1037.753576509017]
[872.48,0,18750,2300,24222.48,20399.046352003821,3823.4336479961785,0,20399.046352003821,null,null,null,null,535434.13574545551,0,1,490.10031466284545]
[872.48,0,18750,2190,24002.48,21565.351023385818,2437.1289766141817,0,21565.351023385818,null,null,null,null,537092.11768866272,0,1,0]
[872.48,0,18750,2090,23802.48,21664.762804728256,2137.7171952717435,0,21664.762804728256,null,null,null,null,538478.97104671865,0,1,0]
[872.48,0,18750,2120,23862.48,21875.366690536197,1987.1133094638026,0,21875.366690536197,null,null,null,null,539728.89405418932,0,1,0]
[872.48,0,18750,2370,24362.48,21957.812144579806,2404.6678554201935,0,21957.812144579806,null,null,null,null,541353.36623001331,0,1,0]
[872.48,0,18750,1610,22842.48,22072.523013669408,769.95698633059146,0,22072.523013669408,null,null,null,null,541504.97415148083,0,1,0]
[872.48,0,18750,1970,23562.48,22004.633881353548,1557.8461186464519,0,22004.633881353548,null,null,null,null,542365.53068411117,0,1,0]
[872.48,0,18750,2160,23942.48,22066.370459351303,1876.1095406486966,0,22066.370459351303,null,null,null,null,543511.66374001093,0,1,0]
[872.48,0,18750,1920,23462.48,21838.527870201222,1623.9521297987776,0,21838.527870201222,null,null,null,null,544429.70899308985,0,1,0]
[872.48,0,18750,2130,23882.48,21966.858700293218,1915.6212997067814,0,21966.858700293218,null,null,null,null,545609.3384538329,0,1,0]
[872.48,0,18750,2150,23922.48,22585.003607015569,1337.4763929844303,0,22585.003607015569,null,null,null,null,546267.45786906499,0,1,0]
[872.48,0,18750,2140,23902.48,22620.070112589201,1282.4098874107985,0,22620.070112589201,null,null,null,null,546875.35930986574,0,1,0]
[872.48,0,18750,2130,23882.48,22657.76403598929,1224.7159640107093,0,22657.76403598929,null,null,null,null,547430.72831816552,0,1,0]
[872.48,0,18750,2020,23662.48,21667.672955147613,1994.8070448523868,0,21667.672955147613,null,null,null,null,548678.62393021456,0,1,0]
[872.48,0,18750,1560,22742.48,21754.359833984079,988.1201660159204,0,21754.359833984079,null,null,null,null,549019.25345569872,0,1,0]
[872.48,0,18750,2150,23922.48,22205.638868831291,1716.8411311687087,0,22205.638868831291,null,null,null,null,550015.39122029487,0,1,0]
[872.48,0,18750,1980,23582.48,22363.397295024537,1219.0827049754625,0,22363.397295024537,null,null,null,null,550562.55026355246,0,1,0]
[872.48,0,18750,1600,22822.48,22119.008256011697,703.47174398830248,0,22119.008256011697,null,null,null,null,550645.11228287837,0,1,0]
[872.48,0,18750,1810,23242.48,21643.374023390894,1599.1059766091057,0,21643.374023390894,null,null,null,null,551533.66254954378,0,1,0]
[872.48,0,18750,2760,25142.48,21517.375664050691,3625.1043359493087,0,21517.375664050691,null,null,null,null,553982.12888699421,0,1,291.7710026159757]
[872.48,0,18750,2130,23882.48,21290.969508050101,2591.510491949899,0,21290.969508050101,null,null,null,null,555760.50620086212,0,1,0]
[872.48,0,18750,2460,24542.48,21511.679453744688,3030.8005462553119,0,21511.679453744688,null,null,null,null,558204.74569466128,0,1,0]
[872.48,0,18750,1820,23262.48,21446.678963489016,1815.801036510984,0,21446.678963489016,null,null,null,null,559280.76188182656,0,1,0]
[872.48,0,18750,2550,24722.48,21663.760372974077,3058.7196270259228,0,21663.760372974077,null,null,null,null,561721.48111994471,0,1,0]
[872.48,0,18750,2480,24582.48,22285.666704489293,2296.8132955107067,0,22285.666704489293,null,null,null,null,563226.89160478441,0,1,0]
[872.48,0,18750,2610,24842.48,22420.563828453596,2421.9161715464033,0,22420.563828453596,null,null,null,null,564843.38926757139,0,1,0]
[872.48,0,18750,2360,24342.48,22093.375489992286,2249.1045100077135,0,22093.375489992286,null,null,null,null,566302.73993731081,0,1,0]
[872.48,0,18750,2290,24202.48,21755.39466406592,2447.0853359340799,0,21755.39466406592,null,null,null,null,567938.8139997141,0,1,0]
[872.48,0,18750,2650,24922.48,21590.842626453468,3331.6373735465313,0,21590.842626453468,null,null,null,null,570370.87518571434,0,1,-1.6959597868017227]
[872.48,0,18750,2300,24222.48,21779.514970475713,2442.9650295242864,0,21779.514970475713,null,null,null,null,571999.17283710046,0,1,0]
[872.48,0,18750,2430,24482.48,22549.988403670886,1932.4915963291132,0,22549.988403670886,null,null,null,null,573166.41610095953,0,1,0]
[872.48,0,18750,2580,24782.48,23038.32396637608,1744.1560336239199,0,23038.32396637608,null,null,null,null,574162.99011512008,0,1,0]
[{"$f":"M$13","v":872.48},{"$f":"M$14","v":0},{"$f":"M$15","v":18750},2510,{"$f":"A1284+C1284+((D1284/2)*M$12)","v":24642.48},{"$f":"I1284*1","v":24523.68420462888},{"$f":"E1284-F1284","v":118.79579537111931},{"$f":"IF(G1284<0,ABS(G1284),0)","v":0},24523.68420462888,null,null,null,null,573695.74334083893,0,{"$f":"IF(O1284>0,0,1)","v":1},0]
[872.48,0,18750,2490,24602.48,24536.995640563917,65.484359436082741,0,24536.995640563917,null,null,null,null,573180.98352099047,0,1,0]
[872.48,0,18750,2480,24582.48,24458.102551421442,124.37744857855796,0,24458.102551421442,null,null,null,null,572719.74224119016,0,1,0]
[872.48,0,18750,2340,24302.48,24043.568814627397,258.91118537260263,0,24043.568814627397,null,null,null,null,572380.0425657843,0,1,0]
[872.48,0,18750,2320,24262.48,25059.394875970269,-796.91487597026935,796.91487597026935,25059.394875970269,null,null,null,null,570931.05615965126,0,1,0]
[872.48,0,18750,2210,24042.48,24612.039725525538,-569.55972552553794,569.55972552553794,24612.039725525538,null,null,null,null,569733.6094054135,0,1,0]
[872.48,0,18750,2600,24822.48,24195.112232464016,627.36776753598315,0,24195.112232464016,null,null,null,null,569728.50678679044,0,1,0]
[872.48,0,18750,2510,24642.48,21963.299813105194,2679.180186894806,0,21963.299813105194,null,null,null,null,571570.04044820904,0,1,0]
[872.48,0,18750,2060,23742.48,21251.264237852371,2491.215762147629,0,21251.264237852371,null,null,null,null,573240.56459369371,0,1,0]
[872.48,0,18750,2550,24722.48,21275.390615290988,3447.0893847090119,0,21275.390615290988,null,null,null,null,575667.32402910001,0,1,113.75605137567891]
[872.48,0,18750,1760,23142.48,21665.155403615052,1477.3245963849477,0,21665.155403615052,null,null,null,null,576421.24884181737,0,1,0]
[872.48,0,18750,1920,23462.48,21731.36201503934,1731.1179849606597,0,21731.36201503934,null,null,null,null,577402.83377944015,0,1,0]
[872.48,0,18750,1490,22602.48,21613.406176590714,989.07382340928598,0,21613.406176590714,null,null,null,null,577715.59738672909,0,1,0]
[872.48,0,18750,1540,22702.48,21848.946523403582,853.53347659641804,0,21848.946523403582,null,null,null,null,577906.06191827916,0,1,0]
[872.48,0,18750,950,21522.48,22358.454545718385,-835.97454571838534,835.97454571838534,22358.454545718385,null,null,null,null,576408.58385607065,0,1,0]
[872.48,0,18750,1320,22262.48,21376.442396633433,886.03760336656705,0,21376.442396633433,null,null,null,null,576629.60911524447,0,1,0]
[872.48,0,18750,1030,21682.48,20838.639059552199,843.84094044780068,0,20838.639059552199,null,null,null,null,576812.43635253236,0,1,0]
[872.48,0,18750,490,20602.48,21568.364902217207,-965.88490221720713,965.88490221720713,21568.364902217207,null,null,null,null,575173.15052374091,0,1,0]
[872.48,0,18750,650,20922.48,21204.832640355806,-282.35264035580622,282.35264035580622,21204.832640355806,null,null,null,null,574287.38946882577,0,1,0]
[872.48,0,18750,460,20542.48,21225.402634784718,-682.92263478471796,682.92263478471796,21225.402634784718,null,null,null,null,572961.88718109368,0,1,0]
[872.48,0,18750,510,20642.48,21283.136842310254,-640.65684231025443,640.65684231025443,21283.136842310254,null,null,null,null,571684.20276737132,0,1,0]
[872.48,0,18750,250,20122.48,20691.006949515613,-568.52694951561352,568.52694951561352,20691.006949515613,null,null,null,null,570487.13892013684,0,1,0]
[872.48,0,18750,370,20362.48,20916.610829752466,-554.13082975246652,554.13082975246652,20916.610829752466,null,null,null,null,569307.10786848899,0,1,0]
[872.48,0,18750,460,20542.48,20841.895425848645,-299.4154258486451,299.4154258486451,20841.895425848645,null,null,null,null,568408.44379218703,0,1,0]
[872.48,0,18750,540,20702.48,20650.131896590286,52.348103409713076,0,20650.131896590286,null,null,null,null,567887.1486414636,0,1,0]
[872.48,0,18750,630,20882.48,20790.095008017106,92.384991982893553,0,20790.095008017106,null,null,null,null,567402.4079856067,0,1,0]
[872.48,0,18750,730,21082.48,20712.582141718125,369.89785828187451,0,20712.582141718125,null,null,null,null,567167.91365007474,0,1,0]
[872.48,0,18750,700,21022.48,20253.578031661233,768.90196833876689,0,20253.578031661233,null,null,null,null,567292.75750792958,0,1,0]
[872.48,0,18750,220,20062.48,20564.096230845367,-501.61623084536768,501.61623084536768,20564.096230845367,null,null,null,null,566173.6868964918,0,1,0]
[872.48,0,18750,800,21222.48,21166.767398013515,55.712601986484515,0,21166.767398013515,null,null,null,null,565657.65455138322,0,1,0]
[872.48,0,18750,980,21582.48,20559.573670956175,1022.9063290438244,0,20559.573670956175,null,null,null,null,566012.61259297119,0,1,0]
[872.48,0,18750,810,21242.48,20699.319682108504,543.16031789149565,0,20699.319682108504,null,null,null,null,565935.44426648051,0,1,0]
[872.48,0,18750,790,21202.48,21393.256292178085,-190.77629217808499,190.77629217808499,21393.256292178085,null,null,null,null,565159.65490081813,0,1,0]
[872.48,0,18750,860,21342.48,20039.846817164223,1302.6331828357761,0,20039.846817164223,null,null,null,null,565766.86511046952,0,1,0]
[872.48,0,18750,1800,23222.48,20410.272813008749,2812.2071869912506,0,20410.272813008749,null,null,null,null,568201.09824535903,0,1,0]
[872.48,0,18750,460,20542.48,20811.262587405101,-268.78258740510137,268.78258740510137,20811.262587405101,null,null,null,null,567337.2363009681,0,1,0]
[872.48,0,18750,530,20682.48,21266.62172253188,-584.14172253188008,584.14172253188008,21266.62172253188,null,null,null,null,566127.34316988208,0,1,0]
[872.48,0,18750,690,21002.48,21369.219870170768,-366.73987017076797,366.73987017076797,21369.219870170768,null,null,null,null,565157.80196952436,0,1,0]
[872.48,0,18750,1810,23242.48,20949.993696051453,2292.4863039485463,0,20949.993696051453,null,null,null,null,566655.88184110844,0,1,0]
[872.48,0,18750,1780,23182.48,20460.079374293244,2722.4006257067558,0,20460.079374293244,null,null,null,null,568539.38652240345,0,1,0]
[872.48,0,18750,1780,23182.48,20787.840021944823,2394.6399780551765,0,20787.840021944823,null,null,null,null,570126.02311613073,0,1,0]
[872.48,0,18750,1510,22642.48,20862.139260111337,1780.3407398886629,0,20862.139260111337,null,null,null,null,571158.20375891437,0,1,0]
[872.48,0,18750,1730,23082.48,21208.29132698469,1874.1886730153092,0,21208.29132698469,null,null,null,null,572273.81536086928,0,1,0]
[872.48,0,18750,1580,22782.48,21567.99854706294,1214.4814529370597,0,21567.99854706294,null,null,null,null,572794.5748531518,0,1,0]
[872.48,0,18750,1510,22642.48,21696.346739270521,946.13326072947893,0,21696.346739270521,null,null,null,null,573073.30021295522,0,1,0]
[872.48,0,18750,2200,24022.48,21911.943145970035,2110.5368540299642,0,21911.943145970035,null,null,null,null,574399.71008136927,0,1,0]
[872.48,0,18750,2150,23922.48,23476.096523505097,446.38347649490242,0,23476.096523505097,null,null,null,null,574227.05550013331,0,1,0]
[872.48,0,18750,2290,24202.48,21534.734612520675,2667.7453874793246,0,21534.734612520675,null,null,null,null,576053.79929336451,0,1,0]
[872.48,0,18750,2320,24262.48,20638.896654247994,3623.5833457520057,0,20638.896654247994,null,null,null,null,578477.74549407116,0,1,290.25001241867267]
[872.48,0,18750,2160,23942.48,19920.131012142127,4022.348987857873,0,19920.131012142127,null,null,null,null,580899.26774857705,0,1,689.01565452453997]
[872.48,0,18750,2760,25142.48,18532.978488490378,6609.5015115096212,0,18532.978488490378,null,null,null,null,583318.36848082847,0,1,3276.1681781762882]
[872.48,0,18750,1910,23442.48,19833.376627798014,3609.1033722019856,0,19833.376627798014,null,null,null,null,585735.0501123477,0,1,275.77003886865259]
[872.48,0,18750,1990,23602.48,20616.738992699153,2985.7410073008468,0,20616.738992699153,null,null,null,null,588149.31506223534,0,1,0]
[872.48,0,18750,2170,23962.48,20224.930326949157,3737.5496730508421,0,20224.930326949157,null,null,null,null,590561.16574717313,0,1,404.21633971750907]
[872.48,0,18750,2240,24102.48,20251.346629152718,3851.1333708472812,0,20251.346629152718,null,null,null,null,592970.60458142601,0,1,517.80003751394815]
[872.48,0,18750,2400,24422.48,20425.461488495457,3997.0185115045424,0,20425.461488495457,null,null,null,null,595377.63397684461,0,1,663.68517817120937]
[872.48,0,18750,2540,24702.48,20915.375659834306,3787.1043401656934,0,20915.375659834306,null,null,null,null,597782.25634286774,0,1,453.7710068323604]
[872.48,0,18750,2140,23902.48,21080.763051210797,2821.7169487892024,0,21080.763051210797,null,null,null,null,600184.47408652492,0,1,0]
[872.48,0,18750,1870,23362.48,21365.980854847738,1996.4991451522619,0,21365.980854847738,null,null,null,null,601381.13884307549,0,1,0]
[872.48,0,18750,2150,23922.48,21163.683257341025,2758.7967426589748,0,21163.683257341025,null,null,null,null,603779.75770423247,0,1,0]
[872.48,0,18750,1690,23002.48,21111.344838124325,1891.1351618756744,0,21111.344838124325,null,null,null,null,604877.99959221634,0,1,0]
[872.48,0,18750,2960,25542.48,20723.848290742168,4818.631709257832,0,20723.848290742168,null,null,null,null,607273.12159262411,0,1,1485.2983759244989]
[872.48,0,18750,1960,23542.48,20423.673981531603,3118.8060184683964,0,20423.673981531603,null,null,null,null,609665.84847103152,0,1,0]
[872.48,0,18750,2100,23822.48,20007.563989862851,3814.916010137149,0,20007.563989862851,null,null,null,null,612056.18262256053,0,1,481.58267680381596]
[{"$f":"M$13","v":872.48},{"$f":"M$14","v":0},{"$f":"M$15","v":18750},2470,{"$f":"A1348+C1348+((D1348/2)*M$12)","v":24562.48},{"$f":"I1348*1","v":20542.747260091033},{"$f":"E1348-F1348","v":4019.7327399089663},{"$f":"IF(G1348<0,ABS(G1348),0)","v":0},20542.747260091033,null,null,null,null,614444.12643993797,0,{"$f":"IF(O1348>0,0,1)","v":1},686.39940657563329]
[872.48,0,18750,2210,24042.48,20503.394527498145,3539.0854725018544,0,20503.394527498145,null,null,null,null,616829.68231349799,0,1,205.75213916852135]
[872.48,0,18750,1990,23602.48,20686.273137537268,2916.2068624627318,0,20686.273137537268,null,null,null,null,619212.85263118451,0,1,0]
[872.48,0,18750,1960,23542.48,20848.301686294435,2694.1783137055645,0,20848.301686294435,null,null,null,null,621018.40026088827,0,1,0]
[872.48,0,18750,1950,23522.48,20531.563531678999,2990.9164683210001,0,20531.563531678999,null,null,null,null,623397.38186062733,0,1,0]
[872.48,0,18750,1930,23482.48,21036.915388256497,2445.5646117435026,0,21036.915388256497,null,null,null,null,624974.99262933584,0,1,0]
[872.48,0,18750,2280,24182.48,21687.966928687485,2494.5130713125145,0,21687.966928687485,null,null,null,null,626595.07940088771,0,1,0]
[872.48,0,18750,2220,24062.48,21581.646221159412,2480.8337788405879,0,21581.646221159412,null,null,null,null,628201.23472244327,0,1,0]
[872.48,0,18750,2600,24822.48,21830.346473263799,2992.133526736201,0,21830.346473263799,null,null,null,null,630573.03348772088,0,1,0]
[872.48,0,18750,2510,24642.48,21522.054618091759,3120.4253819082405,0,21522.054618091759,null,null,null,null,632942.46045423311,0,1,0]
[872.48,0,18750,2440,24502.48,21582.117478819655,2920.3625211803446,0,21582.117478819655,null,null,null,null,635309.51799377892,0,1,0]
[872.48,0,18750,1790,23202.48,21403.155179366106,1799.324820633894,0,21403.155179366106,null,null,null,null,636293.60081435565,0,1,0]
[872.48,0,18750,1590,22802.48,21443.519097195109,1358.9609028048908,0,21443.519097195109,null,null,null,null,636880.37202606571,0,1,0]
[872.48,0,18750,1590,22802.48,21716.214496933302,1086.2655030666974,0,21716.214496933302,null,null,null,null,637221.13060679962,0,1,0]
[872.48,0,18750,2070,23762.48,21623.901586065625,2138.5784139343741,0,21623.901586065625,null,null,null,null,638508.63004873367,0,1,0]
[872.48,0,18750,1510,22642.48,21714.198442617741,928.28155738225905,0,21714.198442617741,null,null,null,null,638705.57482032897,0,1,0]
[872.48,0,18750,1100,21822.48,21840.850452374754,-18.370452374754677,18.370452374754677,21840.850452374754,null,null,null,null,638046.66174789646,0,1,0]
[872.48,0,18750,1040,21702.48,21638.334101386114,64.145898613885947,0,21638.334101386114,null,null,null,null,637466.34639490116,0,1,0]
[872.48,0,18750,880,21382.48,21502.727005277244,-120.24700527724417,120.24700527724417,21502.727005277244,null,null,null,null,636696.60834270134,0,1,0]
[872.48,0,18750,840,21302.48,21238.285250384775,64.194749615224282,0,21238.285250384775,null,null,null,null,636117.68700901233,0,1,0]
[872.48,0,18750,1050,21722.48,21742.614541502004,-20.13454150200414,20.13454150200414,21742.614541502004,null,null,null,null,635459.42132635112,0,1,0]
[872.48,0,18750,1130,21882.48,21088.94439800844,793.53560199155982,0,21088.94439800844,null,null,null,null,635538.14394681714,0,1,0]
[872.48,0,18750,1500,22622.48,20226.09023500084,2396.3897649991595,0,20226.09023500084,null,null,null,null,637059.35659136961,0,1,0]
[872.48,0,18750,1160,21942.48,19718.894689008917,2223.5853109910822,0,19718.894689008917,null,null,null,null,638423.52401467029,0,1,0]
[872.48,0,18750,1770,23162.48,19719.537248898101,3442.9427511018985,0,19719.537248898101,null,null,null,null,640785.10049065563,0,1,109.60941776856544]
[872.48,0,18750,1460,22542.48,19720.779836642727,2821.7001633572727,0,19720.779836642727,null,null,null,null,643144.31539016496,0,1,0]
[872.48,0,18750,1910,23442.48,19660.393191791922,3782.0868082080779,0,19660.393191791922,null,null,null,null,645501.17107477481,0,1,448.75347487474482]
[872.48,0,18750,1220,22062.48,19560.056407663935,2502.4235923360648,0,19560.056407663935,null,null,null,null,647107.85113680246,0,1,0]
[872.48,0,18750,570,20762.48,19625.949268391832,1136.5307316081671,0,19625.949268391832,null,null,null,null,647483.620944113,0,1,0]
[872.48,0,18750,1110,21842.48,19749.607505168115,2092.872494831885,0,19749.607505168115,null,null,null,null,648719.72256851767,0,1,0]
[872.48,0,18750,1720,23062.48,20758.321140327891,2304.1588596721085,0,20758.321140327891,null,null,null,null,650144.74581965408,0,1,0]
[872.48,0,18750,1750,23122.48,20653.128084611941,2469.3519153880588,0,20653.128084611941,null,null,null,null,651717.01779768371,0,1,0]
[872.48,0,18750,1760,23142.48,20730.383410520542,2412.0965894794572,0,20730.383410520542,null,null,null,null,653236.18771041755,0,1,0]
[872.48,0,18750,1330,22282.48,20612.776475973202,1669.7035240267978,0,20612.776475973202,null,null,null,null,654085.68469433126,0,1,0]
[872.48,0,18750,1280,22182.48,20618.266576252772,1564.2134237472274,0,20618.266576252772,null,null,null,null,654839.39109100937,0,1,0]
[872.48,0,18750,1060,21742.48,21217.172829874282,525.30717012571768,0,21217.172829874282,null,null,null,null,654657.32815303153,0,1,0]
[872.48,0,18750,1740,23102.48,23147.218162759436,-44.738162759436818,44.738162759436818,23147.218162759436,null,null,null,null,653953.4588458431,0,1,0]
[872.48,0,18750,1490,22602.48,22639.261548524235,-36.781548524235404,36.781548524235404,22639.261548524235,null,null,null,null,653259.04568362061,0,1,0]
[872.48,0,18750,1500,22622.48,20822.729092978723,1799.7509070212764,0,20822.729092978723,null,null,null,null,654225.56245425611,0,1,0]
[872.48,0,18750,1270,22162.48,20515.237315801907,1647.2426841980923,0,20515.237315801907,null,null,null,null,655053.8553075802,0,1,0]
[872.48,0,18750,390,20402.48,20183.468888203199,219.01111179680083,0,20183.468888203199,null,null,null,null,654595.91145288968,0,1,0]
[872.48,0,18750,220,20062.48,20071.515782347469,-9.0357823474696488,9.0357823474696488,20071.515782347469,null,null,null,null,653931.37618085451,0,1,0]
[872.48,0,18750,100,19822.48,20249.952945309378,-427.4729453093787,427.4729453093787,20249.952945309378,null,null,null,null,652807.22456483333,0,1,0]
[872.48,0,18750,60,19742.48,20011.644023289373,-269.16402328937329,269.16402328937329,20011.644023289373,null,null,null,null,651858.33691465016,0,1,0]
[872.48,0,18750,160,19942.48,19776.948773970533,165.53122602946678,0,19776.948773970533,null,null,null,null,651355.456681162,0,1,0]
[872.48,0,18750,40,19702.48,19648.277955020716,54.202044979283528,0,19648.277955020716,null,null,null,null,650752.88306496223,0,1,0]
[872.48,0,18750,10,19642.48,19553.231243316863,89.248756683136889,0,19553.231243316863,null,null,null,null,650182.45406291215,0,1,0]
[872.48,0,18750,60,19742.48,19619.117899309844,123.36210069015578,0,19619.117899309844,null,null,null,null,649643.29749947041,0,1,0]
[872.48,0,18750,40,19702.48,20308.993301858958,-606.51330185895858,606.51330185895858,20308.993301858958,null,null,null,null,648326.48956992605,0,1,0]
[872.48,0,18750,80,19782.48,20193.520045583879,-411.04004558387896,411.04004558387896,20193.520045583879,null,null,null,null,647226.01903021382,0,1,0]
[872.48,0,18750,30,19682.48,20200.942711323718,-518.46271132371839,518.46271132371839,20200.942711323718,null,null,null,null,646008.48402872751,0,1,0]
[872.48,0,18750,0,19622.48,20909.735877106708,-1287.2558771067088,1287.2558771067088,20909.735877106708,null,null,null,null,643946.49407988135,0,1,0]
[872.48,0,18750,0,19622.48,21152.818510825491,-1530.3385108254915,1530.3385108254915,21152.818510825491,null,null,null,null,641619.17522389337,0,1,0]
[872.48,0,18750,0,19622.48,20547.587499647783,-925.1074996477837,925.1074996477837,20547.587499647783,null,null,null,null,639959.93779905699,0,1,0]
[872.48,0,18750,0,19622.48,21972.882406420904,-2350.4024064209043,2350.4024064209043,21972.882406420904,null,null,null,null,636734.53521419503,0,1,0]
[872.48,0,18750,60,19742.48,22364.079737920896,-2621.5997379208966,2621.5997379208966,22364.079737920896,null,null,null,null,633214.04096726794,0,1,0]
[872.48,0,18750,120,19862.48,22789.709852153559,-2927.2298521535595,2927.2298521535595,22789.709852153559,null,null,null,null,629360.87408893171,0,1,0]
[872.48,0,18750,190,20002.48,21324.514544262165,-1322.0345442621656,1322.0345442621656,21324.514544262165,null,null,null,null,627277.2752161544,0,1,0]
[872.48,0,18750,440,20502.48,21355.022307496038,-852.54230749603812,852.54230749603812,21355.022307496038,null,null,null,null,625712.20140269259,0,1,0]
[872.48,0,18750,730,21082.48,20898.207101340427,184.27289865957209,0,20898.207101340427,null,null,null,null,625252.33481008362,0,1,0]
[872.48,0,18750,860,21342.48,21758.059744846687,-415.57974484668739,415.57974484668739,21758.059744846687,null,null,null,null,624169.94475594221,0,1,0]
[872.48,0,18750,780,21182.48,22180.127354901037,-997.64735490103703,997.64735490103703,22180.127354901037,null,null,null,null,622448.36272079509,0,1,0]
[872.48,0,18750,810,21242.48,22373.513644607723,-1131.0336446077235,1131.0336446077235,22373.513644607723,null,null,null,null,620581.7773490058,0,1,0]
[872.48,0,18750,880,21382.48,22231.477795016923,-848.99779501692319,848.99779501692319,22231.477795016923,null,null,null,null,619027.29799713823,0,1,0]
[{"$f":"M$13","v":872.48},{"$f":"M$14","v":0},{"$f":"M$15","v":18750},720,{"$f":"A1412+C1412+((D1412/2)*M$12)","v":21062.48},{"$f":"I1412*1","v":22542.584602834719},{"$f":"E1412-F1412","v":-1480.1046028347191},{"$f":"IF(G1412<0,ABS(G1412),0)","v":1480.1046028347191},22542.584602834719,null,null,null,null,616780.15563602292,0,{"$f":"IF(O1412>0,0,1)","v":1},0]
[872.48,0,18750,340,20302.48,22756.547269980023,-2454.0672699800234,2454.0672699800234,22756.547269980023,null,null,null,null,613463.90148340887,0,1,0]
[872.48,0,18750,530,20682.48,22736.333235158196,-2053.8532351581962,2053.8532351581962,22736.333235158196,null,null,null,null,610591.19902325142,0,1,0]
[872.48,0,18750,850,21322.48,22604.787508131314,-1282.3075081313145,1282.3075081313145,22604.787508131314,null,null,null,null,608570.06956528372,0,1,0]
[872.48,0,18750,940,21502.48,22090.184243474218,-587.70424347421795,587.70424347421795,22090.184243474218,null,null,null,null,607315.02482789673,0,1,0]
[872.48,0,18750,850,21322.48,21520.575792185697,-198.09579218569706,198.09579218569706,21520.575792185697,null,null,null,null,606489.80443166464,0,1,0]
[872.48,0,18750,550,20722.48,22517.485782499742,-1795.0057824997421,1795.0057824997421,22517.485782499742,null,null,null,null,603908.80826648325,0,1,0]
[872.48,0,18750,130,19882.48,22889.704204527363,-3007.2242045273633,3007.2242045273633,22889.704204527363,null,null,null,null,599996.95283323666,0,1,0]
[872.48,0,18750,280,20182.48,22041.045194724666,-1858.5651947246661,1858.5651947246661,22041.045194724666,null,null,null,null,597352.53416620626,0,1,0]
[872.48,0,18750,360,20342.48,22092.509357681502,-1750.029357681502,1750.029357681502,22092.509357681502,null,null,null,null,594830.14933859045,0,1,0]
[872.48,0,18750,260,20142.48,22498.748091690009,-2356.2680916900099,2356.2680916900099,22498.748091690009,null,null,null,null,591643.42428839288,0,1,0]
[872.48,0,18750,440,20502.48,22467.874040154915,-1965.3940401549153,1965.3940401549153,22467.874040154915,null,null,null,null,588889.84741993411,0,1,0]
[872.48,0,18750,380,20382.48,22526.142009519011,-2143.6620095190119,2143.6620095190119,22526.142009519011,null,null,null,null,585942.92936204327,0,1,0]
[872.48,0,18750,230,20082.48,22489.671786675524,-2407.1917866755248,2407.1917866755248,22489.671786675524,null,null,null,null,582709.07546733809,0,1,0]
[872.48,0,18750,250,20122.48,22366.052225385953,-2243.5722253859531,2243.5722253859531,22366.052225385953,null,null,null,null,579658.43694394617,0,1,0]
[872.48,0,18750,200,20022.48,22287.75684376647,-2265.2768437664708,2265.2768437664708,22287.75684376647,null,null,null,null,576586.97397885914,0,1,0]
[872.48,0,18750,190,20002.48,21994.729996951068,-1992.2499969510682,1992.2499969510682,21994.729996951068,null,null,null,null,573818.91200823407,0,1,0]
[872.48,0,18750,100,19822.48,22972.037260243313,-3149.5572602433131,3149.5572602433131,22972.037260243313,null,null,null,null,569780.58010995819,0,1,0]
[872.48,0,18750,190,20002.48,22358.08717803171,-2355.6071780317106,2355.6071780317106,22358.08717803171,null,null,null,null,566619.63163401338,0,1,0]
[872.48,0,18750,330,20282.48,22635.886406461508,-2353.4064064615086,2353.4064064615086,22635.886406461508,null,null,null,null,563464.26495527173,0,1,0]
[872.48,0,18750,310,20242.48,22777.489802013777,-2535.0098020137775,2535.0098020137775,22777.489802013777,null,null,null,null,560112.28990810132,0,1,0]
[872.48,0,18750,240,20102.48,22771.855923182386,-2669.375923182386,2669.375923182386,22771.855923182386,null,null,null,null,556615.86410269258,0,1,0]
[872.48,0,18750,230,20082.48,22825.633825693432,-2743.1538256934327,2743.1538256934327,22825.633825693432,null,null,null,null,553041.7790303271,0,1,0]
[872.48,0,18750,930,21482.48,20697.850707290068,784.62929270993118,0,20697.850707290068,null,null,null,null,553194.9036147357,0,1,0]
[872.48,0,18750,580,20782.48,21665.332066635339,-882.85206663533972,882.85206663533972,21665.332066635339,null,null,null,null,551670.57143782207,0,1,0]
[872.48,0,18750,640,20902.48,22626.100179442241,-1723.6201794422414,1723.6201794422414,22626.100179442241,null,null,null,null,549222.91866899782,0,1,0]
[872.48,0,18750,840,21302.48,22122.635824257519,-820.15582425751927,820.15582425751927,22122.635824257519,null,null,null,null,547771.52434364555,0,1,0]
[872.48,0,18750,1090,21802.48,21762.810969080405,39.669030919594661,0,21762.810969080405,null,null,null,null,547259.45494712959,0,1,0]
[872.48,0,18750,1680,22982.48,20387.715261476194,2594.7647385238051,0,20387.715261476194,null,null,null,null,549047.48375685397,0,1,0]
[872.48,0,18750,1600,22822.48,20277.120574837161,2545.3594251628383,0,20277.120574837161,null,null,null,null,550789.25975574367,0,1,0]
[872.48,0,18750,1740,23102.48,21095.13324619885,2007.34675380115,0,21095.13324619885,null,null,null,null,552045.08257440897,0,1,0]
[872.48,0,18750,1270,22162.48,21683.411781053677,479.0682189463223,0,21683.411781053677,null,null,null,null,551924.19888888625,0,1,0]
[872.48,0,18750,1150,21922.48,21899.97186045436,22.508139545640006,0,21899.97186045436,null,null,null,null,551392.53201558837,0,1,0]
[872.48,0,18750,2180,23982.48,21635.342687735425,2347.1373122645746,0,21635.342687735425,null,null,null,null,552953.56306461093,0,1,0]
[872.48,0,18750,2250,24122.48,21630.228942610127,2492.2510573898726,0,21630.228942610127,null,null,null,null,554643.63545319729,0,1,0]
[872.48,0,18750,1700,23022.48,21993.311176616095,1029.168823383905,0,21993.311176616095,null,null,null,null,555015.24375878961,0,1,0]
[872.48,0,18750,1750,23122.48,21694.028186347732,1428.4518136522674,0,21694.028186347732,null,null,null,null,555745.83514731785,0,1,0]
[872.48,0,18750,810,21242.48,21977.307392493181,-734.82739249318183,734.82739249318183,21977.307392493181,null,null,null,null,554381.77918042801,0,1,0]
[872.48,0,18750,650,20922.48,22600.188849357866,-1677.7088493578667,1677.7088493578667,22600.188849357866,null,null,null,null,551981.91766695399,0,1,0]
[872.48,0,18750,690,21002.48,22931.865701744355,-1929.3857017443552,1929.3857017443552,22931.865701744355,null,null,null,null,549307.61147736828,0,1,0]
[872.48,0,18750,360,20342.48,22786.136134883698,-2443.6561348836985,2443.6561348836985,22786.136134883698,null,null,null,null,546070.28211751883,0,1,0]
[872.48,0,18750,370,20362.48,22320.848240703901,-1958.3682407039014,1958.3682407039014,22320.848240703901,null,null,null,null,543370.00677062711,0,1,0]
[872.48,0,18750,170,19962.48,22107.075651553816,-2144.5956515538164,2144.5956515538164,22107.075651553816,null,null,null,null,540467.58154714736,0,1,0]
[872.48,0,18750,380,20382.48,22748.897024852187,-2366.4170248521878,2366.4170248521878,22748.897024852187,null,null,null,null,537324.05523826287,0,1,0]
[872.48,0,18750,410,20442.48,23034.865095901314,-2592.3850959013143,2592.3850959013143,23034.865095901314,null,null,null,null,533935.10757753311,0,1,0]
[872.48,0,18750,110,19842.48,23413.109962220602,-3570.6299622206025,3570.6299622206025,23413.109962220602,null,null,null,null,530101.17246995564,270.62996222060247,0,0]
[872.48,0,18750,40,19702.48,22913.693125141908,-3211.2131251419087,3211.2131251419087,22913.693125141908,null,null,null,null,526038.73685982963,0,1,0]
[872.48,0,18750,530,20682.48,23040.658930164012,-2358.1789301640129,2358.1789301640129,23040.658930164012,null,null,null,null,522918.70129978942,0,1,0]
[872.48,0,18750,410,20442.48,23101.448040195522,-2658.9680401955229,2658.9680401955229,23101.448040195522,null,null,null,null,519470.9177542745,0,1,0]
[872.48,0,18750,320,20262.48,23469.620263059311,-3207.1402630593111,3207.1402630593111,23469.620263059311,null,null,null,null,515423.59254715499,0,1,0]
[872.48,0,18750,190,20002.48,23449.437586177293,-3446.9575861772937,3446.9575861772937,23449.437586177293,null,null,null,null,511608.16895460786,146.95758617729371,0,0]
[872.48,0,18750,290,20202.48,23773.520888426541,-3571.0408884265416,3571.0408884265416,23773.520888426541,null,null,null,null,507796.56078565324,271.04088842654164,0,0]
[872.48,0,18750,150,19922.48,23193.143572234352,-3270.6635722343526,3270.6635722343526,23193.143572234352,null,null,null,null,503691.0342954098,0,1,0]
[872.48,0,18750,270,20162.48,23319.148052743156,-3156.6680527431563,3156.6680527431563,23319.148052743156,null,null,null,null,499715.00840309693,0,1,0]
[872.48,0,18750,220,20062.48,23363.682176702387,-3301.2021767023871,3301.2021767023871,23363.682176702387,null,null,null,null,495915.29339469381,1.202176702387078,0,0]
[872.48,0,18750,170,19962.48,22467.225342383856,-2504.745342383856,2504.745342383856,22467.225342383856,null,null,null,null,492664.15822467685,0,1,0]
[872.48,0,18750,40,19702.48,22878.255400905655,-3175.7754009056553,3175.7754009056553,22878.255400905655,null,null,null,null,488678.14112545596,0,1,0]
[872.48,0,18750,0,19622.48,23493.182923228065,-3870.7029232280656,3870.7029232280656,23493.182923228065,null,null,null,null,484889.46298433049,570.70292322806563,0,0]
[872.48,0,18750,0,19622.48,23529.422945512415,-3906.9429455124155,3906.9429455124155,23529.422945512415,null,null,null,null,481104.57352134614,606.94294551241546,0,0]
[872.48,0,18750,0,19622.48,23537.035616823348,-3914.5556168233488,3914.5556168233488,23537.035616823348,null,null,null,null,477323.46894782479,614.55561682334883,0,0]
[872.48,0,18750,0,19622.48,23079.76284799301,-3457.2828479930104,3457.2828479930104,23079.76284799301,null,null,null,null,473546.14547887695,157.28284799301036,0,0]
[872.48,0,18750,0,19622.48,22903.436753274374,-3280.9567532743749,3280.9567532743749,22903.436753274374,null,null,null,null,469463.54690479621,0,1,0]
[872.48,0,18750,0,19622.48,22385.459866055899,-2762.979866055899,2762.979866055899,22385.459866055899,null,null,null,null,465954.80550522992,0,1,0]
[872.48,0,18750,0,19622.48,22226.391434291563,-2603.9114342915636,2603.9114342915636,22226.391434291563,null,null,null,null,462624.54812200397,0,1,0]
[{"$f":"M$13","v":872.48},{"$f":"M$14","v":0},{"$f":"M$15","v":18750},0,{"$f":"A1476+C1476+((D1476/2)*M$12)","v":19622.48},{"$f":"I1476*1","v":22636.666311753022},{"$f":"E1476-F1476","v":-3014.1863117530229},{"$f":"IF(G1476<0,ABS(G1476),0)","v":3014.1863117530229},22636.666311753022,null,null,null,null,458846.31863095367,0,{"$f":"IF(O1476>0,0,1)","v":1},0]
[872.48,0,18750,0,19622.48,22193.768779693895,-2571.2887796938958,2571.2887796938958,22193.768779693895,null,null,null,null,455559.05465465941,0,1,0]
[872.48,0,18750,0,19622.48,21793.590034543216,-2171.1100345432169,2171.1100345432169,21793.590034543216,null,null,null,null,452715.27456200722,0,1,0]
[872.48,0,18750,10,19642.48,21854.234158502448,-2211.7541585024483,2211.7541585024483,21854.234158502448,null,null,null,null,449829.62971309252,0,1,0]
[872.48,0,18750,0,19622.48,22384.646093075164,-2762.1660930751641,2762.1660930751641,22384.646093075164,null,null,null,null,446341.41738099675,0,1,0]
[872.48,0,18750,60,19742.48,22127.732067990044,-2385.2520679900445,2385.2520679900445,22127.732067990044,null,null,null,null,443271.29868882668,0,1,0]
[872.48,0,18750,30,19682.48,21966.568527589512,-2284.0885275895125,2284.0885275895125,21966.568527589512,null,null,null,null,440315.53000978939,0,1,0]
[872.48,0,18750,110,19842.48,22215.341434291564,-2372.8614342915644,2372.8614342915644,22215.341434291564,null,null,null,null,437265.0669020589,0,1,0]
[872.48,0,18750,210,20042.48,22167.558618132367,-2125.0786181323674,2125.0786181323674,22167.558618132367,null,null,null,null,434490.21535521123,0,1,0]
[872.48,0,18750,140,19902.48,22190.552530390283,-2288.0725303902836,2288.0725303902836,22190.552530390283,null,null,null,null,431538.84535642667,0,1,0]
[872.48,0,18750,120,19862.48,21768.233517827419,-1905.7535178274193,1905.7535178274193,21768.233517827419,null,null,null,null,429010.97764146008,0,1,0]
[872.48,0,18750,30,19682.48,21440.485218363716,-1758.0052183637163,1758.0052183637163,21440.485218363716,null,null,null,null,426648.16092361853,0,1,0]
[872.48,0,18750,650,20922.48,21981.519846531712,-1059.0398465317121,1059.0398465317121,21981.519846531712,null,null,null,null,425056.56893151003,0,1,0]
[872.48,0,18750,400,20422.48,22205.982374399839,-1783.502374399839,1783.502374399839,22205.982374399839,null,null,null,null,422669.65975073871,0,1,0]
[872.48,0,18750,0,19622.48,22194.302435681799,-2571.8224356817991,2571.8224356817991,22194.302435681799,null,null,null,null,419417.98541173799,0,1,0]
[872.48,0,18750,30,19682.48,22095.798033168216,-2413.3180331682161,2413.3180331682161,22095.798033168216,null,null,null,null,416343.91758984124,0,1,0]
[872.48,0,18750,100,19822.48,21424.892691901052,-1602.4126919010523,1602.4126919010523,21424.892691901052,null,null,null,null,414164.91971116018,0,1,0]
[872.48,0,18750,200,20022.48,21152.917364586992,-1130.4373645869928,1130.4373645869928,21152.917364586992,null,null,null,null,412507.27369040332,0,1,0]
[872.48,0,18750,610,20842.48,21467.168006667478,-624.68800666747848,624.68800666747848,21467.168006667478,null,null,null,null,411407.60960937868,0,1,0]
[872.48,0,18750,580,20782.48,21917.400786639988,-1134.9207866399884,1134.9207866399884,21917.400786639988,null,null,null,null,409747.78913446533,0,1,0]
[872.48,0,18750,1350,22322.48,22293.319292233919,29.160707766081032,0,22293.319292233919,null,null,null,null,409364.28598232038,0,1,0]
[872.48,0,18750,1410,22442.48,21874.154297779627,568.32570222037248,0,21874.154297779627,null,null,null,null,409466.41482833639,0,1,0]
[872.48,0,18750,1680,22982.48,21672.820478824731,1309.6595211752683,0,21672.820478824731,null,null,null,null,410235.64198256581,0,1,0]
[872.48,0,18750,2520,24662.48,21829.513996940917,2832.9660030590821,0,21829.513996940917,null,null,null,null,412825.40634058323,0,1,0]
[872.48,0,18750,1670,22962.48,21450.227934243343,1512.2520657566565,0,21450.227934243343,null,null,null,null,413773.60779342364,0,1,0]
[872.48,0,18750,2630,24882.48,21386.90632560461,3495.5736743953894,0,21386.90632560461,null,null,null,null,416359.8341856302,0,1,162.24034106205636]
[872.48,0,18750,2360,24342.48,21310.108306100723,3032.3716938992766,0,21310.108306100723,null,null,null,null,418943.47435144457,0,1,0]
[872.48,0,18750,2060,23742.48,21872.201609755433,1870.2783902445663,0,21872.201609755433,null,null,null,null,420207.78142831323,0,1,0]
[872.48,0,18750,2270,24162.48,22098.544338182695,2063.9356618173042,0,22098.544338182695,null,null,null,null,421645.11574252049,0,1,0]
[872.48,0,18750,2180,23982.48,21771.651063788886,2210.8289362111136,0,21771.651063788886,null,null,null,null,423213.21666936798,0,1,0]
[872.48,0,18750,1960,23542.48,21541.662197479756,2000.8178025202433,0,21541.662197479756,null,null,null,null,424590.73947496683,0,1,0]
[872.48,0,18750,1300,22222.48,22091.125684980339,131.35431501966013,0,22091.125684980339,null,null,null,null,424284.36761900957,0,1,0]
[872.48,0,18750,1160,21942.48,21859.720452374757,82.759547625242703,0,21859.720452374757,null,null,null,null,423934.56684425328,0,1,0]
[872.48,0,18750,670,20962.48,22539.584613976895,-1577.1046139768951,1577.1046139768951,22539.584613976895,null,null,null,null,421775.81720203446,0,1,0]
[872.48,0,18750,410,20442.48,22657.656478885638,-2215.1764788856381,2215.1764788856381,22657.656478885638,null,null,null,null,418917.3472580582,0,1,0]
[872.48,0,18750,750,21122.48,22756.379529030502,-1633.8995290305029,1633.8995290305029,22756.379529030502,null,null,null,null,416701.14042886655,0,1,0]
[872.48,0,18750,340,20302.48,23314.278008174457,-3011.7980081744572,3011.7980081744572,23314.278008174457,null,null,null,null,412971.46147944574,0,1,0]
[872.48,0,18750,780,21182.48,23365.162065280645,-2182.6820652806455,2182.6820652806455,23365.162065280645,null,null,null,null,410157.53974615759,0,1,0]
[872.48,0,18750,1030,21682.48,23324.768214304688,-1642.2882143046882,1642.2882143046882,23324.768214304688,null,null,null,null,407940.86517067632,0,1,0]
[872.48,0,18750,930,21482.48,23513.119166960591,-2030.639166960591,2030.639166960591,23513.119166960591,null,null,null,null,405299.22122184897,0,1,0]
[872.48,0,18750,580,20782.48,23363.514524890255,-2581.0345248902559,2581.0345248902559,23363.514524890255,null,null,null,null,402054.78402324789,0,1,0]
[872.48,0,18750,480,20582.48,22701.886774153259,-2119.4067741532599,2119.4067741532599,22701.886774153259,null,null,null,null,399321.38178765605,0,1,0]
[872.48,0,18750,890,21402.48,21619.192676593255,-216.71267659325531,216.71267659325531,21619.192676593255,null,null,null,null,398683.67646161583,0,1,0]
[872.48,0,18750,970,21562.48,21815.300034543216,-252.82003454321602,252.82003454321602,21815.300034543216,null,null,null,null,398006.89074715669,0,1,0]
[872.48,0,18750,440,20502.48,22969.990966370999,-2467.5109663709991,2467.5109663709991,22969.990966370999,null,null,null,null,394894.62179340143,0,1,0]
[872.48,0,18750,550,20722.48,22521.380801998548,-1798.9008019985486,1798.9008019985486,22521.380801998548,null,null,null,null,392520.93628940958,0,1,0]
[872.48,0,18750,770,21162.48,22531.020768572027,-1368.5407685720274,1368.5407685720274,22531.020768572027,null,null,null,null,390623.02050769096,0,1,0]
[872.48,0,18750,740,21102.48,22589.438620943292,-1486.9586209432928,1486.9586209432928,22589.438620943292,null,null,null,null,388596.74300414568,0,1,0]
[872.48,0,18750,780,21182.48,22632.673957994069,-1450.1939579940699,1450.1939579940699,22632.673957994069,null,null,null,null,386612.93290734803,0,1,0]
[872.48,0,18750,890,21402.48,22729.440664126832,-1326.9606641268329,1326.9606641268329,22729.440664126832,null,null,null,null,384766.66324390116,0,1,0]
[872.48,0,18750,1650,22922.48,22397.819971906556,524.66002809344354,0,22397.819971906556,null,null,null,null,384854.09060594137,0,1,0]
[872.48,0,18750,1670,22962.48,22309.595725383409,652.88427461659012,0,22309.595725383409,null,null,null,null,385056.83236249036,0,1,0]
[872.48,0,18750,2030,23682.48,22109.575657124904,1572.9043428750956,0,22109.575657124904,null,null,null,null,386087.38943871547,0,1,0]
[872.48,0,18750,1810,23242.48,21851.041604184349,1391.4383958156504,0,21851.041604184349,null,null,null,null,386953.59660551086,0,1,0]
[872.48,0,18750,1390,22402.48,20389.321232326965,2013.1587676730342,0,20389.321232326965,null,null,null,null,388378.48589981109,0,1,0]
[872.48,0,18750,1530,22682.48,20434.304058172118,2248.1759418278816,0,20434.304058172118,null,null,null,null,390013.46576155635,0,1,0]
[872.48,0,18750,1220,22062.48,19982.364769865817,2080.1152301341826,0,19982.364769865817,null,null,null,null,391495.55600291555,0,1,0]
[872.48,0,18750,1710,23042.48,21400.832608334742,1641.6473916652576,0,21400.832608334742,null,null,null,null,392581.54309941141,0,1,0]
[872.48,0,18750,1330,22282.48,22349.285914800374,-66.805914800374012,66.805914800374012,22349.285914800374,null,null,null,null,392115.47505003156,0,1,0]
[872.48,0,18750,2160,23942.48,22228.880187773495,1713.5998122265046,0,22228.880187773495,null,null,null,null,393265.59940598533,0,1,0]
[872.48,0,18750,2350,24322.48,21809.319989974523,2513.1600100254764,0,21809.319989974523,null,null,null,null,395134.17781560228,0,1,0]
[872.48,0,18750,1920,23462.48,22106.316797792315,1356.1632022076847,0,22106.316797792315,null,null,null,null,395959.5905197736,0,1,0]
[872.48,0,18750,2150,23922.48,22186.691172450468,1735.7888275495316,0,22186.691172450468,null,null,null,null,397125.84087404842,0,1,0]
[872.48,0,18750,1900,23422.48,22460.76654433323,961.71345566676973,0,22460.76654433323,null,null,null,null,397594.25714327447,0,1,0]
[{"$f":"M$13","v":872.48},{"$f":"M$14","v":0},{"$f":"M$15","v":18750},1790,{"$f":"A1540+C1540+((D1540/2)*M$12)","v":23202.48},{"$f":"I1540*1","v":22261.752797802466},{"$f":"E1540-F1540","v":940.72720219753319},{"$f":"IF(G1540<0,ABS(G1540),0)","v":0},22261.752797802466,null,null,null,null,398043.31736810901,0,{"$f":"IF(O1540>0,0,1)","v":1},0]
[872.48,0,18750,2180,23982.48,22590.994847962556,1391.4851520374432,0,22590.994847962556,null,null,null,null,398897.61068757455,0,1,0]
[872.48,0,18750,1310,22242.48,22003.50999695107,238.97000304892936,0,22003.50999695107,null,null,null,null,398713.78607963101,0,1,0]
[872.48,0,18750,1830,23282.48,22129.702006708088,1152.7779932919111,0,22129.702006708088,null,null,null,null,399352.57248751412,0,1,0]
[872.48,0,18750,1940,23502.48,21465.234127836087,2037.2458721639123,0,21465.234127836087,null,null,null,null,400786.74119997415,0,1,0]
[872.48,0,18750,1860,23342.48,20561.831150064601,2780.6488499353982,0,20561.831150064601,null,null,null,null,403385.95445877418,0,1,0]
[872.48,0,18750,1650,22922.48,21278.296831168078,1644.1831688319216,0,21278.296831168078,null,null,null,null,404462.33335626411,0,1,0]
[872.48,0,18750,1290,22202.48,23085.694116795432,-883.21411679543235,883.21411679543235,23085.694116795432,null,null,null,null,403086.33549443289,0,1,0]
[872.48,0,18750,850,21322.48,23780.865980349474,-2458.3859803494743,2458.3859803494743,23780.865980349474,null,null,null,null,399979.02458055405,0,1,0]
[872.48,0,18750,670,20962.48,22153.412173840701,-1190.9321738407016,1190.9321738407016,22153.412173840701,null,null,null,null,398269.02016474871,0,1,0]
[872.48,0,18750,110,19842.48,18396.15004292523,1446.3299570747695,0,18396.15004292523,null,null,null,null,399172.44810595125,0,1,0]
[872.48,0,18750,0,19622.48,18967.338381335783,655.14161866421637,0,18967.338381335783,null,null,null,null,399362.90311464312,0,1,0]
[872.48,0,18750,0,19622.48,20120.132477439573,-497.65247743957298,497.65247743957298,20120.132477439573,null,null,null,null,398416.12248634495,0,1,0]
[872.48,0,18750,0,19622.48,21571.213694696748,-1948.733694696748,1948.733694696748,21571.213694696748,null,null,null,null,395874.0992996922,0,1,0]
[872.48,0,18750,60,19742.48,21321.157104151353,-1578.677104151353,1578.677104151353,21321.157104151353,null,null,null,null,393741.68038582598,0,1,0]
[872.48,0,18750,70,19762.48,21824.411476049339,-2061.9314760493398,2061.9314760493398,21824.411476049339,null,null,null,null,391079.81408178585,0,1,0]
[872.48,0,18750,20,19662.48,21413.807716970943,-1751.3277169709436,1751.3277169709436,21413.807716970943,null,null,null,null,388762.27377903601,0,1,0]
[872.48,0,18750,290,20202.48,20117.767324133161,84.712675866838254,0,20117.767324133161,null,null,null,null,388449.75291353714,0,1,0]
[872.48,0,18750,1270,22162.48,20311.073390996356,1851.4066090036431,0,20311.073390996356,null,null,null,null,389727.56910872686,0,1,0]
[872.48,0,18750,850,21322.48,21599.981296369089,-277.50129636908969,277.50129636908969,21599.981296369089,null,null,null,null,389032.59011361212,0,1,0]
[872.48,0,18750,790,21202.48,21950.68093705934,-748.2009370593405,748.2009370593405,21950.68093705934,null,null,null,null,387820.53649273323,0,1,0]
[872.48,0,18750,570,20762.48,21623.592654308901,-861.11265430890126,861.11265430890126,21623.592654308901,null,null,null,null,386485.49203650071,0,1,0]
[872.48,0,18750,720,21062.48,21576.274868790682,-513.79486879068281,513.79486879068281,21576.274868790682,null,null,null,null,385533.83218879445,0,1,0]
[872.48,0,18750,750,21122.48,22087.78930754172,-965.30930754172005,965.30930754172005,22087.78930754172,null,null,null,null,384086.45811830973,0,1,0]
[872.48,0,18750,1050,21722.48,21903.639395273654,-181.15939527365481,181.15939527365481,21903.639395273654,null,null,null,null,383503.09632539045,0,1,0]
[872.48,0,18750,1080,21782.48,22389.241179427016,-606.76117942701603,606.76117942701603,22389.241179427016,null,null,null,null,382452.15593169536,0,1,0]
[872.48,0,18750,1930,23482.48,22254.467828443449,1228.012171556551,0,22254.467828443449,null,null,null,null,383174.91473016457,0,1,0]
[872.48,0,18750,1090,21802.48,22488.611703109214,-686.13170310921487,686.13170310921487,22488.611703109214,null,null,null,null,382036.99494201422,0,1,0]
[872.48,0,18750,310,20242.48,22835.581343799466,-2593.1013437994661,2593.1013437994661,22835.581343799466,null,null,null,null,378802.54646889283,0,1,0]
[872.48,0,18750,900,21422.48,22706.888037384593,-1284.4080373845936,1284.4080373845936,22706.888037384593,null,null,null,null,377010.89508130087,0,1,0]
[872.48,0,18750,1970,23562.48,21754.904664065922,1807.5753359340779,0,21754.904664065922,null,null,null,null,378260.70198856021,0,1,0]
[872.48,0,18750,2180,23982.48,21689.06326155741,2293.4167384425891,0,21689.06326155741,null,null,null,null,379946.51635117002,0,1,0]
[872.48,0,18750,2400,24422.48,22028.43399834638,2394.0460016536199,0,22028.43399834638,null,null,null,null,381721.21123630711,0,1,0]
[872.48,0,18750,2510,24642.48,23054.127828494209,1588.3521715057905,0,23054.127828494209,null,null,null,null,382769.00697942602,0,1,0]
[872.48,0,18750,2450,24522.48,23259.930205942976,1262.549794057024,0,23259.930205942976,null,null,null,null,383522.53278709791,0,1,0]
[872.48,0,18750,2600,24822.48,23407.687480326633,1414.7925196733668,0,23407.687480326633,null,null,null,null,384412.32352201681,0,1,0]
[872.48,0,18750,2290,24202.48,23472.067820162956,730.41217983704337,0,23472.067820162956,null,null,null,null,384685.28216034814,0,1,0]
[872.48,0,18750,2510,24642.48,23578.386062510326,1064.0939374896734,0,23578.386062510326,null,null,null,null,385258.28142192849,0,1,0]
[872.48,0,18750,2350,24322.48,23304.538058314243,1017.9419416857563,0,23304.538058314243,null,null,null,null,385789.17088802374,0,1,0]
[872.48,0,18750,860,21342.48,23205.180166945371,-1862.7001669453712,1862.7001669453712,23205.180166945371,null,null,null,null,383354.41153349582,0,1,0]
[872.48,0,18750,1150,21922.48,23399.961114030193,-1477.4811140301936,1477.4811140301936,23399.961114030193,null,null,null,null,381345.82789652911,0,1,0]
[872.48,0,18750,1210,22042.48,23915.969409328267,-1873.4894093282674,1873.4894093282674,23915.969409328267,null,null,null,null,378903.64371837146,0,1,0]
[872.48,0,18750,1080,21782.48,24168.953322991641,-2386.4733229916419,2386.4733229916419,24168.953322991641,null,null,null,null,375899.61941936228,0,1,0]
[872.48,0,18750,640,20902.48,23405.176055533775,-2502.6960555337755,2502.6960555337755,23405.176055533775,null,null,null,null,372770.75413885579,0,1,0]
[872.48,0,18750,550,20722.48,22762.355889755858,-2039.8758897558582,2039.8758897558582,22762.355889755858,null,null,null,null,370154.11990598548,0,1,0]
[872.48,0,18750,380,20382.48,23276.457802044231,-2893.9778020442318,2893.9778020442318,23276.457802044231,null,null,null,null,366600.59020383086,0,1,0]
[872.48,0,18750,250,20122.48,22971.473509546926,-2848.9935095469264,2848.9935095469264,22971.473509546926,null,null,null,null,363100.09675312543,0,1,0]
[872.48,0,18750,530,20682.48,22731.518226801563,-2049.0382268015637,2049.0382268015637,22731.518226801563,null,null,null,null,360483.0546068906,0,1,0]
[872.48,0,18750,700,21022.48,22808.833797838,-1786.3537978380009,1786.3537978380009,22808.833797838,null,null,null,null,358157.58237466193,0,1,0]
[872.48,0,18750,250,20122.48,22693.980608415961,-2571.5006084159613,2571.5006084159613,22693.980608415961,null,null,null,null,354970.77412302973,0,1,0]
[872.48,0,18750,430,20482.48,22437.481424554855,-1955.0014245548555,1955.0014245548555,22437.481424554855,null,null,null,null,352465.30178189633,0,1,0]
[872.48,0,18750,660,20942.48,22357.466031793203,-1414.9860317932034,1414.9860317932034,22357.466031793203,null,null,null,null,350556.35184514191,0,1,0]
[872.48,0,18750,1480,22582.48,22510.528164114141,71.9518358858586,0,22510.528164114141,null,null,null,null,350270.55214559403,0,1,0]
[872.48,0,18750,430,20482.48,22155.494828438372,-1673.0148284383722,1673.0148284383722,22155.494828438372,null,null,null,null,348079.9652821662,0,1,0]
[872.48,0,18750,550,20722.48,22209.730048496316,-1487.2500484963166,1487.2500484963166,22209.730048496316,null,null,null,null,346095.91026353807,0,1,0]
[872.48,0,18750,2340,24302.48,24241.587597370224,60.892402629775461,0,24241.587597370224,null,null,null,null,345804.61751564132,0,1,0]
[872.48,0,18750,2290,24202.48,24299.817976204155,-97.337976204154984,97.337976204154984,24299.817976204155,null,null,null,null,345351.7411243011,0,1,0]
[872.48,0,18750,2420,24462.48,23198.733717082614,1263.7462829173855,0,23198.733717082614,null,null,null,null,346143.76103780244,0,1,0]
[872.48,0,18750,2450,24522.48,22072.865489992288,2449.6145100077119,0,22072.865489992288,null,null,null,null,348002.27033577161,0,1,0]
[872.48,0,18750,2380,24382.48,22039.985306146409,2342.4946938535904,0,22039.985306146409,null,null,null,null,349762.51328990405,0,1,0]
[872.48,0,18750,2360,24342.48,21855.38916685908,2487.0908331409191,0,21855.38916685908,null,null,null,null,351651.13252644095,0,1,0]
[872.48,0,18750,2490,24602.48,22331.673343769013,2270.8066562309868,0,22331.673343769013,null,null,null,null,353343.20738452236,0,1,0]
[872.48,0,18750,2570,24762.48,21696.438058212727,3066.0419417872727,0,21696.438058212727,null,null,null,null,355989.86417713785,0,1,0]
[872.48,0,18750,2020,23662.48,22401.123666892068,1261.3563331079313,0,22401.123666892068,null,null,null,null,356769.09501275787,0,1,0]
[{"$f":"M$13","v":872.48},{"$f":"M$14","v":0},{"$f":"M$15","v":18750},1970,{"$f":"A1604+C1604+((D1604/2)*M$12)","v":23562.48},{"$f":"I1604*1","v":22182.568774122807},{"$f":"E1604-F1604","v":1379.9112258771929},{"$f":"IF(G1604<0,ABS(G1604),0)","v":0},22182.568774122807,null,null,null,null,357654.2460210346,0,{"$f":"IF(O1604>0,0,1)","v":1},0]
[872.48,0,18750,2180,23982.48,22310.275708670146,1672.2042913298537,0,22310.275708670146,null,null,null,null,358801.57563721039,0,1,0]
[872.48,0,18750,2080,23782.48,22674.245304791704,1108.2346952082953,0,22674.245304791704,null,null,null,null,359440.18528726068,0,1,0]
[872.48,0,18750,1590,22802.48,22795.808689201796,6.6713107982031943,0,22795.808689201796,null,null,null,null,359086.74928169179,0,1,0]
[872.48,0,18750,2360,24342.48,22882.550264414018,1459.9297355859817,0,22882.550264414018,null,null,null,null,360041.5992944375,0,1,0]
[872.48,0,18750,2230,24082.48,22490.036661326059,1592.4433386739402,0,22490.036661326059,null,null,null,null,361114.75669994956,0,1,0]
[872.48,0,18750,1430,22482.48,21418.650165438386,1063.8298345616131,0,21418.650165438386,null,null,null,null,361711.08879435505,0,1,0]
[872.48,0,18750,1310,22242.48,21438.019097195109,804.46090280489079,0,21438.019097195109,null,null,null,null,362073.39251808514,0,1,0]
[872.48,0,18750,1500,22622.48,21605.063850687187,1017.4161493128122,0,21605.063850687187,null,null,null,null,362626.99365994858,0,1,0]
[872.48,0,18750,1950,23522.48,22120.41201785026,1402.0679821497397,0,22120.41201785026,null,null,null,null,363526.22785022343,0,1,0]
[872.48,0,18750,1980,23582.48,22097.210598628484,1485.2694013715154,0,22097.210598628484,null,null,null,null,364499.44408360758,0,1,0]
[872.48,0,18750,1190,22002.48,22149.069636235865,-146.58963623586533,146.58963623586533,22149.069636235865,null,null,null,null,363973.6960396645,0,1,0]
[872.48,0,18750,1810,23242.48,22156.507210052769,1085.9727899472309,0,22156.507210052769,null,null,null,null,364587.09785457735,0,1,0]
[872.48,0,18750,1490,22602.48,22147.08968637565,455.3903136243498,0,22147.08968637565,null,null,null,null,364632.36203898466,0,1,0]
[872.48,0,18750,970,21562.48,22079.240526204354,-516.76052620435439,516.76052620435439,22079.240526204354,null,null,null,null,363699.29309812089,0,1,0]
[872.48,0,18750,240,20102.48,22084.434388322483,-1981.9543883224833,1981.9543883224833,22084.434388322483,null,null,null,null,361155.44397786807,0,1,0]
[872.48,0,18750,110,19842.48,21794.183824237214,-1951.7038242372146,1951.7038242372146,21794.183824237214,null,null,null,null,358647.41432722926,0,1,0]
[872.48,0,18750,190,20002.48,20742.922314421823,-740.44231442182354,740.44231442182354,20742.922314421823,null,null,null,null,357474.28036703798,0,1,0]
[872.48,0,18750,260,20142.48,21065.735460680633,-923.2554606806334,923.2554606806334,21065.735460680633,null,null,null,null,356101.22507992224,0,1,0]
[872.48,0,18750,360,20342.48,20717.324668180787,-374.84466818078727,374.84466818078727,20717.324668180787,null,null,null,null,355332.79471984348,0,1,0]
[872.48,0,18750,140,19902.48,20716.290911913315,-813.81091191331507,813.81091191331507,20716.290911913315,null,null,null,null,354082.26992201898,0,1,0]
[872.48,0,18750,90,19802.48,20689.039559544588,-886.55955954458841,886.55955954458841,20689.039559544588,null,null,null,null,352752.97213659791,0,1,0]
[872.48,0,18750,0,19622.48,20950.729833933321,-1328.2498339333215,1328.2498339333215,20950.729833933321,null,null,null,null,350939.14434713463,0,1,0]
[872.48,0,18750,0,19622.48,21190.246346483495,-1567.766346483495,1567.766346483495,21190.246346483495,null,null,null,null,348863.66222165566,0,1,0]
[872.48,0,18750,0,19622.48,21514.638368788146,-1892.1583687881466,1892.1583687881466,21514.638368788146,null,null,null,null,346433.42435376707,0,1,0]
[872.48,0,18750,10,19642.48,21614.776438431811,-1972.2964384318111,1972.2964384318111,21614.776438431811,null,null,null,null,343917.46484713833,0,1,0]
[872.48,0,18750,60,19742.48,21113.765772661514,-1371.2857726615148,1371.2857726615148,21113.765772661514,null,null,null,null,342065.13303236349,0,1,0]
[872.48,0,18750,10,19642.48,21306.803191893439,-1664.3231918934398,1664.3231918934398,21306.803191893439,null,null,null,null,339892.31238824833,0,1,0]
[872.48,0,18750,10,19642.48,21641.555370188533,-1999.0753701885333,1999.0753701885333,21641.555370188533,null,null,null,null,337353.43716865272,0,1,0]
[872.48,0,18750,0,19622.48,21652.025308906574,-2029.5453089065741,2029.5453089065741,21652.025308906574,null,null,null,null,334783.58389168687,0,1,0]
[872.48,0,18750,0,19622.48,21070.623106921666,-1448.1431069216669,1448.1431069216669,21070.623106921666,null,null,null,null,332855.84289018135,0,1,0]
[872.48,0,18750,0,19622.48,21231.356552613721,-1608.8765526137213,1608.8765526137213,21231.356552613721,null,null,null,null,330753.22283941612,0,1,0]
[872.48,0,18750,0,19622.48,20352.696179300121,-730.21617930012144,730.21617930012144,20352.696179300121,null,null,null,null,329619.23181934655,0,1,0]
[872.48,0,18750,0,19622.48,21139.057203025463,-1516.5772030254629,1516.5772030254629,21139.057203025463,null,null,null,null,327621.37766419922,0,1,0]
[872.48,0,18750,0,19622.48,21102.784453719312,-1480.3044537193127,1480.3044537193127,21102.784453719312,null,null,null,null,325665.42138744378,0,1,0]
[872.48,0,18750,0,19622.48,21467.770466277096,-1845.2904662770961,1845.2904662770961,21467.770466277096,null,null,null,null,323309.93645315152,0,1,0]
[872.48,0,18750,0,19622.48,21333.470888274263,-1710.9908882742639,1710.9908882742639,21333.470888274263,null,null,null,null,321104.53653959662,0,1,0]
[872.48,0,18750,30,19682.48,21384.025090228712,-1701.5450902287121,1701.5450902287121,21384.025090228712,null,null,null,null,318911.73240380548,0,1,0]
[872.48,0,18750,140,19902.48,21614.040161272762,-1711.5601612727623,1711.5601612727623,21614.040161272762,null,null,null,null,316710.10449400166,0,1,0]
[872.48,0,18750,70,19762.48,21805.71393008787,-2043.2339300878702,2043.2339300878702,21805.71393008787,null,null,null,null,314145.83706641098,0,1,0]
[872.48,0,18750,60,19742.48,21898.900664076071,-2156.4206640760713,2156.4206640760713,21898.900664076071,null,null,null,null,311459.62849886093,0,1,0]
[872.48,0,18750,50,19722.48,24377.670764507915,-4655.1907645079154,4655.1907645079154,24377.670764507915,null,null,null,null,307848.16887036205,1355.1907645079154,0,0]
[872.48,0,18750,110,19842.48,22165.493336792464,-2323.0133367924645,2323.0133367924645,22165.493336792464,null,null,null,null,304985.00603101996,0,1,0]
[872.48,0,18750,40,19702.48,23803.280944137412,-4100.8009441374124,4100.8009441374124,23803.280944137412,null,null,null,null,301380.02102498896,800.80094413741244,0,0]
[872.48,0,18750,40,19702.48,23360.090746338436,-3657.610746338436,3657.610746338436,23360.090746338436,null,null,null,null,297778.641003964,357.610746338436,0,0]
[872.48,0,18750,20,19662.48,21493.846877142238,-1831.3668771422381,1831.3668771422381,21493.846877142238,null,null,null,null,295466.35879810358,0,1,0]
[872.48,0,18750,0,19622.48,21963.966079122067,-2341.4860791220672,2341.4860791220672,21963.966079122067,null,null,null,null,292595.25775227119,0,1,0]
[872.48,0,18750,0,19622.48,21024.101648702283,-1401.621648702283,1401.621648702283,21024.101648702283,null,null,null,null,290760.87868094642,0,1,0]
[872.48,0,18750,0,19622.48,21088.11825455548,-1465.6382545554807,1465.6382545554807,21088.11825455548,null,null,null,null,288857.91572225443,0,1,0]
[872.48,0,18750,0,19622.48,21250.690425874025,-1628.2104258740255,1628.2104258740255,21250.690425874025,null,null,null,null,286778.02633807075,0,1,0]
[872.48,0,18750,0,19622.48,20726.353421662716,-1103.8734216627163,1103.8734216627163,20726.353421662716,null,null,null,null,285276.98754790367,0,1,0]
[872.48,0,18750,0,19622.48,20921.079577663309,-1298.5995776633099,1298.5995776633099,20921.079577663309,null,null,null,null,283563.25102492608,0,1,0]
[872.48,0,18750,0,19622.48,20984.393645911667,-1361.9136459116671,1361.9136459116671,20984.393645911667,null,null,null,null,281781.5827633983,0,1,0]
[872.48,0,18750,0,19622.48,20964.482338111637,-1342.0023381116371,1342.0023381116371,20964.482338111637,null,null,null,null,280023.59860871208,0,1,0]
[872.48,0,18750,0,19622.48,21257.434271278893,-1634.9542712788934,1634.9542712788934,21257.434271278893,null,null,null,null,277945.12531169655,0,1,0]
[872.48,0,18750,0,19622.48,21229.061455119696,-1606.5814551196963,1606.5814551196963,21229.061455119696,null,null,null,null,275899.94058575324,0,1,0]
[872.48,0,18750,0,19622.48,21164.898527538757,-1542.4185275387572,1542.4185275387572,21164.898527538757,null,null,null,null,273927.38026487484,0,1,0]
[872.48,0,18750,0,19622.48,21131.197175170026,-1508.7171751700262,1508.7171751700262,21131.197175170026,null,null,null,null,271993.86399192293,0,1,0]
[872.48,0,18750,0,19622.48,20431.760509389573,-809.28050938957313,809.28050938957313,20431.760509389573,null,null,null,null,270831.66156760248,0,1,0]
[872.48,0,18750,0,19622.48,20722.107122219317,-1099.6271222193172,1099.6271222193172,20722.107122219317,null,null,null,null,269351.24007159361,0,1,0]
[872.48,0,18750,0,19622.48,20968.991158446614,-1346.511158446614,1346.511158446614,20968.991158446614,null,null,null,null,267600.72655723075,0,1,0]
[872.48,0,18750,0,19622.48,21158.091137567724,-1535.6111375677247,1535.6111375677247,21158.091137567724,null,null,null,null,265643.95357934898,0,1,0]
[872.48,0,18750,0,19622.48,21024.806534494997,-1402.3265344949978,1402.3265344949978,21024.806534494997,null,null,null,null,263835.7504378251,0,1,0]
[872.48,0,18750,0,19622.48,20921.302187692283,-1298.8221876922835,1298.8221876922835,20921.302187692283,null,null,null,null,262143.21028092579,0,1,0]
[{"$f":"M$13","v":872.48},{"$f":"M$14","v":0},{"$f":"M$15","v":18750},0,{"$f":"A1668+C1668+((D1668/2)*M$12)","v":19622.48},{"$f":"I1668*1","v":19825.732925785196},{"$f":"E1668-F1668","v":-203.25292578519657},{"$f":"IF(G1668<0,ABS(G1668),0)","v":203.25292578519657},19825.732925785196,null,null,null,null,261657.48885228115,0,{"$f":"IF(O1668>0,0,1)","v":1},0]
[872.48,0,18750,0,19622.48,19599.177799030273,23.302200969726982,0,19599.177799030273,null,null,null,null,261416.80334430165,0,1,0]
[872.48,0,18750,0,19622.48,19850.068006565962,-227.58800656596213,227.58800656596213,19850.068006565962,null,null,null,null,260905.0397337348,0,1,0]
[872.48,0,18750,0,19622.48,19984.248814373605,-361.76881437360498,361.76881437360498,19984.248814373605,null,null,null,null,260246.1889981901,0,1,0]
[872.48,0,18750,0,19622.48,18645.285623596861,977.19437640313845,0,18645.285623596861,null,null,null,null,260865.41774795472,0,1,0]
[872.48,0,18750,0,19622.48,18520.438549772342,1102.0414502276581,0,18520.438549772342,null,null,null,null,261596.38963541164,0,1,0]
[872.48,0,18750,0,19622.48,19263.239923019955,359.24007698004425,0,19263.239923019955,null,null,null,null,261658.10931505827,0,1,0]
[872.48,0,18750,0,19622.48,19285.697140236523,336.78285976347615,0,19285.697140236523,null,null,null,null,261699.55577953035,0,1,0]
[872.48,0,18750,0,19622.48,18983.277817098238,639.20218290176126,0,18983.277817098238,null,null,null,null,262013.13818836241,0,1,0]
[872.48,0,18750,0,19622.48,18865.983358873778,756.49664112622122,0,18865.983358873778,null,null,null,null,262431.97202718764,0,1,0]
[872.48,0,18750,0,19622.48,18818.131822659172,804.34817734082753,0,18818.131822659172,null,null,null,null,262893.45341476722,0,1,0]
[872.48,0,18750,50,19722.48,19869.449414645558,-146.96941464555857,146.96941464555857,19869.449414645558,null,null,null,null,262468.89360524231,0,1,0]
[872.48,0,18750,130,19882.48,19739.59234082104,142.88765917895944,0,19739.59234082104,null,null,null,null,262335.02360489813,0,1,0]
[872.48,0,18750,10,19642.48,20405.533669550718,-763.05366955071804,763.05366955071804,20405.533669550718,null,null,null,null,261233.32954478744,0,1,0]
[872.48,0,18750,0,19622.48,20227.350324138235,-604.87032413823545,604.87032413823545,20227.350324138235,null,null,null,null,260306.7388586906,0,1,0]
[872.48,0,18750,10,19642.48,19967.753867298932,-325.2738672989326,325.2738672989326,19967.753867298932,null,null,null,null,259688.63086580308,0,1,0]
[872.48,0,18750,50,19722.48,20266.788109656452,-544.30810965645287,544.30810965645287,20266.788109656452,null,null,null,null,258830.20331431518,0,1,0]
[872.48,0,18750,0,19622.48,20785.432492696615,-1162.9524926966151,1162.9524926966151,20785.432492696615,null,null,null,null,257292.12536903459,0,1,0]
[872.48,0,18750,0,19622.48,21090.550652883136,-1468.0706528831361,1468.0706528831361,21090.550652883136,null,null,null,null,255419.95552549409,0,1,0]
[872.48,0,18750,0,19622.48,21218.428984367903,-1595.9489843679039,1595.9489843679039,21218.428984367903,null,null,null,null,253408.99168716391,0,1,0]
[872.48,0,18750,10,19642.48,21413.52137295885,-1771.0413729588508,1771.0413729588508,21413.52137295885,null,null,null,null,251207.43718522199,0,1,0]
[872.48,0,18750,0,19622.48,20989.020134772029,-1366.540134772029,1366.540134772029,20989.020134772029,null,null,null,null,249453.03559978754,0,1,0]
[872.48,0,18750,0,19622.48,20870.312988523376,-1247.8329885233761,1247.8329885233761,20870.312988523376,null,null,null,null,247830.96627681205,0,1,0]
[872.48,0,18750,0,19622.48,21045.000385470954,-1422.5203854709544,1422.5203854709544,21045.000385470954,null,null,null,null,246018.36288651719,0,1,0]
[872.48,0,18750,0,19622.48,21046.625321403451,-1424.1453214034518,1424.1453214034518,21046.625321403451,null,null,null,null,244205.7846700869,0,1,0]
[872.48,0,18750,0,19622.48,21284.708044259627,-1662.2280442596275,1662.2280442596275,21284.708044259627,null,null,null,null,242133.12803673124,0,1,0]
[872.48,0,18750,0,19622.48,21084.846918900013,-1462.3669189000138,1462.3669189000138,21084.846918900013,null,null,null,null,240282.39129790448,0,1,0]
[872.48,0,18750,10,19642.48,19178.255393827585,464.2246061724145,0,19178.255393827585,null,null,null,null,240459.91105216177,0,1,0]
[872.48,0,18750,20,19662.48,20681.268218318033,-1018.7882183180336,1018.7882183180336,20681.268218318033,null,null,null,null,239098.78410095978,0,1,0]
[872.48,0,18750,60,19742.48,20937.774781007993,-1195.2947810079932,1195.2947810079932,20937.774781007993,null,null,null,null,237544.86105775001,0,1,0]
[872.48,0,18750,50,19722.48,21113.07466542062,-1390.59466542062,1390.59466542062,21113.07466542062,null,null,null,null,235777.66206472958,0,1,0]
[872.48,0,18750,60,19742.48,20820.162882672717,-1077.6828826727178,1077.6828826727178,20820.162882672717,null,null,null,null,234356.43323172486,0,1,0]
[872.48,0,18750,110,19842.48,21067.44435343974,-1224.9643534397401,1224.9643534397401,21067.44435343974,null,null,null,null,232774.61600970943,0,1,0]
[872.48,0,18750,60,19742.48,21144.854726702582,-1402.3747267025828,1402.3747267025828,21144.854726702582,null,null,null,null,230999.22919432688,0,1,0]
[872.48,0,18750,20,19662.48,21018.026567921519,-1355.5465679215195,1355.5465679215195,21018.026567921519,null,null,null,null,229277.12874041888,0,1,0]
[872.48,0,18750,10,19642.48,21381.714722536955,-1739.2347225369558,1739.2347225369558,21381.714722536955,null,null,null,null,227134.69341688781,0,1,0]
[872.48,0,18750,0,19622.48,21661.024095815024,-2038.5440958150248,2038.5440958150248,21661.024095815024,null,null,null,null,224665.16021807439,0,1,0]
[872.48,0,18750,0,19622.48,21436.886576303532,-1814.4065763035323,1814.4065763035323,21436.886576303532,null,null,null,null,222444.64782392242,0,1,0]
[872.48,0,18750,20,19662.48,21164.812283806226,-1502.3322838062268,1502.3322838062268,21164.812283806226,null,null,null,null,220569.63766391165,0,1,0]
[872.48,0,18750,0,19622.48,21331.157176575489,-1708.6771765754893,1708.6771765754893,21331.157176575489,null,null,null,null,218469.5231320147,0,1,0]
[872.48,0,18750,0,19622.48,21051.809116668534,-1429.329116668534,1429.329116668534,21051.809116668534,null,null,null,null,216678.79158054729,0,1,0]
[872.48,0,18750,60,19742.48,20921.129672371793,-1178.6496723717937,1178.6496723717937,20921.129672371793,null,null,null,null,215165.59814935777,0,1,0]
[872.48,0,18750,0,19622.48,21010.255154270835,-1387.7751542708356,1387.7751542708356,21010.255154270835,null,null,null,null,213423.87988151051,0,1,0]
[872.48,0,18750,0,19622.48,21461.834211402398,-1839.3542114023985,1839.3542114023985,21461.834211402398,null,null,null,null,211187.16636908636,0,1,0]
[872.48,0,18750,0,19622.48,21242.168856232896,-1619.6888562328968,1619.6888562328968,21242.168856232896,null,null,null,null,209194.3214608611,0,1,0]
[872.48,0,18750,20,19662.48,21579.865063778736,-1917.3850637787364,1917.3850637787364,21579.865063778736,null,null,null,null,206876.00356924365,0,1,0]
[872.48,0,18750,180,19982.48,20965.486267082812,-983.00626708281197,983.00626708281197,20965.486267082812,null,null,null,null,205587.8206718833,0,1,0]
[872.48,0,18750,0,19622.48,20878.564446742759,-1256.0844467427596,1256.0844467427596,20878.564446742759,null,null,null,null,204000.53995979438,0,1,0]
[872.48,0,18750,0,19622.48,18846.035386800275,776.4446131997247,0,18846.035386800275,null,null,null,null,204495.33957171434,0,1,0]
[872.48,0,18750,160,19942.48,19934.952459219334,7.5275407806657313,0,19934.952459219334,null,null,null,null,204297.61901884523,0,1,0]
[872.48,0,18750,290,20202.48,19812.122936927371,390.35706307262808,0,19812.122936927371,null,null,null,null,204444.64275659175,0,1,0]
[872.48,0,18750,330,20282.48,19505.233474511908,777.24652548809172,0,19505.233474511908,null,null,null,null,204939.71998677443,0,1,0]
[872.48,0,18750,180,19982.48,20178.571442521301,-196.09144252130136,196.09144252130136,20178.571442521301,null,null,null,null,204519.07968001423,0,1,0]
[872.48,0,18750,50,19722.48,20587.818835303249,-865.33883530324965,865.33883530324965,20587.818835303249,null,null,null,null,203362.68788150066,0,1,0]
[872.48,0,18750,0,19622.48,20302.989679297578,-680.50967929757826,680.50967929757826,20302.989679297578,null,null,null,null,202410.76454639182,0,1,0]
[872.48,0,18750,0,19622.48,20284.290853391518,-661.81085339151832,661.81085339151832,20284.290853391518,null,null,null,null,201480.36184311475,0,1,0]
[872.48,0,18750,0,19622.48,20026.678019113599,-404.198019113599,404.198019113599,20026.678019113599,null,null,null,null,200834.26366024668,0,1,0]
[872.48,0,18750,0,19622.48,19865.940811582986,-243.46081158298693,243.46081158298693,19865.940811582986,null,null,null,null,200365.62250384514,0,1,0]
[872.48,0,18750,0,19622.48,20043.578141677513,-421.09814167751392,421.09814167751392,20043.578141677513,null,null,null,null,199702.04892549603,0,1,0]
[872.48,0,18750,10,19642.48,19972.715102674825,-330.23510267482561,330.23510267482561,19972.715102674825,null,null,null,null,199139.08826362822,0,1,0]
[872.48,0,18750,20,19662.48,20116.254719675271,-453.77471967527163,453.77471967527163,20116.254719675271,null,null,null,null,198440.79698372181,0,1,0]
[872.48,0,18750,0,19622.48,20074.724351983517,-452.24435198351784,452.24435198351784,20074.724351983517,null,null,null,null,197744.88739955623,0,1,0]
[872.48,0,18750,0,19622.48,19945.848569245769,-323.36856924576932,323.36856924576932,19945.848569245769,null,null,null,null,197191.43708598634,0,1,0]
[872.48,0,18750,0,19622.48,20036.542949475006,-414.06294947500646,414.06294947500646,20036.542949475006,null,null,null,null,196538.77640447786,0,1,0]
[{"$f":"M$13","v":872.48},{"$f":"M$14","v":0},{"$f":"M$15","v":18750},0,{"$f":"A1732+C1732+((D1732/2)*M$12)","v":19622.48},{"$f":"I1732*1","v":20158.917429983812},{"$f":"E1732-F1732","v":-536.43742998381276},{"$f":"IF(G1732<0,ABS(G1732),0)","v":536.43742998381276},20158.917429983812,null,null,null,null,195752.15645509117,0,{"$f":"IF(O1732>0,0,1)","v":1},0]
[872.48,0,18750,0,19622.48,20470.163102705283,-847.68310270528309,847.68310270528309,20470.163102705283,null,null,null,null,194623.95288566026,0,1,0]
[872.48,0,18750,20,19662.48,20430.360353399134,-767.88035339913404,767.88035339913404,20430.360353399134,null,null,null,null,193584.66054403555,0,1,0]
[872.48,0,18750,120,19862.48,19877.631952250398,-15.151952250398608,15.151952250398608,19877.631952250398,null,null,null,null,193374.40873601608,0,1,0]
[872.48,0,18750,390,20402.48,19660.11942995336,742.36057004663962,0,19660.11942995336,null,null,null,null,193849.15884032205,0,1,0]
[872.48,0,18750,320,20262.48,19871.570750301027,390.90924969897242,0,19871.570750301027,null,null,null,null,194007.12800621081,0,1,0]
[872.48,0,18750,210,20042.48,20149.830062297136,-107.3500622971369,107.3500622971369,20149.830062297136,null,null,null,null,193695.03580967776,0,1,0]
[872.48,0,18750,980,21582.48,22057.160219794558,-474.68021979455807,474.68021979455807,22057.160219794558,null,null,null,null,192979.19253209408,0,1,0]
[872.48,0,18750,1960,23542.48,22392.927428730629,1149.5525712693707,0,22392.927428730629,null,null,null,null,193820.81065370442,0,1,0]
[872.48,0,18750,910,21442.48,22048.172868821137,-605.69286882113738,605.69286882113738,22048.172868821137,null,null,null,null,192960.72768734748,0,1,0]
[872.48,0,18750,1090,21802.48,22023.357676618634,-220.87767661863472,220.87767661863472,22023.357676618634,null,null,null,null,192524.80151537963,0,1,0]
[872.48,0,18750,2070,23762.48,22265.029119530216,1497.4508804697834,0,22265.029119530216,null,null,null,null,193679.98250628705,0,1,0]
[872.48,0,18750,2330,24282.48,22140.483353505726,2141.9966464942736,0,22140.483353505726,null,null,null,null,195414.09950562561,0,1,0]
[872.48,0,18750,2560,24742.48,21716.999471863412,3025.480528136588,0,21716.999471863412,null,null,null,null,198218.68540611997,0,1,0]
[872.48,0,18750,2380,24382.48,21879.278020620579,2503.2019793794207,0,21879.278020620579,null,null,null,null,200273.34850215534,0,1,0]
[872.48,0,18750,1630,22882.48,21841.452817275895,1041.0271827241049,0,21841.452817275895,null,null,null,null,201009.99961810489,0,1,0]
[872.48,0,18750,1500,22622.48,21481.583126445854,1140.8968735541457,0,21481.583126445854,null,null,null,null,201835.79680468552,0,1,0]
[872.48,0,18750,2400,24422.48,21688.625609745279,2733.8543902547208,0,21688.625609745279,null,null,null,null,204633.96100788083,0,1,0]
[872.48,0,18750,2240,24102.48,21581.626159877454,2520.8538401225451,0,21581.626159877454,null,null,null,null,206698.09550298325,0,1,0]
[872.48,0,18750,740,21102.48,20995.501275439441,106.97872456055848,0,20995.501275439441,null,null,null,null,206587.67825958479,0,1,0]
[872.48,0,18750,850,21322.48,20492.549966284711,829.93003371528903,0,20492.549966284711,null,null,null,null,207128.02761166895,0,1,0]
[872.48,0,18750,2000,23622.48,21453.300159867304,2169.179840132696,0,21453.300159867304,null,null,null,null,208873.16144017671,0,1,0]
[872.48,0,18750,1890,23402.48,21567.412253190625,1835.0677468093745,0,21567.412253190625,null,null,null,null,210315.84925086497,0,1,0]
[872.48,0,18750,1410,22442.48,21526.64456238089,915.83543761910914,0,21526.64456238089,null,null,null,null,210929.78529547132,0,1,0]
[872.48,0,18750,770,21162.48,21189.916218348488,-27.436218348488183,27.436218348488183,21189.916218348488,null,null,null,null,210688.67566999249,0,1,0]
[872.48,0,18750,1110,21842.48,21221.098978796814,621.38102120318581,0,21221.098978796814,null,null,null,null,211037.22991340538,0,1,0]
[872.48,0,18750,1250,22122.48,21197.43748715091,925.04251284908969,0,21197.43748715091,null,null,null,null,211658.73094505616,0,1,0]
[872.48,0,18750,1410,22442.48,21454.869203045764,987.61079695423541,0,21454.869203045764,null,null,null,null,212335.92193136993,0,1,0]
[872.48,0,18750,310,20242.48,21271.935573507839,-1029.4555735078393,1029.4555735078393,21271.935573507839,null,null,null,null,210991.18487857992,0,1,0]
[872.48,0,18750,480,20582.48,21648.992905007828,-1066.5129050078285,1066.5129050078285,21648.992905007828,null,null,null,null,209607.02949819274,0,1,0]
[872.48,0,18750,960,21542.48,20694.660347929563,847.81965207043686,0,20694.660347929563,null,null,null,null,210160.46015555793,0,1,0]
[872.48,0,18750,920,21462.48,20289.0067071987,1173.4732928013,0,20289.0067071987,null,null,null,null,211006.42565892354,0,1,0]
[872.48,0,18750,1600,22822.48,20174.694091547884,2647.7859084521151,0,20174.694091547884,null,null,null,null,213178.42655087155,0,1,0]
[872.48,0,18750,1860,23342.48,21162.48860553397,2179.9913944660293,0,21162.48860553397,null,null,null,null,214927.2403793401,0,1,0]
[872.48,0,18750,2020,23662.48,21756.168520612962,1906.3114793870373,0,21756.168520612962,null,null,null,null,216427.9934704091,0,1,0]
[872.48,0,18750,2030,23682.48,21533.005898036354,2149.4741019636458,0,21533.005898036354,null,null,null,null,218146.09216870597,0,1,0]
[872.48,0,18750,2430,24482.48,21695.344335371774,2787.1356646282256,0,21695.344335371774,null,null,null,null,220927.94607653728,0,1,0]
[872.48,0,18750,2340,24302.48,21563.371073525603,2739.1089264743969,0,21563.371073525603,null,null,null,null,223707.01813046075,0,1,0]
[872.48,0,18750,2440,24502.48,21632.375325619836,2870.1046743801635,0,21632.375325619836,null,null,null,null,226483.3111123303,0,1,0]
[872.48,0,18750,2060,23742.48,22006.568867425827,1735.9111325741724,0,22006.568867425827,null,null,null,null,227819.14782053471,0,1,0]
[872.48,0,18750,2520,24662.48,21841.566127856389,2820.9138721436102,0,21841.566127856389,null,null,null,null,230591.32867271418,0,1,0]
[872.48,0,18750,2600,24822.48,21240.907916124626,3581.5720838753732,0,21240.907916124626,null,null,null,null,233360.73734404147,0,1,248.23875054204018]
[872.48,0,18750,2230,24082.48,21197.302735064288,2885.1772649357117,0,21197.302735064288,null,null,null,null,236127.37660669742,0,1,0]
[872.48,0,18750,1320,22262.48,20129.743626438238,2132.7363735617619,0,20129.743626438238,null,null,null,null,237810.71196629631,0,1,0]
[872.48,0,18750,2010,23642.48,21860.481715606089,1781.9982843939106,0,21860.481715606089,null,null,null,null,239176.69971028453,0,1,0]
[872.48,0,18750,2560,24742.48,21243.335411946307,3499.1445880536921,0,21243.335411946307,null,null,null,null,241937.52301057425,0,1,165.8112547203591]
[872.48,0,18750,1870,23362.48,20814.15778517869,2548.3222148213099,0,20814.15778517869,null,null,null,null,243989.07548090286,0,1,0]
[872.48,0,18750,1980,23582.48,21061.801676557719,2520.6783234422801,0,21061.801676557719,null,null,null,null,246013.69689652001,0,1,0]
[872.48,0,18750,1090,21802.48,21411.411350674498,391.06864932550161,0,21411.411350674498,null,null,null,null,246119.64498401643,0,1,0]
[872.48,0,18750,1540,22702.48,21419.037655688986,1283.4423443110136,0,21419.037655688986,null,null,null,null,247028.62344891232,0,1,0]
[872.48,0,18750,1390,22402.48,21373.931083262316,1028.5489167376836,0,21373.931083262316,null,null,null,null,247707.28885052731,0,1,0]
[872.48,0,18750,820,21262.48,21340.42971975141,-77.949719751410157,77.949719751410157,21340.42971975141,null,null,null,null,247373.83686995023,0,1,0]
[872.48,0,18750,1240,22102.48,21424.69279218062,677.78720781937955,0,21424.69279218062,null,null,null,null,247736.47152011772,0,1,0]
[872.48,0,18750,750,21122.48,21178.111293558162,-55.631293558162724,55.631293558162724,21178.111293558162,null,null,null,null,247427.54062568361,0,1,0]
[872.48,0,18750,640,20902.48,21269.860542866852,-367.38054286685292,367.38054286685292,21269.860542866852,null,null,null,null,246775.99448790439,0,1,0]
[872.48,0,18750,710,21042.48,21220.246441191975,-177.7664411919759,177.7664411919759,21220.246441191975,null,null,null,null,246333.67540810534,0,1,0]
[872.48,0,18750,580,20782.48,21129.137169598936,-346.65716959893689,346.65716959893689,21129.137169598936,null,null,null,null,245706.01884613841,0,1,0]
[872.48,0,18750,180,19982.48,21651.632877152391,-1669.1528771523917,1669.1528771523917,21651.632877152391,null,null,null,null,243624.24466242464,0,1,0]
[872.48,0,18750,370,20362.48,21741.992176600863,-1379.5121766008633,1379.5121766008633,21741.992176600863,null,null,null,null,241863.15702350126,0,1,0]
[872.48,0,18750,870,21362.48,21885.345522013347,-522.8655220133478,522.8655220133478,21885.345522013347,null,null,null,null,241046.14179226308,0,1,0]
[872.48,0,18750,1720,23062.48,21818.792622287841,1243.6873777121582,0,21818.792622287841,null,null,null,null,241924.41429041175,0,1,0]
[872.48,0,18750,2210,24042.48,21381.258673792479,2661.2213262075202,0,21381.258673792479,null,null,null,null,244077.5890697081,0,1,0]
[872.48,0,18750,1850,23322.48,21374.587416132235,1947.8925838677642,0,21374.587416132235,null,null,null,null,245586.61480611938,0,1,0]
[872.48,0,18750,2250,24122.48,21874.574258782017,2247.9057412179827,0,21874.574258782017,null,null,null,null,247364.14335840946,0,1,0]
[{"$f":"M$13","v":872.48},{"$f":"M$14","v":0},{"$f":"M$15","v":18750},2350,{"$f":"A1796+C1796+((D1796/2)*M$12)","v":24322.48},{"$f":"I1796*1","v":21658.706744841609},{"$f":"E1796-F1796","v":2663.7732551583904},{"$f":"IF(G1796<0,ABS(G1796),0)","v":0},21658.706744841609,null,null,null,null,249514.17514469361,0,{"$f":"IF(O1796>0,0,1)","v":1},0]
[872.48,0,18750,2600,24822.48,21494.616904997674,3327.8630950023253,0,21494.616904997674,null,null,null,null,252264.66096954892,0,1,-5.4702383310077494]
[872.48,0,18750,220,20062.48,21334.375946770677,-1271.8959467706773,1271.8959467706773,21334.375946770677,null,null,null,null,250613.31076713162,0,1,0]
[872.48,0,18750,250,20122.48,21235.42285205712,-1112.94285205712,1112.94285205712,21235.42285205712,null,null,null,null,249138.46031910166,0,1,0]
[872.48,0,18750,560,20742.48,21968.207331211226,-1225.7273312112266,1225.7273312112266,21968.207331211226,null,null,null,null,247541.02179445021,0,1,0]
[872.48,0,18750,500,20622.48,22510.846917596071,-1888.3669175960713,1888.3669175960713,22510.846917596071,null,null,null,null,245216.27716330008,0,1,0]
[872.48,0,18750,1100,21822.48,22424.49384516686,-602.01384516686085,602.01384516686085,22424.49384516686,null,null,null,null,244308.84565645322,0,1,0]
[872.48,0,18750,1290,22202.48,22193.003676628785,9.4763233712146757,0,22193.003676628785,null,null,null,null,244073.06550183086,0,1,0]
[872.48,0,18750,1770,23162.48,21292.874404984985,1869.6055950150148,0,21292.874404984985,null,null,null,null,245511.63747184252,0,1,0]
[872.48,0,18750,1190,22002.48,21408.997594407028,593.48240559297119,0,21408.997594407028,null,null,null,null,245800.25999940434,0,1,0]
[872.48,0,18750,2310,24242.48,18408.957700308441,5833.5222996915581,0,18408.957700308441,null,null,null,null,248554.45973940493,0,1,2500.1889663582251]
[872.48,0,18750,1450,22522.48,18575.374969121014,3947.1050308789854,0,18575.374969121014,null,null,null,null,251305.90527966552,0,1,613.77169754565239]
[872.48,0,18750,1090,21802.48,18239.014159907907,3563.4658400920925,0,18239.014159907907,null,null,null,null,254054.59937438584,0,1,230.13250675875952]
[872.48,0,18750,950,21522.48,18189.532606980043,3332.9473930199565,0,18189.532606980043,null,null,null,null,256800.54477501145,0,1,-0.38594031337652268]
[872.48,0,18750,1450,22522.48,18230.482857678966,4291.9971423210336,0,18230.482857678966,null,null,null,null,259543.74423023645,0,1,958.66380898770058]
[872.48,0,18750,1640,22902.48,18043.135460731388,4859.3445392686117,0,18043.135460731388,null,null,null,null,262284.20048600622,0,1,1526.0112059352787]
[872.48,0,18750,1920,23462.48,17674.241952351917,5788.238047648083,0,17674.241952351917,null,null,null,null,265021.91628552019,0,1,2454.9047143147823]
[872.48,0,18750,1440,22502.48,17600.417750397468,4902.0622496025317,0,17600.417750397468,null,null,null,null,267756.89436923468,0,1,1568.7289162691986]
[872.48,0,18750,2830,25282.48,17521.474767105654,7761.0052328943457,0,17521.474767105654,null,null,null,null,270489.13747486542,0,1,4427.6718995610127]
[872.48,0,18750,1330,22282.48,18880.34058613161,3402.13941386839,0,18880.34058613161,null,null,null,null,273218.64833739056,0,1,68.806080535056935]
[872.48,0,18750,1190,22002.48,17416.141622252311,4586.3383777476884,0,17416.141622252311,null,null,null,null,275945.42968905316,0,1,1253.0050444143553]
[872.48,0,18750,900,21422.48,17011.644145904051,4410.8358540959489,0,17011.644145904051,null,null,null,null,278669.48425936408,0,1,1077.5025207626159]
[872.48,0,18750,1580,22782.48,17052.253144513816,5730.2268554861839,0,17052.253144513816,null,null,null,null,281390.81477510469,0,1,2396.8935221528509]
[872.48,0,18750,1810,23242.48,17071.590762899421,6170.8892371005786,0,17071.590762899421,null,null,null,null,284109.42396032962,0,1,2837.5559037672456]
[872.48,0,18750,1010,21642.48,16718.281099924814,4924.1989000751855,0,16718.281099924814,null,null,null,null,286825.31453636929,0,1,1590.8655667418525]
[872.48,0,18750,880,21382.48,17204.110324188994,4178.3696758110054,0,17204.110324188994,null,null,null,null,289538.48922183295,0,1,845.03634247767241]
[872.48,0,18750,1190,22002.48,17203.769072099836,4798.7109279001634,0,17203.769072099836,null,null,null,null,292248.95073261112,0,1,1465.3775945668303]
[872.48,0,18750,580,20782.48,16964.437606903903,3818.0423930960969,0,16964.437606903903,null,null,null,null,294956.70178187848,0,1,484.7090597627639]
[872.48,0,18750,940,21502.48,16032.250650021457,5470.2293499785428,0,16032.250650021457,null,null,null,null,297661.74508009659,0,1,2136.8960166452098]
[872.48,0,18750,620,20862.48,16764.122630568334,4098.3573694316656,0,16764.122630568334,null,null,null,null,300364.0833350165,0,1,765.02403609833254]
[872.48,0,18750,490,20602.48,17168.847608309363,3433.6323916906367,0,17168.847608309363,null,null,null,null,303063.71925168147,0,1,100.29905835730369]
[872.48,0,18750,700,21022.48,17465.054421698245,3557.4255783017543,0,17465.054421698245,null,null,null,null,305760.65553242981,0,1,224.09224496842126]
[872.48,0,18750,480,20582.48,16675.510838083719,3906.9691619162804,0,16675.510838083719,null,null,null,null,308454.89487689739,0,1,573.6358285829474]
[872.48,0,18750,1180,21982.48,16348.591336670643,5633.8886633293569,0,16348.591336670643,null,null,null,null,311146.43998202047,0,1,2300.5553299960238]
[872.48,0,18750,1700,23022.48,17352.099980187049,5670.3800198129502,0,17352.099980187049,null,null,null,null,313835.29354203847,0,1,2337.0466864796172]
[872.48,0,18750,1190,22002.48,17582.331389672108,4420.1486103278912,0,17582.331389672108,null,null,null,null,316521.45824849646,0,1,1086.8152769945582]
[872.48,0,18750,1530,22682.48,17008.117874316085,5674.3621256839142,0,17008.117874316085,null,null,null,null,319204.93679024797,0,1,2341.0287923505812]
[872.48,0,18750,880,21382.48,16945.554991303845,4436.9250086961547,0,16945.554991303845,null,null,null,null,321885.73185345775,0,1,1103.5916753628217]
[872.48,0,18750,1670,22962.48,16868.887021939747,6093.5929780602528,0,16868.887021939747,null,null,null,null,324563.84612160426,0,1,2760.2596447269198]
[872.48,0,18750,2470,24562.48,17495.539608329669,7066.9403916703304,0,17495.539608329669,null,null,null,null,327239.28227548266,0,1,3733.6070583369974]
[872.48,0,18750,2240,24102.48,17204.110324188994,6898.3696758110054,0,17204.110324188994,null,null,null,null,329912.04299320717,0,1,3565.0363424776724]
[872.48,0,18750,1830,23282.48,17302.845928651954,5979.6340713480458,0,17302.845928651954,null,null,null,null,332582.13095021399,0,1,2646.3007380147128]
[872.48,0,18750,1810,23242.48,17220.262923075792,6022.2170769242075,0,17220.262923075792,null,null,null,null,335249.54881926376,0,1,2688.8837435908745]
[872.48,0,18750,1710,23042.48,21109.104228115655,1933.3757718843444,0,21109.104228115655,null,null,null,null,336654.33746514039,0,1,0]
[872.48,0,18750,1760,23142.48,21630.31524762461,1512.1647523753891,0,21630.31524762461,null,null,null,null,337678.63140481309,0,1,0]
[872.48,0,18750,1660,22942.48,21645.595364617446,1296.8846353825538,0,21645.595364617446,null,null,null,null,338508.14894525259,0,1,0]
[872.48,0,18750,2500,24622.48,20975.319973210502,3647.1600267894974,0,20975.319973210502,null,null,null,null,341169.64079630736,0,1,313.82669345616432]
[872.48,0,18750,2590,24802.48,21340.987260141796,3461.492739858204,0,21340.987260141796,null,null,null,null,343828.47115551104,0,1,128.15940652487097]
[872.48,0,18750,2390,24402.48,21204.241605539049,3198.2383944609501,0,21204.241605539049,null,null,null,null,346484.64268435555,0,1,0]
[872.48,0,18750,1760,23142.48,20899.145670976483,2243.3343290235171,0,20899.145670976483,null,null,null,null,348157.15893779235,0,1,0]
[872.48,0,18750,1910,23442.48,20552.122368727236,2890.3576312727637,0,20552.122368727236,null,null,null,null,350809.00177885458,0,1,0]
[872.48,0,18750,400,20422.48,20411.61400381595,10.865996184049436,0,20411.61400381595,null,null,null,null,350467.97217364138,0,1,0]
[872.48,0,18750,1090,21802.48,20206.395315781607,1596.0846842183928,0,20206.395315781607,null,null,null,null,351553.98041726428,0,1,0]
[872.48,0,18750,2160,23942.48,20538.680988503074,3403.7990114969252,0,20538.680988503074,null,null,null,null,354202.42643684702,0,1,70.465678163592202]
[872.48,0,18750,1210,22042.48,21080.044448148219,962.43555185178047,0,21080.044448148219,null,null,null,null,354714.4160070768,0,1,0]
[872.48,0,18750,1730,23082.48,20588.426331124938,2494.0536688750617,0,20588.426331124938,null,null,null,null,356604.34989305725,0,1,0]
[872.48,0,18750,1940,23502.48,21073.29179355055,2429.1882064494494,0,21073.29179355055,null,null,null,null,358434.01492896868,0,1,0]
[872.48,0,18750,2630,24882.48,20935.109728082662,3947.370271917338,0,20935.109728082662,null,null,null,null,361075.58091403969,0,1,614.03693858400493]
[872.48,0,18750,2490,24602.48,20413.664014958125,4188.8159850418742,0,20413.664014958125,null,null,null,null,363714.50533312565,0,1,855.4826517085412]
[872.48,0,18750,2250,24122.48,19891.974612419155,4230.5053875808444,0,19891.974612419155,null,null,null,null,366350.79082779255,0,1,897.17205424751137]
[872.48,0,18750,2270,24162.48,20711.659604113283,3450.8203958867161,0,20711.659604113283,null,null,null,null,368984.44003696478,0,1,117.48706255338311]
[872.48,0,18750,750,21122.48,20506.189663989782,616.29033601021729,0,20506.189663989782,null,null,null,null,369170.11689933698,0,1,0]
[872.48,0,18750,2010,23642.48,20240.016846425122,3402.4631535748777,0,20240.016846425122,null,null,null,null,371800.94678243762,0,1,69.129820241544621]
[872.48,0,18750,2320,24262.48,20284.748438350598,3977.7315616494016,0,20284.748438350598,null,null,null,null,374429.14583565516,0,1,644.39822831606853]
[{"$f":"M$13","v":872.48},{"$f":"M$14","v":0},{"$f":"M$15","v":18750},1790,{"$f":"A1860+C1860+((D1860/2)*M$12)","v":23202.48},{"$f":"I1860*1","v":20519.049836693484},{"$f":"E1860-F1860","v":2683.4301633065152},{"$f":"IF(G1860<0,ABS(G1860),0)","v":0},20519.049836693484,null,null,null,null,376469.80383679538,0,{"$f":"IF(O1860>0,0,1)","v":1},0]
[872.48,0,18750,2720,25062.48,21888.830641791723,3173.6493582082767,0,21888.830641791723,null,null,null,null,379093.33403295861,0,1,0]
[872.48,0,18750,2610,24842.48,20445.253002425714,4397.2269975742856,0,20445.253002425714,null,null,null,null,381714.24069892563,0,1,1063.8936642409526]
[872.48,0,18750,2470,24562.48,21637.902893865652,2924.5771061343476,0,21637.902893865652,null,null,null,null,384332.52645822673,0,1,0]
[872.48,0,18750,2440,24502.48,20024.54912635449,4477.9308736455096,0,20024.54912635449,null,null,null,null,386948.19393176847,0,1,1144.5975403121765]
[872.48,0,18750,2310,24242.48,19542.914977299988,4699.5650227000115,0,19542.914977299988,null,null,null,null,389561.2457378367,0,1,1366.2316893666784]
[872.48,0,18750,2570,24762.48,19361.946333834341,5400.5336661656584,0,19361.946333834341,null,null,null,null,392171.68449209887,0,1,2067.2003328323253]
[872.48,0,18750,2570,24762.48,19358.13247171621,5404.3475282837899,0,19358.13247171621,null,null,null,null,394779.51280760678,0,1,2071.0141949504568]
[872.48,0,18750,2110,23842.48,18350.242793383048,5492.2372066169519,0,18350.242793383048,null,null,null,null,397384.73329479917,0,1,2158.9038732836189]
[872.48,0,18750,2100,23822.48,18841.850810126765,4980.6291898732343,0,18841.850810126765,null,null,null,null,399987.34856150439,0,1,1647.2958565399013]
[872.48,0,18750,1930,23482.48,19552.96634081089,3929.5136591891096,0,19552.96634081089,null,null,null,null,402587.36121294287,0,1,596.18032585577657]
[872.48,0,18750,1600,22822.48,19899.308329689018,2923.1716703109814,0,19899.308329689018,null,null,null,null,405184.77385172993,0,1,0]
[872.48,0,18750,1610,22842.48,19942.859927185586,2899.620072814414,0,19942.859927185586,null,null,null,null,407779.58907787822,0,1,0]
[872.48,0,18750,2010,23642.48,20134.632315776529,3507.8476842234704,0,20134.632315776529,null,null,null,null,410371.80948880035,0,1,174.51435089013739]
[872.48,0,18750,2080,23782.48,19932.749810192752,3849.7301898072474,0,19932.749810192752,null,null,null,null,412961.43767931155,0,1,516.39685647391434]
[872.48,0,18750,2310,24242.48,20566.353615245305,3676.1263847546943,0,20566.353615245305,null,null,null,null,415548.47624163225,0,1,342.79305142136127]
[872.48,0,18750,2460,24542.48,20063.34687844618,4479.1331215538194,0,20063.34687844618,null,null,null,null,418132.9277653906,0,1,1145.7997882204863]
[872.48,0,18750,2390,24402.48,19617.969229394221,4784.5107706057788,0,19617.969229394221,null,null,null,null,420714.79483762523,0,1,1451.1774372724458]
[872.48,0,18750,2450,24522.48,20768.122481554441,3754.3575184455585,0,20768.122481554441,null,null,null,null,423294.08004278759,0,1,421.0241851122255]
[872.48,0,18750,2450,24522.48,20801.236326959312,3721.243673040688,0,20801.236326959312,null,null,null,null,425870.78596274479,0,1,387.91033970735498]
[872.48,0,18750,2720,25062.48,20556.194923045336,4506.285076954664,0,20556.194923045336,null,null,null,null,428444.91517678206,0,1,1172.9517436213309]
[872.48,0,18750,2470,24562.48,19723.628328283554,4838.8516717164457,0,19723.628328283554,null,null,null,null,431016.47026160528,0,1,1505.5183383831127]
[872.48,0,18750,2450,24522.48,20361.241282365234,4161.2387176347656,0,20361.241282365234,null,null,null,null,433585.45379134367,0,1,827.9053843014326]
[872.48,0,18750,2380,24382.48,20736.151101330277,3646.3288986697225,0,20736.151101330277,null,null,null,null,436151.8683375523,0,1,312.99556533638952]
[872.48,0,18750,1470,22562.48,20792.286449523228,1770.1935504767716,0,20792.286449523228,null,null,null,null,437308.89066464384,0,1,0]
[872.48,0,18750,1760,23142.48,21244.525272669125,1897.9547273308744,0,21244.525272669125,null,null,null,null,438579.74102857697,0,1,0]
[872.48,0,18750,1930,23482.48,21403.927599978117,2078.5524000218829,0,21403.927599978117,null,null,null,null,440011.85844756808,0,1,0]
[872.48,0,18750,1740,23102.48,21594.851285226912,1507.6287147730873,0,21594.851285226912,null,null,null,null,440928.71243241627,0,1,0]
[872.48,0,18750,2340,24302.48,20686.212002440941,3616.2679975590581,0,20686.212002440941,null,null,null,null,443487.78371998388,0,1,282.9346642257251]
[872.48,0,18750,2110,23842.48,18948.916319881242,4893.5636801187575,0,18948.916319881242,null,null,null,null,446044.29593626392,0,1,1560.2303467854244]
[872.48,0,18750,2130,23882.48,20173.382555333279,3709.0974446667205,0,20173.382555333279,null,null,null,null,448598.25164032768,0,1,375.76411133338752]
[872.48,0,18750,2370,24362.48,23892.257951108881,470.2220488911189,0,23892.257951108881,null,null,null,null,448572.85323268938,0,1,0]
[872.48,0,18750,1990,23602.48,21239.279162642692,2363.200837357308,0,21239.279162642692,null,null,null,null,450251.16113307828,0,1,0]
[872.48,0,18750,2160,23942.48,21030.037942574596,2912.4420574254036,0,21030.037942574596,null,null,null,null,452800.90997194522,0,1,0]
[872.48,0,18750,2330,24282.48,20538.376147279057,3744.1038527209421,0,20538.376147279057,null,null,null,null,455348.10906197329,0,1,410.77051938760906]
[872.48,0,18750,1920,23462.48,19198.447551193032,4264.0324488069673,0,19198.447551193032,null,null,null,null,457892.76095291134,0,1,930.69911547363427]
[872.48,0,18750,2950,25522.48,21540.058134802483,3982.421865197517,0,21540.058134802483,null,null,null,null,460434.86819195841,0,1,649.08853186418401]
[872.48,0,18750,2480,24582.48,21632.237562385963,2950.242437614037,0,21632.237562385963,null,null,null,null,462974.43332376645,0,1,0]
[872.48,0,18750,2470,24562.48,21329.894365987373,3232.5856340126265,0,21329.894365987373,null,null,null,null,465511.45889044268,0,1,0]
[872.48,0,18750,2590,24802.48,21183.314893835199,3619.1651061648008,0,21183.314893835199,null,null,null,null,468045.94743155222,0,1,285.83177283146779]
[872.48,0,18750,2320,24262.48,20130.06344530177,4132.4165546982294,0,20130.06344530177,null,null,null,null,470577.9014841207,0,1,799.08322136489642]
[872.48,0,18750,2500,24622.48,19889.994478713063,4732.485521286937,0,19889.994478713063,null,null,null,null,473107.3235826366,0,1,1399.152187953604]
[872.48,0,18750,2090,23802.48,20847.011530303989,2955.4684696960103,0,20847.011530303989,null,null,null,null,475634.21625905397,0,1,0]
[872.48,0,18750,2630,24882.48,21366.137226715269,3516.3427732847304,0,21366.137226715269,null,null,null,null,478158.58204279491,0,1,183.00943995139733]
[872.48,0,18750,2450,24522.48,21862.046540116844,2660.4334598831556,0,21862.046540116844,null,null,null,null,480074.81357464695,0,1,0]
[872.48,0,18750,2250,24122.48,21712.956906403138,2409.5230935968611,0,21712.956906403138,null,null,null,null,481763.30954530946,0,1,0]
[872.48,0,18750,2690,25002.48,21724.858308911647,3277.6216910883522,0,21724.858308911647,null,null,null,null,484281.54623576417,0,1,0]
[872.48,0,18750,2290,24202.48,22085.503041524844,2116.9769584751557,0,22085.503041524844,null,null,null,null,485702.54395215603,0,1,0]
[872.48,0,18750,2590,24802.48,21220.83265706907,3581.6473429309299,0,21220.83265706907,null,null,null,null,488216.84140820388,0,1,248.31400959759685]
[872.48,0,18750,2400,24422.48,21288.140609719903,3134.3393902800963,0,21288.140609719903,null,null,null,null,490728.62456679565,0,1,0]
[872.48,0,18750,2520,24662.48,21561.03842449902,3101.4415755009795,0,21561.03842449902,null,null,null,null,493237.89594222885,0,1,0]
[872.48,0,18750,2230,24082.48,21192.681198849685,2889.7988011503148,0,21192.681198849685,null,null,null,null,495744.65804628661,0,1,0]
[872.48,0,18750,1950,23522.48,21205.713781023216,2316.7662189767834,0,21205.713781023216,null,null,null,null,497334.00298531941,0,1,0]
[872.48,0,18750,2080,23782.48,21397.623776857596,2384.8562231424039,0,21397.623776857596,null,null,null,null,498983.03958316223,0,1,0]
[872.48,0,18750,1580,22782.48,21262.599145929431,1519.8808540705686,0,21262.599145929431,null,null,null,null,499851.94931224262,0,1,0]
[872.48,0,18750,1740,23102.48,21593.452531744984,1509.0274682550153,0,21593.452531744984,null,null,null,null,500710.22208435985,0,1,0]
[872.48,0,18750,1960,23542.48,21829.445198890287,1713.0348011097121,0,21829.445198890287,null,null,null,null,501751.24318327423,0,1,0]
[872.48,0,18750,2370,24362.48,21687.056661275303,2675.4233387246968,0,21687.056661275303,null,null,null,null,503657.3729449432,0,1,0]
[872.48,0,18750,2540,24702.48,20855.584190472746,3846.8958095272537,0,20855.584190472746,null,null,null,null,506153.71557199827,0,1,513.5624761939207]
[872.48,0,18750,1950,23522.48,20650.050382660029,2872.4296173399707,0,20650.050382660029,null,null,null,null,508647.5618564263,0,1,0]
[872.48,0,18750,1270,22162.48,19937.862225233672,2224.6177747663278,0,19937.862225233672,null,null,null,null,510141.07029185956,0,1,0]
[872.48,0,18750,1220,22062.48,19692.721995413638,2369.7580045863615,0,19692.721995413638,null,null,null,null,511763.71142569545,0,1,0]
[872.48,0,18750,1390,22402.48,19702.319519090754,2700.160480909246,0,19702.319519090754,null,null,null,null,513682.09214708809,0,1,0]
[872.48,0,18750,1200,22022.48,19868.811812973221,2153.6681870267785,0,19868.811812973221,null,null,null,null,515106.71142326511,0,1,0]
[{"$f":"M$13","v":872.48},{"$f":"M$14","v":0},{"$f":"M$15","v":18750},1530,{"$f":"A1924+C1924+((D1924/2)*M$12)","v":22682.48},{"$f":"I1924*1","v":19854.019219657508},{"$f":"E1924-F1924","v":2828.4607803424915},{"$f":"IF(G1924<0,ABS(G1924),0)","v":0},19854.019219657508,null,null,null,null,517591.60471184185,0,{"$f":"IF(O1924>0,0,1)","v":1},0]
[872.48,0,18750,1840,23302.48,20105.557012152276,3196.9229878477236,0,20105.557012152276,null,null,null,null,520074.01310713001,0,1,0]
[872.48,0,18750,1670,22962.48,20025.966521896604,2936.5134781033958,0,20025.966521896604,null,null,null,null,522553.93909402291,0,1,0]
[872.48,0,18750,1380,22382.48,19945.379810192753,2437.1001898072464,0,19945.379810192753,null,null,null,null,524224.77532575541,0,1,0]
[872.48,0,18750,1690,23002.48,19862.640627737106,3139.8393722628934,0,19862.640627737106,null,null,null,null,526700.55055042962,0,1,0]
[872.48,0,18750,2080,23782.48,19911.068385399889,3871.4116146001106,0,19911.068385399889,null,null,null,null,529173.84999987914,0,1,538.07828126677759]
[872.48,0,18750,1650,22922.48,19972.401335265182,2950.0786647348177,0,19972.401335265182,null,null,null,null,531644.67614987923,0,1,0]
[872.48,0,18750,1690,23002.48,19856.279353363603,3146.2006466363964,0,19856.279353363603,null,null,null,null,534113.03147372941,0,1,0]
[872.48,0,18750,1500,22622.48,19811.04275865258,2811.4372413474193,0,19811.04275865258,null,null,null,null,536578.9184422557,0,1,0]
[872.48,0,18750,1610,22842.48,19725.164661153478,3117.3153388465216,0,19725.164661153478,null,null,null,null,539042.33952381345,0,1,0]
[872.48,0,18750,1560,22742.48,19855.410638879282,2887.0693611207171,0,19855.410638879282,null,null,null,null,541503.29718428967,0,1,0]
[872.48,0,18750,1170,21962.48,20149.314842239193,1813.1651577608063,0,20149.314842239193,null,null,null,null,542593.64252909017,0,1,0]
[872.48,0,18750,1180,21982.48,20350.532328324163,1631.9476716758363,0,20350.532328324163,null,null,null,null,543519.80179106933,0,1,0]
[872.48,0,18750,970,21562.48,19988.641301838659,1573.8386981613403,0,19988.641301838659,null,null,null,null,544392.73681762349,0,1,0]
[872.48,0,18750,1000,21622.48,20667.20925870588,955.27074129411994,0,20667.20925870588,null,null,null,null,544708.0877479706,0,1,0]
[872.48,0,18750,1010,21642.48,20190.11764168513,1452.3623583148692,0,20190.11764168513,null,null,null,null,545470.50578270608,0,1,0]
[872.48,0,18750,310,20242.48,19842.483042778025,399.9969572219743,0,19842.483042778025,null,null,null,null,545285.03253842308,0,1,0]
[872.48,0,18750,1250,22122.48,19622.494048333887,2499.9859516661127,0,19622.494048333887,null,null,null,null,546989.73486238415,0,1,0]
[872.48,0,18750,1090,21802.48,19683.823163936486,2118.6568360635138,0,19683.823163936486,null,null,null,null,548349.53627997893,0,1,0]
[872.48,0,18750,1390,22402.48,20163.571169538027,2238.9088304619727,0,20163.571169538027,null,null,null,null,549816.20469111472,0,1,0]
[872.48,0,18750,860,21342.48,19606.052757247118,1736.4272427528813,0,19606.052757247118,null,null,null,null,550829.17300490127,0,1,0]
[872.48,0,18750,790,21202.48,20475.394282370307,727.08571762969223,0,20475.394282370307,null,null,null,null,550932.72097776306,0,1,0]
[872.48,0,18750,510,20642.48,20619.390248953936,23.089751046063611,0,20619.390248953936,null,null,null,null,550402.56903272669,0,1,0]
[872.48,0,18750,120,19862.48,20364.846090162726,-502.36609016272632,502.36609016272632,20364.846090162726,null,null,null,null,549299.56376451498,0,1,0]
[872.48,0,18750,10,19642.48,20379.424899355527,-736.94489935552701,736.94489935552701,20379.424899355527,null,null,null,null,547939.62481145945,0,1,0]
[872.48,0,18750,690,21002.48,20363.009857572371,639.47014242762816,0,20363.009857572371,null,null,null,null,547967.20831483288,0,1,0]
[872.48,0,18750,470,20562.48,20257.967998234712,304.51200176528801,0,20257.967998234712,null,null,null,null,547693.30190810689,0,1,0]
[872.48,0,18750,560,20742.48,20554.603459254864,187.87654074513557,0,20554.603459254864,null,null,null,null,547314.69749286945,0,1,0]
[872.48,0,18750,670,20962.48,20459.334237801613,503.14576219838636,0,20459.334237801613,null,null,null,null,547220.21398135519,0,1,0]
[872.48,0,18750,1150,21922.48,20137.215882627035,1785.2641173729644,0,20137.215882627035,null,null,null,null,548279.73147300957,0,1,0]
[872.48,0,18750,530,20682.48,20259.938109656454,422.54189034354567,0,20259.938109656454,null,null,null,null,548111.73944284581,0,1,0]
[872.48,0,18750,0,19622.48,20366.887392391665,-744.40739239166578,744.40739239166578,20366.887392391665,null,null,null,null,546744.7795717722,0,1,0]
[872.48,0,18750,70,19762.48,20561.248640315196,-798.76864031519654,798.76864031519654,20561.248640315196,null,null,null,null,545319.38928785373,0,1,0]
[872.48,0,18750,420,20462.48,20670.918045614329,-208.43804561432989,208.43804561432989,20670.918045614329,null,null,null,null,544544.78804839007,0,1,0]
[872.48,0,18750,630,20882.48,20728.953393807282,153.52660619271774,0,20728.953393807282,null,null,null,null,544138.41720591509,0,1,0]
[872.48,0,18750,690,21002.48,20813.158803282189,189.32119671781038,0,20813.158803282189,null,null,null,null,543764.66786575527,0,1,0]
[872.48,0,18750,80,19782.48,20115.96710686076,-333.48710686076083,333.48710686076083,20115.96710686076,null,null,null,null,542854.06738034275,0,1,0]
[872.48,0,18750,1310,22242.48,20385.404943924223,1857.075056075777,0,20385.404943924223,null,null,null,null,543982.58086343063,0,1,0]
[872.48,0,18750,870,21362.48,20385.346235010991,977.13376498900834,0,20385.346235010991,null,null,null,null,544318.0186710573,0,1,0]
[872.48,0,18750,560,20742.48,20396.723881252034,345.75611874796596,0,20396.723881252034,null,null,null,null,544084.88115925947,0,1,0]
[872.48,0,18750,710,21042.48,20340.793580413323,701.68641958667649,0,20340.793580413323,null,null,null,null,544172.31405572826,0,1,0]
[872.48,0,18750,120,19862.48,20279.480641690203,-417.00064169020334,417.00064169020334,20279.480641690203,null,null,null,null,543169.4410358133,0,1,0]
[872.48,0,18750,140,19902.48,20421.635322758153,-519.15532275815349,519.15532275815349,20421.635322758153,null,null,null,null,542055.20073974354,0,1,0]
[872.48,0,18750,10,19642.48,20287.984414670937,-645.50441467093697,645.50441467093697,20287.984414670937,null,null,null,null,540803.0906828657,0,1,0]
[872.48,0,18750,0,19622.48,20359.742372892862,-737.26237289286291,737.26237289286291,20359.742372892862,null,null,null,null,539451.29898200068,0,1,0]
[872.48,0,18750,0,19622.48,20049.604179279817,-427.12417927981733,427.12417927981733,20049.604179279817,null,null,null,null,538442.01108581084,0,1,0]
[872.48,0,18750,0,19622.48,20010.788914653174,-388.30891465317472,388.30891465317472,20010.788914653174,null,null,null,null,537476.42926860659,0,1,0]
[872.48,0,18750,10,19642.48,19768.212457813872,-125.73245781387232,125.73245781387232,19768.212457813872,null,null,null,null,536800.64713574271,0,1,0]
[872.48,0,18750,20,19662.48,18848.10804410735,814.37195589264957,0,18848.10804410735,null,null,null,null,536996.78124891035,0,1,0]
[872.48,0,18750,50,19722.48,19500.923285094941,221.55671490505847,0,19500.923285094941,null,null,null,null,536659.18551107601,0,1,0]
[872.48,0,18750,100,19822.48,19662.972985661694,159.50701433830545,0,19662.972985661694,null,null,null,null,536266.08263846941,0,1,0]
[872.48,0,18750,230,20082.48,19978.232492645857,104.24750735414273,0,19978.232492645857,null,null,null,null,535823.63931244961,0,1,0]
[872.48,0,18750,210,20042.48,20104.554613824617,-62.0746138246177,62.0746138246177,20104.554613824617,null,null,null,null,535219.5335979301,0,1,0]
[872.48,0,18750,280,20182.48,20402.372640305046,-219.89264030504637,219.89264030504637,20402.372640305046,null,null,null,null,534442.43215999659,0,1,0]
[872.48,0,18750,480,20582.48,20457.505384040112,124.97461595988716,0,20457.505384040112,null,null,null,null,534020.46688220045,0,1,0]
[872.48,0,18750,670,20962.48,20235.544024694835,726.9359753051649,0,20235.544024694835,null,null,null,null,534140.68879309297,0,1,0]
[872.48,0,18750,1080,21782.48,20029.975358944837,1752.5046410551622,0,20029.975358944837,null,null,null,null,535183.80228124955,0,1,0]
[872.48,0,18750,770,21162.48,20394.757576237542,767.72242376245777,0,20394.757576237542,null,null,null,null,535339.56866035447,0,1,0]
[872.48,0,18750,1170,21962.48,20923.162109697063,1039.3178903029366,0,20923.162109697063,null,null,null,null,535739.61519296677,0,1,0]
[872.48,0,18750,1760,23142.48,20571.457377083869,2571.0226229161308,0,20571.457377083869,null,null,null,null,537517.79593839834,0,1,0]
[872.48,0,18750,1540,22702.48,20438.139296298028,2264.3407037019715,0,20438.139296298028,null,null,null,null,539018.18477579171,0,1,0]
[872.48,0,18750,1960,23542.48,19853.121645840605,3689.3583541593944,0,19853.121645840605,null,null,null,null,541479.16659101588,0,1,356.02502082606134]
[872.48,0,18750,2130,23882.48,20254.670318567147,3627.8096814328528,0,20254.670318567147,null,null,null,null,543937.6874244248,0,1,294.47634809951978]
[872.48,0,18750,1990,23602.48,20324.464643085514,3278.0153569144859,0,20324.464643085514,null,null,null,null,546393.74973700033,0,1,0]
[{"$f":"M$13","v":872.48},{"$f":"M$14","v":0},{"$f":"M$15","v":18750},1720,{"$f":"A1988+C1988+((D1988/2)*M$12)","v":23062.48},{"$f":"I1988*1","v":20405.922696015921},{"$f":"E1988-F1988","v":2656.5573039840783},{"$f":"IF(G1988<0,ABS(G1988),0)","v":0},20405.922696015921,null,null,null,null,548238.25756084907,0,{"$f":"IF(O1988>0,0,1)","v":1},0]
[872.48,0,18750,1330,22282.48,20504.283314406595,1778.1966855934043,0,20504.283314406595,null,null,null,null,549290.3963203223,0,1,0]
[872.48,0,18750,1500,22622.48,20485.255634739035,2137.224365260965,0,20485.255634739035,null,null,null,null,550664.60785273684,0,1,0]
[872.48,0,18750,1950,23522.48,20448.148772615827,3074.331227384173,0,20448.148772615827,null,null,null,null,553113.94324488414,0,1,0]
[872.48,0,18750,2200,24022.48,20148.434970424954,3874.0450295750452,0,20148.434970424954,null,null,null,null,555560.82930163923,0,1,540.71169624171216]
[872.48,0,18750,2330,24282.48,21230.363853447354,3052.1161465526457,0,21230.363853447354,null,null,null,null,558005.26847233763,0,1,0]
[872.48,0,18750,2070,23762.48,21281.999285206613,2480.4807147933861,0,21281.999285206613,null,null,null,null,559679.69584717928,0,1,0]
[872.48,0,18750,2460,24542.48,21654.63021141255,2887.8497885874494,0,21654.63021141255,null,null,null,null,562120.01615133206,0,1,0]
[872.48,0,18750,2110,23842.48,22370.567116749749,1471.9128832502502,0,22370.567116749749,null,null,null,null,562882.61773010599,0,1,0]
[872.48,0,18750,1660,22942.48,21448.920338142096,1493.5596618579038,0,21448.920338142096,null,null,null,null,563663.93880804803,0,1,0]
[872.48,0,18750,790,21202.48,21867.881570757825,-665.40157075782554,665.40157075782554,21867.881570757825,null,null,null,null,562368.33314140642,0,1,0]
[872.48,0,18750,860,21342.48,21491.739197474675,-149.2591974746756,149.2591974746756,21491.739197474675,null,null,null,null,561641.77969104284,0,1,0]
[872.48,0,18750,420,20462.48,21312.508200250071,-850.02820025007168,850.02820025007168,21312.508200250071,null,null,null,null,560145.10689107666,0,1,0]
[872.48,0,18750,360,20342.48,21442.686464881786,-1100.2064648817868,1100.2064648817868,21442.686464881786,null,null,null,null,558374.73467281566,0,1,0]
[872.48,0,18750,200,20022.48,21981.634877172695,-1959.1548771726957,1959.1548771726957,21981.634877172695,null,null,null,null,550204.7216320103,0,1,0]
[872.48,0,18750,70,19762.48,22660.174030418199,-2897.694030418199,2897.694030418199,22660.174030418199,null,null,null,null,539665.7754458019,0,1,0]
[872.48,0,18750,460,20542.48,22192.516041529918,-1650.0360415299183,1650.0360415299183,22192.516041529918,null,null,null,null,527359.50143064989,0,1,0]
[872.48,0,18750,0,19622.48,22106.331678013939,-2483.8516780139398,2483.8516780139398,22106.331678013939,null,null,null,null,518305.02738246194,0,1,0]
[872.48,0,18750,0,19622.48,22197.988462141926,-2575.5084621419264,2575.5084621419264,22197.988462141926,null,null,null,null,507821.7610441267,0,1,0]
[872.48,0,18750,0,19622.48,22214.114867435979,-2591.6348674359797,2591.6348674359797,22214.114867435979,null,null,null,null,504463.14092890295,0,1,0]
[872.48,0,18750,100,19822.48,22924.075423189995,-3101.5954231899959,3101.5954231899959,22924.075423189995,null,null,null,null,493958.6720123238,0,1,0]
[872.48,0,18750,410,20442.48,20803.98387292078,-361.50387292078085,361.50387292078085,20803.98387292078,null,null,null,null,488746.00496494793,0,1,0]
[872.48,0,18750,220,20062.48,21182.83366403039,-1120.3536640303901,1120.3536640303901,21182.83366403039,null,null,null,null,483551.11340323399,0,1,0]
[872.48,0,18750,220,20062.48,21542.480872966462,-1480.0008729664623,1480.0008729664623,21542.480872966462,null,null,null,null,479500.07605827972,0,1,0]
[872.48,0,18750,150,19922.48,21567.474896646119,-1644.9948966461197,1644.9948966461197,21567.474896646119,null,null,null,null,470051.36369185953,0,1,0]
[872.48,0,18750,370,20362.48,21867.682872986767,-1505.202872986767,1505.202872986767,21867.682872986767,null,null,null,null,463967.42120824725,0,1,0]
[872.48,0,18750,600,20822.48,21386.739797746632,-564.2597977466321,564.2597977466321,21386.739797746632,null,null,null,null,459086.90338270558,0,1,0]
[872.48,0,18750,540,20702.48,21581.507283831605,-879.02728383160502,879.02728383160502,21581.507283831605,null,null,null,null,457660.8864671081,0,1,0]
[872.48,0,18750,580,20782.48,21639.051340937785,-856.57134093778586,856.57134093778586,21639.051340937785,null,null,null,null,453878.33361337788,0,1,0]
[{"$f":"M$13","v":872.48},{"$f":"M$14","v":0},{"$f":"M$15","v":18750},700,{"$f":"A2052+C2052+((D2052/2)*M$12)","v":21022.48},{"$f":"I2052*1","v":21202.113758738869},{"$f":"E2052-F2052","v":-179.6337587388698},{"$f":"IF(G2052<0,ABS(G2052),0)","v":179.6337587388698},21202.113758738869,null,null,null,null,449335.28292808414,0,{"$f":"IF(O2052>0,0,1)","v":1},0]
[872.48,0,18750,800,21222.48,20491.120721090887,731.35927890911262,0,20491.120721090887,null,null,null,null,449451.23220248398,0,1,0]
[872.48,0,18750,1200,22022.48,20828.378953701544,1194.1010462984559,0,20828.378953701544,null,null,null,null,450677.09213912487,0,1,0]
[872.48,0,18750,830,21282.48,20535.202246163317,747.27775383668268,0,20535.202246163317,null,null,null,null,450610.49072668672,0,1,0]
[872.48,0,18750,1230,22082.48,20298.484514950509,1783.9954850494905,0,20298.484514950509,null,null,null,null,451952.59584390913,0,1,0]
[872.48,0,18750,1380,22382.48,20743.868457874785,1638.6115421252143,0,20743.868457874785,null,null,null,null,452975.39363597787,0,1,0]
[872.48,0,18750,620,20862.48,20484.719413290855,377.76058670914426,0,20484.719413290855,null,null,null,null,456986.59617465507,0,1,0]
[872.48,0,18750,1280,22182.48,20803.488870135236,1378.9911298647639,0,20803.488870135236,null,null,null,null,457770.70159535873,0,1,0]
[872.48,0,18750,1020,21662.48,22148.818378575619,-486.33837857561957,486.33837857561957,22148.818378575619,null,null,null,null,456635.36874107894,0,1,0]
[872.48,0,18750,1330,22282.48,22549.495726788871,-267.01572678887169,267.01572678887169,22549.495726788871,null,null,null,null,454665.41098100104,0,1,0]
[872.48,0,18750,1280,22182.48,21757.278587466008,425.20141253399197,0,21757.278587466008,null,null,null,null,455593.03888519923,0,1,0]
[872.48,0,18750,2160,23942.48,20575.232374298324,3367.2476257016751,0,20575.232374298324,null,null,null,null,463368.87037937419,0,1,33.914292368342103]
[872.48,0,18750,1740,23102.48,20308.939473167356,2793.5405268326431,0,20308.939473167356,null,null,null,null,469362.03370652202,0,1,0]
[872.48,0,18750,860,21342.48,20300.928198793848,1041.5518012061511,0,20300.928198793848,null,null,null,null,469830.06829390104,0,1,0]
[872.48,0,18750,1110,21842.48,20622.858985722607,1219.6210142773925,0,20622.858985722607,null,null,null,null,475425.98663707031,0,1,0]
[872.48,0,18750,1170,21962.48,21005.744953711699,956.73504628830051,0,21005.744953711699,null,null,null,null,475811.62219209271,0,1,0]
[872.48,0,18750,890,21402.48,21113.804598567578,288.67540143242149,0,21113.804598567578,null,null,null,null,480085.64585619065,0,1,0]
[872.48,0,18750,830,21282.48,23475.669044396673,-2193.1890443966731,2193.1890443966731,23475.669044396673,null,null,null,null,473522.86624193948,0,1,0]
[872.48,0,18750,990,21602.48,21678.374290803076,-75.894290803076728,75.894290803076728,21678.374290803076,null,null,null,null,471869.47480945772,0,1,0]
[872.48,0,18750,1040,21702.48,20307.255833892716,1395.224166107284,0,20307.255833892716,null,null,null,null,475304.42038739601,0,1,0]
[872.48,0,18750,2000,23622.48,21253.195395233044,2369.2846047669555,0,21253.195395233044,null,null,null,null,480240.82886595523,0,1,0]
[872.48,0,18750,1480,22582.48,21619.091313082354,963.38868691764583,0,21619.091313082354,null,null,null,null,479089.04550347006,0,1,0]
[872.48,0,18750,1760,23142.48,21741.733317268281,1400.7466827317185,0,21741.733317268281,null,null,null,null,479300.04121073545,0,1,0]
[872.48,0,18750,1930,23482.48,24383.099640553766,-900.61964055376666,900.61964055376666,24383.099640553766,null,null,null,null,474343.69533265778,0,1,0]
[872.48,0,18750,1160,21942.48,24118.882983155323,-2176.4029831553235,2176.4029831553235,24118.882983155323,null,null,null,null,463996.62399511668,0,1,0]
[872.48,0,18750,1180,21982.48,22799.497420399381,-817.01742039938108,817.01742039938108,22799.497420399381,null,null,null,null,460946.383481564,0,1,0]
[872.48,0,18750,1220,22062.48,22459.999243499598,-397.51924349959882,397.51924349959882,22459.999243499598,null,null,null,null,458036.75641013932,0,1,0]
[872.48,0,18750,1430,22482.48,22221.738740696288,260.74125930371156,0,22221.738740696288,null,null,null,null,454717.22412963543,0,1,0]
[872.48,0,18750,730,21082.48,21807.730028972132,-725.25002897213199,725.25002897213199,21807.730028972132,null,null,null,null,452841.56354913692,0,1,0]
[872.48,0,18750,450,20522.48,22255.27530755187,-1732.7953075518708,1732.7953075518708,22255.27530755187,null,null,null,null,446428.19544224942,0,1,0]
[872.48,0,18750,560,20742.48,22012.573831213762,-1270.0938312137623,1270.0938312137623,22012.573831213762,null,null,null,null,442508.72148001444,0,1,0]
[872.48,0,18750,310,20242.48,23192.308497024671,-2949.8284970246714,2949.8284970246714,23192.308497024671,null,null,null,null,434077.70760813222,0,1,0]
[872.48,0,18750,770,21162.48,21755.989711420159,-593.50971142015987,593.50971142015987,21755.989711420159,null,null,null,null,424192.30497773073,0,1,0]
[872.48,0,18750,680,20982.48,23102.868040195521,-2120.3880401955212,2120.3880401955212,23102.868040195521,null,null,null,null,418162.90489225346,0,1,0]
[872.48,0,18750,850,21322.48,22521.183077762293,-1198.7030777622931,1198.7030777622931,22521.183077762293,null,null,null,null,409235.25287404837,0,1,0]
[872.48,0,18750,630,20882.48,23144.895703149821,-2262.4157031498216,2262.4157031498216,23144.895703149821,null,null,null,null,400058.38461238652,0,1,0]
[872.48,0,18750,440,20502.48,22419.798814525879,-1917.3188145258791,1917.3188145258791,22419.798814525879,null,null,null,null,390058.69784149784,0,1,0]
[872.48,0,18750,370,20362.48,22076.552907818754,-1714.0729078187542,1714.0729078187542,22076.552907818754,null,null,null,null,382165.61697988649,0,1,0]
[872.48,0,18750,50,19722.48,22059.186608375352,-2336.7066083753525,2336.7066083753525,22059.186608375352,null,null,null,null,376611.21344951104,0,1,0]
[872.48,0,18750,220,20062.48,21585.901806148948,-1523.4218061489482,1523.4218061489482,21585.901806148948,null,null,null,null,365455.98316768429,0,1,0]
[872.48,0,18750,240,20102.48,20346.711729508428,-244.23172950842854,244.23172950842854,20346.711729508428,null,null,null,null,363397.21956188779,0,1,0]
[{"$f":"M$13","v":872.48},{"$f":"M$14","v":0},{"$f":"M$15","v":18750},240,{"$f":"A2180+C2180+((D2180/2)*M$12)","v":20102.48},{"$f":"I2180*1","v":21582.943217039468},{"$f":"E2180-F2180","v":-1480.4632170394689},{"$f":"IF(G2180<0,ABS(G2180),0)","v":1480.4632170394689},21582.943217039468,null,null,null,null,359905.1182579525,0,{"$f":"IF(O2180>0,0,1)","v":1},0]
[872.48,0,18750,180,19982.48,21851.931995616673,-1869.4519956166732,1869.4519956166732,21851.931995616673,null,null,null,null,351214.54088612355,0,1,0]
[872.48,0,18750,220,20062.48,22170.740637676856,-2108.2606376768563,2108.2606376768563,22170.740637676856,null,null,null,null,341252.76055442879,0,1,0]
[872.48,0,18750,120,19862.48,21906.47502904827,-2043.9950290482702,2043.9950290482702,21906.47502904827,null,null,null,null,336864.35219752294,0,1,0]
[872.48,0,18750,390,20402.48,21145.956508095784,-743.47650809578408,743.47650809578408,21145.956508095784,null,null,null,null,332448.28289198992,0,1,0]
[872.48,0,18750,590,20802.48,20708.169015034262,94.310984965737589,0,20708.169015034262,null,null,null,null,332503.40002128127,0,1,0]
[872.48,0,18750,1390,22402.48,19981.884598567576,2420.5954014324234,0,19981.884598567576,null,null,null,null,338137.30996471958,0,1,0]
[872.48,0,18750,1090,21802.48,22633.014347970173,-830.53434797017326,830.53434797017326,22633.014347970173,null,null,null,null,335704.05744896311,0,1,0]
[872.48,0,18750,1070,21762.48,23194.182804829772,-1431.7028048297725,1431.7028048297725,23194.182804829772,null,null,null,null,332425.6158899382,0,1,0]
[872.48,0,18750,710,21042.48,22848.086914835905,-1805.6069148359056,1805.6069148359056,22848.086914835905,null,null,null,null,327088.60229658365,0,1,0]
[872.48,0,18750,760,21142.48,23082.175770002868,-1939.6957700028688,1939.6957700028688,23082.175770002868,null,null,null,null,320758.16392075695,0,1,0]
[872.48,0,18750,610,20842.48,22745.124843796933,-1902.6448437969339,1902.6448437969339,22745.124843796933,null,null,null,null,316120.2850858756,0,1,0]
[872.48,0,18750,610,20842.48,22693.632077777518,-1851.1520777775186,1851.1520777775186,22693.632077777518,null,null,null,null,307175.18161011155,0,1,0]
[872.48,0,18750,570,20762.48,23912.480906545265,-3150.000906545265,3150.000906545265,23912.480906545265,null,null,null,null,300492.03420400864,0,1,0]
[872.48,0,18750,190,20002.48,21569.271496928228,-1566.7914969282283,1566.7914969282283,21569.271496928228,null,null,null,null,291773.56037897273,0,1,0]
[872.48,0,18750,210,20042.48,23378.055159994197,-3335.5751599941977,3335.5751599941977,23378.055159994197,null,null,null,null,283449.82625844446,35.575159994197747,0,0]
[872.48,0,18750,520,20662.48,23996.557595964761,-3334.0775959647617,3334.0775959647617,23996.557595964761,null,null,null,null,274322.85495102487,34.077595964761713,0,0]
[872.48,0,18750,370,20362.48,22206.951567997658,-1844.471567997658,1844.471567997658,22206.951567997658,null,null,null,null,265883.17351599404,0,1,0]
[872.48,0,18750,480,20582.48,22427.622843776626,-1845.1428437766263,1845.1428437766263,22427.622843776626,null,null,null,null,263587.63321432372,0,1,0]
[872.48,0,18750,310,20242.48,22298.850795022001,-2056.3707950220014,2056.3707950220014,22298.850795022001,null,null,null,null,255024.0369875934,0,1,0]
[872.48,0,18750,70,19762.48,21539.065002496776,-1776.5850024967767,1776.5850024967767,21539.065002496776,null,null,null,null,248225.62556785019,0,1,0]
[872.48,0,18750,50,19722.48,23839.257906540184,-4116.7779065401846,4116.7779065401846,23839.257906540184,null,null,null,null,240017.95248708883,816.77790654018463,0,0]
[872.48,0,18750,0,19622.48,23039.751790891904,-3417.2717908919039,3417.2717908919039,23039.751790891904,null,null,null,null,228725.75765302949,117.27179089190395,0,0]
[872.48,0,18750,0,19622.48,21334.088868780535,-1711.608868780535,1711.608868780535,21334.088868780535,null,null,null,null,222409.03152153461,0,1,0]
[872.48,0,18750,0,19622.48,20013.371992653472,-390.8919926534727,390.8919926534727,20013.371992653472,null,null,null,null,217776.21194314756,0,1,0]
[872.48,0,18750,180,19982.48,20419.478183486051,-436.99818348605186,436.99818348605186,20419.478183486051,null,null,null,null,215652.84850444936,0,1,0]
[872.48,0,18750,140,19902.48,20256.862205760248,-354.38220576024833,354.38220576024833,20256.862205760248,null,null,null,null,215047.37522960862,0,1,0]
[872.48,0,18750,30,19682.48,20000.665604072678,-318.18560407267796,318.18560407267796,20000.665604072678,null,null,null,null,213329.93504308796,0,1,0]
[872.48,0,18750,490,20602.48,20594.257989903457,8.2220100965423626,0,20594.257989903457,null,null,null,null,211485.48929208543,0,1,0]
[872.48,0,18750,350,20322.48,19456.838544150494,865.64145584950529,0,19456.838544150494,null,null,null,null,212671.72531739963,0,1,0]
[872.48,0,18750,80,19782.48,20279.87110966153,-497.39110966153021,497.39110966153021,20279.87110966153,null,null,null,null,211670.15617901509,0,1,0]
[872.48,0,18750,100,19822.48,21475.164712800241,-1652.684712800241,1652.684712800241,21475.164712800241,null,null,null,null,207835.38490072568,0,1,0]
[872.48,0,18750,370,20362.48,21085.234793555628,-722.75479355562857,722.75479355562857,21085.234793555628,null,null,null,null,204039.62431850564,0,1,0]
[872.48,0,18750,890,21402.48,21048.842016394043,353.63798360595683,0,21048.842016394043,null,null,null,null,202300.73940461149,0,1,0]
[872.48,0,18750,730,21082.48,21167.892696066676,-85.41269606667629,85.41269606667629,21167.892696066676,null,null,null,null,200042.96334646209,0,1,0]
[872.48,0,18750,640,20902.48,21141.236223919575,-238.75622391957586,238.75622391957586,21141.236223919575,null,null,null,null,199580.28853680409,0,1,0]
[872.48,0,18750,1910,23442.48,19891.799101513014,3550.6808984869858,0,19891.799101513014,null,null,null,null,202643.27328130518,0,1,217.34756515365279]
[872.48,0,18750,2170,23962.48,17492.072863199293,6470.4071368007062,0,17492.072863199293,null,null,null,null,210296.62838261368,0,1,3137.0738034673732]
[872.48,0,18750,1380,22382.48,17259.404792150166,5123.0752078498335,0,17259.404792150166,null,null,null,null,221438.71480487732,0,1,1789.7418745165005]
[872.48,0,18750,2240,24102.48,17409.420413326388,6693.0595866736112,0,17409.420413326388,null,null,null,null,229766.06575516838,0,1,3359.7262533402782]
[872.48,0,18750,1120,21862.48,19960.948137714924,1901.5318622850755,0,19960.948137714924,null,null,null,null,238427.46858451731,0,1,0]
[872.48,0,18750,380,20382.48,17499.602672376866,2882.8773276231332,0,17499.602672376866,null,null,null,null,245021.89915986531,0,1,0]
[872.48,0,18750,30,19682.48,17574.626584634781,2107.8534153652181,0,17574.626584634781,null,null,null,null,250257.88573695158,0,1,0]
[872.48,0,18750,0,19622.48,17857.809469052489,1764.670530947511,0,17857.809469052489,null,null,null,null,251595.83132906738,0,1,0]
[872.48,0,18750,0,19622.48,18415.062583290233,1207.4174167097663,0,18415.062583290233,null,null,null,null,253847.57805866521,0,1,0]
[872.48,0,18750,0,19622.48,18353.956911974226,1268.5230880257732,0,18353.956911974226,null,null,null,null,256111.04577255392,0,1,0]
[872.48,0,18750,30,19682.48,18737.757615336672,944.72238466332783,0,18737.757615336672,null,null,null,null,259788.31777663523,0,1,0]
[872.48,0,18750,410,20442.48,18754.798672437777,1687.6813275622226,0,18754.798672437777,null,null,null,null,262511.50651518389,0,1,0]
[872.48,0,18750,610,20842.48,18723.459333991694,2119.0206660083059,0,18723.459333991694,null,null,null,null,267296.94923651265,0,1,0]
[872.48,0,18750,1330,22282.48,18482.932464891939,3799.5475351080604,0,18482.932464891939,null,null,null,null,277296.84446841892,0,1,466.21420177472737]
[872.48,0,18750,1160,21942.48,18577.220244839071,3365.2597551609288,0,18577.220244839071,null,null,null,null,285456.78854825028,0,1,31.926421827595732]
[872.48,0,18750,1120,21862.48,18350.107505269629,3512.3724947303708,0,18350.107505269629,null,null,null,null,288171.33175970201,0,1,179.03916139703779]
[872.48,0,18750,880,21382.48,18620.798864614906,2761.6811353850935,0,18620.798864614906,null,null,null,null,296298.68499024678,0,1,0]
[872.48,0,18750,940,21502.48,19518.792715641623,1983.6872843583769,0,19518.792715641623,null,null,null,null,302998.93966581562,0,1,0]
[872.48,0,18750,2250,24122.48,18964.069022010808,5158.4109779891915,0,18964.069022010808,null,null,null,null,310033.99062900367,0,1,1825.0776446558584]
[872.48,0,18750,1060,21742.48,19003.405215603554,2739.0747843964455,0,19003.405215603554,null,null,null,null,317541.75324651995,0,1,0]
[872.48,0,18750,1090,21802.48,18524.466886878949,3278.013113121051,0,18524.466886878949,null,null,null,null,327706.46056553198,0,1,0]
[872.48,0,18750,2410,24442.48,18351.052928646881,6091.4270713531187,0,18351.052928646881,null,null,null,null,338379.61164853512,0,1,2758.0937380197856]
[872.48,0,18750,830,21282.48,18798.302870175841,2484.1771298241583,0,18798.302870175841,null,null,null,null,345592.25003088656,0,1,0]
[872.48,0,18750,1160,21942.48,18914.148480209889,3028.3315197901102,0,18914.148480209889,null,null,null,null,348246.65778085566,0,1,0]
[872.48,0,18750,1820,23262.48,18346.159705798313,4916.3202942016869,0,18346.159705798313,null,null,null,null,356193.96519923978,0,1,1582.9869608683539]
[872.48,0,18750,1050,21722.48,18194.288379879563,3528.1916201204367,0,18194.288379879563,null,null,null,null,366753.33707481436,0,1,194.85828678710368]
[872.48,0,18750,510,20642.48,17860.067286541009,2782.4127134589908,0,17860.067286541009,null,null,null,null,374645.1799568478,0,1,0]
[872.48,0,18750,180,19982.48,18350.261722430361,1632.2182775696383,0,18350.261722430361,null,null,null,null,380316.56026937475,0,1,0]
[872.48,0,18750,1010,21642.48,18552.336592915275,3090.1434070847245,0,18552.336592915275,null,null,null,null,389277.65218735207,0,1,0]
[872.48,0,18750,1300,22222.48,18824.139304629276,3398.3406953707236,0,18824.139304629276,null,null,null,null,399704.88768479443,0,1,65.007362037390521]
[872.48,0,18750,110,19842.48,19254.988083206481,587.49191679351861,0,19254.988083206481,null,null,null,null,402518.16555226856,0,1,0]
[872.48,0,18750,160,19942.48,19009.835326923778,932.64467307622181,0,19009.835326923778,null,null,null,null,402955.0275924849,0,1,0]
[872.48,0,18750,650,20922.48,19085.514353388982,1836.9656466110173,0,19085.514353388982,null,null,null,null,404401.53073638055,0,1,0]
[872.48,0,18750,500,20622.48,19246.623959247256,1375.8560407527439,0,19246.623959247256,null,null,null,null,410016.63497162046,0,1,0]
[872.48,0,18750,520,20662.48,19475.467750346706,1187.0122496532931,0,19475.467750346706,null,null,null,null,411666.26308973285,0,1,0]
[872.48,0,18750,80,19782.48,18535.308094297896,1247.1719057021037,0,18535.308094297896,null,null,null,null,413275.61601125717,0,1,0]
[872.48,0,18750,220,20062.48,18852.439810192751,1210.0401898072487,0,18852.439810192751,null,null,null,null,417313.02167132508,0,1,0]
[872.48,0,18750,120,19862.48,19057.825938337908,804.65406166209141,0,19057.825938337908,null,null,null,null,419253.50253841974,0,1,0]
[872.48,0,18750,240,20102.48,19864.913328359697,237.56667164030296,0,19864.913328359697,null,null,null,null,419048.05904035759,0,1,0]
[872.48,0,18750,480,20582.48,20232.508021975278,349.97197802472147,0,20232.508021975278,null,null,null,null,418906.71316325979,0,1,0]
[872.48,0,18750,910,21442.48,20313.300860418829,1129.1791395811706,0,20313.300860418829,null,null,null,null,420916.84937125375,0,1,0]
[872.48,0,18750,750,21122.48,20987.168577729295,135.3114222707045,0,20987.168577729295,null,null,null,null,421168.45437192154,0,1,0]
[872.48,0,18750,250,20122.48,21280.705262983171,-1158.225262983171,1158.225262983171,21280.705262983171,null,null,null,null,417657.65276264801,0,1,0]
[872.48,0,18750,1500,22622.48,21187.157065204505,1435.3229347954948,0,21187.157065204505,null,null,null,null,418972.12658332364,0,1,0]
[872.48,0,18750,1500,22622.48,21214.093253226158,1408.3867467738419,0,21214.093253226158,null,null,null,null,428322.79523354693,0,1,0]
[872.48,0,18750,2470,24562.48,19942.564023340132,4619.9159766598677,0,19942.564023340132,null,null,null,null,436030.11438790918,0,1,1286.5826433265347]
[{"$f":"M$13","v":872.48},{"$f":"M$14","v":0},{"$f":"M$15","v":18750},2550,{"$f":"A2436+C2436+((D2436/2)*M$12)","v":24722.48},{"$f":"I2436*1","v":20764.82654428247},{"$f":"E2436-F2436","v":3957.6534557175291},{"$f":"IF(G2436<0,ABS(G2436),0)","v":0},20764.82654428247,null,null,null,null,438594.08427352126,0,{"$f":"IF(O2436>0,0,1)","v":1},624.32012238419611]
[872.48,0,18750,2270,24162.48,20854.522125106378,3307.9578748936219,0,20854.522125106378,null,null,null,null,446270.62036435946,0,1,-25.37545843971111]
[872.48,0,18750,2170,23962.48,22374.51702761235,1587.9629723876496,0,22374.51702761235,null,null,null,null,450233.58125857095,0,1,0]
[872.48,0,18750,1300,22222.48,23422.375737981805,-1199.8957379818057,1199.8957379818057,23422.375737981805,null,null,null,null,448513.3782056715,0,1,0]
[872.48,0,18750,2120,23862.48,22978.119424585311,884.36057541468836,0,22978.119424585311,null,null,null,null,448001.880142704,0,1,0]
[872.48,0,18750,1280,22182.48,22762.104420394302,-579.62442039430243,579.62442039430243,22762.104420394302,null,null,null,null,444294.51093913225,0,1,0]
[872.48,0,18750,970,21562.48,22533.905409236901,-971.42540923690103,971.42540923690103,22533.905409236901,null,null,null,null,441758.95459466142,0,1,0]
[872.48,0,18750,2230,24082.48,22052.762484416122,2029.7175155838777,0,22052.762484416122,null,null,null,null,441085.15401358367,0,1,0]
[872.48,0,18750,2580,24782.48,21364.822879912554,3417.6571200874459,0,21364.822879912554,null,null,null,null,443644.06885957008,0,1,84.323786754112916]
[872.48,0,18750,2250,24122.48,21768.927818655975,2353.5521813440246,0,21768.927818655975,null,null,null,null,450423.66710476344,0,1,0]
[872.48,0,18750,2680,24982.48,21534.212680758879,3448.2673192411203,0,21534.212680758879,null,null,null,null,457420.58535107592,0,1,114.93398590778725]
[872.48,0,18750,2680,24982.48,22240.570687765881,2741.9093122341183,0,22240.570687765881,null,null,null,null,466108.48289944325,0,1,0]
[872.48,0,18750,2490,24602.48,22106.598633440168,2495.8813665598318,0,22106.598633440168,null,null,null,null,469471.88721957093,0,1,0]
[872.48,0,18750,610,20842.48,21836.668247629688,-994.1882476296887,994.1882476296887,21836.668247629688,null,null,null,null,464145.2965796428,0,1,0]
[872.48,0,18750,380,20382.48,22270.659658520213,-1888.1796585202137,1888.1796585202137,22270.659658520213,null,null,null,null,459221.01536515338,0,1,0]
[872.48,0,18750,80,19782.48,22428.454384156859,-2645.9743841568597,2645.9743841568597,22428.454384156859,null,null,null,null,450870.44544617017,0,1,0]
[872.48,0,18750,620,20862.48,22132.898689151036,-1270.4186891510362,1270.4186891510362,22132.898689151036,null,null,null,null,449022.11444265785,0,1,0]
[872.48,0,18750,570,20762.48,24126.057256128446,-3363.5772561284466,3363.5772561284466,24126.057256128446,null,null,null,null,442788.81275277049,63.577256128446606,0,0]
[872.48,0,18750,470,20562.48,22254.683281081594,-1692.2032810815945,1692.2032810815945,22254.683281081594,null,null,null,null,436464.56450067845,0,1,0]
[872.48,0,18750,10,19642.48,22062.663513661792,-2420.1835136617919,2420.1835136617919,22062.663513661792,null,null,null,null,425684.66207485285,0,1,0]
[872.48,0,18750,0,19622.48,22139.203820071591,-2516.723820071591,2516.723820071591,22139.203820071591,null,null,null,null,419253.38509326358,0,1,0]
[872.48,0,18750,20,19662.48,21952.636462121623,-2290.1564621216239,2290.1564621216239,21952.636462121623,null,null,null,null,402734.44097872416,0,1,0]
[872.48,0,18750,0,19622.48,19069.267601383573,553.21239861642607,0,19069.267601383573,null,null,null,null,397617.79538725159,0,1,0]
[872.48,0,18750,150,19922.48,22184.143058238107,-2261.6630582381076,2261.6630582381076,22184.143058238107,null,null,null,null,392255.42159588228,0,1,0]
[872.48,0,18750,60,19742.48,22304.376308942101,-2561.8963089421013,2561.8963089421013,22304.376308942101,null,null,null,null,389045.08023445006,0,1,0]
[872.48,0,18750,80,19782.48,22094.926307536643,-2312.4463075366439,2312.4463075366439,22094.926307536643,null,null,null,null,381338.50690700288,0,1,0]
[872.48,0,18750,420,20462.48,22336.467795016924,-1873.9877950169248,1873.9877950169248,22336.467795016924,null,null,null,null,371463.98461331788,0,1,0]
[872.48,0,18750,610,20842.48,22553.654090294698,-1711.1740902946985,1711.1740902946985,22553.654090294698,null,null,null,null,360556.72385799809,0,1,0]
[872.48,0,18750,400,20422.48,22523.317696142818,-2100.8376961428185,2100.8376961428185,22523.317696142818,null,null,null,null,355969.65589787689,0,1,0]
[872.48,0,18750,580,20782.48,22639.298292249146,-1856.8182922491469,1856.8182922491469,22639.298292249146,null,null,null,null,348022.84217653365,0,1,0]
[872.48,0,18750,330,20282.48,23544.390168350827,-3261.910168350827,3261.910168350827,23544.390168350827,null,null,null,null,337105.89223224623,0,1,0]
[872.48,0,18750,700,21022.48,22927.186463577844,-1904.7064635778443,1904.7064635778443,22927.186463577844,null,null,null,null,329469.62499184674,0,1,0]
[872.48,0,18750,1470,22562.48,22827.287047136539,-264.80704713653904,264.80704713653904,22827.287047136539,null,null,null,null,328848.86761500471,0,1,0]
[872.48,0,18750,410,20442.48,21403.819558189884,-961.33955818988397,961.33955818988397,21403.819558189884,null,null,null,null,324341.15350649314,0,1,0]
[872.48,0,18750,1340,22302.48,22524.457679429554,-221.97767942955397,221.97767942955397,22524.457679429554,null,null,null,null,318613.90389914112,0,1,0]
[872.48,0,18750,1190,22002.48,21904.157602789037,98.322397210962663,0,21904.157602789037,null,null,null,null,317876.3711318468,0,1,0]
[872.48,0,18750,2480,24582.48,21627.815953747224,2954.6640462527757,0,21627.815953747224,null,null,null,null,321994.88748170773,0,1,0]
[872.48,0,18750,2280,24182.48,22667.136005343229,1515.3439946567705,0,22667.136005343229,null,null,null,null,331054.66020563932,0,1,0]
[872.48,0,18750,1910,23442.48,22110.563797787243,1331.9162022127566,0,22110.563797787243,null,null,null,null,332549.85886718007,0,1,0]
[872.48,0,18750,1080,21782.48,22541.733800598162,-759.25380059816234,759.25380059816234,22541.733800598162,null,null,null,null,329221.87479873048,0,1,0]
[872.48,0,18750,0,19622.48,22624.640512302016,-3002.1605123020163,3002.1605123020163,22624.640512302016,null,null,null,null,325590.27636039956,0,1,0]
[{"$f":"M$13","v":872.48},{"$f":"M$14","v":0},{"$f":"M$15","v":18750},2020,{"$f":"A2564+C2564+((D2564/2)*M$12)","v":23662.48},{"$f":"I2564*1","v":21769.496477429424},{"$f":"E2564-F2564","v":1892.9835225705756},{"$f":"IF(G2564<0,ABS(G2564),0)","v":0},21769.496477429424,null,null,null,null,326449.55942543212,0,{"$f":"IF(O2564>0,0,1)","v":1},0]
[872.48,0,18750,0,19622.48,22340.82998164327,-2718.3499816432704,2718.3499816432704,22340.82998164327,null,null,null,null,317710.88837737485,0,1,0]
[872.48,0,18750,0,19622.48,22106.546129261853,-2484.0661292618533,2484.0661292618533,22106.546129261853,null,null,null,null,308172.88870145916,0,1,0]
[872.48,0,18750,0,19622.48,22105.146106977503,-2482.6661069775037,2482.6661069775037,22105.146106977503,null,null,null,null,299858.0570224676,0,1,0]
[872.48,0,18750,0,19622.48,21925.251208637157,-2302.7712086371575,2302.7712086371575,21925.251208637157,null,null,null,null,286734.30599974282,0,1,0]
[872.48,0,18750,30,19682.48,23083.689614002273,-3401.2096140022732,3401.2096140022732,23083.689614002273,null,null,null,null,276056.71216464951,101.20961400227316,0,0]
[872.48,0,18750,30,19682.48,23238.91559172808,-3556.4355917280809,3556.4355917280809,23238.91559172808,null,null,null,null,272480.65545248485,256.43559172808091,0,0]
[872.48,0,18750,60,19742.48,22263.658334006919,-2521.1783340069196,2521.1783340069196,22263.658334006919,null,null,null,null,262300.6311882055,0,1,0]
[872.48,0,18750,0,19622.48,21713.686198875064,-2091.2061988750647,2091.2061988750647,21713.686198875064,null,null,null,null,254737.93159753911,0,1,0]
[872.48,0,18750,0,19622.48,21137.278994104618,-1514.798994104618,1514.798994104618,21137.278994104618,null,null,null,null,244885.4110321739,0,1,0]
[872.48,0,18750,0,19622.48,20883.377333920631,-1260.8973339206314,1260.8973339206314,20883.377333920631,null,null,null,null,239298.58838713195,0,1,0]
[872.48,0,18750,0,19622.48,20970.971658438997,-1348.4916584389975,1348.4916584389975,20970.971658438997,null,null,null,null,234348.95572373064,0,1,0]
[872.48,0,18750,0,19622.48,21312.630002471396,-1690.1500024713969,1690.1500024713969,21312.630002471396,null,null,null,null,225142.21572228079,0,1,0]
[872.48,0,18750,60,19742.48,21554.717761539639,-1812.2377615396399,1812.2377615396399,21554.717761539639,null,null,null,null,219892.07340484526,0,1,0]
[872.48,0,18750,130,19882.48,21643.513232296511,-1761.0332322965114,1761.0332322965114,21643.513232296511,null,null,null,null,217735.04477591423,0,1,0]
[872.48,0,18750,240,20102.48,21598.765574913297,-1496.2855749132978,1496.2855749132978,21598.765574913297,null,null,null,null,211420.51255864761,0,1,0]
[872.48,0,18750,20,19662.48,21583.521723937341,-1921.0417239373419,1921.0417239373419,21583.521723937341,null,null,null,null,203245.39568676738,0,1,0]
[872.48,0,18750,120,19862.48,21437.892062368199,-1575.4120623681993,1575.4120623681993,21437.892062368199,null,null,null,null,193702.73196205022,0,1,0]
[872.48,0,18750,70,19762.48,21322.520047040096,-1560.0400470400964,1560.0400470400964,21322.520047040096,null,null,null,null,188609.57489419286,0,1,0]
[872.48,0,18750,140,19902.48,21429.858222534414,-1527.3782225344148,1527.3782225344148,21429.858222534414,null,null,null,null,180175.55948196779,0,1,0]
[872.48,0,18750,290,20202.48,22518.422331236605,-2315.9423312366052,2315.9423312366052,22518.422331236605,null,null,null,null,172210.73716982373,0,1,0]
[872.48,0,18750,610,20842.48,22057.795861849667,-1215.3158618496673,1215.3158618496673,22057.795861849667,null,null,null,null,166448.58796732355,0,1,0]
[872.48,0,18750,460,20542.48,21903.727352090114,-1361.2473520901149,1361.2473520901149,21903.727352090114,null,null,null,null,164784.76729205711,0,1,0]
[872.48,0,18750,1260,22142.48,21488.017443987672,654.4625560123277,0,21488.017443987672,null,null,null,null,163262.62770699768,0,1,0]
[872.48,0,18750,1670,22962.48,20354.756701576858,2607.7232984231414,0,20354.756701576858,null,null,null,null,166434.85796581561,0,1,0]
[872.48,0,18750,860,21342.48,21051.717173764562,290.76282623543739,0,21051.717173764562,null,null,null,null,170576.29567213196,0,1,0]
[872.48,0,18750,1060,21742.48,20882.663588795334,859.8164112046652,0,20882.663588795334,null,null,null,null,172556.65296346467,0,1,0]
[872.48,0,18750,940,21502.48,21481.397315852664,21.082684147335385,0,21481.397315852664,null,null,null,null,176829.01931271632,0,1,0]
[872.48,0,18750,2310,24242.48,21246.834654278449,2995.6453457215503,0,21246.834654278449,null,null,null,null,181150.26415671242,0,1,0]
[872.48,0,18750,2060,23742.48,20484.078750331482,3258.4012496685173,0,20484.078750331482,null,null,null,null,187801.18050700831,0,1,0]
[872.48,0,18750,1460,22542.48,21090.919856217672,1451.5601437823279,0,21090.919856217672,null,null,null,null,188919.78345590542,0,1,0]
[872.48,0,18750,1910,23442.48,19384.349449426787,4058.1305505732125,0,19384.349449426787,null,null,null,null,197344.5936759683,0,1,724.7972172398795]
[872.48,0,18750,80,19782.48,20401.928243362545,-619.44824336254533,619.44824336254533,20401.928243362545,null,null,null,null,203361.47648787679,0,1,0]
[872.48,0,18750,1030,21682.48,20853.198552583268,829.28144741673168,0,20853.198552583268,null,null,null,null,205821.95853241003,0,1,0]
[872.48,0,18750,590,20802.48,20032.228435539677,770.2515644603227,0,20032.228435539677,null,null,null,null,207910.11034453448,0,1,0]
[872.48,0,18750,460,20542.48,20052.652292086717,489.82770791328221,0,20052.652292086717,null,null,null,null,208920.8108858761,0,1,0]
[872.48,0,18750,1910,23442.48,20133.661624961715,3308.818375038285,0,20133.661624961715,null,null,null,null,213810.883937893,0,1,-24.514958295048018]
[872.48,0,18750,2190,24002.48,18432.33228656639,5570.1477134336092,0,18432.33228656639,null,null,null,null,222161.09550492026,0,1,2236.8143801002761]
[872.48,0,18750,1140,21902.48,20347.02277260568,1555.4572273943195,0,20347.02277260568,null,null,null,null,223338.84591407023,0,1,0]
[872.48,0,18750,670,20962.48,20274.52609432835,687.95390567164941,0,20274.52609432835,null,null,null,null,224052.57916324568,0,1,0]
[872.48,0,18750,510,20642.48,20335.562817174377,306.91718282562215,0,20335.562817174377,null,null,null,null,222136.62500071965,0,1,0]
[872.48,0,18750,70,19762.48,20085.081262841049,-322.6012628410499,322.6012628410499,20085.081262841049,null,null,null,null,220458.09558763658,0,1,0]
[872.48,0,18750,280,20182.48,22165.64902341627,-1983.1690234162706,1983.1690234162706,22165.64902341627,null,null,null,null,216418.11522002591,0,1,0]
[872.48,0,18750,460,20542.48,20379.269322747998,163.21067725200191,0,20379.269322747998,null,null,null,null,209635.86869626789,0,1,0]
[872.48,0,18750,0,19622.48,20964.974218328185,-1342.4942183281855,1342.4942183281855,20964.974218328185,null,null,null,null,204842.64608966283,0,1,0]
[872.48,0,18750,500,20622.48,21296.584966259332,-674.10496625933229,674.10496625933229,21296.584966259332,null,null,null,null,201184.84531723987,0,1,0]
[872.48,0,18750,270,20162.48,20049.345981501145,113.13401849885486,0,20049.345981501145,null,null,null,null,201085.4810885716,0,1,0]
[872.48,0,18750,30,19682.48,19968.633143057599,-286.15314305759966,286.15314305759966,19968.633143057599,null,null,null,null,199647.02127788108,0,1,0]
[872.48,0,18750,240,20102.48,20442.157197403616,-339.67719740361645,339.67719740361645,20442.157197403616,null,null,null,null,196114.81903022475,0,1,0]
[872.48,0,18750,290,20202.48,20655.556097139273,-453.07609713927377,453.07609713927377,20655.556097139273,null,null,null,null,192918.30963736138,0,1,0]
[872.48,0,18750,50,19722.48,20440.685889603585,-718.20588960358509,718.20588960358509,20440.685889603585,null,null,null,null,189795.40937876978,0,1,0]
[872.48,0,18750,20,19662.48,21088.93490357191,-1426.4549035719101,1426.4549035719101,21088.93490357191,null,null,null,null,185696.52596251087,0,1,0]
[872.48,0,18750,80,19782.48,21675.354801937639,-1892.8748019376399,1892.8748019376399,21675.354801937639,null,null,null,null,178467.34969590127,0,1,0]
[872.48,0,18750,10,19642.48,20942.684056766655,-1300.2040567666554,1300.2040567666554,20942.684056766655,null,null,null,null,174115.19300428365,0,1,0]
[872.48,0,18750,0,19622.48,20206.274524687222,-583.79452468722229,583.79452468722229,20206.274524687222,null,null,null,null,170344.15486062694,0,1,0]
[872.48,0,18750,0,19622.48,20435.682172333723,-813.20217233372387,813.20217233372387,20435.682172333723,null,null,null,null,169279.28831619921,0,1,0]
[872.48,0,18750,0,19622.48,20339.624074834621,-717.14407483462128,717.14407483462128,20339.624074834621,null,null,null,null,165247.08113915645,0,1,0]
[872.48,0,18750,310,20242.48,19494.510023248768,747.96997675123202,0,19494.510023248768,null,null,null,null,164009.25808717057,0,1,0]
[872.48,0,18750,430,20482.48,21091.513612485141,-609.03361248514193,609.03361248514193,21091.513612485141,null,null,null,null,162680.46647481096,0,1,0]
[872.48,0,18750,480,20582.48,19172.13698284062,1410.3430171593791,0,19172.13698284062,null,null,null,null,164408.68738378488,0,1,0]
[872.48,0,18750,710,21042.48,19329.680350537452,1712.7996494625477,0,19329.680350537452,null,null,null,null,167508.52056389407,0,1,0]
[872.48,0,18750,760,21142.48,19552.218053894823,1590.2619461051763,0,19552.218053894823,null,null,null,null,168772.24779482483,0,1,0]
[872.48,0,18750,1340,22302.48,19977.143037206941,2325.3369627930588,0,19977.143037206941,null,null,null,null,180064.33983922075,0,1,0]
[872.48,0,18750,1450,22522.48,20518.533847825507,2003.9461521744925,0,20518.533847825507,null,null,null,null,181687.82703633857,0,1,0]
[872.48,0,18750,690,21002.48,20866.207228069976,136.27277193002374,0,20866.207228069976,null,null,null,null,183987.93964048877,0,1,0]
[872.48,0,18750,430,20482.48,20455.549740579543,26.930259420456423,0,20455.549740579543,null,null,null,null,183705.45358334421,0,1,0]
[872.48,0,18750,260,20142.48,21387.869190498132,-1245.3891904981319,1245.3891904981319,21387.869190498132,null,null,null,null,182489.81227025419,0,1,0]
[872.48,0,18750,1150,21922.48,23887.649547199984,-1965.1695471999847,1965.1695471999847,23887.649547199984,null,null,null,null,176560.12604982834,0,1,0]
[872.48,0,18750,350,20322.48,23988.688930214765,-3666.2089302147651,3666.2089302147651,23988.688930214765,null,null,null,null,166518.01778152637,366.20893021476513,0,0]
[872.48,0,18750,270,20162.48,22438.806971901482,-2276.3269719014825,2276.3269719014825,22438.806971901482,null,null,null,null,156924.90014662553,0,1,0]
[872.48,0,18750,690,21002.48,23654.053168355906,-2651.5731683559061,2651.5731683559061,23654.053168355906,null,null,null,null,152685.4241573918,0,1,0]
[872.48,0,18750,460,20542.48,22775.646462172379,-2233.1664621723794,2233.1664621723794,22775.646462172379,null,null,null,null,144459.33311340859,0,1,0]
[872.48,0,18750,730,21082.48,21394.700398018587,-312.22039801858773,312.22039801858773,21394.700398018587,null,null,null,null,139495.56368316605,0,1,0]
[872.48,0,18750,260,20142.48,24171.566204598425,-4029.086204598425,4029.086204598425,24171.566204598425,null,null,null,null,133277.5888800208,729.08620459842496,0,0]
[872.48,0,18750,250,20122.48,22217.824293614005,-2095.3442936140054,2095.3442936140054,22217.824293614005,null,null,null,null,121462.46169873816,0,1,0]
[872.48,0,18750,800,21222.48,22670.705704504522,-1448.2257045045226,1448.2257045045226,22670.705704504522,null,null,null,null,116924.25364926588,0,1,0]
[872.48,0,18750,150,19922.48,22891.304520673872,-2968.824520673872,2968.824520673872,22891.304520673872,null,null,null,null,107495.55943052028,0,1,0]
[872.48,0,18750,0,19622.48,22290.521022031113,-2668.0410220311132,2668.0410220311132,22290.521022031113,null,null,null,null,97592.574369510039,0,1,0]
[872.48,0,18750,10,19642.48,22517.906210067991,-2875.4262100679916,2875.4262100679916,22517.906210067991,null,null,null,null,91425.601325007636,0,1,0]
[872.48,0,18750,0,19622.48,21836.439533145371,-2213.9595331453711,2213.9595331453711,21836.439533145371,null,null,null,null,82418.622835106697,0,1,0]
[872.48,0,18750,110,19842.48,21953.60512089507,-2111.1251208950707,2111.1251208950707,21953.60512089507,null,null,null,null,72591.463164863249,0,1,0]
[872.48,0,18750,0,19622.48,23826.069151652795,-4203.5891516527954,4203.5891516527954,23826.069151652795,null,null,null,null,64134.175621258139,903.58915165279541,0,0]
[872.48,0,18750,0,19622.48,23478.815882830073,-3856.3358828300734,3856.3358828300734,23478.815882830073,null,null,null,null,50697.81027065427,556.33588283007339,0,0]
[872.48,0,18750,0,19622.48,23173.855040190443,-3551.3750401904435,3551.3750401904435,23173.855040190443,null,null,null,null,40916.583848479851,251.37504019044354,0,0]
[872.48,0,18750,0,19622.48,21668.445864609832,-2045.9658646098324,2045.9658646098324,21668.445864609832,null,null,null,null,32324.688860685899,0,1,0]
[872.48,0,18750,0,19622.48,21683.079854862968,-2060.5998548629686,2060.5998548629686,21683.079854862968,null,null,null,null,25700.911276916882,0,1,0]
[872.48,0,18750,0,19622.48,21454.960893845349,-1832.4808938453498,1832.4808938453498,21454.960893845349,null,null,null,null,21329.429389533139,0,1,0]
[872.48,0,18750,0,19622.48,20832.94075035178,-1210.46075035178,1210.46075035178,20832.94075035178,null,null,null,null,16878.513734516935,0,1,0]
[872.48,0,18750,0,19622.48,17645.997715514724,1976.4822844852752,0,17645.997715514724,null,null,null,null,16198.16323940125,0,1,0]
[872.48,0,18750,0,19622.48,20963.664095764267,-1341.1840957642671,1341.1840957642671,20963.664095764267,null,null,null,null,12284.388318706668,0,1,0]
[872.48,0,18750,0,19622.48,22490.837139034098,-2868.3571390340985,2868.3571390340985,22490.837139034098,null,null,null,null,1531.1379220724916,0,1,0]
[872.48,0,18750,0,19622.48,21517.553754573248,-1895.0737545732482,1895.0737545732482,21517.553754573248,null,null,null,null,0,1895.0737545732482,0,0]
[872.48,0,18750,0,19622.48,21467.188372953773,-1844.7083729537735,1844.7083729537735,21467.188372953773,null,null,null,null,0,1844.7083729537735,0,0]
[872.48,0,18750,0,19622.48,21885.441203066064,-2262.9612030660646,2262.9612030660646,21885.441203066064,null,null,null,null,0,2262.9612030660646,0,0]
[872.48,0,18750,0,19622.48,22301.83486743598,-2679.3548674359809,2679.3548674359809,22301.83486743598,null,null,null,null,0,2679.3548674359809,0,0]
[872.48,0,18750,0,19622.48,21554.312781038447,-1931.8327810384471,1931.8327810384471,21554.312781038447,null,null,null,null,0,1931.8327810384471,0,0]
[872.48,0,18750,20,19662.48,21470.727187717661,-1808.2471877176613,1808.2471877176613,21470.727187717661,null,null,null,null,0,1808.2471877176613,0,0]
[872.48,0,18750,0,19622.48,21485.424767105655,-1862.944767105655,1862.944767105655,21485.424767105655,null,null,null,null,0,1862.944767105655,0,0]
[872.48,0,18750,0,19622.48,22348.471395293956,-2725.9913952939569,2725.9913952939569,22348.471395293956,null,null,null,null,0,2725.9913952939569,0,0]
[872.48,0,18750,10,19642.48,21871.587118104449,-2229.1071181044499,2229.1071181044499,21871.587118104449,null,null,null,null,0,2229.1071181044499,0,0]
[872.48,0,18750,410,20442.48,21968.325343738557,-1525.8453437385579,1525.8453437385579,21968.325343738557,null,null,null,null,0,1525.8453437385579,0,0]
[872.48,0,18750,390,20402.48,21714.690072135367,-1312.2100721353672,1312.2100721353672,21714.690072135367,null,null,null,null,0,1312.2100721353672,0,0]
[{"$f":"M$13","v":872.48},{"$f":"M$14","v":0},{"$f":"M$15","v":18750},1010,{"$f":"A2884+C2884+((D2884/2)*M$12)","v":21642.48},{"$f":"I2884*1","v":21424.519513621188},{"$f":"E2884-F2884","v":217.96048637881177},{"$f":"IF(G2884<0,ABS(G2884),0)","v":0},21424.519513621188,null,null,null,null,196.16443774093059,0,{"$f":"IF(O2884>0,0,1)","v":1},0]
[872.48,0,18750,1450,22522.48,21017.091925851186,1505.3880741488138,0,21017.091925851186,null,null,null,null,3448.5741002913605,0,1,0]
[872.48,0,18750,1870,23362.48,20205.935732207683,3156.5442677923165,0,20205.935732207683,null,null,null,null,11456.251873297284,0,1,0]
[872.48,0,18750,730,21082.48,22959.85133265729,-1877.3713326572906,1877.3713326572906,22959.85133265729,null,null,null,null,10373.585078696251,0,1,0]
[872.48,0,18750,1130,21882.48,21551.040176580562,331.43982341943774,0,21551.040176580562,null,null,null,null,12754.428467215757,0,1,0]
[872.48,0,18750,1370,22362.48,21617.115619481992,745.36438051800724,0,21617.115619481992,null,null,null,null,13412.501981214749,0,1,0]
[872.48,0,18750,1170,21962.48,18725.302645926895,3237.1773540731047,0,18725.302645926895,null,null,null,null,18995.397630262098,0,1,0]
[872.48,0,18750,330,20282.48,21428.631995515152,-1146.1519955151525,1146.1519955151525,21428.631995515152,null,null,null,null,15160.191325384842,0,1,0]
[872.48,0,18750,310,20242.48,21161.064097169728,-918.58409716972892,918.58409716972892,21161.064097169728,null,null,null,null,11738.70874663492,0,1,0]
[872.48,0,18750,490,20602.48,17432.452182121197,3170.027817878803,0,17432.452182121197,null,null,null,null,11691.272413254927,0,1,0]
[872.48,0,18750,70,19762.48,17532.671251698874,2229.8087483011259,0,17532.671251698874,null,null,null,null,19654.064531612148,0,1,0]
[872.48,0,18750,0,19622.48,19163.30654975204,459.17345024795941,0,19163.30654975204,null,null,null,null,23403.999288867875,0,1,0]
[872.48,0,18750,0,19622.48,19922.246576202015,-299.76657620201513,299.76657620201513,19922.246576202015,null,null,null,null,22987.088805422412,0,1,0]
[872.48,0,18750,0,19622.48,19965.823042778029,-343.34304277802948,343.34304277802948,19965.823042778029,null,null,null,null,22586.424369561159,0,1,0]
[872.48,0,18750,0,19622.48,19145.131831142699,477.34816885730106,0,19145.131831142699,null,null,null,null,24088.997147229707,0,1,0]
[872.48,0,18750,0,19622.48,19468.134125025168,154.34587497483153,0,19468.134125025168,null,null,null,null,25042.883991866147,0,1,0]
[872.48,0,18750,10,19642.48,20043.267962098784,-400.78796209878419,400.78796209878419,20043.267962098784,null,null,null,null,24847.005083954151,0,1,0]
[872.48,0,18750,0,19622.48,21634.325222630858,-2011.8452226308582,2011.8452226308582,21634.325222630858,null,null,null,null,20469.926470192509,0,1,0]
[872.48,0,18750,0,19622.48,20594.72039525842,-972.2403952584209,972.2403952584209,20594.72039525842,null,null,null,null,16471.549700085026,0,1,0]
[872.48,0,18750,10,19642.48,20251.014356301421,-608.53435630142121,608.53435630142121,20251.014356301421,null,null,null,null,15527.245472817553,0,1,0]
[{"$f":"M$13","v":872.48},{"$f":"M$14","v":0},{"$f":"M$15","v":18750},40,{"$f":"A2948+C2948+((D2948/2)*M$12)","v":19702.48},{"$f":"I2948*1","v":25890.012462436327},{"$f":"E2948-F2948","v":-6187.5324624363275},{"$f":"IF(G2948<0,ABS(G2948),0)","v":6187.5324624363275},25890.012462436327,null,null,null,null,2285.0163956056635,2887.532462436327,{"$f":"IF(O2948>0,0,1)","v":0},0]
[872.48,0,18750,110,19842.48,26334.84847634882,-6492.36847634882,6492.36847634882,26334.84847634882,null,null,null,null,0,4209.6370971387623,0,0]
[872.48,0,18750,0,19622.48,25693.53560302253,-6071.0556030225307,6071.0556030225307,25693.53560302253,null,null,null,null,0,6071.0556030225307,0,0]
[872.48,0,18750,0,19622.48,25984.651142037903,-6362.1711420379033,6362.1711420379033,25984.651142037903,null,null,null,null,0,6362.1711420379033,0,0]
[872.48,0,18750,0,19622.48,25981.027402483694,-6358.5474024836949,6358.5474024836949,25981.027402483694,null,null,null,null,0,6358.5474024836949,0,0]
[872.48,0,18750,0,19622.48,27122.680559935427,-7500.200559935427,7500.200559935427,27122.680559935427,null,null,null,null,0,7500.200559935427,0,0]
[872.48,0,18750,50,19722.48,25535.677059836449,-5813.1970598364496,5813.1970598364496,25535.677059836449,null,null,null,null,0,5813.1970598364496,0,0]
[872.48,0,18750,510,20642.48,24818.48154586559,-4176.0015458655907,4176.0015458655907,24818.48154586559,null,null,null,null,0,4176.0015458655907,0,0]
[872.48,0,18750,480,20582.48,21770.067896651199,-1187.5878966511991,1187.5878966511991,21770.067896651199,null,null,null,null,0,1187.5878966511991,0,0]
[872.48,0,18750,820,21262.48,21101.555014993653,160.92498500634611,0,21101.555014993653,null,null,null,null,144.8324865057115,0,1,0]
[872.48,0,18750,1030,21682.48,21115.186333935861,567.29366606413896,0,21115.186333935861,null,null,null,null,655.25195347693091,0,1,0]
[872.48,0,18750,560,20742.48,21056.253573487531,-313.77357348753139,313.77357348753139,21056.253573487531,null,null,null,null,2005.1876278844841,0,1,0]
[872.48,0,18750,190,20002.48,22154.078950992138,-2151.5989509921383,2151.5989509921383,22154.078950992138,null,null,null,null,0,2151.5989509921383,0,0]
[872.48,0,18750,150,19922.48,21132.027652878063,-1209.5476528780637,1209.5476528780637,21132.027652878063,null,null,null,null,0,1209.5476528780637,0,0]
[872.48,0,18750,130,19882.48,21858.599527574283,-1976.119527574283,1976.119527574283,21858.599527574283,null,null,null,null,0,1976.119527574283,0,0]
[872.48,0,18750,180,19982.48,22822.230430141164,-2839.7504301411645,2839.7504301411645,22822.230430141164,null,null,null,null,0,2839.7504301411645,0,0]
[872.48,0,18750,300,20222.48,21110.396317222596,-887.91631722259626,887.91631722259626,21110.396317222596,null,null,null,null,0,254.1072693345327,0,0]
[872.48,0,18750,690,21002.48,21407.226875736778,-404.74687573677875,404.74687573677875,21407.226875736778,null,null,null,null,351.02397282057507,0,1,0]
[872.48,0,18750,360,20342.48,21427.297120864616,-1084.8171208646163,1084.8171208646163,21427.297120864616,null,null,null,null,0,734.14417201686183,0,0]
[872.48,0,18750,480,20582.48,20606.471950895695,-23.991950895695481,23.991950895695481,20606.471950895695,null,null,null,null,383.99892446055594,0,1,0]
[872.48,0,18750,610,20842.48,21101.538670981558,-259.05867098155795,259.05867098155795,21101.538670981558,null,null,null,null,990.52326114341804,0,1,0]
[872.48,0,18750,0,19622.48,21174.092917504706,-1551.6129175047063,1551.6129175047063,21174.092917504706,null,null,null,null,0,1551.6129175047063,0,0]
[872.48,0,18750,0,19622.48,18737.99996482849,884.48003517150937,0,18737.99996482849,null,null,null,null,1020.5675845758708,0,1,0]
[872.48,0,18750,1220,22062.48,19214.493010756967,2847.9869892430324,0,19214.493010756967,null,null,null,null,6016.8432944011247,0,1,0]
[872.48,0,18750,500,20622.48,20432.954620801163,189.52537919883616,0,20432.954620801163,null,null,null,null,8401.4365823010812,0,1,0]
[872.48,0,18750,250,20122.48,20464.443513560276,-341.96351356027662,341.96351356027662,20464.443513560276,null,null,null,null,8976.0567998702081,0,1,0]
[872.48,0,18750,560,20742.48,20723.540042823712,18.939957176287862,0,20723.540042823712,null,null,null,null,8984.1267045289969,0,1,0]
[872.48,0,18750,1460,22542.48,20656.795957862094,1885.6840421379056,0,20656.795957862094,null,null,null,null,10059.561433733677,0,1,0]
[872.48,0,18750,2030,23682.48,20522.838967603879,3159.6410323961209,0,20522.838967603879,null,null,null,null,22001.395502139159,0,1,0]
[872.48,0,18750,2020,23662.48,20790.950683498737,2871.5293165012627,0,20790.950683498737,null,null,null,null,30926.460297817852,0,1,0]
[872.48,0,18750,110,19842.48,21293.737437011121,-1451.2574370111215,1451.2574370111215,21293.737437011121,null,null,null,null,33576.585611479277,0,1,0]
[872.48,0,18750,350,20322.48,20389.529495451708,-67.049495451708935,67.049495451708935,20389.529495451708,null,null,null,null,28547.475008776542,0,1,0]
[872.48,0,18750,1640,22902.48,19065.025051078825,3837.4549489211749,0,19065.025051078825,null,null,null,null,34853.854791609032,0,1,504.12161558784555]
[872.48,0,18750,1300,22222.48,20432.822127765023,1789.6578722349768,0,20432.822127765023,null,null,null,null,41031.790503434902,0,1,0]
[872.48,0,18750,680,20982.48,19351.501708477266,1630.9782915227333,0,19351.501708477266,null,null,null,null,42458.639175301927,0,1,0]
[872.48,0,18750,280,20182.48,19149.151684787452,1033.3283152125477,0,19149.151684787452,null,null,null,null,45780.024580043857,0,1,0]
[872.48,0,18750,170,19962.48,18262.167672199212,1700.3123278007879,0,18262.167672199212,null,null,null,null,49598.200865562678,0,1,0]
[872.48,0,18750,140,19902.48,19386.470885361821,516.00911463817829,0,19386.470885361821,null,null,null,null,51718.607391317804,0,1,0]
[872.48,0,18750,0,19622.48,19551.39679066349,71.083209336509753,0,19551.39679066349,null,null,null,null,52097.255949216633,0,1,0]
[872.48,0,18750,0,19622.48,18279.62017080644,1342.8598291935596,0,18279.62017080644,null,null,null,null,55886.62917056655,0,1,0]
[872.48,0,18750,1380,22382.48,18482.866499510736,3899.613500489264,0,18482.866499510736,null,null,null,null,62279.880892396184,0,1,566.28016715593094]
[872.48,0,18750,1340,22302.48,18637.139778070174,3665.3402219298259,0,18637.139778070174,null,null,null,null,65217.601011503786,0,1,332.0068885964929]
[872.48,0,18750,710,21042.48,18143.330631801215,2899.1493681987849,0,18143.330631801215,null,null,null,null,74013.146796054702,0,1,0]
[872.48,0,18750,670,20962.48,18735.251726545226,2227.2282734547734,0,18735.251726545226,null,null,null,null,81786.837767203077,0,1,0]
[872.48,0,18750,120,19862.48,20716.506464831029,-854.02646483102944,854.02646483102944,20716.506464831029,null,null,null,null,81289.209052432649,0,1,0]
[872.48,0,18750,1030,21682.48,20758.050449513081,924.42955048691874,0,20758.050449513081,null,null,null,null,83185.424630387002,0,1,0]
[872.48,0,18750,650,20922.48,21116.902566526212,-194.4225665262129,194.4225665262129,21116.902566526212,null,null,null,null,83503.125688124594,0,1,0]
[872.48,0,18750,40,19702.48,20721.006409120157,-1018.526409120157,1018.526409120157,20721.006409120157,null,null,null,null,81729.989707457222,0,1,0]
[872.48,0,18750,10,19642.48,21402.964304705416,-1760.4843047054164,1760.4843047054164,21402.964304705416,null,null,null,null,76693.38514938853,0,1,0]
[872.48,0,18750,0,19622.48,20286.378776781457,-663.89877678145785,663.89877678145785,20286.378776781457,null,null,null,null,75886.403109779552,0,1,0]
[872.48,0,18750,100,19822.48,20669.971111066989,-847.49111106698911,847.49111106698911,20669.971111066989,null,null,null,null,72851.343512646403,0,1,0]
[872.48,0,18750,40,19702.48,20998.638102730663,-1296.1581027306638,1296.1581027306638,20998.638102730663,null,null,null,null,69827.620596551991,0,1,0]
[872.48,0,18750,120,19862.48,19406.891052494437,455.58894750556283,0,19406.891052494437,null,null,null,null,69171.410403098824,0,1,0]
[872.48,0,18750,110,19842.48,19287.802815718154,554.67718428184526,0,19287.802815718154,null,null,null,null,70749.181748899646,0,1,0]
[872.48,0,18750,0,19622.48,19908.113893748909,-285.63389374890903,285.63389374890903,19908.113893748909,null,null,null,null,71217.937178929176,0,1,0]
[872.48,0,18750,40,19702.48,20813.85326010119,-1111.3732601011907,1111.3732601011907,20813.85326010119,null,null,null,null,62200.73021528493,0,1,0]
[872.48,0,18750,0,19622.48,20701.042602712896,-1078.5626027128965,1078.5626027128965,20701.042602712896,null,null,null,null,57013.149338049458,0,1,0]
[872.48,0,18750,0,19622.48,20045.099771195142,-422.61977119514268,422.61977119514268,20045.099771195142,null,null,null,null,56491.254440396755,0,1,0]
[872.48,0,18750,170,19962.48,20297.185120793551,-334.70512079355103,334.70512079355103,20297.185120793551,null,null,null,null,54849.610086176595,0,1,0]
[872.48,0,18750,0,19622.48,22965.9988619055,-3343.5188619055007,3343.5188619055007,22965.9988619055,null,null,null,null,46813.381730998131,43.518861905500671,0,0]
[872.48,0,18750,30,19682.48,22365.007672453001,-2682.5276724530013,2682.5276724530013,22365.007672453001,null,null,null,null,34561.407210057587,0,1,0]
[872.48,0,18750,340,20302.48,20724.582708563554,-422.10270856355419,422.10270856355419,20724.582708563554,null,null,null,null,32631.741544250715,0,1,0]
[872.48,0,18750,0,19622.48,20319.772716894808,-697.29271689480811,697.29271689480811,20319.772716894808,null,null,null,null,30257.5076287228,0,1,0]
[872.48,0,18750,60,19742.48,20480.193691835062,-737.71369183506249,737.71369183506249,20480.193691835062,null,null,null,null,28122.893337217094,0,1,0]
[872.48,0,18750,50,19722.48,20842.26218071573,-1119.7821807157306,1119.7821807157306,20842.26218071573,null,null,null,null,25671.338169248738,0,1,0]
[872.48,0,18750,0,19622.48,20930.445208576246,-1307.9652085762464,1307.9652085762464,20930.445208576246,null,null,null,null,24206.905101645618,0,1,0]
[872.48,0,18750,0,19622.48,20795.716865949307,-1173.2368659493077,1173.2368659493077,20795.716865949307,null,null,null,null,20363.061907850522,0,1,0]
[872.48,0,18750,0,19622.48,20092.578819944691,-470.09881994469106,470.09881994469106,20092.578819944691,null,null,null,null,18721.104195049626,0,1,0]
[872.48,0,18750,0,19622.48,20871.141134756803,-1248.6611347568032,1248.6611347568032,20871.141134756803,null,null,null,null,14764.602246494347,0,1,0]
[872.48,0,18750,0,19622.48,20219.14214864391,-596.66214864391077,596.66214864391077,20219.14214864391,null,null,null,null,13106.561087584858,0,1,0]
[872.48,0,18750,0,19622.48,20925.12391748948,-1302.6439174894804,1302.6439174894804,20925.12391748948,null,null,null,null,5908.0528300035094,0,1,0]
[872.48,0,18750,50,19722.48,21065.329744795927,-1342.8497447959271,1342.8497447959271,21065.329744795927,null,null,null,null,1344.846494122037,0,1,0]
[872.48,0,18750,0,19622.48,21139.1452991191,-1516.6652991191004,1516.6652991191004,21139.1452991191,null,null,null,null,0,1516.6652991191004,0,0]
[872.48,0,18750,0,19622.48,21090.134920285171,-1467.6549202851711,1467.6549202851711,21090.134920285171,null,null,null,null,0,1467.6549202851711,0,0]
[872.48,0,18750,0,19622.48,21154.124069314294,-1531.644069314294,1531.644069314294,21154.124069314294,null,null,null,null,0,1531.644069314294,0,0]
[872.48,0,18750,20,19662.48,21515.780120869691,-1853.3001208696915,1853.3001208696915,21515.780120869691,null,null,null,null,0,1853.3001208696915,0,0]
[872.48,0,18750,310,20242.48,21003.358225294582,-760.87822529458208,760.87822529458208,21003.358225294582,null,null,null,null,0,760.87822529458208,0,0]
[872.48,0,18750,1630,22882.48,21525.590159867301,1356.8898401326987,0,21525.590159867301,null,null,null,null,1348.6687440801368,0,1,0]
[872.48,0,18750,480,20582.48,21755.660244839073,-1173.1802448390736,1173.1802448390736,21755.660244839073,null,null,null,null,0,24.711273142295568,0,0]
[872.48,0,18750,220,20062.48,22425.639403655663,-2363.1594036556635,2363.1594036556635,22425.639403655663,null,null,null,null,0,2363.1594036556635,0,0]
[872.48,0,18750,0,19622.48,21979.776634825328,-2357.2966348253285,2357.2966348253285,21979.776634825328,null,null,null,null,0,2357.2966348253285,0,0]
[872.48,0,18750,0,19622.48,21828.329471863413,-2205.8494718634138,2205.8494718634138,21828.329471863413,null,null,null,null,0,2205.8494718634138,0,0]
[872.48,0,18750,0,19622.48,21766.568987178827,-2144.0889871788277,2144.0889871788277,21766.568987178827,null,null,null,null,0,2144.0889871788277,0,0]
[872.48,0,18750,130,19882.48,22439.390683600257,-2556.9106836002575,2556.9106836002575,22439.390683600257,null,null,null,null,0,2556.9106836002575,0,0]
[872.48,0,18750,600,20822.48,21530.526375744394,-708.04637574439403,708.04637574439403,21530.526375744394,null,null,null,null,0,708.04637574439403,0,0]
[872.48,0,18750,330,20282.48,21645.875797756784,-1363.3957977567843,1363.3957977567843,21645.875797756784,null,null,null,null,0,1363.3957977567843,0,0]
[872.48,0,18750,350,20322.48,21672.725959318312,-1350.2459593183121,1350.2459593183121,21672.725959318312,null,null,null,null,0,1350.2459593183121,0,0]
[872.48,0,18750,70,19762.48,21870.174608355046,-2107.6946083550465,2107.6946083550465,21870.174608355046,null,null,null,null,0,2107.6946083550465,0,0]
[872.48,0,18750,260,20142.48,20292.055042798333,-149.57504279833302,149.57504279833302,20292.055042798333,null,null,null,null,0,149.57504279833302,0,0]
[872.48,0,18750,210,20042.48,20466.193558128969,-423.71355812896945,423.71355812896945,20466.193558128969,null,null,null,null,0,423.71355812896945,0,0]
[872.48,0,18750,350,20322.48,23589.206540218362,-3266.7265402183621,3266.7265402183621,23589.206540218362,null,null,null,null,0,3266.7265402183621,0,0]
[872.48,0,18750,120,19862.48,21142.220240622686,-1279.7402406226865,1279.7402406226865,21142.220240622686,null,null,null,null,0,1279.7402406226865,0,0]
[872.48,0,18750,70,19762.48,20642.16737151278,-879.68737151278037,879.68737151278037,20642.16737151278,null,null,null,null,0,879.68737151278037,0,0]
[872.48,0,18750,120,19862.48,21082.074836718864,-1219.5948367188648,1219.5948367188648,21082.074836718864,null,null,null,null,0,1219.5948367188648,0,0]
[872.48,0,18750,0,19622.48,21205.009462075937,-1582.5294620759378,1582.5294620759378,21205.009462075937,null,null,null,null,0,1582.5294620759378,0,0]
[872.48,0,18750,10,19642.48,21685.833622272614,-2043.3536222726143,2043.3536222726143,21685.833622272614,null,null,null,null,0,2043.3536222726143,0,0]
[872.48,0,18750,0,19622.48,21909.362366017827,-2286.8823660178277,2286.8823660178277,21909.362366017827,null,null,null,null,0,2286.8823660178277,0,0]
[872.48,0,18750,0,19622.48,22076.502189148505,-2454.0221891485053,2454.0221891485053,22076.502189148505,null,null,null,null,0,2454.0221891485053,0,0]
[872.48,0,18750,40,19702.48,22281.123498353991,-2578.6434983539912,2578.6434983539912,22281.123498353991,null,null,null,null,0,2578.6434983539912,0,0]
[872.48,0,18750,1430,22482.48,23450.226912075741,-967.74691207574142,967.74691207574142,23450.226912075741,null,null,null,null,0,967.74691207574142,0,0]
[872.48,0,18750,540,20702.48,22491.753499759452,-1789.2734997594525,1789.2734997594525,22491.753499759452,null,null,null,null,0,1789.2734997594525,0,0]
[872.48,0,18750,380,20382.48,21784.204318658514,-1401.7243186585147,1401.7243186585147,21784.204318658514,null,null,null,null,0,1401.7243186585147,0,0]
[{"$f":"M$13","v":872.48},{"$f":"M$14","v":0},{"$f":"M$15","v":18750},30,{"$f":"A3268+C3268+((D3268/2)*M$12)","v":19682.48},{"$f":"I3268*1","v":21469.894705823695},{"$f":"E3268-F3268","v":-1787.4147058236958},{"$f":"IF(G3268<0,ABS(G3268),0)","v":1787.4147058236958},21469.894705823695,null,null,null,null,0,1787.4147058236958,{"$f":"IF(O3268>0,0,1)","v":0},0]
[872.48,0,18750,50,19722.48,21336.228889659418,-1613.7488896594186,1613.7488896594186,21336.228889659418,null,null,null,null,0,1613.7488896594186,0,0]
[872.48,0,18750,80,19782.48,21359.670314452283,-1577.1903144522839,1577.1903144522839,21359.670314452283,null,null,null,null,0,1577.1903144522839,0,0]
[872.48,0,18750,500,20622.48,24450.909189295704,-3828.4291892957044,3828.4291892957044,24450.909189295704,null,null,null,null,0,3828.4291892957044,0,0]
[872.48,0,18750,250,20122.48,23709.659712927139,-3587.1797129271399,3587.1797129271399,23709.659712927139,null,null,null,null,0,3587.1797129271399,0,0]
[872.48,0,18750,2120,23862.48,21894.708531755135,1967.7714682448641,0,21894.708531755135,null,null,null,null,2067.7887380690327,0,1,0]
[872.48,0,18750,2460,24542.48,21900.722438441964,2641.7575615580354,0,21900.722438441964,null,null,null,null,5398.2095103902739,0,1,0]
[872.48,0,18750,580,20782.48,21351.724026151056,-569.24402615105646,569.24402615105646,21351.724026151056,null,null,null,null,4355.6558395966567,0,1,0]
[872.48,0,18750,330,20282.48,22052.309573548442,-1769.8295735484426,1769.8295735484426,22052.309573548442,null,null,null,null,0,1769.8295735484426,0,0]
[872.48,0,18750,1620,22862.48,21825.933228130882,1036.5467718691179,0,21825.933228130882,null,null,null,null,932.89209468220622,0,1,0]
[872.48,0,18750,1670,22962.48,22205.171533165674,757.30846683432537,0,22205.171533165674,null,null,null,null,1613.536822738417,0,1,0]
[872.48,0,18750,1160,21942.48,21998.039233712123,-55.559233712123387,55.559233712123387,21998.039233712123,null,null,null,null,1831.3489375902582,0,1,0]
[872.48,0,18750,680,20982.48,21723.856232301583,-741.37623230158351,741.37623230158351,21723.856232301583,null,null,null,null,658.74307711502092,0,1,0]
[872.48,0,18750,1060,21742.48,21397.491856237972,344.9881437620279,0,21397.491856237972,null,null,null,null,310.4893293858251,0,1,0]
[872.48,0,18750,0,19622.48,20387.853173723954,-765.3731737239541,765.3731737239541,20387.853173723954,null,null,null,null,0,378.97643288744501,0,0]
[872.48,0,18750,10,19642.48,21052.495910533231,-1410.0159105332314,1410.0159105332314,21052.495910533231,null,null,null,null,0,1410.0159105332314,0,0]
[872.48,0,18750,230,20082.48,20332.985248928559,-250.50524892855901,250.50524892855901,20332.985248928559,null,null,null,null,0,250.50524892855901,0,0]
[872.48,0,18750,0,19622.48,20994.50065147768,-1372.0206514776801,1372.0206514776801,20994.50065147768,null,null,null,null,0,1372.0206514776801,0,0]
[872.48,0,18750,0,19622.48,20502.785094343577,-880.30509434357737,880.30509434357737,20502.785094343577,null,null,null,null,0,880.30509434357737,0,0]
[872.48,0,18750,0,19622.48,20586.278066493218,-963.79806649321836,963.79806649321836,20586.278066493218,null,null,null,null,0,963.79806649321836,0,0]
[872.48,0,18750,0,19622.48,20752.414088787718,-1129.9340887877188,1129.9340887877188,20752.414088787718,null,null,null,null,0,1129.9340887877188,0,0]
[872.48,0,18750,0,19622.48,21094.95000663702,-1472.4700066370206,1472.4700066370206,21094.95000663702,null,null,null,null,0,1472.4700066370206,0,0]
[872.48,0,18750,0,19622.48,22403.338040144758,-2780.858040144758,2780.858040144758,22403.338040144758,null,null,null,null,0,2780.858040144758,0,0]
[872.48,0,18750,0,19622.48,21474.006091618947,-1851.5260916189472,1851.5260916189472,21474.006091618947,null,null,null,null,0,1851.5260916189472,0,0]
[872.48,0,18750,0,19622.48,21678.039698872522,-2055.5596988725229,2055.5596988725229,21678.039698872522,null,null,null,null,0,2055.5596988725229,0,0]
[872.48,0,18750,0,19622.48,21433.537009442873,-1811.0570094428731,1811.0570094428731,21433.537009442873,null,null,null,null,0,1811.0570094428731,0,0]
[872.48,0,18750,0,19622.48,21545.430210007085,-1922.9502100070858,1922.9502100070858,21545.430210007085,null,null,null,null,0,1922.9502100070858,0,0]
[872.48,0,18750,0,19622.48,21364.668559610571,-1742.1885596105712,1742.1885596105712,21364.668559610571,null,null,null,null,0,1742.1885596105712,0,0]
[872.48,0,18750,0,19622.48,21671.34341614239,-2048.8634161423906,2048.8634161423906,21671.34341614239,null,null,null,null,0,2048.8634161423906,0,0]
[872.48,0,18750,0,19622.48,21621.436943995286,-1998.9569439952866,1998.9569439952866,21621.436943995286,null,null,null,null,0,1998.9569439952866,0,0]
[872.48,0,18750,0,19622.48,21264.333535895385,-1641.853535895385,1641.853535895385,21264.333535895385,null,null,null,null,0,1641.853535895385,0,0]
[872.48,0,18750,0,19622.48,21285.71985205204,-1663.2398520520401,1663.2398520520401,21285.71985205204,null,null,null,null,0,1663.2398520520401,0,0]
[872.48,0,18750,0,19622.48,20547.86903445693,-925.38903445692995,925.38903445692995,20547.86903445693,null,null,null,null,0,925.38903445692995,0,0]
[872.48,0,18750,0,19622.48,20496.62369740615,-874.14369740615075,874.14369740615075,20496.62369740615,null,null,null,null,0,874.14369740615075,0,0]
[872.48,0,18750,0,19622.48,20759.001579038315,-1136.5215790383154,1136.5215790383154,20759.001579038315,null,null,null,null,0,1136.5215790383154,0,0]
[872.48,0,18750,0,19622.48,20010.307072028776,-387.82707202877646,387.82707202877646,20010.307072028776,null,null,null,null,0,387.82707202877646,0,0]
[872.48,0,18750,0,19622.48,21161.392878507093,-1538.9128785070934,1538.9128785070934,21161.392878507093,null,null,null,null,0,1538.9128785070934,0,0]
[872.48,0,18750,0,19622.48,20735.550226669588,-1113.070226669588,1113.070226669588,20735.550226669588,null,null,null,null,0,1113.070226669588,0,0]
[872.48,0,18750,0,19622.48,22148.948750432999,-2526.4687504329995,2526.4687504329995,22148.948750432999,null,null,null,null,0,2526.4687504329995,0,0]
[872.48,0,18750,0,19622.48,23195.118919021832,-3572.6389190218324,3572.6389190218324,23195.118919021832,null,null,null,null,0,3572.6389190218324,0,0]
[872.48,0,18750,0,19622.48,22555.535191964504,-2933.055191964504,2933.055191964504,22555.535191964504,null,null,null,null,0,2933.055191964504,0,0]
[{"$f":"M$13","v":872.48},{"$f":"M$14","v":0},{"$f":"M$15","v":18750},0,{"$f":"A3396+C3396+((D3396/2)*M$12)","v":19622.48},{"$f":"I3396*1","v":21625.134746328287},{"$f":"E3396-F3396","v":-2002.6547463282877},{"$f":"IF(G3396<0,ABS(G3396),0)","v":2002.6547463282877},21625.134746328287,null,null,null,null,0,2002.6547463282877,{"$f":"IF(O3396>0,0,1)","v":0},0]
[872.48,0,18750,0,19622.48,19984.100325594452,-361.62032559445288,361.62032559445288,19984.100325594452,null,null,null,null,0,361.62032559445288,0,0]
[872.48,0,18750,0,19622.48,21370.94665289329,-1748.4666528932903,1748.4666528932903,21370.94665289329,null,null,null,null,0,1748.4666528932903,0,0]
[872.48,0,18750,0,19622.48,21528.788885493792,-1906.3088854937923,1906.3088854937923,21528.788885493792,null,null,null,null,0,1906.3088854937923,0,0]
[872.48,0,18750,0,19622.48,21617.554417532621,-1995.0744175326217,1995.0744175326217,21617.554417532621,null,null,null,null,0,1995.0744175326217,0,0]
[872.48,0,18750,0,19622.48,21790.944190523511,-2168.4641905235112,2168.4641905235112,21790.944190523511,null,null,null,null,0,2168.4641905235112,0,0]
[872.48,0,18750,0,19622.48,21530.242736469747,-1907.7627364697473,1907.7627364697473,21530.242736469747,null,null,null,null,0,1907.7627364697473,0,0]
[872.48,0,18750,0,19622.48,19660.096982992894,-37.616982992894918,37.616982992894918,19660.096982992894,null,null,null,null,0,37.616982992894918,0,0]
[872.48,0,18750,0,19622.48,20003.432944005435,-380.95294400543571,380.95294400543571,20003.432944005435,null,null,null,null,0,380.95294400543571,0,0]
[872.48,0,18750,0,19622.48,22780.429049917006,-3157.9490499170061,3157.9490499170061,22780.429049917006,null,null,null,null,0,3157.9490499170061,0,0]
[872.48,0,18750,0,19622.48,22765.822661336209,-3143.3426613362099,3143.3426613362099,22765.822661336209,null,null,null,null,0,3143.3426613362099,0,0]
[872.48,0,18750,0,19622.48,20943.290261501574,-1320.8102615015741,1320.8102615015741,20943.290261501574,null,null,null,null,0,1320.8102615015741,0,0]
[872.48,0,18750,0,19622.48,21902.471197494982,-2279.9911974949828,2279.9911974949828,21902.471197494982,null,null,null,null,0,2279.9911974949828,0,0]
[872.48,0,18750,0,19622.48,23215.060410667746,-3592.580410667746,3592.580410667746,23215.060410667746,null,null,null,null,0,3592.580410667746,0,0]
[872.48,0,18750,0,19622.48,22911.937425970467,-3289.4574259704677,3289.4574259704677,22911.937425970467,null,null,null,null,0,3289.4574259704677,0,0]
[872.48,0,18750,0,19622.48,23877.448239399957,-4254.9682393999574,4254.9682393999574,23877.448239399957,null,null,null,null,0,4254.9682393999574,0,0]
[872.48,0,18750,0,19622.48,24089.37827980303,-4466.8982798030302,4466.8982798030302,24089.37827980303,null,null,null,null,0,4466.8982798030302,0,0]
[872.48,0,18750,0,19622.48,24163.797451116494,-4541.3174511164943,4541.3174511164943,24163.797451116494,null,null,null,null,0,4541.3174511164943,0,0]
[872.48,0,18750,0,19622.48,24080.515725484929,-4458.0357254849296,4458.0357254849296,24080.515725484929,null,null,null,null,0,4458.0357254849296,0,0]
[872.48,0,18750,0,19622.48,21901.603208758977,-2279.1232087589779,2279.1232087589779,21901.603208758977,null,null,null,null,0,2279.1232087589779,0,0]
[872.48,0,18750,0,19622.48,19528.871970572156,93.608029427843576,0,19528.871970572156,null,null,null,null,1382.8283338780489,0,1,0]
[872.48,0,18750,0,19622.48,19333.243182258244,289.23681774175566,0,19333.243182258244,null,null,null,null,1840.7727274854708,0,1,0]
[872.48,0,18750,0,19622.48,18839.69628946868,782.78371053131923,0,18839.69628946868,null,null,null,null,4670.4028123060725,0,1,0]
[872.48,0,18750,0,19622.48,19375.350728219713,247.12927178028622,0,19375.350728219713,null,null,null,null,3967.3510168495973,0,1,0]
[872.48,0,18750,0,19622.48,19856.732334098288,-234.25233409828797,234.25233409828797,19856.732334098288,null,null,null,null,4757.2235766815584,0,1,0]
[872.48,0,18750,0,19622.48,19456.734824323503,165.74517567649673,0,19456.734824323503,null,null,null,null,4759.628765379769,0,1,0]
[872.48,0,18750,0,19622.48,19777.222945512418,-154.74294551241837,154.74294551241837,19777.222945512418,null,null,null,null,4505.8199478129445,0,1,0]
[872.48,0,18750,0,19622.48,19686.97602210725,-64.49602210725061,64.49602210725061,19686.97602210725,null,null,null,null,2912.7323553106553,0,1,0]
[872.48,0,18750,0,19622.48,19645.445676699845,-22.965676699845062,22.965676699845062,19645.445676699845,null,null,null,null,3309.7809232841082,0,1,0]
[872.48,0,18750,0,19622.48,20527.322204608579,-904.84220460857978,904.84220460857978,20527.322204608579,null,null,null,null,0,795.09245295853225,0,0]
[872.48,0,18750,0,19622.48,20407.575130784055,-785.09513078405507,785.09513078405507,20407.575130784055,null,null,null,null,0,785.09513078405507,0,0]
[872.48,0,18750,0,19622.48,20568.233523550782,-945.75352355078212,945.75352355078212,20568.233523550782,null,null,null,null,0,945.75352355078212,0,0]
[872.48,0,18750,0,19622.48,21112.271763137986,-1489.791763137986,1489.791763137986,21112.271763137986,null,null,null,null,0,1489.791763137986,0,0]
[872.48,0,18750,0,19622.48,19939.288271421014,-316.80827142101407,316.80827142101407,19939.288271421014,null,null,null,null,0,316.80827142101407,0,0]
[872.48,0,18750,0,19622.48,18557.932223980486,1064.5477760195135,0,18557.932223980486,null,null,null,null,1048.8396975451162,0,1,0]
[872.48,0,18750,0,19622.48,19447.875051332612,174.60494866738736,0,19447.875051332612,null,null,null,null,3923.0020548225252,0,1,0]
[872.48,0,18750,0,19622.48,19264.725088924763,357.75491107523703,0,19264.725088924763,null,null,null,null,4783.048237238173,0,1,0]
[872.48,0,18750,0,19622.48,21035.563309089306,-1413.0833090893066,1413.0833090893066,21035.563309089306,null,null,null,null,2139.9632731836218,0,1,0]
[872.48,0,18750,0,19622.48,18712.060243484368,910.41975651563189,0,18712.060243484368,null,null,null,null,2782.7191036924651,0,1,0]
[872.48,0,18750,0,19622.48,18285.880073540829,1336.5999264591701,0,18285.880073540829,null,null,null,null,5169.7426272153471,0,1,0]
[872.48,0,18750,0,19622.48,19342.398951042898,280.0810489571013,0,19342.398951042898,null,null,null,null,7702.6613880222776,0,1,0]
[872.48,0,18750,0,19622.48,19464.960860520343,157.51913947965659,0,19464.960860520343,null,null,null,null,7883.6837798009592,0,1,0]
[872.48,0,18750,0,19622.48,18975.582743497056,646.89725650294349,0,18975.582743497056,null,null,null,null,8753.7737283497918,0,1,0]
[872.48,0,18750,0,19622.48,18929.442370234217,693.03762976578219,0,18929.442370234217,null,null,null,null,10928.636600956786,0,1,0]
[872.48,0,18750,0,19622.48,19329.264726804096,293.21527319590314,0,19329.264726804096,null,null,null,null,12094.381626328233,0,1,0]
[872.48,0,18750,0,19622.48,18572.686223970337,1049.7937760296627,0,18572.686223970337,null,null,null,null,16155.307631440743,0,1,0]
[872.48,0,18750,0,19622.48,19583.664822918046,38.815177081953152,0,19583.664822918046,null,null,null,null,17040.457660103646,0,1,0]
[872.48,0,18750,0,19622.48,19900.771703159975,-278.29170315997544,278.29170315997544,19900.771703159975,null,null,null,null,16605.453711747548,0,1,0]
[872.48,0,18750,0,19622.48,20347.968100122776,-725.48810012277681,725.48810012277681,20347.968100122776,null,null,null,null,15063.687076508242,0,1,0]
[872.48,0,18750,0,19622.48,20521.366570884722,-898.88657088472246,898.88657088472246,20521.366570884722,null,null,null,null,11435.656656499137,0,1,0]
[872.48,0,18750,0,19622.48,19606.497098681779,15.982901318220684,0,19606.497098681779,null,null,null,null,9890.1502388613208,0,1,0]
[872.48,0,18750,0,19622.48,20505.605012385768,-883.12501238576806,883.12501238576806,20505.605012385768,null,null,null,null,7598.0925218277171,0,1,0]
[872.48,0,18750,0,19622.48,20204.198076432964,-581.71807643296415,581.71807643296415,20204.198076432964,null,null,null,null,4899.1122113425954,0,1,0]
[872.48,0,18750,0,19622.48,20359.03015304303,-736.55015304303015,736.55015304303015,20359.03015304303,null,null,null,null,1442.9795211107003,0,1,0]
[872.48,0,18750,0,19622.48,21320.529758952056,-1698.0497589520564,1698.0497589520564,21320.529758952056,null,null,null,null,0,256.51321736246678,0,0]
[872.48,0,18750,0,19622.48,21177.837453927419,-1555.3574539274196,1555.3574539274196,21177.837453927419,null,null,null,null,0,1555.3574539274196,0,0]
[872.48,0,18750,0,19622.48,21393.711245026876,-1771.2312450268764,1771.2312450268764,21393.711245026876,null,null,null,null,0,1771.2312450268764,0,0]
[872.48,0,18750,0,19622.48,20298.645700389658,-676.16570038965801,676.16570038965801,20298.645700389658,null,null,null,null,0,676.16570038965801,0,0]
[872.48,0,18750,0,19622.48,20439.921444129792,-817.44144412979222,817.44144412979222,20439.921444129792,null,null,null,null,0,817.44144412979222,0,0]
[872.48,0,18750,0,19622.48,19019.341406436128,603.13859356387184,0,19019.341406436128,null,null,null,null,1145.3893927925869,0,1,0]
[872.48,0,18750,0,19622.48,19145.65708889431,476.82291110568985,0,19145.65708889431,null,null,null,null,1719.6363986243057,0,1,0]
[872.48,0,18750,0,19622.48,15835.147950804329,3787.3320491956711,0,15835.147950804329,null,null,null,null,13694.780160971373,0,1,453.99871586233803]
[{"$f":"M$13","v":872.48},{"$f":"M$14","v":0},{"$f":"M$15","v":18750},0,{"$f":"A3588+C3588+((D3588/2)*M$12)","v":19622.48},{"$f":"I3588*1","v":19771.218267204633},{"$f":"E3588-F3588","v":-148.7382672046333},{"$f":"IF(G3588<0,ABS(G3588),0)","v":148.7382672046333},19771.218267204633,null,null,null,null,13517.473286885306,0,{"$f":"IF(O3588>0,0,1)","v":1},0]
[872.48,0,18750,0,19622.48,21957.494030570477,-2335.0140305704772,2335.0140305704772,21957.494030570477,null,null,null,null,4915.0616413285934,0,1,0]
[872.48,0,18750,0,19622.48,19874.781189214485,-252.30118921448593,252.30118921448593,19874.781189214485,null,null,null,null,3655.1971516646013,0,1,0]
[872.48,0,18750,0,19622.48,20573.376625190129,-950.89662519012927,950.89662519012927,20573.376625190129,null,null,null,null,989.72673453889524,0,1,0]
[872.48,0,18750,0,19622.48,18556.855409186144,1065.6245908138553,0,18556.855409186144,null,null,null,null,3217.5618529909925,0,1,0]
[872.48,0,18750,0,19622.48,19674.662161343826,-52.18216134382601,52.18216134382601,19674.662161343826,null,null,null,null,2743.2499286224761,0,1,0]
[872.48,0,18750,0,19622.48,19457.213239323817,165.26676067618246,0,19457.213239323817,null,null,null,null,3062.9495294305857,0,1,0]
[872.48,0,18750,0,19622.48,19473.343217039466,149.13678296053331,0,19473.343217039466,null,null,null,null,3114.6753389459459,0,1,0]
[872.48,0,18750,0,19622.48,18654.654424509168,967.8255754908314,0,18654.654424509168,null,null,null,null,3982.6036815487487,0,1,0]
[872.48,0,18750,0,19622.48,20228.041435747789,-605.5614357477898,605.5614357477898,20228.041435747789,null,null,null,null,2401.6733681032442,0,1,0]
[872.48,0,18750,0,19622.48,20315.99313352392,-693.51313352392026,693.51313352392026,20315.99313352392,null,null,null,null,115.84562038835634,0,1,0]
[872.48,0,18750,0,19622.48,20382.248448290346,-759.76844829034599,759.76844829034599,20382.248448290346,null,null,null,null,0,759.76844829034599,0,0]
[872.48,0,18750,0,19622.48,19162.620860469582,459.85913953041745,0,19162.620860469582,null,null,null,null,1084.3268732678325,0,1,0]
[872.48,0,18750,0,19622.48,19242.743760195091,379.73623980490811,0,19242.743760195091,null,null,null,null,2159.9868911144677,0,1,0]
[872.48,0,18750,0,19622.48,18252.313825591918,1370.1661744080811,0,18252.313825591918,null,null,null,null,6906.4610787211877,0,1,0]
[872.48,0,18750,0,19622.48,16904.96420572979,2717.5157942702099,0,16904.96420572979,null,null,null,null,12792.727993063529,0,1,0]
[872.48,0,18750,0,19622.48,18874.579923121473,747.90007687852631,0,18874.579923121473,null,null,null,null,16180.796225960956,0,1,0]
[872.48,0,18750,0,19622.48,18071.548726692432,1550.9312733075676,0,18071.548726692432,null,null,null,null,17560.453575711806,0,1,0]
[872.48,0,18750,0,19622.48,18464.268540086388,1158.2114599136112,0,18464.268540086388,null,null,null,null,20643.831075218655,0,1,0]
[872.48,0,18750,0,19622.48,18548.837716970946,1073.6422830290539,0,18548.837716970946,null,null,null,null,23569.790332432811,0,1,0]
[{"$f":"M$13","v":872.48},{"$f":"M$14","v":0},{"$f":"M$15","v":18750},0,{"$f":"A3652+C3652+((D3652/2)*M$12)","v":19622.48},{"$f":"I3652*1","v":17646.337070674072},{"$f":"E3652-F3652","v":1976.142929325928},{"$f":"IF(G3652<0,ABS(G3652),0)","v":0},17646.337070674072,null,null,null,null,31271.183777828224,0,{"$f":"IF(O3652>0,0,1)","v":1},0]
[872.48,0,18750,0,19622.48,18499.603453734537,1122.8765462654628,0,18499.603453734537,null,null,null,null,34751.362767193626,0,1,0]
[872.48,0,18750,0,19622.48,18539.908579084,1082.5714209159996,0,18539.908579084,null,null,null,null,38464.789761824009,0,1,0]
[872.48,0,18750,0,19622.48,17270.086934157054,2352.3930658429454,0,17270.086934157054,null,null,null,null,43389.84297436117,0,1,0]
[872.48,0,18750,0,19622.48,17775.864939758598,1846.6150602414018,0,17775.864939758598,null,null,null,null,49573.036324125664,0,1,0]
[872.48,0,18750,0,19622.48,17943.59218628682,1678.8878137131796,0,17943.59218628682,null,null,null,null,51034.462320143401,0,1,0]
[872.48,0,18750,0,19622.48,18003.922464841176,1618.5575351588232,0,18003.922464841176,null,null,null,null,55301.648834930187,0,1,0]
[872.48,0,18750,0,19622.48,18552.025729498277,1070.4542705017229,0,18552.025729498277,null,null,null,null,58478.800792683447,0,1,0]
[872.48,0,18750,0,19622.48,17945.618145893899,1676.8618541061005,0,17945.618145893899,null,null,null,null,60719.663746375736,0,1,0]
[872.48,0,18750,0,19622.48,18194.453328359694,1428.0266716403057,0,18194.453328359694,null,null,null,null,65073.920337340831,0,1,0]
[872.48,0,18750,0,19622.48,18466.646123640006,1155.8338763599932,0,18466.646123640006,null,null,null,null,69412.272134291808,0,1,0]
[872.48,0,18750,0,19622.48,18880.117283831605,742.3627161683944,0,18880.117283831605,null,null,null,null,72093.755162259447,0,1,0]
[872.48,0,18750,0,19622.48,18042.385814419289,1580.0941855807105,0,18042.385814419289,null,null,null,null,75318.613033878748,0,1,0]
[872.48,0,18750,0,19622.48,19003.751669631929,618.7283303680706,0,19003.751669631929,null,null,null,null,75800.149918176132,0,1,0]
[872.48,0,18750,0,19622.48,19038.765542892233,583.71445710776607,0,19038.765542892233,null,null,null,null,77264.080219021998,0,1,0]
[872.48,0,18750,0,19622.48,18516.379723917038,1106.1002760829615,0,18516.379723917038,null,null,null,null,80204.576307745345,0,1,0]
[872.48,0,18750,0,19622.48,18164.156226679741,1458.3237733202586,0,18164.156226679741,null,null,null,null,83249.079486680319,0,1,0]
[872.48,0,18750,0,19622.48,17923.037159811469,1699.4428401885307,0,17923.037159811469,null,null,null,null,87735.171447751651,0,1,0]
[872.48,0,18750,0,19622.48,17740.22716954818,1882.25283045182,0,17740.22716954818,null,null,null,null,93674.403425798999,0,1,0]
[872.48,0,18750,200,20022.48,17869.445339471415,2153.0346605285849,0,17869.445339471415,null,null,null,null,100193.38160554149,0,1,0]
[{"$f":"M$13","v":872.48},{"$f":"M$14","v":0},{"$f":"M$15","v":18750},0,{"$f":"A3716+C3716+((D3716/2)*M$12)","v":19622.48},{"$f":"I3716*1","v":17323.484406288931},{"$f":"E3716-F3716","v":2298.9955937110681},{"$f":"IF(G3716<0,ABS(G3716),0)","v":0},17323.484406288931,null,null,null,null,104440.79136439947,0,{"$f":"IF(O3716>0,0,1)","v":1},0]
[872.48,0,18750,320,20262.48,18504.844108311903,1757.6358916880963,0,18504.844108311903,null,null,null,null,105918.22287555436,0,1,0]
[872.48,0,18750,370,20362.48,18907.998985773367,1454.4810142266324,0,18907.998985773367,null,null,null,null,109757.46054317443,0,1,0]
[872.48,0,18750,10,19642.48,18378.175620836697,1264.3043791633027,0,18378.175620836697,null,null,null,null,114896.82802780888,0,1,0]
[872.48,0,18750,0,19622.48,17894.342567880911,1728.1374321190888,0,17894.342567880911,null,null,null,null,118410.89482010106,0,1,0]
[872.48,0,18750,0,19622.48,17639.409666749947,1983.0703332500525,0,17639.409666749947,null,null,null,null,123253.02716588257,0,1,0]
[872.48,0,18750,40,19702.48,19851.443087499003,-148.96308749900345,148.96308749900345,19851.443087499003,null,null,null,null,124708.29273522625,0,1,0]
[872.48,0,18750,160,19942.48,17770.846478733369,2171.6335212666309,0,17770.846478733369,null,null,null,null,130538.30328612392,0,1,0]
[872.48,0,18750,70,19762.48,18684.183229485585,1078.2967705144147,0,18684.183229485585,null,null,null,null,134154.36923626135,0,1,0]
[872.48,0,18750,480,20582.48,18947.347310281577,1635.1326897184226,0,18947.347310281577,null,null,null,null,135491.83428777166,0,1,0]
[872.48,0,18750,200,20022.48,19209.916327010069,812.56367298993064,0,19209.916327010069,null,null,null,null,137526.6838024818,0,1,0]
[872.48,0,18750,0,19622.48,16982.056317121078,2640.4236828789217,0,16982.056317121078,null,null,null,null,144464.45385318733,0,1,0]
[872.48,0,18750,0,19622.48,17235.347776745923,2387.132223254077,0,17235.347776745923,null,null,null,null,151419.66064113451,0,1,0]
[872.48,0,18750,0,19622.48,18033.277570666454,1589.2024293335453,0,18033.277570666454,null,null,null,null,156151.0655876266,0,1,0]
[872.48,0,18750,0,19622.48,18957.20682559699,665.27317440300976,0,18957.20682559699,null,null,null,null,159968.12236712108,0,1,0]
[872.48,0,18750,10,19642.48,19613.25950112431,29.220498875689373,0,19613.25950112431,null,null,null,null,160014.44191138347,0,1,0]
[872.48,0,18750,0,19622.48,19531.180218389098,91.299781610901846,0,19531.180218389098,null,null,null,null,159936.59727292191,0,1,0]
[872.48,0,18750,0,19622.48,19505.381219779327,117.09878022067278,0,19505.381219779327,null,null,null,null,157270.96768445993,0,1,0]
[872.48,0,18750,530,20682.48,19214.686849286802,1467.793150713198,0,19214.686849286802,null,null,null,null,158843.59753946896,0,1,0]
[872.48,0,18750,430,20482.48,19522.246111143129,960.23388885687018,0,19522.246111143129,null,null,null,null,162098.83660669115,0,1,0]
[872.48,0,18750,520,20662.48,19186.516464881788,1475.9635351182114,0,19186.516464881788,null,null,null,null,166223.48180980611,0,1,0]
[{"$f":"M$13","v":872.48},{"$f":"M$14","v":0},{"$f":"M$15","v":18750},510,{"$f":"A3780+C3780+((D3780/2)*M$12)","v":20642.48},{"$f":"I3780*1","v":19714.124604189423},{"$f":"E3780-F3780","v":928.35539581057674},{"$f":"IF(G3780<0,ABS(G3780),0)","v":0},19714.124604189423,null,null,null,null,167210.84300311509,0,{"$f":"IF(O3780>0,0,1)","v":1},0]
[872.48,0,18750,670,20962.48,20911.283031838891,51.196968161108089,0,20911.283031838891,null,null,null,null,163068.85322589253,0,1,0]
[872.48,0,18750,10,19642.48,20919.234239359346,-1276.7542393593467,1276.7542393593467,20919.234239359346,null,null,null,null,158545.3609572789,0,1,0]
[872.48,0,18750,140,19902.48,20078.645313122957,-176.16531312295774,176.16531312295774,20078.645313122957,null,null,null,null,158193.03375188637,0,1,0]
[872.48,0,18750,0,19622.48,19385.728480209891,236.75151979010843,0,19385.728480209891,null,null,null,null,156305.66515377187,0,1,0]
[872.48,0,18750,10,19642.48,19030.9924676521,611.4875323478991,0,19030.9924676521,null,null,null,null,158693.91918540894,0,1,0]
[872.48,0,18750,520,20662.48,19909.268973276488,753.21102672351117,0,19909.268973276488,null,null,null,null,160310.86874027201,0,1,0]
[872.48,0,18750,390,20402.48,20121.303960754231,281.17603924576906,0,20121.303960754231,null,null,null,null,160304.59775961246,0,1,0]
[872.48,0,18750,650,20922.48,21978.740037404903,-1056.2600374049034,1056.2600374049034,21978.740037404903,null,null,null,null,154952.36065607742,0,1,0]
[872.48,0,18750,1820,23262.48,21227.997878583235,2034.4821214167641,0,21227.997878583235,null,null,null,null,154371.65388097992,0,1,0]
[872.48,0,18750,770,21162.48,21965.624900913259,-803.14490091325933,803.14490091325933,21965.624900913259,null,null,null,null,154377.78844240427,0,1,0]
[872.48,0,18750,640,20902.48,21547.227263003475,-644.74726300347538,644.74726300347538,21547.227263003475,null,null,null,null,153514.18866465805,0,1,0]
[872.48,0,18750,0,19622.48,21229.939024821735,-1607.4590248217355,1607.4590248217355,21229.939024821735,null,null,null,null,146595.58834519741,0,1,0]
[872.48,0,18750,380,20382.48,21761.183547139077,-1378.7035471390773,1378.7035471390773,21761.183547139077,null,null,null,null,141342.17152212412,0,1,0]
[872.48,0,18750,350,20322.48,22266.389037420126,-1943.909037420126,1943.909037420126,22266.389037420126,null,null,null,null,132279.50385056721,0,1,0]
[872.48,0,18750,10,19642.48,22201.86611541027,-2559.3861154102706,2559.3861154102706,22201.86611541027,null,null,null,null,127054.51020374522,0,1,0]
[872.48,0,18750,120,19862.48,21884.995253347974,-2022.5152533479741,2022.5152533479741,21884.995253347974,null,null,null,null,107735.75614078221,0,1,0]
[872.48,0,18750,710,21042.48,23219.83483135081,-2177.3548313508109,2177.3548313508109,23219.83483135081,null,null,null,null,97907.933940006682,0,1,0]
[872.48,0,18750,0,19622.48,23215.719728285698,-3593.2397282856982,3593.2397282856982,23215.719728285698,null,null,null,null,89465.092866141582,293.23972828569822,0,0]
[872.48,0,18750,10,19642.48,22917.625357793171,-3275.1453577931716,3275.1453577931716,22917.625357793171,null,null,null,null,85772.967879702948,0,1,0]
[872.48,0,18750,0,19622.48,23669.271155889481,-4046.7911558894812,4046.7911558894812,23669.271155889481,null,null,null,null,75159.188844544449,746.79115588948116,0,0]
[872.48,0,18750,0,19622.48,21419.957283882362,-1797.4772838823628,1797.4772838823628,21419.957283882362,null,null,null,null,66663.071505105399,0,1,0]
[872.48,0,18750,0,19622.48,22215.539598694475,-2593.0595986944754,2593.0595986944754,22215.539598694475,null,null,null,null,52700.672296232646,0,1,0]
[872.48,0,18750,0,19622.48,22143.617928773776,-2521.1379287737764,2521.1379287737764,22143.617928773776,null,null,null,null,46662.797501283858,0,1,0]
[872.48,0,18750,10,19642.48,20984.076148836793,-1341.5961488367939,1341.5961488367939,20984.076148836793,null,null,null,null,36341.862870118661,0,1,0]
[872.48,0,18750,2620,24862.48,23392.078964995992,1470.401035004008,0,23392.078964995992,null,null,null,null,36087.159776493259,0,1,0]
[872.48,0,18750,730,21082.48,23406.965420429831,-2324.4854204298317,2324.4854204298317,23406.965420429831,null,null,null,null,31893.005314810289,0,1,0]
[872.48,0,18750,260,20142.48,23892.360810431317,-3749.8808104313175,3749.8808104313175,23892.360810431317,null,null,null,null,28561.112309495478,449.88081043131751,0,0]
[872.48,0,18750,360,20342.48,24163.810061145468,-3821.3300611454688,3821.3300611454688,24163.810061145468,null,null,null,null,18832.331727638124,521.33006114546879,0,0]
[872.48,0,18750,360,20342.48,23893.018412103658,-3550.5384121036586,3550.5384121036586,23893.018412103658,null,null,null,null,5576.9021227074427,250.53841210365863,0,0]
[872.48,0,18750,780,21182.48,23385.405203157432,-2202.9252031574324,2202.9252031574324,23385.405203157432,null,null,null,null,0,2202.9252031574324,0,0]
[872.48,0,18750,430,20482.48,21693.176267235092,-1210.6962672350928,1210.6962672350928,21693.176267235092,null,null,null,null,0,1210.6962672350928,0,0]
[872.48,0,18750,1210,22042.48,23717.729846633236,-1675.2498466332363,1675.2498466332363,23717.729846633236,null,null,null,null,0,1675.2498466332363,0,0]
[872.48,0,18750,450,20522.48,22824.059317329193,-2301.5793173291931,2301.5793173291931,22824.059317329193,null,null,null,null,0,2301.5793173291931,0,0]
[872.48,0,18750,0,19622.48,23667.85326863547,-4045.3732686354706,4045.3732686354706,23667.85326863547,null,null,null,null,0,4045.3732686354706,0,0]
[872.48,0,18750,0,19622.48,23746.2237366068,-4123.7437366068007,4123.7437366068007,23746.2237366068,null,null,null,null,0,4123.7437366068007,0,0]
[872.48,0,18750,0,19622.48,23854.973063910715,-4232.4930639107151,4232.4930639107151,23854.973063910715,null,null,null,null,0,4232.4930639107151,0,0]
[872.48,0,18750,0,19622.48,21644.082130626706,-2021.6021306267066,2021.6021306267066,21644.082130626706,null,null,null,null,0,2021.6021306267066,0,0]
[872.48,0,18750,640,20902.48,22615.423685010792,-1712.9436850107923,1712.9436850107923,22615.423685010792,null,null,null,null,0,1712.9436850107923,0,0]
[872.48,0,18750,140,19902.48,22740.587563842186,-2838.1075638421862,2838.1075638421862,22740.587563842186,null,null,null,null,0,2838.1075638421862,0,0]
[872.48,0,18750,0,19622.48,22933.782389758402,-3311.3023897584026,3311.3023897584026,22933.782389758402,null,null,null,null,0,3311.3023897584026,0,0]
[872.48,0,18750,0,19622.48,22657.758347960014,-3035.2783479600148,3035.2783479600148,22657.758347960014,null,null,null,null,0,3035.2783479600148,0,0]
[872.48,0,18750,0,19622.48,23280.625859140258,-3658.1458591402588,3658.1458591402588,23280.625859140258,null,null,null,null,0,3658.1458591402588,0,0]
[872.48,0,18750,0,19622.48,22680.353361887737,-3057.8733618877377,3057.8733618877377,22680.353361887737,null,null,null,null,0,3057.8733618877377,0,0]
[872.48,0,18750,0,19622.48,23032.813058288863,-3410.333058288863,3410.333058288863,23032.813058288863,null,null,null,null,0,3410.333058288863,0,0]
[872.48,0,18750,0,19622.48,22646.269421774385,-3023.7894217743851,3023.7894217743851,22646.269421774385,null,null,null,null,0,3023.7894217743851,0,0]
[872.48,0,18750,0,19622.48,22958.416385582623,-3335.9363855826232,3335.9363855826232,22958.416385582623,null,null,null,null,0,3335.9363855826232,0,0]
[872.48,0,18750,40,19702.48,24006.759047207597,-4304.2790472075976,4304.2790472075976,24006.759047207597,null,null,null,null,0,4304.2790472075976,0,0]
[872.48,0,18750,10,19642.48,23893.604683691625,-4251.1246836916253,4251.1246836916253,23893.604683691625,null,null,null,null,0,4251.1246836916253,0,0]
[872.48,0,18750,50,19722.48,22783.367820112195,-3060.8878201121952,3060.8878201121952,22783.367820112195,null,null,null,null,0,3060.8878201121952,0,0]
[872.48,0,18750,90,19802.48,22946.367520678948,-3143.8875206789489,3143.8875206789489,22946.367520678948,null,null,null,null,0,3143.8875206789489,0,0]
[872.48,0,18750,40,19702.48,23216.450488662966,-3513.9704886629661,3513.9704886629661,23216.450488662966,null,null,null,null,0,3513.9704886629661,0,0]
[872.48,0,18750,0,19622.48,22483.677172460622,-2861.1971724606228,2861.1971724606228,22483.677172460622,null,null,null,null,0,2861.1971724606228,0,0]
[872.48,0,18750,0,19622.48,22653.217023446727,-3030.7370234467271,3030.7370234467271,22653.217023446727,null,null,null,null,0,3030.7370234467271,0,0]
[872.48,0,18750,0,19622.48,21843.199561000805,-2220.7195610008057,2220.7195610008057,21843.199561000805,null,null,null,null,0,2220.7195610008057,0,0]
[872.48,0,18750,40,19702.48,21439.753359026054,-1737.2733590260541,1737.2733590260541,21439.753359026054,null,null,null,null,0,1737.2733590260541,0,0]
[872.48,0,18750,160,19942.48,22427.070683600257,-2484.5906836002578,2484.5906836002578,22427.070683600257,null,null,null,null,0,2484.5906836002578,0,0]
[872.48,0,18750,180,19982.48,22518.001229566798,-2535.5212295667989,2535.5212295667989,22518.001229566798,null,null,null,null,0,2535.5212295667989,0,0]
[872.48,0,18750,480,20582.48,21678.424718371331,-1095.944718371331,1095.944718371331,21678.424718371331,null,null,null,null,0,1095.944718371331,0,0]
[872.48,0,18750,10,19642.48,22954.440091710312,-3311.9600917103126,3311.9600917103126,22954.440091710312,null,null,null,null,0,3311.9600917103126,0,0]
[872.48,0,18750,0,19622.48,22233.266847932104,-2610.7868479321041,2610.7868479321041,22233.266847932104,null,null,null,null,0,2610.7868479321041,0,0]
[{"$f":"M$13","v":872.48},{"$f":"M$14","v":0},{"$f":"M$15","v":18750},0,{"$f":"A3972+C3972+((D3972/2)*M$12)","v":19622.48},{"$f":"I3972*1","v":22447.279425940014},{"$f":"E3972-F3972","v":-2824.7994259400148},{"$f":"IF(G3972<0,ABS(G3972),0)","v":2824.7994259400148},22447.279425940014,null,null,null,null,0,2824.7994259400148,{"$f":"IF(O3972>0,0,1)","v":0},0]
[872.48,0,18750,0,19622.48,22105.972378565468,-2483.4923785654682,2483.4923785654682,22105.972378565468,null,null,null,null,0,2483.4923785654682,0,0]
[872.48,0,18750,0,19622.48,21752.585219769182,-2130.1052197691824,2130.1052197691824,21752.585219769182,null,null,null,null,0,2130.1052197691824,0,0]
[872.48,0,18750,260,20142.48,21751.793984393284,-1609.313984393284,1609.313984393284,21751.793984393284,null,null,null,null,0,1609.313984393284,0,0]
[872.48,0,18750,200,20022.48,21924.411281061286,-1901.9312810612864,1901.9312810612864,21924.411281061286,null,null,null,null,0,1901.9312810612864,0,0]
[872.48,0,18750,10,19642.48,22008.815600008569,-2366.3356000085696,2366.3356000085696,22008.815600008569,null,null,null,null,0,2366.3356000085696,0,0]
[872.48,0,18750,0,19622.48,21749.347723947492,-2126.8677239474928,2126.8677239474928,21749.347723947492,null,null,null,null,0,2126.8677239474928,0,0]
[872.48,0,18750,10,19642.48,21628.719515026649,-1986.2395150266493,1986.2395150266493,21628.719515026649,null,null,null,null,0,1986.2395150266493,0,0]
[872.48,0,18750,20,19662.48,23984.038907930422,-4321.5589079304227,4321.5589079304227,23984.038907930422,null,null,null,null,0,4321.5589079304227,0,0]
[872.48,0,18750,30,19682.48,22429.665641817101,-2747.185641817101,2747.185641817101,22429.665641817101,null,null,null,null,0,2747.185641817101,0,0]
[872.48,0,18750,260,20142.48,22578.471597258555,-2435.991597258555,2435.991597258555,22578.471597258555,null,null,null,null,0,2435.991597258555,0,0]
[872.48,0,18750,390,20402.48,22280.420932893718,-1877.9409328937181,1877.9409328937181,22280.420932893718,null,null,null,null,0,1877.9409328937181,0,0]
[872.48,0,18750,90,19802.48,22795.049178052013,-2992.5691780520137,2992.5691780520137,22795.049178052013,null,null,null,null,0,2992.5691780520137,0,0]
[872.48,0,18750,0,19622.48,22693.556061054103,-3071.0760610541038,3071.0760610541038,22693.556061054103,null,null,null,null,0,3071.0760610541038,0,0]
[872.48,0,18750,0,19622.48,21878.727207241842,-2256.2472072418423,2256.2472072418423,21878.727207241842,null,null,null,null,0,2256.2472072418423,0,0]
[872.48,0,18750,0,19622.48,20912.085749073223,-1289.6057490732237,1289.6057490732237,20912.085749073223,null,null,null,null,0,1289.6057490732237,0,0]
[872.48,0,18750,0,19622.48,20747.516038769754,-1125.0360387697547,1125.0360387697547,20747.516038769754,null,null,null,null,0,1125.0360387697547,0,0]
[872.48,0,18750,40,19702.48,20767.156139049326,-1064.6761390493266,1064.6761390493266,20767.156139049326,null,null,null,null,0,1064.6761390493266,0,0]
[872.48,0,18750,290,20202.48,20333.818517852797,-131.33851785279694,131.33851785279694,20333.818517852797,null,null,null,null,48.245619552245103,0,1,0]
[872.48,0,18750,450,20522.48,20312.687098631024,209.79290136897544,0,20312.687098631024,null,null,null,null,188.8136112320779,0,1,0]
[872.48,0,18750,60,19742.48,20049.877898056657,-307.39789805665714,307.39789805665714,20049.877898056657,null,null,null,null,0,307.39789805665714,0,0]
[{"$f":"M$13","v":872.48},{"$f":"M$14","v":0},{"$f":"M$15","v":18750},0,{"$f":"A4036+C4036+((D4036/2)*M$12)","v":19622.48},{"$f":"I4036*1","v":20019.332728138499},{"$f":"E4036-F4036","v":-396.85272813849951},{"$f":"IF(G4036<0,ABS(G4036),0)","v":396.85272813849951},20019.332728138499,null,null,null,null,0,396.85272813849951,{"$f":"IF(O4036>0,0,1)","v":0},0]
[872.48,0,18750,0,19622.48,18942.546182111044,679.93381788895567,0,18942.546182111044,null,null,null,null,611.94043610006008,0,1,0]
[872.48,0,18750,0,19622.48,21965.148999726462,-2342.6689997264621,2342.6689997264621,21965.148999726462,null,null,null,null,0,2342.6689997264621,0,0]
[872.48,0,18750,120,19862.48,21779.77051225126,-1917.2905122512602,1917.2905122512602,21779.77051225126,null,null,null,null,0,1917.2905122512602,0,0]
[872.48,0,18750,230,20082.48,22310.777555460172,-2228.2975554601726,2228.2975554601726,22310.777555460172,null,null,null,null,0,2228.2975554601726,0,0]
[872.48,0,18750,2610,24842.48,22098.414860459434,2744.0651395405657,0,22098.414860459434,null,null,null,null,6563.418390007183,0,1,0]
[872.48,0,18750,1220,22062.48,21944.437730924041,118.04226907595876,0,21944.437730924041,null,null,null,null,9376.7716484058001,0,1,0]
[872.48,0,18750,860,21342.48,21588.816737865061,-246.33673786506188,246.33673786506188,21588.816737865061,null,null,null,null,6284.9997642134676,0,1,0]
[872.48,0,18750,300,20222.48,21962.091576328912,-1739.6115763289126,1739.6115763289126,21962.091576328912,null,null,null,null,4365.14203048745,0,1,0]
[872.48,0,18750,0,19622.48,21137.916484355213,-1515.4364843552139,1515.4364843552139,21137.916484355213,null,null,null,null,0,1433.1664996406992,0,0]
[872.48,0,18750,80,19782.48,21572.520377139703,-1790.0403771397032,1790.0403771397032,21572.520377139703,null,null,null,null,0,1790.0403771397032,0,0]
[872.48,0,18750,760,21142.48,21108.195020564741,34.28497943525872,0,21108.195020564741,null,null,null,null,394.50850892721417,0,1,0]
[872.48,0,18750,1470,22562.48,21225.134464861483,1337.3455351385164,0,21225.134464861483,null,null,null,null,2787.3866852779483,0,1,0]
[872.48,0,18750,1050,21722.48,21543.140232291436,179.33976770856316,0,21543.140232291436,null,null,null,null,4772.2450471530092,0,1,0]
[872.48,0,18750,180,19982.48,21607.348079091615,-1624.8680790916151,1624.8680790916151,21607.348079091615,null,null,null,null,1790.2827773476115,0,1,0]
[872.48,0,18750,310,20242.48,21587.176765720498,-1344.6967657204987,1344.6967657204987,21587.176765720498,null,null,null,null,309.32605227771523,0,1,0]
[872.48,0,18750,0,19622.48,20695.681250344169,-1073.2012503441692,1073.2012503441692,20695.681250344169,null,null,null,null,0,1073.2012503441692,0,0]
[872.48,0,18750,0,19622.48,21561.981640371036,-1939.501640371036,1939.501640371036,21561.981640371036,null,null,null,null,0,1939.501640371036,0,0]
[872.48,0,18750,330,20282.48,22993.116680850238,-2710.6366808502389,2710.6366808502389,22993.116680850238,null,null,null,null,0,2710.6366808502389,0,0]
[872.48,0,18750,1710,23042.48,22853.874593098011,188.60540690198832,0,22853.874593098011,null,null,null,null,255.53984976251968,0,1,0]
[{"$f":"M$13","v":872.48},{"$f":"M$14","v":0},{"$f":"M$15","v":18750},2050,{"$f":"A4100+C4100+((D4100/2)*M$12)","v":23722.48},{"$f":"I4100*1","v":22758.365182227786},{"$f":"E4100-F4100","v":964.11481777221343},{"$f":"IF(G4100<0,ABS(G4100),0)","v":0},22758.365182227786,null,null,null,null,5090.0236237254057,0,{"$f":"IF(O4100>0,0,1)","v":1},0]
[872.48,0,18750,640,20902.48,21540.121489951678,-637.64148995167852,637.64148995167852,21540.121489951678,null,null,null,null,6591.1687047927826,0,1,0]
[872.48,0,18750,0,19622.48,21938.406378555312,-2315.9263785553121,2315.9263785553121,21938.406378555312,null,null,null,null,67.627075397621411,0,1,0]
[872.48,0,18750,150,19922.48,21894.846111143132,-1972.366111143132,1972.366111143132,21894.846111143132,null,null,null,null,0,1904.8066628209083,0,0]
[872.48,0,18750,10,19642.48,22424.194289448376,-2781.7142894483768,2781.7142894483768,22424.194289448376,null,null,null,null,0,2781.7142894483768,0,0]
[872.48,0,18750,20,19662.48,22244.127048491238,-2581.6470484912388,2581.6470484912388,22244.127048491238,null,null,null,null,0,2581.6470484912388,0,0]
[872.48,0,18750,1500,22622.48,22636.690712861149,-14.210712861149659,14.210712861149659,22636.690712861149,null,null,null,null,0,14.210712861149659,0,0]
[872.48,0,18750,930,21482.48,22522.138669677617,-1039.6586696776176,1039.6586696776176,22522.138669677617,null,null,null,null,0,837.63948099218874,0,0]
[872.48,0,18750,1250,22122.48,22278.042184982874,-155.5621849828749,155.5621849828749,22278.042184982874,null,null,null,null,0,155.5621849828749,0,0]
[872.48,0,18750,210,20042.48,22259.52329222377,-2217.0432922237705,2217.0432922237705,22259.52329222377,null,null,null,null,0,2217.0432922237705,0,0]
[872.48,0,18750,60,19742.48,22593.981563832032,-2851.5015638320328,2851.5015638320328,22593.981563832032,null,null,null,null,0,2851.5015638320328,0,0]
[872.48,0,18750,0,19622.48,22430.709420368923,-2808.2294203689235,2808.2294203689235,22430.709420368923,null,null,null,null,0,2808.2294203689235,0,0]
[872.48,0,18750,0,19622.48,22890.054721233013,-3267.5747212330134,3267.5747212330134,22890.054721233013,null,null,null,null,0,3267.5747212330134,0,0]
[872.48,0,18750,0,19622.48,23726.567348026005,-4104.0873480260052,4104.0873480260052,23726.567348026005,null,null,null,null,0,4104.0873480260052,0,0]
[872.48,0,18750,990,21602.48,21296.147487150909,306.33251284909056,0,21296.147487150909,null,null,null,null,275.69926156418154,0,1,0]
[872.48,0,18750,1060,21742.48,21453.108411951383,289.3715880486161,0,21453.108411951383,null,null,null,null,2899.2216889932238,0,1,0]
[872.48,0,18750,370,20362.48,22078.253558230492,-1715.7735582304922,1715.7735582304922,22078.253558230492,null,null,null,null,0,1074.0330313417498,0,0]
[872.48,0,18750,250,20122.48,20709.600115247846,-587.12011524784612,587.12011524784612,20709.600115247846,null,null,null,null,0,587.12011524784612,0,0]
[872.48,0,18750,0,19622.48,21892.36737994555,-2269.8873799455505,2269.8873799455505,21892.36737994555,null,null,null,null,0,2269.8873799455505,0,0]
[872.48,0,18750,0,19622.48,22159.025222580101,-2536.5452225801018,2536.5452225801018,22159.025222580101,null,null,null,null,0,2536.5452225801018,0,0]
[872.48,0,18750,10,19642.48,21588.011712795167,-1945.5317127951676,1945.5317127951676,21588.011712795167,null,null,null,null,0,1945.5317127951676,0,0]
[872.48,0,18750,150,19922.48,22315.168774122809,-2392.6887741228093,2392.6887741228093,22315.168774122809,null,null,null,null,0,2392.6887741228093,0,0]
[872.48,0,18750,290,20202.48,21689.481207231696,-1487.0012072316968,1487.0012072316968,21689.481207231696,null,null,null,null,0,1487.0012072316968,0,0]
[872.48,0,18750,1030,21682.48,22278.350916180458,-595.87091618045815,595.87091618045815,22278.350916180458,null,null,null,null,0,595.87091618045815,0,0]
[872.48,0,18750,390,20402.48,22290.317321474515,-1887.8373214745152,1887.8373214745152,22290.317321474515,null,null,null,null,0,1771.7144148544105,0,0]
[872.48,0,18750,20,19662.48,22397.684256021854,-2735.2042560218542,2735.2042560218542,22397.684256021854,null,null,null,null,0,2735.2042560218542,0,0]
[872.48,0,18750,40,19702.48,21489.414956522618,-1786.9349565226184,1786.9349565226184,21489.414956522618,null,null,null,null,0,1786.9349565226184,0,0]
[872.48,0,18750,0,19622.48,20889.706204395392,-1267.2262043953924,1267.2262043953924,20889.706204395392,null,null,null,null,0,1267.2262043953924,0,0]
[872.48,0,18750,20,19662.48,20684.958668170631,-1022.4786681706319,1022.4786681706319,20684.958668170631,null,null,null,null,0,1022.4786681706319,0,0]
[872.48,0,18750,0,19622.48,21021.139566521135,-1398.6595665211353,1398.6595665211353,21021.139566521135,null,null,null,null,0,1398.6595665211353,0,0]
[872.48,0,18750,40,19702.48,21275.694726702579,-1573.2147267025794,1573.2147267025794,21275.694726702579,null,null,null,null,0,1107.8283159913208,0,0]
[872.48,0,18750,0,19622.48,21741.496477429424,-2119.0164774294244,2119.0164774294244,21741.496477429424,null,null,null,null,0,2119.0164774294244,0,0]
[872.48,0,18750,0,19622.48,24284.245643324077,-4661.7656433240772,4661.7656433240772,24284.245643324077,null,null,null,null,0,4661.7656433240772,0,0]
[872.48,0,18750,0,19622.48,22176.394065199427,-2553.9140651994276,2553.9140651994276,22176.394065199427,null,null,null,null,0,2553.9140651994276,0,0]
[872.48,0,18750,10,19642.48,22148.036324249904,-2505.5563242499047,2505.5563242499047,22148.036324249904,null,null,null,null,0,2505.5563242499047,0,0]
[872.48,0,18750,110,19842.48,21623.130733689282,-1780.6507336892828,1780.6507336892828,21623.130733689282,null,null,null,null,0,1780.6507336892828,0,0]
[872.48,0,18750,20,19662.48,21565.514094409566,-1903.034094409566,1903.034094409566,21565.514094409566,null,null,null,null,0,1903.034094409566,0,0]
[872.48,0,18750,30,19682.48,20952.12779632087,-1269.6477963208708,1269.6477963208708,20952.12779632087,null,null,null,null,0,1269.6477963208708,0,0]
[872.48,0,18750,0,19622.48,21147.295243408229,-1524.8152434082294,1524.8152434082294,21147.295243408229,null,null,null,null,0,1524.8152434082294,0,0]
[872.48,0,18750,0,19622.48,20507.75888960866,-885.27888960866039,885.27888960866039,20507.75888960866,null,null,null,null,0,885.27888960866039,0,0]
[872.48,0,18750,120,19862.48,19863.198707117488,-0.71870711748852045,0.71870711748852045,19863.198707117488,null,null,null,null,0,0.71870711748852045,0,0]
[872.48,0,18750,420,20462.48,21204.63943979159,-742.15943979159056,742.15943979159056,21204.63943979159,null,null,null,null,0,215.33192593741182,0,0]
[872.48,0,18750,150,19922.48,21312.820058182271,-1390.3400581822716,1390.3400581822716,21312.820058182271,null,null,null,null,0,1390.3400581822716,0,0]
[872.48,0,18750,60,19742.48,21129.47276708535,-1386.9927670853504,1386.9927670853504,21129.47276708535,null,null,null,null,0,1386.9927670853504,0,0]
[872.48,0,18750,20,19662.48,20651.214722486198,-988.73472248619873,988.73472248619873,20651.214722486198,null,null,null,null,0,988.73472248619873,0,0]
[872.48,0,18750,0,19622.48,21558.804072125211,-1936.3240721252114,1936.3240721252114,21558.804072125211,null,null,null,null,0,1936.3240721252114,0,0]
[872.48,0,18750,0,19622.48,20572.109301869117,-949.62930186911763,949.62930186911763,20572.109301869117,null,null,null,null,0,949.62930186911763,0,0]
[872.48,0,18750,540,20702.48,19136.244350527297,1566.2356494727028,0,19136.244350527297,null,null,null,null,1494.6261009725388,0,1,0]
[872.48,0,18750,150,19922.48,19087.230165286113,835.24983471388623,0,19087.230165286113,null,null,null,null,7078.3700020017886,0,1,0]
[872.48,0,18750,460,20542.48,18888.831488393938,1653.6485116060612,0,18888.831488393938,null,null,null,null,8559.5752924452427,0,1,0]
[872.48,0,18750,170,19962.48,19135.677839382584,826.80216061741521,0,19135.677839382584,null,null,null,null,13951.246227303303,0,1,0]
[872.48,0,18750,810,21242.48,18812.504654126173,2429.9753458738269,0,18812.504654126173,null,null,null,null,16167.357216143289,0,1,0]
[872.48,0,18750,520,20662.48,20011.930794869724,650.54920513027537,0,20011.930794869724,null,null,null,null,21734.320926782315,0,1,0]
[872.48,0,18750,700,21022.48,20409.986980131216,612.49301986878345,0,20409.986980131216,null,null,null,null,25267.466850200813,0,1,0]
[872.48,0,18750,600,20822.48,20255.41100240541,567.06899759458975,0,20255.41100240541,null,null,null,null,25895.077782645058,0,1,0]
[872.48,0,18750,800,21222.48,19093.746414589725,2128.7335854102748,0,19093.746414589725,null,null,null,null,32537.122530080978,0,1,0]
[872.48,0,18750,450,20522.48,19401.21712352326,1121.2628764767396,0,19401.21712352326,null,null,null,null,35108.418330505832,0,1,0]
[872.48,0,18750,480,20582.48,19313.690283684402,1268.7897163155976,0,19313.690283684402,null,null,null,null,36215.220656859361,0,1,0]
[872.48,0,18750,10,19642.48,20059.689877045799,-417.20987704579966,417.20987704579966,20059.689877045799,null,null,null,null,38477.583532689881,0,1,0]
[872.48,0,18750,0,19622.48,21045.947157051305,-1423.4671570513055,1423.4671570513055,21045.947157051305,null,null,null,null,32335.733063332635,0,1,0]
[872.48,0,18750,0,19622.48,20220.924580398096,-598.44458039809615,598.44458039809615,20220.924580398096,null,null,null,null,29576.055168431249,0,1,0]
[872.48,0,18750,200,20022.48,19106.46646472951,916.01353527048923,0,19106.46646472951,null,null,null,null,31733.071586255541,0,1,0]
[872.48,0,18750,70,19762.48,19162.089436879149,600.39056312085086,0,19162.089436879149,null,null,null,null,34448.053166920283,0,1,0]
[872.48,0,18750,0,19622.48,17805.880968826612,1816.5990311733876,0,17805.880968826612,null,null,null,null,38764.34567252735,0,1,0]
[872.48,0,18750,90,19802.48,18067.191466058834,1735.288533941166,0,18067.191466058834,null,null,null,null,45258.68297391088,0,1,0]
[872.48,0,18750,0,19622.48,17985.245911735656,1637.2340882643439,0,17985.245911735656,null,null,null,null,49335.501678430541,0,1,0]
[872.48,0,18750,0,19622.48,22020.13704708578,-2397.6570470857805,2397.6570470857805,22020.13704708578,null,null,null,null,46648.743424957749,0,1,0]
[872.48,0,18750,0,19622.48,22082.774732324429,-2460.2947323244298,2460.2947323244298,22082.774732324429,null,null,null,null,37844.950688096542,0,1,0]
[872.48,0,18750,110,19842.48,24220.670350842003,-4378.1903508420037,4378.1903508420037,24220.670350842003,null,null,null,null,28764.632980617742,1078.1903508420037,0,0]
[872.48,0,18750,150,19922.48,22723.702494203593,-2801.2224942035937,2801.2224942035937,22723.702494203593,null,null,null,null,15688.18898113943,0,1,0]
[872.48,0,18750,10,19642.48,22165.404015059641,-2522.9240150596415,2522.9240150596415,22165.404015059641,null,null,null,null,9577.465594064437,0,1,0]
[0,0,18750,20,18790,22219.286937069497,-3429.2869370694971,3429.2869370694971,22219.286937069497,null,null,null,null,0,3248.7745702728348,0,0]
[0,0,18750,0,18750,7142.2757091111916,11607.724290888807,0,7142.2757091111916,null,null,null,null,3000,0,1,8274.3909575554753]
[0,0,18750,0,18750,18271.037649914862,478.96235008513759,0,18271.037649914862,null,null,null,null,8189.4991520314088,0,1,0]
[0,0,18750,0,18750,19375.826945248471,-625.82694524847102,625.82694524847102,19375.826945248471,null,null,null,null,7492.9000131060593,0,1,0]
[0,0,18750,0,18750,16590.704933933717,2159.2950660662827,0,16590.704933933717,null,null,null,null,9597.957523958361,0,1,0]
[0,0,18750,60,18870,17283.750436762406,1586.249563237594,0,17283.750436762406,null,null,null,null,14193.740258022488,0,1,0]
[0,0,18750,10,18770,17637.853772438171,1132.1462275618287,0,17637.853772438171,null,null,null,null,18674.555285169612,0,1,0]
[0,0,18750,20,18790,15922.369581524381,2867.6304184756191,0,15922.369581524381,null,null,null,null,24412.848147864785,0,1,0]
[0,0,18750,0,18750,16092.45810242611,2657.5418975738903,0,16092.45810242611,null,null,null,null,34581.880228447691,0,1,0]
[0,0,18750,30,18810,17293.679173531073,1516.3208264689274,0,17293.679173531073,null,null,null,null,40030.847817200367,0,1,0]
[0,0,18750,0,18750,16913.65186431543,1836.3481356845696,0,16913.65186431543,null,null,null,null,44314.787672309489,0,1,0]
[0,{"$f":"M$14","v":0},{"$f":"M$15","v":18750},0,{"$f":"A4356+C4356+((D4356/2)*M$12)","v":18750},{"$f":"I4356*1","v":14787.334972931327},{"$f":"E4356-F4356","v":3962.6650270686732},{"$f":"IF(G4356<0,ABS(G4356),0)","v":0},14787.334972931327,null,null,null,null,47270.47288463718,0,{"$f":"IF(O4356>0,0,1)","v":1},629.3316937353402]
[0,0,18750,50,18850,16819.477623363367,2030.5223766366325,0,16819.477623363367,null,null,null,null,53256.526631846347,0,1,0]
[0,0,18750,320,19390,16986.532215293922,2403.4677847060775,0,16986.532215293922,null,null,null,null,63504.348787128678,0,1,0]
[0,0,18750,400,19550,19259.718803180673,290.28119681932731,0,19259.718803180673,null,null,null,null,64461.549297368969,0,1,0]
[0,0,18750,10,18770,18742.549305933222,27.450694066777942,0,18742.549305933222,null,null,null,null,65875.267293286481,0,1,0]
[0,0,18750,20,18790,17400.268562116944,1389.7314378830561,0,17400.268562116944,null,null,null,null,68161.382286433305,0,1,0]
[0,0,18750,280,19310,19643.301065042073,-333.30106504207288,333.30106504207288,19643.301065042073,null,null,null,null,70419.701831719765,0,1,0]
[0,0,18750,1780,22310,16451.371935435618,5858.6280645643819,0,16451.371935435618,null,null,null,null,77853.181141583787,0,1,2525.2947312310489]
[0,0,18750,1760,22270,16600.642659676952,5669.3573403230475,0,16600.642659676952,null,null,null,null,80775.327960442199,0,1,2336.0240069897145]
[0,0,18750,2290,23330,17780.981615174242,5549.0183848257584,0,17780.981615174242,null,null,null,null,89524.24722176943,0,1,2215.6850514924254]
[0,0,18750,3150,25050,15584.32101475001,9465.6789852499896,0,15584.32101475001,null,null,null,null,101148.69901735822,0,1,6132.3456519166566]
[0,0,18750,2590,23930,16018.525518948631,7911.4744810513694,0,16018.525518948631,null,null,null,null,109836.5592652545,0,1,4578.1411477180363]
[0,0,18750,740,20230,16684.461460487746,3545.5385395122539,0,16684.461460487746,null,null,null,null,118498.38198729997,0,1,212.20520617892089]
[0,0,18750,430,19610,15501.823231991957,4108.1767680080429,0,15501.823231991957,null,null,null,null,130007.11097276767,0,1,774.8434346747099]
[0,0,18750,950,20650,18911.545719660047,1738.4542803399527,0,18911.545719660047,null,null,null,null,136522.08054859028,0,1,0]
[0,0,18750,1550,21850,16520.867894991938,5329.1321050080624,0,16520.867894991938,null,null,null,null,142472.26700606069,0,1,1995.7987716747293]
[0,0,18750,1990,22730,17406.483693037491,5323.5163069625087,0,17406.483693037491,null,null,null,null,145329.79473905463,0,1,1990.1829736291756]
[0,0,18750,2410,23570,17252.666396369485,6317.3336036305154,0,17252.666396369485,null,null,null,null,153885.24419889189,0,1,2984.0002702971824]
[0,0,18750,760,20270,17203.969952077819,3066.0300479221805,0,17203.969952077819,null,null,null,null,165252.63791517442,0,1,0]
[0,0,18750,1650,22050,18106.089184724005,3943.9108152759945,0,18106.089184724005,null,null,null,null,173748.37859409,0,1,610.57748194266151]
[0,0,18750,2100,22950,18416.938513433379,4533.0614865666212,0,18416.938513433379,null,null,null,null,182218.65752969513,0,1,1199.7281532332881]
[0,0,18750,1520,21790,18979.638250237578,2810.3617497624218,0,18979.638250237578,null,null,null,null,196279.41459234929,0,1,0]
[0,0,18750,1930,22610,18070.702768287774,4539.2972317122258,0,18070.702768287774,null,null,null,null,204682.1679905366,0,1,1205.9638983788927]
[0,0,18750,1750,22250,18242.157510637684,4007.842489362316,0,18242.157510637684,null,null,null,null,207477.48582254606,0,1,674.50915602898294]
[0,0,18750,2090,22930,19008.096030184708,3921.9039698152919,0,19008.096030184708,null,null,null,null,215846.67859005841,0,1,588.5706364819589]
[0,0,18750,2940,24630,20975.940428634189,3654.0595713658113,0,20975.940428634189,null,null,null,null,224190.78887847732,0,1,320.72623803247825]
[0,0,18750,1010,20770,18695.391542699352,2074.6084573006483,0,18695.391542699352,null,null,null,null,229149.64781735154,0,1,0]
[0,0,18750,110,18970,18776.395850504457,193.60414949554252,0,18776.395850504457,null,null,null,null,230404.28485375436,0,1,0]
[0,0,18750,10,18770,19024.098489794327,-254.09848979432718,254.09848979432718,19024.098489794327,null,null,null,null,229446.18635625232,0,1,0]
[0,0,18750,0,18750,19291.652693154239,-541.65269315423939,541.65269315423939,19291.652693154239,null,null,null,null,223845.17096155943,0,1,0]
[0,0,18750,10,18770,19782.38947452206,-1012.3894745220605,1012.3894745220605,19782.38947452206,null,null,null,null,220652.60670416069,0,1,0]
[0,0,18750,100,18950,19603.162060861221,-653.16206086122111,653.16206086122111,19603.162060861221,null,null,null,null,219713.47583050918,0,1,0]
[0,0,18750,1180,21110,19165.665636042981,1944.3343639570194,0,19165.665636042981,null,null,null,null,221169.04844588035,0,1,0]
[0,0,18750,1070,20890,19418.391152774009,1471.6088472259908,0,19418.391152774009,null,null,null,null,226200.91884557123,0,1,0]
[0,0,18750,470,19690,19982.340633308195,-292.34063330819481,292.34063330819481,19982.340633308195,null,null,null,null,229047.67952760367,0,1,0]
[0,0,18750,260,19270,19817.331016307748,-547.33101630774763,547.33101630774763,19817.331016307748,null,null,null,null,225003.8822884933,0,1,0]
[0,0,18750,0,18750,22428.160661315909,-3678.1606613159092,3678.1606613159092,22428.160661315909,null,null,null,null,208435.92014253404,378.16066131590924,0,0]
[0,0,18750,10,18770,20695.942519146593,-1925.9425191465925,1925.9425191465925,20695.942519146593,null,null,null,null,195629.21252947187,0,1,0]
[0,0,18750,60,18870,19369.266067878376,-499.26606787837591,499.26606787837591,19369.266067878376,null,null,null,null,190779.39184375812,0,1,0]
[0,0,18750,360,19470,19879.400026059688,-409.40002605968766,409.40002605968766,19879.400026059688,null,null,null,null,190138.27242324868,0,1,0]
[0,0,18750,490,19730,22227.418139018868,-2497.4181390188678,2497.4181390188678,22227.418139018868,null,null,null,null,180231.16457773719,0,1,0]
[0,{"$f":"M$14","v":0},{"$f":"M$15","v":18750},1480,{"$f":"A4484+C4484+((D4484/2)*M$12)","v":21710},{"$f":"I4484*1","v":20372.758092943193},{"$f":"E4484-F4484","v":1337.2419070568067},{"$f":"IF(G4484<0,ABS(G4484),0)","v":0},20372.758092943193,null,null,null,null,179527.58622864212,0,{"$f":"IF(O4484>0,0,1)","v":1},0]
[0,0,18750,1060,20870,21623.176960708548,-753.17696070854799,753.17696070854799,21623.176960708548,null,null,null,null,175627.36101783792,0,1,0]
[872.48,0,18750,500,20622.48,20930.16146902203,-307.6814690220308,307.6814690220308,20930.16146902203,null,null,null,null,174166.71928582183,0,1,0]
[872.48,0,18750,1260,22142.48,22721.002393924024,-578.52239392402407,578.52239392402407,22721.002393924024,null,null,null,null,170668.95886032496,0,1,0]
[872.48,0,18750,1710,23042.48,20570.265203055918,2472.2147969440812,0,20570.265203055918,null,null,null,null,174873.69552385982,0,1,0]
[872.48,0,18750,1910,23442.48,22730.473802003627,712.00619799637207,0,22730.473802003627,null,null,null,null,175224.95343112748,0,1,0]
[872.48,0,18750,1220,22062.48,22428.205652959274,-365.72565295927416,365.72565295927416,22428.205652959274,null,null,null,null,174647.43025944114,0,1,0]
[872.48,0,18750,320,20262.48,21971.631726748266,-1709.1517267482668,1709.1517267482668,21971.631726748266,null,null,null,null,171027.96613831175,0,1,0]
[872.48,0,18750,290,20202.48,22178.325439852502,-1975.8454398525027,1975.8454398525027,22178.325439852502,null,null,null,null,164126.43844216273,0,1,0]
[872.48,0,18750,0,19622.48,22742.552694762733,-3120.0726947627336,3120.0726947627336,22742.552694762733,null,null,null,null,151890.81783006192,0,1,0]
[872.48,0,18750,0,19622.48,21477.86105540688,-1855.3810554068805,1855.3810554068805,21477.86105540688,null,null,null,null,146248.33881617244,0,1,0]
[872.48,0,18750,0,19622.48,21964.936562401192,-2342.4565624011921,2342.4565624011921,21964.936562401192,null,null,null,null,130769.34245266252,0,1,0]
[872.48,0,18750,0,19622.48,22052.110931488256,-2429.6309314882565,2429.6309314882565,22052.110931488256,null,null,null,null,122687.51398205807,0,1,0]
[872.48,0,18750,20,19662.48,19885.326560995731,-222.84656099573112,222.84656099573112,19885.326560995731,null,null,null,null,119247.4216197419,0,1,0]
[872.48,0,18750,50,19722.48,21750.406460716164,-2027.926460716164,2027.926460716164,21750.406460716164,null,null,null,null,116897.45509133437,0,1,0]
[872.48,0,18750,190,20002.48,22591.999243499595,-2589.5192434995952,2589.5192434995952,22591.999243499595,null,null,null,null,113079.66619367243,0,1,0]
[872.48,0,18750,630,20882.48,21589.896860428977,-707.41686042897709,707.41686042897709,21589.896860428977,null,null,null,null,105551.66755437042,0,1,0]
[872.48,0,18750,70,19762.48,21413.461889664497,-1650.9818896644974,1650.9818896644974,21413.461889664497,null,null,null,null,96672.872429248237,0,1,0]
[872.48,0,18750,0,19622.48,22506.0535666125,-2883.5735666125001,2883.5735666125001,22506.0535666125,null,null,null,null,90714.71174341641,0,1,0]
[872.48,0,18750,0,19622.48,21167.062895220355,-1544.5828952203556,1544.5828952203556,21167.062895220355,null,null,null,null,84894.872132942925,0,1,0]
[872.48,0,18750,530,20682.48,24719.445946973712,-4036.9659469737126,4036.9659469737126,24719.445946973712,null,null,null,null,79156.690770866204,736.96594697371256,0,0]
[872.48,0,18750,1440,22502.48,23058.247098681786,-555.76709868178659,555.76709868178659,23058.247098681786,null,null,null,null,74830.788977551958,0,1,0]
[872.48,0,18750,1870,23362.48,23603.484097322002,-241.00409732200205,241.00409732200205,23603.484097322002,null,null,null,null,74490.85368152021,0,1,0]
[872.48,0,18750,1930,23482.48,23633.463168355906,-150.98316835590595,150.98316835590595,23633.463168355906,null,null,null,null,73439.012754630327,0,1,0]
[872.48,0,18750,540,20702.48,21744.561530354753,-1042.0815303547533,1042.0815303547533,21744.561530354753,null,null,null,null,74755.8145023978,0,1,0]
[872.48,0,18750,0,19622.48,21423.818205821157,-1801.3382058211573,1801.3382058211573,21423.818205821157,null,null,null,null,65794.614939673949,0,1,0]
[872.48,0,18750,0,19622.48,21717.613728123273,-2095.1337281232736,2095.1337281232736,21717.613728123273,null,null,null,null,61190.355278921197,0,1,0]
[872.48,0,18750,0,19622.48,21048.518442566987,-1426.0384425669872,1426.0384425669872,21048.518442566987,null,null,null,null,52467.688030165817,0,1,0]
[872.48,0,18750,0,19622.48,19789.85192444572,-167.37192444572065,167.37192444572065,19789.85192444572,null,null,null,null,49459.69778873113,0,1,0]
[872.48,0,18750,30,19682.48,18729.32669741123,953.15330258876929,0,18729.32669741123,null,null,null,null,47939.783532736554,0,1,0]
[872.48,0,18750,20,19662.48,21154.150485750524,-1491.6704857505247,1491.6704857505247,21154.150485750524,null,null,null,null,46251.006214878238,0,1,0]
[872.48,0,18750,360,20342.48,21217.80205539165,-875.32205539165079,875.32205539165079,21217.80205539165,null,null,null,null,43369.375823981514,0,1,0]
[872.48,0,18750,10,19642.48,21021.644535880154,-1379.1645358801543,1379.1645358801543,21021.644535880154,null,null,null,null,37422.757248930393,0,1,0]
[872.48,0,18750,0,19622.48,20812.719553973497,-1190.2395539734971,1190.2395539734971,20812.719553973497,null,null,null,null,32782.458160994676,0,1,0]
[872.48,0,18750,0,19622.48,21288.303619461691,-1665.8236194616911,1665.8236194616911,21288.303619461691,null,null,null,null,29177.767210064187,0,1,0]
[872.48,0,18750,0,19622.48,19768.038166722028,-145.55816672202855,145.55816672202855,19768.038166722028,null,null,null,null,25498.523708313351,0,1,0]
[872.48,0,18750,260,20142.48,21560.866648727664,-1418.3866487276646,1418.3866487276646,21560.866648727664,null,null,null,null,21437.670817695842,0,1,0]
[872.48,0,18750,160,19942.48,21418.274560975427,-1475.7945609754279,1475.7945609754279,21418.274560975427,null,null,null,null,19792.859129805172,0,1,0]
[872.48,0,18750,300,20222.48,21002.387012203035,-779.90701220303526,779.90701220303526,21002.387012203035,null,null,null,null,17297.047010921186,0,1,0]
[872.48,0,18750,20,19662.48,20770.054205780551,-1107.574205780551,1107.574205780551,20770.054205780551,null,null,null,null,12442.422615361116,0,1,0]
[872.48,0,18750,0,19622.48,21218.91571695064,-1596.4357169506402,1596.4357169506402,21218.91571695064,null,null,null,null,5069.2403279052123,0,1,0]
[872.48,0,18750,10,19642.48,20541.740347828047,-899.26034782804709,899.26034782804709,20541.740347828047,null,null,null,null,854.83742706484406,0,1,0]
[872.48,0,18750,220,20062.48,20807.899453693928,-745.41945369392852,745.41945369392852,20807.899453693928,null,null,null,null,0,745.41945369392852,0,0]
[872.48,0,18750,110,19842.48,20695.493860373143,-853.01386037314296,853.01386037314296,20695.493860373143,null,null,null,null,239.06897160840413,0,1,0]
[872.48,0,18750,740,21102.48,21135.705271263665,-33.225271263665491,33.225271263665491,21135.705271263665,null,null,null,null,0,33.225271263665491,0,0]
[872.48,0,18750,1030,21682.48,21535.197772681815,147.2822273181846,0,21535.197772681815,null,null,null,null,132.55400458636615,0,1,0]
[872.48,0,18750,990,21602.48,21342.808989938989,259.67101006101075,0,21342.808989938989,null,null,null,null,3344.0104230055658,0,1,0]
[872.48,0,18750,380,20382.48,21253.887180741112,-871.40718074111282,871.40718074111282,21253.887180741112,null,null,null,null,951.21658815953026,0,1,0]
[872.48,0,18750,30,19682.48,20274.658592935579,-592.17859293557922,592.17859293557922,20274.658592935579,null,null,null,null,0,592.17859293557922,0,0]
[872.48,0,18750,0,19622.48,20504.888750331484,-882.40875033148404,882.40875033148404,20504.888750331484,null,null,null,null,0,882.40875033148404,0,0]
[872.48,0,18750,1120,21862.48,20350.201665364788,1512.2783346352116,0,20350.201665364788,null,null,null,null,1361.0505011716905,0,1,0]
[872.48,0,18750,1040,21702.48,21041.309683513966,661.1703164860337,0,21041.309683513966,null,null,null,null,2512.1501449058214,0,1,0]
[872.48,0,18750,1640,22902.48,20513.422668160481,2389.0573318395182,0,20513.422668160481,null,null,null,null,6892.3271736757597,0,1,0]
[872.48,0,18750,1610,22842.48,20603.333292122246,2239.1467078777532,0,20603.333292122246,null,null,null,null,8900.6668835920609,0,1,0]
[872.48,0,18750,1670,22962.48,21699.518658484682,1262.9613415153181,0,21699.518658484682,null,null,null,null,12431.653401814474,0,1,0]
[872.48,0,18750,340,20302.48,22220.790637626098,-1918.3106376260985,1918.3106376260985,22220.790637626098,null,null,null,null,8968.8176252226658,0,1,0]
[872.48,0,18750,0,19622.48,20875.621017763973,-1253.1410177639737,1253.1410177639737,20875.621017763973,null,null,null,null,837.80616123386199,0,1,0]
[872.48,0,18750,0,19622.48,21465.013459305625,-1842.533459305625,1842.533459305625,21465.013459305625,null,null,null,null,0,1842.533459305625,0,0]
[872.48,0,18750,790,21202.48,22440.044423154468,-1237.5644231544684,1237.5644231544684,22440.044423154468,null,null,null,null,0,1237.5644231544684,0,0]
[872.48,0,18750,910,21442.48,22628.953178041855,-1186.4731780418551,1186.4731780418551,22628.953178041855,null,null,null,null,0,1186.4731780418551,0,0]
[872.48,0,18750,2670,24962.48,21425.169413341617,3537.3105866583828,0,21425.169413341617,null,null,null,null,3000,0,1,203.97725332504979]
[872.48,0,18750,2000,23622.48,22181.104204476604,1441.3757955233959,0,22181.104204476604,null,null,null,null,4294.238215971056,0,1,0]
[872.48,0,18750,1020,21662.48,22709.557363283049,-1047.0773632830496,1047.0773632830496,22709.557363283049,null,null,null,null,3469.1890565450813,0,1,0]
[872.48,0,18750,790,21202.48,23600.513997042435,-2398.0339970424357,2398.0339970424357,23600.513997042435,null,null,null,null,0,1661.8390657661084,0,0]
[872.48,0,18750,470,20562.48,25466.467916378413,-4903.9879163784135,4903.9879163784135,25466.467916378413,null,null,null,null,0,4903.9879163784135,0,0]
[872.48,0,18750,20,19662.48,23551.875115425504,-3889.3951154255046,3889.3951154255046,23551.875115425504,null,null,null,null,0,3889.3951154255046,0,0]
[872.48,0,18750,390,20402.48,21581.78484244223,-1179.3048424422304,1179.3048424422304,21581.78484244223,null,null,null,null,0,1179.3048424422304,0,0]
[872.48,0,18750,760,21142.48,23737.406101507935,-2594.9261015079355,2594.9261015079355,23737.406101507935,null,null,null,null,0,2594.9261015079355,0,0]
[872.48,0,18750,470,20562.48,23804.391616833502,-3241.9116168335022,3241.9116168335022,23804.391616833502,null,null,null,null,0,3241.9116168335022,0,0]
[872.48,0,18750,460,20542.48,23580.136445509881,-3037.6564455098815,3037.6564455098815,23580.136445509881,null,null,null,null,0,3037.6564455098815,0,0]
[872.48,0,18750,10,19642.48,24053.593132169219,-4411.1131321692192,4411.1131321692192,24053.593132169219,null,null,null,null,0,4411.1131321692192,0,0]
[872.48,0,18750,190,20002.48,25032.260306324064,-5029.7803063240644,5029.7803063240644,25032.260306324064,null,null,null,null,0,5029.7803063240644,0,0]
[872.48,0,18750,240,20102.48,24677.356998503736,-4574.8769985037361,4574.8769985037361,24677.356998503736,null,null,null,null,0,4574.8769985037361,0,0]
[872.48,0,18750,1400,22422.48,23557.557463613372,-1135.0774636133719,1135.0774636133719,23557.557463613372,null,null,null,null,0,1135.0774636133719,0,0]
[872.48,0,18750,1610,22842.48,22986.391583356213,-143.91158335621367,143.91158335621367,22986.391583356213,null,null,null,null,0,143.91158335621367,0,0]
[872.48,0,18750,2350,24322.48,21736.418393984935,2586.0616060150642,0,21736.418393984935,null,null,null,null,3054.7821750909716,0,1,0]
[872.48,0,18750,850,21322.48,24232.79292744445,-2910.3129274444509,2910.3129274444509,24232.79292744445,null,null,null,null,0,2910.3129274444509,0,0]
[872.48,0,18750,200,20022.48,24440.534275647555,-4418.0542756475552,4418.0542756475552,24440.534275647555,null,null,null,null,0,4418.0542756475552,0,0]
[872.48,0,18750,200,20022.48,24863.468051439213,-4840.9880514392135,4840.9880514392135,24863.468051439213,null,null,null,null,0,4840.9880514392135,0,0]
[872.48,0,18750,80,19782.48,24137.919827159807,-4355.4398271598075,4355.4398271598075,24137.919827159807,null,null,null,null,0,4355.4398271598075,0,0]
[872.48,0,18750,0,19622.48,25067.176789613342,-5444.6967896133428,5444.6967896133428,25067.176789613342,null,null,null,null,0,5444.6967896133428,0,0]
[872.48,0,18750,0,19622.48,24990.777579302259,-5368.2975793022597,5368.2975793022597,24990.777579302259,null,null,null,null,0,5368.2975793022597,0,0]
[872.48,0,18750,40,19702.48,24964.009135091808,-5261.5291350918087,5261.5291350918087,24964.009135091808,null,null,null,null,0,5261.5291350918087,0,0]
[872.48,0,18750,20,19662.48,25015.766438634848,-5353.2864386348483,5353.2864386348483,25015.766438634848,null,null,null,null,0,5353.2864386348483,0,0]
[872.48,0,18750,0,19622.48,24510.299634982679,-4887.8196349826794,4887.8196349826794,24510.299634982679,null,null,null,null,0,4887.8196349826794,0,0]
[872.48,0,18750,0,19622.48,24175.895075073186,-4553.415075073186,4553.415075073186,24175.895075073186,null,null,null,null,0,4553.415075073186,0,0]
[872.48,0,18750,0,19622.48,24335.297302102608,-4712.8173021026087,4712.8173021026087,24335.297302102608,null,null,null,null,0,4712.8173021026087,0,0]
[872.48,0,18750,40,19702.48,22847.475666912371,-3144.9956669123712,3144.9956669123712,22847.475666912371,null,null,null,null,0,3144.9956669123712,0,0]
[872.48,0,18750,750,21122.48,24097.420822978955,-2974.9408229789551,2974.9408229789551,24097.420822978955,null,null,null,null,0,2974.9408229789551,0,0]
[872.48,0,18750,930,21482.48,23406.275481711793,-1923.7954817117934,1923.7954817117934,23406.275481711793,null,null,null,null,0,1923.7954817117934,0,0]
[872.48,0,18750,3050,25722.48,23946.560226872625,1775.9197731273744,0,23946.560226872625,null,null,null,null,5293.8880551106504,0,1,0]
[872.48,0,18750,2860,25342.48,23143.743799243464,2198.7362007565353,0,23143.743799243464,null,null,null,null,6849.6287907308397,0,1,0]
[872.48,0,18750,2090,23802.48,23108.429898127721,694.0501018722789,0,23108.429898127721,null,null,null,null,7467.4242536251595,0,1,0]
[872.48,0,18750,950,21522.48,24419.752795143821,-2897.272795143821,2897.272795143821,24419.752795143821,null,null,null,null,0,2897.272795143821,0,0]
[872.48,0,18750,900,21422.48,24955.472286820179,-3532.9922868201793,3532.9922868201793,24955.472286820179,null,null,null,null,0,3532.9922868201793,0,0]
[872.48,0,18750,710,21042.48,24462.571749184892,-3420.0917491848923,3420.0917491848923,24462.571749184892,null,null,null,null,0,3420.0917491848923,0,0]
[872.48,0,18750,410,20442.48,24342.35981742309,-3899.8798174230906,3899.8798174230906,24342.35981742309,null,null,null,null,0,3899.8798174230906,0,0]
[872.48,0,18750,300,20222.48,24582.882651701017,-4360.402651701017,4360.402651701017,24582.882651701017,null,null,null,null,0,4360.402651701017,0,0]
[872.48,0,18750,280,20182.48,21650.19902913964,-1467.71902913964,1467.71902913964,21650.19902913964,null,null,null,null,0,1467.71902913964,0,0]
[872.48,0,18750,30,19682.48,23747.497441430543,-4065.0174414305438,4065.0174414305438,23747.497441430543,null,null,null,null,0,4065.0174414305438,0,0]
[872.48,0,18750,0,19622.48,25646.772937282683,-6024.2929372826839,6024.2929372826839,25646.772937282683,null,null,null,null,0,6024.2929372826839,0,0]
[872.48,0,18750,130,19882.48,24958.303700470871,-5075.8237004708717,5075.8237004708717,24958.303700470871,null,null,null,null,0,5075.8237004708717,0,0]
[{"$f":"M$13","v":872.48},{"$f":"M$14","v":0},{"$f":"M$15","v":18750},130,{"$f":"A4804+C4804+((D4804/2)*M$12)","v":19882.48},{"$f":"I4804*1","v":25279.055555642903},{"$f":"E4804-F4804","v":-5396.5755556429031},{"$f":"IF(G4804<0,ABS(G4804),0)","v":5396.5755556429031},25279.055555642903,null,null,null,null,0,5396.5755556429031,{"$f":"IF(O4804>0,0,1)","v":0},0]
[872.48,0,18750,0,19622.48,22364.165207373819,-2741.6852073738191,2741.6852073738191,22364.165207373819,null,null,null,null,0,2741.6852073738191,0,0]
[872.48,0,18750,0,19622.48,21223.709506644635,-1601.229506644635,1601.229506644635,21223.709506644635,null,null,null,null,0,1601.229506644635,0,0]
[872.48,0,18750,30,19682.48,19741.586067929136,-59.106067929136771,59.106067929136771,19741.586067929136,null,null,null,null,0,59.106067929136771,0,0]
[872.48,0,18750,240,20102.48,21432.757109722435,-1330.2771097224359,1330.2771097224359,21432.757109722435,null,null,null,null,0,1330.2771097224359,0,0]
[872.48,0,18750,20,19662.48,21750.37654428247,-2087.8965442824701,2087.8965442824701,21750.37654428247,null,null,null,null,0,2087.8965442824701,0,0]
[872.48,0,18750,150,19922.48,21332.81146069078,-1410.3314606907807,1410.3314606907807,21332.81146069078,null,null,null,null,0,1410.3314606907807,0,0]
[872.48,0,18750,0,19622.48,22292.45855127932,-2669.9785512793205,2669.9785512793205,22292.45855127932,null,null,null,null,0,2669.9785512793205,0,0]
[872.48,0,18750,10,19642.48,21122.137686304584,-1479.6576863045848,1479.6576863045848,21122.137686304584,null,null,null,null,0,1479.6576863045848,0,0]
[872.48,0,18750,0,19622.48,21074.034797721255,-1451.5547977212555,1451.5547977212555,21074.034797721255,null,null,null,null,0,1451.5547977212555,0,0]
[872.48,0,18750,0,19622.48,21615.236871571153,-1992.7568715711532,1992.7568715711532,21615.236871571153,null,null,null,null,0,1992.7568715711532,0,0]
[872.48,0,18750,50,19722.48,21543.414066554127,-1820.9340665541276,1820.9340665541276,21543.414066554127,null,null,null,null,0,1820.9340665541276,0,0]
[872.48,0,18750,10,19642.48,24239.156834131278,-4596.6768341312782,4596.6768341312782,24239.156834131278,null,null,null,null,0,4596.6768341312782,0,0]
[872.48,0,18750,0,19622.48,22362.711501144615,-2740.2315011446153,2740.2315011446153,22362.711501144615,null,null,null,null,0,2740.2315011446153,0,0]
[872.48,0,18750,0,19622.48,23005.790414833369,-3383.3104148333696,3383.3104148333696,23005.790414833369,null,null,null,null,0,3383.3104148333696,0,0]
[872.48,0,18750,0,19622.48,22760.407703119366,-3137.9277031193669,3137.9277031193669,22760.407703119366,null,null,null,null,0,3137.9277031193669,0,0]
[872.48,0,18750,0,19622.48,22104.878566587122,-2482.3985665871223,2482.3985665871223,22104.878566587122,null,null,null,null,0,2482.3985665871223,0,0]
[872.48,0,18750,0,19622.48,21486.851127831011,-1864.3711278310111,1864.3711278310111,21486.851127831011,null,null,null,null,0,1864.3711278310111,0,0]
[872.48,0,18750,0,19622.48,19433.144711496301,189.33528850369839,0,19433.144711496301,null,null,null,null,170.40175965332855,0,1,0]
[872.48,0,18750,0,19622.48,18330.690775447056,1291.7892245529438,0,18330.690775447056,null,null,null,null,6052.238883061922,0,1,0]
[{"$f":"M$13","v":872.48},{"$f":"M$14","v":0},{"$f":"M$15","v":18750},20,{"$f":"A4868+C4868+((D4868/2)*M$12)","v":19662.48},{"$f":"I4868*1","v":18344.088125015012},{"$f":"E4868-F4868","v":1318.3918749849872},{"$f":"IF(G4868<0,ABS(G4868),0)","v":0},18344.088125015012,null,null,null,null,9231.4298049905392,0,{"$f":"IF(O4868>0,0,1)","v":1},0]
[872.48,0,18750,50,19722.48,20942.116588800407,-1219.6365888004075,1219.6365888004075,20942.116588800407,null,null,null,null,6522.4670592223574,0,1,0]
[872.48,0,18750,30,19682.48,20763.777900766065,-1081.2979007660651,1081.2979007660651,20763.777900766065,null,null,null,null,3475.2274747909569,0,1,0]
[872.48,0,18750,10,19642.48,21206.750686309664,-1564.2706863096646,1564.2706863096646,21206.750686309664,null,null,null,null,0,691.78165342142324,0,0]
[872.48,0,18750,110,19842.48,20577.645567885989,-735.16556788598973,735.16556788598973,20577.645567885989,null,null,null,null,0,735.16556788598973,0,0]
[872.48,0,18750,430,20482.48,18700.594232230524,1781.8857677694759,0,18700.594232230524,null,null,null,null,1603.6971909925285,0,1,0]
[872.48,0,18750,230,20082.48,19639.576856212596,442.90314378740368,0,19639.576856212596,null,null,null,null,3422.5526497482215,0,1,0]
[872.48,0,18750,440,20502.48,20565.302974570281,-62.822974570281076,62.822974570281076,20565.302974570281,null,null,null,null,3721.9681434798786,0,1,0]
[872.48,0,18750,120,19862.48,21063.187313041744,-1200.7073130417448,1200.7073130417448,21063.187313041744,null,null,null,null,2561.7553888964794,0,1,0]
[872.48,0,18750,130,19882.48,24731.5547617376,-4849.0747617376001,4849.0747617376001,24731.5547617376,null,null,null,null,0,4849.0747617376001,0,0]
[872.48,0,18750,50,19722.48,21373.731750387316,-1651.2517503873169,1651.2517503873169,21373.731750387316,null,null,null,null,0,1651.2517503873169,0,0]
[872.48,0,18750,330,20282.48,20294.815076224852,-12.335076224851946,12.335076224851946,20294.815076224852,null,null,null,null,0,12.335076224851946,0,0]
[872.48,0,18750,740,21102.48,21279.696073500221,-177.21607350022168,177.21607350022168,21279.696073500221,null,null,null,null,883.42042164728014,0,1,0]
[872.48,0,18750,850,21322.48,20557.916697411227,764.56330258877279,0,20557.916697411227,null,null,null,null,1781.4168177689635,0,1,0]
[872.48,0,18750,500,20622.48,21461.267060988113,-838.78706098811381,838.78706098811381,21461.267060988113,null,null,null,null,1284.9321235249131,0,1,0]
[872.48,0,18750,570,20762.48,19017.552640305046,1744.9273596949533,0,19017.552640305046,null,null,null,null,6494.1278468455766,0,1,0]
[872.48,0,18750,450,20522.48,20150.695034517837,371.78496548216208,0,20150.695034517837,null,null,null,null,6822.2401879326762,0,1,0]
[872.48,0,18750,120,19862.48,21192.24553310476,-1329.7655331047608,1329.7655331047608,21192.24553310476,null,null,null,null,89.991027581377466,0,1,0]
[872.48,0,18750,100,19822.48,20610.876886828191,-788.39688682819178,788.39688682819178,20610.876886828191,null,null,null,null,0,698.49585027439571,0,0]
[872.48,0,18750,200,20022.48,20743.052786558776,-720.57278655877599,720.57278655877599,20743.052786558776,null,null,null,null,0,720.57278655877599,0,0]
[872.48,0,18750,0,19622.48,20927.16523643168,-1304.6852364316801,1304.6852364316801,20927.16523643168,null,null,null,null,0,1304.6852364316801,0,0]
[872.48,0,18750,0,19622.48,20270.463673716346,-647.98367371634595,647.98367371634595,20270.463673716346,null,null,null,null,0,647.98367371634595,0,0]
[872.48,0,18750,0,19622.48,20591.358072064304,-968.87807206430443,968.87807206430443,20591.358072064304,null,null,null,null,0,968.87807206430443,0,0]
[872.48,0,18750,360,20342.48,20586.844377078793,-244.36437707879304,244.36437707879304,20586.844377078793,null,null,null,null,0,244.36437707879304,0,0]
[872.48,0,18750,70,19762.48,20691.252485720066,-928.77248572006647,928.77248572006647,20691.252485720066,null,null,null,null,0,928.77248572006647,0,0]
[872.48,0,18750,0,19622.48,20520.710247548475,-898.23024754847575,898.23024754847575,20520.710247548475,null,null,null,null,0,898.23024754847575,0,0]
[872.48,0,18750,30,19682.48,21193.844325584305,-1511.3643255843053,1511.3643255843053,21193.844325584305,null,null,null,null,0,1511.3643255843053,0,0]
[872.48,0,18750,0,19622.48,21035.327067913906,-1412.8470679139064,1412.8470679139064,21035.327067913906,null,null,null,null,0,1412.8470679139064,0,0]
[872.48,0,18750,0,19622.48,19547.569300412895,74.910699587104318,0,19547.569300412895,null,null,null,null,67.419629628393892,0,1,0]
[872.48,0,18750,0,19622.48,19632.288560863759,-9.8085608637593396,9.8085608637593396,19632.288560863759,null,null,null,null,616.07075352420884,0,1,0]
[872.48,0,18750,710,21042.48,19895.450098483823,1147.0299015161763,0,19895.450098483823,null,null,null,null,1032.3269113645588,0,1,0]
[872.48,0,18750,730,21082.48,19633.113530222778,1449.3664697772219,0,19633.113530222778,null,null,null,null,5841.0564590764334,0,1,0]
[872.48,0,18750,400,20422.48,19887.292641659751,535.18735834024847,0,19887.292641659751,null,null,null,null,7249.6053788216886,0,1,0]
[872.48,0,18750,590,20802.48,19653.004782311938,1149.4752176880611,0,19653.004782311938,null,null,null,null,8276.8834693621211,0,1,0]
[872.48,0,18750,100,19822.48,19478.061292051185,344.4187079488147,0,19478.061292051185,null,null,null,null,10241.073390086558,0,1,0]
[872.48,0,18750,1140,21902.48,19775.574276748463,2126.905723251537,0,19775.574276748463,null,null,null,null,13230.008652904298,0,1,0]
[872.48,0,18750,780,21182.48,21492.857382705712,-310.37738270571208,310.37738270571208,21492.857382705712,null,null,null,null,14023.858966918509,0,1,0]
[872.48,0,18750,1380,22382.48,18497.481541293891,3884.9984587061081,0,18497.481541293891,null,null,null,null,17391.612424582148,0,1,551.66512537277504]
[872.48,0,18750,3180,25982.48,17730.121892221621,8252.3581077783783,0,17730.121892221621,null,null,null,null,29304.162252009311,0,1,4919.0247744450453]
[872.48,0,18750,250,20122.48,18655.938821248637,1466.5411787513622,0,18655.938821248637,null,null,null,null,39489.020368663667,0,1,0]
[872.48,0,18750,0,19622.48,18998.415913191879,624.06408680812092,0,18998.415913191879,null,null,null,null,41499.757963062839,0,1,0]
[872.48,0,18750,0,19622.48,18799.506000923811,822.97399907618819,0,18799.506000923811,null,null,null,null,42198.934804268341,0,1,0]
[872.48,0,18750,10,19642.48,18837.993636022675,804.4863639773248,0,18837.993636022675,null,null,null,null,44579.919634758699,0,1,0]
[872.48,0,18750,0,19622.48,20199.171948084771,-576.69194808477187,576.69194808477187,20199.171948084771,null,null,null,null,42799.896049525923,0,1,0]
[872.48,0,18750,0,19622.48,20555.832879861795,-933.35287986179537,933.35287986179537,20555.832879861795,null,null,null,null,39082.549553361067,0,1,0]
[872.48,0,18750,60,19742.48,20421.128332499939,-678.64833249993899,678.64833249993899,20421.128332499939,null,null,null,null,36069.627907367518,0,1,0]
[872.48,0,18750,380,20382.48,17921.688800420507,2460.791199579493,0,17921.688800420507,null,null,null,null,35223.73813214423,0,1,0]
[872.48,0,18750,180,19982.48,20507.333753117022,-524.85375311702228,524.85375311702228,20507.333753117022,null,null,null,null,34697.373379600991,0,1,0]
[872.48,0,18750,10,19642.48,20930.605130581022,-1288.1251305810219,1288.1251305810219,20930.605130581022,null,null,null,null,31464.107147259485,0,1,0]
[872.48,0,18750,120,19862.48,21198.780519177046,-1336.3005191770462,1336.3005191770462,21198.780519177046,null,null,null,null,29962.712469017475,0,1,0]
[872.48,0,18750,350,20322.48,21669.066037313532,-1346.5860373135329,1346.5860373135329,21669.066037313532,null,null,null,null,24088.980808743228,0,1,0]
[872.48,0,18750,1250,22122.48,24538.747281223717,-2416.2672812237179,2416.2672812237179,24538.747281223717,null,null,null,null,14707.465735353178,0,1,0]
[872.48,0,18750,820,21262.48,23602.375969308818,-2339.8959693088182,2339.8959693088182,23602.375969308818,null,null,null,null,6337.5923836107795,0,1,0]
[872.48,0,18750,1830,23282.48,21635.14048444658,1647.3395155534199,0,21635.14048444658,null,null,null,null,3939.4501903270111,0,1,0]
[872.48,0,18750,1020,21662.48,21500.551200255144,161.9287997448555,0,21500.551200255144,null,null,null,null,7837.2242339090317,0,1,0]
[872.48,0,18750,1020,21662.48,21495.809920310552,166.67007968944745,0,21495.809920310552,null,null,null,null,7130.392879900327,0,1,0]
[872.48,0,18750,1890,23402.48,21933.021303345638,1469.4586966543611,0,21933.021303345638,null,null,null,null,7462.1478351953956,0,1,0]
[872.48,0,18750,1980,23582.48,21131.746467641951,2450.7335323580483,0,21131.746467641951,null,null,null,null,9660.3458664824429,0,1,0]
[872.48,0,18750,2900,25422.48,20709.312608283984,4713.1673917160151,0,20709.312608283984,null,null,null,null,16445.437812748685,0,1,1379.8340583826839]
[872.48,0,18750,2870,25362.48,20132.715275378534,5229.7647246214656,0,20132.715275378534,null,null,null,null,28361.766665359264,0,1,1896.4313912881325]
[872.48,0,18750,2350,24322.48,20558.014260085954,3764.4657399140451,0,20558.014260085954,null,null,null,null,37267.769422301419,0,1,431.13240658071209]
[872.48,0,18750,2380,24382.48,20167.209332484716,4215.270667515284,0,20167.209332484716,null,null,null,null,46147.080880075016,0,1,881.93733418195097]
[872.48,0,18750,1400,22422.48,20518.427743370161,1904.0522566298387,0,20518.427743370161,null,null,null,null,56057.306411543657,0,1,0]
[872.48,0,18750,380,20382.48,20944.175258716026,-561.69525871602673,561.69525871602673,20944.175258716026,null,null,null,null,59628.89461259346,0,1,0]
[872.48,0,18750,310,20242.48,20895.251257320724,-652.77125732072454,652.77125732072454,20895.251257320724,null,null,null,null,59568.789037825169,0,1,0]
[872.48,0,18750,570,20762.48,21952.5526835698,-1190.0726835698006,1190.0726835698006,21952.5526835698,null,null,null,null,58200.140296860562,0,1,0]
[872.48,0,18750,780,21182.48,21382.93541194631,-200.45541194631005,200.45541194631005,21382.93541194631,null,null,null,null,54186.723376837705,0,1,0]
[872.48,0,18750,570,20762.48,20709.606914785149,52.873085214851017,0,20709.606914785149,null,null,null,null,53112.95250712808,0,1,0]
[872.48,0,18750,1860,23342.48,20044.407289301176,3298.0727106988234,0,20044.407289301176,null,null,null,null,59610.531711076044,0,1,0]
[872.48,0,18750,640,20902.48,20428.790931386742,473.6890686132574,0,20428.790931386742,null,null,null,null,63603.107054770502,0,1,0]
[872.48,0,18750,0,19622.48,20748.807806057579,-1126.3278060575794,1126.3278060575794,20748.807806057579,null,null,null,null,55968.834941452187,0,1,0]
[872.48,0,18750,110,19842.48,21534.575162652844,-1692.095162652844,1692.095162652844,21534.575162652844,null,null,null,null,53536.226713313066,0,1,0]
[872.48,0,18750,310,20242.48,21450.61966404054,-1208.1396640405401,1208.1396640405401,21450.61966404054,null,null,null,null,52153.736856155163,0,1,0]
[872.48,0,18750,400,20422.48,20921.695186291894,-499.2151862918945,499.2151862918945,20921.695186291894,null,null,null,null,50246.098758438638,0,1,0]
[872.48,0,18750,10,19642.48,21151.051637560111,-1508.5716375601114,1508.5716375601114,21151.051637560111,null,null,null,null,46989.494749614423,0,1,0]
[872.48,0,18750,0,19622.48,19831.718450847475,-209.23845084747518,209.23845084747518,19831.718450847475,null,null,null,null,43728.394145561506,0,1,0]
[872.48,0,18750,20,19662.48,21161.13158184924,-1498.6515818492408,1498.6515818492408,21161.13158184924,null,null,null,null,39216.961897976391,0,1,0]
[872.48,0,18750,0,19622.48,20928.248948130455,-1305.7689481304551,1305.7689481304551,20928.248948130455,null,null,null,null,34483.103580316718,0,1,0]
[872.48,0,18750,0,19622.48,21299.276140353268,-1676.7961403532681,1676.7961403532681,21299.276140353268,null,null,null,null,26180.117389881656,0,1,0]
[872.48,0,18750,0,19622.48,20746.260449513076,-1123.7804495130767,1123.7804495130767,20746.260449513076,null,null,null,null,22212.696898304694,0,1,0]
[872.48,0,18750,0,19622.48,21162.835432825192,-1540.3554328251921,1540.3554328251921,21162.835432825192,null,null,null,null,20496.093225298679,0,1,0]
[872.48,0,18750,160,19942.48,19565.207552598495,377.27244740150491,0,19565.207552598495,null,null,null,null,19542.044159569981,0,1,0]
[872.48,0,18750,330,20282.48,20790.035597146889,-507.55559714688934,507.55559714688934,20790.035597146889,null,null,null,null,18340.054509561269,0,1,0]
[872.48,0,18750,2030,23682.48,19995.445803226357,3687.0341967736422,0,19995.445803226357,null,null,null,null,23702.051402423007,0,1,353.70086344030915]
[872.48,0,18750,2820,25262.48,19458.682294948398,5803.797705051602,0,19458.682294948398,null,null,null,null,29651.671001669565,0,1,2470.4643717182689]
[872.48,0,18750,420,20462.48,20803.968196033682,-341.48819603368247,341.48819603368247,20803.968196033682,null,null,null,null,36448.253830593763,0,1,0]
[872.48,0,18750,310,20242.48,21835.441970470642,-1592.961970470642,1592.961970470642,21835.441970470642,null,null,null,null,30334.000203857882,0,1,0]
[872.48,0,18750,50,19722.48,21001.19064590659,-1278.7106459065908,1278.7106459065908,21001.19064590659,null,null,null,null,26029.305922197818,0,1,0]
[872.48,0,18750,10,19642.48,22125.007442632967,-2482.527442632967,2482.527442632967,22125.007442632967,null,null,null,null,23272.496429379356,0,1,0]
[872.48,0,18750,450,20522.48,22235.676937069496,-1713.1969370694969,1713.1969370694969,22235.676937069496,null,null,null,null,16680.519897819766,0,1,0]
[872.48,0,18750,350,20322.48,22075.340870206295,-1752.8608702062957,1752.8608702062957,22075.340870206295,null,null,null,null,9656.0174987222326,0,1,0]
[872.48,0,18750,720,21062.48,21955.753974656571,-893.27397465657123,893.27397465657123,21955.753974656571,null,null,null,null,5931.9948412748709,0,1,0]
[872.48,0,18750,2550,24722.48,20872.359960662867,3850.1200393371328,0,20872.359960662867,null,null,null,null,10914.72072034697,0,1,516.78670600379837]
[872.48,0,18750,2950,25522.48,21450.752118079068,4071.7278819209314,0,21450.752118079068,null,null,null,null,17716.536354438591,0,1,738.39454858759836]
[872.48,0,18750,2740,25102.48,21710.866210017237,3391.6137899827627,0,21710.866210017237,null,null,null,null,26654.442877267804,0,1,58.280456649429652]
[872.48,0,18750,2480,24582.48,21289.669924476177,3292.8100755238229,0,21289.669924476177,null,null,null,null,34333.476702230102,0,1,0]
[872.48,0,18750,2210,24042.48,20634.393453683777,3408.0865463162227,0,20634.393453683777,null,null,null,null,37299.143225527871,0,1,74.753212982889636]
[872.48,0,18750,1800,23222.48,22229.274477459876,993.20552254012364,0,22229.274477459876,null,null,null,null,41213.780695557463,0,1,0]
[872.48,0,18750,1740,23102.48,22433.008123711068,669.47187628893153,0,22433.008123711068,null,null,null,null,45868.182658578517,0,1,0]
[872.48,0,18750,720,21062.48,21433.653392452579,-371.17339245257972,371.17339245257972,21433.653392452579,null,null,null,null,45782.973298040466,0,1,0]
[872.48,0,18750,460,20542.48,21171.244242017998,-628.76424201799819,628.76424201799819,21171.244242017998,null,null,null,null,44715.10019090517,0,1,0]
[872.48,0,18750,0,19622.48,21032.774597162112,-1410.294597162112,1410.294597162112,21032.774597162112,null,null,null,null,37561.746120337011,0,1,0]
[{"$f":"M$13","v":872.48},{"$f":"M$14","v":0},{"$f":"M$15","v":18750},0,{"$f":"A5188+C5188+((D5188/2)*M$12)","v":19622.48},{"$f":"I5188*1","v":20801.529381269796},{"$f":"E5188-F5188","v":-1179.0493812697969},{"$f":"IF(G5188<0,ABS(G5188),0)","v":1179.0493812697969},20801.529381269796,null,null,null,null,33313.846305217769,0,{"$f":"IF(O5188>0,0,1)","v":1},0]
[872.48,0,18750,170,19962.48,20776.73170717332,-814.25170717332003,814.25170717332003,20776.73170717332,null,null,null,null,29239.986378345315,0,1,0]
[872.48,0,18750,0,19622.48,20217.143328308935,-594.66332830893589,594.66332830893589,20217.143328308935,null,null,null,null,28556.61673082714,0,1,0]
[872.48,0,18750,190,20002.48,22474.432208672686,-2471.9522086726865,2471.9522086726865,22474.432208672686,null,null,null,null,23867.939465438325,0,1,0]
[872.48,0,18750,70,19762.48,21748.657729518582,-1986.1777295185821,1986.1777295185821,21748.657729518582,null,null,null,null,20898.167342550827,0,1,0]
[872.48,0,18750,220,20062.48,20049.193477322828,13.286522677171888,0,20049.193477322828,null,null,null,null,18374.640073294308,0,1,0]
[872.48,0,18750,110,19842.48,20278.00254976219,-435.52254976219047,435.52254976219047,20278.00254976219,null,null,null,null,18078.124842164339,0,1,0]
[872.48,0,18750,0,19622.48,20392.566868709469,-770.08686870946985,770.08686870946985,20392.566868709469,null,null,null,null,15864.719782811513,0,1,0]
[872.48,0,18750,10,19642.48,20869.719771245902,-1227.2397712459024,1227.2397712459024,20869.719771245902,null,null,null,null,13899.545569737234,0,1,0]
[872.48,0,18750,0,19622.48,20410.660741969776,-788.18074196977614,788.18074196977614,20410.660741969776,null,null,null,null,11070.574265475945,0,1,0]
[872.48,0,18750,0,19622.48,19994.580778156462,-372.10077815646218,372.10077815646218,19994.580778156462,null,null,null,null,10650.192835238362,0,1,0]
[872.48,0,18750,0,19622.48,20427.980886818041,-805.50088681804118,805.50088681804118,20427.980886818041,null,null,null,null,10123.909396097684,0,1,0]
[872.48,0,18750,140,19902.48,22830.70691343044,-2928.2269134304406,2928.2269134304406,22830.70691343044,null,null,null,null,837.13534975674565,0,1,0]
[872.48,0,18750,220,20062.48,21763.035281051139,-1700.5552810511399,1700.5552810511399,21763.035281051139,null,null,null,null,0,1700.5552810511399,0,0]
[872.48,0,18750,1540,22702.48,21700.574885503946,1001.905114496054,0,21700.574885503946,null,null,null,null,901.71460304644859,0,1,0]
[872.48,0,18750,670,20962.48,19864.943737758465,1097.5362622415341,0,19864.943737758465,null,null,null,null,7110.9953429848829,0,1,0]
[872.48,0,18750,320,20262.48,19752.301800425586,510.17819957441316,0,19752.301800425586,null,null,null,null,11199.615490650092,0,1,0]
[872.48,0,18750,140,19902.48,20032.334707127637,-129.85470712763708,129.85470712763708,20032.334707127637,null,null,null,null,11094.183303638541,0,1,0]
[872.48,0,18750,120,19862.48,20469.687403533841,-607.20740353384099,607.20740353384099,20469.687403533841,null,null,null,null,10415.160976447678,0,1,0]
[872.48,0,18750,180,19982.48,19099.294021833153,883.18597816684633,0,19099.294021833153,null,null,null,null,12028.549261305065,0,1,0]
[872.48,0,18750,460,20542.48,19724.076636078509,818.40336392149038,0,19724.076636078509,null,null,null,null,15871.646244376981,0,1,0]
[872.48,0,18750,80,19782.48,20304.766411880322,-522.2864118803227,522.2864118803227,20304.766411880322,null,null,null,null,15128.490449257821,0,1,0]
[872.48,0,18750,390,20402.48,20611.419374293248,-208.93937429324797,208.93937429324797,20611.419374293248,null,null,null,null,18235.498687389168,0,1,0]
[872.48,0,18750,0,19622.48,19464.653751660804,157.82624833919544,0,19464.653751660804,null,null,null,null,17568.861936124009,0,1,0]
[872.48,0,18750,330,20282.48,19037.368551076284,1245.1114489237152,0,19037.368551076284,null,null,null,null,19635.93416046715,0,1,0]
[872.48,0,18750,0,19622.48,19339.537946638706,282.9420533612938,0,19339.537946638706,null,null,null,null,19870.946074331849,0,1,0]
[872.48,0,18750,320,20262.48,20000.92333804565,261.55666195434969,0,20000.92333804565,null,null,null,null,21225.483776001922,0,1,0]
[872.48,0,18750,90,19802.48,19314.556532988019,487.92346701198039,0,19314.556532988019,null,null,null,null,21107.68024952499,0,1,0]
[872.48,0,18750,10,19642.48,19554.896779521314,87.583220478685689,0,19554.896779521314,null,null,null,null,22096.147218812741,0,1,0]
[872.48,0,18750,0,19622.48,20081.600038607325,-459.12003860732511,459.12003860732511,20081.600038607325,null,null,null,null,21303.938076594131,0,1,0]
[872.48,0,18750,0,19622.48,19514.607808766988,107.87219123301111,0,19514.607808766988,null,null,null,null,19774.034798573262,0,1,0]
[872.48,0,18750,0,19622.48,19303.627640228908,318.85235977109187,0,19303.627640228908,null,null,null,null,20922.627377033274,0,1,0]
[872.48,0,18750,0,19622.48,19377.844535778637,244.63546422136278,0,19377.844535778637,null,null,null,null,21894.468038340907,0,1,0]
[872.48,0,18750,0,19622.48,19270.843766968603,351.63623303139684,0,19270.843766968603,null,null,null,null,22189.046180030826,0,1,0]
[872.48,0,18750,170,19962.48,18997.994716813595,964.48528318640456,0,18997.994716813595,null,null,null,null,24535.117783507296,0,1,0]
[872.48,0,18750,1910,23442.48,19266.487539949336,4175.9924600506638,0,19266.487539949336,null,null,null,null,31414.957195352614,0,1,842.65912671733076]
[872.48,0,18750,210,20042.48,18282.631562172777,1759.8484378272224,0,18282.631562172777,null,null,null,null,44194.245626104072,0,1,0]
[872.48,0,18750,1160,21942.48,17961.463335133209,3981.016664866791,0,17961.463335133209,null,null,null,null,51809.448268582608,0,1,647.68333153345793]
[872.48,0,18750,0,19622.48,18629.349872778654,993.1301272213459,0,18629.349872778654,null,null,null,null,56285.835075940347,0,1,0]
[872.48,0,18750,20,19662.48,18929.559652746088,732.92034725391204,0,18929.559652746088,null,null,null,null,59628.421690146635,0,1,0]
[872.48,0,18750,0,19622.48,19842.62224054147,-220.14224054147053,220.14224054147053,19842.62224054147,null,null,null,null,59358.50843529174,0,1,0]
[872.48,0,18750,0,19622.48,19851.984833857183,-229.50483385718326,229.50483385718326,19851.984833857183,null,null,null,null,59046.694609613551,0,1,0]
[872.48,0,18750,130,19882.48,19751.79433803042,130.68566196957909,0,19751.79433803042,null,null,null,null,58771.522193422359,0,1,0]
[872.48,0,18750,480,20582.48,19898.761422997115,683.71857700288456,0,19898.761422997115,null,null,null,null,60752.347119240454,0,1,0]
[872.48,0,18750,240,20102.48,19962.014239156313,140.46576084368644,0,19962.014239156313,null,null,null,null,62417.830621292786,0,1,0]
[872.48,0,18750,2090,23802.48,19735.756669505034,4066.7233304949659,0,19735.756669505034,null,null,null,null,67840.302844572274,0,1,733.38999716163289]
[872.48,0,18750,4520,28662.48,19203.903427132285,9458.5765728677143,0,19203.903427132285,null,null,null,null,79551.360400717662,0,1,6125.2432395343812]
[872.48,0,18750,4140,27902.48,19545.009200133321,8357.4707998666781,0,19545.009200133321,null,null,null,null,88303.947894045355,0,1,5024.1374665333451]
[872.48,0,18750,4130,27882.48,20040.194734983073,7842.2852650169261,0,20040.194734983073,null,null,null,null,97030.303873902943,0,1,4508.9519316835931]
[872.48,0,18750,4470,28562.48,20235.968397947527,8326.5116020524729,0,20235.968397947527,null,null,null,null,99933.273570029036,0,1,4993.1782687191399]
[872.48,0,18750,4610,28842.48,20091.07880323143,8751.4011967685692,0,20091.07880323143,null,null,null,null,108624.77644920637,0,1,5418.0678634352362]
[872.48,0,18750,3410,26442.48,20524.200202979777,5918.2797970202228,0,20524.200202979777,null,null,null,null,120172.94065467776,0,1,2584.9464636868897]
[872.48,0,18750,4000,27622.48,21402.810620862074,6219.6693791379257,0,21402.810620862074,null,null,null,null,131674.98144613139,0,1,2886.3360458045927]
[872.48,0,18750,3820,27262.48,21892.33482005636,5370.14517994364,0,21892.33482005636,null,null,null,null,140271.35439506237,0,1,2036.8118466103069]
[872.48,0,18750,4590,28802.48,22690.782249075761,6111.6977509242388,0,22690.782249075761,null,null,null,null,151693.12204166336,0,1,2778.3644175909058]
[872.48,0,18750,4690,29002.48,21428.508278245288,7573.9717217547113,0,21428.508278245288,null,null,null,null,160229.50060321137,0,1,4240.6383884213783]
[872.48,0,18750,3010,25642.48,22317.729931503483,3324.7500684965162,0,22317.729931503483,null,null,null,null,168740.29562967404,0,1,-8.583264836816852]
[872.48,0,18750,2970,25562.48,22632.066856314112,2930.4131436858879,0,22632.066856314112,null,null,null,null,171571.55533404436,0,1,0]
[872.48,0,18750,3330,26282.48,20359.867416182995,5922.6125838170046,0,20359.867416182995,null,null,null,null,179217.88379169151,0,1,2589.2792504836716]
[872.48,0,18750,740,21102.48,22349.431334011999,-1246.9513340119993,1246.9513340119993,22349.431334011999,null,null,null,null,181983.29617346069,0,1,0]
[872.48,0,18750,2010,23642.48,21632.198168229006,2010.2818317709934,0,21632.198168229006,null,null,null,null,184605.27125845186,0,1,0]
[872.48,0,18750,900,21422.48,22084.789801963019,-662.30980196301971,662.30980196301971,22084.789801963019,null,null,null,null,186848.35478666841,0,1,0]
[872.48,0,18750,1540,22702.48,22866.670725408789,-164.19072540878915,164.19072540878915,22866.670725408789,null,null,null,null,190939.48916772884,0,1,0]
[872.48,0,18750,400,20422.48,25225.71788711752,-4803.2378871175206,4803.2378871175206,25225.71788711752,null,null,null,null,182340.65177249341,1503.2378871175206,0,0]
[872.48,0,18750,1190,22002.48,24982.383772895002,-2979.9037728950025,2979.9037728950025,24982.383772895002,null,null,null,null,171926.17920660612,0,1,0]
[872.48,0,18750,2100,23822.48,24627.066641954149,-804.58664195414894,804.58664195414894,24627.066641954149,null,null,null,null,170869.20772124996,0,1,0]
[872.48,0,18750,2960,25542.48,22766.674254768666,2775.8057452313333,0,22766.674254768666,null,null,null,null,170198.75114405842,0,1,0]
[872.48,0,18750,3110,25842.48,25760.298513890211,82.181486109788239,0,25760.298513890211,null,null,null,null,174349.83733911926,0,1,0]
[872.48,0,18750,1380,22382.48,22796.780402285731,-414.30040228573125,414.30040228573125,22796.780402285731,null,null,null,null,174676.98422125314,0,1,0]
[872.48,0,18750,390,20402.48,23194.554038800212,-2792.0740388002123,2792.0740388002123,23194.554038800212,null,null,null,null,169101.367140238,0,1,0]
[872.48,0,18750,280,20182.48,23601.39527698703,-3418.9152769870307,3418.9152769870307,23601.39527698703,null,null,null,null,155051.53064871411,118.91527698703067,0,0]
[872.48,0,18750,0,19622.48,24089.780873118736,-4467.3008731187365,4467.3008731187365,24089.780873118736,null,null,null,null,144495.25533604948,1167.3008731187365,0,0]
[872.48,0,18750,40,19702.48,22131.563114050492,-2429.0831140504924,2429.0831140504924,22131.563114050492,null,null,null,null,134800.10818585654,0,1,0]
[872.48,0,18750,320,20262.48,22607.136739321279,-2344.656739321279,2344.656739321279,22607.136739321279,null,null,null,null,128002.05046408736,0,1,0]
[872.48,0,18750,910,21442.48,21714.622476034114,-272.14247603411422,272.14247603411422,21714.622476034114,null,null,null,null,127574.69168998575,0,1,0]
[872.48,0,18750,0,19622.48,22752.247714261539,-3129.7677142615394,3129.7677142615394,22752.247714261539,null,null,null,null,116999.44615016751,0,1,0]
[872.48,0,18750,0,19622.48,22446.688335412382,-2824.2083354123824,2824.2083354123824,22446.688335412382,null,null,null,null,106763.68004645257,0,1,0]
[872.48,0,18750,0,19622.48,22729.468776933732,-3106.9887769337329,3106.9887769337329,22729.468776933732,null,null,null,null,96313.184790422602,0,1,0]
[872.48,0,18750,0,19622.48,22366.440321479586,-2743.9603214795861,2743.9603214795861,22366.440321479586,null,null,null,null,84091.552607941849,0,1,0]
[872.48,0,18750,0,19622.48,22306.349992785443,-2683.8699927854432,2683.8699927854432,22306.349992785443,null,null,null,null,74865.251959903675,0,1,0]
[872.48,0,18750,0,19622.48,22871.855822902817,-3249.3758229028172,3249.3758229028172,22871.855822902817,null,null,null,null,71216.073302750679,0,1,0]
[872.48,0,18750,1430,22482.48,22809.632189199256,-327.1521891992561,327.1521891992561,22809.632189199256,null,null,null,null,64879.18325310314,0,1,0]
[872.48,0,18750,1520,22662.48,22937.37233404753,-274.89233404753031,274.89233404753031,22937.37233404753,null,null,null,null,64511.922502397749,0,1,0]
[872.48,0,18750,1110,21842.48,22602.568024836964,-760.08802483696491,760.08802483696491,22602.568024836964,null,null,null,null,64831.827143748618,0,1,0]
[872.48,0,18750,440,20502.48,19753.755144635637,748.72485536436216,0,19753.755144635637,null,null,null,null,60403.940086141047,0,1,0]
[872.48,0,18750,460,20542.48,20863.136034553369,-320.65603455336895,320.65603455336895,20863.136034553369,null,null,null,null,57946.932810833998,0,1,0]
[872.48,0,18750,2660,24942.48,22525.005024831884,2417.4749751681156,0,22525.005024831884,null,null,null,null,64833.516644666495,0,1,0]
[872.48,0,18750,4750,29122.48,22614.244352135796,6508.2356478642032,0,22614.244352135796,null,null,null,null,73630.21353044892,0,1,3174.9023145308702]
[872.48,0,18750,4470,28562.48,22202.343002527232,6360.1369974727677,0,22202.343002527232,null,null,null,null,76556.583316918477,0,1,3026.8036641394347]
[872.48,0,18750,4540,28702.48,21005.705665405396,7696.7743345946037,0,21005.705665405396,null,null,null,null,94053.450590800931,0,1,4363.4410012612707]
[872.48,0,18750,4030,27682.48,20774.929197423917,6907.5508025760828,0,20774.929197423917,null,null,null,null,96959.397140210131,0,1,3574.2174692427498]
[872.48,0,18750,4250,28122.48,22166.056580519915,5956.4234194800847,0,22166.056580519915,null,null,null,null,108554.1529172915,0,1,2623.0900861467517]
[872.48,0,18750,2140,23902.48,21953.94025181562,1948.5397481843793,0,21953.94025181562,null,null,null,null,115973.50478581018,0,1,0]
[872.48,0,18750,3160,25942.48,21994.919300565172,3947.5606994348273,0,21994.919300565172,null,null,null,null,124616.93507599359,0,1,614.22736610149423]
[872.48,0,18750,4530,28682.48,22325.963860474661,6356.5161395253381,0,22325.963860474661,null,null,null,null,136101.22653595693,0,1,3023.182806192005]
[872.48,0,18750,1720,23062.48,22563.30894823197,499.17105176802943,0,22563.30894823197,null,null,null,null,142133.58797051868,0,1,0]
[872.48,0,18750,4530,28682.48,22645.819566622653,6036.6604333773466,0,22645.819566622653,null,null,null,null,150698.61646523746,0,1,2703.3271000440136]
[872.48,0,18750,4890,29402.48,23490.400863331266,5912.0791366687336,0,23490.400863331266,null,null,null,null,156394.36993092345,0,1,2578.7458033354005]
[872.48,0,18750,4630,28882.48,23520.528570854265,5361.9514291457344,0,23520.528570854265,null,null,null,null,164916.65884784609,0,1,2028.6180958124014]
[872.48,0,18750,1430,22482.48,23622.852895372631,-1140.3728953726313,1140.3728953726313,23622.852895372631,null,null,null,null,167329.21755234138,0,1,0]
[872.48,0,18750,70,19762.48,23029.735612606964,-3267.2556126069649,3267.2556126069649,23029.735612606964,null,null,null,null,162439.66548573866,0,1,0]
[872.48,0,18750,80,19782.48,22427.873126496612,-2645.3931264966122,2645.3931264966122,22427.873126496612,null,null,null,null,148732.60069753224,0,1,0]
[872.48,0,18750,710,21042.48,22099.897359066661,-1057.4173590666614,1057.4173590666614,22099.897359066661,null,null,null,null,143912.45993536172,0,1,0]
[872.48,0,18750,1870,23362.48,22170.063981633117,1192.4160183668828,0,22170.063981633117,null,null,null,null,143532.31328434622,0,1,0]
[872.48,0,18750,1780,23182.48,22300.673598633563,881.80640136643706,0,22300.673598633563,null,null,null,null,146463.87625601076,0,1,0]
[872.48,0,18750,2110,23842.48,21326.548811664201,2515.9311883357987,0,21326.548811664201,null,null,null,null,149938.27371079905,0,1,0]
[872.48,0,18750,780,21182.48,21156.742911933616,25.737088066383876,0,21156.742911933616,null,null,null,null,154843.18976145898,0,1,0]
[872.48,0,18750,480,20582.48,21749.962804728257,-1167.4828047282572,1167.4828047282572,21749.962804728257,null,null,null,null,154792.82415980764,0,1,0]
[872.48,0,18750,230,20082.48,22237.953013669408,-2155.4730136694088,2155.4730136694088,22237.953013669408,null,null,null,null,151053.85928786284,0,1,0]
[872.48,0,18750,110,19842.48,22119.798700293217,-2277.3187002932173,2277.3187002932173,22119.798700293217,null,null,null,null,140408.66921078134,0,1,0]
[872.48,0,18750,0,19622.48,22771.574035989288,-3149.0940359892884,3149.0940359892884,22771.574035989288,null,null,null,null,129700.10724874679,0,1,0]
[872.48,0,18750,220,20062.48,21886.659833984082,-1824.1798339840825,1824.1798339840825,21886.659833984082,null,null,null,null,125147.24894556236,0,1,0]
[872.48,0,18750,1500,22622.48,22240.048256011698,382.4317439883016,0,22240.048256011698,null,null,null,null,123293.46402023043,0,1,0]
[872.48,0,18750,1590,22802.48,21417.459508050099,1385.020491949901,0,21417.459508050099,null,null,null,null,126672.95932345894,0,1,0]
[872.48,0,18750,180,19982.48,22380.326704489293,-2397.8467044892932,2397.8467044892932,22380.326704489293,null,null,null,null,125264.45468501978,0,1,0]
[872.48,0,18750,10,19642.48,21847.89466406592,-2205.4146640659201,2205.4146640659201,21847.89466406592,null,null,null,null,116808.15806888572,0,1,0]
[872.48,0,18750,0,19622.48,22658.368403670887,-3035.8884036708878,3035.8884036708878,22658.368403670887,null,null,null,null,108253.62426581886,0,1,0]
[872.48,0,18750,0,19622.48,24571.162551421443,-4948.6825514214433,4948.6825514214433,24571.162551421443,null,null,null,null,94641.045660894917,1648.6825514214433,0,0]
[872.48,0,18750,430,20482.48,24722.849725525535,-4240.3697255255356,4240.3697255255356,24722.849725525535,null,null,null,null,84467.30305240817,940.36972552553561,0,0]
[872.48,0,18750,560,20742.48,22083.519813105195,-1341.0398131051952,1341.0398131051952,22083.519813105195,null,null,null,null,79526.609119190689,0,1,0]
[872.48,0,18750,1940,23502.48,21774.905403615052,1727.5745963849477,0,21774.905403615052,null,null,null,null,82170.625464460391,0,1,0]
[872.48,0,18750,1390,22402.48,21957.916523403583,444.56347659641688,0,21957.916523403583,null,null,null,null,84281.374669666664,0,1,0]
[872.48,0,18750,400,20422.48,21694.384902217207,-1271.9049022172076,1271.9049022172076,21694.384902217207,null,null,null,null,80071.77573233351,0,1,0]
[{"$f":"M$13","v":872.48},{"$f":"M$14","v":0},{"$f":"M$15","v":18750},1140,{"$f":"A5572+C5572+((D5572/2)*M$12)","v":21902.48},{"$f":"I5572*1","v":21398.696842310255},{"$f":"E5572-F5572","v":503.78315768974426},{"$f":"IF(G5572<0,ABS(G5572),0)","v":0},21398.696842310255,null,null,null,null,77259.765855557256,0,{"$f":"IF(O5572>0,0,1)","v":1},0]
[872.48,0,18750,3320,26262.48,20968.715425848644,5293.7645741513552,0,20968.715425848644,null,null,null,null,84461.462203094212,0,1,1960.4312408180222]
[872.48,0,18750,4720,29062.48,20355.868031661234,8706.611968338766,0,20355.868031661234,null,null,null,null,96106.13478229368,0,1,5373.278635005433]
[872.48,0,18750,4230,28082.48,20689.156230845369,7393.323769154631,0,20689.156230845369,null,null,null,null,99010.028647511383,0,1,4059.990435821298]
[872.48,0,18750,970,21562.48,20539.83281300875,1022.6471869912493,0,20539.83281300875,null,null,null,null,110445.17337117674,0,1,0]
[872.48,0,18750,980,21582.48,20898.9725874051,683.50741259489951,0,20898.9725874051,null,null,null,null,110949.88486914098,0,1,0]
[872.48,0,18750,270,20162.48,21099.373696051451,-936.89369605145112,936.89369605145112,21099.373696051451,null,null,null,null,111126.22548012546,0,1,0]
[872.48,0,18750,70,19762.48,21310.131326984691,-1547.651326984691,1547.651326984691,21310.131326984691,null,null,null,null,105803.76392059361,0,1,0]
[872.48,0,18750,0,19622.48,22019.873145970036,-2397.3931459700361,2397.3931459700361,22019.873145970036,null,null,null,null,98325.487428811321,0,1,0]
[872.48,0,18750,0,19622.48,20750.996654247992,-1128.5166542479928,1128.5166542479928,20750.996654247992,null,null,null,null,91281.394008289921,0,1,0]
[872.48,0,18750,0,19622.48,20909.968992699152,-1287.4889926991527,1287.4889926991527,20909.968992699152,null,null,null,null,86660.091588184849,0,1,0]
[872.48,0,18750,70,19762.48,20735.12032694916,-972.64032694916023,972.64032694916023,20735.12032694916,null,null,null,null,85503.527136952587,0,1,0]
[872.48,0,18750,1440,22502.48,21176.903051210797,1325.576948789203,0,21176.903051210797,null,null,null,null,87013.213386897405,0,1,0]
[872.48,0,18750,1840,23302.48,21262.454838124326,2040.0251618756738,0,21262.454838124326,null,null,null,null,94579.460345051761,0,1,0]
[872.48,0,18750,740,21102.48,20118.38398986285,984.09601013714928,0,20118.38398986285,null,null,null,null,98161.309260513473,0,1,0]
[872.48,0,18750,130,19882.48,20957.121686294435,-1074.6416862944352,1074.6416862944352,20957.121686294435,null,null,null,null,95723.163213537089,0,1,0]
[872.48,0,18750,0,19622.48,21833.606928687484,-2211.1269286874849,2211.1269286874849,21833.606928687484,null,null,null,null,90189.971334790564,0,1,0]
[872.48,0,18750,0,19622.48,21649.764618091762,-2027.2846180917622,2027.2846180917622,21649.764618091762,null,null,null,null,82860.518530851055,0,1,0]
[872.48,0,18750,0,19622.48,21822.904496933304,-2200.4244969333049,2200.4244969333049,21822.904496933304,null,null,null,null,73598.355035675253,0,1,0]
[872.48,0,18750,160,19942.48,21752.481586065624,-1810.001586065624,1810.001586065624,21752.481586065624,null,null,null,null,71533.754935967387,0,1,0]
[872.48,0,18750,2370,24362.48,21630.417005277242,2732.0629947227571,0,21630.417005277242,null,null,null,null,75909.881751394831,0,1,0]
[872.48,0,18750,2300,24222.48,21194.034398008436,3028.4456019915633,0,21194.034398008436,null,null,null,null,83986.652090611577,0,1,0]
[872.48,0,18750,710,21042.48,19847.487248898102,1194.9927511018977,0,19847.487248898102,null,null,null,null,89047.800855929192,0,1,0]
[872.48,0,18750,10,19642.48,19754.93926839183,-112.45926839183085,112.45926839183085,19754.93926839183,null,null,null,null,90050.507544554144,0,1,0]
[872.48,0,18750,0,19622.48,20780.08808461194,-1157.6080846119403,1157.6080846119403,20780.08808461194,null,null,null,null,86845.844326469349,0,1,0]
[872.48,0,18750,0,19622.48,20747.116576252771,-1124.6365762527712,1124.6365762527712,20747.116576252771,null,null,null,null,82791.122948872857,0,1,0]
[872.48,0,18750,10,19642.48,20666.747315801909,-1024.2673158019097,1024.2673158019097,20666.747315801909,null,null,null,null,69765.632837526296,0,1,0]
[872.48,0,18750,0,19622.48,20354.10294530938,-731.62294530938016,731.62294530938016,20354.10294530938,null,null,null,null,67804.173377561383,0,1,0]
[872.48,0,18750,0,19622.48,20095.034023289376,-472.55402328937635,472.55402328937635,20095.034023289376,null,null,null,null,67216.559778565512,0,1,0]
[872.48,0,18750,0,19622.48,19664.641243316863,-42.161243316862965,42.161243316862965,19664.641243316863,null,null,null,null,66582.96068859029,0,1,0]
[872.48,0,18750,90,19802.48,20285.300045583877,-482.8200455838778,482.8200455838778,20285.300045583877,null,null,null,null,64847.35005543349,0,1,0]
[872.48,0,18750,640,20902.48,20691.897499647785,210.58250035221499,0,20691.897499647785,null,null,null,null,64435.250606542708,0,1,0]
[872.48,0,18750,620,20862.48,22915.439852153562,-2052.9598521535627,2052.9598521535627,22915.439852153562,null,null,null,null,59050.239926452945,0,1,0]
[872.48,0,18750,1170,21962.48,21887.379744846687,75.100255153312901,0,21887.379744846687,null,null,null,null,60183.017680392215,0,1,0]
[872.48,0,18750,2190,24002.48,22663.844602834717,1338.6353971652825,0,22663.844602834717,null,null,null,null,65215.233639251157,0,1,0]
[872.48,0,18750,1910,23442.48,22714.987508131315,727.49249186868474,0,22714.987508131315,null,null,null,null,66497.167856859567,0,1,0]
[872.48,0,18750,1910,23442.48,22183.594243474217,1258.8857565257822,0,22183.594243474217,null,null,null,null,67563.667869875921,0,1,0]
[872.48,0,18750,1660,22942.48,22997.544204527363,-55.064204527363472,55.064204527363472,22997.544204527363,null,null,null,null,72186.070308680617,0,1,0]
[872.48,0,18750,1800,23222.48,22622.318091690009,600.16190830999039,0,22622.318091690009,null,null,null,null,74636.943433437613,0,1,0]
[872.48,0,18750,4960,29542.48,22494.482225385953,7047.9977746140466,0,22494.482225385953,null,null,null,null,79611.184376432953,0,1,3714.6644412807136]
[872.48,0,18750,1300,22222.48,21765.357260243316,457.12273975668359,0,21765.357260243316,null,null,null,null,83355.216254767904,0,1,0]
[872.48,0,18750,2370,24362.48,22881.905923182385,1480.5740768176147,0,22881.905923182385,null,null,null,null,84533.64621593742,0,1,0]
[872.48,0,18750,830,21282.48,22759.180179442243,-1476.7001794422431,1476.7001794422431,22759.180179442243,null,null,null,null,82794.072487412064,0,1,0]
[872.48,0,18750,580,20782.48,20530.205261476196,252.27473852380353,0,20530.205261476196,null,null,null,null,80894.757846874869,0,1,0]
[872.48,0,18750,960,21542.48,20366.050574837162,1176.429425162838,0,20366.050574837162,null,null,null,null,81872.649571674541,0,1,0]
[872.48,0,18750,440,20502.48,22020.431860454359,-1517.9518604543591,1517.9518604543591,22020.431860454359,null,null,null,null,79630.933648107195,0,1,0]
[872.48,0,18750,120,19862.48,21817.58818634773,-1955.1081863477302,1955.1081863477302,21817.58818634773,null,null,null,null,72283.694130855685,0,1,0]
[872.48,0,18750,280,20182.48,23056.355701744356,-2873.8757017443568,2873.8757017443568,23056.355701744356,null,null,null,null,62840.776538546525,0,1,0]
[872.48,0,18750,600,20822.48,22230.125651553815,-1407.6456515538157,1407.6456515538157,22230.125651553815,null,null,null,null,57428.277259938928,0,1,0]
[872.48,0,18750,700,21022.48,23013.723125141907,-1991.2431251419075,1991.2431251419075,23013.723125141907,null,null,null,null,45920.328524466502,0,1,0]
[872.48,0,18750,2090,23802.48,23567.887586177294,234.59241382270557,0,23567.887586177294,null,null,null,null,41570.824677416233,0,1,0]
[872.48,0,18750,1970,23562.48,23435.218052743156,127.261947256844,0,23435.218052743156,null,null,null,null,42066.769098540812,0,1,0]
[872.48,0,18750,1830,23282.48,23489.602176702385,-207.12217670238533,207.12217670238533,23489.602176702385,null,null,null,null,41796.867935069648,0,1,0]
[872.48,0,18750,2820,25262.48,23619.552923228064,1642.9270767719354,0,23619.552923228064,null,null,null,null,45989.356166934864,0,1,0]
[872.48,0,18750,2700,25022.48,23011.636753274375,2010.8432467256243,0,23011.636753274375,null,null,null,null,49989.920843733387,0,1,0]
[872.48,0,18750,870,21362.48,22734.626311753022,-1372.146311753022,1372.146311753022,22734.626311753022,null,null,null,null,49113.643961022637,0,1,0]
[872.48,0,18750,1460,22542.48,21987.874158502447,554.60584149755232,0,21987.874158502447,null,null,null,null,47801.581126434445,0,1,0]
[872.48,0,18750,1070,21762.48,20384.538618132367,1377.941381867633,0,20384.538618132367,null,null,null,null,47110.360408528177,0,1,0]
[872.48,0,18750,1280,22182.48,19679.685218363717,2502.794781636283,0,19679.685218363717,null,null,null,null,53794.451372871277,0,1,0]
[872.48,0,18750,2070,23762.48,20514.6824356818,3247.7975643181999,0,20514.6824356818,null,null,null,null,62624.232348312325,0,1,0]
[872.48,0,18750,1740,23102.48,20428.158033168213,2674.321966831787,0,20428.158033168213,null,null,null,null,64968.497886112622,0,1,0]
[872.48,0,18750,1980,23582.48,19873.398006667478,3709.081993332522,0,19873.398006667478,null,null,null,null,73764.790232979445,0,1,375.74865999918893]
[872.48,0,18750,2450,24522.48,20139.220478824733,4383.2595211752669,0,20139.220478824733,null,null,null,null,85452.185362803531,0,1,1049.9261878419338]
[872.48,0,18750,3710,27042.48,18056.176325604611,8986.303674395389,0,18056.176325604611,null,null,null,null,94187.088077819019,0,1,5652.9703410620559]
[872.48,0,18750,5250,30122.48,19306.664338182694,10815.815661817305,0,19306.664338182694,null,null,null,null,102895.81228066272,0,1,7482.4823284839722]
[872.48,0,18750,4490,28602.48,21241.634613976894,7360.8453860231057,0,21241.634613976894,null,null,null,null,117352.39113394146,0,1,4027.5120526897726]
[872.48,0,18750,4520,28662.48,22058.228008174454,6604.2519918255457,0,22058.228008174454,null,null,null,null,125991.68890036065,0,1,3270.9186584922127]
[872.48,0,18750,4540,28702.48,22138.202065280642,6564.2779347193573,0,22138.202065280642,null,null,null,null,128865.69721146028,0,1,3230.9446013860243]
[872.48,0,18750,3750,27122.48,22186.204524890258,4936.2754751097418,0,22186.204524890258,null,null,null,null,137470.48958805183,0,1,1602.9421417764088]
[872.48,0,18750,930,21482.48,20702.500034543216,779.97996545678325,0,20702.500034543216,null,null,null,null,140314.94295999649,0,1,0]
[872.48,0,18750,4100,27822.48,21563.448620943294,6259.0313790567052,0,21563.448620943294,null,null,null,null,146001.44612604749,0,1,2925.6980457233722]
[872.48,0,18750,3430,26482.48,21427.079971906554,5055.4000280934451,0,21427.079971906554,null,null,null,null,154554.88264600627,0,1,1722.0666947601121]
[872.48,0,18750,1390,22402.48,20942.051604184348,1460.428395815652,0,20942.051604184348,null,null,null,null,161397.07006439535,0,1,0]
[872.48,0,18750,1940,23502.48,21364.865914800375,2137.6140851996242,0,21364.865914800375,null,null,null,null,166024.48638477197,0,1,0]
[872.48,0,18750,1570,22762.48,22221.666797792317,540.81320220768248,0,22221.666797792317,null,null,null,null,172004.64571503928,0,1,0]
[872.48,0,18750,1890,23402.48,22312.141172450469,1090.3388275495308,0,22312.141172450469,null,null,null,null,172813.94601411882,0,1,0]
[872.48,0,18750,1770,23162.48,22725.824847962558,436.65515203744144,0,22725.824847962558,null,null,null,null,176664.06173022505,0,1,0]
[872.48,0,18750,190,20002.48,21562.194127836086,-1559.7141278360868,1559.7141278360868,21562.194127836086,null,null,null,null,174222.41953227686,0,1,0]
[872.48,0,18750,710,21042.48,23910.535980349476,-2868.0559803494762,2868.0559803494762,23910.535980349476,null,null,null,null,170627.00517966787,0,1,0]
[872.48,0,18750,460,20542.48,22339.72004292523,-1797.2400429252302,1797.2400429252302,22339.72004292523,null,null,null,null,167469.85729826242,0,1,0]
[872.48,0,18750,310,20242.48,21956.20147604934,-1713.7214760493407,1713.7214760493407,21956.20147604934,null,null,null,null,155883.24759432056,0,1,0]
[872.48,0,18750,170,19962.48,21717.95129636909,-1755.4712963690909,1755.4712963690909,21717.95129636909,null,null,null,null,151419.66769135141,0,1,0]
[872.48,0,18750,970,21562.48,21693.024868790686,-130.54486879068645,130.54486879068645,21693.024868790686,null,null,null,null,150070.88864649911,0,1,0]
[872.48,0,18750,790,21202.48,22203.669307541721,-1001.1893075417211,1001.1893075417211,22203.669307541721,null,null,null,null,148819.50951955671,0,1,0]
[872.48,0,18750,300,20222.48,22378.047828443447,-2155.5678284434471,2155.5678284434471,22378.047828443447,null,null,null,null,141644.9868431772,0,1,0]
[872.48,0,18750,40,19702.48,22840.058037384595,-3137.5780373845955,3137.5780373845955,22840.058037384595,null,null,null,null,131683.50002465679,0,1,0]
[872.48,0,18750,0,19622.48,23188.347828494207,-3565.8678284942071,3565.8678284942071,23188.347828494207,null,null,null,null,121227.5027406367,265.86782849420706,0,0]
[872.48,0,18750,0,19622.48,23545.077480326636,-3922.5974803266363,3922.5974803266363,23545.077480326636,null,null,null,null,114388.46896265817,622.59748032663629,0,0]
[872.48,0,18750,130,19882.48,17555.67080585962,2326.80919414038,0,17555.67080585962,null,null,null,null,104528.06796987605,0,1,0]
[872.48,0,18750,190,20002.48,19148.029147182617,854.45085281738284,0,19148.029147182617,null,null,null,null,106429.84216166686,0,1,0]
[872.48,0,18750,200,20022.48,19238.671073373323,783.80892662667611,0,19238.671073373323,null,null,null,null,109586.79497643172,0,1,0]
[872.48,0,18750,70,19762.48,19029.486013471447,732.99398652855234,0,19029.486013471447,null,null,null,null,110136.90276933098,0,1,0]
[872.48,0,18750,0,19622.48,18674.311436848697,948.16856315130281,0,18674.311436848697,null,null,null,null,111431.74213923578,0,1,0]
[872.48,0,18750,0,19622.48,19362.170634662896,260.30936533710337,0,19362.170634662896,null,null,null,null,112502.00091238564,0,1,0]
[872.48,0,18750,0,19622.48,16907.307480072839,2715.1725199271605,0,16907.307480072839,null,null,null,null,122280.24251704469,0,1,0]
[872.48,0,18750,0,19622.48,18021.675520455607,1600.804479544393,0,18021.675520455607,null,null,null,null,125682.57933969877,0,1,0]
[872.48,0,18750,0,19622.48,19621.332133285352,1.1478667146475345,0,19621.332133285352,null,null,null,null,127821.89790734211,0,1,0]
[872.48,0,18750,0,19622.48,18107.422812856472,1515.0571871435277,0,18107.422812856472,null,null,null,null,131237.07516501195,0,1,0]
[872.48,0,18750,0,19622.48,19312.067746079567,310.4122539204327,0,19312.067746079567,null,null,null,null,133189.86118122679,0,1,0]
[872.48,0,18750,0,19622.48,18951.951928509829,670.52807149017099,0,18951.951928509829,null,null,null,null,133660.14658438673,0,1,0]
[872.48,0,18750,0,19622.48,20138.369154209922,-515.88915420992271,515.88915420992271,20138.369154209922,null,null,null,null,132598.53656665873,0,1,0]
[872.48,0,18750,0,19622.48,18620.638598405149,1001.841401594851,0,18620.638598405149,null,null,null,null,133919.74999968975,0,1,0]
[872.48,0,18750,0,19622.48,18280.556975914827,1341.9230240851721,0,18280.556975914827,null,null,null,null,137796.88405203726,0,1,0]
[872.48,0,18750,0,19622.48,19656.857475907218,-34.377475907218468,34.377475907218468,19656.857475907218,null,null,null,null,137629.36203421495,0,1,0]
[872.48,0,18750,0,19622.48,20012.915881221576,-390.43588122157598,390.43588122157598,20012.915881221576,null,null,null,null,136508.05742062602,0,1,0]
[872.48,0,18750,0,19622.48,19908.879058095979,-286.39905809597985,286.39905809597985,19908.879058095979,null,null,null,null,135826.67157421107,0,1,0]
[872.48,0,18750,60,19742.48,20478.756229439903,-736.27622943990355,736.27622943990355,20478.756229439903,null,null,null,null,132537.17636586344,0,1,0]
[872.48,0,18750,10,19642.48,19692.117665324178,-49.63766532417867,49.63766532417867,19692.117665324178,null,null,null,null,132350.03775764097,0,1,0]
[872.48,0,18750,120,19862.48,20165.855520506368,-303.37552050636805,303.37552050636805,20165.855520506368,null,null,null,null,130935.05690520926,0,1,0]
[872.48,0,18750,0,19622.48,21014.638587415251,-1392.1585874152515,1392.1585874152515,21014.638587415251,null,null,null,null,125960.34647805661,0,1,0]
[872.48,0,18750,0,19622.48,19542.960427228729,79.519572771270759,0,19542.960427228729,null,null,null,null,121743.689488196,0,1,0]
[872.48,0,18750,70,19762.48,19383.058822704854,379.42117729514575,0,19383.058822704854,null,null,null,null,122379.68377792685,0,1,0]
[872.48,0,18750,0,19622.48,18827.297637417985,795.18236258201432,0,18827.297637417985,null,null,null,null,127755.64809816607,0,1,0]
[872.48,0,18750,0,19622.48,19627.276351953064,-4.7963519530640042,4.7963519530640042,19627.276351953064,null,null,null,null,128237.35877457206,0,1,0]
[872.48,0,18750,0,19622.48,19409.930000964418,212.549999035582,0,19409.930000964418,null,null,null,null,127224.48011053223,0,1,0]
[872.48,0,18750,0,19622.48,19381.888637453518,240.59136254648183,0,19381.888637453518,null,null,null,null,127313.78785671353,0,1,0]
[872.48,0,18750,0,19622.48,20955.387062342819,-1332.9070623428197,1332.9070623428197,20955.387062342819,null,null,null,null,123289.33835955897,0,1,0]
[872.48,0,18750,0,19622.48,18942.813520435306,679.66647956469387,0,18942.813520435306,null,null,null,null,120084.58527765772,0,1,0]
[872.48,0,18750,0,19622.48,19961.390939717989,-338.91093971798909,338.91093971798909,19961.390939717989,null,null,null,null,118709.55157307093,0,1,0]
[872.48,0,18750,90,19802.48,20156.014624966792,-353.53462496679276,353.53462496679276,20156.014624966792,null,null,null,null,116862.93349998405,0,1,0]
[872.48,0,18750,100,19822.48,19869.667861717695,-47.187861717695341,47.187861717695341,19869.667861717695,null,null,null,null,115453.05936530742,0,1,0]
[872.48,0,18750,290,20202.48,19619.387570615698,583.09242938430179,0,19619.387570615698,null,null,null,null,115917.88688275604,0,1,0]
[872.48,0,18750,150,19922.48,19425.433835227112,497.04616477288801,0,19425.433835227112,null,null,null,null,116249.31054416888,0,1,0]
[{"$f":"M$13","v":872.48},{"$f":"M$14","v":0},{"$f":"M$15","v":18750},0,{"$f":"A5956+C5956+((D5956/2)*M$12)","v":19622.48},{"$f":"I5956*1","v":19507.041821304469},{"$f":"E5956-F5956","v":115.43817869553095},{"$f":"IF(G5956<0,ABS(G5956),0)","v":0},19507.041821304469,null,null,null,null,116362.42979044156,0,{"$f":"IF(O5956>0,0,1)","v":1},0]
[872.48,0,18750,0,19622.48,19504.10055807314,118.37944192685973,0,19504.10055807314,null,null,null,null,116454.10898135985,0,1,0]
[872.48,0,18750,0,19622.48,19519.408159745479,103.07184025452079,0,19519.408159745479,null,null,null,null,116998.90403956221,0,1,0]
[872.48,0,18750,70,19762.48,19641.340219642279,121.13978035772016,0,19641.340219642279,null,null,null,null,115756.22720548516,0,1,0]
[872.48,0,18750,560,20742.48,19424.780117957249,1317.6998820427507,0,19424.780117957249,null,null,null,null,117580.47143979889,0,1,0]
[872.48,0,18750,610,20842.48,18940.970888121985,1901.5091118780147,0,18940.970888121985,null,null,null,null,124767.92881274293,0,1,0]
[872.48,0,18750,570,20762.48,19771.72475586196,990.75524413803942,0,19771.72475586196,null,null,null,null,130202.33294941366,0,1,0]
[872.48,0,18750,480,20582.48,18981.896225172761,1600.5837748272388,0,18981.896225172761,null,null,null,null,131512.65601380877,0,1,0]
[872.48,0,18750,10,19642.48,18909.874499541191,732.60550045880882,0,18909.874499541191,null,null,null,null,134295.2933776096,0,1,0]
[872.48,0,18750,0,19622.48,19300.736633267588,321.74336673241123,0,19300.736633267588,null,null,null,null,135602.57792024064,0,1,0]
[872.48,0,18750,30,19682.48,19778.421033021012,-95.941033021012117,95.941033021012117,19778.421033021012,null,null,null,null,135846.00339050189,0,1,0]
[872.48,0,18750,670,20962.48,19913.031929966051,1049.4480700339482,0,19913.031929966051,null,null,null,null,136206.53733084982,0,1,0]
[872.48,0,18750,980,21582.48,20755.319375698709,827.16062430129023,0,20755.319375698709,null,null,null,null,140510.81433723896,0,1,0]
[872.48,0,18750,860,21342.48,20688.526626392559,653.95337360744088,0,20688.526626392559,null,null,null,null,144079.17550802292,0,1,0]
[872.48,0,18750,480,20582.48,20468.757709943635,113.72229005636473,0,20468.757709943635,null,null,null,null,146025.97894142303,0,1,0]
[872.48,0,18750,20,19662.48,20788.088396592822,-1125.6083965928228,1125.6083965928228,20788.088396592822,null,null,null,null,144641.78372622951,0,1,0]
[872.48,0,18750,0,19622.48,20653.575129175566,-1031.0951291755664,1031.0951291755664,20653.575129175566,null,null,null,null,141136.58707607177,0,1,0]
[872.48,0,18750,0,19622.48,20305.381715504573,-682.90171550457308,682.90171550457308,20305.381715504573,null,null,null,null,135653.08544754607,0,1,0]
[872.48,0,18750,0,19622.48,20992.027134766951,-1369.5471347669518,1369.5471347669518,20992.027134766951,null,null,null,null,128906.37260750394,0,1,0]
[872.48,0,18750,0,19622.48,19659.820563745743,-37.340563745743566,37.340563745743566,19659.820563745743,null,null,null,null,125407.06209723157,0,1,0]
[872.48,0,18750,10,19642.48,21213.33241751232,-1570.8524175123202,1570.8524175123202,21213.33241751232,null,null,null,null,117467.93166321456,0,1,0]
[872.48,0,18750,0,19622.48,21407.956074905684,-1785.4760749056841,1785.4760749056841,21407.956074905684,null,null,null,null,112880.47055765599,0,1,0]
[872.48,0,18750,0,19622.48,20338.96826007581,-716.4882600758101,716.4882600758101,20338.96826007581,null,null,null,null,108358.33214260543,0,1,0]
[872.48,0,18750,0,19622.48,20575.278372903012,-952.79837290301293,952.79837290301293,20575.278372903012,null,null,null,null,107201.8956002695,0,1,0]
[872.48,0,18750,0,19622.48,22309.75021562893,-2687.2702156289306,2687.2702156289306,22309.75021562893,null,null,null,null,99414.577931230961,0,1,0]
[872.48,0,18750,0,19622.48,21264.936290772621,-1642.4562907726213,1642.4562907726213,21264.936290772621,null,null,null,null,89854.007321025303,0,1,0]
[872.48,0,18750,60,19742.48,18269.489605467985,1472.9903945320148,0,18269.489605467985,null,null,null,null,88137.737698034456,0,1,0]
[872.48,0,18750,160,19942.48,19629.582595685588,312.89740431441169,0,19629.582595685588,null,null,null,null,89950.156831847373,0,1,0]
[872.48,0,18750,0,19622.48,20346.712016343281,-724.23201634328143,724.23201634328143,20346.712016343281,null,null,null,null,88337.600132410764,0,1,0]
[872.48,0,18750,0,19622.48,19716.394404883471,-93.914404883471434,93.914404883471434,19716.394404883471,null,null,null,null,86289.772430463359,0,1,0]
[872.48,0,18750,0,19622.48,18314.158279447714,1308.3217205522851,0,18314.158279447714,null,null,null,null,88928.035019985138,0,1,0]
[872.48,0,18750,0,19622.48,18545.412103973697,1077.0678960263031,0,18545.412103973697,null,null,null,null,89808.46809138883,0,1,0]
[872.48,0,18750,10,19642.48,18807.07378644203,835.40621355796975,0,18807.07378644203,null,null,null,null,92256.12148726864,0,1,0]
[872.48,0,18750,0,19622.48,19494.885572000858,127.59442799914177,0,19494.885572000858,null,null,null,null,94660.072624009306,0,1,0]
[872.48,0,18750,20,19662.48,20301.697959237099,-639.21795923709942,639.21795923709942,20301.697959237099,null,null,null,null,92898.913729513355,0,1,0]
[872.48,0,18750,30,19682.48,20648.285145888822,-965.80514588882215,965.80514588882215,20648.285145888822,null,null,null,null,89146.598253453019,0,1,0]
[872.48,0,18750,0,19622.48,20202.322443911533,-579.84244391153334,579.84244391153334,20202.322443911533,null,null,null,null,85493.228110725919,0,1,0]
[872.48,0,18750,0,19622.48,20653.156392406891,-1030.676392406891,1030.676392406891,20653.156392406891,null,null,null,null,82426.098743871757,0,1,0]
[872.48,0,18750,0,19622.48,20831.56499130384,-1209.0849913038401,1209.0849913038401,20831.56499130384,null,null,null,null,78933.430909498784,0,1,0]
[872.48,0,18750,0,19622.48,20777.539620826548,-1155.0596208265488,1155.0596208265488,20777.539620826548,null,null,null,null,77583.931895680085,0,1,0]
[872.48,0,18750,0,19622.48,21190.922111102522,-1568.4421111025222,1568.4421111025222,21190.922111102522,null,null,null,null,71762.284267939249,0,1,0]
[872.48,0,18750,0,19622.48,21243.377542861781,-1620.8975428617814,1620.8975428617814,21243.377542861781,null,null,null,null,62409.816975883965,0,1,0]
[872.48,0,18750,0,19622.48,21123.816735054137,-1501.3367350541375,1501.3367350541375,21123.816735054137,null,null,null,null,57376.327624102174,0,1,0]
[872.48,0,18750,0,19622.48,20809.652431414659,-1187.1724314146595,1187.1724314146595,20809.652431414659,null,null,null,null,53583.988660443953,0,1,0]
[872.48,0,18750,0,19622.48,20908.211664010083,-1285.7316640100835,1285.7316640100835,20908.211664010083,null,null,null,null,47953.38242722868,0,1,0]
[872.48,0,18750,0,19622.48,20259.942744750242,-637.46274475024256,637.46274475024256,20259.942744750242,null,null,null,null,44707.216612099415,0,1,0]
[872.48,0,18750,0,19622.48,20227.632516335667,-605.15251633566731,605.15251633566731,20227.632516335667,null,null,null,null,42462.377648635229,0,1,0]
[872.48,0,18750,0,19622.48,21630.691112523211,-2008.2111125232113,2008.2111125232113,21630.691112523211,null,null,null,null,36748.514851793858,0,1,0]
[872.48,0,18750,0,19622.48,21647.886249014846,-2025.4062490148463,2025.4062490148463,21647.886249014846,null,null,null,null,34483.819463025735,0,1,0]
[872.48,0,18750,0,19622.48,19076.997698852225,545.48230114777471,0,19076.997698852225,null,null,null,null,28614.057356313973,0,1,0]
[872.48,0,18750,10,19642.48,21357.88688687895,-1715.4068868789509,1715.4068868789509,21357.88688687895,null,null,null,null,22719.423675608665,0,1,0]
[872.48,0,18750,10,19642.48,21577.074579094151,-1934.5945790941514,1934.5945790941514,21577.074579094151,null,null,null,null,16991.309165231247,0,1,0]
[872.48,0,18750,0,19622.48,22147.358049881474,-2524.878049881474,2524.878049881474,22147.358049881474,null,null,null,null,7429.1877899786141,0,1,0]
[872.48,0,18750,0,19622.48,21204.244754558014,-1581.7647545580148,1581.7647545580148,21204.244754558014,null,null,null,null,710.72879562506068,0,1,0]
[872.48,0,18750,0,19622.48,21972.199473268873,-2349.7194732688731,2349.7194732688731,21972.199473268873,null,null,null,null,0,1639.7014064394375,0,0]
[872.48,0,18750,10,19642.48,22234.224806154023,-2591.7448061540235,2591.7448061540235,22234.224806154023,null,null,null,null,0,2591.7448061540235,0,0]
[872.48,0,18750,0,19622.48,22024.939735109972,-2402.4597351099728,2402.4597351099728,22024.939735109972,null,null,null,null,0,2402.4597351099728,0,0]
[872.48,0,18750,0,19622.48,22167.091889715255,-2544.6118897152555,2544.6118897152555,22167.091889715255,null,null,null,null,0,2544.6118897152555,0,0]
[872.48,0,18750,0,19622.48,21308.700336736631,-1686.220336736631,1686.220336736631,21308.700336736631,null,null,null,null,0,1686.220336736631,0,0]
[872.48,0,18750,0,19622.48,21618.703482995432,-1996.2234829954323,1996.2234829954323,21618.703482995432,null,null,null,null,0,1996.2234829954323,0,0]
[872.48,0,18750,30,19682.48,19865.555324112858,-183.07532411285865,183.07532411285865,19865.555324112858,null,null,null,null,0,183.07532411285865,0,0]
[872.48,0,18750,60,19742.48,19978.192230804758,-235.71223080475829,235.71223080475829,19978.192230804758,null,null,null,null,255.61854714107176,0,1,0]
[872.48,0,18750,60,19742.48,20614.953542821171,-872.47354282117158,872.47354282117158,20614.953542821171,null,null,null,null,0,872.47354282117158,0,0]
[872.48,0,18750,740,21102.48,20088.88904835927,1013.5909516407301,0,20088.88904835927,null,null,null,null,1918.0951331955637,0,1,0]
[872.48,0,18750,190,20002.48,19438.708927150052,563.77107284994781,0,19438.708927150052,null,null,null,null,3411.8207962980637,0,1,0]
[872.48,0,18750,950,21522.48,18987.141255813742,2535.3387441862578,0,18987.141255813742,null,null,null,null,8883.6751683527145,0,1,0]
[872.48,0,18750,940,21502.48,19393.504998178876,2108.9750018211234,0,19393.504998178876,null,null,null,null,14506.668497113711,0,1,0]
[872.48,0,18750,600,20822.48,19904.77181297322,917.70818702677934,0,19904.77181297322,null,null,null,null,21493.594037485862,0,1,0]
[872.48,0,18750,740,21102.48,20185.968509369268,916.51149063073171,0,20185.968509369268,null,null,null,null,25146.427761022987,0,1,0]
[872.48,0,18750,650,20922.48,20283.421654222613,639.05834577738642,0,20283.421654222613,null,null,null,null,29327.997851420841,0,1,0]
[872.48,0,18750,1030,21682.48,17531.431474491605,4151.048525508395,0,17531.431474491605,null,null,null,null,34695.914615389105,0,1,817.71519217506557]
[872.48,0,18750,270,20162.48,19848.415318541767,314.06468145823237,0,19848.415318541767,null,null,null,null,35837.122456537436,0,1,0]
[872.48,0,18750,550,20722.48,19795.921122158408,926.55887784159131,0,19795.921122158408,null,null,null,null,37284.379976372584,0,1,0]
[872.48,0,18750,540,20702.48,20100.344207135251,602.13579286474851,0,20100.344207135251,null,null,null,null,41211.974410454772,0,1,0]
[872.48,0,18750,290,20202.48,20011.10250935912,191.37749064087984,0,20011.10250935912,null,null,null,null,41265.190421337677,0,1,0]
[872.48,0,18750,160,19942.48,20094.685403513537,-152.20540351353702,152.20540351353702,20094.685403513537,null,null,null,null,41516.227922415164,0,1,0]
[872.48,0,18750,70,19762.48,20580.858361760838,-818.37836176083874,818.37836176083874,20580.858361760838,null,null,null,null,38876.215138133375,0,1,0]
[872.48,0,18750,10,19642.48,20595.682223878968,-953.20222387896865,953.20222387896865,20595.682223878968,null,null,null,null,36607.832745974534,0,1,0]
[872.48,0,18750,0,19622.48,20713.435474582966,-1090.9554745829664,1090.9554745829664,20713.435474582966,null,null,null,null,32889.518440647829,0,1,0]
[872.48,0,18750,0,19622.48,19270.716956390643,351.76304360935683,0,19270.716956390643,null,null,null,null,34573.886239325002,0,1,0]
[872.48,0,18750,0,19622.48,20524.442584594173,-901.96258459417368,901.96258459417368,20524.442584594173,null,null,null,null,36245.392979615703,0,1,0]
[872.48,0,18750,10,19642.48,20736.417650067142,-1093.9376500671424,1093.9376500671424,20736.417650067142,null,null,null,null,31924.291853455052,0,1,0]
[872.48,0,18750,170,19962.48,21288.418716955715,-1325.9387169557158,1325.9387169557158,21288.418716955715,null,null,null,null,27775.37907401588,0,1,0]
[872.48,0,18750,30,19682.48,19475.786278123469,206.69372187653062,0,19475.786278123469,null,null,null,null,28034.31811436058,0,1,0]
[872.48,0,18750,160,19942.48,19941.26155113212,1.2184488678794878,0,19941.26155113212,null,null,null,null,28291.434041340319,0,1,0]
[872.48,0,18750,540,20702.48,19712.731611008618,989.74838899138194,0,19712.731611008618,null,null,null,null,29842.893404282626,0,1,0]
[872.48,0,18750,670,20962.48,19514.945150054449,1447.5348499455504,0,19514.945150054449,null,null,null,null,35519.230561846241,0,1,0]
[872.48,0,18750,300,20222.48,20430.681744816229,-208.20174481622962,208.20174481622962,20430.681744816229,null,null,null,null,36632.991466984713,0,1,0]
[872.48,0,18750,480,20582.48,21348.251499688395,-765.77149968839512,765.77149968839512,21348.251499688395,null,null,null,null,30337.021910045118,0,1,0]
[872.48,0,18750,560,20742.48,21281.543574892996,-539.06357489299626,539.06357489299626,21281.543574892996,null,null,null,null,27966.570809294084,0,1,0]
[872.48,0,18750,610,20842.48,21196.291860403599,-353.81186040359898,353.81186040359898,21196.291860403599,null,null,null,null,26042.757941975473,0,1,0]
[872.48,0,18750,0,19622.48,21292.197498293081,-1669.717498293081,1669.717498293081,21292.197498293081,null,null,null,null,21274.548405807978,0,1,0]
[872.48,0,18750,30,19682.48,21539.138963489015,-1856.6589634890152,1856.6589634890152,21539.138963489015,null,null,null,null,15252.759466397412,0,1,0]
[872.48,0,18750,30,19682.48,21543.375262932415,-1860.8952629324158,1860.8952629324158,21543.375262932415,null,null,null,null,10916.062897238917,0,1,0]
[872.48,0,18750,10,19642.48,21493.083715575634,-1850.6037155756349,1850.6037155756349,21493.083715575634,null,null,null,null,5077.2714677299327,0,1,0]
[872.48,0,18750,180,19982.48,21266.312166813397,-1283.8321668133976,1283.8321668133976,21266.312166813397,null,null,null,null,1347.8082747719245,0,1,0]
[872.48,0,18750,60,19742.48,21225.244487145832,-1482.7644871458324,1482.7644871458324,21225.244487145832,null,null,null,null,0,1482.7644871458324,0,0]
[872.48,0,18750,350,20322.48,21218.220652883138,-895.74065288313795,895.74065288313795,21218.220652883138,null,null,null,null,0,895.74065288313795,0,0]
[872.48,0,18750,250,20122.48,20524.812796295486,-402.33279629548633,402.33279629548633,20524.812796295486,null,null,null,null,664.2856001655382,0,1,0]
[872.48,0,18750,540,20702.48,18380.496544180951,2321.9834558190487,0,18380.496544180951,null,null,null,null,2089.7851102371437,0,1,0]
[872.48,0,18750,400,20422.48,18588.689523307141,1833.7904766928586,0,18588.689523307141,null,null,null,null,3738.106754150479,0,1,0]
[872.48,0,18750,470,20562.48,20025.904695985464,536.5753040145355,0,20025.904695985464,null,null,null,null,5654.8666147455169,0,1,0]
[{"$f":"M$13","v":872.48},{"$f":"M$14","v":0},{"$f":"M$15","v":18750},240,{"$f":"A6276+C6276+((D6276/2)*M$12)","v":20102.48},{"$f":"I6276*1","v":17654.703844963828},{"$f":"E6276-F6276","v":2447.776155036172},{"$f":"IF(G6276<0,ABS(G6276),0)","v":0},17654.703844963828,null,null,null,null,12973.192252154269,0,{"$f":"IF(O6276>0,0,1)","v":1},0]
[872.48,0,18750,20,19662.48,18174.113339400352,1488.3666605996477,0,18174.113339400352,null,null,null,null,19579.740748772569,0,1,0]
[872.48,0,18750,70,19762.48,16873.043759941294,2889.4362400587052,0,16873.043759941294,null,null,null,null,28296.582894668903,0,1,0]
[872.48,0,18750,0,19622.48,16733.477045477281,2889.0029545227189,0,16733.477045477281,null,null,null,null,37202.781007436992,0,1,0]
[872.48,0,18750,0,19622.48,16950.20838113275,2672.2716188672493,0,16950.20838113275,null,null,null,null,45487.331692535452,0,1,0]
[872.48,0,18750,0,19622.48,16160.264467418612,3462.2155325813874,0,16160.264467418612,null,null,null,null,57287.667104851622,0,1,128.88219924805435]
[872.48,0,18750,0,19622.48,16276.768457671747,3345.7115423282521,0,16276.768457671747,null,null,null,null,60230.379437746771,0,1,12.378208994919078]
[872.48,0,18750,0,19622.48,16530.707294719985,3091.7727052800146,0,16530.707294719985,null,null,null,null,70484.85284048396,0,1,0]
[872.48,0,18750,0,19622.48,16771.857844902916,2850.622155097084,0,16771.857844902916,null,null,null,null,79264.612666036177,0,1,0]
[872.48,0,18750,60,19742.48,18955.609769840437,786.8702301595622,0,18955.609769840437,null,null,null,null,79336.162604626064,0,1,0]
[872.48,0,18750,0,19622.48,18154.578701444883,1467.9012985551162,0,18154.578701444883,null,null,null,null,85216.855761935454,0,1,0]
[872.48,0,18750,0,19622.48,17569.281385252689,2053.1986147473108,0,17569.281385252689,null,null,null,null,89075.76522667284,0,1,0]
[872.48,0,18750,0,19622.48,17648.233088599911,1974.2469114000887,0,17648.233088599911,null,null,null,null,94340.190007221143,0,1,0]
[872.48,0,18750,0,19622.48,18317.327272486396,1305.1527275136032,0,18317.327272486396,null,null,null,null,101595.84392310304,0,1,0]
[872.48,0,18750,0,19622.48,17874.403206998206,1748.0767930017937,0,17874.403206998206,null,null,null,null,105539.47801149427,0,1,0]
[872.48,0,18750,10,19642.48,17370.695307247315,2271.7846927526844,0,17370.695307247315,null,null,null,null,107478.5447569602,0,1,0]
[872.48,0,18750,0,19622.48,17939.382534302113,1683.0974656978869,0,17939.382534302113,null,null,null,null,112394.82190228869,0,1,0]
[872.48,0,18750,0,19622.48,17923.666090010447,1698.8139099895525,0,17923.666090010447,null,null,null,null,116760.15842311239,0,1,0]
[872.48,0,18750,0,19622.48,18036.217042666358,1586.2629573336417,0,18036.217042666358,null,null,null,null,124064.04019173393,0,1,0]
[872.48,0,18750,0,19622.48,16735.400088594834,2887.0799114051661,0,16735.400088594834,null,null,null,null,130407.73404192188,0,1,0]
[{"$f":"M$13","v":872.48},{"$f":"M$14","v":0},{"$f":"M$15","v":18750},0,{"$f":"A6340+C6340+((D6340/2)*M$12)","v":19622.48},{"$f":"I6340*1","v":17882.907375526127},{"$f":"E6340-F6340","v":1739.5726244738726},{"$f":"IF(G6340<0,ABS(G6340),0)","v":0},17882.907375526127,null,null,null,null,136301.74661097425,0,{"$f":"IF(O6340>0,0,1)","v":1},0]
[872.48,0,18750,0,19622.48,18090.119797543597,1532.3602024564025,0,18090.119797543597,null,null,null,null,141042.23047763138,0,1,0]
[872.48,0,18750,170,19962.48,17102.240085783913,2860.2399142160866,0,17102.240085783913,null,null,null,null,147650.74183569517,0,1,0]
[872.48,0,18750,70,19762.48,17105.335027287496,2657.1449727125037,0,17105.335027287496,null,null,null,null,149894.5215693007,0,1,0]
[872.48,0,18750,160,19942.48,17970.092907564955,1972.3870924350449,0,17970.092907564955,null,null,null,null,156631.08197430609,0,1,0]
[872.48,0,18750,790,21202.48,18547.511414564346,2654.9685854356539,0,18547.511414564346,null,null,null,null,163645.77580797565,0,1,0]
[872.48,0,18750,90,19802.48,18261.052063570627,1541.4279364293725,0,18261.052063570627,null,null,null,null,169491.31967090903,0,1,0]
[872.48,0,18750,230,20082.48,18515.059934060613,1567.4200659393864,0,18515.059934060613,null,null,null,null,173625.3044168537,0,1,0]
[872.48,0,18750,270,20162.48,18613.326824039254,1549.153175960746,0,18613.326824039254,null,null,null,null,178191.02405662328,0,1,0]
[872.48,0,18750,0,19622.48,18261.460794768205,1361.0192052317943,0,18261.460794768205,null,null,null,null,183037.45981542461,0,1,0]
[872.48,0,18750,0,19622.48,18206.412640203529,1416.0673597964706,0,18206.412640203529,null,null,null,null,186274.01546937012,0,1,0]
[872.48,0,18750,0,19622.48,17377.121106799848,2245.3588932001512,0,17377.121106799848,null,null,null,null,188108.56445778089,0,1,0]
[872.48,0,18750,130,19882.48,18452.59578224595,1429.88421775405,0,18452.59578224595,null,null,null,null,190293.405719306,0,1,0]
[872.48,0,18750,410,20442.48,18920.352491189635,1522.1275088103648,0,18920.352491189635,null,null,null,null,192488.15601720675,0,1,0]
[872.48,0,18750,1090,21802.48,14935.478318445328,6867.0016815546714,0,14935.478318445328,null,null,null,null,198035.39981011441,0,1,3533.6683482213384]
[872.48,0,18750,3130,25882.48,19088.65716111541,6793.8228388845891,0,19088.65716111541,null,null,null,null,206432.89051884809,0,1,3460.4895055512561]
[872.48,0,18750,660,20942.48,19782.56017090796,1159.9198290920394,0,19782.56017090796,null,null,null,null,212858.0825820865,0,1,0]
[872.48,0,18750,730,21082.48,17661.196322692165,3421.2836773078343,0,17661.196322692165,null,null,null,null,217172.92971043254,0,1,87.950343974501266]
[872.48,0,18750,410,20442.48,19780.987744724862,661.49225527513772,0,19780.987744724862,null,null,null,null,220693.3635219968,0,1,0]
[872.48,0,18750,220,20062.48,20057.501936942597,4.9780630574023235,0,20057.501936942597,null,null,null,null,220477.15041522647,0,1,0]
[872.48,0,18750,100,19822.48,19799.992803221281,22.487196778718499,0,19799.992803221281,null,null,null,null,221470.39980222957,0,1,0]
[872.48,0,18750,0,19622.48,20189.384041408099,-566.90404140809915,566.90404140809915,20189.384041408099,null,null,null,null,219055.29820020503,0,1,0]
[872.48,0,18750,0,19622.48,19480.858354733533,141.62164526646666,0,19480.858354733533,null,null,null,null,218392.23731331533,0,1,0]
[872.48,0,18750,0,19622.48,19378.487741913941,243.99225808605843,0,19378.487741913941,null,null,null,null,218480.30364471991,0,1,0]
[872.48,0,18750,0,19622.48,20312.459657013231,-689.97965701323119,689.97965701323119,20312.459657013231,null,null,null,null,216044.55713858636,0,1,0]
[872.48,0,18750,0,19622.48,22064.452957958532,-2441.9729579585328,2441.9729579585328,22064.452957958532,null,null,null,null,209193.29486822276,0,1,0]
[872.48,0,18750,2160,23942.48,20913.1320929838,3029.3479070161993,0,20913.1320929838,null,null,null,null,217557.34535430939,0,1,0]
[872.48,0,18750,1910,23442.48,20849.202966239027,2593.2770337609727,0,20849.202966239027,null,null,null,null,219673.73733933995,0,1,0]
[872.48,0,18750,1080,21782.48,21454.494200260222,327.98579973977758,0,21454.494200260222,null,null,null,null,221473.95217240803,0,1,0]
[872.48,0,18750,1790,23202.48,20791.925125009933,2410.5548749900663,0,20791.925125009933,null,null,null,null,224757.59525190626,0,1,0]
[872.48,0,18750,2550,24722.48,20755.969904951995,3966.5100950480046,0,20755.969904951995,null,null,null,null,233074.99951417872,0,1,633.17676171467156]
[872.48,0,18750,3910,27442.48,21031.28159299141,6411.1984070085891,0,21031.28159299141,null,null,null,null,239509.17595051965,0,1,3077.8650736752561]
[872.48,0,18750,3990,27602.48,21030.947825581767,6571.5321744182329,0,21030.947825581767,null,null,null,null,253284.0527536351,0,1,3238.1988410848999]
[872.48,0,18750,2780,25182.48,21087.784459290397,4094.6955407096029,0,21087.784459290397,null,null,null,null,261515.96319424841,0,1,761.36220737626991]
[872.48,0,18750,1930,23482.48,18521.104299134331,4961.3757008656685,0,18521.104299134331,null,null,null,null,264254.44723105419,0,1,1628.0423675323027]
[872.48,0,18750,1410,22442.48,20146.265729599796,2296.2142704002035,0,20146.265729599796,null,null,null,null,267885.25691131776,0,1,0]
[872.48,0,18750,2650,24922.48,20257.922860489885,4664.5571395101142,0,20257.922860489885,null,null,null,null,272985.65145079693,0,1,1331.2238061767812]
[872.48,0,18750,2210,24042.48,21188.072257508527,2854.4077424914722,0,21188.072257508527,null,null,null,null,283877.35766423278,0,1,0]
[872.48,0,18750,950,21522.48,23990.096050013446,-2467.6160500134465,2467.6160500134465,23990.096050013446,null,null,null,null,278541.90946146677,0,1,0]
[872.48,0,18750,1280,22182.48,24009.039726880237,-1826.5597268802376,1826.5597268802376,24009.039726880237,null,null,null,null,277530.32825824263,0,1,0]
[872.48,0,18750,650,20922.48,22478.724942721794,-1556.2449427217944,1556.2449427217944,22478.724942721794,null,null,null,null,268359.6758211808,0,1,0]
[872.48,0,18750,120,19862.48,22040.018492909807,-2177.5384929098072,2177.5384929098072,22040.018492909807,null,null,null,null,259204.76010243094,0,1,0]
[872.48,0,18750,650,20922.48,24439.12593307138,-3516.6459330713806,3516.6459330713806,24439.12593307138,null,null,null,null,255645.5553423285,216.64593307138057,0,0]
[872.48,0,18750,1900,23422.48,24656.573320282238,-1234.093320282238,1234.093320282238,24656.573320282238,null,null,null,null,251021.41610436293,0,1,0]
[872.48,0,18750,2420,24462.48,23882.642803475075,579.83719652492437,0,23882.642803475075,null,null,null,null,248466.22060206675,0,1,0]
[872.48,0,18750,3580,26782.48,23786.365231114385,2996.1147688856145,0,23786.365231114385,null,null,null,null,251437.65421821055,0,1,0]
[872.48,0,18750,2620,24862.48,25246.999824450399,-384.51982445039903,384.51982445039903,25246.999824450399,null,null,null,null,250659.85561648829,0,1,0]
[872.48,0,18750,2730,25082.48,25819.168398302842,-736.68839830284196,736.68839830284196,25819.168398302842,null,null,null,null,245851.16567810279,0,1,0]
[872.48,0,18750,400,20422.48,23557.063692190379,-3134.5836921903792,3134.5836921903792,23557.063692190379,null,null,null,null,232541.44952784164,0,1,0]
[872.48,0,18750,260,20142.48,25034.428442922297,-4891.9484429222975,4891.9484429222975,25034.428442922297,null,null,null,null,221954.41927106527,1591.9484429222975,0,0]
[872.48,0,18750,260,20142.48,25444.701981917369,-5302.2219819173697,5302.2219819173697,25444.701981917369,null,null,null,null,218432.46485179421,2002.2219819173697,0,0]
[872.48,0,18750,890,21402.48,26796.973114304288,-5394.4931143042886,5394.4931143042886,26796.973114304288,null,null,null,null,207887.71923620094,2094.4931143042886,0,0]
[872.48,0,18750,210,20042.48,23125.737061191154,-3083.2570611911542,3083.2570611911542,23125.737061191154,null,null,null,null,197643.39313365653,0,1,0]
[872.48,0,18750,0,19622.48,23811.120252069413,-4188.6402520694137,4188.6402520694137,23811.120252069413,null,null,null,null,183673.79143440476,888.64025206941369,0,0]
[872.48,0,18750,0,19622.48,22589.472834242952,-2966.9928342429521,2966.9928342429521,22589.472834242952,null,null,null,null,176746.23540766013,0,1,0]
[872.48,0,18750,0,19622.48,23783.887197708169,-4161.4071977081694,4161.4071977081694,23783.887197708169,null,null,null,null,155937.8397059509,861.40719770816941,0,0]
[872.48,0,18750,0,19622.48,24938.621331454866,-5316.1413314548663,5316.1413314548663,24938.621331454866,null,null,null,null,145580.39054441432,2016.1413314548663,0,0]
[872.48,0,18750,0,19622.48,25662.827136476968,-6040.3471364769684,6040.3471364769684,25662.827136476968,null,null,null,null,135253.98266837234,2740.3471364769684,0,0]
[872.48,0,18750,0,19622.48,24523.388757663346,-4900.9087576633465,4900.9087576633465,24523.388757663346,null,null,null,null,131818.72868570397,1600.9087576633465,0,0]
[872.48,0,18750,10,19642.48,23223.959774209103,-3581.4797742091032,3581.4797742091032,23223.959774209103,null,null,null,null,121533.5645240142,281.4797742091032,0,0]
[872.48,0,18750,0,19622.48,20891.405724079472,-1268.9257240794723,1268.9257240794723,20891.405724079472,null,null,null,null,114033.13135562604,0,1,0]
[{"$f":"M$13","v":872.48},{"$f":"M$14","v":0},{"$f":"M$15","v":18750},0,{"$f":"A6532+C6532+((D6532/2)*M$12)","v":19622.48},{"$f":"I6532*1","v":20064.974005424447},{"$f":"E6532-F6532","v":-442.4940054244471},{"$f":"IF(G6532<0,ABS(G6532),0)","v":442.4940054244471},20064.974005424447,null,null,null,null,107714.36561777571,0,{"$f":"IF(O6532>0,0,1)","v":1},0]
[872.48,0,18750,0,19622.48,20879.933955335422,-1257.4539553354225,1257.4539553354225,20879.933955335422,null,null,null,null,105175.30880970386,0,1,0]
[872.48,0,18750,550,20722.48,19983.638389819309,738.84161018069062,0,19983.638389819309,null,null,null,null,106175.72596633308,0,1,0]
[872.48,0,18750,860,21342.48,20680.500097382912,661.97990261708765,0,20680.500097382912,null,null,null,null,107237.61889661377,0,1,0]
[872.48,0,18750,1630,22882.48,20169.954412113813,2712.5255878861863,0,20169.954412113813,null,null,null,null,112885.83714755956,0,1,0]
[872.48,0,18750,2410,24442.48,20339.022927444454,4103.4570725555459,0,20339.022927444454,null,null,null,null,115772.951310412,0,1,770.12373922221286]
[872.48,0,18750,1640,22902.48,20540.025349461925,2362.4546505380749,0,20540.025349461925,null,null,null,null,122821.52627698575,0,1,0]
[872.48,0,18750,1110,21842.48,20571.846735257172,1270.633264742828,0,20571.846735257172,null,null,null,null,125250.41284789015,0,1,0]
[872.48,0,18750,970,21562.48,22559.805018109131,-997.32501810913163,997.32501810913163,22559.805018109131,null,null,null,null,125889.01863763356,0,1,0]
[872.48,0,18750,1090,21802.48,22667.928140678127,-865.44814067812695,865.44814067812695,22667.928140678127,null,null,null,null,123828.37825612705,0,1,0]
[872.48,0,18750,960,21542.48,22848.272916454553,-1305.7929164545531,1305.7929164545531,22848.272916454553,null,null,null,null,126120.66104734737,0,1,0]
[872.48,0,18750,670,20962.48,21956.947401078229,-994.46740107822916,994.46740107822916,21956.947401078229,null,null,null,null,119889.01575903289,0,1,0]
[872.48,0,18750,1430,22482.48,21426.395343941589,1056.0846560584105,0,21426.395343941589,null,null,null,null,119585.6753593991,0,1,0]
[872.48,0,18750,850,21322.48,21287.915726941148,34.564273058851541,0,21287.915726941148,null,null,null,null,119497.19752979267,0,1,0]
[872.48,0,18750,1040,21702.48,21010.137717173977,692.34228282602271,0,21010.137717173977,null,null,null,null,118746.21259630709,0,1,0]
[872.48,0,18750,100,19822.48,20978.946197672642,-1156.466197672642,1156.466197672642,20978.946197672642,null,null,null,null,113906.1456590249,0,1,0]
[872.48,0,18750,20,19662.48,21944.299509709359,-2281.8195097093594,2281.8195097093594,21944.299509709359,null,null,null,null,103790.55468311257,0,1,0]
[872.48,0,18750,20,19662.48,20412.572593179219,-750.09259317921897,750.09259317921897,20412.572593179219,null,null,null,null,100671.27854289078,0,1,0]
[872.48,0,18750,360,20342.48,20712.860602946392,-370.38060294639217,370.38060294639217,20712.860602946392,null,null,null,null,98932.715760309715,0,1,0]
[872.48,0,18750,1710,23042.48,20025.118834100827,3017.3611658991722,0,20025.118834100827,null,null,null,null,101649.73089366779,0,1,0]
[872.48,0,18750,1970,23562.48,21288.355258969827,2274.124741030173,0,21288.355258969827,null,null,null,null,109382.80181545689,0,1,0]
[872.48,0,18750,3470,26562.48,20410.833616853801,6151.6463831461988,0,20410.833616853801,null,null,null,null,112273.41901364143,0,1,2818.3130498128658]
[872.48,0,18750,2460,24542.48,18626.916386937326,5915.5636130626735,0,18626.916386937326,null,null,null,null,120927.93846458412,0,1,2582.2302797293405]
[872.48,0,18750,4180,27982.48,18861.990228176564,9120.4897718234351,0,18861.990228176564,null,null,null,null,135294.53682797396,0,1,5787.1564384901021]
[872.48,0,18750,4470,28562.48,19283.862751879067,9278.6172481209323,0,19283.862751879067,null,null,null,null,143880.06196580597,0,1,5945.2839147875993]
[872.48,0,18750,4190,28002.48,18794.893449619671,9207.5865503803288,0,18794.893449619671,null,null,null,null,152439.85627621438,0,1,5874.2532170469958]
[872.48,0,18750,3890,27402.48,20095.193831315282,7307.2861686847173,0,20095.193831315282,null,null,null,null,163813.02287764018,0,1,3973.9528353513842]
[872.48,0,18750,710,21042.48,19242.988555495707,1799.4914445042923,0,19242.988555495707,null,null,null,null,169328.34792167423,0,1,0]
[872.48,0,18750,560,20742.48,18461.091249040226,2281.3887509597735,0,18461.091249040226,null,null,null,null,171212.26944961637,0,1,0]
[872.48,0,18750,60,19742.48,18556.054271329653,1186.4257286703469,0,18556.054271329653,null,null,null,null,173461.9059799035,0,1,0]
[872.48,0,18750,0,19622.48,18418.885872991843,1203.5941270081566,0,18418.885872991843,null,null,null,null,178246.55489725975,0,1,0]
[872.48,0,18750,0,19622.48,17642.291020574896,1980.1889794251038,0,17642.291020574896,null,null,null,null,184339.90285717201,0,1,0]
[872.48,0,18750,0,19622.48,18250.135932868339,1372.3440671316603,0,18250.135932868339,null,null,null,null,187540.9994607172,0,1,0]
[872.48,0,18750,160,19942.48,17881.093615296068,2061.386384703932,0,17881.093615296068,null,null,null,null,193369.73173649274,0,1,0]
[872.48,0,18750,30,19682.48,18080.689754583396,1601.7902454166033,0,18080.689754583396,null,null,null,null,197886.93761803725,0,1,0]
[872.48,0,18750,620,20862.48,17768.129023365513,3094.3509766344869,0,17768.129023365513,null,null,null,null,205373.96483806512,0,1,0]
[872.48,0,18750,1050,21722.48,17445.309527523525,4277.170472476475,0,17445.309527523525,null,null,null,null,208168.59087322705,0,1,943.83713914314194]
[872.48,0,18750,650,20922.48,16170.199162541174,4752.2808374588258,0,16170.199162541174,null,null,null,null,216535.71239821141,0,1,1418.9475041254927]
[872.48,0,18750,370,20362.48,17119.953648671828,3242.5263513281716,0,17119.953648671828,null,null,null,null,227652.87989396663,0,1,0]
[872.48,0,18750,1290,22202.48,16472.544606848067,5729.9353931519327,0,16472.544606848067,null,null,null,null,238725.64537828625,0,1,2396.6020598185996]
[872.48,0,18750,700,21022.48,16697.805927195732,4324.6740728042678,0,16697.805927195732,null,null,null,null,247001.18738036187,0,1,991.34073947093475]
[872.48,0,18750,1410,22442.48,18772.312318688968,3670.1676813110316,0,18772.312318688968,null,null,null,null,255251.9275747817,0,1,336.8343479776986]
[872.48,0,18750,2430,24482.48,21858.418633643199,2624.0613663568001,0,21858.418633643199,null,null,null,null,259271.78551224191,0,1,0]
[872.48,0,18750,2570,24762.48,22420.723267382287,2341.7567326177123,0,22420.723267382287,null,null,null,null,264041.85421548481,0,1,0]
[872.48,0,18750,1970,23562.48,21943.78157793741,1618.6984220625891,0,21943.78157793741,null,null,null,null,265234.64094112563,0,1,0]
[872.48,0,18750,1120,21862.48,17192.904934187514,4669.5750658124853,0,17192.904934187514,null,null,null,null,270728.92742251256,0,1,1336.2417324791522]
[872.48,0,18750,3370,26362.48,16424.000148623611,9938.479851376389,0,16424.000148623611,null,null,null,null,281629.64700074203,0,1,6605.1465180430559]
[872.48,0,18750,3510,26642.48,17223.024962042946,9419.4550379570537,0,17223.024962042946,null,null,null,null,292486.82906138414,0,1,6086.1217046237207]
[872.48,0,18750,4990,29602.48,17701.732833938393,11900.747166061607,0,17701.732833938393,null,null,null,null,300601.24874220032,0,1,8567.4138327282744]
[872.48,0,18750,2050,23722.48,16494.88786728878,7227.5921327112192,0,16494.88786728878,null,null,null,null,311382.65814961959,0,1,3894.2587993778861]
[872.48,0,18750,2640,24902.48,17690.44262780817,7212.0373721918295,0,17690.44262780817,null,null,null,null,319440.44701176253,0,1,3878.7040388584965]
[872.48,0,18750,750,21122.48,17480.607534479768,3641.8724655202313,0,17480.607534479768,null,null,null,null,327474.08667262777,0,1,308.53913218689831]
[872.48,0,18750,570,20762.48,17622.128381285023,3140.3516187149762,0,17622.128381285023,null,null,null,null,330146.61258595512,0,1,0]
[872.48,0,18750,540,20702.48,17244.852262876579,3457.627737123421,0,17244.852262876579,null,null,null,null,336467.33760493272,0,1,124.29440379008793]
[872.48,0,18750,500,20622.48,17110.90386453877,3511.5761354612296,0,17110.90386453877,null,null,null,null,347105.49771000573,0,1,178.24280212789654]
[872.48,0,18750,250,20122.48,17649.33583253801,2473.1441674619891,0,17649.33583253801,null,null,null,null,354033.61235639697,0,1,0]
[872.48,0,18750,0,19622.48,16291.187459193956,3331.2925408060437,0,16291.187459193956,null,null,null,null,360837.78093425179,0,1,-2.0407925272893408]
[872.48,0,18750,0,19622.48,16347.781477302526,3274.6985226974739,0,16347.781477302526,null,null,null,null,371378.60539121018,0,1,0]
[872.48,0,18750,190,20002.48,17707.023489921223,2295.4565100787768,0,17707.023489921223,null,null,null,null,377460.56488170259,0,1,0]
[872.48,0,18750,650,20922.48,18066.510632004247,2855.9693679957527,0,18066.510632004247,null,null,null,null,383601.55517616647,0,1,0]
[872.48,0,18750,1070,21762.48,17713.888453709158,4048.5915462908415,0,17713.888453709158,null,null,null,null,386217.95362099027,0,1,715.25821295750848]
[872.48,0,18750,1180,21982.48,16486.894633298045,5495.5853667019546,0,16486.894633298045,null,null,null,null,394051.46102777019,0,1,2162.2520333686216]
[872.48,0,0,230,1332.48,16305.185922979348,-14972.705922979349,14972.705922979349,16305.185922979348,null,null,null,null,375618.10731519357,11672.705922979349,0,0]
[872.48,0,0,0,872.48,16305.789617964863,-15433.309617964864,15433.309617964864,16305.789617964863,null,null,null,null,364602.27617195179,12133.309617964864,0,0]
[872.48,0,0,240,1352.48,16646.404144447832,-15293.924144447832,15293.924144447832,16646.404144447832,null,null,null,null,353619.45948566217,11993.924144447832,0,0]
[872.48,0,0,320,1512.48,16817.768864513389,-15305.28886451339,15305.28886451339,16817.768864513389,null,null,null,null,339026.88875365222,12005.28886451339,0,0]
[872.48,0,0,690,2252.48,16670.842903500848,-14418.362903500849,14418.362903500849,16670.842903500848,null,null,null,null,328120.72152903071,11118.362903500849,0,0]
[872.48,0,0,240,1352.48,16132.950801795514,-14780.470801795514,14780.470801795514,16132.950801795514,null,null,null,null,317247.24009848747,11480.470801795514,0,0]
[872.48,0,0,460,1792.48,16365.017202923944,-14572.537202923944,14572.537202923944,16365.017202923944,null,null,null,null,313629.99285838899,11272.537202923944,0,0]
[872.48,0,0,380,1632.48,14572.558670778522,-12940.078670778523,12940.078670778523,14572.558670778522,null,null,null,null,302799.94015616243,9640.0786707785228,0,0]
[872.48,0,0,100,1072.48,15009.861250191896,-13937.381250191896,13937.381250191896,15009.861250191896,null,null,null,null,284821.93244479416,10637.381250191896,0,0]
[872.48,0,0,480,1832.48,14708.901849058391,-12876.421849058392,12876.421849058392,14708.901849058391,null,null,null,null,274078.21752843517,9576.4218490583917,0,0]
[872.48,0,0,130,1132.48,16210.683484248619,-15078.203484248619,15078.203484248619,16210.683484248619,null,null,null,null,263366.70153642423,11778.203484248619,0,0]
[872.48,0,0,70,1012.48,14978.224610912175,-13965.744610912176,13965.744610912176,14978.224610912175,null,null,null,null,249134.60068058432,10665.744610912176,0,0]
[872.48,0,0,10,892.48,14967.908239044644,-14075.428239044644,14075.428239044644,14967.908239044644,null,null,null,null,238497.84073321,10775.428239044644,0,0]
[872.48,0,0,0,872.48,15092.717694483559,-14220.23769448356,14220.23769448356,15092.717694483559,null,null,null,null,227892.95916603474,10920.23769448356,0,0]
[872.48,0,0,0,872.48,15551.286673619901,-14678.806673619902,14678.806673619902,15551.286673619901,null,null,null,null,213802.54057908166,11378.806673619902,0,0]
[872.48,0,0,0,872.48,15394.325693108553,-14521.845693108553,14521.845693108553,15394.325693108553,null,null,null,null,210288.73803850258,11221.845693108553,0,0]
[872.48,0,0,420,1712.48,15992.239275317621,-14279.759275317621,14279.759275317621,15992.239275317621,null,null,null,null,196268.63078113212,10979.759275317621,0,0]
[872.48,0,0,0,872.48,16346.493885366895,-15474.013885366896,15474.013885366896,16346.493885366895,null,null,null,null,185790.31019841245,12174.013885366896,0,0]
[872.48,0,0,570,2012.48,18764.403629249162,-16751.923629249162,16751.923629249162,18764.403629249162,null,null,null,null,175343.39315295749,13451.923629249162,0,0]
[872.48,0,0,270,1412.48,18739.304647352659,-17326.82464735266,17326.82464735266,18739.304647352659,null,null,null,null,161462.85774280637,14026.82464735266,0,0]
[{"$f":"M$13","v":872.48},{"$f":"M$14","v":0},0,40,{"$f":"A6788+C6788+((D6788/2)*M$12)","v":952.48},{"$f":"I6788*1","v":17009.636499612254},{"$f":"E6788-F6788","v":-16057.156499612254},{"$f":"IF(G6788<0,ABS(G6788),0)","v":16057.156499612254},17009.636499612254,null,null,null,null,151088.85009668834,12757.156499612254,{"$f":"IF(O6788>0,0,1)","v":0},0]
[872.48,0,0,0,872.48,16855.736787903326,-15983.256787903327,15983.256787903327,16855.736787903326,null,null,null,null,147637.76124659166,12683.256787903327,0,0]
[872.48,0,0,0,872.48,17419.327620806242,-16546.847620806242,16546.847620806242,17419.327620806242,null,null,null,null,127003.5803444695,13246.847620806242,0,0]
[872.48,0,0,0,872.48,17637.051434190049,-16764.571434190049,16764.571434190049,17637.051434190049,null,null,null,null,123576.57676412504,13464.571434190049,0,0]
[872.48,0,0,0,872.48,18205.162333946009,-17332.68233394601,17332.68233394601,18205.162333946009,null,null,null,null,109902.79822564639,14032.68233394601,0,0]
[872.48,0,0,0,872.48,17461.598973174969,-16589.118973174969,16589.118973174969,17461.598973174969,null,null,null,null,99683.316129461324,13289.118973174969,0,0]
[872.48,0,0,0,872.48,18240.712434225577,-17368.232434225578,17368.232434225578,18240.712434225577,null,null,null,null,89494.46183133802,14068.232434225578,0,0]
[872.48,0,0,280,1432.48,18518.516559590269,-17086.036559590269,17086.036559590269,18518.516559590269,null,null,null,null,75956.807396195305,13786.036559590269,0,0]
[872.48,0,0,10,892.48,16747.339407669009,-15854.85940766901,15854.85940766901,16747.339407669009,null,null,null,null,65839.061468472093,12554.85940766901,0,0]
[872.48,0,0,0,872.48,17410.580909102391,-16538.100909102392,16538.100909102392,17410.580909102391,null,null,null,null,55751.638435412016,13238.100909102392,0,0]
[872.48,0,0,0,872.48,17690.90258599964,-16818.42258599964,16818.42258599964,17690.90258599964,null,null,null,null,49043.490910179629,13518.42258599964,0,0]
[872.48,0,0,0,872.48,18487.553654293675,-17615.073654293676,17615.073654293676,18487.553654293675,null,null,null,null,39006.404218878328,14315.073654293676,0,0]
[872.48,0,0,0,872.48,17855.293455089242,-16982.813455089243,16982.813455089243,17855.293455089242,null,null,null,null,25670.399287741522,13682.813455089243,0,0]
[872.48,0,0,0,872.48,18256.527102745891,-17384.047102745892,17384.047102745892,18256.527102745891,null,null,null,null,15703.361775405763,14084.047102745892,0,0]
[872.48,0,0,20,912.48,18320.178683529193,-17407.698683529194,17407.698683529194,18320.178683529193,null,null,null,null,5766.1954844615102,14107.698683529194,0,0]
[872.48,0,0,0,872.48,18471.443281030832,-17598.963281030832,17598.963281030832,18471.443281030832,null,null,null,null,0,17598.963281030832,0,0]
[872.48,0,0,0,872.48,17866.34451776143,-16993.864517761431,16993.864517761431,17866.34451776143,null,null,null,null,0,16993.864517761431,0,0]
[872.48,0,0,0,872.48,17876.998274028905,-17004.518274028906,17004.518274028906,17876.998274028905,null,null,null,null,0,17004.518274028906,0,0]
[872.48,0,0,0,872.48,18163.442488530989,-17290.96248853099,17290.96248853099,18163.442488530989,null,null,null,null,0,17290.96248853099,0,0]
[872.48,0,0,50,972.48,18954.50977270212,-17982.029772702121,17982.029772702121,18954.50977270212,null,null,null,null,0,17982.029772702121,0,0]
[872.48,0,0,430,1732.48,18614.237611120287,-16881.757611120287,16881.757611120287,18614.237611120287,null,null,null,null,0,16881.757611120287,0,0]
[872.48,0,0,470,1812.48,19295.762974671794,-17483.282974671794,17483.282974671794,19295.762974671794,null,null,null,null,0,17483.282974671794,0,0]
[872.48,0,0,1290,3452.48,18862.690244839072,-15410.210244839072,15410.210244839072,18862.690244839072,null,null,null,null,0,15410.210244839072,0,0]
[872.48,0,0,1150,3172.48,18811.102370183457,-15638.622370183457,15638.622370183457,18811.102370183457,null,null,null,null,0,15638.622370183457,0,0]
[872.48,0,0,1450,3772.48,19239.314932883568,-15466.834932883568,15466.834932883568,19239.314932883568,null,null,null,null,0,15466.834932883568,0,0]
[872.48,0,0,480,1832.48,17714.655540030555,-15882.175540030556,15882.175540030556,17714.655540030555,null,null,null,null,0,15882.175540030556,0,0]
[872.48,0,0,790,2452.48,17453.420151434533,-15000.940151434534,15000.940151434534,17453.420151434533,null,null,null,null,0,15000.940151434534,0,0]
[872.48,0,0,790,2452.48,17284.565308805057,-14832.085308805057,14832.085308805057,17284.565308805057,null,null,null,null,0,14832.085308805057,0,0]
[872.48,0,0,320,1512.48,18119.207840889565,-16606.727840889565,16606.727840889565,18119.207840889565,null,null,null,null,0,16606.727840889565,0,0]
[872.48,0,0,860,2592.48,18556.895467657181,-15964.415467657182,15964.415467657182,18556.895467657181,null,null,null,null,0,15964.415467657182,0,0]
[872.48,0,0,1470,3812.48,18926.226399434199,-15113.7463994342,15113.7463994342,18926.226399434199,null,null,null,null,0,15113.7463994342,0,0]
[872.48,0,0,500,1872.48,17068.504967563276,-15196.024967563277,15196.024967563277,17068.504967563276,null,null,null,null,0,15196.024967563277,0,0]
[872.48,0,0,680,2232.48,17539.917814388835,-15307.437814388835,15307.437814388835,17539.917814388835,null,null,null,null,0,15307.437814388835,0,0]
[872.48,0,0,500,1872.48,17931.676403549067,-16059.196403549067,16059.196403549067,17931.676403549067,null,null,null,null,0,16059.196403549067,0,0]
[872.48,0,0,900,2672.48,18344.428871540695,-15671.948871540695,15671.948871540695,18344.428871540695,null,null,null,null,0,15671.948871540695,0,0]
[872.48,0,0,1140,3152.48,17376.895370087015,-14224.415370087016,14224.415370087016,17376.895370087015,null,null,null,null,0,14224.415370087016,0,0]
[872.48,0,0,1230,3332.48,17824.485551172729,-14492.00555117273,14492.00555117273,17824.485551172729,null,null,null,null,0,14492.00555117273,0,0]
[872.48,0,0,1190,3252.48,18489.720814444663,-15237.240814444664,15237.240814444664,18489.720814444663,null,null,null,null,0,15237.240814444664,0,0]
[872.48,0,0,2410,5692.48,18849.129186332502,-13156.649186332503,13156.649186332503,18849.129186332502,null,null,null,null,0,13156.649186332503,0,0]
[872.48,0,0,2400,5672.48,18689.02314732474,-13016.543147324741,13016.543147324741,18689.02314732474,null,null,null,null,0,13016.543147324741,0,0]
[872.48,0,0,2360,5592.48,19129.382054036945,-13536.902054036946,13536.902054036946,19129.382054036945,null,null,null,null,0,13536.902054036946,0,0]
[872.48,0,0,1370,3612.48,18293.151875711399,-14680.671875711399,14680.671875711399,18293.151875711399,null,null,null,null,0,14680.671875711399,0,0]
[872.48,0,0,2620,6112.48,17402.000111031459,-11289.520111031459,11289.520111031459,17402.000111031459,null,null,null,null,0,11289.520111031459,0,0]
[872.48,0,0,1610,4092.48,16709.753294831655,-12617.273294831655,12617.273294831655,16709.753294831655,null,null,null,null,0,12617.273294831655,0,0]
[872.48,0,0,1280,3432.48,16462.959225177834,-13030.479225177834,13030.479225177834,16462.959225177834,null,null,null,null,0,13030.479225177834,0,0]
[872.48,0,0,1360,3592.48,18674.233953726922,-15081.753953726922,15081.753953726922,18674.233953726922,null,null,null,null,0,15081.753953726922,0,0]
[872.48,0,0,1310,3492.48,16192.481181984145,-12700.001181984146,12700.001181984146,16192.481181984145,null,null,null,null,0,12700.001181984146,0,0]
[872.48,0,0,1210,3292.48,16253.807787837342,-12961.327787837343,12961.327787837343,16253.807787837342,null,null,null,null,0,12961.327787837343,0,0]
[872.48,0,0,1220,3312.48,16664.216432708447,-13351.736432708447,13351.736432708447,16664.216432708447,null,null,null,null,0,13351.736432708447,0,0]
[872.48,0,0,930,2732.48,17027.561137466208,-14295.081137466208,14295.081137466208,17027.561137466208,null,null,null,null,0,14295.081137466208,0,0]
[872.48,0,0,230,1332.48,17003.624682032365,-15671.144682032365,15671.144682032365,17003.624682032365,null,null,null,null,0,15671.144682032365,0,0]
[872.48,0,0,410,1692.48,17989.210637524578,-16296.730637524579,16296.730637524579,17989.210637524578,null,null,null,null,0,16296.730637524579,0,0]
[872.48,0,0,150,1172.48,18357.847835318476,-17185.367835318477,17185.367835318477,18357.847835318476,null,null,null,null,0,17185.367835318477,0,0]
[872.48,0,0,750,2372.48,18827.221900806671,-16454.741900806672,16454.741900806672,18827.221900806671,null,null,null,null,0,16454.741900806672,0,0]
[872.48,0,0,1020,2912.48,17358.632831076713,-14446.152831076713,14446.152831076713,17358.632831076713,null,null,null,null,0,14446.152831076713,0,0]
[872.48,0,0,970,2812.48,19013.844194689133,-16201.364194689133,16201.364194689133,19013.844194689133,null,null,null,null,0,16201.364194689133,0,0]
[872.48,0,0,3530,7932.48,18102.108534464543,-10169.628534464544,10169.628534464544,18102.108534464543,null,null,null,null,0,10169.628534464544,0,0]
[872.48,0,0,3340,7552.48,17473.309626346872,-9920.8296263468728,9920.8296263468728,17473.309626346872,null,null,null,null,0,9920.8296263468728,0,0]
[872.48,0,0,3340,7552.48,17308.406058090903,-9755.9260580909031,9755.9260580909031,17308.406058090903,null,null,null,null,0,9755.9260580909031,0,0]
[872.48,0,0,2270,5412.48,18997.500070729904,-13585.020070729905,13585.020070729905,18997.500070729904,null,null,null,null,0,13585.020070729905,0,0]
[872.48,0,0,2500,5872.48,18212.962708563551,-12340.482708563552,12340.482708563552,18212.962708563551,null,null,null,null,0,12340.482708563552,0,0]
[872.48,0,0,2820,6512.48,18593.048726692432,-12080.568726692432,12080.568726692432,18593.048726692432,null,null,null,null,0,12080.568726692432,0,0]
[872.48,0,0,3920,8712.48,18795.121115283375,-10082.641115283375,10082.641115283375,18795.121115283375,null,null,null,null,0,10082.641115283375,0,0]
[872.48,0,0,3410,7692.48,18233.598868729776,-10541.118868729776,10541.118868729776,18233.598868729776,null,null,null,null,0,10541.118868729776,0,0]
[872.48,0,0,3750,8372.48,18219.405012182731,-9846.9250121827317,9846.9250121827317,18219.405012182731,null,null,null,null,0,9846.9250121827317,0,0]
[872.48,0,0,3910,8692.48,17808.943690429602,-9116.4636904296021,9116.4636904296021,17808.943690429602,null,null,null,null,0,9116.4636904296021,0,0]
[872.48,0,0,4940,10752.48,16405.616290620346,-5653.1362906203467,5653.1362906203467,16405.616290620346,null,null,null,null,0,5653.1362906203467,0,0]
[872.48,0,0,4880,10632.48,21763.344012400994,-11130.864012400994,11130.864012400994,21763.344012400994,null,null,null,null,0,11130.864012400994,0,0]
[872.48,0,0,4970,10812.48,20326.272655765119,-9513.792655765119,9513.792655765119,20326.272655765119,null,null,null,null,0,9513.792655765119,0,0]
[872.48,0,0,3340,7552.48,18006.402144478285,-10453.922144478285,10453.922144478285,18006.402144478285,null,null,null,null,0,10453.922144478285,0,0]
[872.48,0,0,2340,5552.48,17351.945539979795,-11799.465539979796,11799.465539979796,17351.945539979795,null,null,null,null,0,11799.465539979796,0,0]
[872.48,0,0,4270,9412.48,18120.603936962903,-8708.1239369629038,8708.1239369629038,18120.603936962903,null,null,null,null,0,8708.1239369629038,0,0]
[872.48,0,0,4310,9492.48,17884.141219677811,-8391.6612196778115,8391.6612196778115,17884.141219677811,null,null,null,null,0,8391.6612196778115,0,0]
[872.48,0,0,3880,8632.48,18354.254038647934,-9721.7740386479345,9721.7740386479345,18354.254038647934,null,null,null,null,0,9721.7740386479345,0,0]
[872.48,0,0,4700,10272.48,18141.67892860627,-7869.1989286062708,7869.1989286062708,18141.67892860627,null,null,null,null,0,7869.1989286062708,0,0]
[872.48,0,0,3200,7272.48,18340.926319982762,-11068.446319982762,11068.446319982762,18340.926319982762,null,null,null,null,0,11068.446319982762,0,0]
[872.48,0,0,3550,7972.48,18107.02607902055,-10134.546079020551,10134.546079020551,18107.02607902055,null,null,null,null,0,10134.546079020551,0,0]
[872.48,0,0,2070,5012.4799999999996,18537.167384060416,-13524.687384060417,13524.687384060417,18537.167384060416,null,null,null,null,0,13524.687384060417,0,0]
[872.48,0,0,4020,8912.48,18851.787981572208,-9939.3079815722085,9939.3079815722085,18851.787981572208,null,null,null,null,0,9939.3079815722085,0,0]
[872.48,0,0,4220,9312.48,19219.435173795016,-9906.9551737950169,9906.9551737950169,19219.435173795016,null,null,null,null,0,9906.9551737950169,0,0]
[872.48,0,0,5070,11012.48,19187.422457915389,-8174.9424579153892,8174.9424579153892,19187.422457915389,null,null,null,null,0,8174.9424579153892,0,0]
[872.48,0,0,2980,6832.48,19153.579691895975,-12321.099691895975,12321.099691895975,19153.579691895975,null,null,null,null,0,12321.099691895975,0,0]
[872.48,0,0,4790,10452.48,18812.630045634633,-8360.150045634633,8360.150045634633,18812.630045634633,null,null,null,null,0,8360.150045634633,0,0]
[872.48,0,0,5220,11312.48,19519.754296374165,-8207.2742963741657,8207.2742963741657,19519.754296374165,null,null,null,null,0,8207.2742963741657,0,0]
[872.48,0,0,1910,4692.4799999999996,18938.606930042188,-14246.126930042188,14246.126930042188,18938.606930042188,null,null,null,null,0,14246.126930042188,0,0]
[872.48,0,0,770,2412.48,18254.807665374938,-15842.327665374938,15842.327665374938,18254.807665374938,null,null,null,null,0,15842.327665374938,0,0]
[872.48,0,18750,910,21442.48,18030.601214106726,3411.8787858932737,0,18030.601214106726,null,null,null,null,5997,0,1,78.545452559940713]
[872.48,0,18750,1530,22682.48,18313.697888218427,4368.7821117815729,0,18313.697888218427,null,null,null,null,14970.029985003001,0,1,1035.4487784482399]
[872.48,0,18750,1740,23102.48,18608.732175144647,4493.7478248553525,0,18608.732175144647,null,null,null,null,17955.059955017998,0,1,1160.4144915220195]
[872.48,0,18750,660,20942.48,18156.544347817893,2785.9356521821064,0,18156.544347817893,null,null,null,null,26892.251622377749,0,1,0]
[872.48,0,18750,3770,27162.48,19633.844563786352,7528.6354362136481,0,19633.844563786352,null,null,null,null,34972.968676801684,0,1,4195.3021028803187]
[872.48,0,18750,4260,28142.48,19818.205633435093,8324.2743665649068,0,19818.205633435093,null,null,null,null,43859.157654704337,0,1,4990.9410332315738]
[872.48,0,18750,4340,28302.48,18218.015778181842,10084.464221818158,0,18218.015778181842,null,null,null,null,52718.714715354028,0,1,6751.1308884848249]
[872.48,0,18750,3450,26522.48,18485.761088782641,8036.7189112173583,0,18485.761088782641,null,null,null,null,64490.167954958764,0,1,4703.3855778840252]
[872.48,0,18750,4750,29122.48,18555.476436975594,10567.003563024406,0,18555.476436975594,null,null,null,null,76214.605963250477,0,1,7233.6702296910726]
[872.48,0,18750,3840,27302.48,18791.440322783536,8511.039677216464,0,18791.440322783536,null,null,null,null,84977.193712963999,0,1,5177.706343883131]
[872.48,0,18750,3100,25822.48,18465.322056746354,7357.1579432536455,0,18465.322056746354,null,null,null,null,87892.216519251029,0,1,4023.8246099203125]
[872.48,0,18750,3380,26382.48,17818.35303720694,8564.1269627930596,0,17818.35303720694,null,null,null,null,96619.806458450621,0,1,5230.7936294597266]
[872.48,0,18750,3200,26022.48,20023.757331211225,5998.7226687887742,0,20023.757331211225,null,null,null,null,108215.91856207297,0,1,2665.3893354554411]
[872.48,0,18750,3510,26642.48,18756.525753188085,7885.9542468119143,0,18756.525753188085,null,null,null,null,116882.59834592653,0,1,4552.6209134785813]
[872.48,0,18750,3830,27282.48,21204.791313133112,6077.688686866888,0,21204.791313133112,null,null,null,null,125523.30408180119,0,1,2744.355353533555]
[872.48,0,18750,2300,24222.48,19726.07176845528,4496.4082315447195,0,19726.07176845528,null,null,null,null,139866.97152483047,0,1,1163.0748982113864]
[{"$f":"M$13","v":872.48},{"$f":"M$14","v":0},18750,2360,{"$f":"A7108+C7108+((D7108/2)*M$12)","v":24342.48},{"$f":"I7108*1","v":19712.370488510685},{"$f":"E7108-F7108","v":4630.1095114893142},{"$f":"IF(G7108<0,ABS(G7108),0)","v":0},19712.370488510685,null,null,null,null,148438.79307130357,0,{"$f":"IF(O7108>0,0,1)","v":1},1296.7761781559811]
[872.48,0,18750,3890,27402.48,19949.364363176453,7453.1156368235461,0,19949.364363176453,null,null,null,null,156984.92486003009,0,1,4119.7823034902131]
[872.48,0,18750,4380,28382.48,20015.385988528451,8367.0940114715486,0,20015.385988528451,null,null,null,null,159827.93993517006,0,1,5033.7606781382156]
[872.48,0,18750,3410,26442.48,21001.605941250349,5440.8740587496504,0,21001.605941250349,null,null,null,null,168339.9384393564,0,1,2107.5407254163174]
[872.48,0,18750,4020,27662.48,21572.902198986732,6089.5778010132672,0,21572.902198986732,null,null,null,null,179649.60004903818,0,1,2756.2444676799341]
[872.48,0,18750,3820,27262.48,23663.479484512569,3599.0005154874307,0,23663.479484512569,null,null,null,null,188102.19301804161,0,1,265.66718215409765]
[872.48,0,18750,4150,27922.48,22265.886970496016,5656.5930295039834,0,22265.886970496016,null,null,null,null,196529.45355746435,0,1,2323.2596961706504]
[872.48,0,18750,4650,28922.48,23058.099430156395,5864.3805698436045,0,23058.099430156395,null,null,null,null,210518.79960490353,0,1,2531.0472365102714]
[872.48,0,18750,4320,28262.48,23451.9118201528,4810.5681798471996,0,23451.9118201528,null,null,null,null,218878.87755196882,0,1,1477.2348465138666]
[872.48,0,18750,4200,28022.48,23297.610973347546,4724.8690266524536,0,23297.610973347546,null,null,null,null,221659.99867441686,0,1,1391.5356933191206]
[872.48,0,18750,4810,29242.48,22133.694938454653,7108.7850615453463,0,22133.694938454653,null,null,null,null,229986.68643672965,0,1,3775.4517282120132]
[872.48,0,18750,4910,29442.48,23878.10197338308,5564.3780266169197,0,23878.10197338308,null,null,null,null,238288.41910749211,0,1,2231.0446932835866]
[872.48,0,18750,4980,29582.48,23727.609151652796,5854.8708483472037,0,23727.609151652796,null,null,null,null,249318.70620566141,0,1,2521.5375150138707]
[872.48,0,18750,5080,29782.48,24008.249492894578,5774.2305071054216,0,24008.249492894578,null,null,null,null,254817.31811195629,0,1,2440.8971737720885]
[872.48,0,18750,5020,29662.48,22762.810630700307,6899.6693692996923,0,22762.810630700307,null,null,null,null,268515.80713268131,0,1,3566.3360359663593]
[872.48,0,18750,4950,29522.48,21455.52148995168,8066.95851004832,0,21455.52148995168,null,null,null,null,279425.36592219863,0,1,4733.625176714987]
[872.48,0,18750,5120,29862.48,21543.255343789315,8319.2246562106848,0,21543.255343789315,null,null,null,null,287578.93082110444,0,1,4985.8913228773517]
[872.48,0,18750,4870,29362.48,22440.283650178808,6922.1963498211917,0,22440.283650178808,null,null,null,null,290291.35189028335,0,1,3588.8630164878587]
[872.48,0,18750,5160,29942.48,21760.904597212873,8181.5754027871262,0,21760.904597212873,null,null,null,null,298412.35141837678,0,1,4848.2420694537932]
[872.48,0,18750,5060,29742.48,22746.666768582178,6995.813231417822,0,22746.666768582178,null,null,null,null,306509.01230276353,0,1,3662.4798980844889]
[872.48,0,18750,4960,29542.48,21499.414388373243,8043.0656116267564,0,21499.414388373243,null,null,null,null,317266.8260788967,0,1,4709.7322782934234]
[872.48,0,18750,5020,29662.48,21482.525017906097,8179.9549820939028,0,21482.525017906097,null,null,null,null,322629.609693565,0,1,4846.6216487605698]
[872.48,0,18750,5030,29682.48,25088.118353531107,4594.361646468893,0,25088.118353531107,null,null,null,null,338653.72498681233,0,1,1261.02831313556]
[872.48,0,18750,4950,29522.48,21627.286671062771,7895.1933289372282,0,21627.286671062771,null,null,null,null,346629.7824343731,0,1,4561.8599956038952]
[872.48,0,18750,5000,29622.48,22334.097221245698,7288.3827787543014,0,22334.097221245698,null,null,null,null,354581.93562978751,0,1,3955.0494454209684]
[872.48,0,18750,4890,29402.48,22664.460400931031,6738.0195990689681,0,22664.460400931031,null,null,null,null,357227.35369415773,0,1,3404.6862657356351]
[872.48,0,18750,4180,27982.48,23881.792958110811,4100.6870418891885,0,23881.792958110811,null,null,null,null,365147.74595790898,0,1,767.35370855585552]
[872.48,0,18750,4360,28342.48,22426.676526265263,5915.8034737347371,0,22426.676526265263,null,null,null,null,372411.73756937881,0,1,2582.470140401404]
[872.48,0,18750,4450,28522.48,22929.165834095744,5593.3141659042558,0,22929.165834095744,null,null,null,null,382906.33559725218,0,1,2259.9808325709228]
[872.48,0,18750,4450,28522.48,23059.396725469698,5463.0832745303014,0,23059.396725469698,null,null,null,null,388137.90583239327,0,1,2129.7499411969684]
[872.48,0,18750,4010,27642.48,21554.49436889981,6087.9856311001895,0,21554.49436889981,null,null,null,null,403769.95266406599,0,1,2754.6522977668565]
[872.48,0,18750,4390,28402.48,21223.854279711664,7178.6257202883353,0,21223.854279711664,null,null,null,null,411550.8567121618,0,1,3845.2923869550023]
[872.48,0,18750,4980,29582.48,20508.840884159396,9073.6391158406041,0,20508.840884159396,null,null,null,null,419308.44138304458,0,1,5740.305782507271]
[872.48,0,18750,4980,29582.48,20221.947604194494,9360.5323958055051,0,20221.947604194494,null,null,null,null,421889.13294166152,0,1,6027.199062472172]
[872.48,0,18750,1150,21922.48,19487.028800522025,2435.451199477975,0,19487.028800522025,null,null,null,null,428807.63986787642,0,1,0]
[872.48,0,18750,0,19622.48,19804.365073515452,-181.88507351545195,181.88507351545195,19804.365073515452,null,null,null,null,429437.51644970628,0,1,0]
[872.48,0,18750,420,20462.48,19466.015520557125,996.46447944287502,0,19466.015520557125,null,null,null,null,425313.95770655741,0,1,0]
[872.48,0,18750,0,19622.48,23274.524611318247,-3652.0446113182479,3652.0446113182479,23274.524611318247,null,null,null,null,418518.47130011523,352.04461131824792,0,0]
[872.48,0,18750,0,19622.48,22912.364051398603,-3289.8840513986033,3289.8840513986033,22912.364051398603,null,null,null,null,403347.82119884872,0,1,0]
[872.48,0,18750,0,19622.48,23440.061644739697,-3817.5816447396974,3817.5816447396974,23440.061644739697,null,null,null,null,392525.37980781228,517.58164473969737,0,0]
[872.48,0,18750,0,19622.48,22810.347221296459,-3187.8672212964593,3187.8672212964593,22810.347221296459,null,null,null,null,381252.22360857681,0,1,0]
[872.48,0,18750,0,19622.48,23663.673492935184,-4041.1934929351846,4041.1934929351846,23663.673492935184,null,null,null,null,377570.97138496826,741.19349293518462,0,0]
[872.48,0,18750,0,19622.48,22683.124136370378,-3060.644136370378,3060.644136370378,22683.124136370378,null,null,null,null,366482.57895614911,0,1,0]
[872.48,0,18750,0,19622.48,22813.452481757475,-3190.9724817574752,3190.9724817574752,22813.452481757475,null,null,null,null,351372.35483554559,0,1,0]
[872.48,0,18750,260,20142.48,22362.638251947592,-2220.1582519475924,2220.1582519475924,22362.638251947592,null,null,null,null,336765.99002542754,0,1,0]
[872.48,0,18750,280,20182.48,22880.461782611412,-2697.9817826114122,2697.9817826114122,22880.461782611412,null,null,null,null,330015.37622803228,0,1,0]
[872.48,0,18750,250,20122.48,22459.608633541684,-2337.1286335416844,2337.1286335416844,22459.608633541684,null,null,null,null,318011.17827673675,0,1,0]
[872.48,0,18750,140,19902.48,22716.278861956263,-2813.7988619562639,2813.7988619562639,22716.278861956263,null,null,null,null,308042.17124668736,0,1,0]
[872.48,0,18750,60,19742.48,21678.208070861881,-1935.7280708618819,1935.7280708618819,21678.208070861881,null,null,null,null,299896.86867229763,0,1,0]
[872.48,0,18750,0,19622.48,23641.311328643944,-4018.8313286439443,4018.8313286439443,23641.311328643944,null,null,null,null,296296.97180362535,718.83132864394429,0,0]
[872.48,0,18750,0,19622.48,19826.609137598178,-204.1291375981782,204.1291375981782,19826.609137598178,null,null,null,null,290595.98546839092,0,1,0]
[872.48,0,18750,400,20422.48,20745.28209308532,-322.80209308531994,322.80209308531994,20745.28209308532,null,null,null,null,287157.39025088894,0,1,0]
[872.48,0,18750,440,20502.48,19921.335760164638,581.14423983536108,0,19921.335760164638,null,null,null,null,288917.47450258827,0,1,0]
[872.48,0,18750,1840,23302.48,20229.757570767975,3072.7224292320243,0,20229.757570767975,null,null,null,null,290890.22631688707,0,1,0]
[872.48,0,18750,1230,22082.48,19616.851161257538,2465.6288387424611,0,19616.851161257538,null,null,null,null,299579.89564401406,0,1,0]
[872.48,0,18750,1360,22342.48,20419.537282476904,1922.9427175230958,0,20419.537282476904,null,null,null,null,304230.03075116058,0,1,0]
[872.48,0,18750,860,21342.48,18480.538222585179,2861.9417774148205,0,18480.538222585179,null,null,null,null,306994.36774010805,0,1,0]
[872.48,0,18750,1050,21722.48,17698.429403554146,4024.0505964458534,0,17698.429403554146,null,null,null,null,309687.37337236793,0,1,690.71726311252041]
[872.48,0,18750,3320,26262.48,19963.111764340414,6299.3682356595855,0,19963.111764340414,null,null,null,null,317750.24300468358,0,1,2966.0349023262524]
[872.48,0,18750,3550,26722.48,21275.77847333486,5446.7015266651397,0,21275.77847333486,null,null,null,null,331134.69610117911,0,1,2113.3681933318067]
[872.48,0,18750,1600,22822.48,22895.863325802569,-73.383325802569743,73.383325802569743,22895.863325802569,null,null,null,null,336052.56642744632,0,1,0]
[872.48,0,18750,2130,23882.48,22313.792136350072,1568.6878636499277,0,22313.792136350072,null,null,null,null,334310.68913334183,0,1,0]
[872.48,0,18750,2820,25262.48,20891.332020661182,4371.1479793388171,0,20891.332020661182,null,null,null,null,344957.46290103474,0,1,1037.8146460054841]
[872.48,0,18750,4500,28622.48,21872.42182155827,6750.05817844173,0,21872.42182155827,null,null,null,null,352914.6280397629,0,1,3416.7248451083969]
[872.48,0,18750,4110,27842.48,22678.659206008964,5163.8207939910353,0,22678.659206008964,null,null,null,null,355561.71341172315,0,1,1830.4874606577023]
[872.48,0,18750,2140,23902.48,21129.492161343824,2772.9878386561759,0,21129.492161343824,null,null,null,null,363487.09760106652,0,1,0]
[872.48,0,18750,3190,26002.48,22699.556696259562,3302.9233037404374,0,22699.556696259562,null,null,null,null,374017.34067666298,0,1,-30.410029592895626]
[872.48,0,18750,2660,24942.48,20678.050377190462,4264.4296228095372,0,20678.050377190462,null,null,null,null,384505.52591930504,0,1,931.09628947620422]
[872.48,0,18750,4320,28262.48,21300.822924582772,6961.657075417228,0,21300.822924582772,null,null,null,null,392344.16547361936,0,1,3628.323742083895]
[872.48,0,18750,4260,28142.48,21418.257282527658,6724.2227174723412,0,21418.257282527658,null,null,null,null,400159.31261735084,0,1,3390.8893841390081]
[872.48,0,18750,4710,29042.48,21977.131866126969,7065.3481338730307,0,21977.131866126969,null,null,null,null,410543.0867195201,0,1,3732.0148005396977]
[872.48,0,18750,4100,27822.48,21178.63688000392,6643.8431199960796,0,21178.63688000392,null,null,null,null,418303.69167807861,0,1,3310.5097866627466]
[872.48,0,18750,4230,28082.48,22518.232570894874,5564.2474291051258,0,22518.232570894874,null,null,null,null,420885.38798640051,0,1,2230.9140957717927]
[872.48,0,18750,4760,29142.48,22396.074283978804,6746.405716021196,0,22396.074283978804,null,null,null,null,428614.99705771991,0,1,3413.072382687863]
[872.48,0,18750,4050,27722.48,21912.693634921772,5809.7863650782274,0,21912.693634921772,null,null,null,null,438885.11904244003,0,1,2476.4530317448944]
[872.48,0,18750,1310,22242.48,20059.366026171359,2183.1139738286402,0,20059.366026171359,null,null,null,null,447145.53937763715,0,1,0]
[872.48,0,18750,1040,21702.48,20406.570597223024,1295.9094027769752,0,20406.570597223024,null,null,null,null,448381.43403633393,0,1,0]
[872.48,0,18750,550,20722.48,23488.878114126634,-2766.398114126634,2766.398114126634,23488.878114126634,null,null,null,null,439904.6483256988,0,1,0]
[872.48,0,18750,210,20042.48,23407.716243646799,-3365.2362436467993,3365.2362436467993,23407.716243646799,null,null,null,null,429002.85937299789,65.236243646799267,0,0]
[872.48,0,18750,410,20442.48,21059.304346564706,-616.8243465647065,616.8243465647065,21059.304346564706,null,null,null,null,421358.82508452225,0,1,0]
[872.48,0,18750,720,21062.48,19979.64268075888,1082.83731924112,0,19979.64268075888,null,null,null,null,421912.01984675473,0,1,0]
[872.48,0,18750,10,19642.48,22146.574565293333,-2504.0945652933333,2504.0945652933333,22146.574565293333,null,null,null,null,415201.4627236572,0,1,0]
[872.48,0,18750,10,19642.48,20244.259081887307,-601.77908188730726,601.77908188730726,20244.259081887307,null,null,null,null,408890.34629292879,0,1,0]
[872.48,0,18750,0,19622.48,19379.556260106263,242.92373989373664,0,19379.556260106263,null,null,null,null,406471.94361879781,0,1,0]
[872.48,0,18750,0,19622.48,19122.618244768004,499.86175523199563,0,19122.618244768004,null,null,null,null,406428.61490135471,0,1,0]
[872.48,0,18750,0,19622.48,18284.981839423195,1337.4981605768044,0,18284.981839423195,null,null,null,null,407906.51952004072,0,1,0]
[872.48,0,18750,0,19622.48,18119.41570570695,1503.0642942930499,0,18119.41570570695,null,null,null,null,409491.8223592937,0,1,0]
[872.48,0,18750,0,19622.48,16678.44181989901,2944.0381801009898,0,16678.44181989901,null,null,null,null,413950.62510972453,0,1,0]
[872.48,0,18750,0,19622.48,17944.359555277442,1678.1204447225573,0,17944.359555277442,null,null,null,null,415046.98288486508,0,1,0]
[872.48,0,18750,170,19962.48,18512.16800656596,1450.3119934340393,0,18512.16800656596,null,null,null,null,418624.87032217975,0,1,0]
[872.48,0,18750,200,20022.48,18201.41599540348,1821.0640045965192,0,18201.41599540348,null,null,null,null,422087.64357285126,0,1,0]
[872.48,0,18750,380,20382.48,18469.933743329551,1912.5462566704482,0,18469.933743329551,null,null,null,null,428560.27822796331,0,1,0]
[872.48,0,18750,1120,21862.48,18274.254966157812,3588.2250338421873,0,18274.254966157812,null,null,null,null,435278.45611294528,0,1,254.89170050885423]
[872.48,0,18750,490,20602.48,18947.890285140624,1654.5897148593758,0,18947.890285140624,null,null,null,null,438542.74582754727,0,1,0]
[872.48,0,18750,0,19622.48,19694.762271258591,-72.282271258591209,72.282271258591209,19694.762271258591,null,null,null,null,438908.4345738088,0,1,0]
[872.48,0,18750,0,19622.48,19499.994723891657,122.48527610834208,0,19499.994723891657,null,null,null,null,438564.00752487686,0,1,0]
[872.48,0,18750,0,19622.48,19356.756347838196,265.72365216180333,0,19356.756347838196,null,null,null,null,438364.59480429761,0,1,0]
[872.48,0,18750,0,19622.48,18852.986939728144,769.49306027185594,0,18852.986939728144,null,null,null,null,439036.81464316562,0,1,0]
[872.48,0,18750,210,20042.48,19149.856157015773,892.62384298422694,0,19149.856157015773,null,null,null,null,438802.07980821904,0,1,0]
[872.48,0,18750,780,21182.48,18420.847804601359,2761.6321953986408,0,18420.847804601359,null,null,null,null,445475.96612722601,0,1,0]
[872.48,0,18750,2310,24242.48,18463.878021873759,5778.6019781262403,0,18463.878021873759,null,null,null,null,453131.87721126672,0,1,2445.2686447929073]
[872.48,0,18750,1620,22862.48,20086.215367377605,2776.2646326223949,0,20086.215367377605,null,null,null,null,463304.07867861056,0,1,0]
[872.48,0,18750,2250,24122.48,19526.019381269798,4596.4606187302015,0,19526.019381269798,null,null,null,null,469890.57826714177,0,1,1263.1272853968685]
[872.48,0,18750,4380,28382.48,21834.588378626377,6547.8916213736229,0,21834.588378626377,null,null,null,null,477473.31873418455,0,1,3214.5582880402899]
[872.48,0,18750,4350,28322.48,20483.472576313681,7839.0074236863184,0,20483.472576313681,null,null,null,null,487548.30038674438,0,1,4505.6740903529853]
[872.48,0,18750,3280,26182.48,20576.383049856093,5606.0969501439067,0,20576.383049856093,null,null,null,null,490060.75208635762,0,1,2272.7636168105737]
[872.48,0,18750,3720,27062.48,18125.26799677849,8937.2120032215098,0,18125.26799677849,null,null,null,null,500085.45947977179,0,1,5603.8786698881768]
[872.48,0,18750,5110,29842.48,18106.858992597638,11735.621007402362,0,18106.858992597638,null,null,null,null,507577.70585762546,0,1,8402.2876740690299]
[872.48,0,18750,4110,27842.48,18708.428857536841,9134.0511424631586,0,18708.428857536841,null,null,null,null,515047.49796559248,0,1,5800.7178091298256]
[872.48,0,18750,110,19842.48,19234.612016343279,607.86798365672075,0,19234.612016343279,null,null,null,null,517070.9817931634,0,1,0]
[872.48,0,18750,20,19662.48,20525.533577703918,-863.05357770391856,863.05357770391856,20525.533577703918,null,null,null,null,514375.14651238342,0,1,0]
[872.48,0,18750,270,20162.48,20619.70042311386,-457.22042311386031,457.22042311386031,20619.70042311386,null,null,null,null,513357.82890044578,0,1,0]
[872.48,0,18750,950,21522.48,20590.472509460637,932.00749053936306,0,20590.472509460637,null,null,null,null,513668.60910001182,0,1,0]
[872.48,0,18750,1260,22142.48,20604.49258188477,1537.98741811523,0,20604.49258188477,null,null,null,null,514539.12916721555,0,1,0]
[872.48,0,18750,2140,23902.48,21235.703838190315,2666.7761618096847,0,21235.703838190315,null,null,null,null,518968.92619619035,0,1,0]
[872.48,0,18750,2520,24662.48,18699.852459320849,5962.6275406791501,0,18699.852459320849,null,null,null,null,526404.57880541147,0,1,2629.2942073457521]
[872.48,0,18750,3480,26582.48,20103.180984438965,6479.299015561035,0,20103.180984438965,null,null,null,null,533817.94675632706,0,1,3145.965682227702]
[872.48,0,18750,660,20942.48,21787.33225048122,-844.85225048122084,844.85225048122084,21787.33225048122,null,null,null,null,535996.27706283587,0,1,0]
[872.48,0,18750,60,19742.48,22072.153659966283,-2329.6736599662836,2329.6736599662836,22072.153659966283,null,null,null,null,528940.24463550351,0,1,0]
[872.48,0,18750,50,19722.48,22496.289698923283,-2773.8096989232836,2773.8096989232836,22496.289698923283,null,null,null,null,521318.88943039987,0,1,0]
[872.48,0,18750,490,20602.48,23312.96093434994,-2710.4809343499401,2710.4809343499401,23312.96093434994,null,null,null,null,514664.8078852719,0,1,0]
[872.48,0,18750,600,20822.48,20549.935313122955,272.54468687704502,0,20549.935313122955,null,null,null,null,514299.22251516103,0,1,0]
[872.48,0,18750,50,19722.48,21030.196655754971,-1307.7166557549717,1307.7166557549717,21030.196655754971,null,null,null,null,508449.91686428705,0,1,0]
[{"$f":"M$13","v":872.48},{"$f":"M$14","v":0},18750,110,{"$f":"A7492+C7492+((D7492/2)*M$12)","v":19842.48},{"$f":"I7492*1","v":21073.901913405061},{"$f":"E7492-F7492","v":-1231.4219134050618},{"$f":"IF(G7492<0,ABS(G7492),0)","v":1231.4219134050618},21073.901913405061,null,null,null,null,502855.66223417205,0,{"$f":"IF(O7492>0,0,1)","v":1},0]
[872.48,0,18750,510,20642.48,21356.562487227045,-714.08248722704593,714.08248722704593,21356.562487227045,null,null,null,null,499087.35045529512,0,1,0]
[872.48,0,18750,0,19622.48,22287.357187768419,-2664.8771877684194,2664.8771877684194,22287.357187768419,null,null,null,null,487497.69967198581,0,1,0]
[872.48,0,18750,0,19622.48,21366.108962083552,-1743.6289620835523,1743.6289620835523,21366.108962083552,null,null,null,null,478469.19455932319,0,1,0]
[872.48,0,18750,0,19622.48,20540.187523337598,-917.7075233375981,917.7075233375981,20540.187523337598,null,null,null,null,475784.1350385627,0,1,0]
[872.48,0,18750,0,19622.48,19886.369637539803,-263.88963753980352,263.88963753980352,19886.369637539803,null,null,null,null,474201.66001045814,0,1,0]
[872.48,0,18750,0,19622.48,20070.024552593419,-447.54455259341921,447.54455259341921,20070.024552593419,null,null,null,null,471068.39086246432,0,1,0]
[872.48,0,18750,170,19962.48,20549.471228110582,-586.9912281105826,586.9912281105826,20549.471228110582,null,null,null,null,464326.37589322194,0,1,0]
[872.48,0,18750,0,19622.48,20800.103923111325,-1177.623923111325,1177.623923111325,20800.103923111325,null,null,null,null,459113.56744642404,0,1,0]
[872.48,0,18750,0,19622.48,21085.437024801431,-1462.9570248014315,1462.9570248014315,21085.437024801431,null,null,null,null,450202.45381079341,0,1,0]
[872.48,0,18750,130,19882.48,20142.099950926149,-259.61995092614961,259.61995092614961,20142.099950926149,null,null,null,null,446709.18863795075,0,1,0]
[872.48,0,18750,150,19922.48,20919.293722501425,-996.81372250142522,996.81372250142522,20919.293722501425,null,null,null,null,444054.25045640027,0,1,0]
[872.48,0,18750,120,19862.48,20726.708718310419,-864.22871831041994,864.22871831041994,20726.708718310419,null,null,null,null,438852.51910075528,0,1,0]
[872.48,0,18750,990,21602.48,21380.197821416139,222.28217858386051,0,21380.197821416139,null,null,null,null,436475.32209656277,0,1,0]
[872.48,0,18750,2540,24702.48,20660.288389616275,4042.1916103837248,0,20660.288389616275,null,null,null,null,438695.44305749971,0,1,708.85827705039173]
[872.48,0,18750,2880,25382.48,20668.745941148831,4713.7340588511688,0,20668.745941148831,null,null,null,null,448925.30370058498,0,1,1380.4007255178358]
[872.48,0,18750,1160,21942.48,20476.347336680796,1466.1326633192039,0,20476.347336680796,null,null,null,null,453021.22264643275,0,1,0]
[872.48,0,18750,2150,23922.48,20962.655409135379,2959.8245908646204,0,20962.655409135379,null,null,null,null,457687.99436465715,0,1,0]
[872.48,0,18750,1520,22662.48,17645.836005241716,5016.643994758284,0,17645.836005241716,null,null,null,null,465307.30598785827,0,1,1683.3106614249509]
[872.48,0,18750,3430,26482.48,18705.850498298158,7776.6295017018419,0,18705.850498298158,null,null,null,null,470374.15668318851,0,1,4443.2961683685089]
[872.48,0,18750,2530,24682.48,21055.243239222302,3627.2367607776978,0,21055.243239222302,null,null,null,null,477955.4478652348,0,1,293.90342744436475]
[872.48,0,18750,3160,25942.48,21871.822176600865,4070.6578233991349,0,21871.822176600865,null,null,null,null,485514.01791002724,0,1,737.32449006580191]
[872.48,0,18750,2540,24702.48,22346.606281086668,2355.8737189133317,0,22346.606281086668,null,null,null,null,492170.22125985881,0,1,0]
[872.48,0,18750,2240,24102.48,21625.080666836235,2477.3993331637648,0,21625.080666836235,null,null,null,null,499996.68521911028,0,1,0]
[872.48,0,18750,1700,23022.48,23674.854409302887,-652.37440930288722,652.37440930288722,23674.854409302887,null,null,null,null,499831.95701957983,0,1,0]
[872.48,0,18750,2190,24002.48,18719.513091563109,5282.9669084368907,0,18719.513091563109,null,null,null,null,509817.63818141562,0,1,1949.6335751035576]
[872.48,0,18750,790,21202.48,16916.650156904103,4285.8298430958966,0,16916.650156904103,null,null,null,null,517280.71720996825,0,1,952.49650976256362]
[872.48,0,18750,860,21342.48,18981.556058141665,2360.9239418583347,0,18981.556058141665,null,null,null,null,519302.33301550051,0,1,0]
[872.48,0,18750,1470,22562.48,17845.224702911255,4717.2552970887446,0,17845.224702911255,null,null,null,null,526736.98640415072,0,1,1383.9219637554115]
[872.48,0,18750,2600,24822.48,18359.919797645114,6462.5602023548854,0,18359.919797645114,null,null,null,null,534149.35812916048,0,1,3129.2268690215524]
[872.48,0,18750,910,21442.48,19273.416925825804,2169.0630741741952,0,19273.416925825804,null,null,null,null,542950.13222048606,0,1,0]
[872.48,0,18750,2000,23622.48,19159.990507984112,4462.4894920158877,0,19159.990507984112,null,null,null,null,548469.90592652094,0,1,1129.1561586825546]
[872.48,0,18750,1550,22722.48,18303.103434108834,4419.3765658911652,0,18303.103434108834,null,null,null,null,555817.14406998921,0,1,1086.0432325578322]
[872.48,0,18750,2330,24282.48,22830.156818721964,1452.3231812780359,0,22830.156818721964,null,null,null,null,557666.44604195026,0,1,0]
[872.48,0,18750,1550,22722.48,21108.477457890011,1614.002542109989,0,21108.477457890011,null,null,null,null,558561.38188380736,0,1,0]
[872.48,0,18750,4350,28322.48,21656.528335361625,6665.9516646383745,0,21656.528335361625,null,null,null,null,572410.79854776245,0,1,3332.6183313050415]
[872.48,0,18750,4730,29082.48,20848.909559544587,8233.5704404554126,0,20848.909559544587,null,null,null,null,574838.38774921466,0,1,4900.2371071220796]
[872.48,0,18750,2350,24322.48,20896.491229465286,3425.9887705347137,0,20896.491229465286,null,null,null,null,581359.55991635972,0,1,92.655437201380664]
[872.48,0,18750,1570,22762.48,21637.63689942659,1124.8431005734092,0,21637.63689942659,null,null,null,null,582621.31650774321,0,1,0]
[872.48,0,18750,4080,27782.48,21462.702045654936,6319.7779543450633,0,21462.702045654936,null,null,null,null,588083.10983476113,0,1,2986.4446210117303]
[872.48,0,18750,5200,30022.48,20983.40291609924,9039.07708390076,0,20983.40291609924,null,null,null,null,595311.62716650323,0,1,5705.743750567427]
[872.48,0,18750,2720,25062.48,25112.09684261481,-49.616842614810594,49.616842614810594,25112.09684261481,null,null,null,null,601861.38361707283,0,1,0]
[872.48,0,18750,1640,22902.48,23662.344171202356,-759.86417120235637,759.86417120235637,23662.344171202356,null,null,null,null,600423.67164513317,0,1,0]
[872.48,0,18750,190,20002.48,25037.509004095118,-5035.0290040951186,5035.0290040951186,25037.509004095118,null,null,null,null,585455.83584305609,1735.0290040951186,0,0]
[872.48,0,18750,900,21422.48,22069.154542907461,-646.67454290746173,646.67454290746173,22069.154542907461,null,null,null,null,576744.20352745289,0,1,0]
[872.48,0,18750,1020,21662.48,22443.226877192999,-780.74687719299982,780.74687719299982,22443.226877192999,null,null,null,null,572168.79902004171,0,1,0]
[872.48,0,18750,400,20422.48,22424.522959363996,-2002.0429593639965,2002.0429593639965,22424.522959363996,null,null,null,null,563953.78788876638,0,1,0]
[872.48,0,18750,1870,23362.48,23752.559907915187,-390.0799079151875,390.0799079151875,23752.559907915187,null,null,null,null,556339.60223181802,0,1,0]
[872.48,0,18750,520,20662.48,22724.019834034836,-2061.5398340348365,2061.5398340348365,22724.019834034836,null,null,null,null,553734.6877637693,0,1,0]
[872.48,0,18750,620,20862.48,22447.074412012294,-1584.5944120122949,1584.5944120122949,22447.074412012294,null,null,null,null,543111.48139746219,0,1,0]
[872.48,0,18750,210,20042.48,25074.275476242226,-5031.7954762422269,5031.7954762422269,25074.275476242226,null,null,null,null,539268.36991606478,1731.7954762422269,0,0]
[872.48,0,18750,90,19802.48,23723.089673929528,-3920.6096739295281,3920.6096739295281,23723.089673929528,null,null,null,null,523934.31669338583,620.60967392952807,0,0]
[872.48,0,18750,130,19882.48,24016.16150124613,-4133.6815012461302,4133.6815012461302,24016.16150124613,null,null,null,null,512473.98172232142,833.68150124613021,0,0]
[872.48,0,18750,0,19622.48,23505.373367509583,-3882.8933675095832,3882.8933675095832,23505.373367509583,null,null,null,null,501047.9933866256,582.89336750958319,0,0]
[872.48,0,18750,20,19662.48,22572.906388342788,-2910.4263883427884,2910.4263883427884,22572.906388342788,null,null,null,null,486080.64612925664,0,1,0]
[872.48,0,18750,10,19642.48,23036.984360517807,-3394.5043605178071,3394.5043605178071,23036.984360517807,null,null,null,null,474409.77627941105,94.504360517807072,0,0]
[872.48,0,18750,30,19682.48,23220.342942701496,-3537.8629427014966,3537.8629427014966,23220.342942701496,null,null,null,null,463097.86640549183,237.86294270149665,0,0]
[872.48,0,18750,0,19622.48,24035.192836901591,-4412.7128369015918,4412.7128369015918,24035.192836901591,null,null,null,null,444319.97043996153,1112.7128369015918,0,0]
[872.48,0,18750,0,19622.48,24269.101820203556,-4646.6218202035561,4646.6218202035561,24269.101820203556,null,null,null,null,433098.23974423303,1346.6218202035561,0,0]
[872.48,0,18750,0,19622.48,23516.393434362628,-3893.9134343626283,3893.9134343626283,23516.393434362628,null,null,null,null,429365.14150448877,593.91343436262832,0,0]
[872.48,0,18750,0,19622.48,22111.272339567855,-2488.7923395678554,2488.7923395678554,22111.272339567855,null,null,null,null,419023.69178401609,0,1,0]
[872.48,0,18750,250,20122.48,22968.720180847711,-2846.2401808477116,2846.2401808477116,22968.720180847711,null,null,null,null,409086.27853606286,0,1,0]
[872.48,0,18750,610,20842.48,23089.910737956423,-2247.4307379564234,2247.4307379564234,23089.910737956423,null,null,null,null,397567.33699366322,0,1,0]
[872.48,0,18750,2390,24402.48,22758.01369058188,1644.4663094181196,0,22758.01369058188,null,null,null,null,397748.21674910735,0,1,0]
[872.48,0,18750,1410,22442.48,22643.599399490035,-201.11939949003499,201.11939949003499,22643.599399490035,null,null,null,null,398361.4931148793,0,1,0]
[872.48,0,18750,1940,23502.48,21650.966966279637,1851.5130337203627,0,21650.966966279637,null,null,null,null,401590.84185685066,0,1,0]
[872.48,0,18750,600,20822.48,21936.17869888775,-1113.6986988877507,1113.6986988877507,21936.17869888775,null,null,null,null,396722.33767769742,0,1,0]
[872.48,0,18750,270,20162.48,21048.999544236787,-886.51954423678762,886.51954423678762,21048.999544236787,null,null,null,null,395350.44384135923,0,1,0]
[872.48,0,18750,300,20222.48,19906.191645942123,316.28835405787686,0,19906.191645942123,null,null,null,null,397561.53988250933,0,1,0]
[872.48,0,18750,360,20342.48,20345.712097200187,-3.2320972001871269,3.2320972001871269,20345.712097200187,null,null,null,null,393154.47202642029,0,1,0]
[872.48,0,18750,560,20742.48,21298.089829767694,-555.60982976769446,555.60982976769446,21298.089829767694,null,null,null,null,386951.35863005102,0,1,0]
[872.48,0,18750,990,21602.48,21486.293570727368,116.18642927263136,0,21486.293570727368,null,null,null,null,383734.63795082952,0,1,0]
[872.48,0,18750,150,19922.48,19960.404903622668,-37.924903622668353,37.924903622668353,19960.404903622668,null,null,null,null,381657.71265267616,0,1,0]
[872.48,0,18750,410,20442.48,19127.435804682576,1315.0441953174231,0,19127.435804682576,null,null,null,null,381434.89688426501,0,1,0]
[872.48,0,18750,970,21562.48,20625.45214739073,937.02785260926976,0,20625.45214739073,null,null,null,null,383755.59099643602,0,1,0]
[872.48,0,18750,1020,21662.48,19777.296849286806,1885.1831507131938,0,19777.296849286806,null,null,null,null,385068.50024108146,0,1,0]
[872.48,0,18750,160,19942.48,19167.01398434252,775.46601565747915,0,19167.01398434252,null,null,null,null,386742.71732497477,0,1,0]
[872.48,0,18750,140,19902.48,19186.113767070121,716.36623292987861,0,19186.113767070121,null,null,null,null,388129.06091222679,0,1,0]
[872.48,0,18750,630,20882.48,19344.974262896885,1537.5057371031144,0,19344.974262896885,null,null,null,null,392453.65319720819,0,1,0]
[872.48,0,18750,700,21022.48,19813.513024760821,1208.9669752391783,0,19813.513024760821,null,null,null,null,394190.1126462135,0,1,0]
[872.48,0,18750,2380,24382.48,21403.191031818584,2979.2889681814158,0,21403.191031818584,null,null,null,null,402966.87883535586,0,1,0]
[872.48,0,18750,790,21202.48,19830.817141743501,1371.662858256499,0,19830.817141743501,null,null,null,null,405936.29606397857,0,1,0]
[872.48,0,18750,1820,23262.48,19393.852875696168,3868.6271243038318,0,19393.852875696168,null,null,null,null,411949.78469625936,0,1,535.29379097049878]
[872.48,0,18750,1610,22842.48,20863.370476064567,1979.1095239354327,0,20863.370476064567,null,null,null,null,413319.03348310495,0,1,0]
[872.48,0,18750,350,20322.48,19660.666533089538,661.81346691046201,0,19660.666533089538,null,null,null,null,415311.33634790638,0,1,0]
[872.48,0,18750,550,20722.48,20447.487111127903,274.99288887209696,0,20447.487111127903,null,null,null,null,413903.6973017875,0,1,0]
[872.48,0,18750,630,20882.48,19979.23759716719,903.2424028328096,0,19979.23759716719,null,null,null,null,412321.03431464685,0,1,0]
[872.48,0,18750,460,20542.48,19253.544113832231,1288.9358861677683,0,19253.544113832231,null,null,null,null,414637.07962413575,0,1,0]
[872.48,0,18750,0,19622.48,19038.844729411987,583.63527058801265,0,19038.844729411987,null,null,null,null,415544.10549550963,0,1,0]
[872.48,0,18750,70,19762.48,19565.968104034608,196.51189596539189,0,19565.968104034608,null,null,null,null,414138.22228241799,0,1,0]
[872.48,0,18750,210,20042.48,18285.813893647392,1756.666106352608,0,18285.813893647392,null,null,null,null,415471.52704292384,0,1,0]
[872.48,0,18750,280,20182.48,18541.257963301206,1641.2220366987931,0,18541.257963301206,null,null,null,null,416533.15534890984,0,1,0]
[872.48,0,18750,280,20182.48,18298.335201447419,1884.1447985525811,0,18298.335201447419,null,null,null,null,420413.75957127375,0,1,0]
[872.48,0,18750,550,20722.48,20099.880010751891,622.59998924810861,0,20099.880010751891,null,null,null,null,422609.79358582938,0,1,0]
[872.48,0,18750,1400,22422.48,18130.889290574662,4291.590709425338,0,18130.889290574662,null,null,null,null,427143.99691426539,0,1,958.25737609200496]
[872.48,0,18750,2390,24402.48,21002.036911923464,3400.4430880765358,0,21002.036911923464,null,null,null,null,434854.84892836935,0,1,67.109754743202757]
[872.48,0,18750,3320,26262.48,19821.860843604045,6440.6191563959546,0,19821.860843604045,null,null,null,null,443939.12592134229,0,1,3107.2858230626216]
[872.48,0,18750,3460,26542.48,20681.023548392259,5861.4564516077407,0,20681.023548392259,null,null,null,null,451599.64291701687,0,1,2528.1231182744077]
[872.48,0,18750,2780,25182.48,20209.518280954693,4972.9617190453064,0,20209.518280954693,null,null,null,null,454148.04327409988,0,1,1639.6283857119734]
[872.48,0,18750,1590,22802.48,19802.98554555088,2999.4944544491191,0,19802.98554555088,null,null,null,null,461777.96413425932,0,1,0]
[872.48,0,18750,1080,21782.48,20223.650779561922,1558.8292204380778,0,20223.650779561922,null,null,null,null,466436.66438978893,0,1,0]
[872.48,0,18750,3100,25822.48,20189.486677887042,5632.9933221129577,0,20189.486677887042,null,null,null,null,474796.9888314897,0,1,2299.6599887796247]
[872.48,0,18750,1850,23322.48,18036.541730913894,5285.9382690861057,0,18036.541730913894,null,null,null,null,481602.21624191786,0,1,1952.6049357527727]
[872.48,0,18750,810,21242.48,20597.948530349677,644.53146965032283,0,20597.948530349677,null,null,null,null,483514.19405115879,0,1,0]
[872.48,0,18750,800,21222.48,20905.302420272485,317.17757972751497,0,20905.302420272485,null,null,null,null,479379.09169657395,0,1,0]
[872.48,0,18750,500,20622.48,20725.752513575502,-103.27251357550267,103.27251357550267,20725.752513575502,null,null,null,null,477345.4743893579,0,1,0]
[872.48,0,18750,550,20722.48,21737.514913359384,-1015.0349133593845,1015.0349133593845,21737.514913359384,null,null,null,null,475751.59051027318,0,1,0]
[872.48,0,18750,0,19622.48,21749.472648737818,-2126.9926487378179,2126.9926487378179,21749.472648737818,null,null,null,null,467747.80898316501,0,1,0]
[872.48,0,18750,130,19882.48,22098.709718396709,-2216.2297183967094,2216.2297183967094,22098.709718396709,null,null,null,null,458403.50666266348,0,1,0]
[872.48,0,18750,110,19842.48,24926.650917738192,-5084.1709177381927,5084.1709177381927,24926.650917738192,null,null,null,null,443658.65645522089,1784.1709177381927,0,0]
[872.48,0,18750,0,19622.48,26110.326713074344,-6487.8467130743447,6487.8467130743447,26110.326713074344,null,null,null,null,436175.08280096692,3187.8467130743447,0,0]
[872.48,0,18750,880,21382.48,26049.275210286258,-4666.7952102862582,4666.7952102862582,26049.275210286258,null,null,null,null,417531.53179471643,1366.7952102862582,0,0]
[872.48,0,18750,720,21062.48,20794.885602717972,267.59439728202778,0,20794.885602717972,null,null,null,null,406520.18644228001,0,1,0]
[872.48,0,18750,1320,22262.48,21176.69666820109,1085.7833317989098,0,21176.69666820109,null,null,null,null,407538.55995452625,0,1,0]
[872.48,0,18750,2000,23622.48,21051.960863178992,2570.5191368210071,0,21051.960863178992,null,null,null,null,409444.48861771059,0,1,0]
[872.48,0,18750,1720,23062.48,22600.617723998253,461.86227600174607,0,22600.617723998253,null,null,null,null,407618.39493929659,0,1,0]
[872.48,0,18750,2310,24242.48,20889.212275424215,3353.2677245757841,0,20889.212275424215,null,null,null,null,415387.76520204515,0,1,19.934391242451056]
[872.48,0,18750,1470,22562.48,20545.322813008752,2017.1571869912477,0,20545.322813008752,null,null,null,null,423535.74858607713,0,1,0]
[872.48,0,18750,230,20082.48,21802.687935648806,-1720.2079356488066,1720.2079356488066,21802.687935648806,null,null,null,null,420344.22543240996,0,1,0]
[872.48,0,18750,840,21302.48,21231.466952326537,71.013047673463007,0,21231.466952326537,null,null,null,null,414270.90295923461,0,1,0]
[872.48,0,18750,350,20322.48,20463.273546986798,-140.7935469867989,140.7935469867989,20463.273546986798,null,null,null,null,412977.16591104551,0,1,0]
[872.48,0,18750,1410,22442.48,21865.449494147761,577.030505852239,0,21865.449494147761,null,null,null,null,411547.12665597012,0,1,0]
[872.48,0,18750,820,21262.48,21810.959243448837,-548.47924344883722,548.47924344883722,21810.959243448837,null,null,null,null,410532.25236152043,0,1,0]
[{"$f":"M$13","v":872.48},{"$f":"M$14","v":0},18750,20,{"$f":"A7876+C7876+((D7876/2)*M$12)","v":19662.48},{"$f":"I7876*1","v":21271.174648707365},{"$f":"E7876-F7876","v":-1608.6946487073656},{"$f":"IF(G7876<0,ABS(G7876),0)","v":1608.6946487073656},21271.174648707365,null,null,null,null,404675.00820242561,0,{"$f":"IF(O7876>0,0,1)","v":1},0]
[872.48,0,18750,0,19622.48,20871.80361665077,-1249.3236166507704,1249.3236166507704,20871.80361665077,null,null,null,null,399237.88984137692,0,1,0]
[872.48,0,18750,10,19642.48,22817.01044685443,-3174.5304468544309,3174.5304468544309,22817.01044685443,null,null,null,null,388872.16906614578,0,1,0]
[872.48,0,18750,0,19622.48,20298.092272664053,-675.61227266405331,675.61227266405331,20298.092272664053,null,null,null,null,384607.36150773626,0,1,0]
[872.48,0,18750,0,19622.48,20346.088755953326,-723.60875595332618,723.60875595332618,20346.088755953326,null,null,null,null,380559.6496881838,0,1,0]
[872.48,0,18750,190,20002.48,20060.487001060857,-58.007001060857874,58.007001060857874,20060.487001060857,null,null,null,null,378173.91447364568,0,1,0]
[872.48,0,18750,0,19622.48,19996.186677937803,-373.70667793780376,373.70667793780376,19996.186677937803,null,null,null,null,377761.29983684607,0,1,0]
[872.48,0,18750,0,19622.48,19786.176514970812,-163.69651497081213,163.69651497081213,19786.176514970812,null,null,null,null,377203.47237054131,0,1,0]
[872.48,0,18750,10,19642.48,19726.748751736945,-84.268751736944978,84.268751736944978,19726.748751736945,null,null,null,null,376017.10566702066,0,1,0]
[872.48,0,18750,150,19922.48,20542.101471782196,-619.62147178219675,619.62147178219675,20542.101471782196,null,null,null,null,370623.00716023508,0,1,0]
[872.48,0,18750,0,19622.48,19938.815379823729,-316.33537982372945,316.33537982372945,19938.815379823729,null,null,null,null,366209.01177254081,0,1,0]
[872.48,0,18750,30,19682.48,20261.400985692151,-578.92098569215159,578.92098569215159,20261.400985692151,null,null,null,null,364436.11790173984,0,1,0]
[872.48,0,18750,0,19622.48,19272.679765674813,349.80023432518647,0,19272.679765674813,null,null,null,null,366116.74929276761,0,1,0]
[872.48,0,18750,0,19622.48,19684.382509409876,-61.902509409876075,61.902509409876075,19684.382509409876,null,null,null,null,364598.67549711425,0,1,0]
[872.48,0,18750,100,19822.48,21103.963735049063,-1281.4837350490634,1281.4837350490634,21103.963735049063,null,null,null,null,361372.675918594,0,1,0]
[872.48,0,18750,90,19802.48,17687.151019169432,2115.3289808305672,0,17687.151019169432,null,null,null,null,362915.09932542295,0,1,0]
[872.48,0,18750,70,19762.48,21409.196792170471,-1646.7167921704713,1646.7167921704713,21409.196792170471,null,null,null,null,356385.01260263182,0,1,0]
[872.48,0,18750,260,20142.48,21577.72279775171,-1435.2427977517109,1435.2427977517109,21577.72279775171,null,null,null,null,347585.83962040319,0,1,0]
[872.48,0,18750,30,19682.48,20762.216715529954,-1079.7367155299544,1079.7367155299544,20762.216715529954,null,null,null,null,339947.31702140678,0,1,0]
[872.48,0,18750,210,20042.48,20713.771378479178,-671.29137847917809,671.29137847917809,20713.771378479178,null,null,null,null,336743.39411252603,0,1,0]
[872.48,0,18750,220,20062.48,21084.816127805629,-1022.3361278056291,1022.3361278056291,21084.816127805629,null,null,null,null,331649.59328794293,0,1,0]
[872.48,0,18750,490,20602.48,21707.634879932855,-1105.1548799328557,1105.1548799328557,21707.634879932855,null,null,null,null,329181.620864089,0,1,0]
[872.48,0,18750,20,19662.48,21163.099138952883,-1500.6191389528831,1500.6191389528831,21163.099138952883,null,null,null,null,322267.96468599577,0,1,0]
[872.48,0,18750,510,20642.48,21497.144755963476,-854.66475596347664,854.66475596347664,21497.144755963476,null,null,null,null,321005.56548974995,0,1,0]
[872.48,0,18750,270,20162.48,22361.677644597567,-2199.197644597567,2199.197644597567,22361.677644597567,null,null,null,null,315154.36009226047,0,1,0]
[872.48,0,18750,340,20302.48,21843.729449579063,-1541.2494495790634,1541.2494495790634,21843.729449579063,null,null,null,null,311723.42448142695,0,1,0]
[872.48,0,18750,50,19722.48,21650.751555500778,-1928.271555500778,1928.271555500778,21650.751555500778,null,null,null,null,303855.66249718738,0,1,0]
[872.48,0,18750,180,19982.48,22937.097442683727,-2954.6174426837279,2954.6174426837279,22937.097442683727,null,null,null,null,294429.72634308942,0,1,0]
[872.48,0,18750,240,20102.48,22216.936697512745,-2114.4566975127454,2114.4566975127454,22216.936697512745,null,null,null,null,283401.7739214123,0,1,0]
[872.48,0,18750,460,20542.48,22473.648318699121,-1931.1683186991213,1931.1683186991213,22473.648318699121,null,null,null,null,278250.46056528459,0,1,0]
[872.48,0,18750,90,19802.48,22412.571696132662,-2610.091696132662,2610.091696132662,22412.571696132662,null,null,null,null,275101.10923897341,0,1,0]
[872.48,0,18750,170,19962.48,22539.467451014978,-2576.9874510149784,2576.9874510149784,22539.467451014978,null,null,null,null,266510.10549033812,0,1,0]
[872.48,0,18750,80,19782.48,21700.438452354454,-1917.9584523544545,1917.9584523544545,21700.438452354454,null,null,null,null,258854.21118837141,0,1,0]
[872.48,0,18750,30,19682.48,21564.924033127605,-1882.4440331276055,1882.4440331276055,21564.924033127605,null,null,null,null,244325.65828188538,0,1,0]
[872.48,0,18750,10,19642.48,21486.751021980355,-1844.2710219803557,1844.2710219803557,21486.751021980355,null,null,null,null,235231.97514335849,0,1,0]
[872.48,0,18750,170,19962.48,21783.885381330707,-1821.4053813307073,1821.4053813307073,21783.885381330707,null,null,null,null,227809.24336627289,0,1,0]
[872.48,0,18750,690,21002.48,23067.023281132351,-2064.5432811323517,2064.5432811323517,23067.023281132351,null,null,null,null,220352.62758226431,0,1,0]
[872.48,0,18750,2700,25022.48,21491.685930057418,3530.7940699425817,0,21491.685930057418,null,null,null,null,221655.74365590766,0,1,197.46073660924867]
[872.48,0,18750,2710,25042.48,21417.079368772916,3625.4006312270831,0,21417.079368772916,null,null,null,null,224434.08791225177,0,1,292.06729789375004]
[872.48,0,18750,550,20722.48,20803.281885448108,-80.801885448108806,80.801885448108806,20803.281885448108,null,null,null,null,227715.05720383371,0,1,0]
[872.48,0,18750,90,19802.48,21365.098967654638,-1562.6189676546383,1562.6189676546383,21365.098967654638,null,null,null,null,222477.36211027502,0,1,0]
[872.48,0,18750,0,19622.48,19372.78005818227,249.69994181772927,0,19372.78005818227,null,null,null,null,224234.46346333288,0,1,0]
[872.48,0,18750,80,19782.48,20026.605037328765,-244.12503732876576,244.12503732876576,20026.605037328765,null,null,null,null,222352.951955625,0,1,0]
[872.48,0,18750,0,19622.48,20731.274146005569,-1108.7941460055699,1108.7941460055699,20731.274146005569,null,null,null,null,219499.33602504688,0,1,0]
[872.48,0,18750,120,19862.48,19683.806164043075,178.67383595692445,0,19683.806164043075,null,null,null,null,218181.53719017468,0,1,0]
[872.48,0,18750,0,19622.48,19289.377262901959,333.10273709804096,0,19289.377262901959,null,null,null,null,218319.78521805422,0,1,0]
[872.48,0,18750,40,19702.48,19470.015800516947,232.46419948305265,0,19470.015800516947,null,null,null,null,218310.68321237093,0,1,0]
[872.48,0,18750,10,19642.48,19241.521647296824,400.95835270317548,0,19241.521647296824,null,null,null,null,218428.00763191562,0,1,0]
[872.48,0,18750,380,20382.48,21988.498215710144,-1606.0182157101444,1606.0182157101444,21988.498215710144,null,null,null,null,216516.36053417996,0,1,0]
[872.48,0,18750,1760,23142.48,22333.509987315876,808.9700126841235,0,22333.509987315876,null,null,null,null,213207.37982979068,0,1,0]
[872.48,0,18750,1470,22562.48,20964.470150181347,1598.0098498186526,0,20964.470150181347,null,null,null,null,214247.57847390106,0,1,0]
[872.48,0,18750,890,21402.48,20250.07803035729,1152.4019696427094,0,20250.07803035729,null,null,null,null,218603.52195978386,0,1,0]
[872.48,0,18750,370,20362.48,21349.330803404013,-986.85080340401328,986.85080340401328,21349.330803404013,null,null,null,null,214424.09159697429,0,1,0]
[872.48,0,18750,270,20162.48,21219.309750468532,-1056.8297504685324,1056.8297504685324,21219.309750468532,null,null,null,null,210901.20787450339,0,1,0]
[872.48,0,18750,170,19962.48,21601.106987260042,-1638.6269872600424,1638.6269872600424,21601.106987260042,null,null,null,null,208887.81698064285,0,1,0]
[872.48,0,18750,250,20122.48,21622.260648819029,-1499.780648819029,1499.780648819029,21622.260648819029,null,null,null,null,201812.60836572104,0,1,0]
[872.48,0,18750,60,19742.48,22263.551765847395,-2521.071765847395,2521.071765847395,22263.551765847395,null,null,null,null,193066.41058914046,0,1,0]
[872.48,0,18750,40,19702.48,22009.424930174158,-2306.9449301741588,2306.9449301741588,22009.424930174158,null,null,null,null,182716.21372711036,0,1,0]
[872.48,0,18750,0,19622.48,22395.259595934309,-2772.7795959343093,2772.7795959343093,22395.259595934309,null,null,null,null,172915.25156875348,0,1,0]
[872.48,0,18750,0,19622.48,21122.372814515729,-1499.8928145157297,1499.8928145157297,21122.372814515729,null,null,null,null,162489.79536581491,0,1,0]
[872.48,0,18750,0,19622.48,21471.022221220319,-1848.5422212203193,1848.5422212203193,21471.022221220319,null,null,null,null,155442.02765070484,0,1,0]
[872.48,0,18750,0,19622.48,21037.375501134458,-1414.8955011344588,1414.8955011344588,21037.375501134458,null,null,null,null,151273.76189878638,0,1,0]
[872.48,0,18750,0,19622.48,20690.074580499611,-1067.5945804996118,1067.5945804996118,20690.074580499611,null,null,null,null,149948.13409833802,0,1,0]
[872.48,0,18750,0,19622.48,20525.603327004992,-903.12332700499246,903.12332700499246,20525.603327004992,null,null,null,null,143463.00550822745,0,1,0]
[872.48,0,18750,0,19622.48,20391.817193288749,-769.3371932887494,769.3371932887494,20391.817193288749,null,null,null,null,139025.17805318499,0,1,0]
[872.48,0,18750,0,19622.48,20391.930438370899,-769.45043837089906,769.45043837089906,20391.930438370899,null,null,null,null,137376.47330882953,0,1,0]
[872.48,0,18750,0,19622.48,21249.778427259182,-1627.2984272591821,1627.2984272591821,21249.778427259182,null,null,null,null,130868.61733366987,0,1,0]
[872.48,0,18750,500,20622.48,21100.877524743057,-478.39752474305715,478.39752474305715,21100.877524743057,null,null,null,null,124953.57082919727,0,1,0]
[872.48,0,18750,40,19702.48,19626.076000974572,76.403999025427765,0,19626.076000974572,null,null,null,null,124363.78351391033,0,1,0]
[872.48,0,18750,10,19642.48,20389.290441131066,-746.81044113106691,746.81044113106691,20389.290441131066,null,null,null,null,122493.82329337069,0,1,0]
[872.48,0,18750,280,20182.48,20582.116675126879,-399.63667512687971,399.63667512687971,20582.116675126879,null,null,null,null,120378.57922030445,0,1,0]
[872.48,0,18750,230,20082.48,20832.825741995155,-750.34574199515555,750.34574199515555,20832.825741995155,null,null,null,null,119432.82032488949,0,1,0]
[872.48,0,18750,650,20922.48,21416.960559580119,-494.48055958011901,494.48055958011901,21416.960559580119,null,null,null,null,121124.13929658671,0,1,0]
[872.48,0,18750,10,19642.48,21613.739147334894,-1971.2591473348948,1971.2591473348948,21613.739147334894,null,null,null,null,114874.4105467505,0,1,0]
[872.48,0,18750,30,19682.48,22128.797509486016,-2446.3175094860162,2446.3175094860162,22128.797509486016,null,null,null,null,106689.50438967443,0,1,0]
[872.48,0,18750,350,20322.48,22611.236722608017,-2288.7567226080173,2288.7567226080173,22611.236722608017,null,null,null,null,95904.532137845512,0,1,0]
[872.48,0,18750,880,21382.48,22388.240304766328,-1005.7603047663288,1005.7603047663288,22388.240304766328,null,null,null,null,89566.849803237463,0,1,0]
[872.48,0,18750,90,19802.48,22170.680247649994,-2368.2002476499947,2368.2002476499947,22170.680247649994,null,null,null,null,86896.594459247863,0,1,0]
[872.48,0,18750,840,21302.48,23599.773991471346,-2297.2939914713461,2297.2939914713461,23599.773991471346,null,null,null,null,82400.454493773737,0,1,0]
[872.48,0,18750,280,20182.48,23987.608790937589,-3805.1287909375897,3805.1287909375897,23987.608790937589,null,null,null,null,79018.054039279959,505.12879093758966,0,0]
[872.48,0,18750,320,20262.48,23761.899896773015,-3499.4198967730154,3499.4198967730154,23761.899896773015,null,null,null,null,65633.27120772886,199.41989677301535,0,0]
[872.48,0,18750,700,21022.48,23473.441942716727,-2450.9619427167272,2450.9619427167272,23473.441942716727,null,null,null,null,56005.770905025231,0,1,0]
[872.48,0,18750,230,20082.48,22088.262033158058,-2005.7820331580588,2005.7820331580588,22088.262033158058,null,null,null,null,50105.347490884371,0,1,0]
[872.48,0,18750,0,19622.48,22394.340293624151,-2771.8602936241514,2771.8602936241514,22394.340293624151,null,null,null,null,37080.91650000713,0,1,0]
[872.48,0,18750,0,19622.48,24134.471012395916,-4511.9910123959162,4511.9910123959162,24134.471012395916,null,null,null,null,27170.398477857219,1211.9910123959162,0,0]
[872.48,0,18750,0,19622.48,24166.072548610522,-4543.5925486105225,4543.5925486105225,24166.072548610522,null,null,null,null,23843.228079379362,1243.5925486105225,0,0]
[872.48,0,18750,2410,24442.48,27310.219075266072,-2867.7390752660722,2867.7390752660722,27310.219075266072,null,null,null,null,6402.8561221429281,0,1,0]
[872.48,0,18750,3890,27402.48,27281.92893598889,120.5510640111097,0,27281.92893598889,null,null,null,null,6504.9492236307842,0,1,0]
[872.48,0,18750,4610,28842.48,28080.097689521579,762.38231047842055,0,28080.097689521579,null,null,null,null,10523.027768178219,0,1,0]
[872.48,0,18750,5130,29882.48,24231.150295131127,5651.3297048688728,0,24231.150295131127,null,null,null,null,16711.690178400349,0,1,2317.9963715355398]
[872.48,0,18750,2970,25562.48,21147.807393949402,4414.6726060505971,0,21147.807393949402,null,null,null,null,25652.608226223994,0,1,1081.3392727172641]
[872.48,0,18750,3800,27222.48,22228.981140530923,4993.4988594690767,0,22228.981140530923,null,null,null,null,37532.163603383677,0,1,1660.1655261357437]
[872.48,0,18750,4780,29182.48,20924.801559666408,8257.6784403335914,0,20924.801559666408,null,null,null,null,46410.682671532173,0,1,4924.3451070002584]
[872.48,0,18750,4240,28102.48,20993.207937105024,7109.2720628949755,0,20993.207937105024,null,null,null,null,55262.592809154914,0,1,3775.9387295616425]
[872.48,0,18750,4590,28802.48,20902.507190579345,7899.9728094206548,0,20902.507190579345,null,null,null,null,61149.122886129408,0,1,4566.6394760873218]
[872.48,0,18750,4160,27942.48,20728.579576359367,7213.9004236406327,0,20728.579576359367,null,null,null,null,69956.861903690558,0,1,3880.5670903072996]
[872.48,0,18750,4160,27942.48,20751.038134853246,7191.4418651467531,0,20751.038134853246,null,null,null,null,81659.46591448973,0,1,3858.1085318134201]
[872.48,0,18750,2970,25562.48,21125.012588912075,4437.4674110879241,0,21125.012588912075,null,null,null,null,90405.735413484537,0,1,1104.1340777545911]
[872.48,0,18750,1790,23202.48,21007.406555475402,2195.073444524598,0,21007.406555475402,null,null,null,null,99721.895673681211,0,1,0]
[872.48,0,18750,3540,26702.48,21896.702871682821,4805.7771283171787,0,21896.702871682821,null,null,null,null,107486.8305046204,0,1,1472.4437949838457]
[872.48,0,18750,1930,23482.48,21632.480966370997,1849.999033629003,0,21632.480966370997,null,null,null,null,112109.56079419979,0,1,0]
[872.48,0,18750,4380,28382.48,21355.180218439858,7027.2997815601411,0,21355.180218439858,null,null,null,null,118290.58602075078,0,1,3693.9664482268081]
[{"$f":"M$13","v":872.48},{"$f":"M$14","v":0},18750,110,{"$f":"A8196+C8196+((D8196/2)*M$12)","v":19842.48},{"$f":"I8196*1","v":21973.728781150116},{"$f":"E8196-F8196","v":-2131.248781150116},{"$f":"IF(G8196<0,ABS(G8196),0)","v":2131.248781150116},21973.728781150116,null,null,null,null,118706.74948003016,0,{"$f":"IF(O8196>0,0,1)","v":1},0]
[872.48,0,18750,10,19642.48,21328.169488627431,-1685.6894886274313,1685.6894886274313,21328.169488627431,null,null,null,null,117086.74781178503,0,1,0]
[872.48,0,18750,60,19742.48,21400.743367458825,-1658.2633674588251,1658.2633674588251,21400.743367458825,null,null,null,null,116639.67949163429,0,1,0]
[872.48,0,18750,70,19762.48,21961.081607046024,-2198.6016070460246,2198.6016070460246,21961.081607046024,null,null,null,null,110198.64056916744,0,1,0]
[872.48,0,18750,0,19622.48,22970.951123817664,-3348.4711238176642,3348.4711238176642,22970.951123817664,null,null,null,null,99654.989812491986,48.471123817664193,0,0]
[872.48,0,18750,910,21442.48,22454.955115425502,-1012.4751154255027,1012.4751154255027,22454.955115425502,null,null,null,null,93339.633306843811,0,1,0]
[872.48,0,18750,1560,22742.48,23022.607211559749,-280.12721155974941,280.12721155974941,23022.607211559749,null,null,null,null,94388.962561913126,0,1,0]
[872.48,0,18750,3160,25942.48,23180.880339699826,2761.5996603001731,0,23180.880339699826,null,null,null,null,101919.84632028088,0,1,0]
[872.48,0,18750,5010,29642.48,23000.532341074831,6641.9476589251681,0,23000.532341074831,null,null,null,null,110605.39543893916,0,1,3308.614325591835]
[872.48,0,18750,5070,29762.48,23808.290314604557,5954.1896853954422,0,23808.290314604557,null,null,null,null,118495.20197858624,0,1,2620.8563520621092]
[872.48,0,18750,4980,29582.48,23022.850604250329,6559.6293957496709,0,23022.850604250329,null,null,null,null,130003.94366502145,0,1,3226.2960624163379]
[872.48,0,18750,4880,29382.48,23290.110878639069,6092.3691213609309,0,23290.110878639069,null,null,null,null,138605.32471585347,0,1,2759.0357880275978]
[872.48,0,18750,4900,29422.48,23948.729797898912,5473.7502021010878,0,23948.729797898912,null,null,null,null,150033.74649165565,0,1,2140.4168687677547]
[872.48,0,18750,5110,29842.48,23836.192952488964,6006.2870475110358,0,23836.192952488964,null,null,null,null,158575.09820338641,0,1,2672.9537141777028]
[872.48,0,18750,5070,29762.48,20345.290118160283,9417.1898818397167,0,20345.290118160283,null,null,null,null,164255.10658207786,0,1,6083.8565485063837]
[872.48,0,18750,5110,29842.48,23595.8014594376,6246.6785405623996,0,23595.8014594376,null,null,null,null,172753.83686339628,0,1,2913.3452072290665]
[872.48,0,18750,4990,29602.48,24398.585076478648,5203.8949235213513,0,24398.585076478648,null,null,null,null,178794.76717196553,0,1,1870.5615901880183]
[872.48,0,18750,4520,28662.48,22405.649310403402,6256.8306895965979,0,22405.649310403402,null,null,null,null,190062.67215388044,0,1,2923.4973562632649]
[872.48,0,18750,5020,29662.48,23462.160735196263,6200.3192648037366,0,23462.160735196263,null,null,null,null,198484.0571353726,0,1,2866.9859314704036]
[872.48,0,18750,4750,29122.48,23658.401893982398,5464.0781060176014,0,23658.401893982398,null,null,null,null,206880.20321765382,0,1,2130.7447726842684]
[{"$f":"M$13","v":872.48},{"$f":"M$14","v":0},18750,4960,{"$f":"A8260+C8260+((D8260/2)*M$12)","v":29542.48},{"$f":"I8260*1","v":22310.455941250351},{"$f":"E8260-F8260","v":7232.0240587496482},{"$f":"IF(G8260<0,ABS(G8260),0)","v":0},22310.455941250351,null,null,null,null,218035.93485568857,0,{"$f":"IF(O8260>0,0,1)","v":1},3898.6907254163152]
[872.48,0,18750,4720,29062.48,22471.664523434039,6590.8154765659601,0,22471.664523434039,null,null,null,null,220817.89892083287,0,1,3257.4821432326271]
[872.48,0,18750,4790,29202.48,22517.313588896846,6685.1664111031532,0,22517.313588896846,null,null,null,null,231917.9633464923,0,1,3351.8330777698202]
[872.48,0,18750,4550,28722.48,21525.236269893736,7197.2437301062637,0,21525.236269893736,null,null,null,null,234686.0453831458,0,1,3863.9103967729307]
[872.48,0,18750,4930,29482.48,21077.440969029649,8405.0390309703507,0,21077.440969029649,null,null,null,null,237451.35933776267,0,1,5071.7056976370177]
[872.48,0,18750,5090,29802.48,21381.597943980061,8420.8820560199383,0,21381.597943980061,null,null,null,null,240213.90797842492,0,1,5087.5487226866053]
[872.48,0,18750,4690,29002.48,22156.715183582492,6845.764816417508,0,22156.715183582492,null,null,null,null,242973.69407044648,0,1,3512.4314830841749]
[872.48,0,18750,5120,29862.48,22705.235888350402,7157.2441116495975,0,22705.235888350402,null,null,null,null,245730.72037637603,0,1,3823.9107783162644]
[872.48,0,18750,4710,29042.48,22832.994353541257,6209.4856464587428,0,22832.994353541257,null,null,null,null,248484.98965599967,0,1,2876.1523131254098]
[872.48,0,18750,4750,29122.48,22390.90152900005,6731.5784709999498,0,22390.90152900005,null,null,null,null,251236.50466634368,0,1,3398.2451376666168]
[872.48,0,18750,4860,29342.48,24133.396059750161,5209.0839402498386,0,24133.396059750161,null,null,null,null,253985.26816167735,0,1,1875.7506069165056]
[872.48,0,18750,4960,29542.48,22396.934116744673,7145.5458832553268,0,22396.934116744673,null,null,null,null,256731.28289351566,0,1,3812.2125499219937]
[872.48,0,18750,4870,29362.48,22417.29925323631,6945.18074676369,0,22417.29925323631,null,null,null,null,259474.55161062215,0,1,3611.8474134303569]
[872.48,0,18750,3600,26822.48,22409.482898082038,4412.9971019179611,0,22409.482898082038,null,null,null,null,262215.07705901156,0,1,1079.6637685845953]
[872.48,0,18750,4610,28842.48,22365.24512370599,6477.2348762940092,0,22365.24512370599,null,null,null,null,264952.86198195256,0,1,3143.9015429606434]
[872.48,0,18750,3760,27142.48,22483.948441263037,4658.5315587369623,0,22483.948441263037,null,null,null,null,267687.90911997063,0,1,1325.1982254036293]
[872.48,0,18750,4410,28442.48,22422.203048501389,6020.2769514986103,0,22422.203048501389,null,null,null,null,270420.22121085064,0,1,2686.9436181652773]
[872.48,0,18750,4860,29342.48,23160.427471944629,6182.0525280553702,0,23160.427471944629,null,null,null,null,273149.80098963977,0,1,2848.7191947220372]
[872.48,0,18750,3230,26082.48,23057.40318085278,3025.0768191472198,0,23057.40318085278,null,null,null,null,275876.65118865011,0,1,0]
[872.48,0,18750,3180,25982.48,23155.741272780797,2826.7387272192027,0,23155.741272780797,null,null,null,null,278600.77453746146,0,1,0]
[872.48,0,18750,2590,24802.48,23258.168207328141,1544.3117926718587,0,23258.168207328141,null,null,null,null,279712.05437632866,0,1,0]
[872.48,0,18750,860,21342.48,23224.845391168939,-1882.3653911689398,1882.3653911689398,23224.845391168939,null,null,null,null,277361.74039166648,0,1,0]
[872.48,0,18750,850,21322.48,22461.792047111154,-1139.3120471111542,1139.3120471111542,22461.792047111154,null,null,null,null,275831.13539945259,0,1,0]
[872.48,0,18750,220,20062.48,23142.17235216625,-3079.6923521662502,3079.6923521662502,23142.17235216625,null,null,null,null,272167.64267667022,0,1,0]
[872.48,0,18750,1150,21922.48,23663.875544399216,-1741.3955443992163,1741.3955443992163,23663.875544399216,null,null,null,null,269979.9399351544,0,1,0]
[872.48,0,18750,150,19922.48,23502.937107063794,-3580.457107063794,3580.457107063794,23502.937107063794,null,null,null,null,266409.95999521925,280.45710706379396,0,0]
[872.48,0,18750,570,20762.48,22539.973728174031,-1777.4937281740313,1777.4937281740313,22539.973728174031,null,null,null,null,264188.30693423259,0,1,0]
[872.48,0,18750,980,21582.48,23533.07980065907,-1950.5998006590708,1950.5998006590708,23533.07980065907,null,null,null,null,261778.45884657337,0,1,0]
[872.48,0,18750,660,20942.48,23745.612451091125,-2803.1324510911254,2803.1324510911254,23745.612451091125,null,null,null,null,258433.23469152654,0,1,0]
[872.48,0,18750,1790,23202.48,23588.768927403849,-386.28892740384981,386.28892740384981,23588.768927403849,null,null,null,null,257749.88363669076,0,1,0]
[872.48,0,18750,530,20682.48,23479.46445246612,-2796.9844524661203,2796.9844524661203,23479.46445246612,null,null,null,null,254415.45085534133,0,1,0]
[872.48,0,18750,520,20662.48,23837.619173937142,-3175.1391739371429,3175.1391739371429,23837.619173937142,null,null,null,null,250668.38231315513,0,1,0]
[872.48,0,18750,810,21242.48,23812.022829925045,-2569.5428299250452,2569.5428299250452,23812.022829925045,null,null,null,null,247591.21681792443,0,1,0]
[872.48,0,18750,1280,22182.48,23310.862130728223,-1128.3821307282233,1128.3821307282233,23310.862130728223,null,null,null,null,246102.40525730545,0,1,0]
[872.48,0,18750,1660,22942.48,23789.262740787653,-846.78274078765389,846.78274078765389,23789.262740787653,null,null,null,null,244924.84183718171,0,1,0]
[872.48,0,18750,1000,21622.48,24130.196009610372,-2507.7160096103726,2507.7160096103726,24130.196009610372,null,null,null,null,241921.42938477313,0,1,0]
[872.48,0,18750,1690,23002.48,24308.253339704905,-1305.7733397049051,1305.7733397049051,24308.253339704905,null,null,null,null,240243.15728171298,0,1,0]
[872.48,0,18750,1270,22162.48,24223.566538863663,-2061.086538863663,2061.086538863663,24223.566538863663,null,null,null,null,237735.71893168124,0,1,0]
[872.48,0,18750,620,20862.48,22429.565619532754,-1567.0856195327542,1567.0856195327542,22429.565619532754,null,null,null,null,235774.18903126352,0,1,0]
[872.48,0,18750,320,20262.48,22126.287604194495,-1863.8076041944951,1863.8076041944951,22126.287604194495,null,null,null,null,233488.2264776183,0,1,0]
[872.48,0,18750,2120,23862.48,22574.008953803062,1288.4710461969371,0,22574.008953803062,null,null,null,null,234414.36219271793,0,1,0]
[872.48,0,18750,300,20222.48,22527.532425945086,-2305.0524259450867,2305.0524259450867,22527.532425945086,null,null,null,null,231644.39016198562,0,1,0]
[872.48,0,18750,350,20322.48,22755.252555485553,-2432.7725554855533,2432.7725554855533,22755.252555485553,null,null,null,null,228736.69596078951,0,1,0]
[872.48,0,18750,320,20262.48,22575.727679429554,-2313.2476794295544,2313.2476794295544,22575.727679429554,null,null,null,null,225963.38681745622,0,1,0]
[872.48,0,18750,530,20682.48,22339.072446823975,-1656.5924468239755,1656.5924468239755,22339.072446823975,null,null,null,null,223915.17173913241,0,1,0]
[872.48,0,18750,710,21042.48,20133.491215613703,908.98878438629617,0,20133.491215613703,null,null,null,null,224509.34647334096,0,1,0]
[872.48,0,18750,0,19622.48,20526.606120930603,-904.12612093060307,904.12612093060307,20526.606120930603,null,null,null,null,223290.29839384396,0,1,0]
[872.48,0,18750,0,19622.48,20956.062517893406,-1333.5825178934065,1333.5825178934065,20956.062517893406,null,null,null,null,221600.06732576736,0,1,0]
[872.48,0,18750,0,19622.48,20903.760847972706,-1281.2808479727064,1281.2808479727064,20903.760847972706,null,null,null,null,219969.05832567159,0,1,0]
[872.48,0,18750,70,19762.48,20745.013701724056,-982.5337017240563,982.5337017240563,20745.013701724056,null,null,null,null,218668.30219544948,0,1,0]
[872.48,0,18750,160,19942.48,20021.037207241843,-78.557207241843571,78.557207241843571,20021.037207241843,null,null,null,null,218363.220965288,0,1,0]
[872.48,0,18750,600,20822.48,21026.666494193447,-204.18649419344729,204.18649419344729,21026.666494193447,null,null,null,null,217920.25260070991,0,1,0]
[872.48,0,18750,1640,22902.48,22886.368396795857,16.111603204142739,0,22886.368396795857,null,null,null,null,217716.83279099292,0,1,0]
[872.48,0,18750,2860,25342.48,22873.907024852189,2468.5729751478102,0,22873.907024852189,null,null,null,null,219720.83163583497,0,1,0]
[872.48,0,18750,2460,24542.48,22437.716871621909,2104.7631283780902,0,22437.716871621909,null,null,null,null,221395.39761973941,0,1,0]
[872.48,0,18750,2260,24142.48,22178.272712830698,1964.2072871693017,0,22178.272712830698,null,null,null,null,222941.78878057204,0,1,0]
[872.48,0,18750,2150,23922.48,22106.958650153429,1815.521349846571,0,22106.958650153429,null,null,null,null,224352.8162066534,0,1,0]
[872.48,0,18750,2510,24642.48,21969.981442622819,2672.498557377181,0,21969.981442622819,null,null,null,null,226533.71209208621,0,1,0]
[872.48,0,18750,3840,27302.48,21380.144187712587,5922.3358122874124,0,21380.144187712587,null,null,null,null,229307.17837999412,0,1,2589.0024789540794]
[872.48,0,18750,3930,27482.48,21685.882230906278,5796.5977690937216,0,21685.882230906278,null,null,null,null,232077.87120161412,0,1,2463.2644357603886]
[872.48,0,18750,4700,29022.48,21340.787531719609,7681.692468280391,0,21340.787531719609,null,null,null,null,234845.7933304125,0,1,4348.359134947058]
[{"$f":"M$13","v":872.48},{"$f":"M$14","v":0},18750,4250,{"$f":"A8324+C8324+((D8324/2)*M$12)","v":28122.48},{"$f":"I8324*1","v":21773.291742056066},{"$f":"E8324-F8324","v":6349.1882579439334},{"$f":"IF(G8324<0,ABS(G8324),0)","v":0},21773.291742056066,null,null,null,null,237610.9475370821,0,{"$f":"IF(O8324>0,0,1)","v":1},3015.8549246106004]
[872.48,0,18750,5410,30442.48,19335.342358990521,11107.137641009478,0,19335.342358990521,null,null,null,null,240373.33658954501,0,1,7773.8043076761451]
[872.48,0,18750,4840,29302.48,20075.336115207239,9227.1438847927602,0,20075.336115207239,null,null,null,null,243132.96325295547,0,1,5893.8105514594272]
[872.48,0,18750,4740,29102.48,20836.241957872244,8266.2380421277558,0,20836.241957872244,null,null,null,null,245889.83028970251,0,1,4932.9047087944227]
[872.48,0,18750,5120,29862.48,20759.92527402383,9102.5547259761697,0,20759.92527402383,null,null,null,null,248643.94045941281,0,1,5769.2213926428367]
[872.48,0,18750,5020,29662.48,20533.338934177358,9129.1410658226414,0,20533.338934177358,null,null,null,null,251395.2965189534,0,1,5795.8077324893084]
[872.48,0,18750,4760,29142.48,20659.172218307882,8483.3077816921177,0,20659.172218307882,null,null,null,null,254143.90122243445,0,1,5149.9744483587847]
[872.48,0,18750,4970,29562.48,20385.577975950364,9176.9020240496357,0,20385.577975950364,null,null,null,null,256889.757321212,0,1,5843.5686907163026]
[872.48,0,18750,5070,29762.48,20267.893551152421,9494.5864488475781,0,20267.893551152421,null,null,null,null,259632.86756389079,0,1,6161.2531155142451]
[872.48,0,18750,5060,29742.48,20121.661441115837,9620.8185588841625,0,20121.661441115837,null,null,null,null,262373.23469632689,0,1,6287.4852255508295]
[872.48,0,18750,4950,29522.48,19967.967978710523,9554.5120212894763,0,19967.967978710523,null,null,null,null,265110.86146163056,0,1,6221.1786879561432]
[872.48,0,18750,4910,29442.48,19844.152207114948,9598.3277928850512,0,19844.152207114948,null,null,null,null,267845.75060016895,0,1,6264.9944595517181]
[872.48,0,18750,5110,29842.48,20126.952771200216,9715.5272287997832,0,20126.952771200216,null,null,null,null,270577.90484956879,0,1,6382.1938954664502]
[872.48,0,18750,4960,29542.48,20594.120620811314,8948.3593791886851,0,20594.120620811314,null,null,null,null,273307.32694471924,0,1,5615.0260458553521]
[872.48,0,18750,5030,29682.48,21771.942726733039,7910.5372732669603,0,21771.942726733039,null,null,null,null,276034.01961777452,0,1,4577.2039399336272]
[872.48,0,18750,4950,29522.48,21766.245242053526,7756.2347579464731,0,21766.245242053526,null,null,null,null,278757.98559815675,0,1,4422.9014246131401]
[872.48,0,18750,5020,29662.48,21122.130028921372,8540.3499710786273,0,21122.130028921372,null,null,null,null,281479.22761255858,0,1,5207.0166377452942]
[872.48,0,18750,4990,29602.48,20445.809723866278,9156.6702761337219,0,20445.809723866278,null,null,null,null,284197.74838494603,0,1,5823.3369428003889]
[872.48,0,18750,4830,29282.48,20412.039411885395,8870.4405881146049,0,20412.039411885395,null,null,null,null,286913.55063656106,0,1,5537.1072547812719]
[872.48,0,18750,4860,29342.48,20237.819677892119,9104.6603221078803,0,20237.819677892119,null,null,null,null,289626.63708592451,0,1,5771.3269887745473]
[872.48,0,18750,4140,27902.48,20350.176467591191,7552.3035324088087,0,20350.176467591191,null,null,null,null,292337.01044883858,0,1,4218.9701990754756]
[872.48,0,18750,3200,26022.48,20381.25431996246,5641.2256800375399,0,20381.25431996246,null,null,null,null,295044.67343838973,0,1,2307.8923467042068]
[872.48,0,18750,3500,26622.48,20718.530081821318,5903.9499181786814,0,20718.530081821318,null,null,null,null,297749.62876495131,0,1,2570.6165848453484]
[872.48,0,18750,2850,25322.48,20749.821528898534,4572.6584711014657,0,20749.821528898534,null,null,null,null,300451.87913618638,0,1,1239.3251377681327]
[872.48,0,18750,4260,28142.48,19478.8050316054,8663.6749683946,0,19478.8050316054,null,null,null,null,303151.42725705018,0,1,5330.341635061267]
[872.48,0,18750,4790,29202.48,19614.918282309398,9587.5617176906017,0,19614.918282309398,null,null,null,null,305848.27582979313,0,1,6254.2283843572686]
[872.48,0,18750,4120,27862.48,21221.714492716921,6640.7655072830785,0,21221.714492716921,null,null,null,null,308542.42755396332,0,1,3307.4321739497454]
[872.48,0,18750,4560,28742.48,21777.437801942717,6965.0421980572828,0,21777.437801942717,null,null,null,null,311233.88512640935,0,1,3631.7088647239498]
[872.48,0,18750,3930,27482.48,21909.67486462506,5572.8051353749397,0,21909.67486462506,null,null,null,null,313922.65124128293,0,1,2239.4718020416067]
[872.48,0,18750,3300,26222.48,21961.96529916986,4260.5147008301392,0,21961.96529916986,null,null,null,null,316608.72859004163,0,1,927.18136749680616]
[872.48,0,18750,2640,24902.48,21573.458996915539,3329.021003084461,0,21573.458996915539,null,null,null,null,319292.11986145162,0,1,-4.3123302488720583]
[872.48,0,18750,2170,23962.48,21486.503503874319,2475.9764961256806,0,21486.503503874319,null,null,null,null,321201.20658810326,0,1,0]
[872.48,0,18750,3080,25782.48,21900.939856268429,3881.5401437315704,0,21900.939856268429,null,null,null,null,323880.00538151513,0,1,548.20681039823739]
[872.48,0,18750,2120,23862.48,22393.890221200021,1468.5897787999784,0,22393.890221200021,null,null,null,null,324877.85617705359,0,1,0]
[872.48,0,18750,2290,24202.48,22060.130781068903,2142.3492189310964,0,22060.130781068903,null,null,null,null,326481.09261791455,0,1,0]
[872.48,0,18750,2220,24062.48,22232.131756009159,1830.3482439908403,0,22232.131756009159,null,null,null,null,327801.92494488839,0,1,0]
[872.48,0,18750,1740,23102.48,22013.133023406117,1089.3469765938826,0,22013.133023406117,null,null,null,null,328454.53529887798,0,1,0]
[872.48,0,18750,1950,23522.48,21604.159197474677,1918.3208025253225,0,21604.159197474677,null,null,null,null,329852.56948585191,0,1,0]
[872.48,0,18750,1180,21982.48,22865.194498389526,-882.71449838952685,882.71449838952685,22865.194498389526,null,null,null,null,328551.73096813762,0,1,0]
[872.48,0,18750,760,21142.48,22415.184200310978,-1272.7042003109782,1272.7042003109782,22415.184200310978,null,null,null,null,326823.20461682742,0,1,0]
[872.48,0,18750,1020,21662.48,22306.173492782909,-643.69349278290974,643.69349278290974,22306.173492782909,null,null,null,null,325788.31857014936,0,1,0]
[872.48,0,18750,1330,22282.48,22143.08387578246,139.39612421753918,0,22143.08387578246,null,null,null,null,325587.98676337505,0,1,0]
[872.48,0,18750,830,21282.48,21788.065336762011,-505.58533676201114,505.58533676201114,21788.065336762011,null,null,null,null,324706.25490617345,0,1,0]
[872.48,0,18750,720,21062.48,21879.890952367146,-817.41095236714682,817.41095236714682,21879.890952367146,null,null,null,null,323482.39660366339,0,1,0]
[872.48,0,18750,560,20742.48,20262.635606985117,479.84439301488237,0,20262.635606985117,null,null,null,null,323590.77416077309,0,1,0]
[872.48,0,18750,990,21602.48,19790.227322829214,1812.2526771707853,0,19790.227322829214,null,null,null,null,324898.21079606604,0,1,0]
[872.48,0,18750,1320,22262.48,19165.65688406803,3096.8231159319694,0,19165.65688406803,null,null,null,null,327573.31258526997,0,1,0]
[872.48,0,18750,310,20242.48,20426.777960744079,-184.29796074407932,184.29796074407932,20426.777960744079,null,null,null,null,327043.01151586627,0,1,0]
[872.48,0,18750,920,21462.48,20248.124086078315,1214.355913921685,0,20248.124086078315,null,null,null,null,327808.88882687991,0,1,0]
[872.48,0,18750,1580,22782.48,20017.844690515896,2764.6353094841033,0,20017.844690515896,null,null,null,null,330481.07993805304,0,1,0]
[872.48,0,18750,2130,23882.48,20412.3266459675,3470.1533540324999,0,20412.3266459675,null,null,null,null,333150.59885811497,0,1,136.82002069916689]
[872.48,0,18750,2110,23842.48,20038.565301930026,3803.9146980699734,0,20038.565301930026,null,null,null,null,335817.44825925684,0,1,470.58136473664035]
[872.48,0,18750,1940,23502.48,20431.0496947069,3071.4303052930991,0,20431.0496947069,null,null,null,null,338481.63081099757,0,1,0]
[872.48,0,18750,2430,24482.48,20089.717315852668,4392.762684147332,0,20089.717315852668,null,null,null,null,341143.14918018656,0,1,1059.429350813999]
[872.48,0,18750,1850,23322.48,19914.299506644635,3408.1804933553649,0,19914.299506644635,null,null,null,null,343802.0060310064,0,1,74.847160022031858]
[872.48,0,18750,2490,24602.48,19278.72281300875,5323.7571869912499,0,19278.72281300875,null,null,null,null,346458.20402497542,0,1,1990.4238536579169]
[872.48,0,18750,1980,23582.48,19567.399219708266,4015.0807802917334,0,19567.399219708266,null,null,null,null,349111.74582095043,0,1,681.74744695840036]
[872.48,0,18750,2010,23642.48,21589.012388352941,2053.4676116470582,0,21589.012388352941,null,null,null,null,350610.75492561184,0,1,0]
[872.48,0,18750,640,20902.48,20064.648927251568,837.83107274843132,0,20064.648927251568,null,null,null,null,351014.19213615981,0,1,0]
[872.48,0,18750,1470,22562.48,20742.40770723423,1820.0722927657698,0,20742.40770723423,null,null,null,null,352301.24300751282,0,1,0]
[872.48,0,18750,2180,23982.48,21540.565808949716,2441.914191050284,0,21540.565808949716,null,null,null,null,354146.66453645052,0,1,0]
[872.48,0,18750,1410,22442.48,22651.535632080388,-209.05563208038802,209.05563208038802,22651.535632080388,null,null,null,null,353562.55667662568,0,1,0]
[872.48,0,18750,460,20542.48,21295.601093100544,-753.12109310054439,753.12109310054439,21295.601093100544,null,null,null,null,352380.56091753847,0,1,0]
[872.48,0,18750,920,21462.48,22769.967574984355,-1307.4875749843559,1307.4875749843559,22769.967574984355,null,null,null,null,350589.94402413815,0,1,0]
[{"$f":"M$13","v":872.48},{"$f":"M$14","v":0},18750,90,{"$f":"A8388+C8388+((D8388/2)*M$12)","v":19802.48},{"$f":"I8388*1","v":22598.875258817548},{"$f":"E8388-F8388","v":-2796.3952588175489},{"$f":"IF(G8388<0,ABS(G8388),0)","v":2796.3952588175489},22598.875258817548,null,null,null,null,347163.31929541467,0,{"$f":"IF(O8388>0,0,1)","v":1},0]
[872.48,0,18750,120,19862.48,22312.008579134756,-2449.528579134756,2449.528579134756,22312.008579134756,null,null,null,null,344121.67453907104,0,1,0]
[872.48,0,18750,0,19622.48,21828.881459386837,-2206.4014593868378,2206.4014593868378,21828.881459386837,null,null,null,null,341350.51125920645,0,1,0]
[872.48,0,18750,10,19642.48,22754.463768577101,-3111.9837685771017,3111.9837685771017,22754.463768577101,null,null,null,null,337585.97860251239,0,1,0]
[872.48,0,18750,390,20402.48,22845.681871647288,-2443.2018716472885,2443.2018716472885,22845.681871647288,null,null,null,null,334560.87056509784,0,1,0]
[872.48,0,18750,600,20822.48,23089.75710982396,-2267.2771098239609,2267.2771098239609,23089.75710982396,null,null,null,null,331732.30487372633,0,1,0]
[872.48,0,18750,560,20742.48,24302.064541654276,-3559.5845416542761,3559.5845416542761,24302.064541654276,null,null,null,null,328100.57256885263,259.58454165427611,0,0]
[872.48,0,18750,320,20262.48,24704.54951939531,-4442.0695193953106,4442.0695193953106,24704.54951939531,null,null,null,null,324472.4719962838,1142.0695193953106,0,0]
[872.48,0,18750,1270,22162.48,23437.402966391302,-1274.9229663913029,1274.9229663913029,23437.402966391302,null,null,null,null,322745.58426125709,0,1,0]
[872.48,0,18750,1810,23242.48,23248.61181874734,-6.1318187473407306,6.1318187473407306,23248.61181874734,null,null,null,null,322416.09367637377,0,1,0]
[872.48,0,18750,1440,22502.48,23231.653065265411,-729.17306526541142,729.17306526541142,23231.653065265411,null,null,null,null,321291.58721090545,0,1,0]
[872.48,0,18750,1410,22442.48,22714.97606662519,-272.49606662519,272.49606662519,22714.97606662519,null,null,null,null,320670.54995040683,0,1,0]
[872.48,0,18750,1330,22282.48,22576.136371629524,-293.65637162952407,293.65637162952407,22576.136371629524,null,null,null,null,320026.85739166394,0,1,0]
[872.48,0,18750,4240,28102.48,23248.005641867861,4854.4743581321381,0,23248.005641867861,null,null,null,null,322706.8305342723,0,1,1521.1410247988051]
[872.48,0,18750,4700,29022.48,22711.204792251683,6311.2752077483165,0,22711.204792251683,null,null,null,null,325384.12370373803,0,1,2977.9418744149834]
[872.48,0,18750,2080,23782.48,22776.995243509748,1005.484756490252,0,22776.995243509748,null,null,null,null,325963.67586087552,0,1,0]
[872.48,0,18750,2320,24262.48,22924.902361902965,1337.5776380970347,0,22924.902361902965,null,null,null,null,326841.53205930197,0,1,0]
[872.48,0,18750,4690,29002.48,22992.455289483907,6010.0247105160925,0,22992.455289483907,null,null,null,null,329514.69052724267,0,1,2676.6913771827594]
[872.48,0,18750,4680,28982.48,22312.966119525139,6669.5138804748603,0,22312.966119525139,null,null,null,null,332185.17583671544,0,1,3336.1805471415273]
[872.48,0,18750,4790,29202.48,22247.485551274247,6954.9944487257526,0,22247.485551274247,null,null,null,null,334852.99066087871,0,1,3621.6611153924196]
[872.48,0,18750,4350,28322.48,21625.881918925392,6696.5980810746078,0,21625.881918925392,null,null,null,null,337518.13767021784,0,1,3363.2647477412747]
[872.48,0,18750,2930,25482.48,23436.382960820218,2046.0970391797819,0,23436.382960820218,null,null,null,null,339022.10686780943,0,1,0]
[872.48,0,18750,640,20902.48,18192.607976051881,2709.872023948119,0,18192.607976051881,null,null,null,null,341121.96958249493,0,1,0]
[872.48,0,18750,1770,23162.48,19564.614612571429,3597.8653874285701,0,19564.614612571429,null,null,null,null,343780.84761291242,0,1,264.53205409523707]
[872.48,0,18750,1840,23302.48,21522.76547749541,1779.7145225045897,0,21522.76547749541,null,null,null,null,345038.80983555363,0,1,0]
[872.48,0,18750,730,21082.48,22371.799821487202,-1289.3198214872027,1289.3198214872027,22371.799821487202,null,null,null,null,343275.51922208216,0,1,0]
[872.48,0,18750,980,21582.48,21845.831937044117,-263.35193704411722,263.35193704411722,21845.831937044117,null,null,null,null,342642.55657211156,0,1,0]
[872.48,0,18750,330,20282.48,21987.184097220488,-1704.7040972204886,1704.7040972204886,21987.184097220488,null,null,null,null,340424.73950859695,0,1,0]
[872.48,0,18750,440,20502.48,21784.760233696896,-1282.2802336968962,1282.2802336968962,21784.760233696896,null,null,null,null,338673.80651202175,0,1,0]
[872.48,0,18750,430,20482.48,21538.748918920315,-1056.2689189203156,1056.2689189203156,21538.748918920315,null,null,null,null,337173.23689469736,0,1,0]
[872.48,0,18750,320,20262.48,22154.168806143869,-1891.6888061438694,1891.6888061438694,22154.168806143869,null,null,null,null,334755.20597104437,0,1,0]
[872.48,0,18750,300,20222.48,22608.181636256166,-2385.7016362561662,2385.7016362561662,22608.181636256166,null,null,null,null,331796.17896519153,0,1,0]
[872.48,0,18750,220,20062.48,21848.12451921765,-1785.6445192176507,1785.6445192176507,21848.12451921765,null,null,null,null,329500.17381508695,0,1,0]
[872.48,0,18750,80,19782.48,19815.004761534565,-32.524761534565187,32.524761534565187,19815.004761534565,null,null,null,null,329134.89640358387,0,1,0]
[872.48,0,18750,100,19822.48,20317.635558200032,-495.15555820003283,495.15555820003283,20317.635558200032,null,null,null,null,328261.09039316024,0,1,0]
[872.48,0,18750,460,20542.48,21694.533527564134,-1152.0535275641341,1152.0535275641341,21694.533527564134,null,null,null,null,326665.57042244653,0,1,0]
[872.48,0,18750,750,21122.48,22197.761850717645,-1075.2818507176453,1075.2818507176453,22197.761850717645,null,null,null,null,325156.09481623472,0,1,0]
[872.48,0,18750,1900,23422.48,24263.671942767476,-841.19194276747658,841.19194276747658,24263.671942767476,null,null,null,null,323905.62758437428,0,1,0]
[872.48,0,18750,1540,22702.48,21484.875017804581,1217.6049821954184,0,21484.875017804581,null,null,null,null,324677.5664407658,0,1,0]
[872.48,0,18750,2990,25602.48,21077.682455104466,4524.7975448955331,0,21077.682455104466,null,null,null,null,327352.88887432503,0,1,1191.4642115622]
[872.48,0,18750,1880,23382.48,21451.508595797262,1930.9714042027372,0,21451.508595797262,null,null,null,null,328763.41024923319,0,1,0]
[872.48,0,18750,2540,24702.48,21278.298789379849,3424.1812106201505,0,21278.298789379849,null,null,null,null,331434.64683898393,0,1,90.847877286817493]
[872.48,0,18750,4690,29002.48,21070.668737834603,7931.8112621653963,0,21070.668737834603,null,null,null,null,334103.21219214494,0,1,4598.4779288320633]
[872.48,0,18750,4940,29502.48,21354.135467657179,8148.3445323428205,0,21354.135467657179,null,null,null,null,336769.10897995281,0,1,4815.0111990094874]
[872.48,0,18750,3620,26862.48,21482.884978806964,5379.5950211930358,0,21482.884978806964,null,null,null,null,339432.33987097285,0,1,2046.2616878597028]
[872.48,0,18750,3350,26322.48,21197.732083247087,5124.7479167529127,0,21197.732083247087,null,null,null,null,342092.9075311019,0,1,1791.4145834195797]
[872.48,0,18750,4670,28962.48,24347.055126618434,4615.4248733815657,0,24347.055126618434,null,null,null,null,344750.81462357077,0,1,1282.0915400482327]
[872.48,0,18750,4850,29322.48,21954.870496943455,7367.6095030565448,0,21954.870496943455,null,null,null,null,347406.06380894722,0,1,4034.2761697232118]
[872.48,0,18750,5000,29622.48,21577.958079091615,8044.5219209083843,0,21577.958079091615,null,null,null,null,350058.65774513828,0,1,4711.1885875750513]
[872.48,0,18750,4910,29442.48,22437.815881373852,7004.6641186261477,0,22437.815881373852,null,null,null,null,352708.59908739314,0,1,3671.3307852928147]
[872.48,0,18750,3000,25622.48,22416.474501149689,3206.0054988503107,0,22416.474501149689,null,null,null,null,355355.89048830577,0,1,0]
[872.48,0,18750,880,21382.48,21975.248059618185,-592.76805961818536,592.76805961818536,21975.248059618185,null,null,null,null,354348.48973223747,0,1,0]
[872.48,0,18750,2640,24902.48,21691.269955142539,3211.2100448574602,0,21691.269955142539,null,null,null,null,356994.14124250523,0,1,0]
[872.48,0,18750,3570,26762.48,22124.539006703009,4637.9409932969902,0,22124.539006703009,null,null,null,null,359637.1471012627,0,1,1304.6076599636572]
[872.48,0,18750,2620,24862.48,21958.942928697641,2903.5370713023585,0,21958.942928697641,null,null,null,null,362277.50995416142,0,1,0]
[872.48,0,18750,2300,24222.48,21384.185796351325,2838.2942036486747,0,21384.185796351325,null,null,null,null,364915.23244420724,0,1,0]
[872.48,0,18750,3010,25642.48,20500.880347828046,5141.5996521719535,0,20500.880347828046,null,null,null,null,367550.31721176306,0,1,1808.2663188386205]
[872.48,0,18750,3570,26762.48,20602.06083251263,6160.4191674873691,0,20602.06083251263,null,null,null,null,370182.76689455129,0,1,2827.0858341540361]
[872.48,0,18750,2820,25262.48,20733.445513580577,4529.034486419423,0,20733.445513580577,null,null,null,null,372812.58412765671,0,1,1195.70115308609]
[872.48,0,18750,3670,26962.48,20696.626453688852,6265.8535463111475,0,20696.626453688852,null,null,null,null,375439.77154352906,0,1,2932.5202129778145]
[872.48,0,18750,3490,26602.48,20772.750666785476,5829.7293332145236,0,20772.750666785476,null,null,null,null,378064.33177198551,0,1,2496.3959998811906]
[872.48,0,18750,2710,25042.48,20703.287694635837,4339.1923053641622,0,20703.287694635837,null,null,null,null,380686.26744021353,0,1,1005.8589720308291]
[872.48,0,18750,4080,27782.48,20536.145384040112,7246.3346159598877,0,20536.145384040112,null,null,null,null,383305.58117277332,0,1,3913.0012826265547]
[872.48,0,18750,3840,27302.48,20855.744863168838,6446.7351368311611,0,20855.744863168838,null,null,null,null,385922.27559160057,0,1,3113.401803497828]
[{"$f":"M$13","v":872.48},{"$f":"M$14","v":0},18750,3920,{"$f":"A8452+C8452+((D8452/2)*M$12)","v":27462.48},{"$f":"I8452*1","v":21183.784269873431},{"$f":"E8452-F8452","v":6278.6957301265684},{"$f":"IF(G8452<0,ABS(G8452),0)","v":0},21183.784269873431,null,null,null,null,388536.35331600899,0,{"$f":"IF(O8452>0,0,1)","v":1},2945.3623967932353]
[872.48,0,18750,4670,28962.48,21194.288098565037,7768.1919014349623,0,21194.288098565037,null,null,null,null,391147.816962693,0,1,4434.8585681016293]
[872.48,0,18750,4690,29002.48,20844.887283780845,8157.5927162191547,0,20844.887283780845,null,null,null,null,393756.66914573032,0,1,4824.2593828858217]
[872.48,0,18750,4670,28962.48,20824.882158431385,8137.597841568615,0,20824.882158431385,null,null,null,null,396362.91247658461,0,1,4804.2645082352819]
[872.48,0,18750,4560,28742.48,20845.685953696466,7896.7940463035338,0,20845.685953696466,null,null,null,null,398966.54956410802,0,1,4563.4607129702008]
[872.48,0,18750,4740,29102.48,24354.010012411141,4748.4699875888582,0,24354.010012411141,null,null,null,null,401567.58301454392,0,1,1415.1366542555252]
[872.48,0,18750,4590,28802.48,20551.756054077556,8250.7239459224438,0,20551.756054077556,null,null,null,null,404166.01543152938,0,1,4917.3906125891108]
[872.48,0,18750,4640,28902.48,20430.444237903128,8472.0357620968716,0,20430.444237903128,null,null,null,null,406761.84941609786,0,1,5138.7024287635386]
[872.48,0,18750,4680,28982.48,19995.211879927781,8987.2681200722182,0,19995.211879927781,null,null,null,null,409355.08756668179,0,1,5653.9347867388851]
[872.48,0,18750,4030,27682.48,19837.151204420767,7845.328795579233,0,19837.151204420767,null,null,null,null,411945.73247911513,0,1,4511.9954622458999]
[872.48,0,18750,4080,27782.48,21128.356815911036,6654.1231840889632,0,21128.356815911036,null,null,null,null,414533.78674663603,0,1,3320.7898507556301]
[872.48,0,18750,3430,26482.48,22148.834601480015,4333.6453985199842,0,22148.834601480015,null,null,null,null,417119.25295988942,0,1,1000.3120651866511]
[872.48,0,18750,4050,27722.48,19383.589878502018,8338.8901214979815,0,19383.589878502018,null,null,null,null,419702.13370692951,0,1,5005.5567881646484]
[872.48,0,18750,4350,28322.48,19155.154244778161,9167.3257552218383,0,19155.154244778161,null,null,null,null,422282.43157322257,0,1,5833.9924218885053]
[872.48,0,18750,4960,29542.48,18910.469271202754,10632.010728797246,0,18910.469271202754,null,null,null,null,424860.14914164937,0,1,7298.6773954639129]
[872.48,0,18750,3450,26522.48,20889.787629188249,5632.6923708117502,0,20889.787629188249,null,null,null,null,427435.28899250773,0,1,2299.3590374784171]
[872.48,0,18750,4910,29442.48,21070.258754547867,8372.2212454521323,0,21070.258754547867,null,null,null,null,430007.8537035152,0,1,5038.8879121187992]
[872.48,0,18750,4080,27782.48,21167.70302335536,6614.7769766446399,0,21167.70302335536,null,null,null,null,432577.84584981168,0,1,3281.4436433113069]
[872.48,0,18750,5010,29642.48,22484.914868841443,7157.5651311585571,0,22484.914868841443,null,null,null,null,435145.26800396189,0,1,3824.231797825224]
[872.48,0,18750,4870,29362.48,21905.642627858932,7456.837372141068,0,21905.642627858932,null,null,null,null,437710.12273595791,0,1,4123.504038807735]
[872.48,0,18750,4920,29462.48,21514.622647332355,7947.8573526676446,0,21514.622647332355,null,null,null,null,440272.41261322197,0,1,4614.5240193343116]
[872.48,0,18750,4980,29582.48,21515.494055411953,8066.9859445880466,0,21515.494055411953,null,null,null,null,442832.14020060876,0,1,4733.6526112547135]
[872.48,0,18750,4840,29302.48,21303.731354840125,7998.7486451598743,0,21303.731354840125,null,null,null,null,445389.30806040816,0,1,4665.4153118265413]
[872.48,0,18750,5000,29622.48,21410.780815850128,8211.6991841498711,0,21410.780815850128,null,null,null,null,447943.91875234776,0,1,4878.3658508165381]
[872.48,0,18750,4900,29422.48,22189.796842361011,7232.6831576389886,0,22189.796842361011,null,null,null,null,450495.97483359539,0,1,3899.3498243056556]
[872.48,0,18750,5150,29922.48,22285.592335402231,7636.8876645977689,0,22285.592335402231,null,null,null,null,453045.47885876178,0,1,4303.5543312644359]
[872.48,0,18750,4940,29502.48,20716.558247680448,8785.9217523195512,0,20716.558247680448,null,null,null,null,455592.43337990303,0,1,5452.5884189862181]
[872.48,0,18750,4810,29242.48,24058.891523631995,5183.5884763680042,0,24058.891523631995,null,null,null,null,458136.84094652312,0,1,1850.2551430346712]
[872.48,0,18750,4130,27882.48,22210.21666137682,5672.2633386231792,0,22210.21666137682,null,null,null,null,460678.70410557662,0,1,2338.9300052898461]
[872.48,0,18750,4330,28282.48,23253.507072231812,5028.9729277681872,0,23253.507072231812,null,null,null,null,463218.02540147107,0,1,1695.6395944348542]
[872.48,0,18750,4960,29542.48,21626.627385618158,7915.8526143818417,0,21626.627385618158,null,null,null,null,465754.8073760696,0,1,4582.5192810485087]
[872.48,0,18750,4340,28302.48,21210.219306187017,7092.2606938129829,0,21210.219306187017,null,null,null,null,468289.05256869353,0,1,3758.9273604796499]
[872.48,0,18750,2130,23882.48,20781.611249040227,3100.868750959773,0,20781.611249040227,null,null,null,null,470820.76351612486,0,1,0]
[872.48,0,18750,3190,26002.48,23659.622129424279,2342.8578705757209,0,23659.622129424279,null,null,null,null,472458.51483612688,0,1,0]
[872.48,0,18750,2710,25042.48,23789.015385699367,1253.4646143006321,0,23789.015385699367,null,null,null,null,473114.17447416129,0,1,0]
[872.48,0,18750,1240,22102.48,23607.339244955816,-1504.8592449558164,1504.8592449558164,23607.339244955816,null,null,null,null,470985.71513023577,0,1,0]
[872.48,0,18750,2210,24042.48,23748.832634936993,293.64736506300687,0,23748.832634936993,null,null,null,null,470779.01204366225,0,1,0]
[872.48,0,18750,2710,25042.48,24100.690973398305,941.78902660169479,0,24100.690973398305,null,null,null,null,471155.84315556008,0,1,0]
[872.48,0,18750,2280,24182.48,22570.614218429702,1611.8657815702973,0,22570.614218429702,null,null,null,null,472135.36651581776,0,1,0]
[872.48,0,18750,690,21002.48,23165.537717072461,-2163.0577170724609,2163.0577170724609,23165.537717072461,null,null,null,null,469283.86766052223,0,1,0]
[872.48,0,18750,540,20702.48,22751.174013704938,-2048.6940137049387,2048.6940137049387,22751.174013704938,null,null,null,null,466561.02037778631,0,1,0]
[872.48,0,18750,1710,23042.48,22412.198218419551,630.2817815804483,0,22412.198218419551,null,null,null,null,466661.71296083095,0,1,0]
[872.48,0,18750,1600,22822.48,22402.219375800225,420.26062419977461,0,22402.219375800225,null,null,null,null,466573.28580964991,0,1,0]
[872.48,0,18750,3450,26522.48,22283.552324260058,4238.9276757399421,0,22283.552324260058,null,null,null,null,469106.71252384025,0,1,905.59434240660903]
[872.48,0,18750,3840,27302.48,22134.741583305462,5167.7384166945376,0,22134.741583305462,null,null,null,null,471637.6058113164,0,1,1834.4050833612046]
[872.48,0,18750,4280,28182.48,22212.981995565911,5969.4980044340882,0,22212.981995565911,null,null,null,null,474165.96820550511,0,1,2636.1646711007552]
[872.48,0,18750,4940,29502.48,22358.46544682905,7144.0145531709495,0,22358.46544682905,null,null,null,null,476691.80223729962,0,1,3810.6812198376165]
[872.48,0,18750,3660,26942.48,22105.173825642676,4837.3061743573235,0,22105.173825642676,null,null,null,null,479215.11043506232,0,1,1503.9728410239904]
[872.48,0,18750,4230,28082.48,22142.335200295754,5940.1447997042451,0,22142.335200295754,null,null,null,null,481735.89532462729,0,1,2606.8114663709121]
[872.48,0,18750,3980,27582.48,22319.730171060233,5262.7498289397663,0,22319.730171060233,null,null,null,null,484254.15942930267,0,1,1929.4164956064333]
[872.48,0,18750,4900,29422.48,22446.7821139642,6975.6978860357995,0,22446.7821139642,null,null,null,null,486769.90526987339,0,1,3642.3645527024664]
[872.48,0,18750,4920,29462.48,22410.121796412233,7052.3582035877662,0,22410.121796412233,null,null,null,null,489283.13536460348,0,1,3719.0248702544332]
[872.48,0,18750,5100,29822.48,22410.061818696584,7412.4181813034156,0,22410.061818696584,null,null,null,null,491793.8522292389,0,1,4079.0848479700826]
[872.48,0,18750,4980,29582.48,22690.212354926418,6892.2676450735817,0,22690.212354926418,null,null,null,null,494302.05837700964,0,1,3558.9343117402486]
[872.48,0,18750,4880,29382.48,21133.741587420325,8248.7384125796743,0,21133.741587420325,null,null,null,null,496807.75631863263,0,1,4915.4050792463413]
[872.48,0,18750,4810,29242.48,22831.300586131609,6411.1794138683908,0,22831.300586131609,null,null,null,null,499310.94856231398,0,1,3077.8460805350578]
[872.48,0,18750,5150,29922.48,21012.934625017548,8909.5453749824519,0,21012.934625017548,null,null,null,null,501811.63761375163,0,1,5576.2120416491189]
[872.48,0,18750,4830,29282.48,20659.827555358657,8622.6524446413423,0,20659.827555358657,null,null,null,null,504309.82597613789,0,1,5289.3191113080093]
[872.48,0,18750,4740,29102.48,22292.279976072183,6810.2000239278168,0,22292.279976072183,null,null,null,null,506805.51615016174,0,1,3476.8666905944838]
[872.48,0,18750,4560,28742.48,22113.017581910146,6629.4624180898536,0,22113.017581910146,null,null,null,null,509298.7106340116,0,1,3296.1290847565206]
[872.48,0,18750,5300,30222.48,21685.632476034116,8536.8475239658837,0,21685.632476034116,null,null,null,null,511789.4119233776,0,1,5203.5141906325507]
[872.48,0,18750,4980,29582.48,21872.936122285304,7709.5438777146956,0,21872.936122285304,null,null,null,null,514277.62251145422,0,1,4376.2105443813625]
[872.48,0,18750,4910,29442.48,23254.073327106507,6188.4066728934922,0,23254.073327106507,null,null,null,null,516763.34488894278,0,1,2855.0733395601592]
[872.48,0,18750,5120,29862.48,23288.474824323501,6574.0051756764988,0,23288.474824323501,null,null,null,null,519246.58154405386,0,1,3240.6718423431657]
[{"$f":"M$13","v":872.48},{"$f":"M$14","v":0},18750,4870,{"$f":"A8516+C8516+((D8516/2)*M$12)","v":29362.48},{"$f":"I8516*1","v":23315.194974742855},{"$f":"E8516-F8516","v":6047.2850252571443},{"$f":"IF(G8516<0,ABS(G8516),0)","v":0},23315.194974742855,null,null,null,null,521727.33496250981,0,{"$f":"IF(O8516>0,0,1)","v":1},2713.9516919238113]
[872.48,0,18750,5040,29702.48,22632.253256037082,7070.2267439629177,0,22632.253256037082,null,null,null,null,524205.60762754729,0,1,3736.8934106295847]
[872.48,0,18750,4340,28302.48,22156.771678013938,6145.7083219860615,0,22156.771678013938,null,null,null,null,526681.40201991971,0,1,2812.3749886527285]
[872.48,0,18750,5140,29902.48,22373.391723988101,7529.0882760118984,0,22373.391723988101,null,null,null,null,529154.72061789979,0,1,4195.7549426785654]
[872.48,0,18750,4870,29362.48,23405.51179229737,5956.96820770263,0,23405.51179229737,null,null,null,null,531625.56589728186,0,1,2623.634874369297]
[872.48,0,18750,5140,29902.48,23853.48333689398,6048.9966631060197,0,23853.48333689398,null,null,null,null,534093.94033138454,0,1,2715.6633297726867]
[872.48,0,18750,4730,29082.48,23733.640052763461,5348.8399472365381,0,23733.640052763461,null,null,null,null,536559.84639105317,0,1,2015.5066139032051]
[872.48,0,18750,4540,28702.48,23224.310761646237,5478.1692383537629,0,23224.310761646237,null,null,null,null,539023.28654466209,0,1,2144.8359050204299]
[872.48,0,18750,2880,25382.48,26743.277129551177,-1360.7971295511779,1360.7971295511779,26743.277129551177,null,null,null,null,536987.38641561102,0,1,0]
[872.48,0,18750,2750,25122.48,26385.669993039239,-1263.1899930392392,1263.1899930392392,26385.669993039239,null,null,null,null,535060.89003685222,0,1,0]
[872.48,0,18750,2210,24042.48,23558.632644673708,483.84735532629202,0,23558.632644673708,null,null,null,null,534961.29176660907,0,1,0]
[872.48,0,18750,1270,22162.48,23458.055760266154,-1295.5757602661542,1295.5757602661542,23458.055760266154,null,null,null,null,533001.19713854964,0,1,0]
[872.48,0,18750,2300,24222.48,23325.547478921177,896.9325210788229,0,23325.547478921177,null,null,null,null,533275.43521038198,0,1,0]
[872.48,0,18750,1540,22702.48,22822.635733765423,-120.15573376542307,120.15573376542307,22822.635733765423,null,null,null,null,532609.98846802954,0,1,0]
[872.48,0,18750,590,20802.48,23208.941813176254,-2406.4618131762545,2406.4618131762545,23208.941813176254,null,null,null,null,529430.27048506762,0,1,0]
[872.48,0,18750,1360,22342.48,23345.386354967024,-1002.9063549670245,1002.9063549670245,23345.386354967024,null,null,null,null,527797.64322411874,0,1,0]
[872.48,0,18750,480,20582.48,23646.45699704751,-3063.9769970475099,3063.9769970475099,23646.45699704751,null,null,null,null,523899.47088414233,0,1,0]
[872.48,0,18750,220,20062.48,22974.790359122497,-2912.3103591224972,2912.3103591224972,22974.790359122497,null,null,null,null,520172.03001822345,0,1,0]
[872.48,0,18750,570,20762.48,23036.461962190144,-2273.9819621901443,2273.9819621901443,23036.461962190144,null,null,null,null,517150.47782979603,0,1,0]
[872.48,0,18750,1330,22282.48,22285.582430110713,-3.1024301107136125,3.1024301107136125,22285.582430110713,null,null,null,null,516629.91467884445,0,1,0]
[872.48,0,18750,1490,22602.48,22134.025217009013,468.45478299098613,0,22134.025217009013,null,null,null,null,516534.89406885748,0,1,0]
[872.48,0,18750,1580,22782.48,22991.490453830978,-209.0104538309788,209.0104538309788,22991.490453830978,null,null,null,null,515788.44767557457,0,1,0]
[872.48,0,18750,2380,24382.48,23135.172586151908,1247.3074138480915,0,23135.172586151908,null,null,null,null,516395.23590036226,0,1,0]
[872.48,0,18750,2010,23642.48,23395.851731015409,246.62826898459025,0,23395.851731015409,null,null,null,null,516100.806106548,0,1,0]
[872.48,0,18750,1300,22222.48,23354.145225441778,-1131.6652254417786,1131.6652254417786,23354.145225441778,null,null,null,null,514339.87355245551,0,1,0]
[872.48,0,18750,1660,22942.48,23447.094519319169,-504.61451931916963,504.61451931916963,23447.094519319169,null,null,null,null,513270.45770765201,0,1,0]
[872.48,0,18750,1910,23442.48,23062.815880019145,379.66411998085459,0,23062.815880019145,null,null,null,null,513098.88495792716,0,1,0]
[872.48,0,18750,2200,24022.48,22747.901587521847,1274.578412478153,0,22747.901587521847,null,null,null,null,513732.90664419963,0,1,0]
[872.48,0,18750,2590,24802.48,22388.978029002588,2413.5019709974113,0,22388.978029002588,null,null,null,null,515391.32551145315,0,1,0]
[872.48,0,18750,2720,25062.48,22069.958583300384,2992.5214166996157,0,22069.958583300384,null,null,null,null,517875.9341859417,0,1,0]
[872.48,0,18750,3280,26182.48,22275.199853508264,3907.2801464917356,0,22275.199853508264,null,null,null,null,520358.05825175578,0,1,573.94681315840262]
[872.48,0,18750,1830,23282.48,21829.969599998418,1452.5104000015817,0,21829.969599998418,null,null,null,null,521144.95955350547,0,1,0]
[872.48,0,18750,1880,23382.48,21739.268937039044,1643.211062960956,0,21739.268937039044,null,null,null,null,522102.70455061685,0,1,0]
[872.48,0,18750,1820,23262.48,21735.08031169212,1527.3996883078798,0,21735.08031169212,null,null,null,null,522955.26156554336,0,1,0]
[872.48,0,18750,1740,23102.48,22070.41098162804,1032.0690183719598,0,22070.41098162804,null,null,null,null,523361.16842051258,0,1,0]
[872.48,0,18750,1840,23302.48,22415.054451009906,887.42554899009338,0,22415.054451009906,null,null,null,null,523636.49024618312,0,1,0]
[872.48,0,18750,1190,22002.48,22237.823297794857,-235.34329779485779,235.34329779485779,22237.823297794857,null,null,null,null,522853.97612836264,0,1,0]
[872.48,0,18750,390,20402.48,22383.58178527006,-1981.1017852700606,1981.1017852700606,22383.58178527006,null,null,null,null,520151.91018843721,0,1,0]
[872.48,0,18750,290,20202.48,20921.083027622502,-718.60302762250285,718.60302762250285,20921.083027622502,null,null,null,null,518841.29494786402,0,1,0]
[872.48,0,18750,950,21522.48,23773.690701871252,-2251.2107018712522,2251.2107018712522,23773.690701871252,null,null,null,null,515846.1218808578,0,1,0]
[872.48,0,18750,1480,22582.48,21876.378927353086,706.10107264691396,0,21876.378927353086,null,null,null,null,515965.76672435913,0,1,0]
[872.48,0,18750,1110,21842.48,22679.823517878176,-837.3435178781765,837.3435178781765,22679.823517878176,null,null,null,null,514528.72308796877,0,1,0]
[872.48,0,18750,1370,22362.48,22181.956769936882,180.52323006311781,0,22181.956769936882,null,null,null,null,514176.66527193761,0,1,0]
[872.48,0,18750,1180,21982.48,21691.309999711233,291.17000028876646,0,21691.309999711233,null,null,null,null,513924.5416069256,0,1,0]
[872.48,0,18750,640,20902.48,21367.156881307867,-464.67688130786701,464.67688130786701,21367.156881307867,null,null,null,null,512899.47249588004,0,1,0]
[872.48,0,18750,0,19622.48,21293.03759857265,-1670.55759857265,1670.55759857265,21293.03759857265,null,null,null,null,510548.95966495422,0,1,0]
[872.48,0,18750,0,19622.48,21154.710457895082,-1532.2304578950825,1532.2304578950825,21154.710457895082,null,null,null,null,508352.95720160467,0,1,0]
[872.48,0,18750,0,19622.48,21235.653463471248,-1613.1734634712484,1613.1734634712484,21235.653463471248,null,null,null,null,506070.11343458469,0,1,0]
[872.48,0,18750,0,19622.48,21973.20930056517,-2350.72930056517,2350.72930056517,21973.20930056517,null,null,null,null,502978.24109052843,0,1,0]
[872.48,0,18750,50,19722.48,23893.867304862772,-4171.387304862772,4171.387304862772,23893.867304862772,null,null,null,null,499175.26284943789,871.387304862772,0,0]
[872.48,0,18750,380,20382.48,21294.932645926892,-912.45264592689273,912.45264592689273,21294.932645926892,null,null,null,null,497672.38967606885,0,1,0]
[872.48,0,18750,670,20962.48,21801.431959328464,-838.951959328464,838.951959328464,21801.431959328464,null,null,null,null,496251.87013113144,0,1,0]
[872.48,0,18750,1190,22002.48,21302.635161247381,699.84483875261867,0,21302.635161247381,null,null,null,null,496385.47861587768,0,1,0]
[872.48,0,18750,1250,22122.48,21510.56147323842,611.91852676157941,0,21510.56147323842,null,null,null,null,496439.81981134723,0,1,0]
[872.48,0,18750,2460,24542.48,21744.57909860057,2797.9009013994291,0,21744.57909860057,null,null,null,null,498943.37999153591,0,1,0]
[872.48,0,18750,3650,26922.48,22008.2331626833,4914.2468373166994,0,22008.2331626833,null,null,null,null,501444.4366115444,0,1,1580.9135039833664]
[872.48,0,18750,3500,26622.48,21823.165793591157,4799.3142064088424,0,21823.165793591157,null,null,null,null,503942.99217493285,0,1,1465.9808730755094]
[872.48,0,18750,3110,25842.48,24897.287094617677,945.19290538232235,0,24897.287094617677,null,null,null,null,504289.72279760201,0,1,0]
[872.48,0,18750,3200,26022.48,22551.047735140426,3471.4322648595735,0,22551.047735140426,null,null,null,null,506785.43307480443,0,1,138.09893152624045]
[872.48,0,18750,3300,26222.48,22105.482612551128,4116.9973874488715,0,22105.482612551128,null,null,null,null,509278.64764172962,0,1,783.66405411553842]
[872.48,0,18750,3170,25962.48,21605.111946780828,4357.368053219172,0,21605.111946780828,null,null,null,null,511769.36899408791,0,1,1024.034719885839]
[872.48,0,18750,3050,25722.48,21621.445831183308,4101.0341688166918,0,21621.445831183308,null,null,null,null,514257.5996250938,0,1,767.70083548335879]
[872.48,0,18750,4200,28022.48,21603.841963494087,6418.6380365059122,0,21603.841963494087,null,null,null,null,516743.34202546871,0,1,3085.3047031725791]
[872.48,0,18750,4710,29042.48,21587.766771291583,7454.7132287084169,0,21587.766771291583,null,null,null,null,519226.59868344321,0,1,4121.3798953750838]
[{"$f":"M$13","v":872.48},{"$f":"M$14","v":0},18750,4950,{"$f":"A8580+C8580+((D8580/2)*M$12)","v":29522.48},{"$f":"I8580*1","v":21435.00849551769},{"$f":"E8580-F8580","v":8087.4715044823097},{"$f":"IF(G8580<0,ABS(G8580),0)","v":0},21435.00849551769,null,null,null,null,521707.37208475976,0,{"$f":"IF(O8580>0,0,1)","v":1},4754.1381711489767]
[872.48,0,18750,3400,26422.48,21029.792276829678,5392.687723170322,0,21029.792276829678,null,null,null,null,524185.66471267497,0,1,2059.354389836989]
[872.48,0,18750,3440,26502.48,20353.448076229932,6149.0319237700678,0,20353.448076229932,null,null,null,null,526661.47904796223,0,1,2815.6985904367993]
[872.48,0,18750,4340,28302.48,20824.644662609699,7477.835337390301,0,20824.644662609699,null,null,null,null,529134.81756891427,0,1,4144.502004056968]
[872.48,0,18750,4400,28422.48,21720.665125060696,6701.814874939304,0,21720.665125060696,null,null,null,null,531605.68275134533,0,1,3368.481541605971]
[872.48,0,18750,4940,29502.48,20503.91642442796,8998.5635755720396,0,20503.91642442796,null,null,null,null,534074.07706859394,0,1,5665.2302422387065]
[872.48,0,18750,4770,29162.48,20528.887849220817,8633.5921507791827,0,20528.887849220817,null,null,null,null,536540.00299152534,0,1,5300.2588174458497]
[872.48,0,18750,5020,29662.48,20646.458606888675,9016.0213931113249,0,20646.458606888675,null,null,null,null,539003.46298853378,0,1,5682.6880597779918]
[872.48,0,18750,4900,29422.48,20773.904339486642,8648.5756605133574,0,20773.904339486642,null,null,null,null,541464.45952554524,0,1,5315.2423271800244]
[872.48,0,18750,4650,28922.48,20818.418430019345,8104.0615699806549,0,20818.418430019345,null,null,null,null,543922.99506601971,0,1,4770.7282366473219]
[872.48,0,18750,3810,27242.48,20364.90063611912,6877.5793638808791,0,20364.90063611912,null,null,null,null,546379.07207095367,0,1,3544.2460305475461]
[872.48,0,18750,390,20402.48,20208.188436945136,194.29156305486322,0,20208.188436945136,null,null,null,null,546007.55540563213,0,1,0]
[872.48,0,18750,1830,23282.48,20474.127553953196,2808.3524460468034,0,20474.127553953196,null,null,null,null,548461.54785022652,0,1,0]
[872.48,0,18750,170,19962.48,20532.640503818486,-570.16050381848618,570.16050381848618,20532.640503818486,null,null,null,null,547285.90974817588,0,1,0]
[872.48,0,18750,410,20442.48,20181.329527472764,261.15047252723525,0,20181.329527472764,null,null,null,null,546973.65926370223,0,1,0]
[872.48,0,18750,930,21482.48,20251.784964803108,1230.6950351968917,0,20251.784964803108,null,null,null,null,547534.31113611569,0,1,0]
[872.48,0,18750,2860,25342.48,20382.419467596268,4960.0605324037315,0,20382.419467596268,null,null,null,null,549986.77682497958,0,1,1626.7271990703985]
[872.48,0,18750,210,20042.48,20368.510608263685,-326.03060826368528,326.03060826368528,20368.510608263685,null,null,null,null,549078.15637906455,0,1,0]
[872.48,0,18750,680,20982.48,20390.468304644502,592.01169535549707,0,20390.468304644502,null,null,null,null,549061.88874850539,0,1,0]
[872.48,0,18750,1820,23262.48,20627.476069283839,2635.0039307161605,0,20627.476069283839,null,null,null,null,550884.33039740135,0,1,0]
[872.48,0,18750,1010,21642.48,22629.584446844281,-987.10444684428148,987.10444684428148,22629.584446844281,null,null,null,null,549247.63117547531,0,1,0]
[872.48,0,18750,150,19922.48,22128.795155727053,-2206.3151557270539,2206.3151557270539,22128.795155727053,null,null,null,null,546271.43687300012,0,1,0]
[872.48,0,18750,120,19862.48,20514.187799081032,-651.70779908103214,651.70779908103214,20514.187799081032,null,null,null,null,545008.28685713792,0,1,0]
[872.48,0,18750,110,19842.48,23500.315999822906,-3657.8359998229062,3657.8359998229062,23500.315999822906,null,null,null,null,541163.27857028076,357.83599982290616,0,0]
[872.48,0,18750,110,19842.48,20688.12521274187,-845.64521274187064,845.64521274187064,20688.12521274187,null,null,null,null,539691.90555769438,0,1,0]
[872.48,0,18750,100,19822.48,22793.302951032743,-2970.8229510327437,2970.8229510327437,22793.302951032743,null,null,null,null,535884.30840600072,0,1,0]
[872.48,0,18750,130,19882.48,21711.376466287245,-1828.8964662872459,1828.8964662872459,21711.376466287245,null,null,null,null,533336.63798467873,0,1,0]
[872.48,0,18750,0,19622.48,20732.981573467227,-1110.501573467227,1110.501573467227,20732.981573467227,null,null,null,null,531581.74961588008,0,1,0]
[872.48,0,18750,10,19642.48,20907.681346458117,-1265.2013464581178,1265.2013464581178,20907.681346458117,null,null,null,null,529658.44638516032,0,1,0]
[872.48,0,18750,0,19622.48,19427.226594371496,195.25340562850397,0,19427.226594371496,null,null,null,null,529304.51600384084,0,1,0]
[872.48,0,18750,0,19622.48,20441.004232230523,-818.52423223052392,818.52423223052392,20441.004232230523,null,null,null,null,527874.83483238344,0,1,0]
[872.48,0,18750,0,19622.48,20808.665158436459,-1186.1851584364595,1186.1851584364595,20808.665158436459,null,null,null,null,526042.15632327099,0,1,0]
[872.48,0,18750,0,19622.48,20814.611530303988,-1192.1315303039883,1192.1315303039883,20814.611530303988,null,null,null,null,524204.76948361326,0,1,0]
[872.48,0,18750,0,19622.48,20967.791197444221,-1345.3111974442218,1345.3111974442218,20967.791197444221,null,null,null,null,522200.72239694104,0,1,0]
[872.48,0,18750,0,19622.48,21700.159327015142,-2077.6793270151429,2077.6793270151429,21700.159327015142,null,null,null,null,519393.07441482745,0,1,0]
[872.48,0,18750,0,19622.48,21319.145774066972,-1696.6657740669725,1696.6657740669725,21319.145774066972,null,null,null,null,517007.34898893896,0,1,0]
[872.48,0,18750,0,19622.48,21170.019907762915,-1547.5399077629154,1547.5399077629154,21170.019907762915,null,null,null,null,514788.04774141079,0,1,0]
[872.48,0,18750,0,19622.48,21140.598521967662,-1518.1185219676627,1518.1185219676627,21140.598521967662,null,null,null,null,512603.32931950496,0,1,0]
[872.48,0,18750,0,19622.48,20494.23079351502,-871.75079351502063,871.75079351502063,20494.23079351502,null,null,null,null,511131.80011731893,0,1,0]
[872.48,0,18750,0,19622.48,20601.181456474398,-978.70145647439858,978.70145647439858,20601.181456474398,null,null,null,null,509544.0967150798,0,1,0]
[872.48,0,18750,0,19622.48,19254.225427254107,368.2545727458928,0,19254.225427254107,null,null,null,null,509365.981733836,0,1,0]
[872.48,0,18750,0,19622.48,21242.516441191976,-1620.0364411919763,1620.0364411919763,21242.516441191976,null,null,null,null,507074.575666791,0,1,0]
[872.48,0,18750,0,19622.48,21227.512729493199,-1605.0327294931994,1605.0327294931994,21227.512729493199,null,null,null,null,504801.96508868167,0,1,0]
[872.48,0,18750,0,19622.48,21850.401453764993,-2227.9214537649932,2227.9214537649932,21850.401453764993,null,null,null,null,501846.44952445145,0,1,0]
[872.48,0,18750,0,19622.48,23773.165807645775,-4150.6858076457756,4150.6858076457756,23773.165807645775,null,null,null,null,498044.603074927,850.68580764577564,0,0]
[872.48,0,18750,0,19622.48,22157.546002532308,-2535.0660025323086,2535.0660025323086,22157.546002532308,null,null,null,null,494757.98586906656,0,1,0]
[872.48,0,18750,0,19622.48,21283.996909163303,-1661.5169091633034,1661.5169091633034,21283.996909163303,null,null,null,null,492435.55928311782,0,1,0]
[872.48,0,18750,30,19682.48,21074.100925866409,-1391.6209258664094,1391.6209258664094,21074.100925866409,null,null,null,null,490412.34070538165,0,1,0]
[872.48,0,18750,0,19622.48,25011.925348107219,-5389.4453481072196,5389.4453481072196,25011.925348107219,null,null,null,null,486621.92836467625,2089.4453481072196,0,0]
[872.48,0,18750,10,19642.48,22695.126010914319,-3052.646010914319,3052.646010914319,22695.126010914319,null,null,null,null,482777.39582430583,0,1,0]
[872.48,0,18750,0,19622.48,22798.686774153262,-3176.2067741532628,3176.2067741532628,22798.686774153262,null,null,null,null,478800.79097691295,0,1,0]
[872.48,0,18750,40,19702.48,22751.58403598929,-3049.1040359892904,3049.1040359892904,22751.58403598929,null,null,null,null,474967.9757463478,0,1,0]
[872.48,0,18750,0,19622.48,22440.294484436425,-2817.8144844364251,2817.8144844364251,22440.294484436425,null,null,null,null,471393.41183772136,0,1,0]
[872.48,0,18750,10,19642.48,22212.158418978692,-2569.6784189786922,2569.6784189786922,22212.158418978692,null,null,null,null,468095.37216500711,0,1,0]
[872.48,0,18750,0,19622.48,22983.302857729726,-3360.8228577297268,3360.8228577297268,22983.302857729726,null,null,null,null,464327.27679284208,60.82285772972682,0,0]
[872.48,0,18750,0,19622.48,21754.092029043197,-2131.6120290431973,2131.6120290431973,21754.092029043197,null,null,null,null,461518.17628410173,0,1,0]
[872.48,0,18750,0,19622.48,22560.924385562317,-2938.4443855623176,2938.4443855623176,22560.924385562317,null,null,null,null,457824.36928369908,0,1,0]
[872.48,0,18750,0,19622.48,21699.524157096981,-2077.0441570969815,2077.0441570969815,21699.524157096981,null,null,null,null,455081.79634160874,0,1,0]
[872.48,0,18750,0,19622.48,21668.529020605351,-2046.049020605351,2046.049020605351,21668.529020605351,null,null,null,null,452376.06062260125,0,1,0]
[872.48,0,18750,0,19622.48,18697.125496968834,925.35450303116522,0,18697.125496968834,null,null,null,null,452756.50361470669,0,1,0]
[872.48,0,18750,0,19622.48,19308.758751838461,313.72124816153882,0,19308.758751838461,null,null,null,null,452586.09623443737,0,1,0]
[872.48,0,18750,0,19622.48,18326.47114318957,1296.0088568104293,0,18326.47114318957,null,null,null,null,453299.91810933233,0,1,0]
[872.48,0,18750,0,19622.48,18202.154864625059,1420.3251353749401,0,18202.154864625059,null,null,null,null,454124.91081306047,0,1,0]
[872.48,0,18750,0,19622.48,18256.694708634615,1365.7852913653842,0,18256.694708634615,null,null,null,null,454899.99266447627,0,1,0]
[{"$f":"M$13","v":872.48},{"$f":"M$14","v":0},18750,0,{"$f":"A8644+C8644+((D8644/2)*M$12)","v":19622.48},{"$f":"I8644*1","v":18769.081105597419},{"$f":"E8644-F8644","v":853.39889440258048},{"$f":"IF(G8644<0,ABS(G8644),0)","v":0},18769.081105597419,null,null,null,null,455213.15167677414,0,{"$f":"IF(O8644>0,0,1)","v":1},0]
[872.48,0,18750,0,19622.48,18891.466364652977,731.0136353470225,0,18891.466364652977,null,null,null,null,455415.85079690971,0,1,0]
[872.48,0,18750,0,19622.48,19331.17606662519,291.30393337480928,0,19331.17606662519,null,null,null,null,455222.6084861501,0,1,0]
[872.48,0,18750,0,19622.48,19025.838707269766,596.64129273023354,0,19025.838707269766,null,null,null,null,455304.36304112116,0,1,0]
[872.48,0,18750,0,19622.48,21782.660094622752,-2160.1800946227522,2160.1800946227522,21782.660094622752,null,null,null,null,452472.86057399499,0,1,0]
[872.48,0,18750,0,19622.48,19390.445786665368,232.0342133346312,0,19390.445786665368,null,null,null,null,452229.21850542212,0,1,0]
[872.48,0,18750,0,19622.48,20377.513704484216,-755.03370448421629,755.03370448421629,20377.513704484216,null,null,null,null,450946.45221198403,0,1,0]
[872.48,0,18750,0,19622.48,18776.186388342787,846.29361165721275,0,18776.186388342787,null,null,null,null,451257.17001026351,0,1,0]
[872.48,0,18750,0,19622.48,18489.478944015591,1133.0010559844086,0,18489.478944015591,null,null,null,null,451825.61379063921,0,1,0]
[872.48,0,18750,60,19742.48,18380.396331175692,1362.0836688243071,0,18380.396331175692,null,null,null,null,452599.66347879043,0,1,0]
[872.48,0,18750,20,19662.48,19270.658092993952,391.8219070060477,0,19270.658092993952,null,null,null,null,452499.70353161707,0,1,0]
[872.48,0,18750,0,19622.48,19071.718147299362,550.76185270063797,0,19071.718147299362,null,null,null,null,452542.88949551602,0,1,0]
[872.48,0,18750,0,19622.48,19464.146758743947,158.33324125605213,0,19464.146758743947,null,null,null,null,452232.84652315098,0,1,0]
[872.48,0,18750,10,19642.48,19841.625275480052,-199.14527548005208,199.14527548005208,19841.625275480052,null,null,null,null,451561.55387359974,0,1,0]
[872.48,0,18750,0,19622.48,19695.609286612074,-73.129286612074793,73.129286612074793,19695.609286612074,null,null,null,null,451029.55010445288,0,1,0]
[872.48,0,18750,60,19742.48,20220.528833999306,-478.04883399930623,478.04883399930623,20220.528833999306,null,null,null,null,450052.66683694918,0,1,0]
[872.48,0,18750,150,19922.48,19949.645866015297,-27.16586601529707,27.16586601529707,19949.645866015297,null,null,null,null,449572.73171749542,0,1,0]
[872.48,0,18750,20,19662.48,19840.275186342653,-177.79518634265332,177.79518634265332,19840.275186342653,null,null,null,null,448927.58428080101,0,1,0]
[872.48,0,18750,0,19622.48,19414.357531719605,208.12246828039497,0,19414.357531719605,null,null,null,null,448665.9669179726,0,1,0]
[872.48,0,18750,10,19642.48,19400.338761524414,242.14123847558585,0,19400.338761524414,null,null,null,null,448435.22806568263,0,1,0]
[872.48,0,18750,200,20022.48,19335.414503859094,687.06549614090545,0,19335.414503859094,null,null,null,null,448605.15178414376,0,1,0]
[872.48,0,18750,10,19642.48,19307.408098565036,335.07190143496337,0,19307.408098565036,null,null,null,null,448458.11134365108,0,1,0]
[872.48,0,18750,0,19622.48,19347.983307480808,274.49669251919113,0,19347.983307480808,null,null,null,null,448256.70025557466,0,1,0]
[872.48,0,18750,10,19642.48,19373.794682133885,268.68531786611493,0,19373.794682133885,null,null,null,null,448050.26034139859,0,1,0]
[872.48,0,18750,0,19622.48,19457.102629213634,165.37737078636565,0,19457.102629213634,null,null,null,null,447751.04971476493,0,1,0]
[872.48,0,18750,0,19622.48,19482.016496902845,140.4635030971549,0,19482.016496902845,null,null,null,null,447429.71581783763,0,1,0]
[872.48,0,18750,0,19622.48,19652.798746216617,-30.318746216617001,30.318746216617001,19652.798746216617,null,null,null,null,446948.93548118148,0,1,0]
[872.48,0,18750,0,19622.48,19804.711006672558,-182.23100667255858,182.23100667255858,19804.711006672558,null,null,null,null,446301.53243836045,0,1,0]
[872.48,0,18750,0,19622.48,19348.674414721696,273.80558527830362,0,19348.674414721696,null,null,null,null,446101.65593267255,0,1,0]
[872.48,0,18750,0,19622.48,19091.592843675109,530.88715632489038,0,19091.592843675109,null,null,null,null,446133.35271743231,0,1,0]
[872.48,0,18750,0,19622.48,19301.449105526361,321.03089447363891,0,19301.449105526361,null,null,null,null,445976.14716974116,0,1,0]
[872.48,0,18750,0,19622.48,19547.409340917482,75.070659082517523,0,19547.409340917482,null,null,null,null,445597.73461574572,0,1,0]
[872.48,0,18750,0,19622.48,19910.292771301731,-287.81277130173112,287.81277130173112,19910.292771301731,null,null,null,null,444835.54283269809,0,1,0]
[872.48,0,18750,0,19622.48,20043.436066574432,-420.95606657443204,420.95606657443204,20043.436066574432,null,null,null,null,443927.65561663354,0,1,0]
[872.48,0,18750,0,19622.48,19887.796338152242,-265.31633815224268,265.31633815224268,19887.796338152242,null,null,null,null,443191.8799890494,0,1,0]
[872.48,0,18750,0,19622.48,19906.042682164338,-283.56268216433818,283.56268216433818,19906.042682164338,null,null,null,null,442436.76915867958,0,1,0]
[872.48,0,18750,0,19622.48,19623.449630614017,-0.96963061401766026,0.96963061401766026,19623.449630614017,null,null,null,null,441993.26579584548,0,1,0]
[872.48,0,18750,0,19622.48,19670.727427274411,-48.247427274411166,48.247427274411166,19670.727427274411,null,null,null,null,441498.20036004775,0,1,0]
[872.48,0,18750,0,19622.48,20629.553271344877,-1007.0732713448779,1007.0732713448779,20629.553271344877,null,null,null,null,439948.92156120832,0,1,0]
[872.48,0,18750,0,19622.48,20112.591308916722,-490.11130891672292,490.11130891672292,20112.591308916722,null,null,null,null,438969.85019983875,0,1,0]
[872.48,0,18750,0,19622.48,20096.151230921503,-473.67123092150359,473.67123092150359,20096.151230921503,null,null,null,null,438009.84199562529,0,1,0]
[872.48,0,18750,0,19622.48,19725.681489951679,-103.20148995167983,103.20148995167983,19725.681489951679,null,null,null,null,437458.31051468285,0,1,0]
[872.48,0,18750,0,19622.48,19393.930619456616,228.54938054338345,0,19393.930619456616,null,null,null,null,437226.54664665723,0,1,0]
[872.48,0,18750,0,19622.48,19773.156632014405,-150.67663201440519,150.67663201440519,19773.156632014405,null,null,null,null,436623.57580479467,0,1,0]
[872.48,0,18750,0,19622.48,19966.15157492345,-343.67157492344995,343.67157492344995,19966.15157492345,null,null,null,null,435808.91349657404,0,1,0]
[872.48,0,18750,0,19622.48,19359.669161237234,262.81083876276534,0,19359.669161237234,null,null,null,null,435609.63433796394,0,1,0]
[872.48,0,18750,0,19622.48,19346.022700232301,276.45729976769871,0,19346.022700232301,null,null,null,null,435422.83627341694,0,1,0]
[872.48,0,18750,0,19622.48,19403.594375724089,218.88562427591023,0,19403.594375724089,null,null,null,null,435184.41049899178,0,1,0]
[872.48,0,18750,0,19622.48,19342.635193268445,279.84480673155485,0,19342.635193268445,null,null,null,null,435001.08641455119,0,1,0]
[872.48,0,18750,0,19622.48,19046.117094363883,576.36290563611692,0,19046.117094363883,null,null,null,null,435084.81194320915,0,1,0]
[872.48,0,18750,0,19622.48,19553.678917514855,68.801082485144434,0,19553.678917514855,null,null,null,null,434711.64810550254,0,1,0]
[872.48,0,18750,0,19622.48,19823.306771291584,-200.82677129158401,200.82677129158401,19823.306771291584,null,null,null,null,434056.02700897626,0,1,0]
[872.48,0,18750,0,19622.48,18888.049792124784,734.43020787521527,0,18888.049792124784,null,null,null,null,434282.958169055,0,1,0]
[872.48,0,18750,0,19622.48,18572.724091547883,1049.7559084521163,0,18572.724091547883,null,null,null,null,434793.45552849286,0,1,0]
[872.48,0,18750,0,19622.48,20536.40609724079,-913.92609724079011,913.92609724079011,20536.40609724079,null,null,null,null,433353.34336599952,0,1,0]
[872.48,0,18750,0,19622.48,20695.449587501538,-1072.9695875015386,1072.9695875015386,20695.449587501538,null,null,null,null,431739.7234763818,0,1,0]
[872.48,0,18750,10,19642.48,19802.9315679469,-160.45156794690047,160.45156794690047,19802.9315679469,null,null,null,null,431131.4870281638,0,1,0]
[872.48,0,18750,50,19722.48,19302.575971815193,419.90402818480652,0,19302.575971815193,null,null,null,null,431078.269166502,0,1,0]
[872.48,0,18750,130,19882.48,19383.672733658826,498.80726634117309,0,19383.672733658826,null,null,null,null,431096.11743704253,0,1,0]
[872.48,0,18750,340,20302.48,19705.393409165838,597.08659083416205,0,19705.393409165838,null,null,null,null,431202.3992513562,0,1,0]
[872.48,0,18750,400,20422.48,19466.205705808468,956.27429419153123,0,19466.205705808468,null,null,null,null,431631.84371687722,0,1,0]
[872.48,0,18750,800,21222.48,19517.1059509363,1705.3740490636992,0,19517.1059509363,null,null,null,null,432735.04851731763,0,1,0]
[872.48,0,18750,1080,21782.48,20118.433345123714,1664.0466548762852,0,20118.433345123714,null,null,null,null,433799.95545818901,0,1,0]
[872.48,0,18750,1020,21662.48,20839.535230962112,822.94476903788745,0,20839.535230962112,null,null,null,null,434106.80579486489,0,1,0]
[{"$f":"M$13","v":872.48},{"$f":"M$14","v":0},18750,1130,{"$f":"A8708+C8708+((D8708/2)*M$12)","v":21882.48},{"$f":"I8708*1","v":21091.576829864134},{"$f":"E8708-F8708","v":790.90317013586537},{"$f":"IF(G8708<0,ABS(G8708),0)","v":0},21091.576829864134,null,null,null,null,434384.51184219233,0,{"$f":"IF(O8708>0,0,1)","v":1},0]
[872.48,0,18750,740,21102.48,21278.9379329394,-176.45793293940005,176.45793293940005,21278.9379329394,null,null,null,null,433756.02360411675,0,1,0]
[872.48,0,18750,680,20982.48,21329.998205922675,-347.51820592267541,347.51820592267541,21329.998205922675,null,null,null,null,432939.99755399767,0,1,0]
[872.48,0,18750,710,21042.48,20774.658530400433,267.82146959956663,0,20774.658530400433,null,null,null,null,432748.09687908326,0,1,0]
[872.48,0,18750,840,21302.48,20584.578623703455,717.90137629654419,0,20584.578623703455,null,null,null,null,432961.46002087102,0,1,0]
[872.48,0,18750,930,21482.48,20350.726006697936,1131.7539933020635,0,20350.726006697936,null,null,null,null,433547.07715482201,0,1,0]
[872.48,0,18750,590,20802.48,20943.88071843224,-141.40071843223996,141.40071843223996,20943.88071843224,null,null,null,null,432957.98928739177,0,1,0]
[872.48,0,18750,200,20022.48,20968.80588277931,-946.32588277931063,946.32588277931063,20968.80588277931,null,null,null,null,431484.07282704714,0,1,0]
[872.48,0,18750,460,20542.48,21215.167398115031,-672.6873981150311,672.6873981150311,21215.167398115031,null,null,null,null,430312.63261629356,0,1,0]
[872.48,0,18750,1250,22122.48,21076.053980278415,1046.4260197215845,0,21076.053980278415,null,null,null,null,430824.10340142669,0,1,0]
[872.48,0,18750,2160,23942.48,21586.91082849928,2355.5691715007197,0,21586.91082849928,null,null,null,null,432513.29155237589,0,1,0]
[872.48,0,18750,1880,23382.48,21864.210023502561,1518.2699764974386,0,21864.210023502561,null,null,null,null,433447.22123967123,0,1,0]
[872.48,0,18750,2270,24162.48,21414.148473334859,2748.3315266651407,0,21414.148473334859,null,null,null,null,436013.77401843155,0,1,0]
[872.48,0,18750,1480,22582.48,20824.309905053513,1758.1700949464866,0,20824.309905053513,null,null,null,null,437160.11332986492,0,1,0]
[872.48,0,18750,1530,22682.48,20529.941800577861,2152.5381994221389,0,20529.941800577861,null,null,null,null,438660.23759601498,0,1,0]
[872.48,0,18750,1270,22162.48,21090.729016490477,1071.7509835095225,0,21090.729016490477,null,null,null,null,439186.15324357752,0,1,0]
[872.48,0,18750,870,21362.48,21103.850257437469,258.62974256253074,0,21103.850257437469,null,null,null,null,438979.73385864019,0,1,0]
[872.48,0,18750,550,20722.48,20799.899620928067,-77.419620928067161,77.419620928067161,20799.899620928067,null,null,null,null,438455.59254176065,0,1,0]
[872.48,0,18750,1580,22782.48,24248.680696350926,-1466.2006963509266,1466.2006963509266,24248.680696350926,null,null,null,null,436404.31618323288,0,1,0]
[872.48,0,18750,1610,22842.48,20799.475820091891,2043.0041799081082,0,20799.475820091891,null,null,null,null,437806.61562896695,0,1,0]
[872.48,0,18750,2150,23922.48,20243.176177996178,3679.3038220038216,0,20243.176177996178,null,null,null,null,440368.809013338,0,1,345.97048867048852]
[872.48,0,18750,1730,23082.48,20346.224197500054,2736.2558024999453,0,20346.224197500054,null,null,null,null,442928.44020432467,0,1,0]
[872.48,0,18750,740,21102.48,20877.12750672585,225.35249327414931,0,20877.12750672585,null,null,null,null,442688.32900806708,0,1,0]
[872.48,0,18750,310,20242.48,20941.78412372122,-699.30412372122009,699.30412372122009,20941.78412372122,null,null,null,null,441476.40614296566,0,1,0]
[872.48,0,18750,790,21202.48,21127.989044345919,74.490955654080608,0,21127.989044345919,null,null,null,null,441101.97159691132,0,1,0]
[872.48,0,18750,1220,22062.48,22401.209247766739,-338.72924776673972,338.72924776673972,22401.209247766739,null,null,null,null,440288.26745277102,0,1,0]
[872.48,0,18750,1920,23462.48,20773.830483041118,2688.6495169588816,0,20773.830483041118,null,null,null,null,442267.76375058125,0,1,0]
[872.48,0,18750,880,21382.48,20701.996325655367,680.48367434463216,0,20701.996325655367,null,null,null,null,442437.93129374087,0,1,0]
[872.48,0,18750,1410,22442.48,20645.006002532307,1797.4739974676922,0,20645.006002532307,null,null,null,null,443613.21996016806,0,1,0]
[872.48,0,18750,2000,23622.48,20283.804964904626,3338.6750350953735,0,20283.804964904626,null,null,null,null,446169.60674020788,0,1,5.3417017620404295]
[872.48,0,18750,2220,24062.48,20581.099246259761,3481.380753740239,0,20581.099246259761,null,null,null,null,448723.43713346764,0,1,148.04742040690599]
[872.48,0,18750,2140,23902.48,21003.488047121311,2898.9919528786886,0,21003.488047121311,null,null,null,null,451274.71369633416,0,1,0]
[872.48,0,18750,1980,23582.48,22929.938550026134,652.54144997386538,0,22929.938550026134,null,null,null,null,451410.72628761432,0,1,0]
[872.48,0,18750,3270,26162.48,21011.055509516471,5151.4244904835286,0,21011.055509516471,null,null,null,null,453959.31556132669,0,1,1818.0911571501956]
[872.48,0,18750,3270,26162.48,20706.341116739593,5456.1388832604061,0,20706.341116739593,null,null,null,null,456505.35624576535,0,1,2122.8055499270731]
[872.48,0,18750,2460,24542.48,23695.638143387525,846.84185661247466,0,23695.638143387525,null,null,null,null,456811.00856047077,0,1,0]
[872.48,0,18750,2230,24082.48,23274.813121077801,807.66687892219852,0,23274.813121077801,null,null,null,null,457081.0977429403,0,1,0]
[872.48,0,18750,2400,24422.48,21579.04895244836,2843.4310475516395,0,21579.04895244836,null,null,null,null,459624.01664519735,0,1,0]
[872.48,0,18750,2130,23882.48,20147.457712805321,3735.0222871946789,0,20147.457712805321,null,null,null,null,462164.39262855216,0,1,401.68895386134591]
[872.48,0,18750,1630,22882.48,20412.660574938676,2469.8194250613233,0,20412.660574938676,null,null,null,null,463925.06571847881,0,1,0]
[872.48,0,18750,2570,24762.48,20436.50684095555,4325.9731590444499,0,20436.50684095555,null,null,null,null,466461.14065276034,0,1,992.63982571111683]
[872.48,0,18750,2910,25442.48,21620.974127937603,3821.5058720623965,0,21620.974127937603,null,null,null,null,468994.67951210757,0,1,488.17253872906349]
[872.48,0,18750,4110,27842.48,24447.870201929629,3394.6097980703707,0,24447.870201929629,null,null,null,null,471525.68483259546,0,1,61.276464737037713]
[872.48,0,18750,3400,26422.48,21990.783857765258,4431.6961422347413,0,21990.783857765258,null,null,null,null,474054.15914776287,0,1,1098.3628089014082]
[872.48,0,18750,3190,26002.48,21433.367860515267,4569.1121394847323,0,21433.367860515267,null,null,null,null,476580.10498861509,0,1,1235.7788061513993]
[872.48,0,18750,2340,24302.48,22152.738538833204,2149.7414611667955,0,22152.738538833204,null,null,null,null,478038.29219867662,0,1,0]
[872.48,0,18750,1530,22682.48,22110.518265849929,571.9617341500707,0,22110.518265849929,null,null,null,null,478075.01946721302,0,1,0]
[872.48,0,18750,2720,25062.48,21628.355218465233,3434.124781534767,0,21628.355218465233,null,null,null,null,480596.9444477458,0,1,100.79144820143392]
[872.48,0,18750,3780,27182.48,21402.782629315152,5779.6973706848476,0,21402.782629315152,null,null,null,null,483116.34750329808,0,1,2446.3640373515145]
[872.48,0,18750,3710,27042.48,21261.215538777367,5781.2644612226322,0,21261.215538777367,null,null,null,null,485633.23115579475,0,1,2447.9311278892992]
[872.48,0,18750,4270,28162.48,21238.256629304997,6924.2233706950028,0,21238.256629304997,null,null,null,null,488147.59792463895,0,1,3590.8900373616698]
[872.48,0,18750,4220,28062.48,22122.184515153545,5940.2954848464542,0,22122.184515153545,null,null,null,null,490659.45032671432,0,1,2606.9621515131212]
[872.48,0,18750,5080,29782.48,23426.744336982982,6355.7356630170179,0,23426.744336982982,null,null,null,null,493168.79087638762,0,1,3022.4023296836849]
[872.48,0,18750,4730,29082.48,23234.733161483589,5847.7468385164102,0,23234.733161483589,null,null,null,null,495675.62208551122,0,1,2514.4135051830772]
[872.48,0,18750,3700,27022.48,23347.915104387561,3674.5648956124387,0,23347.915104387561,null,null,null,null,498179.9464634257,0,1,341.23156227910567]
[null,null,{"$f":"SUM(C3:C8762)","v":157950000},null,{"$f":"SUM(E3:E8762)","v":182404228.15998271},null,{"$f":"SUMIF(G3:G8762,\">0\")","v":11513767.098733591},{"$f":"SUM(H3:H8762)","v":11934210.938733811},null,null,null,null,null,null,{"$f":"SUM(O3:O8762)","v":6924769.741343407},null,{"$f":"SUM(Q3:Q8762)","v":3095624.2579675214}]
[null,null,null,{"$f":"C8763/E8763","v":0.86593387441362135}]

{"sheet":"Storage technologies","index":1,"n_rows":56,"n_cols":4,"rows_kept":56,"cut":false,"hidden":false,"merged":[]}
["LAES"]
[null,"Storage Characteristics"]
["Round-trip efficiency ",0.55000000000000004]
["Self discharge (hours)",0.01]
["Charging rate (kW/hour)",30000]
["Discharging rate (kW/hour)",30000]
[]
["Capacity (MWh)","% Hours of Autonomy over a year ","% Deficit supplied by Storage","% Exported"]
["No Storage",0.48730000000000001,0,1]
[2.5,0.55469999999999997,4.0099999999999997E-2,0.93310000000000004]
[5,0.5756,5.8400000000000001E-2,0.89329999999999998]
[10,0.60019999999999996,8.2199999999999995E-2,0.83460000000000001]
[20,0.62519999999999998,0.11219999999999999,0.748]
[50,0.66259999999999997,0.15909999999999999,0.56940000000000002]
[100,0.68569999999999998,0.2001,0.36199999999999999]
[200,0.70320000000000005,0.2366,0.11459999999999999]
[500,0.70750000000000002,0.24299999999999999,0]
[1000,0.70750000000000002,0.24299999999999999,0]
[]
["Electrochemical batteries"]
[null,"Storage Characteristics"]
["Round-trip efficiency ",0.7]
["Self discharge (hours)",3.0000000000000001E-3]
["Charging rate (kW/hour)",20000]
["Discharging rate (kW/hour)",20000]
[]
["Capacity (kWh)","% Hours of Autonomy over a year ","% Deficit supplied by Storage","% Exported"]
["No Storage",0.48730000000000001,0,1]
[2.5,0.55792717726287,4.2743264128989503E-2,0.94237323655162197]
[5,0.58086976372560195,6.3024554762965201E-2,0.91045218863850996]
[10,0.60803561237301695,9.0253102363019297E-2,0.86565093667989301]
[20,0.63839744321424496,0.12596151776669101,0.80289057260711105]
[50,0.68462504280333303,0.18820362724607401,0.68055526847849901]
[100,0.72092226914735802,0.24591132158068699,0.54660905608532495]
[200,0.76110033101244101,0.30968357397580099,0.348267514333162]
[500,0.79522885515352104,0.36957000980443799,6.1643428300412702E-2]
[1000,0.79728341513525902,0.37224350140865498,0]
[]
["Flow batteries"]
[null,"Storage Characteristics"]
["Round-trip efficiency ",0.8]
["Self discharge (hours)",1E-3]
["Charging rate (kW/hour)",3000]
["Discharging rate (kW/hour)",3000]
[]
["Capacity (kWh)","% Hours of Autonomy over a year ","% Deficit supplied by Storage","% Exported"]
["No Storage",0.48730000000000001,0,1]
[2.5,0.56040000000000001,4.4299999999999999E-2,0.94610000000000005]
[5,0.58340000000000003,6.6100000000000006E-2,0.91759999999999997]
[10,0.61309999999999998,9.5600000000000004E-2,0.87829999999999997]
[20,0.64319999999999999,0.13450000000000001,0.82550000000000001]
[50,0.68789999999999996,0.20280000000000001,0.72860000000000003]
[100,0.72750000000000004,0.26860000000000001,0.62670000000000003]
[200,0.76990000000000003,0.3402,0.4945]
[500,0.81059999999999999,0.41270000000000001,0.30270000000000002]
[1000,0.81420000000000003,0.41980000000000001,0.26889999999999997]

{"sheet":"Scenarios","index":2,"n_rows":68,"n_cols":2,"rows_kept":68,"cut":false,"hidden":false,"merged":[]}
["Average year no storage"]
["% Deficit Supplied Storage",0]
["% Hours the factory is Autonomous",0.48978427120191798]
["% Surplus Exported",1]
["Average year  (Storage: LAES, 200 MWh)"]
["% Deficit Supplied Storage",0.2366]
["% Hours the factory is Autonomous",0.70320000000000005]
["% Surplus Exported",0.11459999999999999]
[]
["Inappropiate Selection of Maintenance Period (Storage: LAES, 200 MWh)"]
["% Deficit Supplied Storage",0.13819999999999999]
["% Hours the factory is Autonomous",0.66080000000000005]
["% Surplus Exported",9.1899999999999996E-2]
["Appropiate Selection of Maintenance Period (Storage: LAES, 200MWh)"]
["% Deficit Supplied Storage",0.2366]
["% Hours the factory is Autonomous",0.70320000000000005]
["% Surplus Exported",0.11459999999999999]
[]
["Decrease 30% Wind Generation (Storage: LAES, 200MWh)"]
["% Deficit Supplied Storage",0.18132473764513299]
["% Hours over a year when the factory is autonomous",0.62675493665106696]
["% Surplus Exported",2.4837129601992601E-2]
["Drecrease 30% Wind generation and No storage "]
["% Deficit Supplied Storage",0]
["% Hours the factory is Autonomous",0.43442529391621998]
["% Surplus Exported",1]
["Year of no biogas plant (Storage: LAES, 200MWh)"]
["% Deficit Supplied Storage",0.15979876564088999]
["% Hours the factory is Autonomous",0.54423011071795502]
["% Surplus Exported",7.3741216190830197E-2]
["Year of no biogas plant and no storage"]
["% Deficit Supplied Storage",0]
["% Hours the factory is Autonomous",0.36810866339458997]
["% Surplus Exported",1]
["Year of no wind turbines (Storage: LAES, 200MWh)"]
["% Deficit Supplied Storage",3.9149835504699103E-2]
["% Hours the factory is Autonomous",0.27953429973747301]
["% Surplus Exported",0]
["Year of no wind turbines no storage"]
["% Deficit Supplied Storage",0]
["% Hours the factory is Autonomous",0.19324278050450899]
["% Surplus Exported",1]
[]
[]
[]
[]
[]
["Increase 10% of the demand (Storage: LAES, 200MWh)"]
["% Deficit Supplied Storage",8.8642531291575302E-2]
["% Hours the factory is Autonomous",0.36160255678575498]
["% Surplus Exported",2.78780802646829E-2]
[" Increased 10% Demand and no storage"]
["% Deficit Supplied Storage",0]
["% Hours the factory is Autonomous",0.24232393562378701]
["% Surplus Exported",1]
["Incease 20% of the Demand "]
["% Deficit Supplied Storage",2.8695414557886E-2]
["% Hours the factory is Autonomous",0.17349617623558999]
["% Surplus Exported",0]
["Incease 20% of the Demand No storage"]
["% Deficit Supplied Storage",0]
["% Hours the factory is Autonomous",0.11905033671955299]
["% Surplus Exported",1]
[]
[]
["% of CO2 emissions from the grid"]
["No storage",1]
["LAES, 200 MWh",0.76239999999999997]

{"sheet":"Demand-Supply","index":3,"n_rows":8761,"n_cols":10,"rows_kept":8761,"cut":false,"hidden":false,"merged":[]}
[null,null,null,null,"WT","4 WT","MW"]
[872.48,{"$f":"A2/1000","v":0.87248000000000003},18750,{"$f":"C2/1000","v":18.75},500,{"$f":"E2*2","v":1000},{"$f":"F2/1000","v":1},{"$f":"B2+D2+G2","v":20.622479999999999},20586.331411905699,{"$f":"I2/1000","v":20.5863314119057}]
[872.48,{"$f":"A3/1000","v":0.87248000000000003},18750,{"$f":"C3/1000","v":18.75},1070,{"$f":"E3*2","v":2140},{"$f":"F3/1000","v":2.14},{"$f":"B3+D3+G3","v":21.76248},20653.275496867318,{"$f":"I3/1000","v":20.65327549686732}]
[872.48,0.87248000000000003,18750,18.75,680,1360,1.36,20.982479999999999,20601.273949510538,20.601273949510539]
[872.48,0.87248000000000003,18750,18.75,700,1400,1.4,21.022479999999998,21101.034581854314,21.101034581854314]
[872.48,0.87248000000000003,18750,18.75,450,900,0.9,20.522479999999998,21314.319446768139,21.314319446768138]
[872.48,0.87248000000000003,18750,18.75,270,540,0.54,20.162479999999999,20643.442925835956,20.643442925835956]
[872.48,0.87248000000000003,18750,18.75,450,900,0.9,20.522479999999998,20822.640333925705,20.822640333925705]
[872.48,0.87248000000000003,18750,18.75,460,920,0.92,20.542480000000001,21219.242684924506,21.219242684924506]
[872.48,0.87248000000000003,18750,18.75,520,1040,1.04,20.662479999999999,21365.471216968403,21.365471216968402]
[872.48,0.87248000000000003,18750,18.75,480,960,0.96,20.58248,21485.384467672404,21.485384467672404]
[872.48,0.87248000000000003,18750,18.75,350,700,0.7,20.322479999999999,21641.244101386113,21.641244101386114]
[872.48,0.87248000000000003,18750,18.75,800,1600,1.6,21.222480000000001,21572.309966284709,21.57230996628471]
[872.48,0.87248000000000003,18750,18.75,1570,3140,3.14,22.76248,21580.627495532917,21.580627495532916]
[872.48,0.87248000000000003,18750,18.75,990,1980,1.98,21.60248,21759.792304735871,21.759792304735871]
[872.48,0.87248000000000003,18750,18.75,1760,3520,3.52,23.142479999999999,21795.202510866096,21.795202510866098]
[872.48,0.87248000000000003,18750,18.75,2030,4060,4.0599999999999996,23.682479999999998,21636.84026155233,21.636840261552329]
[872.48,0.87248000000000003,18750,18.75,1820,3640,3.64,23.26248,20907.000846465729,20.907000846465728]
[872.48,0.87248000000000003,18750,18.75,1210,2420,2.42,22.042479999999998,21586.723845116103,21.586723845116104]
[872.48,0.87248000000000003,18750,18.75,560,1120,1.1200000000000001,20.74248,21738.857190528583,21.738857190528584]
[872.48,0.87248000000000003,18750,18.75,230,460,0.46,20.08248,21017.785209981706,21.017785209981707]
[872.48,0.87248000000000003,18750,18.75,280,560,0.56000000000000005,20.182479999999998,21057.227914719158,21.05722791471916]
[872.48,0.87248000000000003,18750,18.75,460,920,0.92,20.542480000000001,21675.661847906722,21.675661847906721]
[872.48,0.87248000000000003,18750,18.75,810,1620,1.62,21.24248,20891.469371533083,20.891469371533084]
[872.48,0.87248000000000003,18750,18.75,2020,4040,4.04,23.662479999999999,20573.201395192438,20.573201395192438]
[872.48,0.87248000000000003,18750,18.75,2540,5080,5.08,24.702480000000001,20576.568779592377,20.576568779592378]
[872.48,0.87248000000000003,18750,18.75,1490,2980,2.98,22.60248,20341.851109661529,20.34185110966153]
[872.48,0.87248000000000003,18750,18.75,1370,2740,2.74,22.362479999999998,20257.093112441995,20.257093112441996]
[872.48,0.87248000000000003,18750,18.75,1220,2440,2.44,22.062480000000001,20430.860448107615,20.430860448107616]
[872.48,0.87248000000000003,18750,18.75,1250,2500,2.5,22.122479999999999,20269.466929991428,20.269466929991427]
[872.48,0.87248000000000003,18750,18.75,1590,3180,3.18,22.802479999999999,19861.41567509135,19.861415675091351]
[872.48,0.87248000000000003,18750,18.75,2050,4100,4.0999999999999996,23.722479999999997,20674.505630573407,20.674505630573407]
[872.48,0.87248000000000003,18750,18.75,1760,3520,3.52,23.142479999999999,20866.193111087294,20.866193111087295]
[872.48,0.87248000000000003,18750,18.75,1600,3200,3.2,22.822479999999999,21218.075300524564,21.218075300524564]
[872.48,0.87248000000000003,18750,18.75,1540,3080,3.08,22.702480000000001,21020.780335331168,21.020780335331168]
[872.48,0.87248000000000003,18750,18.75,1700,3400,3.4,23.022479999999998,21242.555356235433,21.242555356235432]
[872.48,0.87248000000000003,18750,18.75,2040,4080,4.08,23.702480000000001,21938.86704708578,21.938867047085779]
[872.48,0.87248000000000003,18750,18.75,1750,3500,3.5,23.122479999999999,22314.178168279763,22.314178168279764]
[872.48,0.87248000000000003,18750,18.75,1790,3580,3.58,23.202480000000001,22120.347003922543,22.120347003922543]
[872.48,0.87248000000000003,18750,18.75,2230,4460,4.46,24.08248,21949.424732324431,21.949424732324431]
[872.48,0.87248000000000003,18750,18.75,2240,4480,4.4800000000000004,24.10248,22144.224600023797,22.144224600023797]
[872.48,0.87248000000000003,18750,18.75,1370,2740,2.74,22.362479999999998,22000.235072160747,22.000235072160748]
[872.48,0.87248000000000003,18750,18.75,900,1800,1.8,21.42248,24087.010350842003,24.087010350842004]
[872.48,0.87248000000000003,18750,18.75,730,1460,1.46,21.08248,24038.202270056165,24.038202270056164]
[872.48,0.87248000000000003,18750,18.75,640,1280,1.28,20.902480000000001,24059.418931620232,24.059418931620232]
[872.48,0.87248000000000003,18750,18.75,470,940,0.94,20.562480000000001,23804.502391214621,23.804502391214619]
[872.48,0.87248000000000003,18750,18.75,820,1640,1.64,21.26248,22592.602494203595,22.592602494203593]
[872.48,0.87248000000000003,18750,18.75,1030,2060,2.06,21.682479999999998,20878.39433532102,20.878394335321019]
[872.48,0.87248000000000003,18750,18.75,2030,4060,4.0599999999999996,23.682479999999998,21430.484083267391,21.430484083267391]
[872.48,0.87248000000000003,18750,18.75,1980,3960,3.96,23.58248,22043.394015059643,22.043394015059643]
[872.48,0.87248000000000003,18750,18.75,1560,3120,3.12,22.74248,22186.006169664925,22.186006169664925]
[872.48,0.87248000000000003,18750,18.75,1640,3280,3.28,22.902480000000001,22005.161254611314,22.005161254611313]
[872.48,0.87248000000000003,18750,18.75,2120,4240,4.24,23.862479999999998,21509.867094414636,21.509867094414638]
[872.48,0.87248000000000003,18750,18.75,1720,3440,3.44,23.062480000000001,22106.396937069498,22.106396937069498]
[872.48,0.87248000000000003,18750,18.75,2150,4300,4.3,23.92248,22232.286403650585,22.232286403650587]
[872.48,0.87248000000000003,18750,18.75,1960,3920,3.92,23.542479999999998,22561.068487237197,22.561068487237197]
[872.48,0.87248000000000003,18750,18.75,2720,5440,5.44,25.062480000000001,24629.456069537631,24.629456069537632]
[872.48,0.87248000000000003,18750,18.75,2570,5140,5.14,24.76248,18817.61169402429,18.81761169402429]
[872.48,0.87248000000000003,18750,18.75,2650,5300,5.3,24.92248,18601.925745153672,18.601925745153672]
[872.48,0.87248000000000003,18750,18.75,2300,4600,4.5999999999999996,24.222479999999997,16638.359737565581,16.63835973756558]
[872.48,0.87248000000000003,18750,18.75,2650,5300,5.3,24.92248,18141.847649914864,18.141847649914865]
[872.48,0.87248000000000003,18750,18.75,2340,4680,4.68,24.302479999999999,19239.526945248472,19.239526945248471]
[872.48,0.87248000000000003,18750,18.75,2610,5220,5.22,24.842479999999998,18994.735429912751,18.994735429912751]
[872.48,0.87248000000000003,18750,18.75,2520,5040,5.04,24.662479999999999,17969.825317034789,17.96982531703479]
[872.48,0.87248000000000003,18750,18.75,2480,4960,4.96,24.58248,16468.984933933716,16.468984933933715]
[872.48,0.87248000000000003,18750,18.75,2450,4900,4.9000000000000004,24.522480000000002,16770.723027267191,16.770723027267191]
[872.48,{"$f":"A67/1000","v":0.87248000000000003},18750,{"$f":"C67/1000","v":18.75},2470,{"$f":"E67*2","v":4940},{"$f":"F67/1000","v":4.9400000000000004},{"$f":"B67+D67+G67","v":24.562480000000001},16901.796367108589,{"$f":"I67/1000","v":16.901796367108588}]
[872.48,0.87248000000000003,18750,18.75,2490,4980,4.9800000000000004,24.60248,17167.160436762406,17.167160436762405]
[872.48,0.87248000000000003,18750,18.75,2410,4820,4.82,24.44248,17042.340869901742,17.042340869901743]
[872.48,0.87248000000000003,18750,18.75,2620,5240,5.24,24.862479999999998,17365.120343459384,17.365120343459385]
[872.48,0.87248000000000003,18750,18.75,2490,4980,4.9800000000000004,24.60248,17656.585882474759,17.656585882474758]
[872.48,0.87248000000000003,18750,18.75,2380,4760,4.76,24.382480000000001,17511.223772438174,17.511223772438175]
[872.48,0.87248000000000003,18750,18.75,2460,4920,4.92,24.542479999999998,17281.081188859178,17.281081188859179]
[872.48,0.87248000000000003,18750,18.75,2570,5140,5.14,24.76248,17137.69648550688,17.137696485506879]
[872.48,0.87248000000000003,18750,18.75,2400,4800,4.8,24.42248,15822.859581524381,15.82285958152438]
[872.48,0.87248000000000003,18750,18.75,2500,5000,5,24.622479999999999,15600.018422738245,15.600018422738245]
[872.48,0.87248000000000003,18750,18.75,2520,5040,5.04,24.662479999999999,16534.992736165197,16.534992736165197]
[872.48,0.87248000000000003,18750,18.75,2390,4780,4.78,24.402480000000001,15836.526070384745,15.836526070384746]
[872.48,0.87248000000000003,18750,18.75,1510,3020,3.02,22.642479999999999,15968.90810242611,15.968908102426111]
[872.48,0.87248000000000003,18750,18.75,1000,2000,2,21.622479999999999,16369.401828077984,16.369401828077983]
[872.48,0.87248000000000003,18750,18.75,260,520,0.52,20.142479999999999,17081.298660991048,17.081298660991049]
[872.48,0.87248000000000003,18750,18.75,400,800,0.8,20.42248,17708.392488327954,17.708392488327956]
[872.48,0.87248000000000003,18750,18.75,490,980,0.98,20.60248,17184.789173531073,17.184789173531072]
[872.48,0.87248000000000003,18750,18.75,1390,2780,2.78,22.402480000000001,17157.337893586478,17.15733789358648]
[872.48,0.87248000000000003,18750,18.75,1300,2600,2.6,22.222480000000001,17042.830892186092,17.042830892186092]
[872.48,0.87248000000000003,18750,18.75,530,1060,1.06,20.682479999999998,16799.491864315431,16.799491864315431]
[872.48,0.87248000000000003,18750,18.75,420,840,0.84,20.462479999999999,16456.304972931328,16.456304972931328]
[872.48,0.87248000000000003,18750,18.75,60,120,0.12,19.74248,17213.034488297501,17.213034488297499]
[872.48,0.87248000000000003,18750,18.75,80,160,0.16,19.78248,17165.327977152789,17.165327977152788]
[872.48,0.87248000000000003,18750,18.75,300,600,0.6,20.222480000000001,16695.377623363369,16.69537762336337]
[872.48,0.87248000000000003,18750,18.75,470,940,0.94,20.562480000000001,16381.734438106956,16.381734438106957]
[872.48,0.87248000000000003,18750,18.75,390,780,0.78,20.402480000000001,16341.451555094711,16.341451555094711]
[872.48,0.87248000000000003,18750,18.75,280,560,0.56000000000000005,20.182479999999998,16231.409667901613,16.231409667901612]
[872.48,0.87248000000000003,18750,18.75,360,720,0.72,20.342479999999998,16840.102215293922,16.840102215293921]
[872.48,0.87248000000000003,18750,18.75,510,1020,1.02,20.642479999999999,18644.47950649236,18.64447950649236]
[872.48,0.87248000000000003,18750,18.75,760,1520,1.52,21.142479999999999,18889.711005114816,18.889711005114815]
[872.48,0.87248000000000003,18750,18.75,700,1400,1.4,21.022479999999998,19132.908803180671,19.132908803180673]
[872.48,0.87248000000000003,18750,18.75,470,940,0.94,20.562480000000001,18014.964399210861,18.014964399210861]
[872.48,0.87248000000000003,18750,18.75,450,900,0.9,20.522479999999998,18042.214371355425,18.042214371355424]
[872.48,0.87248000000000003,18750,18.75,830,1660,1.66,21.28248,18618.839305933223,18.618839305933221]
[872.48,0.87248000000000003,18750,18.75,510,1020,1.02,20.642479999999999,18317.567512043144,18.317567512043144]
[872.48,0.87248000000000003,18750,18.75,500,1000,1,20.622479999999999,18054.975913141119,18.054975913141121]
[872.48,0.87248000000000003,18750,18.75,600,1200,1.2,20.822479999999999,18176.4141499174,18.176414149917399]
[872.48,0.87248000000000003,18750,18.75,570,1140,1.1399999999999999,20.76248,17267.098562116942,17.267098562116942]
[872.48,0.87248000000000003,18750,18.75,310,620,0.62,20.24248,17061.188582995834,17.061188582995833]
[872.48,0.87248000000000003,18750,18.75,460,920,0.92,20.542480000000001,17096.372500824829,17.096372500824831]
[872.48,0.87248000000000003,18750,18.75,310,620,0.62,20.24248,19054.389542729808,19.054389542729808]
[872.48,0.87248000000000003,18750,18.75,390,780,0.78,20.402480000000001,19528.311065042071,19.528311065042072]
[872.48,0.87248000000000003,18750,18.75,380,760,0.76,20.382480000000001,19742.517521881375,19.742517521881375]
[872.48,0.87248000000000003,18750,18.75,750,1500,1.5,21.122479999999999,19233.611836612268,19.233611836612269]
[872.48,0.87248000000000003,18750,18.75,1020,2040,2.04,21.662479999999999,18211.821935435619,18.211821935435619]
[872.48,0.87248000000000003,18750,18.75,1450,2900,2.9,22.522479999999998,18350.332659676955,18.350332659676955]
[872.48,0.87248000000000003,18750,18.75,1940,3880,3.88,23.502479999999998,18212.250610922325,18.212250610922325]
[872.48,0.87248000000000003,18750,18.75,2290,4580,4.58,24.202480000000001,18898.028567789548,18.898028567789549]
[872.48,0.87248000000000003,18750,18.75,2510,5020,5.0199999999999996,24.642479999999999,19400.431615174242,19.400431615174242]
[872.48,0.87248000000000003,18750,18.75,1830,3660,3.66,23.28248,14356.560215324376,14.356560215324377]
[872.48,0.87248000000000003,18750,18.75,2270,4540,4.54,24.162479999999999,13937.781677709389,13.937781677709388]
[872.48,0.87248000000000003,18750,18.75,1740,3480,3.48,23.10248,14505.69399247074,14.505693992470741]
[872.48,0.87248000000000003,18750,18.75,460,920,0.92,20.542480000000001,15019.431014750011,15.01943101475001]
[872.48,0.87248000000000003,18750,18.75,680,1360,1.36,20.982479999999999,17634.920734840947,17.634920734840946]
[872.48,0.87248000000000003,18750,18.75,1490,2980,2.98,22.60248,17794.73174877882,17.794731748778819]
[872.48,0.87248000000000003,18750,18.75,1660,3320,3.32,22.94248,17396.855518948629,17.39685551894863]
[872.48,0.87248000000000003,18750,18.75,1930,3860,3.86,23.482479999999999,17498.667433997165,17.498667433997166]
[872.48,0.87248000000000003,18750,18.75,1430,2860,2.86,22.482479999999999,17232.770765456549,17.23277076545655]
[872.48,0.87248000000000003,18750,18.75,1280,2560,2.56,22.182479999999998,17943.931460487744,17.943931460487743]
[872.48,0.87248000000000003,18750,18.75,770,1540,1.54,21.162479999999999,17573.102943751641,17.573102943751643]
[872.48,0.87248000000000003,18750,18.75,780,1560,1.56,21.182479999999998,17162.460403335881,17.162460403335881]
[872.48,0.87248000000000003,18750,18.75,1440,2880,2.88,22.502479999999998,16670.569882413849,16.670569882413847]
[872.48,0.87248000000000003,18750,18.75,2400,4800,4.8,24.42248,16576.073231991955,16.576073231991955]
[872.48,0.87248000000000003,18750,18.75,2400,4800,4.8,24.42248,18669.25841596473,18.66925841596473]
[872.48,{"$f":"A131/1000","v":0.87248000000000003},18750,{"$f":"C131/1000","v":18.75},2470,{"$f":"E131*2","v":4940},{"$f":"F131/1000","v":4.9400000000000004},{"$f":"B131+D131+G131","v":24.562480000000001},19016.918028799551,{"$f":"I131/1000","v":19.016918028799552}]
[872.48,0.87248000000000003,18750,18.75,2140,4280,4.28,23.902480000000001,19593.092723820595,19.593092723820597]
[872.48,0.87248000000000003,18750,18.75,2580,5160,5.16,24.78248,19889.105719660049,19.889105719660048]
[872.48,0.87248000000000003,18750,18.75,1920,3840,3.84,23.462479999999999,19711.027293466799,19.711027293466799]
[872.48,0.87248000000000003,18750,18.75,2940,5880,5.88,25.502479999999998,19400.197881191121,19.400197881191122]
[872.48,0.87248000000000003,18750,18.75,2110,4220,4.22,23.842479999999998,17373.05789499194,17.373057894991941]
[872.48,0.87248000000000003,18750,18.75,2760,5520,5.52,25.142479999999999,17287.563693037493,17.287563693037495]
[872.48,0.87248000000000003,18750,18.75,2250,4500,4.5,24.122479999999999,17169.704254311837,17.169704254311839]
[872.48,0.87248000000000003,18750,18.75,2370,4740,4.74,24.362479999999998,17297.523837885758,17.297523837885759]
[872.48,0.87248000000000003,18750,18.75,2390,4780,4.78,24.402480000000001,17117.646396369484,17.117646396369484]
[872.48,0.87248000000000003,18750,18.75,2190,4380,4.38,24.002479999999998,16925.482716691771,16.925482716691771]
[872.48,0.87248000000000003,18750,18.75,2540,5080,5.08,24.702480000000001,17079.682372689826,17.079682372689824]
[872.48,0.87248000000000003,18750,18.75,2450,4900,4.9000000000000004,24.522480000000002,17098.347503610374,17.098347503610373]
[872.48,0.87248000000000003,18750,18.75,2360,4720,4.72,24.342479999999998,17103.539952077819,17.103539952077821]
[872.48,0.87248000000000003,18750,18.75,2670,5340,5.34,24.962479999999999,17752.207791952205,17.752207791952205]
[872.48,0.87248000000000003,18750,18.75,2230,4460,4.46,24.08248,17700.659922867679,17.700659922867679]
[872.48,0.87248000000000003,18750,18.75,2650,5300,5.3,24.92248,18003.919184724004,18.003919184724005]
[872.48,0.87248000000000003,18750,18.75,2450,4900,4.9000000000000004,24.522480000000002,18179.365351866771,18.179365351866771]
[872.48,0.87248000000000003,18750,18.75,2360,4720,4.72,24.342479999999998,18025.326970242226,18.025326970242226]
[872.48,0.87248000000000003,18750,18.75,2610,5220,5.22,24.842479999999998,18281.508513433379,18.28150851343338]
[872.48,0.87248000000000003,18750,18.75,2550,5100,5.0999999999999996,24.722479999999997,18045.662034309727,18.045662034309728]
[872.48,0.87248000000000003,18750,18.75,2450,4900,4.9000000000000004,24.522480000000002,17702.896205597819,17.702896205597821]
[872.48,0.87248000000000003,18750,18.75,2530,5060,5.0599999999999996,24.682479999999998,17709.065154067797,17.709065154067797]
[872.48,0.87248000000000003,18750,18.75,2470,4940,4.9400000000000004,24.562480000000001,17912.188844887685,17.912188844887684]
[872.48,0.87248000000000003,18750,18.75,2270,4540,4.54,24.162479999999999,18847.868250237578,18.847868250237578]
[872.48,0.87248000000000003,18750,18.75,2340,4680,4.68,24.302479999999999,17956.496530126333,17.956496530126334]
[872.48,0.87248000000000003,18750,18.75,2230,4460,4.46,24.08248,18027.120698654264,18.027120698654265]
[872.48,0.87248000000000003,18750,18.75,2480,4960,4.96,24.58248,17948.042768287774,17.948042768287774]
[872.48,0.87248000000000003,18750,18.75,2380,4760,4.76,24.382480000000001,15204.217510637685,15.204217510637685]
[872.48,0.87248000000000003,18750,18.75,2150,4300,4.3,23.92248,18163.050232088401,18.163050232088402]
[872.48,0.87248000000000003,18750,18.75,2340,4680,4.68,24.302479999999999,18235.869447970566,18.235869447970565]
[872.48,0.87248000000000003,18750,18.75,2380,4760,4.76,24.382480000000001,18874.986030184707,18.874986030184708]
[872.48,0.87248000000000003,18750,18.75,2280,4560,4.5599999999999996,24.182479999999998,20105.611069258455,20.105611069258455]
[872.48,0.87248000000000003,18750,18.75,2310,4620,4.62,24.24248,20900.775826966921,20.900775826966921]
[872.48,0.87248000000000003,18750,18.75,2180,4360,4.3600000000000003,23.982479999999999,20845.600428634189,20.845600428634189]
[872.48,0.87248000000000003,18750,18.75,2570,5140,5.14,24.76248,20035.217980115987,20.035217980115988]
[872.48,0.87248000000000003,18750,18.75,2300,4600,4.5999999999999996,24.222479999999997,18587.949088660822,18.587949088660821]
[872.48,0.87248000000000003,18750,18.75,1870,3740,3.74,23.362479999999998,18637.355739082712,18.637355739082711]
[872.48,0.87248000000000003,18750,18.75,1940,3880,3.88,23.502479999999998,18560.641542699352,18.560641542699351]
[872.48,0.87248000000000003,18750,18.75,2640,5280,5.28,24.902480000000001,18436.425698679643,18.436425698679642]
[872.48,0.87248000000000003,18750,18.75,2390,4780,4.78,24.402480000000001,18563.066512058373,18.563066512058374]
[872.48,0.87248000000000003,18750,18.75,2580,5160,5.16,24.78248,18658.165850504458,18.658165850504457]
[872.48,0.87248000000000003,18750,18.75,2260,4520,4.5199999999999996,24.142479999999999,18665.040808721304,18.665040808721304]
[872.48,0.87248000000000003,18750,18.75,2580,5160,5.16,24.78248,18782.452840762668,18.782452840762666]
[872.48,0.87248000000000003,18750,18.75,2220,4440,4.4400000000000004,24.062480000000001,18875.138489794328,18.875138489794328]
[872.48,0.87248000000000003,18750,18.75,1220,2440,2.44,22.062480000000001,19215.704307364063,19.215704307364064]
[872.48,0.87248000000000003,18750,18.75,1030,2060,2.06,21.682479999999998,19413.16065835271,19.413160658352709]
[872.48,0.87248000000000003,18750,18.75,1470,2940,2.94,22.562480000000001,18361.534280964846,18.361534280964847]
[872.48,0.87248000000000003,18750,18.75,1360,2720,2.72,22.342479999999998,17399.419787857645,17.399419787857646]
[872.48,0.87248000000000003,18750,18.75,1840,3680,3.68,23.302479999999999,17641.142693154237,17.641142693154237]
[872.48,0.87248000000000003,18750,18.75,1860,3720,3.72,23.342479999999998,17773.918708472193,17.773918708472191]
[872.48,0.87248000000000003,18750,18.75,2190,4380,4.38,24.002479999999998,18209.50908871158,18.209509088711581]
[872.48,0.87248000000000003,18750,18.75,1720,3440,3.44,23.062480000000001,18661.86947452206,18.66186947452206]
[872.48,0.87248000000000003,18750,18.75,1410,2820,2.82,22.44248,18719.69206086122,18.71969206086122]
[872.48,0.87248000000000003,18750,18.75,1130,2260,2.2599999999999998,21.882480000000001,19173.678987026549,19.173678987026548]
[872.48,0.87248000000000003,18750,18.75,1620,3240,3.24,22.862479999999998,18876.138506507592,18.876138506507591]
[872.48,0.87248000000000003,18750,18.75,1370,2740,2.74,22.362479999999998,19045.725636042982,19.045725636042981]
[872.48,0.87248000000000003,18750,18.75,470,940,0.94,20.562480000000001,19172.057656942172,19.172057656942172]
[872.48,0.87248000000000003,18750,18.75,370,740,0.74,20.362479999999998,19285.597117952173,19.285597117952172]
[872.48,0.87248000000000003,18750,18.75,200,400,0.4,20.022479999999998,19324.66115277401,19.324661152774009]
[872.48,0.87248000000000003,18750,18.75,120,240,0.24,19.862479999999998,19293.622098453368,19.293622098453369]
[872.48,0.87248000000000003,18750,18.75,30,60,0.06,19.682479999999998,19460.064442475617,19.460064442475616]
[872.48,0.87248000000000003,18750,18.75,0,0,0,19.622479999999999,19193.295375607344,19.193295375607345]
[872.48,0.87248000000000003,18750,18.75,0,0,0,19.622479999999999,19858.060633308192,19.858060633308192]
[872.48,{"$f":"A195/1000","v":0.87248000000000003},18750,{"$f":"C195/1000","v":18.75},0,{"$f":"E195*2","v":0},{"$f":"F195/1000","v":0},{"$f":"B195+D195+G195","v":19.622479999999999},21428.661512236031,{"$f":"I195/1000","v":21.42866151223603}]
[872.48,0.87248000000000003,18750,18.75,0,0,0,19.622479999999999,19712.101016307748,19.712101016307749]
[872.48,0.87248000000000003,18750,18.75,0,0,0,19.622479999999999,21409.102652903443,21.409102652903442]
[872.48,0.87248000000000003,18750,18.75,0,0,0,19.622479999999999,22164.977293619078,22.164977293619078]
[872.48,0.87248000000000003,18750,18.75,0,0,0,19.622479999999999,22198.141256016774,22.198141256016775]
[872.48,0.87248000000000003,18750,18.75,0,0,0,19.622479999999999,22092.49181729112,22.092491817291119]
[872.48,0.87248000000000003,18750,18.75,10,20,0.02,19.642479999999999,18892.920661315908,18.892920661315909]
[872.48,0.87248000000000003,18750,18.75,120,240,0.24,19.862479999999998,21068.564176671927,21.068564176671927]
[872.48,0.87248000000000003,18750,18.75,0,0,0,19.622479999999999,21101.134910649977,21.101134910649975]
[872.48,0.87248000000000003,18750,18.75,0,0,0,19.622479999999999,20118.781987183902,20.118781987183901]
[872.48,0.87248000000000003,18750,18.75,0,0,0,19.622479999999999,19092.512519146592,19.092512519146592]
[872.48,0.87248000000000003,18750,18.75,50,100,0.1,19.722480000000001,19002.847559524285,19.002847559524284]
[872.48,0.87248000000000003,18750,18.75,350,700,0.7,20.322479999999999,19033.628187651673,19.033628187651672]
[872.48,0.87248000000000003,18750,18.75,790,1580,1.58,21.202480000000001,19211.516067878376,19.211516067878375]
[872.48,0.87248000000000003,18750,18.75,880,1760,1.76,21.382480000000001,18730.100026059688,18.730100026059688]
[872.48,0.87248000000000003,18750,18.75,640,1280,1.28,20.902480000000001,23544.190814596943,23.544190814596941]
[872.48,0.87248000000000003,18750,18.75,830,1660,1.66,21.28248,24586.387199062869,24.58638719906287]
[872.48,0.87248000000000003,18750,18.75,650,1300,1.3,20.92248,22106.038139018867,22.106038139018867]
[872.48,0.87248000000000003,18750,18.75,850,1700,1.7,21.322479999999999,20753.01854701218,20.753018547012179]
[872.48,0.87248000000000003,18750,18.75,520,1040,1.04,20.662479999999999,20380.274932782049,20.380274932782051]
[872.48,0.87248000000000003,18750,18.75,780,1560,1.56,21.182479999999998,20252.128092943192,20.252128092943192]
[872.48,0.87248000000000003,18750,18.75,1310,2620,2.62,22.24248,21639.511457930617,21.639511457930617]
[872.48,0.87248000000000003,18750,18.75,930,1860,1.86,21.482479999999999,22107.98694821167,22.107986948211671]
[872.48,0.87248000000000003,18750,18.75,1000,2000,2,21.622479999999999,21130.419690490515,21.130419690490516]
[872.48,0.87248000000000003,18750,18.75,1050,2100,2.1,21.722480000000001,21505.746960708548,21.505746960708549]
[872.48,0.87248000000000003,18750,18.75,900,1800,1.8,21.42248,20945.683551203183,20.945683551203182]
[872.48,0.87248000000000003,18750,18.75,630,1260,1.26,20.882480000000001,20818.07146902203,20.81807146902203]
[872.48,0.87248000000000003,18750,18.75,970,1940,1.94,21.562480000000001,20726.262164002474,20.726262164002474]
[872.48,0.87248000000000003,18750,18.75,1070,2140,2.14,21.76248,20108.820980121061,20.108820980121063]
[872.48,0.87248000000000003,18750,18.75,610,1220,1.22,20.842479999999998,21132.068416117007,21.132068416117008]
[872.48,0.87248000000000003,18750,18.75,250,500,0.5,20.122479999999999,21362.548684934656,21.362548684934655]
[872.48,0.87248000000000003,18750,18.75,190,380,0.38,20.002479999999998,22140.220927322629,22.14022092732263]
[872.48,0.87248000000000003,18750,18.75,240,480,0.48,20.10248,22567.062393924025,22.567062393924026]
[872.48,0.87248000000000003,18750,18.75,1160,2320,2.3199999999999998,21.94248,21836.465226745728,21.836465226745727]
[872.48,0.87248000000000003,18750,18.75,1200,2400,2.4,22.022479999999998,21265.856753172855,21.265856753172855]
[872.48,0.87248000000000003,18750,18.75,1420,2840,2.84,22.462479999999999,21609.065203055918,21.609065203055916]
[872.48,0.87248000000000003,18750,18.75,790,1580,1.58,21.202480000000001,22436.255169680153,22.436255169680152]
[872.48,0.87248000000000003,18750,18.75,400,800,0.8,20.42248,22693.065499779754,22.693065499779753]
[872.48,0.87248000000000003,18750,18.75,300,600,0.6,20.222480000000001,22600.343802003626,22.600343802003625]
[872.48,0.87248000000000003,18750,18.75,370,740,0.74,20.362479999999998,22301.225652959278,22.301225652959278]
[872.48,0.87248000000000003,18750,18.75,30,60,0.06,19.682479999999998,21579.061212802779,21.579061212802777]
[872.48,0.87248000000000003,18750,18.75,120,240,0.24,19.862479999999998,21033.35285065166,21.03335285065166]
[872.48,0.87248000000000003,18750,18.75,80,160,0.16,19.78248,21887.971726748267,21.887971726748265]
[872.48,0.87248000000000003,18750,18.75,170,340,0.34,19.962479999999999,22348.177261598015,22.348177261598014]
[872.48,0.87248000000000003,18750,18.75,60,120,0.12,19.74248,22309.924423154465,22.309924423154467]
[872.48,0.87248000000000003,18750,18.75,260,520,0.52,20.142479999999999,22071.675439852501,22.071675439852502]
[872.48,0.87248000000000003,18750,18.75,0,0,0,19.622479999999999,22029.868917565615,22.029868917565615]
[872.48,0.87248000000000003,18750,18.75,570,1140,1.1399999999999999,20.76248,21995.75506658966,21.995755066589659]
[872.48,0.87248000000000003,18750,18.75,330,660,0.66,20.28248,22921.446808985249,22.921446808985248]
[872.48,0.87248000000000003,18750,18.75,310,620,0.62,20.24248,22646.162694762734,22.646162694762733]
[872.48,0.87248000000000003,18750,18.75,610,1220,1.22,20.842479999999998,22520.719399490034,22.520719399490034]
[872.48,0.87248000000000003,18750,18.75,880,1760,1.76,21.382480000000001,21349.871055406878,21.349871055406879]
[872.48,0.87248000000000003,18750,18.75,460,920,0.92,20.542480000000001,21133.754620851923,21.133754620851924]
[872.48,0.87248000000000003,18750,18.75,1140,2280,2.2799999999999998,21.902480000000001,23421.362432972393,23.421362432972394]
[872.48,0.87248000000000003,18750,18.75,1260,2520,2.52,22.142479999999999,21439.865335356546,21.439865335356547]
[872.48,0.87248000000000003,18750,18.75,1110,2220,2.2200000000000002,21.842479999999998,21558.528574918375,21.558528574918373]
[872.48,0.87248000000000003,18750,18.75,320,640,0.64,20.26248,21882.910541512152,21.882910541512153]
[872.48,0.87248000000000003,18750,18.75,1280,2560,2.56,22.182479999999998,21836.456562401192,21.836456562401192]
[872.48,0.87248000000000003,18750,18.75,450,900,0.9,20.522479999999998,21797.680051256481,21.797680051256481]
[872.48,0.87248000000000003,18750,18.75,1100,2200,2.2000000000000002,21.822479999999999,21780.387446798595,21.780387446798596]
[872.48,0.87248000000000003,18750,18.75,1680,3360,3.36,22.982479999999999,21922.45093148826,21.92245093148826]
[872.48,0.87248000000000003,18750,18.75,1150,2300,2.2999999999999998,21.92248,21759.13725738163,21.759137257381632]
[872.48,0.87248000000000003,18750,18.75,770,1540,1.54,21.162479999999999,21802.847496938379,21.80284749693838]
[872.48,0.87248000000000003,18750,18.75,450,900,0.9,20.522479999999998,21654.96656099573,21.654966560995732]
[872.48,{"$f":"A259/1000","v":0.87248000000000003},18750,{"$f":"C259/1000","v":18.75},760,{"$f":"E259*2","v":1520},{"$f":"F259/1000","v":1.52},{"$f":"B259+D259+G259","v":21.142479999999999},21623.206460716163,{"$f":"I259/1000","v":21.623206460716162}]
[872.48,0.87248000000000003,18750,18.75,810,1620,1.62,21.24248,21223.756457905238,21.223756457905239]
[872.48,0.87248000000000003,18750,18.75,670,1340,1.34,20.962479999999999,20467.896808832975,20.467896808832975]
[872.48,0.87248000000000003,18750,18.75,230,460,0.46,20.08248,22498.779243499594,22.498779243499595]
[872.48,0.87248000000000003,18750,18.75,100,200,0.2,19.822479999999999,23939.243199022265,23.939243199022265]
[872.48,0.87248000000000003,18750,18.75,80,160,0.16,19.78248,21917.526941235119,21.917526941235121]
[872.48,0.87248000000000003,18750,18.75,110,220,0.22,19.842479999999998,22042.520320074127,22.042520320074129]
[872.48,0.87248000000000003,18750,18.75,120,240,0.24,19.862479999999998,21479.30686042898,21.479306860428981]
[872.48,0.87248000000000003,18750,18.75,90,180,0.18,19.802479999999999,21497.134395248275,21.497134395248274]
[872.48,0.87248000000000003,18750,18.75,20,40,0.04,19.662479999999999,21836.52769749752,21.83652769749752]
[872.48,0.87248000000000003,18750,18.75,40,80,0.08,19.702479999999998,22109.633102806805,22.109633102806804]
[872.48,0.87248000000000003,18750,18.75,180,360,0.36,19.982479999999999,21888.738120900143,21.888738120900143]
[872.48,0.87248000000000003,18750,18.75,780,1560,1.56,21.182479999999998,21290.901889664499,21.2909018896645]
[872.48,0.87248000000000003,18750,18.75,310,620,0.62,20.24248,21969.594788035298,21.969594788035298]
[872.48,0.87248000000000003,18750,18.75,900,1800,1.8,21.42248,22379.193566612499,22.3791935666125]
[872.48,0.87248000000000003,18750,18.75,650,1300,1.3,20.92248,21503.504473243494,21.503504473243495]
[872.48,0.87248000000000003,18750,18.75,280,560,0.56000000000000005,20.182479999999998,20384.096463425565,20.384096463425564]
[872.48,0.87248000000000003,18750,18.75,1010,2020,2.02,21.642479999999999,20114.444775386146,20.114444775386147]
[872.48,0.87248000000000003,18750,18.75,340,680,0.68,20.302479999999999,21052.852895220356,21.052852895220354]
[872.48,0.87248000000000003,18750,18.75,90,180,0.18,19.802479999999999,20981.947485745444,20.981947485745444]
[872.48,0.87248000000000003,18750,18.75,330,660,0.66,20.28248,20567.206303269497,20.567206303269497]
[872.48,0.87248000000000003,18750,18.75,430,860,0.86,20.482479999999999,24610.34594697371,24.610345946973709]
[872.48,0.87248000000000003,18750,18.75,920,1840,1.84,21.462479999999999,23497.190402336491,23.497190402336493]
[872.48,0.87248000000000003,18750,18.75,1240,2480,2.48,22.10248,23141.59082849928,23.141590828499279]
[872.48,0.87248000000000003,18750,18.75,860,1720,1.72,21.342479999999998,22943.187098681785,22.943187098681786]
[872.48,0.87248000000000003,18750,18.75,1310,2620,2.62,22.24248,23479.054097322001,23.479054097322003]
[872.48,0.87248000000000003,18750,18.75,2200,4400,4.4000000000000004,24.022480000000002,23954.863215735524,23.954863215735525]
[872.48,0.87248000000000003,18750,18.75,2210,4420,4.42,24.042479999999998,23947.962002643981,23.94796200264398]
[872.48,0.87248000000000003,18750,18.75,1910,3820,3.82,23.44248,23537.233168355902,23.537233168355904]
[872.48,0.87248000000000003,18750,18.75,1380,2760,2.76,22.382480000000001,21310.040793565779,21.310040793565779]
[872.48,0.87248000000000003,18750,18.75,880,1760,1.76,21.382480000000001,21033.096590205871,21.033096590205872]
[872.48,0.87248000000000003,18750,18.75,70,140,0.14000000000000001,19.76248,21608.418881328169,21.60841888132817]
[872.48,0.87248000000000003,18750,18.75,450,900,0.9,20.522479999999998,21637.711530354754,21.637711530354753]
[872.48,0.87248000000000003,18750,18.75,970,1940,1.94,21.562480000000001,21404.302613905831,21.404302613905831]
[872.48,0.87248000000000003,18750,18.75,1150,2300,2.2999999999999998,21.92248,21367.587343708099,21.367587343708099]
[872.48,0.87248000000000003,18750,18.75,820,1640,1.64,21.26248,20886.468141728277,20.886468141728276]
[872.48,0.87248000000000003,18750,18.75,1560,3120,3.12,22.74248,20868.813127800557,20.868813127800557]
[872.48,0.87248000000000003,18750,18.75,1670,3340,3.34,22.962479999999999,21308.128205821158,21.308128205821159]
[872.48,0.87248000000000003,18750,18.75,940,1880,1.88,21.502479999999998,21483.773076306064,21.483773076306065]
[872.48,0.87248000000000003,18750,18.75,500,1000,1,20.622479999999999,21582.593728123273,21.582593728123271]
[872.48,0.87248000000000003,18750,18.75,200,400,0.4,20.022479999999998,22170.06979779739,22.170069797797389]
[872.48,0.87248000000000003,18750,18.75,210,420,0.42,20.042480000000001,21658.865320048746,21.658865320048747]
[872.48,0.87248000000000003,18750,18.75,180,360,0.36,19.982479999999999,20988.131303294878,20.988131303294878]
[872.48,0.87248000000000003,18750,18.75,300,600,0.6,20.222480000000001,20944.598442566985,20.944598442566985]
[872.48,0.87248000000000003,18750,18.75,150,300,0.3,19.92248,20658.349342272188,20.658349342272189]
[872.48,0.87248000000000003,18750,18.75,440,880,0.88,20.502479999999998,20781.947517766508,20.781947517766508]
[872.48,0.87248000000000003,18750,18.75,800,1600,1.6,21.222480000000001,20685.611924445722,20.685611924445723]
[872.48,0.87248000000000003,18750,18.75,670,1340,1.34,20.962479999999999,20490.013303264423,20.490013303264423]
[872.48,0.87248000000000003,18750,18.75,1120,2240,2.2400000000000002,21.862479999999998,20621.446531684072,20.621446531684072]
[872.48,0.87248000000000003,18750,18.75,340,680,0.68,20.302479999999999,20447.07669741123,20.44707669741123]
[872.48,0.87248000000000003,18750,18.75,10,20,0.02,19.642479999999999,21062.960485750522,21.062960485750523]
[872.48,0.87248000000000003,18750,18.75,0,0,0,19.622479999999999,21520.945753188087,21.520945753188087]
[872.48,0.87248000000000003,18750,18.75,0,0,0,19.622479999999999,21325.07837852486,21.325078378524861]
[872.48,0.87248000000000003,18750,18.75,0,0,0,19.622479999999999,21119.142055391651,21.119142055391652]
[872.48,0.87248000000000003,18750,18.75,0,0,0,19.622479999999999,20684.478223889117,20.684478223889116]
[872.48,0.87248000000000003,18750,18.75,0,0,0,19.622479999999999,20279.533207150478,20.279533207150479]
[872.48,0.87248000000000003,18750,18.75,0,0,0,19.622479999999999,20855.059232255902,20.855059232255904]
[872.48,0.87248000000000003,18750,18.75,10,20,0.02,19.642479999999999,20866.260523342669,20.866260523342671]
[872.48,0.87248000000000003,18750,18.75,10,20,0.02,19.642479999999999,20908.134535880155,20.908134535880155]
[872.48,0.87248000000000003,18750,18.75,0,0,0,19.622479999999999,21044.172861793828,21.044172861793829]
[872.48,0.87248000000000003,18750,18.75,0,0,0,19.622479999999999,20896.589449528303,20.896589449528303]
[872.48,0.87248000000000003,18750,18.75,0,0,0,19.622479999999999,20704.549553973498,20.7045495539735]
[872.48,0.87248000000000003,18750,18.75,0,0,0,19.622479999999999,19910.117255874648,19.910117255874649]
[872.48,0.87248000000000003,18750,18.75,0,0,0,19.622479999999999,20610.780332520248,20.610780332520246]
[872.48,{"$f":"A323/1000","v":0.87248000000000003},18750,{"$f":"C323/1000","v":18.75},0,{"$f":"E323*2","v":0},{"$f":"F323/1000","v":0},{"$f":"B323+D323+G323","v":19.622479999999999},21168.37361946169,{"$f":"I323/1000","v":21.16837361946169}]
[872.48,0.87248000000000003,18750,18.75,0,0,0,19.622479999999999,21669.924363227212,21.669924363227214]
[872.48,0.87248000000000003,18750,18.75,10,20,0.02,19.642479999999999,20414.98285200636,20.414982852006361]
[872.48,0.87248000000000003,18750,18.75,20,40,0.04,19.662479999999999,17710.244782311936,17.710244782311936]
[872.48,0.87248000000000003,18750,18.75,30,60,0.06,19.682479999999998,19650.858166722028,19.650858166722028]
[872.48,0.87248000000000003,18750,18.75,50,100,0.1,19.722480000000001,20821.464051195569,20.821464051195569]
[872.48,0.87248000000000003,18750,18.75,160,320,0.32,19.94248,21009.667742015456,21.009667742015456]
[872.48,0.87248000000000003,18750,18.75,340,680,0.68,20.302479999999999,21449.896648727663,21.449896648727663]
[872.48,0.87248000000000003,18750,18.75,520,1040,1.04,20.662479999999999,21308.704560975428,21.308704560975428]
[872.48,0.87248000000000003,18750,18.75,300,600,0.6,20.222480000000001,20878.475604123436,20.878475604123437]
[872.48,0.87248000000000003,18750,18.75,230,460,0.46,20.08248,21188.600008042486,21.188600008042485]
[872.48,0.87248000000000003,18750,18.75,90,180,0.18,19.802479999999999,20895.627012203036,20.895627012203036]
[872.48,0.87248000000000003,18750,18.75,130,260,0.26,19.882480000000001,20729.983477373589,20.72998347737359]
[872.48,0.87248000000000003,18750,18.75,30,60,0.06,19.682479999999998,21772.431024791276,21.772431024791278]
[872.48,0.87248000000000003,18750,18.75,0,0,0,19.622479999999999,20636.01420578055,20.636014205780551]
[872.48,0.87248000000000003,18750,18.75,30,60,0.06,19.682479999999998,21423.83652059266,21.423836520592662]
[872.48,0.87248000000000003,18750,18.75,30,60,0.06,19.682479999999998,21169.628694671366,21.169628694671367]
[872.48,0.87248000000000003,18750,18.75,40,80,0.08,19.702479999999998,20018.302955046096,20.018302955046096]
[872.48,0.87248000000000003,18750,18.75,10,20,0.02,19.642479999999999,20585.765056751428,20.585765056751427]
[872.48,0.87248000000000003,18750,18.75,90,180,0.18,19.802479999999999,21115.385716950637,21.115385716950637]
[872.48,0.87248000000000003,18750,18.75,600,1200,1.2,20.822479999999999,21194.546307485885,21.194546307485886]
[872.48,0.87248000000000003,18750,18.75,1210,2420,2.42,22.042479999999998,20742.282269853124,20.742282269853124]
[872.48,0.87248000000000003,18750,18.75,990,1980,1.98,21.60248,20399.160347828045,20.399160347828044]
[872.48,0.87248000000000003,18750,18.75,630,1260,1.26,20.882480000000001,20292.497069268611,20.29249706926861]
[872.48,0.87248000000000003,18750,18.75,410,820,0.82,20.44248,20425.232885432884,20.425232885432884]
[872.48,0.87248000000000003,18750,18.75,450,900,0.9,20.522479999999998,20694.579453693928,20.69457945369393]
[872.48,0.87248000000000003,18750,18.75,810,1620,1.62,21.24248,20917.005949530841,20.917005949530843]
[872.48,0.87248000000000003,18750,18.75,560,1120,1.1200000000000001,20.74248,20897.707045629559,20.897707045629559]
[872.48,0.87248000000000003,18750,18.75,670,1340,1.34,20.962479999999999,20908.40579911149,20.908405799111488]
[872.48,0.87248000000000003,18750,18.75,700,1400,1.4,21.022479999999998,20585.083860373146,20.585083860373146]
[872.48,0.87248000000000003,18750,18.75,640,1280,1.28,20.902480000000001,20079.559605467988,20.079559605467988]
[872.48,0.87248000000000003,18750,18.75,640,1280,1.28,20.902480000000001,20686.057055366269,20.68605705536627]
[872.48,0.87248000000000003,18750,18.75,110,220,0.22,19.842479999999998,20997.645271263664,20.997645271263664]
[872.48,0.87248000000000003,18750,18.75,130,260,0.26,19.882480000000001,21444.277772681817,21.444277772681815]
[872.48,0.87248000000000003,18750,18.75,280,560,0.56000000000000005,20.182479999999998,21351.290893845351,21.351290893845352]
[872.48,0.87248000000000003,18750,18.75,220,440,0.44,20.062480000000001,21221.043914729311,21.221043914729311]
[872.48,0.87248000000000003,18750,18.75,100,200,0.2,19.822479999999999,21240.918989938989,21.24091898993899]
[872.48,0.87248000000000003,18750,18.75,390,780,0.78,20.402480000000001,21279.396847881344,21.279396847881344]
[872.48,0.87248000000000003,18750,18.75,30,60,0.06,19.682479999999998,21069.181888259034,21.069181888259035]
[872.48,0.87248000000000003,18750,18.75,100,200,0.2,19.822479999999999,20969.687368752617,20.969687368752616]
[872.48,0.87248000000000003,18750,18.75,210,420,0.42,20.042480000000001,21142.78718074111,21.142787180741109]
[872.48,0.87248000000000003,18750,18.75,160,320,0.32,19.94248,21165.494865979763,21.165494865979763]
[872.48,0.87248000000000003,18750,18.75,60,120,0.12,19.74248,21213.812679353414,21.213812679353413]
[872.48,0.87248000000000003,18750,18.75,20,40,0.04,19.662479999999999,19842.967973139435,19.842967973139434]
[872.48,0.87248000000000003,18750,18.75,60,120,0.12,19.74248,20166.148592935577,20.166148592935578]
[872.48,0.87248000000000003,18750,18.75,40,80,0.08,19.702479999999998,20541.577315801907,20.541577315801906]
[872.48,0.87248000000000003,18750,18.75,380,760,0.76,20.382480000000001,20579.666264271891,20.579666264271893]
[872.48,0.87248000000000003,18750,18.75,210,420,0.42,20.042480000000001,20360.848750331483,20.360848750331481]
[872.48,0.87248000000000003,18750,18.75,310,620,0.62,20.24248,20519.157271233209,20.519157271233208]
[872.48,0.87248000000000003,18750,18.75,310,620,0.62,20.24248,20303.808510774732,20.303808510774733]
[872.48,0.87248000000000003,18750,18.75,190,380,0.38,20.002479999999998,20219.171665364785,20.219171665364787]
[872.48,0.87248000000000003,18750,18.75,130,260,0.26,19.882480000000001,22649.880218439856,22.649880218439854]
[872.48,0.87248000000000003,18750,18.75,460,920,0.92,20.542480000000001,21177.223730883437,21.177223730883437]
[872.48,0.87248000000000003,18750,18.75,820,1640,1.64,21.26248,21502.610700262758,21.502610700262757]
[872.48,0.87248000000000003,18750,18.75,990,1980,1.98,21.60248,20927.049683513967,20.927049683513967]
[872.48,0.87248000000000003,18750,18.75,700,1400,1.4,21.022479999999998,21129.867225309812,21.129867225309813]
[872.48,0.87248000000000003,18750,18.75,780,1560,1.56,21.182479999999998,20541.583715524881,20.541583715524879]
[872.48,0.87248000000000003,18750,18.75,760,1520,1.52,21.142479999999999,20379.11266816048,20.379112668160481]
[872.48,0.87248000000000003,18750,18.75,380,760,0.76,20.382480000000001,20484.273292122249,20.48427329212225]
[872.48,0.87248000000000003,18750,18.75,180,360,0.36,19.982479999999999,21862.415349309646,21.862415349309646]
[872.48,0.87248000000000003,18750,18.75,230,460,0.46,20.08248,21360.857204430922,21.360857204430921]
[872.48,0.87248000000000003,18750,18.75,420,840,0.84,20.462479999999999,21585.68865848468,21.585688658484681]
[872.48,0.87248000000000003,18750,18.75,340,680,0.68,20.302479999999999,21968.431115334133,21.968431115334134]
[872.48,0.87248000000000003,18750,18.75,170,340,0.34,19.962479999999999,21479.011846501257,21.479011846501258]
[872.48,{"$f":"A387/1000","v":0.87248000000000003},18750,{"$f":"C387/1000","v":18.75},390,{"$f":"E387*2","v":780},{"$f":"F387/1000","v":0.78},{"$f":"B387+D387+G387","v":20.402480000000001},21988.28118218718,{"$f":"I387/1000","v":21.98828118218718}]
[872.48,0.87248000000000003,18750,18.75,190,380,0.38,20.002479999999998,22100.340637626097,22.100340637626097]
[872.48,0.87248000000000003,18750,18.75,330,660,0.66,20.28248,22123.425746262299,22.123425746262299]
[872.48,0.87248000000000003,18750,18.75,30,60,0.06,19.682479999999998,21682.680579104301,21.6826805791043]
[872.48,0.87248000000000003,18750,18.75,20,40,0.04,19.662479999999999,21016.531392432273,21.016531392432274]
[872.48,0.87248000000000003,18750,18.75,40,80,0.08,19.702479999999998,20731.011017763973,20.731011017763972]
[872.48,0.87248000000000003,18750,18.75,0,0,0,19.622479999999999,21009.671492711845,21.009671492711846]
[872.48,0.87248000000000003,18750,18.75,0,0,0,19.622479999999999,21549.308513636413,21.549308513636415]
[872.48,0.87248000000000003,18750,18.75,0,0,0,19.622479999999999,21331.403459305624,21.331403459305623]
[872.48,0.87248000000000003,18750,18.75,0,0,0,19.622479999999999,21500.945619481994,21.500945619481993]
[872.48,0.87248000000000003,18750,18.75,0,0,0,19.622479999999999,21999.561221184791,21.999561221184791]
[872.48,0.87248000000000003,18750,18.75,0,0,0,19.622479999999999,21926.154520623117,21.926154520623118]
[872.48,0.87248000000000003,18750,18.75,0,0,0,19.622479999999999,22318.314423154465,22.318314423154465]
[872.48,0.87248000000000003,18750,18.75,0,0,0,19.622479999999999,22077.609129266926,22.077609129266925]
[872.48,0.87248000000000003,18750,18.75,0,0,0,19.622479999999999,22476.725286672983,22.476725286672984]
[872.48,0.87248000000000003,18750,18.75,0,0,0,19.622479999999999,22496.553178041857,22.496553178041857]
[872.48,0.87248000000000003,18750,18.75,0,0,0,19.622479999999999,22526.935721217786,22.526935721217786]
[872.48,0.87248000000000003,18750,18.75,0,0,0,19.622479999999999,22226.700065209578,22.226700065209577]
[872.48,0.87248000000000003,18750,18.75,10,20,0.02,19.642479999999999,21296.199413341616,21.296199413341615]
[872.48,0.87248000000000003,18750,18.75,140,280,0.28000000000000003,19.902480000000001,22066.844204476602,22.066844204476602]
[872.48,0.87248000000000003,18750,18.75,80,160,0.16,19.78248,22523.561976092486,22.523561976092484]
[872.48,0.87248000000000003,18750,18.75,250,500,0.5,20.122479999999999,22510.025626509301,22.5100256265093]
[872.48,0.87248000000000003,18750,18.75,290,580,0.57999999999999996,20.202479999999998,22605.34736328305,22.605347363283052]
[872.48,0.87248000000000003,18750,18.75,310,620,0.62,20.24248,21951.17705822795,21.951177058227948]
[872.48,0.87248000000000003,18750,18.75,640,1280,1.28,20.902480000000001,22149.089630664774,22.149089630664772]
[872.48,0.87248000000000003,18750,18.75,470,940,0.94,20.562480000000001,23007.937405091579,23.007937405091578]
[872.48,0.87248000000000003,18750,18.75,790,1580,1.58,21.202480000000001,23463.533997042436,23.463533997042436]
[872.48,0.87248000000000003,18750,18.75,850,1700,1.7,21.322479999999999,23477.144052753305,23.477144052753307]
[872.48,0.87248000000000003,18750,18.75,560,1120,1.1200000000000001,20.74248,22566.884842391464,22.566884842391463]
[872.48,0.87248000000000003,18750,18.75,650,1300,1.3,20.92248,23998.433538858582,23.998433538858581]
[872.48,0.87248000000000003,18750,18.75,380,760,0.76,20.382480000000001,25337.257916378414,25.337257916378412]
[872.48,0.87248000000000003,18750,18.75,710,1420,1.42,21.042479999999998,24820.382414955187,24.820382414955187]
[872.48,0.87248000000000003,18750,18.75,600,1200,1.2,20.822479999999999,23888.252870328117,23.888252870328117]
[872.48,0.87248000000000003,18750,18.75,470,940,0.94,20.562480000000001,23449.455115425502,23.449455115425501]
[872.48,0.87248000000000003,18750,18.75,480,960,0.96,20.58248,22602.584942671034,22.602584942671033]
[872.48,0.87248000000000003,18750,18.75,530,1060,1.06,20.682479999999998,21345.287282426143,21.345287282426142]
[872.48,0.87248000000000003,18750,18.75,670,1340,1.34,20.962479999999999,21534.138391072494,21.534138391072496]
[872.48,0.87248000000000003,18750,18.75,750,1500,1.5,21.122479999999999,23396.864842442228,23.396864842442227]
[872.48,0.87248000000000003,18750,18.75,800,1600,1.6,21.222480000000001,23473.347714312298,23.473347714312297]
[872.48,0.87248000000000003,18750,18.75,1510,3020,3.02,22.642479999999999,23370.838570854263,23.370838570854264]
[872.48,0.87248000000000003,18750,18.75,1330,2660,2.66,22.28248,23612.466101507936,23.612466101507938]
[872.48,0.87248000000000003,18750,18.75,1060,2120,2.12,21.74248,24038.336254738213,24.038336254738212]
[872.48,0.87248000000000003,18750,18.75,960,1920,1.92,21.542479999999998,23899.961434393084,23.899961434393084]
[872.48,0.87248000000000003,18750,18.75,1310,2620,2.62,22.24248,20857.7916168335,20.857791616833499]
[872.48,0.87248000000000003,18750,18.75,1350,2700,2.7,22.322479999999999,23473.91644550988,23.473916445509879]
[872.48,0.87248000000000003,18750,18.75,930,1860,1.86,21.482479999999999,23499.494130748528,23.499494130748527]
[872.48,0.87248000000000003,18750,18.75,1250,2500,2.5,22.122479999999999,23838.648679515842,23.838648679515842]
[872.48,0.87248000000000003,18750,18.75,970,1940,1.94,21.562480000000001,23948.003132169219,23.948003132169219]
[872.48,0.87248000000000003,18750,18.75,1230,2460,2.46,22.08248,23636.083753320061,23.636083753320062]
[872.48,0.87248000000000003,18750,18.75,540,1080,1.08,20.702480000000001,23800.837260294073,23.800837260294074]
[872.48,0.87248000000000003,18750,18.75,290,580,0.57999999999999996,20.202479999999998,24340.795555592147,24.340795555592148]
[872.48,0.87248000000000003,18750,18.75,210,420,0.42,20.042480000000001,25320.607827241023,25.320607827241023]
[872.48,0.87248000000000003,18750,18.75,130,260,0.26,19.882480000000001,24923.870306324065,24.923870306324066]
[872.48,0.87248000000000003,18750,18.75,230,460,0.46,20.08248,24692.188991547489,24.692188991547489]
[872.48,0.87248000000000003,18750,18.75,220,440,0.44,20.062480000000001,24575.543320231478,24.575543320231478]
[872.48,0.87248000000000003,18750,18.75,110,220,0.22,19.842479999999998,24540.196998503736,24.540196998503735]
[872.48,0.87248000000000003,18750,18.75,60,120,0.12,19.74248,24168.823361989253,24.168823361989254]
[872.48,0.87248000000000003,18750,18.75,30,60,0.06,19.682479999999998,24482.019101563768,24.482019101563768]
[872.48,0.87248000000000003,18750,18.75,80,160,0.16,19.78248,23411.647463613372,23.41164746361337]
[872.48,0.87248000000000003,18750,18.75,50,100,0.1,19.722480000000001,23568.949690642792,23.568949690642793]
[872.48,0.87248000000000003,18750,18.75,0,0,0,19.622479999999999,23918.31550821253,23.91831550821253]
[872.48,0.87248000000000003,18750,18.75,40,80,0.08,19.702479999999998,23477.922655815877,23.477922655815878]
[872.48,0.87248000000000003,18750,18.75,80,160,0.16,19.78248,22864.871583356213,22.864871583356212]
[872.48,0.87248000000000003,18750,18.75,230,460,0.46,20.08248,22599.751197545738,22.599751197545739]
[872.48,{"$f":"A451/1000","v":0.87248000000000003},18750,{"$f":"C451/1000","v":18.75},170,{"$f":"E451*2","v":340},{"$f":"F451/1000","v":0.34},{"$f":"B451+D451+G451","v":19.962479999999999},23408.988593138612,{"$f":"I451/1000","v":23.408988593138613}]
[872.48,0.87248000000000003,18750,18.75,70,140,0.14000000000000001,19.76248,23582.558393984935,23.582558393984936]
[872.48,0.87248000000000003,18750,18.75,340,680,0.68,20.302479999999999,24163.766789562585,24.163766789562587]
[872.48,0.87248000000000003,18750,18.75,480,960,0.96,20.58248,24172.47441351927,24.172474413519272]
[872.48,0.87248000000000003,18750,18.75,460,920,0.92,20.542480000000001,24114.652927444451,24.11465292744445]
[872.48,0.87248000000000003,18750,18.75,620,1240,1.24,20.862479999999998,24350.064275647554,24.350064275647554]
[872.48,0.87248000000000003,18750,18.75,850,1700,1.7,21.322479999999999,24553.429352262698,24.553429352262697]
[872.48,0.87248000000000003,18750,18.75,700,1400,1.4,21.022479999999998,24777.519520800768,24.777519520800769]
[872.48,0.87248000000000003,18750,18.75,680,1360,1.36,20.982479999999999,24757.338051439212,24.757338051439213]
[872.48,0.87248000000000003,18750,18.75,380,760,0.76,20.382480000000001,24627.40733834005,24.627407338340049]
[872.48,0.87248000000000003,18750,18.75,500,1000,1,20.622479999999999,25213.118438655147,25.213118438655147]
[872.48,0.87248000000000003,18750,18.75,650,1300,1.3,20.92248,24607.877187920698,24.6078771879207]
[872.48,0.87248000000000003,18750,18.75,1070,2140,2.14,21.76248,23744.333180903541,23.744333180903542]
[872.48,0.87248000000000003,18750,18.75,750,1500,1.5,21.122479999999999,24017.279827159808,24.017279827159808]
[872.48,0.87248000000000003,18750,18.75,1060,2120,2.12,21.74248,24511.419157274642,24.511419157274641]
[872.48,0.87248000000000003,18750,18.75,1080,2160,2.16,21.78248,24832.493605762389,24.832493605762387]
[872.48,0.87248000000000003,18750,18.75,630,1260,1.26,20.882480000000001,24937.216789613343,24.937216789613345]
[872.48,0.87248000000000003,18750,18.75,290,580,0.57999999999999996,20.202479999999998,24417.542328577958,24.417542328577959]
[872.48,0.87248000000000003,18750,18.75,280,560,0.56000000000000005,20.182479999999998,24554.833130814517,24.554833130814519]
[872.48,0.87248000000000003,18750,18.75,190,380,0.38,20.002479999999998,24864.057579302258,24.864057579302258]
[872.48,0.87248000000000003,18750,18.75,170,340,0.34,19.962479999999999,25220.538477652764,25.220538477652763]
[872.48,0.87248000000000003,18750,18.75,280,560,0.56000000000000005,20.182479999999998,25530.439108591083,25.530439108591082]
[872.48,0.87248000000000003,18750,18.75,160,320,0.32,19.94248,25584.887089097349,25.58488708909735]
[872.48,0.87248000000000003,18750,18.75,140,280,0.28000000000000003,19.902480000000001,26126.469135091811,26.12646913509181]
[872.48,0.87248000000000003,18750,18.75,60,120,0.12,19.74248,26300.174917829561,26.300174917829562]
[872.48,0.87248000000000003,18750,18.75,190,380,0.38,20.002479999999998,24914.985364820481,24.914985364820481]
[872.48,0.87248000000000003,18750,18.75,260,520,0.52,20.142479999999999,24893.79643863485,24.893796438634851]
[872.48,0.87248000000000003,18750,18.75,220,440,0.44,20.062480000000001,24568.050648920551,24.568050648920551]
[872.48,0.87248000000000003,18750,18.75,460,920,0.92,20.542480000000001,24982.124380143512,24.982124380143514]
[872.48,0.87248000000000003,18750,18.75,460,920,0.92,20.542480000000001,24387.17963498268,24.387179634982679]
[872.48,0.87248000000000003,18750,18.75,510,1020,1.02,20.642479999999999,24451.169952534648,24.451169952534649]
[872.48,0.87248000000000003,18750,18.75,450,900,0.9,20.522479999999998,24497.881594599909,24.49788159459991]
[872.48,0.87248000000000003,18750,18.75,280,560,0.56000000000000005,20.182479999999998,22017.800505426985,22.017800505426987]
[872.48,0.87248000000000003,18750,18.75,390,780,0.78,20.402480000000001,24058.125075073185,24.058125075073185]
[872.48,0.87248000000000003,18750,18.75,470,940,0.94,20.562480000000001,24219.347302102608,24.219347302102609]
[872.48,0.87248000000000003,18750,18.75,310,620,0.62,20.24248,23887.25532993774,23.887255329937741]
[872.48,0.87248000000000003,18750,18.75,760,1520,1.52,21.142479999999999,24500.514070922789,24.50051407092279]
[872.48,0.87248000000000003,18750,18.75,680,1360,1.36,20.982479999999999,24280.532761717302,24.280532761717303]
[872.48,0.87248000000000003,18750,18.75,560,1120,1.1200000000000001,20.74248,22711.055666912373,22.711055666912372]
[872.48,0.87248000000000003,18750,18.75,940,1880,1.88,21.502479999999998,23490.891726849783,23.490891726849782]
[872.48,0.87248000000000003,18750,18.75,1910,3820,3.82,23.44248,22887.299151602034,22.887299151602033]
[872.48,0.87248000000000003,18750,18.75,1770,3540,3.54,23.162479999999999,23974.310822978954,23.974310822978953]
[872.48,0.87248000000000003,18750,18.75,2170,4340,4.34,23.962479999999999,23638.235072262261,23.638235072262262]
[872.48,0.87248000000000003,18750,18.75,2400,4800,4.8,24.42248,21569.87729090967,21.56987729090967]
[872.48,0.87248000000000003,18750,18.75,2210,4420,4.42,24.042479999999998,23315.415481711792,23.315415481711792]
[872.48,0.87248000000000003,18750,18.75,2430,4860,4.8600000000000003,24.482479999999999,23457.01149286412,23.457011492864119]
[872.48,0.87248000000000003,18750,18.75,2340,4680,4.68,24.302479999999999,23392.847246340974,23.392847246340974]
[872.48,0.87248000000000003,18750,18.75,2130,4260,4.26,23.882480000000001,23849.568880074981,23.84956888007498]
[872.48,0.87248000000000003,18750,18.75,2750,5500,5.5,25.122479999999999,23846.340226872628,23.846340226872627]
[872.48,0.87248000000000003,18750,18.75,2010,4020,4.0199999999999996,23.642479999999999,23831.542485923103,23.831542485923102]
[872.48,0.87248000000000003,18750,18.75,2340,4680,4.68,24.302479999999999,24039.653689277933,24.039653689277934]
[872.48,0.87248000000000003,18750,18.75,1120,2240,2.2400000000000002,21.862479999999998,23076.503799243463,23.076503799243461]
[872.48,0.87248000000000003,18750,18.75,1190,2380,2.38,22.002479999999998,23013.039898127721,23.013039898127722]
[872.48,0.87248000000000003,18750,18.75,790,1580,1.58,21.202480000000001,23328.489310403405,23.328489310403405]
[872.48,0.87248000000000003,18750,18.75,920,1840,1.84,21.462479999999999,24364.549517989846,24.364549517989847]
[872.48,0.87248000000000003,18750,18.75,340,680,0.68,20.302479999999999,24538.979196272252,24.538979196272251]
[872.48,0.87248000000000003,18750,18.75,20,40,0.04,19.662479999999999,24326.11044695595,24.326110446955951]
[872.48,0.87248000000000003,18750,18.75,130,260,0.26,19.882480000000001,24257.538816032862,24.257538816032863]
[872.48,0.87248000000000003,18750,18.75,390,780,0.78,20.402480000000001,24297.582795143819,24.297582795143818]
[872.48,0.87248000000000003,18750,18.75,230,460,0.46,20.08248,24811.842286820181,24.81184228682018]
[872.48,0.87248000000000003,18750,18.75,170,340,0.34,19.962479999999999,24953.616828610953,24.953616828610954]
[872.48,0.87248000000000003,18750,18.75,400,800,0.8,20.42248,24394.212172587519,24.394212172587519]
[872.48,0.87248000000000003,18750,18.75,570,1140,1.1399999999999999,20.76248,24239.431219931605,24.239431219931603]
[872.48,0.87248000000000003,18750,18.75,400,800,0.8,20.42248,24320.931749184889,24.32093174918489]
[872.48,{"$f":"A515/1000","v":0.87248000000000003},18750,{"$f":"C515/1000","v":18.75},560,{"$f":"E515*2","v":1120},{"$f":"F515/1000","v":1.1200000000000001},{"$f":"B515+D515+G515","v":20.74248},24410.834793758659,{"$f":"I515/1000","v":24.41083479375866}]
[872.48,0.87248000000000003,18750,18.75,530,1060,1.06,20.682479999999998,24413.531043062278,24.413531043062278]
[872.48,0.87248000000000003,18750,18.75,690,1380,1.38,21.002479999999998,24206.299817423092,24.206299817423094]
[872.48,0.87248000000000003,18750,18.75,180,360,0.36,19.982479999999999,24518.904182344537,24.518904182344535]
[872.48,0.87248000000000003,18750,18.75,0,0,0,19.622479999999999,20818.975006865439,20.81897500686544]
[872.48,0.87248000000000003,18750,18.75,0,0,0,19.622479999999999,20698.432651701016,20.698432651701015]
[872.48,0.87248000000000003,18750,18.75,0,0,0,19.622479999999999,20674.728433033302,20.674728433033302]
[872.48,0.87248000000000003,18750,18.75,0,0,0,19.622479999999999,20996.930082075112,20.996930082075114]
[872.48,0.87248000000000003,18750,18.75,0,0,0,19.622479999999999,20991.395974829145,20.991395974829146]
[872.48,0.87248000000000003,18750,18.75,0,0,0,19.622479999999999,20930.55902913964,20.930559029139641]
[872.48,0.87248000000000003,18750,18.75,220,440,0.44,20.062480000000001,20451.822024928326,20.451822024928326]
[872.48,0.87248000000000003,18750,18.75,1450,2900,2.9,22.522479999999998,20977.513669804513,20.977513669804512]
[872.48,0.87248000000000003,18750,18.75,1000,2000,2,21.622479999999999,21646.377441430544,21.646377441430545]
[872.48,0.87248000000000003,18750,18.75,1020,2040,2.04,21.662479999999999,21307.533793773888,21.307533793773889]
[872.48,0.87248000000000003,18750,18.75,1040,2080,2.08,21.702480000000001,21758.69873251731,21.75869873251731]
[872.48,0.87248000000000003,18750,18.75,1840,3680,3.68,23.302479999999999,22294.162937282683,22.294162937282682]
[872.48,0.87248000000000003,18750,18.75,1170,2340,2.34,21.962479999999999,21719.029093232515,21.719029093232514]
[872.48,0.87248000000000003,18750,18.75,990,1980,1.98,21.60248,21707.693700470871,21.70769370047087]
[872.48,0.87248000000000003,18750,18.75,1770,3540,3.54,23.162479999999999,21865.703094627828,21.865703094627829]
[872.48,0.87248000000000003,18750,18.75,2200,4400,4.4000000000000004,24.022480000000002,21927.686901035082,21.927686901035081]
[872.48,0.87248000000000003,18750,18.75,2460,4920,4.92,24.542479999999998,22169.105555642906,22.169105555642904]
[872.48,0.87248000000000003,18750,18.75,2170,4340,4.34,23.962479999999999,22158.047664274032,22.158047664274033]
[872.48,0.87248000000000003,18750,18.75,1180,2360,2.36,21.982479999999999,21923.938407988793,21.923938407988793]
[872.48,0.87248000000000003,18750,18.75,810,1620,1.62,21.24248,21798.936069537631,21.798936069537632]
[872.48,0.87248000000000003,18750,18.75,2070,4140,4.1399999999999997,23.76248,21098.315207373817,21.098315207373815]
[872.48,0.87248000000000003,18750,18.75,1500,3000,3,22.622479999999999,20836.444531866804,20.836444531866803]
[872.48,0.87248000000000003,18750,18.75,1030,2060,2.06,21.682479999999998,19906.237263003473,19.906237263003472]
[872.48,0.87248000000000003,18750,18.75,1200,2400,2.4,22.022479999999998,18487.879506644636,18.487879506644635]
[872.48,0.87248000000000003,18750,18.75,1490,2980,2.98,22.60248,19744.078123711068,19.744078123711066]
[872.48,0.87248000000000003,18750,18.75,1580,3160,3.16,22.78248,18113.294066503368,18.113294066503368]
[872.48,0.87248000000000003,18750,18.75,1850,3700,3.7,23.322479999999999,18300.744891024275,18.300744891024273]
[872.48,0.87248000000000003,18750,18.75,930,1860,1.86,21.482479999999999,18750.046067929135,18.750046067929137]
[872.48,0.87248000000000003,18750,18.75,140,280,0.28000000000000003,19.902480000000001,18904.48919049813,18.904489190498129]
[872.48,0.87248000000000003,18750,18.75,290,580,0.57999999999999996,20.202479999999998,19034.917165433311,19.03491716543331]
[872.48,0.87248000000000003,18750,18.75,240,480,0.48,20.10248,19187.787109722438,19.187787109722439]
[872.48,0.87248000000000003,18750,18.75,10,20,0.02,19.642479999999999,19274.824293563241,19.274824293563242]
[872.48,0.87248000000000003,18750,18.75,20,40,0.04,19.662479999999999,19409.073715575636,19.409073715575637]
[872.48,0.87248000000000003,18750,18.75,0,0,0,19.622479999999999,19693.856544282469,19.693856544282468]
[872.48,0.87248000000000003,18750,18.75,20,40,0.04,19.662479999999999,20649.837235148039,20.649837235148038]
[872.48,0.87248000000000003,18750,18.75,120,240,0.24,19.862479999999998,20334.68598576829,20.334685985768289]
[872.48,0.87248000000000003,18750,18.75,280,560,0.56000000000000005,20.182479999999998,21221.40146069078,21.221401460690782]
[872.48,0.87248000000000003,18750,18.75,300,600,0.6,20.222480000000001,21719.074552644175,21.719074552644177]
[872.48,0.87248000000000003,18750,18.75,180,360,0.36,19.982479999999999,22166.88855127932,22.166888551279321]
[872.48,0.87248000000000003,18750,18.75,260,520,0.52,20.142479999999999,21829.443974656566,21.829443974656566]
[872.48,0.87248000000000003,18750,18.75,170,340,0.34,19.962479999999999,21013.836456499776,21.013836456499774]
[872.48,0.87248000000000003,18750,18.75,180,360,0.36,19.982479999999999,21008.577686304583,21.008577686304584]
[872.48,0.87248000000000003,18750,18.75,130,260,0.26,19.882480000000001,21124.674693276058,21.124674693276059]
[872.48,0.87248000000000003,18750,18.75,380,760,0.76,20.382480000000001,21528.442253190628,21.528442253190626]
[872.48,0.87248000000000003,18750,18.75,630,1260,1.26,20.882480000000001,21503.867010848331,21.503867010848332]
[872.48,0.87248000000000003,18750,18.75,1120,2240,2.2400000000000002,21.862479999999998,20943.644797721252,20.943644797721252]
[872.48,0.87248000000000003,18750,18.75,1460,2920,2.92,22.542479999999998,21672.143016429571,21.672143016429569]
[872.48,0.87248000000000003,18750,18.75,1320,2640,2.64,22.26248,21715.950829803223,21.715950829803223]
[872.48,0.87248000000000003,18750,18.75,420,840,0.84,20.462479999999999,21495.046871571154,21.495046871571155]
[872.48,0.87248000000000003,18750,18.75,230,460,0.46,20.08248,21320.242079081461,21.32024207908146]
[872.48,0.87248000000000003,18750,18.75,220,440,0.44,20.062480000000001,21159.374860408672,21.159374860408672]
[872.48,0.87248000000000003,18750,18.75,1280,2560,2.56,22.182479999999998,21113.913391047114,21.113913391047113]
[872.48,0.87248000000000003,18750,18.75,1500,3000,3,22.622479999999999,21427.924066554129,21.42792406655413]
[872.48,0.87248000000000003,18750,18.75,1530,3060,3.06,22.682479999999998,23727.824427421609,23.727824427421609]
[872.48,0.87248000000000003,18750,18.75,1610,3220,3.22,22.842479999999998,24217.943601546005,24.217943601546004]
[872.48,0.87248000000000003,18750,18.75,1580,3160,3.16,22.78248,24128.706834131277,24.128706834131275]
[872.48,0.87248000000000003,18750,18.75,1980,3960,3.96,23.58248,22581.417079157603,22.581417079157603]
[872.48,0.87248000000000003,18750,18.75,2120,4240,4.24,23.862479999999998,22057.417737900592,22.057417737900593]
[872.48,0.87248000000000003,18750,18.75,1980,3960,3.96,23.58248,22254.261501144614,22.254261501144615]
[872.48,0.87248000000000003,18750,18.75,2620,5240,5.24,24.862479999999998,22589.459962169847,22.589459962169848]
[872.48,{"$f":"A579/1000","v":0.87248000000000003},18750,{"$f":"C579/1000","v":18.75},2300,{"$f":"E579*2","v":4600},{"$f":"F579/1000","v":4.5999999999999996},{"$f":"B579+D579+G579","v":24.222479999999997},22784.20737583068,{"$f":"I579/1000","v":22.784207375830679}]
[872.48,0.87248000000000003,18750,18.75,2560,5120,5.12,24.74248,22878.83041483337,22.87883041483337]
[872.48,0.87248000000000003,18750,18.75,2470,4940,4.9400000000000004,24.562480000000001,22538.350774143113,22.538350774143112]
[872.48,0.87248000000000003,18750,18.75,2610,5220,5.22,24.842479999999998,22648.107703119367,22.648107703119368]
[872.48,0.87248000000000003,18750,18.75,2440,4880,4.88,24.502479999999998,22554.074664116677,22.554074664116676]
[872.48,0.87248000000000003,18750,18.75,2450,4900,4.9000000000000004,24.522480000000002,22074.861683585026,22.074861683585027]
[872.48,0.87248000000000003,18750,18.75,2380,4760,4.76,24.382480000000001,21954.398566587122,21.954398566587123]
[872.48,0.87248000000000003,18750,18.75,1970,3940,3.94,23.562480000000001,22253.482903653126,22.253482903653126]
[872.48,0.87248000000000003,18750,18.75,3000,6000,6,25.622479999999999,21626.476388292027,21.626476388292026]
[872.48,0.87248000000000003,18750,18.75,2470,4940,4.9400000000000004,24.562480000000001,21969.06132146436,21.969061321464359]
[872.48,0.87248000000000003,18750,18.75,2240,4480,4.4800000000000004,24.10248,21354.461127831011,21.354461127831012]
[872.48,0.87248000000000003,18750,18.75,1520,3040,3.04,22.662479999999999,21173.064999685856,21.173064999685856]
[872.48,0.87248000000000003,18750,18.75,2490,4980,4.9800000000000004,24.60248,22829.142673883845,22.829142673883844]
[872.48,0.87248000000000003,18750,18.75,2390,4780,4.78,24.402480000000001,22974.314711496299,22.974314711496298]
[872.48,0.87248000000000003,18750,18.75,2060,4120,4.12,23.74248,20952.931175159873,20.952931175159872]
[872.48,0.87248000000000003,18750,18.75,1870,3740,3.74,23.362479999999998,20446.099402148684,20.446099402148683]
[872.48,0.87248000000000003,18750,18.75,830,1660,1.66,21.28248,20710.960995479621,20.710960995479621]
[872.48,0.87248000000000003,18750,18.75,1680,3360,3.36,22.982479999999999,21108.070775447057,21.108070775447057]
[872.48,0.87248000000000003,18750,18.75,2310,4620,4.62,24.24248,21037.131542851628,21.037131542851629]
[872.48,0.87248000000000003,18750,18.75,1700,3400,3.4,23.022479999999998,20902.060840894643,20.902060840894642]
[872.48,0.87248000000000003,18750,18.75,2280,4560,4.5599999999999996,24.182479999999998,20879.428125015012,20.879428125015014]
[872.48,0.87248000000000003,18750,18.75,1120,2240,2.2400000000000002,21.862479999999998,21100.818299124177,21.100818299124178]
[872.48,0.87248000000000003,18750,18.75,300,600,0.6,20.222480000000001,20827.336588800408,20.827336588800407]
[872.48,0.87248000000000003,18750,18.75,900,1800,1.8,21.42248,20708.993221103578,20.708993221103576]
[872.48,0.87248000000000003,18750,18.75,1650,3300,3.3,22.92248,20516.115963433182,20.516115963433183]
[872.48,0.87248000000000003,18750,18.75,1050,2100,2.1,21.722480000000001,20631.957900766065,20.631957900766064]
[872.48,0.87248000000000003,18750,18.75,770,1540,1.54,21.162479999999999,20999.935182126268,20.999935182126269]
[872.48,0.87248000000000003,18750,18.75,1100,2200,2.2000000000000002,21.822479999999999,20347.513697406153,20.347513697406153]
[872.48,0.87248000000000003,18750,18.75,1130,2260,2.2599999999999998,21.882480000000001,21100.710686309663,21.100710686309665]
[872.48,0.87248000000000003,18750,18.75,1170,2340,2.34,21.962479999999999,20619.812959262479,20.619812959262479]
[872.48,0.87248000000000003,18750,18.75,1940,3880,3.88,23.502479999999998,21026.795393827586,21.026795393827587]
[872.48,0.87248000000000003,18750,18.75,2220,4440,4.4400000000000004,24.062480000000001,21048.490508034869,21.04849050803487]
[872.48,0.87248000000000003,18750,18.75,2680,5360,5.36,24.982479999999999,20438.735567885989,20.438735567885988]
[872.48,0.87248000000000003,18750,18.75,2300,4600,4.5999999999999996,24.222479999999997,20393.626441141219,20.393626441141219]
[872.48,0.87248000000000003,18750,18.75,2050,4100,4.0999999999999996,23.722479999999997,20662.516810238434,20.662516810238433]
[872.48,0.87248000000000003,18750,18.75,2210,4420,4.42,24.042479999999998,20430.384232230525,20.430384232230523]
[872.48,0.87248000000000003,18750,18.75,2650,5300,5.3,24.92248,20791.356321388223,20.791356321388221]
[872.48,0.87248000000000003,18750,18.75,2280,4560,4.5599999999999996,24.182479999999998,21112.093262912109,21.112093262912108]
[872.48,0.87248000000000003,18750,18.75,2510,5020,5.0199999999999996,24.642479999999999,20863.616856212593,20.863616856212595]
[872.48,0.87248000000000003,18750,18.75,2050,4100,4.0999999999999996,23.722479999999997,21070.475716950637,21.070475716950636]
[872.48,0.87248000000000003,18750,18.75,2500,5000,5,24.622479999999999,20585.287583214093,20.585287583214093]
[872.48,0.87248000000000003,18750,18.75,2460,4920,4.92,24.542479999999998,20488.508261481271,20.488508261481272]
[872.48,0.87248000000000003,18750,18.75,2480,4960,4.96,24.58248,20443.67297457028,20.44367297457028]
[872.48,0.87248000000000003,18750,18.75,2660,5320,5.32,24.94248,20126.841069258455,20.126841069258454]
[872.48,0.87248000000000003,18750,18.75,2310,4620,4.62,24.24248,20309.902177904813,20.309902177904814]
[872.48,0.87248000000000003,18750,18.75,2610,5220,5.22,24.842479999999998,20935.857313041746,20.935857313041748]
[872.48,0.87248000000000003,18750,18.75,2440,4880,4.88,24.502479999999998,23044.241439913414,23.044241439913414]
[872.48,0.87248000000000003,18750,18.75,2380,4760,4.76,24.382480000000001,24619.064761737602,24.619064761737601]
[872.48,0.87248000000000003,18750,18.75,2390,4780,4.78,24.402480000000001,22641.585176656699,22.641585176656701]
[872.48,0.87248000000000003,18750,18.75,2520,5040,5.04,24.662479999999999,20392.616452283393,20.392616452283395]
[872.48,0.87248000000000003,18750,18.75,2610,5220,5.22,24.842479999999998,21260.481750387316,21.260481750387317]
[872.48,0.87248000000000003,18750,18.75,2350,4700,4.7,24.322479999999999,20593.230148674371,20.593230148674373]
[872.48,0.87248000000000003,18750,18.75,2170,4340,4.34,23.962479999999999,20640.418006616721,20.64041800661672]
[872.48,0.87248000000000003,18750,18.75,2540,5080,5.08,24.702480000000001,20159.405076224852,20.15940507622485]
[872.48,0.87248000000000003,18750,18.75,2110,4220,4.22,23.842479999999998,20107.230985692149,20.107230985692148]
[872.48,0.87248000000000003,18750,18.75,1980,3960,3.96,23.58248,20359.79756509537,20.35979756509537]
[872.48,0.87248000000000003,18750,18.75,1340,2680,2.68,22.302479999999999,20905.429672371793,20.905429672371792]
[872.48,0.87248000000000003,18750,18.75,0,0,0,19.622479999999999,21138.226073500224,21.138226073500224]
[872.48,0.87248000000000003,18750,18.75,0,0,0,19.622479999999999,21225.655244813694,21.225655244813694]
[872.48,0.87248000000000003,18750,18.75,190,380,0.38,20.002479999999998,20781.588825566538,20.781588825566537]
[872.48,0.87248000000000003,18750,18.75,740,1480,1.48,21.10248,20440.906697411225,20.440906697411226]
[872.48,0.87248000000000003,18750,18.75,760,1520,1.52,21.142479999999999,20493.765729447518,20.493765729447517]
[872.48,0.87248000000000003,18750,18.75,420,840,0.84,20.462479999999999,20312.240892389131,20.312240892389131]
[872.48,0.87248000000000003,18750,18.75,450,900,0.9,20.522479999999998,21512.727060988116,21.512727060988116]
[872.48,{"$f":"A643/1000","v":0.87248000000000003},18750,{"$f":"C643/1000","v":18.75},490,{"$f":"E643*2","v":980},{"$f":"F643/1000","v":0.98},{"$f":"B643+D643+G643","v":20.60248},21697.07565431398,{"$f":"I643/1000","v":21.697075654313981}]
[872.48,0.87248000000000003,18750,18.75,450,900,0.9,20.522479999999998,20676.620661214387,20.676620661214386]
[872.48,0.87248000000000003,18750,18.75,800,1600,1.6,21.222480000000001,20693.018296313254,20.693018296313255]
[872.48,0.87248000000000003,18750,18.75,840,1680,1.68,21.302479999999999,20382.252640305047,20.382252640305047]
[872.48,0.87248000000000003,18750,18.75,810,1620,1.62,21.24248,21385.125034517838,21.385125034517838]
[872.48,0.87248000000000003,18750,18.75,1360,2720,2.72,22.342479999999998,21617.841418933007,21.617841418933008]
[872.48,0.87248000000000003,18750,18.75,990,1980,1.98,21.60248,21721.749561000805,21.721749561000806]
[872.48,0.87248000000000003,18750,18.75,1660,3320,3.32,22.94248,21025.532789369699,21.025532789369699]
[872.48,0.87248000000000003,18750,18.75,1110,2220,2.2200000000000002,21.842479999999998,20841.336722506501,20.841336722506501]
[872.48,0.87248000000000003,18750,18.75,1260,2520,2.52,22.142479999999999,21023.034063743209,21.023034063743211]
[872.48,0.87248000000000003,18750,18.75,1110,2220,2.2200000000000002,21.842479999999998,21066.945533104761,21.066945533104761]
[872.48,0.87248000000000003,18750,18.75,820,1640,1.64,21.26248,20464.606886828195,20.464606886828193]
[872.48,0.87248000000000003,18750,18.75,1110,2220,2.2200000000000002,21.842479999999998,20253.321799070884,20.253321799070882]
[872.48,0.87248000000000003,18750,18.75,1090,2180,2.1800000000000002,21.802479999999999,21003.675176555185,21.003675176555184]
[872.48,0.87248000000000003,18750,18.75,1100,2200,2.2000000000000002,21.822479999999999,20600.882786558774,20.600882786558774]
[872.48,0.87248000000000003,18750,18.75,1240,2480,2.48,22.10248,20632.597962048021,20.63259796204802]
[872.48,0.87248000000000003,18750,18.75,900,1800,1.8,21.42248,20569.215017753817,20.569215017753816]
[872.48,0.87248000000000003,18750,18.75,990,1980,1.98,21.60248,20151.531124969333,20.151531124969335]
[872.48,0.87248000000000003,18750,18.75,640,1280,1.28,20.902480000000001,20806.735236431679,20.806735236431681]
[872.48,0.87248000000000003,18750,18.75,420,840,0.84,20.462479999999999,20174.785137506813,20.174785137506813]
[872.48,0.87248000000000003,18750,18.75,300,600,0.6,20.222480000000001,20134.981470376737,20.134981470376736]
[872.48,0.87248000000000003,18750,18.75,270,540,0.54,20.162479999999999,20081.453673716343,20.081453673716343]
[872.48,0.87248000000000003,18750,18.75,280,560,0.56000000000000005,20.182479999999998,20377.306663984706,20.377306663984704]
[872.48,0.87248000000000003,18750,18.75,250,500,0.5,20.122479999999999,20534.540187671977,20.534540187671976]
[872.48,0.87248000000000003,18750,18.75,270,540,0.54,20.162479999999999,20376.368072064306,20.376368072064306]
[872.48,0.87248000000000003,18750,18.75,210,420,0.42,20.042480000000001,20396.698066493216,20.396698066493215]
[872.48,0.87248000000000003,18750,18.75,270,540,0.54,20.162479999999999,20481.462407724845,20.481462407724845]
[872.48,0.87248000000000003,18750,18.75,270,540,0.54,20.162479999999999,20414.589335295637,20.414589335295638]
[872.48,0.87248000000000003,18750,18.75,100,200,0.2,19.822479999999999,20384.744377078794,20.384744377078793]
[872.48,0.87248000000000003,18750,18.75,20,40,0.04,19.662479999999999,20549.042485720063,20.549042485720062]
[872.48,0.87248000000000003,18750,18.75,190,380,0.38,20.002479999999998,20885.101019169433,20.885101019169433]
[872.48,0.87248000000000003,18750,18.75,300,600,0.6,20.222480000000001,20916.973696051449,20.91697369605145]
[872.48,0.87248000000000003,18750,18.75,260,520,0.52,20.142479999999999,21547.131285226915,21.547131285226914]
[872.48,0.87248000000000003,18750,18.75,300,600,0.6,20.222480000000001,20361.180247548476,20.361180247548475]
[872.48,0.87248000000000003,18750,18.75,120,240,0.24,19.862479999999998,20320.42506648814,20.320425066488141]
[872.48,0.87248000000000003,18750,18.75,180,360,0.36,19.982479999999999,20290.778694620607,20.290778694620606]
[872.48,0.87248000000000003,18750,18.75,300,600,0.6,20.222480000000001,21005.874325584304,21.005874325584305]
[872.48,0.87248000000000003,18750,18.75,260,520,0.52,20.142479999999999,21022.191843690336,21.022191843690337]
[872.48,0.87248000000000003,18750,18.75,320,640,0.64,20.26248,21088.708705813544,21.088708705813545]
[872.48,0.87248000000000003,18750,18.75,480,960,0.96,20.58248,20853.247067913908,20.853247067913909]
[872.48,0.87248000000000003,18750,18.75,570,1140,1.1399999999999999,20.76248,20730.005130581027,20.730005130581027]
[872.48,0.87248000000000003,18750,18.75,580,1160,1.1599999999999999,20.78248,20230.558243362546,20.230558243362545]
[872.48,0.87248000000000003,18750,18.75,640,1280,1.28,20.902480000000001,19664.669619370325,19.664669619370326]
[872.48,0.87248000000000003,18750,18.75,830,1660,1.66,21.28248,19434.269300412896,19.434269300412897]
[872.48,0.87248000000000003,18750,18.75,1060,2120,2.12,21.74248,19377.252638848826,19.377252638848827]
[872.48,0.87248000000000003,18750,18.75,570,1140,1.1399999999999999,20.76248,19003.476787852567,19.003476787852566]
[872.48,0.87248000000000003,18750,18.75,590,1180,1.18,20.802479999999999,19505.268560863758,19.505268560863758]
[872.48,0.87248000000000003,18750,18.75,500,1000,1,20.622479999999999,20028.667985687076,20.028667985687076]
[872.48,0.87248000000000003,18750,18.75,610,1220,1.22,20.842479999999998,19983.454079000243,19.983454079000243]
[872.48,0.87248000000000003,18750,18.75,490,980,0.98,20.60248,19771.740098483824,19.771740098483825]
[872.48,0.87248000000000003,18750,18.75,180,360,0.36,19.982479999999999,19422.860546930966,19.422860546930966]
[872.48,0.87248000000000003,18750,18.75,150,300,0.3,19.92248,19234.448007920662,19.234448007920662]
[872.48,0.87248000000000003,18750,18.75,250,500,0.5,20.122479999999999,19182.312631872279,19.182312631872279]
[872.48,0.87248000000000003,18750,18.75,240,480,0.48,20.10248,19575.238922984427,19.575238922984425]
[872.48,0.87248000000000003,18750,18.75,240,480,0.48,20.10248,19494.843530222777,19.494843530222777]
[872.48,0.87248000000000003,18750,18.75,140,280,0.28000000000000003,19.902480000000001,19941.575002395261,19.941575002395261]
[872.48,0.87248000000000003,18750,18.75,20,40,0.04,19.662479999999999,19856.955753086568,19.856955753086567]
[872.48,0.87248000000000003,18750,18.75,10,20,0.02,19.642479999999999,19761.75264165975,19.761752641659751]
[872.48,0.87248000000000003,18750,18.75,50,100,0.1,19.722480000000001,19514.574782311938,19.514574782311939]
[872.48,0.87248000000000003,18750,18.75,290,580,0.57999999999999996,20.202479999999998,19354.409967537897,19.354409967537897]
[872.48,0.87248000000000003,18750,18.75,250,500,0.5,20.122479999999999,19437.493039967107,19.437493039967105]
[872.48,0.87248000000000003,18750,18.75,380,760,0.76,20.382480000000001,19358.131292051185,19.358131292051183]
[872.48,0.87248000000000003,18750,18.75,490,980,0.98,20.60248,19215.693105414688,19.215693105414687]
[872.48,0.87248000000000003,18750,18.75,620,1240,1.24,20.862479999999998,19158.670038556571,19.158670038556572]
[872.48,{"$f":"A707/1000","v":0.87248000000000003},18750,{"$f":"C707/1000","v":18.75},630,{"$f":"E707*2","v":1260},{"$f":"F707/1000","v":1.26},{"$f":"B707+D707+G707","v":20.882480000000001},19618.294276748464,{"$f":"I707/1000","v":19.618294276748465}]
[872.48,0.87248000000000003,18750,18.75,430,860,0.86,20.482479999999999,19673.187059481137,19.673187059481137]
[872.48,0.87248000000000003,18750,18.75,170,340,0.34,19.962479999999999,19826.870443891232,19.826870443891231]
[872.48,0.87248000000000003,18750,18.75,280,560,0.56000000000000005,20.182479999999998,21399.881300534715,21.399881300534716]
[872.48,0.87248000000000003,18750,18.75,360,720,0.72,20.342479999999998,21365.067382705711,21.36506738270571]
[872.48,0.87248000000000003,18750,18.75,470,940,0.94,20.562480000000001,21080.521893830122,21.080521893830124]
[872.48,0.87248000000000003,18750,18.75,260,520,0.52,20.142479999999999,19378.816428542821,19.378816428542819]
[872.48,0.87248000000000003,18750,18.75,100,200,0.2,19.822479999999999,18357.17154129389,18.357171541293891]
[872.48,0.87248000000000003,18750,18.75,70,140,0.14000000000000001,19.76248,18014.833213974751,18.01483321397475]
[872.48,0.87248000000000003,18750,18.75,230,460,0.46,20.08248,17835.694615077799,17.835694615077799]
[872.48,0.87248000000000003,18750,18.75,150,300,0.3,19.92248,17913.36992984423,17.913369929844229]
[872.48,0.87248000000000003,18750,18.75,130,260,0.26,19.882480000000001,17617.711892221621,17.617711892221621]
[872.48,0.87248000000000003,18750,18.75,380,760,0.76,20.382480000000001,17685.172349050776,17.685172349050777]
[872.48,0.87248000000000003,18750,18.75,120,240,0.24,19.862479999999998,17746.452694458181,17.746452694458181]
[872.48,0.87248000000000003,18750,18.75,70,140,0.14000000000000001,19.76248,18207.969386688605,18.207969386688603]
[872.48,0.87248000000000003,18750,18.75,10,20,0.02,19.642479999999999,18535.098821248637,18.535098821248639]
[872.48,0.87248000000000003,18750,18.75,190,380,0.38,20.002479999999998,18568.571542699352,18.568571542699353]
[872.48,0.87248000000000003,18750,18.75,240,480,0.48,20.10248,18697.108510673213,18.697108510673214]
[872.48,0.87248000000000003,18750,18.75,340,680,0.68,20.302479999999999,18889.405913191877,18.889405913191876]
[872.48,0.87248000000000003,18750,18.75,230,460,0.46,20.08248,18682.78600092381,18.682786000923809]
[872.48,0.87248000000000003,18750,18.75,300,600,0.6,20.222480000000001,18702.597241870793,18.702597241870794]
[872.48,0.87248000000000003,18750,18.75,560,1120,1.1200000000000001,20.74248,18754.592790622883,18.754592790622883]
[872.48,0.87248000000000003,18750,18.75,620,1240,1.24,20.862479999999998,18705.323636022677,18.705323636022676]
[872.48,0.87248000000000003,18750,18.75,1100,2200,2.2000000000000002,21.822479999999999,19742.242457813871,19.74224245781387]
[872.48,0.87248000000000003,18750,18.75,2170,4340,4.34,23.962479999999999,20201.086590155111,20.201086590155111]
[872.48,0.87248000000000003,18750,18.75,2450,4900,4.9000000000000004,24.522480000000002,20065.671948084771,20.06567194808477]
[872.48,0.87248000000000003,18750,18.75,1880,3760,3.76,23.382480000000001,19858.186882611808,19.858186882611808]
[872.48,0.87248000000000003,18750,18.75,2160,4320,4.32,23.94248,20550.687421652565,20.550687421652565]
[872.48,0.87248000000000003,18750,18.75,1990,3980,3.98,23.60248,20346.571187656747,20.346571187656746]
[872.48,0.87248000000000003,18750,18.75,2300,4600,4.5999999999999996,24.222479999999997,20427.962879861796,20.427962879861795]
[872.48,0.87248000000000003,18750,18.75,2530,5060,5.0599999999999996,24.682479999999998,20377.491432784587,20.377491432784588]
[872.48,0.87248000000000003,18750,18.75,2200,4400,4.4000000000000004,24.022480000000002,20821.15789102935,20.821157891029351]
[872.48,0.87248000000000003,18750,18.75,1840,3680,3.68,23.302479999999999,20288.29833249994,20.288298332499942]
[872.48,0.87248000000000003,18750,18.75,960,1920,1.92,21.542479999999998,20668.653248959014,20.668653248959014]
[872.48,0.87248000000000003,18750,18.75,460,920,0.92,20.542480000000001,20695.182008012031,20.695182008012029]
[872.48,0.87248000000000003,18750,18.75,420,840,0.84,20.462479999999999,20507.807198809074,20.507807198809076]
[872.48,0.87248000000000003,18750,18.75,640,1280,1.28,20.902480000000001,19559.118800420503,19.559118800420503]
[872.48,0.87248000000000003,18750,18.75,170,340,0.34,19.962479999999999,20313.898321357767,20.313898321357765]
[872.48,0.87248000000000003,18750,18.75,440,880,0.88,20.502479999999998,20247.453095728735,20.247453095728734]
[872.48,0.87248000000000003,18750,18.75,290,580,0.57999999999999996,20.202479999999998,20286.433279574612,20.286433279574613]
[872.48,0.87248000000000003,18750,18.75,1100,2200,2.2000000000000002,21.822479999999999,20372.343753117024,20.372343753117025]
[872.48,0.87248000000000003,18750,18.75,2030,4060,4.0599999999999996,23.682479999999998,20223.577964808188,20.223577964808189]
[872.48,0.87248000000000003,18750,18.75,2560,5120,5.12,24.74248,20533.288540035632,20.533288540035631]
[872.48,0.87248000000000003,18750,18.75,2200,4400,4.4000000000000004,24.022480000000002,20787.375130581022,20.787375130581022]
[872.48,0.87248000000000003,18750,18.75,1900,3800,3.8,23.42248,21072.640519177046,21.072640519177046]
[872.48,0.87248000000000003,18750,18.75,1350,2700,2.7,22.322479999999999,21294.741923091016,21.294741923091017]
[872.48,0.87248000000000003,18750,18.75,1300,2600,2.6,22.222480000000001,21596.863967680019,21.596863967680019]
[872.48,0.87248000000000003,18750,18.75,1840,3680,3.68,23.302479999999999,21550.046037313532,21.550046037313532]
[872.48,0.87248000000000003,18750,18.75,2140,4280,4.28,23.902480000000001,25475.005096053588,25.475005096053589]
[872.48,0.87248000000000003,18750,18.75,2060,4120,4.12,23.74248,24697.834044472816,24.697834044472817]
[872.48,0.87248000000000003,18750,18.75,2000,4000,4,23.622479999999999,24405.11728122372,24.40511728122372]
[872.48,0.87248000000000003,18750,18.75,2140,4280,4.28,23.902480000000001,24914.742855071076,24.914742855071076]
[872.48,0.87248000000000003,18750,18.75,2140,4280,4.28,23.902480000000001,25488.955151764465,25.488955151764465]
[872.48,0.87248000000000003,18750,18.75,2080,4160,4.16,23.78248,25523.410382964583,25.523410382964581]
[872.48,0.87248000000000003,18750,18.75,2160,4320,4.32,23.94248,25418.025969308819,25.418025969308818]
[872.48,0.87248000000000003,18750,18.75,1500,3000,3,22.622479999999999,25339.516669860343,25.339516669860341]
[872.48,0.87248000000000003,18750,18.75,2180,4360,4.3600000000000003,23.982479999999999,24664.070098788376,24.664070098788375]
[872.48,0.87248000000000003,18750,18.75,2400,4800,4.8,24.42248,22478.00048444658,22.478000484446579]
[872.48,0.87248000000000003,18750,18.75,2150,4300,4.3,23.92248,21822.250246244534,21.822250246244533]
[872.48,0.87248000000000003,18750,18.75,2270,4540,4.54,24.162479999999999,21707.986973256186,21.707986973256187]
[872.48,0.87248000000000003,18750,18.75,2330,4660,4.66,24.28248,21615.525247624613,21.615525247624614]
[872.48,0.87248000000000003,18750,18.75,2240,4480,4.4800000000000004,24.10248,21387.381200255146,21.387381200255145]
[872.48,0.87248000000000003,18750,18.75,2220,4440,4.4400000000000004,24.062480000000001,21170.232417512318,21.170232417512317]
[872.48,0.87248000000000003,18750,18.75,2490,4980,4.9800000000000004,24.60248,21306.354505264557,21.306354505264558]
[872.48,{"$f":"A771/1000","v":0.87248000000000003},18750,{"$f":"C771/1000","v":18.75},2510,{"$f":"E771*2","v":5020},{"$f":"F771/1000","v":5.0199999999999996},{"$f":"B771+D771+G771","v":24.642479999999999},21139.278443972446,{"$f":"I771/1000","v":21.139278443972447}]
[872.48,0.87248000000000003,18750,18.75,2340,4680,4.68,24.302479999999999,21377.219920310552,21.377219920310552]
[872.48,0.87248000000000003,18750,18.75,2310,4620,4.62,24.24248,21412.060126440778,21.412060126440778]
[872.48,0.87248000000000003,18750,18.75,2520,5040,5.04,24.662479999999999,22281.111645992878,22.28111164599288]
[872.48,0.87248000000000003,18750,18.75,2150,4300,4.3,23.92248,21817.99130334564,21.817991303345639]
[872.48,0.87248000000000003,18750,18.75,2530,5060,5.0599999999999996,24.682479999999998,21004.886467641951,21.004886467641949]
[872.48,0.87248000000000003,18750,18.75,2390,4780,4.78,24.402480000000001,20317.919801861499,20.3179198018615]
[872.48,0.87248000000000003,18750,18.75,2720,5440,5.44,25.062480000000001,21518.28831864836,21.518288318648359]
[872.48,0.87248000000000003,18750,18.75,2490,4980,4.9800000000000004,24.60248,20582.952608283988,20.582952608283989]
[872.48,0.87248000000000003,18750,18.75,2310,4620,4.62,24.24248,20554.046236416456,20.554046236416458]
[872.48,0.87248000000000003,18750,18.75,2490,4980,4.9800000000000004,24.60248,20690.064484334907,20.690064484334908]
[872.48,0.87248000000000003,18750,18.75,2230,4460,4.46,24.08248,20294.359573446927,20.294359573446926]
[872.48,0.87248000000000003,18750,18.75,2760,5520,5.52,25.142479999999999,20017.115275378535,20.017115275378536]
[872.48,0.87248000000000003,18750,18.75,2430,4860,4.8600000000000003,24.482479999999999,20495.396987107764,20.495396987107764]
[872.48,0.87248000000000003,18750,18.75,2610,5220,5.22,24.842479999999998,20623.38161246484,20.62338161246484]
[872.48,0.87248000000000003,18750,18.75,2030,4060,4.0599999999999996,23.682479999999998,20445.544260085957,20.445544260085956]
[872.48,0.87248000000000003,18750,18.75,1270,2540,2.54,22.162479999999999,19937.964963397648,19.937964963397647]
[872.48,0.87248000000000003,18750,18.75,1040,2080,2.08,21.702480000000001,19786.178968958586,19.786178968958584]
[872.48,0.87248000000000003,18750,18.75,660,1320,1.32,20.94248,20055.099332484715,20.055099332484716]
[872.48,0.87248000000000003,18750,18.75,1180,2360,2.36,21.982479999999999,20137.273629147647,20.137273629147646]
[872.48,0.87248000000000003,18750,18.75,990,1980,1.98,21.60248,20479.498250339097,20.479498250339098]
[872.48,0.87248000000000003,18750,18.75,1530,3060,3.06,22.682479999999998,20312.118438350597,20.312118438350598]
[872.48,0.87248000000000003,18750,18.75,1780,3560,3.56,23.182479999999998,20409.447743370161,20.409447743370162]
[872.48,0.87248000000000003,18750,18.75,1670,3340,3.34,22.962479999999999,19978.71274891587,19.978712748915871]
[872.48,0.87248000000000003,18750,18.75,2080,4160,4.16,23.78248,20139.25866535971,20.139258665359709]
[872.48,0.87248000000000003,18750,18.75,2360,4720,4.72,24.342479999999998,20553.157427223654,20.553157427223653]
[872.48,0.87248000000000003,18750,18.75,2280,4560,4.5599999999999996,24.182479999999998,20820.375258716027,20.820375258716027]
[872.48,0.87248000000000003,18750,18.75,1990,3980,3.98,23.60248,20276.103151439609,20.27610315143961]
[872.48,0.87248000000000003,18750,18.75,1610,3220,3.22,22.842479999999998,20211.848999624945,20.211848999624944]
[872.48,0.87248000000000003,18750,18.75,2110,4220,4.22,23.842479999999998,20764.971257320722,20.76497125732072]
[872.48,0.87248000000000003,18750,18.75,2450,4900,4.9000000000000004,24.522480000000002,21830.082683569803,21.830082683569803]
[872.48,0.87248000000000003,18750,18.75,2430,4860,4.8600000000000003,24.482479999999999,22993.859914840981,22.993859914840982]
[872.48,0.87248000000000003,18750,18.75,2490,4980,4.9800000000000004,24.60248,21522.805948176137,21.522805948176138]
[872.48,0.87248000000000003,18750,18.75,2490,4980,4.9800000000000004,24.60248,19561.36541194631,19.561365411946309]
[872.48,0.87248000000000003,18750,18.75,2260,4520,4.5199999999999996,24.142479999999999,20124.335410540843,20.124335410540844]
[872.48,0.87248000000000003,18750,18.75,2540,5080,5.08,24.702480000000001,20623.44165146245,20.62344165146245]
[872.48,0.87248000000000003,18750,18.75,2580,5160,5.16,24.78248,21751.760946796057,21.751760946796058]
[872.48,0.87248000000000003,18750,18.75,2540,5080,5.08,24.702480000000001,22099.366914785151,22.099366914785151]
[872.48,0.87248000000000003,18750,18.75,2490,4980,4.9800000000000004,24.60248,20327.068705762784,20.327068705762784]
[872.48,0.87248000000000003,18750,18.75,2140,4280,4.28,23.902480000000001,20295.633324143313,20.295633324143314]
[872.48,0.87248000000000003,18750,18.75,2700,5400,5.4,25.022480000000002,19882.267289301173,19.882267289301172]
[872.48,0.87248000000000003,18750,18.75,2240,4480,4.4800000000000004,24.10248,19446.391904870779,19.446391904870779]
[872.48,0.87248000000000003,18750,18.75,2140,4280,4.28,23.902480000000001,20090.360768419749,20.09036076841975]
[872.48,0.87248000000000003,18750,18.75,2210,4420,4.42,24.042479999999998,20312.320931386741,20.31232093138674]
[872.48,0.87248000000000003,18750,18.75,2330,4660,4.66,24.28248,20430.469006601492,20.430469006601491]
[872.48,0.87248000000000003,18750,18.75,2110,4220,4.22,23.842479999999998,20919.308203010234,20.919308203010235]
[872.48,0.87248000000000003,18750,18.75,1680,3360,3.36,22.982479999999999,21075.258237842219,21.07525823784222]
[872.48,0.87248000000000003,18750,18.75,1700,3400,3.4,23.022479999999998,21352.133537300844,21.352133537300844]
[872.48,0.87248000000000003,18750,18.75,560,1120,1.1200000000000001,20.74248,20611.517806057578,20.611517806057577]
[872.48,0.87248000000000003,18750,18.75,90,180,0.18,19.802479999999999,20348.483641695282,20.348483641695282]
[872.48,0.87248000000000003,18750,18.75,200,400,0.4,20.022479999999998,21076.264403579524,21.076264403579525]
[872.48,0.87248000000000003,18750,18.75,130,260,0.26,19.882480000000001,21415.295162652845,21.415295162652846]
[872.48,0.87248000000000003,18750,18.75,60,120,0.12,19.74248,21333.699664040541,21.333699664040541]
[872.48,0.87248000000000003,18750,18.75,20,40,0.04,19.662479999999999,21272.469379915092,21.272469379915091]
[872.48,0.87248000000000003,18750,18.75,50,100,0.1,19.722480000000001,20835.949371533083,20.835949371533083]
[872.48,0.87248000000000003,18750,18.75,420,840,0.84,20.462479999999999,20803.785186291894,20.803785186291893]
[872.48,0.87248000000000003,18750,18.75,500,1000,1,20.622479999999999,20372.518828326702,20.372518828326701]
[872.48,0.87248000000000003,18750,18.75,280,560,0.56000000000000005,20.182479999999998,21155.208661244844,21.155208661244846]
[872.48,0.87248000000000003,18750,18.75,490,980,0.98,20.60248,19337.19163756011,19.33719163756011]
[872.48,0.87248000000000003,18750,18.75,690,1380,1.38,21.002479999999998,20862.889310251125,20.862889310251123]
[872.48,0.87248000000000003,18750,18.75,120,240,0.24,19.862479999999998,21061.681838119246,21.061681838119245]
[872.48,0.87248000000000003,18750,18.75,460,920,0.92,20.542480000000001,20100.767223853589,20.100767223853587]
[872.48,0.87248000000000003,18750,18.75,210,420,0.42,20.042480000000001,19704.178450847474,19.704178450847476]
[872.48,0.87248000000000003,18750,18.75,200,400,0.4,20.022479999999998,20900.589638945268,20.900589638945267]
[872.48,{"$f":"A835/1000","v":0.87248000000000003},18750,{"$f":"C835/1000","v":18.75},470,{"$f":"E835*2","v":940},{"$f":"F835/1000","v":0.94},{"$f":"B835+D835+G835","v":20.562480000000001},20608.512881267256,{"$f":"I835/1000","v":20.608512881267256}]
[872.48,0.87248000000000003,18750,18.75,760,1520,1.52,21.142479999999999,21031.511581849241,21.031511581849241]
[872.48,0.87248000000000003,18750,18.75,830,1660,1.66,21.28248,21029.939116668535,21.029939116668533]
[872.48,0.87248000000000003,18750,18.75,2260,4520,4.5199999999999996,24.142479999999999,20893.898308860887,20.893898308860887]
[872.48,0.87248000000000003,18750,18.75,1750,3500,3.5,23.122479999999999,20812.718948130456,20.812718948130456]
[872.48,0.87248000000000003,18750,18.75,2080,4160,4.16,23.78248,20614.872708563555,20.614872708563556]
[872.48,0.87248000000000003,18750,18.75,2260,4520,4.5199999999999996,24.142479999999999,20885.053166798167,20.885053166798166]
[872.48,0.87248000000000003,18750,18.75,2420,4840,4.84,24.462479999999999,21331.339608329665,21.331339608329664]
[872.48,0.87248000000000003,18750,18.75,2470,4940,4.9400000000000004,24.562480000000001,21000.952672376865,21.000952672376865]
[872.48,0.87248000000000003,18750,18.75,2390,4780,4.78,24.402480000000001,21163.766140353269,21.163766140353268]
[872.48,0.87248000000000003,18750,18.75,1930,3860,3.86,23.482479999999999,21169.482417512318,21.169482417512317]
[872.48,0.87248000000000003,18750,18.75,1960,3920,3.92,23.542479999999998,20252.949283750393,20.252949283750393]
[872.48,0.87248000000000003,18750,18.75,1470,2940,2.94,22.562480000000001,20639.950449513075,20.639950449513076]
[872.48,0.87248000000000003,18750,18.75,1300,2600,2.6,22.222480000000001,21066.745432825192,21.06674543282519]
[872.48,0.87248000000000003,18750,18.75,1630,3260,3.26,22.882480000000001,19243.866728077588,19.243866728077588]
[872.48,0.87248000000000003,18750,18.75,1610,3220,3.22,22.842479999999998,21129.225962078475,21.129225962078475]
[872.48,0.87248000000000003,18750,18.75,940,1880,1.88,21.502479999999998,20976.437552598494,20.976437552598494]
[872.48,0.87248000000000003,18750,18.75,1410,2820,2.82,22.44248,20641.280494081773,20.641280494081773]
[872.48,0.87248000000000003,18750,18.75,1080,2160,2.16,21.78248,20437.453046994415,20.437453046994413]
[872.48,0.87248000000000003,18750,18.75,1030,2060,2.06,21.682479999999998,20666.195597146889,20.666195597146888]
[872.48,0.87248000000000003,18750,18.75,980,1960,1.96,21.58248,20959.362304685113,20.959362304685115]
[872.48,0.87248000000000003,18750,18.75,1890,3780,3.78,23.402480000000001,20820.324028911222,20.820324028911223]
[872.48,0.87248000000000003,18750,18.75,1630,3260,3.26,22.882480000000001,20644.21182973724,20.644211829737241]
[872.48,0.87248000000000003,18750,18.75,1300,2600,2.6,22.222480000000001,19875.535803226354,19.875535803226352]
[872.48,0.87248000000000003,18750,18.75,810,1620,1.62,21.24248,20157.778832492328,20.157778832492326]
[872.48,0.87248000000000003,18750,18.75,190,380,0.38,20.002479999999998,21147.972294948398,21.147972294948399]
[872.48,0.87248000000000003,18750,18.75,40,80,0.08,19.702479999999998,21299.152051226021,21.29915205122602]
[872.48,0.87248000000000003,18750,18.75,0,0,0,19.622479999999999,21332.480854847734,21.332480854847734]
[872.48,0.87248000000000003,18750,18.75,0,0,0,19.622479999999999,20981.281303294876,20.981281303294875]
[872.48,0.87248000000000003,18750,18.75,10,20,0.02,19.642479999999999,20786.341218323108,20.786341218323109]
[872.48,0.87248000000000003,18750,18.75,230,460,0.46,20.08248,20688.128196033682,20.688128196033681]
[872.48,0.87248000000000003,18750,18.75,460,920,0.92,20.542480000000001,20847.807946740224,20.847807946740225]
[872.48,0.87248000000000003,18750,18.75,990,1980,1.98,21.60248,20876.835704403005,20.876835704403007]
[872.48,0.87248000000000003,18750,18.75,510,1020,1.02,20.642479999999999,20954.564925856259,20.954564925856261]
[872.48,0.87248000000000003,18750,18.75,390,780,0.78,20.402480000000001,21723.281970470642,21.723281970470641]
[872.48,0.87248000000000003,18750,18.75,640,1280,1.28,20.902480000000001,21339.15605819242,21.339156058192419]
[872.48,0.87248000000000003,18750,18.75,1000,2000,2,21.622479999999999,21141.674815839979,21.141674815839977]
[872.48,0.87248000000000003,18750,18.75,1490,2980,2.98,22.60248,20879.640645906591,20.879640645906591]
[872.48,0.87248000000000003,18750,18.75,2250,4500,4.5,24.122479999999999,21957.027442632967,21.957027442632967]
[872.48,0.87248000000000003,18750,18.75,2400,4800,4.8,24.42248,22061.265350715104,22.061265350715104]
[872.48,0.87248000000000003,18750,18.75,2160,4320,4.32,23.94248,21932.502072155672,21.932502072155671]
[872.48,0.87248000000000003,18750,18.75,710,1420,1.42,21.042479999999998,22111.656937069496,22.111656937069498]
[872.48,0.87248000000000003,18750,18.75,990,1980,1.98,21.60248,24139.461848059,24.139461848059]
[872.48,0.87248000000000003,18750,18.75,1660,3320,3.32,22.94248,21502.335747617002,21.502335747617003]
[872.48,0.87248000000000003,18750,18.75,1770,3540,3.54,23.162479999999999,21944.030870206298,21.944030870206298]
[872.48,0.87248000000000003,18750,18.75,1210,2420,2.42,22.042479999999998,22017.955133442705,22.017955133442705]
[872.48,0.87248000000000003,18750,18.75,890,1780,1.78,21.402480000000001,21722.890952367146,21.722890952367145]
[872.48,0.87248000000000003,18750,18.75,480,960,0.96,20.58248,21771.941320058897,21.771941320058897]
[872.48,0.87248000000000003,18750,18.75,390,780,0.78,20.402480000000001,21843.523974656571,21.84352397465657]
[872.48,0.87248000000000003,18750,18.75,70,140,0.14000000000000001,19.76248,21132.667203025463,21.132667203025463]
[872.48,0.87248000000000003,18750,18.75,100,200,0.2,19.822479999999999,20196.369960662865,20.196369960662864]
[872.48,0.87248000000000003,18750,18.75,330,660,0.66,20.28248,20309.986293583548,20.309986293583549]
[872.48,0.87248000000000003,18750,18.75,160,320,0.32,19.94248,21791.20601086356,21.791206010863558]
[872.48,0.87248000000000003,18750,18.75,0,0,0,19.622479999999999,22696.535388459532,22.69653538845953]
[872.48,0.87248000000000003,18750,18.75,0,0,0,19.622479999999999,21752.93228802261,21.75293228802261]
[872.48,0.87248000000000003,18750,18.75,0,0,0,19.622479999999999,21128.362189097745,21.128362189097746]
[872.48,0.87248000000000003,18750,18.75,0,0,0,19.622479999999999,21327.552118079067,21.327552118079069]
[872.48,0.87248000000000003,18750,18.75,0,0,0,19.622479999999999,21282.506903592213,21.282506903592214]
[872.48,0.87248000000000003,18750,18.75,0,0,0,19.622479999999999,21561.788452354453,21.561788452354453]
[872.48,0.87248000000000003,18750,18.75,0,0,0,19.622479999999999,21570.366210017237,21.570366210017237]
[872.48,0.87248000000000003,18750,18.75,0,0,0,19.622479999999999,21057.642950931229,21.057642950931228]
[872.48,0.87248000000000003,18750,18.75,0,0,0,19.622479999999999,20884.1781305861,20.884178130586101]
[872.48,0.87248000000000003,18750,18.75,0,0,0,19.622479999999999,21157.589924476179,21.157589924476177]
[872.48,0.87248000000000003,18750,18.75,0,0,0,19.622479999999999,20523.333453683776,20.523333453683776]
[872.48,{"$f":"A899/1000","v":0.87248000000000003},18750,{"$f":"C899/1000","v":18.75},10,{"$f":"E899*2","v":20},{"$f":"F899/1000","v":0.02},{"$f":"B899+D899+G899","v":19.642479999999999},21143.836090213485,{"$f":"I899/1000","v":21.143836090213483}]
[872.48,0.87248000000000003,18750,18.75,80,160,0.16,19.78248,22357.347189173881,22.357347189173883]
[872.48,0.87248000000000003,18750,18.75,80,160,0.16,19.78248,22113.174477459877,22.113174477459879]
[872.48,0.87248000000000003,18750,18.75,370,740,0.74,20.362479999999998,19985.780590246472,19.98578059024647]
[872.48,0.87248000000000003,18750,18.75,600,1200,1.2,20.822479999999999,20453.49823232189,20.453498232321891]
[872.48,0.87248000000000003,18750,18.75,770,1540,1.54,21.162479999999999,21071.85812371107,21.07185812371107]
[872.48,0.87248000000000003,18750,18.75,620,1240,1.24,20.862479999999998,21087.64564041164,21.08764564041164]
[872.48,0.87248000000000003,18750,18.75,410,820,0.82,20.44248,21387.077555409414,21.387077555409416]
[872.48,0.87248000000000003,18750,18.75,130,260,0.26,19.882480000000001,21126.737247594159,21.126737247594161]
[872.48,0.87248000000000003,18750,18.75,390,780,0.78,20.402480000000001,21326.643392452577,21.326643392452578]
[872.48,0.87248000000000003,18750,18.75,600,1200,1.2,20.822479999999999,20922.768431424807,20.922768431424807]
[872.48,0.87248000000000003,18750,18.75,800,1600,1.6,21.222480000000001,21058.384242017997,21.058384242017997]
[872.48,0.87248000000000003,18750,18.75,1310,2620,2.62,22.24248,20141.971108256068,20.141971108256069]
[872.48,0.87248000000000003,18750,18.75,1510,3020,3.02,22.642479999999999,20474.605634739037,20.474605634739035]
[872.48,0.87248000000000003,18750,18.75,2050,4100,4.0999999999999996,23.722479999999997,20739.483583224242,20.739483583224242]
[872.48,0.87248000000000003,18750,18.75,2430,4860,4.8600000000000003,24.482479999999999,20998.360101345505,20.998360101345504]
[872.48,0.87248000000000003,18750,18.75,2380,4760,4.76,24.382480000000001,21161.908599962888,21.161908599962889]
[872.48,0.87248000000000003,18750,18.75,2430,4860,4.8600000000000003,24.482479999999999,20915.624597162114,20.915624597162115]
[872.48,0.87248000000000003,18750,18.75,2120,4240,4.24,23.862479999999998,20668.283104110746,20.668283104110746]
[872.48,0.87248000000000003,18750,18.75,1090,2180,2.1800000000000002,21.802479999999999,21055.122995499925,21.055122995499925]
[872.48,0.87248000000000003,18750,18.75,1410,2820,2.82,22.44248,20669.149381269795,20.669149381269797]
[872.48,0.87248000000000003,18750,18.75,990,1980,1.98,21.60248,20994.998815829826,20.994998815829824]
[872.48,0.87248000000000003,18750,18.75,860,1720,1.72,21.342479999999998,21203.892684924504,21.203892684924504]
[872.48,0.87248000000000003,18750,18.75,1170,2340,2.34,21.962479999999999,20639.451707173321,20.639451707173322]
[872.48,0.87248000000000003,18750,18.75,1560,3120,3.12,22.74248,20091.233328308936,20.091233328308935]
[872.48,0.87248000000000003,18750,18.75,1770,3540,3.54,23.162479999999999,19326.541236340316,19.326541236340315]
[872.48,0.87248000000000003,18750,18.75,2030,4060,4.0599999999999996,23.682479999999998,21473.435636195256,21.473435636195255]
[872.48,0.87248000000000003,18750,18.75,2500,5000,5,24.622479999999999,20727.952208672687,20.727952208672686]
[872.48,0.87248000000000003,18750,18.75,1920,3840,3.84,23.462479999999999,21496.256456550534,21.496256456550533]
[872.48,0.87248000000000003,18750,18.75,2160,4320,4.32,23.94248,21136.821098570112,21.136821098570113]
[872.48,0.87248000000000003,18750,18.75,1720,3440,3.44,23.062480000000001,21645.787729518579,21.645787729518577]
[872.48,0.87248000000000003,18750,18.75,1590,3180,3.18,22.802479999999999,20700.504567901218,20.70050456790122]
[872.48,0.87248000000000003,18750,18.75,1250,2500,2.5,22.122479999999999,20237.129384029962,20.237129384029963]
[872.48,0.87248000000000003,18750,18.75,840,1680,1.68,21.302479999999999,20545.36986454892,20.54536986454892]
[872.48,0.87248000000000003,18750,18.75,990,1980,1.98,21.60248,20102.719655607772,20.102719655607771]
[872.48,0.87248000000000003,18750,18.75,2290,4580,4.58,24.202480000000001,20535.981055356122,20.535981055356121]
[872.48,0.87248000000000003,18750,18.75,1850,3700,3.7,23.322479999999999,19930.263477322831,19.930263477322832]
[872.48,0.87248000000000003,18750,18.75,2240,4480,4.4800000000000004,24.10248,19346.590012106593,19.346590012106592]
[872.48,0.87248000000000003,18750,18.75,2400,4800,4.8,24.42248,20165.50254976219,20.165502549762191]
[872.48,0.87248000000000003,18750,18.75,2090,4180,4.18,23.802479999999999,19649.6782224329,19.6496782224329]
[872.48,0.87248000000000003,18750,18.75,2530,5060,5.0599999999999996,24.682479999999998,20178.808921629723,20.178808921629724]
[872.48,0.87248000000000003,18750,18.75,2590,5180,5.18,24.802479999999999,20216.9102517141,20.216910251714101]
[872.48,0.87248000000000003,18750,18.75,2400,4800,4.8,24.42248,20270.206868709469,20.270206868709469]
[872.48,0.87248000000000003,18750,18.75,1660,3320,3.32,22.94248,19775.216353358526,19.775216353358527]
[872.48,0.87248000000000003,18750,18.75,1570,3140,3.14,22.76248,19737.728673690963,19.737728673690963]
[872.48,0.87248000000000003,18750,18.75,2130,4260,4.26,23.882480000000001,20725.2097712459,20.7252097712459]
[872.48,0.87248000000000003,18750,18.75,1670,3340,3.34,22.962479999999999,20359.237425818188,20.359237425818186]
[872.48,0.87248000000000003,18750,18.75,1830,3660,3.66,23.28248,20489.656936967978,20.489656936967979]
[872.48,0.87248000000000003,18750,18.75,650,1300,1.3,20.92248,20302.260741969778,20.302260741969778]
[872.48,0.87248000000000003,18750,18.75,1600,3200,3.2,22.822479999999999,19877.630778156461,19.877630778156462]
[872.48,0.87248000000000003,18750,18.75,2330,4660,4.66,24.28248,19496.212094287741,19.496212094287742]
[872.48,0.87248000000000003,18750,18.75,2220,4440,4.4400000000000004,24.062480000000001,19082.177094262366,19.082177094262367]
[872.48,0.87248000000000003,18750,18.75,2620,5240,5.24,24.862479999999998,20315.05088681804,20.315050886818039]
[872.48,0.87248000000000003,18750,18.75,2350,4700,4.7,24.322479999999999,20917.437095769343,20.917437095769344]
[872.48,0.87248000000000003,18750,18.75,2620,5240,5.24,24.862479999999998,21029.021459285323,21.029021459285321]
[872.48,0.87248000000000003,18750,18.75,2240,4480,4.4800000000000004,24.10248,22068.309329826068,22.068309329826068]
[872.48,0.87248000000000003,18750,18.75,2340,4680,4.68,24.302479999999999,22712.616913430444,22.712616913430445]
[872.48,0.87248000000000003,18750,18.75,2320,4640,4.6399999999999997,24.26248,21658.451736484978,21.658451736484977]
[872.48,0.87248000000000003,18750,18.75,2590,5180,5.18,24.802479999999999,21106.418276839828,21.106418276839829]
[872.48,0.87248000000000003,18750,18.75,2090,4180,4.18,23.802479999999999,20836.351558159426,20.836351558159425]
[872.48,0.87248000000000003,18750,18.75,2610,5220,5.22,24.842479999999998,20708.07756374067,20.70807756374067]
[872.48,0.87248000000000003,18750,18.75,2140,4280,4.28,23.902480000000001,21642.73528105114,21.642735281051142]
[872.48,0.87248000000000003,18750,18.75,2470,4940,4.9400000000000004,24.562480000000001,21587.363822831754,21.587363822831755]
[872.48,0.87248000000000003,18750,18.75,1960,3920,3.92,23.542479999999998,21578.074885503946,21.578074885503945]
[872.48,{"$f":"A963/1000","v":0.87248000000000003},18750,{"$f":"C963/1000","v":18.75},2620,{"$f":"E963*2","v":5240},{"$f":"F963/1000","v":5.24},{"$f":"B963+D963+G963","v":24.862479999999998},19657.57931296053,{"$f":"I963/1000","v":19.657579312960529}]
[872.48,0.87248000000000003,18750,18.75,1840,3680,3.68,23.302479999999999,20056.881803236505,20.056881803236504]
[872.48,0.87248000000000003,18750,18.75,2470,4940,4.9400000000000004,24.562480000000001,19574.42261796994,19.57442261796994]
[872.48,0.87248000000000003,18750,18.75,1930,3860,3.86,23.482479999999999,19761.443737758465,19.761443737758466]
[872.48,0.87248000000000003,18750,18.75,1460,2920,2.92,22.542479999999998,19700.93717647397,19.700937176473971]
[872.48,0.87248000000000003,18750,18.75,600,1200,1.2,20.822479999999999,19557.126279528929,19.55712627952893]
[872.48,0.87248000000000003,18750,18.75,420,840,0.84,20.462479999999999,19628.711800425583,19.628711800425581]
[872.48,0.87248000000000003,18750,18.75,500,1000,1,20.622479999999999,19820.716754476802,19.820716754476802]
[872.48,0.87248000000000003,18750,18.75,1100,2200,2.2000000000000002,21.822479999999999,20018.817935547289,20.01881793554729]
[872.48,0.87248000000000003,18750,18.75,620,1240,1.24,20.862479999999998,19895.624707127638,19.895624707127638]
[872.48,0.87248000000000003,18750,18.75,1150,2300,2.2999999999999998,21.92248,20360.217403533843,20.360217403533841]
[872.48,0.87248000000000003,18750,18.75,620,1240,1.24,20.862479999999998,19808.594083165874,19.808594083165875]
[872.48,0.87248000000000003,18750,18.75,640,1280,1.28,20.902480000000001,19120.074846354059,19.120074846354058]
[872.48,0.87248000000000003,18750,18.75,430,860,0.86,20.482479999999999,18993.034021833155,18.993034021833154]
[872.48,0.87248000000000003,18750,18.75,670,1340,1.34,20.962479999999999,19765.171417426027,19.765171417426028]
[872.48,0.87248000000000003,18750,18.75,730,1460,1.46,21.08248,20077.243417446331,20.077243417446329]
[872.48,0.87248000000000003,18750,18.75,510,1020,1.02,20.642479999999999,20087.927028865539,20.08792702886554]
[872.48,0.87248000000000003,18750,18.75,10,20,0.02,19.642479999999999,19803.409058095978,19.80340905809598]
[872.48,0.87248000000000003,18750,18.75,220,440,0.44,20.062480000000001,19593.04663607851,19.593046636078512]
[872.48,0.87248000000000003,18750,18.75,130,260,0.26,19.882480000000001,19895.870928575816,19.895870928575818]
[872.48,0.87248000000000003,18750,18.75,370,740,0.74,20.362479999999998,19987.581435544751,19.987581435544751]
[872.48,0.87248000000000003,18750,18.75,530,1060,1.06,20.682479999999998,20194.626411880323,20.194626411880321]
[872.48,0.87248000000000003,18750,18.75,750,1500,1.5,21.122479999999999,19867.113143057599,19.867113143057598]
[872.48,0.87248000000000003,18750,18.75,620,1240,1.24,20.862479999999998,19733.671060876448,19.733671060876446]
[872.48,0.87248000000000003,18750,18.75,580,1160,1.1599999999999999,20.78248,20482.779374293244,20.482779374293244]
[872.48,0.87248000000000003,18750,18.75,470,940,0.94,20.562480000000001,20659.865580433623,20.659865580433625]
[872.48,0.87248000000000003,18750,18.75,830,1660,1.66,21.28248,19108.022331033568,19.108022331033567]
[872.48,0.87248000000000003,18750,18.75,1640,3280,3.28,22.902480000000001,19745.897427172891,19.745897427172892]
[872.48,0.87248000000000003,18750,18.75,1660,3320,3.32,22.94248,19333.293751660804,19.333293751660804]
[872.48,0.87248000000000003,18750,18.75,750,1500,1.5,21.122479999999999,19246.01698981717,19.246016989817171]
[872.48,0.87248000000000003,18750,18.75,640,1280,1.28,20.902480000000001,18804.439229343465,18.804439229343465]
[872.48,0.87248000000000003,18750,18.75,0,0,0,19.622479999999999,18922.098551076284,18.922098551076285]
[872.48,0.87248000000000003,18750,18.75,0,0,0,19.622479999999999,19203.637946638704,19.203637946638704]
[872.48,0.87248000000000003,18750,18.75,0,0,0,19.622479999999999,19360.768799015044,19.360768799015045]
[872.48,0.87248000000000003,18750,18.75,2320,4640,4.6399999999999997,24.26248,19288.542182019675,19.288542182019675]
[872.48,0.87248000000000003,18750,18.75,2090,4180,4.18,23.802479999999999,18218.753338045652,18.218753338045651]
[872.48,0.87248000000000003,18750,18.75,1900,3800,3.8,23.42248,20076.74820853056,20.07674820853056]
[872.48,0.87248000000000003,18750,18.75,2130,4260,4.26,23.882480000000001,19892.010822725159,19.892010822725158]
[872.48,0.87248000000000003,18750,18.75,2410,4820,4.82,24.44248,19191.316532988018,19.191316532988019]
[872.48,0.87248000000000003,18750,18.75,2290,4580,4.58,24.202480000000001,18639.122094236984,18.639122094236985]
[872.48,0.87248000000000003,18750,18.75,1760,3520,3.52,23.142479999999999,19471.72966810465,19.471729668104651]
[872.48,0.87248000000000003,18750,18.75,1900,3800,3.8,23.42248,19524.897420196347,19.524897420196346]
[872.48,0.87248000000000003,18750,18.75,2440,4880,4.88,24.502479999999998,19445.211871444255,19.445211871444254]
[872.48,0.87248000000000003,18750,18.75,2670,5340,5.34,24.962479999999999,19436.286779521317,19.436286779521318]
[872.48,0.87248000000000003,18750,18.75,2250,4500,4.5,24.122479999999999,19418.250435509221,19.418250435509222]
[872.48,0.87248000000000003,18750,18.75,2670,5340,5.34,24.962479999999999,20025.617929976201,20.0256179299762]
[872.48,0.87248000000000003,18750,18.75,2320,4640,4.6399999999999997,24.26248,19955.180038607326,19.955180038607327]
[872.48,0.87248000000000003,18750,18.75,2190,4380,4.38,24.002479999999998,20439.070342256957,20.439070342256958]
[872.48,0.87248000000000003,18750,18.75,2650,5300,5.3,24.92248,20000.803967578504,20.000803967578506]
[872.48,0.87248000000000003,18750,18.75,2460,4920,4.92,24.542479999999998,19397.477808766987,19.397477808766986]
[872.48,0.87248000000000003,18750,18.75,2330,4660,4.66,24.28248,19574.852656967549,19.574852656967547]
[872.48,0.87248000000000003,18750,18.75,2510,5020,5.0199999999999996,24.642479999999999,19435.834275343001,19.435834275343002]
[872.48,0.87248000000000003,18750,18.75,2250,4500,4.5,24.122479999999999,18427.280612327788,18.427280612327788]
[872.48,0.87248000000000003,18750,18.75,1700,3400,3.4,23.022479999999998,19161.347640228909,19.161347640228907]
[872.48,0.87248000000000003,18750,18.75,890,1780,1.78,21.402480000000001,18815.349324051946,18.815349324051944]
[872.48,0.87248000000000003,18750,18.75,420,840,0.84,20.462479999999999,19264.925754441272,19.264925754441272]
[872.48,0.87248000000000003,18750,18.75,830,1660,1.66,21.28248,19239.624535778639,19.239624535778638]
[872.48,0.87248000000000003,18750,18.75,930,1860,1.86,21.482479999999999,19152.343766968603,19.152343766968603]
[872.48,0.87248000000000003,18750,18.75,1590,3180,3.18,22.802479999999999,18667.314470280293,18.667314470280292]
[872.48,0.87248000000000003,18750,18.75,3300,6600,6.6,26.222479999999997,18819.415584497732,18.819415584497733]
[872.48,0.87248000000000003,18750,18.75,2280,4560,4.5599999999999996,24.182479999999998,18906.904716813595,18.906904716813596]
[872.48,0.87248000000000003,18750,18.75,2430,4860,4.8600000000000003,24.482479999999999,19111.529849139602,19.111529849139604]
[872.48,0.87248000000000003,18750,18.75,1630,3260,3.26,22.882480000000001,19045.113159720098,19.045113159720099]
[872.48,0.87248000000000003,18750,18.75,670,1340,1.34,20.962479999999999,19136.097539949336,19.136097539949336]
[872.48,{"$f":"A1027/1000","v":0.87248000000000003},18750,{"$f":"C1027/1000","v":18.75},210,{"$f":"E1027*2","v":420},{"$f":"F1027/1000","v":0.42},{"$f":"B1027+D1027+G1027","v":20.042480000000001},18797.7167028808,{"$f":"I1027/1000","v":18.797716702880798}]
[872.48,0.87248000000000003,18750,18.75,140,280,0.28000000000000003,19.902480000000001,18607.410491169336,18.607410491169336]
[872.48,0.87248000000000003,18750,18.75,80,160,0.16,19.78248,18180.762914541505,18.180762914541504]
[872.48,0.87248000000000003,18750,18.75,10,20,0.02,19.642479999999999,18318.747400621396,18.318747400621398]
[872.48,0.87248000000000003,18750,18.75,110,220,0.22,19.842479999999998,18173.241562172778,18.173241562172777]
[872.48,0.87248000000000003,18750,18.75,1270,2540,2.54,22.162479999999999,18178.823993926959,18.178823993926958]
[872.48,0.87248000000000003,18750,18.75,2720,5440,5.44,25.062480000000001,18091.564872753272,18.091564872753271]
[872.48,0.87248000000000003,18750,18.75,2390,4780,4.78,24.402480000000001,17857.18333513321,17.857183335133211]
[872.48,0.87248000000000003,18750,18.75,2590,5180,5.18,24.802479999999999,18229.221824013875,18.229221824013877]
[872.48,0.87248000000000003,18750,18.75,2400,4800,4.8,24.42248,18257.630939616472,18.257630939616472]
[872.48,0.87248000000000003,18750,18.75,2430,4860,4.8600000000000003,24.482479999999999,18514.459872778654,18.514459872778655]
[872.48,0.87248000000000003,18750,18.75,2410,4820,4.82,24.44248,18639.148154123632,18.639148154123632]
[872.48,0.87248000000000003,18750,18.75,2700,5400,5.4,25.022480000000002,18300.108652710558,18.300108652710559]
[872.48,0.87248000000000003,18750,18.75,2490,4980,4.9800000000000004,24.60248,18387.144112325255,18.387144112325256]
[872.48,0.87248000000000003,18750,18.75,2410,4820,4.82,24.44248,18847.42965274609,18.84742965274609]
[872.48,0.87248000000000003,18750,18.75,2430,4860,4.8600000000000003,24.482479999999999,19414.174319911701,19.414174319911702]
[872.48,0.87248000000000003,18750,18.75,2530,5060,5.0599999999999996,24.682479999999998,19527.479890948136,19.527479890948136]
[872.48,0.87248000000000003,18750,18.75,2360,4720,4.72,24.342479999999998,19723.272240541468,19.723272240541469]
[872.48,0.87248000000000003,18750,18.75,2680,5360,5.36,24.982479999999999,19696.004833857183,19.696004833857184]
[872.48,0.87248000000000003,18750,18.75,2500,5000,5,24.622479999999999,19596.582885382126,19.596582885382126]
[872.48,0.87248000000000003,18750,18.75,2400,4800,4.8,24.42248,19659.805757252194,19.659805757252194]
[872.48,0.87248000000000003,18750,18.75,2540,5080,5.08,24.702480000000001,19651.074338030419,19.651074338030419]
[872.48,0.87248000000000003,18750,18.75,2350,4700,4.7,24.322479999999999,19590.319012121821,19.590319012121821]
[872.48,0.87248000000000003,18750,18.75,2260,4520,4.5199999999999996,24.142479999999999,19553.493730781913,19.553493730781913]
[872.48,0.87248000000000003,18750,18.75,2250,4500,4.5,24.122479999999999,19621.049285105095,19.621049285105094]
[872.48,0.87248000000000003,18750,18.75,2430,4860,4.8600000000000003,24.482479999999999,19838.041422997117,19.838041422997119]
[872.48,0.87248000000000003,18750,18.75,2110,4220,4.22,23.842479999999998,19664.78792159419,19.66478792159419]
[872.48,0.87248000000000003,18750,18.75,2330,4660,4.66,24.28248,19587.988950839863,19.587988950839861]
[872.48,0.87248000000000003,18750,18.75,2280,4560,4.5599999999999996,24.182479999999998,19754.022480098221,19.754022480098222]
[872.48,0.87248000000000003,18750,18.75,2190,4380,4.38,24.002479999999998,19885.574239156314,19.885574239156316]
[872.48,0.87248000000000003,18750,18.75,2480,4960,4.96,24.58248,19638.254482878689,19.63825448287869]
[872.48,0.87248000000000003,18750,18.75,1980,3960,3.96,23.58248,19815.907922999653,19.815907922999653]
[872.48,0.87248000000000003,18750,18.75,1580,3160,3.16,22.78248,19621.596669505034,19.621596669505035]
[872.48,0.87248000000000003,18750,18.75,2080,4160,4.16,23.78248,19477.882105429919,19.47788210542992]
[872.48,0.87248000000000003,18750,18.75,1800,3600,3.6,23.222480000000001,19225.492915997726,19.225492915997727]
[872.48,0.87248000000000003,18750,18.75,1770,3540,3.54,23.162479999999999,19173.573895103611,19.173573895103612]
[872.48,0.87248000000000003,18750,18.75,1110,2220,2.2200000000000002,21.842479999999998,19074.063427132285,19.074063427132284]
[872.48,0.87248000000000003,18750,18.75,570,1140,1.1399999999999999,20.76248,18996.76038255851,18.996760382558509]
[872.48,0.87248000000000003,18750,18.75,180,360,0.36,19.982479999999999,19060.473337994892,19.060473337994893]
[872.48,0.87248000000000003,18750,18.75,30,60,0.06,19.682479999999998,19399.659200133323,19.399659200133321]
[872.48,0.87248000000000003,18750,18.75,60,120,0.12,19.74248,20232.068031661234,20.232068031661235]
[872.48,0.87248000000000003,18750,18.75,690,1380,1.38,21.002479999999998,19803.849091522505,19.803849091522505]
[872.48,0.87248000000000003,18750,18.75,570,1140,1.1399999999999999,20.76248,19910.624734983074,19.910624734983074]
[872.48,0.87248000000000003,18750,18.75,1560,3120,3.12,22.74248,20098.328397947524,20.098328397947522]
[872.48,0.87248000000000003,18750,18.75,1370,2740,2.74,22.362479999999998,20123.583556723512,20.12358355672351]
[872.48,0.87248000000000003,18750,18.75,1920,3840,3.84,23.462479999999999,20021.552966188268,20.021552966188267]
[872.48,0.87248000000000003,18750,18.75,2220,4440,4.4400000000000004,24.062480000000001,19958.138803231428,19.958138803231428]
[872.48,0.87248000000000003,18750,18.75,2860,5720,5.72,25.342479999999998,20148.805053940505,20.148805053940507]
[872.48,0.87248000000000003,18750,18.75,2250,4500,4.5,24.122479999999999,20170.398955056244,20.170398955056243]
[872.48,0.87248000000000003,18750,18.75,1930,3860,3.86,23.482479999999999,20514.740916078939,20.514740916078939]
[872.48,0.87248000000000003,18750,18.75,1890,3780,3.78,23.402480000000001,20432.900202979778,20.432900202979777]
[872.48,0.87248000000000003,18750,18.75,820,1640,1.64,21.26248,20138.597157000542,20.138597157000543]
[872.48,0.87248000000000003,18750,18.75,580,1160,1.1599999999999999,20.78248,20476.038033066692,20.476038033066693]
[872.48,0.87248000000000003,18750,18.75,580,1160,1.1599999999999999,20.78248,20089.720184911817,20.089720184911819]
[872.48,0.87248000000000003,18750,18.75,370,740,0.74,20.362479999999998,21277.850620862075,21.277850620862075]
[872.48,0.87248000000000003,18750,18.75,300,600,0.6,20.222480000000001,20108.959586045323,20.108959586045323]
[872.48,0.87248000000000003,18750,18.75,410,820,0.82,20.44248,21504.641991349527,21.504641991349526]
[872.48,0.87248000000000003,18750,18.75,320,640,0.64,20.26248,21768.804820056361,21.76880482005636]
[872.48,0.87248000000000003,18750,18.75,280,560,0.56000000000000005,20.182479999999998,23027.051334062759,23.027051334062758]
[872.48,0.87248000000000003,18750,18.75,220,440,0.44,20.062480000000001,21972.588683579954,21.972588683579954]
[872.48,0.87248000000000003,18750,18.75,10,20,0.02,19.642479999999999,21889.4243089218,21.8894243089218]
[872.48,0.87248000000000003,18750,18.75,10,20,0.02,19.642479999999999,22568.852249075764,22.568852249075764]
[872.48,0.87248000000000003,18750,18.75,100,200,0.2,19.822479999999999,22732.854515102787,22.732854515102787]
[872.48,0.87248000000000003,18750,18.75,270,540,0.54,20.162479999999999,22444.291580545298,22.444291580545297]
[872.48,{"$f":"A1091/1000","v":0.87248000000000003},18750,{"$f":"C1091/1000","v":18.75},390,{"$f":"E1091*2","v":780},{"$f":"F1091/1000","v":0.78},{"$f":"B1091+D1091+G1091","v":20.402480000000001},21271.31827824529,{"$f":"I1091/1000","v":21.271318278245289}]
[872.48,0.87248000000000003,18750,18.75,450,900,0.9,20.522479999999998,22345.278480260647,22.345278480260646]
[872.48,0.87248000000000003,18750,18.75,870,1740,1.74,21.362479999999998,22731.87309030992,22.731873090309922]
[872.48,0.87248000000000003,18750,18.75,1530,3060,3.06,22.682479999999998,22183.979931503483,22.183979931503483]
[872.48,0.87248000000000003,18750,18.75,1600,3200,3.2,22.822479999999999,22494.816856314112,22.494816856314113]
[872.48,0.87248000000000003,18750,18.75,1490,2980,2.98,22.60248,22692.024292259292,22.692024292259291]
[872.48,0.87248000000000003,18750,18.75,1330,2660,2.66,22.28248,22258.319035963908,22.258319035963908]
[872.48,0.87248000000000003,18750,18.75,1690,3380,3.38,23.002479999999998,22182.997416182996,22.182997416182996]
[872.48,0.87248000000000003,18750,18.75,2200,4400,4.4000000000000004,24.022480000000002,22204.02380476379,22.204023804763789]
[872.48,0.87248000000000003,18750,18.75,2620,5240,5.24,24.862479999999998,21655.314145954813,21.655314145954812]
[872.48,0.87248000000000003,18750,18.75,2280,4560,4.5599999999999996,24.182479999999998,22109.023175230934,22.109023175230934]
[872.48,0.87248000000000003,18750,18.75,2070,4140,4.1399999999999997,23.76248,22235.501334011999,22.235501334012]
[872.48,0.87248000000000003,18750,18.75,190,380,0.38,20.002479999999998,21943.560925917169,21.943560925917168]
[872.48,0.87248000000000003,18750,18.75,860,1720,1.72,21.342479999999998,16632.968077635393,16.632968077635393]
[872.48,0.87248000000000003,18750,18.75,290,580,0.57999999999999996,20.202479999999998,17018.127935598048,17.018127935598049]
[872.48,0.87248000000000003,18750,18.75,470,940,0.94,20.562480000000001,17668.668168229007,17.668668168229008]
[872.48,0.87248000000000003,18750,18.75,1290,2580,2.58,22.202480000000001,17551.391200255144,17.551391200255143]
[872.48,0.87248000000000003,18750,18.75,1140,2280,2.2799999999999998,21.902480000000001,17829.397902222281,17.829397902222283]
[872.48,0.87248000000000003,18750,18.75,610,1220,1.22,20.842479999999998,18139.709801963018,18.139709801963019]
[872.48,0.87248000000000003,18750,18.75,1290,2580,2.58,22.202480000000001,18183.617570767976,18.183617570767975]
[872.48,0.87248000000000003,18750,18.75,820,1640,1.64,21.26248,18090.797002517083,18.090797002517082]
[872.48,0.87248000000000003,18750,18.75,510,1020,1.02,20.642479999999999,18565.364907839055,18.565364907839054]
[872.48,0.87248000000000003,18750,18.75,830,1660,1.66,21.28248,18903.090725408791,18.903090725408791]
[872.48,0.87248000000000003,18750,18.75,600,1200,1.2,20.822479999999999,18981.919958004219,18.981919958004219]
[872.48,0.87248000000000003,18750,18.75,800,1600,1.6,21.222480000000001,20667.705278443249,20.66770527844325]
[872.48,0.87248000000000003,18750,18.75,840,1680,1.68,21.302479999999999,21297.997887117519,21.297997887117518]
[872.48,0.87248000000000003,18750,18.75,930,1860,1.86,21.482479999999999,20317.808136360221,20.31780813636022]
[872.48,0.87248000000000003,18750,18.75,650,1300,1.3,20.92248,20704.219251983126,20.704219251983126]
[872.48,0.87248000000000003,18750,18.75,590,1180,1.18,20.802479999999999,21034.323772895001,21.034323772895]
[872.48,0.87248000000000003,18750,18.75,690,1380,1.38,21.002479999999998,20686.246641954149,20.686246641954149]
[872.48,0.87248000000000003,18750,18.75,600,1200,1.2,20.822479999999999,21174.919633627971,21.174919633627972]
[872.48,0.87248000000000003,18750,18.75,240,480,0.48,20.10248,21810.672275728768,21.810672275728766]
[872.48,0.87248000000000003,18750,18.75,90,180,0.18,19.802479999999999,20704.674254768666,20.704674254768666]
[872.48,0.87248000000000003,18750,18.75,90,180,0.18,19.802479999999999,19766.231009584993,19.766231009584992]
[872.48,0.87248000000000003,18750,18.75,180,360,0.36,19.982479999999999,19360.823527665652,19.360823527665652]
[872.48,0.87248000000000003,18750,18.75,270,540,0.54,20.162479999999999,19523.942026283032,19.523942026283031]
[872.48,0.87248000000000003,18750,18.75,310,620,0.62,20.24248,20217.593772844244,20.217593772844243]
[872.48,0.87248000000000003,18750,18.75,500,1000,1,20.622479999999999,21808.73851389021,21.808738513890209]
[872.48,0.87248000000000003,18750,18.75,380,760,0.76,20.382480000000001,19794.782434377859,19.794782434377858]
[872.48,0.87248000000000003,18750,18.75,190,380,0.38,20.002479999999998,18101.944570762898,18.1019445707629]
[872.48,0.87248000000000003,18750,18.75,290,580,0.57999999999999996,20.202479999999998,18850.31040228573,18.850310402285729]
[872.48,0.87248000000000003,18750,18.75,560,1120,1.1200000000000001,20.74248,19348.765953848742,19.348765953848741]
[872.48,0.87248000000000003,18750,18.75,480,960,0.96,20.58248,19391.081212904297,19.391081212904297]
[872.48,0.87248000000000003,18750,18.75,620,1240,1.24,20.862479999999998,19240.134038800214,19.240134038800214]
[872.48,0.87248000000000003,18750,18.75,670,1340,1.34,20.962479999999999,19619.265109854412,19.61926510985441]
[872.48,0.87248000000000003,18750,18.75,500,1000,1,20.622479999999999,19634.39395247374,19.63439395247374]
[872.48,0.87248000000000003,18750,18.75,400,800,0.8,20.42248,19741.66085916564,19.741660859165641]
[872.48,0.87248000000000003,18750,18.75,640,1280,1.28,20.902480000000001,19646.565276987028,19.64656527698703]
[872.48,0.87248000000000003,18750,18.75,600,1200,1.2,20.822479999999999,19841.192718503298,19.841192718503297]
[872.48,0.87248000000000003,18750,18.75,470,940,0.94,20.562480000000001,20055.840282583496,20.055840282583496]
[872.48,0.87248000000000003,18750,18.75,760,1520,1.52,21.142479999999999,20152.300873118736,20.152300873118737]
[872.48,0.87248000000000003,18750,18.75,490,980,0.98,20.60248,20576.477219941757,20.576477219941758]
[872.48,0.87248000000000003,18750,18.75,650,1300,1.3,20.92248,19673.979194816027,19.673979194816027]
[872.48,0.87248000000000003,18750,18.75,660,1320,1.32,20.94248,19905.803114050494,19.905803114050492]
[872.48,0.87248000000000003,18750,18.75,590,1180,1.18,20.802479999999999,19026.737732380258,19.026737732380258]
[872.48,0.87248000000000003,18750,18.75,710,1420,1.42,21.042479999999998,18959.511070816196,18.959511070816195]
[872.48,0.87248000000000003,18750,18.75,290,580,0.57999999999999996,20.202479999999998,18578.332487227046,18.578332487227048]
[872.48,0.87248000000000003,18750,18.75,700,1400,1.4,21.022479999999998,18660.346739321278,18.660346739321277]
[872.48,0.87248000000000003,18750,18.75,370,740,0.74,20.362479999999998,17759.782476034114,17.759782476034115]
[872.48,0.87248000000000003,18750,18.75,500,1000,1,20.622479999999999,18684.916889740634,18.684916889740634]
[872.48,0.87248000000000003,18750,18.75,380,760,0.76,20.382480000000001,18417.033999751842,18.417033999751844]
[872.48,0.87248000000000003,18750,18.75,320,640,0.64,20.26248,18201.362679404174,18.201362679404173]
[872.48,0.87248000000000003,18750,18.75,130,260,0.26,19.882480000000001,18819.597714261537,18.819597714261537]
[872.48,0.87248000000000003,18750,18.75,170,340,0.34,19.962479999999999,18979.644944076499,18.979644944076497]
[872.48,{"$f":"A1155/1000","v":0.87248000000000003},18750,{"$f":"C1155/1000","v":18.75},40,{"$f":"E1155*2","v":80},{"$f":"F1155/1000","v":0.08},{"$f":"B1155+D1155+G1155","v":19.702479999999998},18840.641593092929,{"$f":"I1155/1000","v":18.840641593092929}]
[872.48,0.87248000000000003,18750,18.75,160,320,0.32,19.94248,18512.69833541238,18.512698335412381]
[872.48,0.87248000000000003,18750,18.75,140,280,0.28000000000000003,19.902480000000001,19084.864338233456,19.084864338233455]
[872.48,0.87248000000000003,18750,18.75,90,180,0.18,19.802479999999999,18792.297547128921,18.792297547128921]
[872.48,0.87248000000000003,18750,18.75,70,140,0.14000000000000001,19.76248,18788.998776933731,18.788998776933731]
[872.48,0.87248000000000003,18750,18.75,0,0,0,19.622479999999999,18647.606661326059,18.647606661326058]
[872.48,0.87248000000000003,18750,18.75,90,180,0.18,19.802479999999999,18202.04518358249,18.202045183582491]
[872.48,0.87248000000000003,18750,18.75,150,300,0.3,19.92248,18178.157537341453,18.178157537341452]
[872.48,0.87248000000000003,18750,18.75,0,0,0,19.622479999999999,18428.750321479587,18.428750321479587]
[872.48,0.87248000000000003,18750,18.75,0,0,0,19.622479999999999,22131.172129272003,22.131172129272002]
[872.48,0.87248000000000003,18750,18.75,0,0,0,19.622479999999999,22374.439754634153,22.374439754634153]
[872.48,0.87248000000000003,18750,18.75,0,0,0,19.622479999999999,22213.949992785441,22.213949992785441]
[872.48,0.87248000000000003,18750,18.75,0,0,0,19.622479999999999,20991.785822902817,20.991785822902816]
[872.48,0.87248000000000003,18750,18.75,0,0,0,19.622479999999999,21824.87533962369,21.824875339623691]
[872.48,0.87248000000000003,18750,18.75,0,0,0,19.622479999999999,22063.372350710033,22.063372350710033]
[872.48,0.87248000000000003,18750,18.75,0,0,0,19.622479999999999,22878.132306192092,22.878132306192093]
[872.48,0.87248000000000003,18750,18.75,0,0,0,19.622479999999999,22906.723870262129,22.90672387026213]
[872.48,0.87248000000000003,18750,18.75,0,0,0,19.622479999999999,22836.364565242569,22.836364565242569]
[872.48,0.87248000000000003,18750,18.75,0,0,0,19.622479999999999,22856.152189199256,22.856152189199257]
[872.48,0.87248000000000003,18750,18.75,0,0,0,19.622479999999999,22885.522334047528,22.885522334047529]
[872.48,0.87248000000000003,18750,18.75,0,0,0,19.622479999999999,22929.62892875855,22.92962892875855]
[872.48,0.87248000000000003,18750,18.75,280,560,0.56000000000000005,20.182479999999998,23114.817371665056,23.114817371665055]
[872.48,0.87248000000000003,18750,18.75,40,80,0.08,19.702479999999998,23056.733325701047,23.056733325701046]
[872.48,0.87248000000000003,18750,18.75,30,60,0.06,19.682479999999998,22588.278024836964,22.588278024836963]
[872.48,0.87248000000000003,18750,18.75,10,20,0.02,19.642479999999999,23245.775758860695,23.245775758860695]
[872.48,0.87248000000000003,18750,18.75,0,0,0,19.622479999999999,23090.486225426554,23.090486225426552]
[872.48,0.87248000000000003,18750,18.75,0,0,0,19.622479999999999,22936.335144635639,22.936335144635638]
[872.48,0.87248000000000003,18750,18.75,0,0,0,19.622479999999999,22880.352256052312,22.880352256052312]
[872.48,0.87248000000000003,18750,18.75,0,0,0,19.622479999999999,22361.002747662686,22.361002747662685]
[872.48,0.87248000000000003,18750,18.75,0,0,0,19.622479999999999,22083.056034553367,22.083056034553366]
[872.48,0.87248000000000003,18750,18.75,0,0,0,19.622479999999999,22543.280289458526,22.543280289458526]
[872.48,0.87248000000000003,18750,18.75,20,40,0.04,19.662479999999999,22988.915568038265,22.988915568038266]
[872.48,0.87248000000000003,18750,18.75,40,80,0.08,19.702479999999998,22708.053696152965,22.708053696152966]
[872.48,0.87248000000000003,18750,18.75,100,200,0.2,19.822479999999999,22556.115024831885,22.556115024831886]
[872.48,0.87248000000000003,18750,18.75,60,120,0.12,19.74248,22683.207268574562,22.683207268574563]
[872.48,0.87248000000000003,18750,18.75,70,140,0.14000000000000001,19.76248,21406.090402285728,21.406090402285727]
[872.48,0.87248000000000003,18750,18.75,30,60,0.06,19.682479999999998,18843.434352135795,18.843434352135795]
[872.48,0.87248000000000003,18750,18.75,0,0,0,19.622479999999999,19160.94300252723,19.16094300252723]
[872.48,0.87248000000000003,18750,18.75,170,340,0.34,19.962479999999999,19420.452480250497,19.420452480250496]
[872.48,0.87248000000000003,18750,18.75,300,600,0.6,20.222480000000001,21780.315587460933,21.780315587460933]
[872.48,0.87248000000000003,18750,18.75,200,400,0.4,20.022479999999998,22552.239109793503,22.552239109793504]
[872.48,0.87248000000000003,18750,18.75,360,720,0.72,20.342479999999998,22895.226218450003,22.895226218450002]
[872.48,0.87248000000000003,18750,18.75,200,400,0.4,20.022479999999998,21416.692123650158,21.416692123650158]
[872.48,0.87248000000000003,18750,18.75,340,680,0.68,20.302479999999999,20982.795665405396,20.982795665405398]
[872.48,0.87248000000000003,18750,18.75,440,880,0.88,20.502479999999998,20750.959197423916,20.750959197423917]
[872.48,0.87248000000000003,18750,18.75,280,560,0.56000000000000005,20.182479999999998,21555.994261542182,21.555994261542182]
[872.48,0.87248000000000003,18750,18.75,1130,2260,2.2599999999999998,21.882480000000001,21928.602728138496,21.928602728138497]
[872.48,0.87248000000000003,18750,18.75,1590,3180,3.18,22.802479999999999,21763.457913364458,21.763457913364459]
[872.48,0.87248000000000003,18750,18.75,2170,4340,4.34,23.962479999999999,22152.916580519912,22.152916580519911]
[872.48,0.87248000000000003,18750,18.75,2160,4320,4.32,23.94248,22014.800775497817,22.014800775497818]
[872.48,0.87248000000000003,18750,18.75,2010,4020,4.0199999999999996,23.642479999999999,22267.574828438374,22.267574828438374]
[872.48,0.87248000000000003,18750,18.75,2590,5180,5.18,24.802479999999999,21921.83025181562,21.921830251815621]
[872.48,0.87248000000000003,18750,18.75,2430,4860,4.8600000000000003,24.482479999999999,22032.032049871323,22.032032049871322]
[872.48,0.87248000000000003,18750,18.75,2280,4560,4.5599999999999996,24.182479999999998,22171.553047095931,22.17155304709593]
[872.48,0.87248000000000003,18750,18.75,2340,4680,4.68,24.302479999999999,21986.549300565173,21.986549300565173]
[872.48,0.87248000000000003,18750,18.75,2340,4680,4.68,24.302479999999999,20891.314576384746,20.891314576384747]
[872.48,0.87248000000000003,18750,18.75,1960,3920,3.92,23.542479999999998,19410.343179345804,19.410343179345805]
[872.48,0.87248000000000003,18750,18.75,2460,4920,4.92,24.542479999999998,19634.115962078478,19.634115962078479]
[872.48,0.87248000000000003,18750,18.75,1510,3020,3.02,22.642479999999999,20891.233860474662,20.891233860474664]
[872.48,0.87248000000000003,18750,18.75,1790,3580,3.58,23.202480000000001,22127.399126557524,22.127399126557524]
[872.48,0.87248000000000003,18750,18.75,1770,3540,3.54,23.162479999999999,21561.704524839497,21.561704524839499]
[872.48,0.87248000000000003,18750,18.75,1900,3800,3.8,23.42248,22425.358948231973,22.425358948231974]
[872.48,0.87248000000000003,18750,18.75,1090,2180,2.1800000000000002,21.802479999999999,22197.848840975854,22.197848840975855]
[872.48,0.87248000000000003,18750,18.75,1270,2540,2.54,22.162479999999999,21962.071009483476,21.962071009483477]
[872.48,{"$f":"A1219/1000","v":0.87248000000000003},18750,{"$f":"C1219/1000","v":18.75},1480,{"$f":"E1219*2","v":2960},{"$f":"F1219/1000","v":2.96},{"$f":"B1219+D1219+G1219","v":22.58248},22509.659566622649,{"$f":"I1219/1000","v":22.509659566622648}]
[872.48,0.87248000000000003,18750,18.75,1770,3540,3.54,23.162479999999999,22925.336992831129,22.925336992831131]
[872.48,0.87248000000000003,18750,18.75,0,0,0,19.622479999999999,23362.620863331264,23.362620863331262]
[872.48,0.87248000000000003,18750,18.75,0,0,0,19.622479999999999,23796.909614053035,23.796909614053035]
[872.48,0.87248000000000003,18750,18.75,1490,2980,2.98,22.60248,22815.291204522287,22.815291204522289]
[872.48,0.87248000000000003,18750,18.75,1380,2760,2.76,22.382480000000001,23419.208570854265,23.419208570854266]
[872.48,0.87248000000000003,18750,18.75,3040,6080,6.08,25.702480000000001,23335.744419039602,23.335744419039603]
[872.48,0.87248000000000003,18750,18.75,2030,4060,4.0599999999999996,23.682479999999998,23514.721788131741,23.514721788131741]
[872.48,0.87248000000000003,18750,18.75,2720,5440,5.44,25.062480000000001,23501.700474760626,23.501700474760625]
[872.48,0.87248000000000003,18750,18.75,2420,4840,4.84,24.462479999999999,23483.362895372629,23.483362895372629]
[872.48,0.87248000000000003,18750,18.75,2190,4380,4.38,24.002479999999998,22863.767721238084,22.863767721238084]
[872.48,0.87248000000000003,18750,18.75,2770,5540,5.54,25.162479999999999,22792.204843796932,22.792204843796931]
[872.48,0.87248000000000003,18750,18.75,2040,4080,4.08,23.702480000000001,22925.555612606964,22.925555612606964]
[872.48,0.87248000000000003,18750,18.75,2460,4920,4.92,24.542479999999998,23077.086593118307,23.077086593118306]
[872.48,0.87248000000000003,18750,18.75,2310,4620,4.62,24.24248,24044.353767273162,24.044353767273162]
[872.48,0.87248000000000003,18750,18.75,2490,4980,4.9800000000000004,24.60248,22406.206802008699,22.4062068020087]
[872.48,0.87248000000000003,18750,18.75,2390,4780,4.78,24.402480000000001,20509.793126496614,20.509793126496614]
[872.48,0.87248000000000003,18750,18.75,2630,5260,5.26,24.882480000000001,20413.262662690915,20.413262662690915]
[872.48,0.87248000000000003,18750,18.75,2370,4740,4.74,24.362479999999998,20292.730774092353,20.292730774092352]
[872.48,0.87248000000000003,18750,18.75,2360,4720,4.72,24.342479999999998,20734.507359066662,20.734507359066662]
[872.48,0.87248000000000003,18750,18.75,2250,4500,4.5,24.122479999999999,21446.101886955094,21.446101886955095]
[872.48,0.87248000000000003,18750,18.75,2400,4800,4.8,24.42248,22218.341400865043,22.218341400865043]
[872.48,0.87248000000000003,18750,18.75,2690,5380,5.38,25.002479999999998,22018.583981633117,22.018583981633117]
[872.48,0.87248000000000003,18750,18.75,2500,5000,5,24.622479999999999,22180.773715626397,22.180773715626398]
[872.48,0.87248000000000003,18750,18.75,2350,4700,4.7,24.322479999999999,21744.956111143132,21.744956111143132]
[872.48,0.87248000000000003,18750,18.75,2190,4380,4.38,24.002479999999998,22177.543598633561,22.177543598633562]
[872.48,0.87248000000000003,18750,18.75,2440,4880,4.88,24.502479999999998,21280.345534510223,21.280345534510221]
[872.48,0.87248000000000003,18750,18.75,2230,4460,4.46,24.08248,21201.468811664203,21.201468811664203]
[872.48,0.87248000000000003,18750,18.75,1900,3800,3.8,23.42248,20757.214718320571,20.757214718320572]
[872.48,0.87248000000000003,18750,18.75,2330,4660,4.66,24.28248,20596.326353409284,20.596326353409285]
[872.48,0.87248000000000003,18750,18.75,2370,4740,4.74,24.362479999999998,20950.392911933617,20.950392911933616]
[872.48,0.87248000000000003,18750,18.75,2510,5020,5.0199999999999996,24.642479999999999,20271.39309015765,20.271393090157648]
[872.48,0.87248000000000003,18750,18.75,2300,4600,4.5999999999999996,24.222479999999997,20399.046352003821,20.399046352003822]
[872.48,0.87248000000000003,18750,18.75,2190,4380,4.38,24.002479999999998,21565.351023385818,21.565351023385819]
[872.48,0.87248000000000003,18750,18.75,2090,4180,4.18,23.802479999999999,21664.762804728256,21.664762804728255]
[872.48,0.87248000000000003,18750,18.75,2120,4240,4.24,23.862479999999998,21875.366690536197,21.875366690536197]
[872.48,0.87248000000000003,18750,18.75,2370,4740,4.74,24.362479999999998,21957.812144579806,21.957812144579805]
[872.48,0.87248000000000003,18750,18.75,1610,3220,3.22,22.842479999999998,22072.523013669408,22.072523013669407]
[872.48,0.87248000000000003,18750,18.75,1970,3940,3.94,23.562480000000001,22004.633881353548,22.004633881353548]
[872.48,0.87248000000000003,18750,18.75,2160,4320,4.32,23.94248,22066.370459351303,22.066370459351305]
[872.48,0.87248000000000003,18750,18.75,1920,3840,3.84,23.462479999999999,21838.527870201222,21.838527870201222]
[872.48,0.87248000000000003,18750,18.75,2130,4260,4.26,23.882480000000001,21966.858700293218,21.966858700293219]
[872.48,0.87248000000000003,18750,18.75,2150,4300,4.3,23.92248,22585.003607015569,22.585003607015569]
[872.48,0.87248000000000003,18750,18.75,2140,4280,4.28,23.902480000000001,22620.070112589201,22.6200701125892]
[872.48,0.87248000000000003,18750,18.75,2130,4260,4.26,23.882480000000001,22657.76403598929,22.657764035989292]
[872.48,0.87248000000000003,18750,18.75,2020,4040,4.04,23.662479999999999,21667.672955147613,21.667672955147612]
[872.48,0.87248000000000003,18750,18.75,1560,3120,3.12,22.74248,21754.359833984079,21.754359833984079]
[872.48,0.87248000000000003,18750,18.75,2150,4300,4.3,23.92248,22205.638868831291,22.20563886883129]
[872.48,0.87248000000000003,18750,18.75,1980,3960,3.96,23.58248,22363.397295024537,22.363397295024537]
[872.48,0.87248000000000003,18750,18.75,1600,3200,3.2,22.822479999999999,22119.008256011697,22.119008256011696]
[872.48,0.87248000000000003,18750,18.75,1810,3620,3.62,23.24248,21643.374023390894,21.643374023390894]
[872.48,0.87248000000000003,18750,18.75,2760,5520,5.52,25.142479999999999,21517.375664050691,21.517375664050689]
[872.48,0.87248000000000003,18750,18.75,2130,4260,4.26,23.882480000000001,21290.969508050101,21.2909695080501]
[872.48,0.87248000000000003,18750,18.75,2460,4920,4.92,24.542479999999998,21511.679453744688,21.511679453744687]
[872.48,0.87248000000000003,18750,18.75,1820,3640,3.64,23.26248,21446.678963489016,21.446678963489017]
[872.48,0.87248000000000003,18750,18.75,2550,5100,5.0999999999999996,24.722479999999997,21663.760372974077,21.663760372974078]
[872.48,0.87248000000000003,18750,18.75,2480,4960,4.96,24.58248,22285.666704489293,22.285666704489294]
[872.48,0.87248000000000003,18750,18.75,2610,5220,5.22,24.842479999999998,22420.563828453596,22.420563828453595]
[872.48,0.87248000000000003,18750,18.75,2360,4720,4.72,24.342479999999998,22093.375489992286,22.093375489992287]
[872.48,0.87248000000000003,18750,18.75,2290,4580,4.58,24.202480000000001,21755.39466406592,21.755394664065921]
[872.48,0.87248000000000003,18750,18.75,2650,5300,5.3,24.92248,21590.842626453468,21.590842626453469]
[872.48,0.87248000000000003,18750,18.75,2300,4600,4.5999999999999996,24.222479999999997,21779.514970475713,21.779514970475713]
[872.48,0.87248000000000003,18750,18.75,2430,4860,4.8600000000000003,24.482479999999999,22549.988403670886,22.549988403670888]
[872.48,0.87248000000000003,18750,18.75,2580,5160,5.16,24.78248,23038.32396637608,23.03832396637608]
[872.48,{"$f":"A1283/1000","v":0.87248000000000003},18750,{"$f":"C1283/1000","v":18.75},2510,{"$f":"E1283*2","v":5020},{"$f":"F1283/1000","v":5.0199999999999996},{"$f":"B1283+D1283+G1283","v":24.642479999999999},24523.68420462888,{"$f":"I1283/1000","v":24.523684204628879}]
[872.48,0.87248000000000003,18750,18.75,2490,4980,4.9800000000000004,24.60248,24536.995640563917,24.536995640563916]
[872.48,0.87248000000000003,18750,18.75,2480,4960,4.96,24.58248,24458.102551421442,24.45810255142144]
[872.48,0.87248000000000003,18750,18.75,2340,4680,4.68,24.302479999999999,24043.568814627397,24.043568814627395]
[872.48,0.87248000000000003,18750,18.75,2320,4640,4.6399999999999997,24.26248,25059.394875970269,25.05939487597027]
[872.48,0.87248000000000003,18750,18.75,2210,4420,4.42,24.042479999999998,24612.039725525538,24.612039725525538]
[872.48,0.87248000000000003,18750,18.75,2600,5200,5.2,24.822479999999999,24195.112232464016,24.195112232464016]
[872.48,0.87248000000000003,18750,18.75,2510,5020,5.0199999999999996,24.642479999999999,21963.299813105194,21.963299813105195]
[872.48,0.87248000000000003,18750,18.75,2060,4120,4.12,23.74248,21251.264237852371,21.251264237852372]
[872.48,0.87248000000000003,18750,18.75,2550,5100,5.0999999999999996,24.722479999999997,21275.390615290988,21.275390615290988]
[872.48,0.87248000000000003,18750,18.75,1760,3520,3.52,23.142479999999999,21665.155403615052,21.665155403615053]
[872.48,0.87248000000000003,18750,18.75,1920,3840,3.84,23.462479999999999,21731.36201503934,21.731362015039341]
[872.48,0.87248000000000003,18750,18.75,1490,2980,2.98,22.60248,21613.406176590714,21.613406176590715]
[872.48,0.87248000000000003,18750,18.75,1540,3080,3.08,22.702480000000001,21848.946523403582,21.84894652340358]
[872.48,0.87248000000000003,18750,18.75,950,1900,1.9,21.522479999999998,22358.454545718385,22.358454545718384]
[872.48,0.87248000000000003,18750,18.75,1320,2640,2.64,22.26248,21376.442396633433,21.376442396633433]
[872.48,0.87248000000000003,18750,18.75,1030,2060,2.06,21.682479999999998,20838.639059552199,20.8386390595522]
[872.48,0.87248000000000003,18750,18.75,490,980,0.98,20.60248,21568.364902217207,21.568364902217208]
[872.48,0.87248000000000003,18750,18.75,650,1300,1.3,20.92248,21204.832640355806,21.204832640355807]
[872.48,0.87248000000000003,18750,18.75,460,920,0.92,20.542480000000001,21225.402634784718,21.225402634784718]
[872.48,0.87248000000000003,18750,18.75,510,1020,1.02,20.642479999999999,21283.136842310254,21.283136842310252]
[872.48,0.87248000000000003,18750,18.75,250,500,0.5,20.122479999999999,20691.006949515613,20.691006949515614]
[872.48,0.87248000000000003,18750,18.75,370,740,0.74,20.362479999999998,20916.610829752466,20.916610829752464]
[872.48,0.87248000000000003,18750,18.75,460,920,0.92,20.542480000000001,20841.895425848645,20.841895425848644]
[872.48,0.87248000000000003,18750,18.75,540,1080,1.08,20.702480000000001,20650.131896590286,20.650131896590288]
[872.48,0.87248000000000003,18750,18.75,630,1260,1.26,20.882480000000001,20790.095008017106,20.790095008017104]
[872.48,0.87248000000000003,18750,18.75,730,1460,1.46,21.08248,20712.582141718125,20.712582141718126]
[872.48,0.87248000000000003,18750,18.75,700,1400,1.4,21.022479999999998,20253.578031661233,20.253578031661231]
[872.48,0.87248000000000003,18750,18.75,220,440,0.44,20.062480000000001,20564.096230845367,20.564096230845369]
[872.48,0.87248000000000003,18750,18.75,800,1600,1.6,21.222480000000001,21166.767398013515,21.166767398013516]
[872.48,0.87248000000000003,18750,18.75,980,1960,1.96,21.58248,20559.573670956175,20.559573670956176]
[872.48,0.87248000000000003,18750,18.75,810,1620,1.62,21.24248,20699.319682108504,20.699319682108502]
[872.48,0.87248000000000003,18750,18.75,790,1580,1.58,21.202480000000001,21393.256292178085,21.393256292178084]
[872.48,0.87248000000000003,18750,18.75,860,1720,1.72,21.342479999999998,20039.846817164223,20.039846817164225]
[872.48,0.87248000000000003,18750,18.75,1800,3600,3.6,23.222480000000001,20410.272813008749,20.410272813008749]
[872.48,0.87248000000000003,18750,18.75,460,920,0.92,20.542480000000001,20811.262587405101,20.8112625874051]
[872.48,0.87248000000000003,18750,18.75,530,1060,1.06,20.682479999999998,21266.62172253188,21.26662172253188]
[872.48,0.87248000000000003,18750,18.75,690,1380,1.38,21.002479999999998,21369.219870170768,21.369219870170767]
[872.48,0.87248000000000003,18750,18.75,1810,3620,3.62,23.24248,20949.993696051453,20.949993696051454]
[872.48,0.87248000000000003,18750,18.75,1780,3560,3.56,23.182479999999998,20460.079374293244,20.460079374293244]
[872.48,0.87248000000000003,18750,18.75,1780,3560,3.56,23.182479999999998,20787.840021944823,20.787840021944824]
[872.48,0.87248000000000003,18750,18.75,1510,3020,3.02,22.642479999999999,20862.139260111337,20.862139260111338]
[872.48,0.87248000000000003,18750,18.75,1730,3460,3.46,23.08248,21208.29132698469,21.208291326984689]
[872.48,0.87248000000000003,18750,18.75,1580,3160,3.16,22.78248,21567.99854706294,21.567998547062938]
[872.48,0.87248000000000003,18750,18.75,1510,3020,3.02,22.642479999999999,21696.346739270521,21.69634673927052]
[872.48,0.87248000000000003,18750,18.75,2200,4400,4.4000000000000004,24.022480000000002,21911.943145970035,21.911943145970035]
[872.48,0.87248000000000003,18750,18.75,2150,4300,4.3,23.92248,23476.096523505097,23.476096523505099]
[872.48,0.87248000000000003,18750,18.75,2290,4580,4.58,24.202480000000001,21534.734612520675,21.534734612520676]
[872.48,0.87248000000000003,18750,18.75,2320,4640,4.6399999999999997,24.26248,20638.896654247994,20.638896654247993]
[872.48,0.87248000000000003,18750,18.75,2160,4320,4.32,23.94248,19920.131012142127,19.920131012142125]
[872.48,0.87248000000000003,18750,18.75,2760,5520,5.52,25.142479999999999,18532.978488490378,18.532978488490379]
[872.48,0.87248000000000003,18750,18.75,1910,3820,3.82,23.44248,19833.376627798014,19.833376627798014]
[872.48,0.87248000000000003,18750,18.75,1990,3980,3.98,23.60248,20616.738992699153,20.616738992699151]
[872.48,0.87248000000000003,18750,18.75,2170,4340,4.34,23.962479999999999,20224.930326949157,20.224930326949156]
[872.48,0.87248000000000003,18750,18.75,2240,4480,4.4800000000000004,24.10248,20251.346629152718,20.251346629152717]
[872.48,0.87248000000000003,18750,18.75,2400,4800,4.8,24.42248,20425.461488495457,20.425461488495458]
[872.48,0.87248000000000003,18750,18.75,2540,5080,5.08,24.702480000000001,20915.375659834306,20.915375659834307]
[872.48,0.87248000000000003,18750,18.75,2140,4280,4.28,23.902480000000001,21080.763051210797,21.080763051210798]
[872.48,0.87248000000000003,18750,18.75,1870,3740,3.74,23.362479999999998,21365.980854847738,21.365980854847738]
[872.48,0.87248000000000003,18750,18.75,2150,4300,4.3,23.92248,21163.683257341025,21.163683257341024]
[872.48,0.87248000000000003,18750,18.75,1690,3380,3.38,23.002479999999998,21111.344838124325,21.111344838124324]
[872.48,0.87248000000000003,18750,18.75,2960,5920,5.92,25.542479999999998,20723.848290742168,20.723848290742168]
[872.48,0.87248000000000003,18750,18.75,1960,3920,3.92,23.542479999999998,20423.673981531603,20.423673981531604]
[872.48,0.87248000000000003,18750,18.75,2100,4200,4.2,23.822479999999999,20007.563989862851,20.007563989862852]
[872.48,{"$f":"A1347/1000","v":0.87248000000000003},18750,{"$f":"C1347/1000","v":18.75},2470,{"$f":"E1347*2","v":4940},{"$f":"F1347/1000","v":4.9400000000000004},{"$f":"B1347+D1347+G1347","v":24.562480000000001},20542.747260091033,{"$f":"I1347/1000","v":20.542747260091033}]
[872.48,0.87248000000000003,18750,18.75,2210,4420,4.42,24.042479999999998,20503.394527498145,20.503394527498145]
[872.48,0.87248000000000003,18750,18.75,1990,3980,3.98,23.60248,20686.273137537268,20.686273137537267]
[872.48,0.87248000000000003,18750,18.75,1960,3920,3.92,23.542479999999998,20848.301686294435,20.848301686294434]
[872.48,0.87248000000000003,18750,18.75,1950,3900,3.9,23.522479999999998,20531.563531678999,20.531563531678998]
[872.48,0.87248000000000003,18750,18.75,1930,3860,3.86,23.482479999999999,21036.915388256497,21.036915388256496]
[872.48,0.87248000000000003,18750,18.75,2280,4560,4.5599999999999996,24.182479999999998,21687.966928687485,21.687966928687484]
[872.48,0.87248000000000003,18750,18.75,2220,4440,4.4400000000000004,24.062480000000001,21581.646221159412,21.58164622115941]
[872.48,0.87248000000000003,18750,18.75,2600,5200,5.2,24.822479999999999,21830.346473263799,21.830346473263798]
[872.48,0.87248000000000003,18750,18.75,2510,5020,5.0199999999999996,24.642479999999999,21522.054618091759,21.522054618091758]
[872.48,0.87248000000000003,18750,18.75,2440,4880,4.88,24.502479999999998,21582.117478819655,21.582117478819654]
[872.48,0.87248000000000003,18750,18.75,1790,3580,3.58,23.202480000000001,21403.155179366106,21.403155179366106]
[872.48,0.87248000000000003,18750,18.75,1590,3180,3.18,22.802479999999999,21443.519097195109,21.443519097195107]
[872.48,0.87248000000000003,18750,18.75,1590,3180,3.18,22.802479999999999,21716.214496933302,21.716214496933301]
[872.48,0.87248000000000003,18750,18.75,2070,4140,4.1399999999999997,23.76248,21623.901586065625,21.623901586065625]
[872.48,0.87248000000000003,18750,18.75,1510,3020,3.02,22.642479999999999,21714.198442617741,21.714198442617739]
[872.48,0.87248000000000003,18750,18.75,1100,2200,2.2000000000000002,21.822479999999999,21840.850452374754,21.840850452374756]
[872.48,0.87248000000000003,18750,18.75,1040,2080,2.08,21.702480000000001,21638.334101386114,21.638334101386114]
[872.48,0.87248000000000003,18750,18.75,880,1760,1.76,21.382480000000001,21502.727005277244,21.502727005277244]
[872.48,0.87248000000000003,18750,18.75,840,1680,1.68,21.302479999999999,21238.285250384775,21.238285250384774]
[872.48,0.87248000000000003,18750,18.75,1050,2100,2.1,21.722480000000001,21742.614541502004,21.742614541502004]
[872.48,0.87248000000000003,18750,18.75,1130,2260,2.2599999999999998,21.882480000000001,21088.94439800844,21.08894439800844]
[872.48,0.87248000000000003,18750,18.75,1500,3000,3,22.622479999999999,20226.09023500084,20.226090235000839]
[872.48,0.87248000000000003,18750,18.75,1160,2320,2.3199999999999998,21.94248,19718.894689008917,19.718894689008916]
[872.48,0.87248000000000003,18750,18.75,1770,3540,3.54,23.162479999999999,19719.537248898101,19.719537248898099]
[872.48,0.87248000000000003,18750,18.75,1460,2920,2.92,22.542479999999998,19720.779836642727,19.720779836642727]
[872.48,0.87248000000000003,18750,18.75,1910,3820,3.82,23.44248,19660.393191791922,19.660393191791922]
[872.48,0.87248000000000003,18750,18.75,1220,2440,2.44,22.062480000000001,19560.056407663935,19.560056407663936]
[872.48,0.87248000000000003,18750,18.75,570,1140,1.1399999999999999,20.76248,19625.949268391832,19.625949268391832]
[872.48,0.87248000000000003,18750,18.75,1110,2220,2.2200000000000002,21.842479999999998,19749.607505168115,19.749607505168115]
[872.48,0.87248000000000003,18750,18.75,1720,3440,3.44,23.062480000000001,20758.321140327891,20.75832114032789]
[872.48,0.87248000000000003,18750,18.75,1750,3500,3.5,23.122479999999999,20653.128084611941,20.653128084611939]
[872.48,0.87248000000000003,18750,18.75,1760,3520,3.52,23.142479999999999,20730.383410520542,20.730383410520542]
[872.48,0.87248000000000003,18750,18.75,1330,2660,2.66,22.28248,20612.776475973202,20.612776475973202]
[872.48,0.87248000000000003,18750,18.75,1280,2560,2.56,22.182479999999998,20618.266576252772,20.618266576252772]
[872.48,0.87248000000000003,18750,18.75,1060,2120,2.12,21.74248,21217.172829874282,21.217172829874283]
[872.48,0.87248000000000003,18750,18.75,1740,3480,3.48,23.10248,23147.218162759436,23.147218162759437]
[872.48,0.87248000000000003,18750,18.75,1490,2980,2.98,22.60248,22639.261548524235,22.639261548524235]
[872.48,0.87248000000000003,18750,18.75,1500,3000,3,22.622479999999999,20822.729092978723,20.822729092978722]
[872.48,0.87248000000000003,18750,18.75,1270,2540,2.54,22.162479999999999,20515.237315801907,20.515237315801908]
[872.48,0.87248000000000003,18750,18.75,390,780,0.78,20.402480000000001,20183.468888203199,20.183468888203198]
[872.48,0.87248000000000003,18750,18.75,220,440,0.44,20.062480000000001,20071.515782347469,20.071515782347468]
[872.48,0.87248000000000003,18750,18.75,100,200,0.2,19.822479999999999,20249.952945309378,20.249952945309378]
[872.48,0.87248000000000003,18750,18.75,60,120,0.12,19.74248,20011.644023289373,20.011644023289374]
[872.48,0.87248000000000003,18750,18.75,160,320,0.32,19.94248,19776.948773970533,19.776948773970531]
[872.48,0.87248000000000003,18750,18.75,40,80,0.08,19.702479999999998,19648.277955020716,19.648277955020717]
[872.48,0.87248000000000003,18750,18.75,10,20,0.02,19.642479999999999,19553.231243316863,19.553231243316862]
[872.48,0.87248000000000003,18750,18.75,60,120,0.12,19.74248,19619.117899309844,19.619117899309845]
[872.48,0.87248000000000003,18750,18.75,40,80,0.08,19.702479999999998,20308.993301858958,20.308993301858958]
[872.48,0.87248000000000003,18750,18.75,80,160,0.16,19.78248,20193.520045583879,20.193520045583877]
[872.48,0.87248000000000003,18750,18.75,30,60,0.06,19.682479999999998,20200.942711323718,20.200942711323719]
[872.48,0.87248000000000003,18750,18.75,0,0,0,19.622479999999999,20909.735877106708,20.909735877106709]
[872.48,0.87248000000000003,18750,18.75,0,0,0,19.622479999999999,21152.818510825491,21.15281851082549]
[872.48,0.87248000000000003,18750,18.75,0,0,0,19.622479999999999,20547.587499647783,20.547587499647783]
[872.48,0.87248000000000003,18750,18.75,0,0,0,19.622479999999999,21972.882406420904,21.972882406420904]
[872.48,0.87248000000000003,18750,18.75,60,120,0.12,19.74248,22364.079737920896,22.364079737920896]
[872.48,0.87248000000000003,18750,18.75,120,240,0.24,19.862479999999998,22789.709852153559,22.78970985215356]
[872.48,0.87248000000000003,18750,18.75,190,380,0.38,20.002479999999998,21324.514544262165,21.324514544262165]
[872.48,0.87248000000000003,18750,18.75,440,880,0.88,20.502479999999998,21355.022307496038,21.355022307496039]
[872.48,0.87248000000000003,18750,18.75,730,1460,1.46,21.08248,20898.207101340427,20.898207101340429]
[872.48,0.87248000000000003,18750,18.75,860,1720,1.72,21.342479999999998,21758.059744846687,21.758059744846687]
[872.48,0.87248000000000003,18750,18.75,780,1560,1.56,21.182479999999998,22180.127354901037,22.180127354901035]
[872.48,0.87248000000000003,18750,18.75,810,1620,1.62,21.24248,22373.513644607723,22.373513644607723]
[872.48,0.87248000000000003,18750,18.75,880,1760,1.76,21.382480000000001,22231.477795016923,22.231477795016922]
[872.48,{"$f":"A1411/1000","v":0.87248000000000003},18750,{"$f":"C1411/1000","v":18.75},720,{"$f":"E1411*2","v":1440},{"$f":"F1411/1000","v":1.44},{"$f":"B1411+D1411+G1411","v":21.062480000000001},22542.584602834719,{"$f":"I1411/1000","v":22.542584602834719}]
[872.48,0.87248000000000003,18750,18.75,340,680,0.68,20.302479999999999,22756.547269980023,22.756547269980022]
[872.48,0.87248000000000003,18750,18.75,530,1060,1.06,20.682479999999998,22736.333235158196,22.736333235158195]
[872.48,0.87248000000000003,18750,18.75,850,1700,1.7,21.322479999999999,22604.787508131314,22.604787508131313]
[872.48,0.87248000000000003,18750,18.75,940,1880,1.88,21.502479999999998,22090.184243474218,22.090184243474219]
[872.48,0.87248000000000003,18750,18.75,850,1700,1.7,21.322479999999999,21520.575792185697,21.520575792185696]
[872.48,0.87248000000000003,18750,18.75,550,1100,1.1000000000000001,20.722480000000001,22517.485782499742,22.51748578249974]
[872.48,0.87248000000000003,18750,18.75,130,260,0.26,19.882480000000001,22889.704204527363,22.889704204527362]
[872.48,0.87248000000000003,18750,18.75,280,560,0.56000000000000005,20.182479999999998,22041.045194724666,22.041045194724667]
[872.48,0.87248000000000003,18750,18.75,360,720,0.72,20.342479999999998,22092.509357681502,22.0925093576815]
[872.48,0.87248000000000003,18750,18.75,260,520,0.52,20.142479999999999,22498.748091690009,22.498748091690011]
[872.48,0.87248000000000003,18750,18.75,440,880,0.88,20.502479999999998,22467.874040154915,22.467874040154914]
[872.48,0.87248000000000003,18750,18.75,380,760,0.76,20.382480000000001,22526.142009519011,22.526142009519013]
[872.48,0.87248000000000003,18750,18.75,230,460,0.46,20.08248,22489.671786675524,22.489671786675526]
[872.48,0.87248000000000003,18750,18.75,250,500,0.5,20.122479999999999,22366.052225385953,22.366052225385953]
[872.48,0.87248000000000003,18750,18.75,200,400,0.4,20.022479999999998,22287.75684376647,22.28775684376647]
[872.48,0.87248000000000003,18750,18.75,190,380,0.38,20.002479999999998,21994.729996951068,21.994729996951069]
[872.48,0.87248000000000003,18750,18.75,100,200,0.2,19.822479999999999,22972.037260243313,22.972037260243312]
[872.48,0.87248000000000003,18750,18.75,190,380,0.38,20.002479999999998,22358.08717803171,22.35808717803171]
[872.48,0.87248000000000003,18750,18.75,330,660,0.66,20.28248,22635.886406461508,22.635886406461509]
[872.48,0.87248000000000003,18750,18.75,310,620,0.62,20.24248,22777.489802013777,22.777489802013775]
[872.48,0.87248000000000003,18750,18.75,240,480,0.48,20.10248,22771.855923182386,22.771855923182386]
[872.48,0.87248000000000003,18750,18.75,230,460,0.46,20.08248,22825.633825693432,22.825633825693433]
[872.48,0.87248000000000003,18750,18.75,930,1860,1.86,21.482479999999999,20697.850707290068,20.697850707290069]
[872.48,0.87248000000000003,18750,18.75,580,1160,1.1599999999999999,20.78248,21665.332066635339,21.66533206663534]
[872.48,0.87248000000000003,18750,18.75,640,1280,1.28,20.902480000000001,22626.100179442241,22.62610017944224]
[872.48,0.87248000000000003,18750,18.75,840,1680,1.68,21.302479999999999,22122.635824257519,22.122635824257518]
[872.48,0.87248000000000003,18750,18.75,1090,2180,2.1800000000000002,21.802479999999999,21762.810969080405,21.762810969080405]
[872.48,0.87248000000000003,18750,18.75,1680,3360,3.36,22.982479999999999,20387.715261476194,20.387715261476195]
[872.48,0.87248000000000003,18750,18.75,1600,3200,3.2,22.822479999999999,20277.120574837161,20.277120574837163]
[872.48,0.87248000000000003,18750,18.75,1740,3480,3.48,23.10248,21095.13324619885,21.095133246198849]
[872.48,0.87248000000000003,18750,18.75,1270,2540,2.54,22.162479999999999,21683.411781053677,21.683411781053678]
[872.48,0.87248000000000003,18750,18.75,1150,2300,2.2999999999999998,21.92248,21899.97186045436,21.899971860454361]
[872.48,0.87248000000000003,18750,18.75,2180,4360,4.3600000000000003,23.982479999999999,21635.342687735425,21.635342687735424]
[872.48,0.87248000000000003,18750,18.75,2250,4500,4.5,24.122479999999999,21630.228942610127,21.630228942610128]
[872.48,0.87248000000000003,18750,18.75,1700,3400,3.4,23.022479999999998,21993.311176616095,21.993311176616096]
[872.48,0.87248000000000003,18750,18.75,1750,3500,3.5,23.122479999999999,21694.028186347732,21.694028186347733]
[872.48,0.87248000000000003,18750,18.75,810,1620,1.62,21.24248,21977.307392493181,21.977307392493181]
[872.48,0.87248000000000003,18750,18.75,650,1300,1.3,20.92248,22600.188849357866,22.600188849357867]
[872.48,0.87248000000000003,18750,18.75,690,1380,1.38,21.002479999999998,22931.865701744355,22.931865701744353]
[872.48,0.87248000000000003,18750,18.75,360,720,0.72,20.342479999999998,22786.136134883698,22.786136134883698]
[872.48,0.87248000000000003,18750,18.75,370,740,0.74,20.362479999999998,22320.848240703901,22.320848240703899]
[872.48,0.87248000000000003,18750,18.75,170,340,0.34,19.962479999999999,22107.075651553816,22.107075651553817]
[872.48,0.87248000000000003,18750,18.75,380,760,0.76,20.382480000000001,22748.897024852187,22.748897024852187]
[872.48,0.87248000000000003,18750,18.75,410,820,0.82,20.44248,23034.865095901314,23.034865095901313]
[872.48,0.87248000000000003,18750,18.75,110,220,0.22,19.842479999999998,23413.109962220602,23.413109962220602]
[872.48,0.87248000000000003,18750,18.75,40,80,0.08,19.702479999999998,22913.693125141908,22.913693125141908]
[872.48,0.87248000000000003,18750,18.75,530,1060,1.06,20.682479999999998,23040.658930164012,23.040658930164014]
[872.48,0.87248000000000003,18750,18.75,410,820,0.82,20.44248,23101.448040195522,23.101448040195521]
[872.48,0.87248000000000003,18750,18.75,320,640,0.64,20.26248,23469.620263059311,23.469620263059312]
[872.48,0.87248000000000003,18750,18.75,190,380,0.38,20.002479999999998,23449.437586177293,23.449437586177293]
[872.48,0.87248000000000003,18750,18.75,290,580,0.57999999999999996,20.202479999999998,23773.520888426541,23.773520888426543]
[872.48,0.87248000000000003,18750,18.75,150,300,0.3,19.92248,23193.143572234352,23.193143572234352]
[872.48,0.87248000000000003,18750,18.75,270,540,0.54,20.162479999999999,23319.148052743156,23.319148052743156]
[872.48,0.87248000000000003,18750,18.75,220,440,0.44,20.062480000000001,23363.682176702387,23.363682176702387]
[872.48,0.87248000000000003,18750,18.75,170,340,0.34,19.962479999999999,22467.225342383856,22.467225342383855]
[872.48,0.87248000000000003,18750,18.75,40,80,0.08,19.702479999999998,22878.255400905655,22.878255400905655]
[872.48,0.87248000000000003,18750,18.75,0,0,0,19.622479999999999,23493.182923228065,23.493182923228066]
[872.48,0.87248000000000003,18750,18.75,0,0,0,19.622479999999999,23529.422945512415,23.529422945512415]
[872.48,0.87248000000000003,18750,18.75,0,0,0,19.622479999999999,23537.035616823348,23.537035616823349]
[872.48,0.87248000000000003,18750,18.75,0,0,0,19.622479999999999,23079.76284799301,23.07976284799301]
[872.48,0.87248000000000003,18750,18.75,0,0,0,19.622479999999999,22903.436753274374,22.903436753274374]
[872.48,0.87248000000000003,18750,18.75,0,0,0,19.622479999999999,22385.459866055899,22.3854598660559]
[872.48,0.87248000000000003,18750,18.75,0,0,0,19.622479999999999,22226.391434291563,22.226391434291564]
[872.48,{"$f":"A1475/1000","v":0.87248000000000003},18750,{"$f":"C1475/1000","v":18.75},0,{"$f":"E1475*2","v":0},{"$f":"F1475/1000","v":0},{"$f":"B1475+D1475+G1475","v":19.622479999999999},22636.666311753022,{"$f":"I1475/1000","v":22.636666311753022}]
[872.48,0.87248000000000003,18750,18.75,0,0,0,19.622479999999999,22193.768779693895,22.193768779693894]
[872.48,0.87248000000000003,18750,18.75,0,0,0,19.622479999999999,21793.590034543216,21.793590034543218]
[872.48,0.87248000000000003,18750,18.75,10,20,0.02,19.642479999999999,21854.234158502448,21.854234158502447]
[872.48,0.87248000000000003,18750,18.75,0,0,0,19.622479999999999,22384.646093075164,22.384646093075165]
[872.48,0.87248000000000003,18750,18.75,60,120,0.12,19.74248,22127.732067990044,22.127732067990046]
[872.48,0.87248000000000003,18750,18.75,30,60,0.06,19.682479999999998,21966.568527589512,21.966568527589512]
[872.48,0.87248000000000003,18750,18.75,110,220,0.22,19.842479999999998,22215.341434291564,22.215341434291563]
[872.48,0.87248000000000003,18750,18.75,210,420,0.42,20.042480000000001,22167.558618132367,22.167558618132368]
[872.48,0.87248000000000003,18750,18.75,140,280,0.28000000000000003,19.902480000000001,22190.552530390283,22.190552530390285]
[872.48,0.87248000000000003,18750,18.75,120,240,0.24,19.862479999999998,21768.233517827419,21.768233517827419]
[872.48,0.87248000000000003,18750,18.75,30,60,0.06,19.682479999999998,21440.485218363716,21.440485218363715]
[872.48,0.87248000000000003,18750,18.75,650,1300,1.3,20.92248,21981.519846531712,21.981519846531711]
[872.48,0.87248000000000003,18750,18.75,400,800,0.8,20.42248,22205.982374399839,22.205982374399838]
[872.48,0.87248000000000003,18750,18.75,0,0,0,19.622479999999999,22194.302435681799,22.194302435681799]
[872.48,0.87248000000000003,18750,18.75,30,60,0.06,19.682479999999998,22095.798033168216,22.095798033168215]
[872.48,0.87248000000000003,18750,18.75,100,200,0.2,19.822479999999999,21424.892691901052,21.424892691901054]
[872.48,0.87248000000000003,18750,18.75,200,400,0.4,20.022479999999998,21152.917364586992,21.152917364586994]
[872.48,0.87248000000000003,18750,18.75,610,1220,1.22,20.842479999999998,21467.168006667478,21.467168006667478]
[872.48,0.87248000000000003,18750,18.75,580,1160,1.1599999999999999,20.78248,21917.400786639988,21.917400786639988]
[872.48,0.87248000000000003,18750,18.75,1350,2700,2.7,22.322479999999999,22293.319292233919,22.293319292233917]
[872.48,0.87248000000000003,18750,18.75,1410,2820,2.82,22.44248,21874.154297779627,21.874154297779626]
[872.48,0.87248000000000003,18750,18.75,1680,3360,3.36,22.982479999999999,21672.820478824731,21.672820478824733]
[872.48,0.87248000000000003,18750,18.75,2520,5040,5.04,24.662479999999999,21829.513996940917,21.829513996940918]
[872.48,0.87248000000000003,18750,18.75,1670,3340,3.34,22.962479999999999,21450.227934243343,21.450227934243344]
[872.48,0.87248000000000003,18750,18.75,2630,5260,5.26,24.882480000000001,21386.90632560461,21.38690632560461]
[872.48,0.87248000000000003,18750,18.75,2360,4720,4.72,24.342479999999998,21310.108306100723,21.310108306100723]
[872.48,0.87248000000000003,18750,18.75,2060,4120,4.12,23.74248,21872.201609755433,21.872201609755432]
[872.48,0.87248000000000003,18750,18.75,2270,4540,4.54,24.162479999999999,22098.544338182695,22.098544338182695]
[872.48,0.87248000000000003,18750,18.75,2180,4360,4.3600000000000003,23.982479999999999,21771.651063788886,21.771651063788887]
[872.48,0.87248000000000003,18750,18.75,1960,3920,3.92,23.542479999999998,21541.662197479756,21.541662197479756]
[872.48,0.87248000000000003,18750,18.75,1300,2600,2.6,22.222480000000001,22091.125684980339,22.091125684980341]
[872.48,0.87248000000000003,18750,18.75,1160,2320,2.3199999999999998,21.94248,21859.720452374757,21.859720452374756]
[872.48,0.87248000000000003,18750,18.75,670,1340,1.34,20.962479999999999,22539.584613976895,22.539584613976896]
[872.48,0.87248000000000003,18750,18.75,410,820,0.82,20.44248,22657.656478885638,22.657656478885638]
[872.48,0.87248000000000003,18750,18.75,750,1500,1.5,21.122479999999999,22756.379529030502,22.756379529030504]
[872.48,0.87248000000000003,18750,18.75,340,680,0.68,20.302479999999999,23314.278008174457,23.314278008174458]
[872.48,0.87248000000000003,18750,18.75,780,1560,1.56,21.182479999999998,23365.162065280645,23.365162065280646]
[872.48,0.87248000000000003,18750,18.75,1030,2060,2.06,21.682479999999998,23324.768214304688,23.324768214304687]
[872.48,0.87248000000000003,18750,18.75,930,1860,1.86,21.482479999999999,23513.119166960591,23.513119166960589]
[872.48,0.87248000000000003,18750,18.75,580,1160,1.1599999999999999,20.78248,23363.514524890255,23.363514524890256]
[872.48,0.87248000000000003,18750,18.75,480,960,0.96,20.58248,22701.886774153259,22.701886774153259]
[872.48,0.87248000000000003,18750,18.75,890,1780,1.78,21.402480000000001,21619.192676593255,21.619192676593254]
[872.48,0.87248000000000003,18750,18.75,970,1940,1.94,21.562480000000001,21815.300034543216,21.815300034543217]
[872.48,0.87248000000000003,18750,18.75,440,880,0.88,20.502479999999998,22969.990966370999,22.969990966371]
[872.48,0.87248000000000003,18750,18.75,550,1100,1.1000000000000001,20.722480000000001,22521.380801998548,22.521380801998546]
[872.48,0.87248000000000003,18750,18.75,770,1540,1.54,21.162479999999999,22531.020768572027,22.531020768572027]
[872.48,0.87248000000000003,18750,18.75,740,1480,1.48,21.10248,22589.438620943292,22.589438620943291]
[872.48,0.87248000000000003,18750,18.75,780,1560,1.56,21.182479999999998,22632.673957994069,22.632673957994069]
[872.48,0.87248000000000003,18750,18.75,890,1780,1.78,21.402480000000001,22729.440664126832,22.729440664126834]
[872.48,0.87248000000000003,18750,18.75,1650,3300,3.3,22.92248,22397.819971906556,22.397819971906557]
[872.48,0.87248000000000003,18750,18.75,1670,3340,3.34,22.962479999999999,22309.595725383409,22.30959572538341]
[872.48,0.87248000000000003,18750,18.75,2030,4060,4.0599999999999996,23.682479999999998,22109.575657124904,22.109575657124903]
[872.48,0.87248000000000003,18750,18.75,1810,3620,3.62,23.24248,21851.041604184349,21.851041604184349]
[872.48,0.87248000000000003,18750,18.75,1390,2780,2.78,22.402480000000001,20389.321232326965,20.389321232326964]
[872.48,0.87248000000000003,18750,18.75,1530,3060,3.06,22.682479999999998,20434.304058172118,20.434304058172117]
[872.48,0.87248000000000003,18750,18.75,1220,2440,2.44,22.062480000000001,19982.364769865817,19.982364769865818]
[872.48,0.87248000000000003,18750,18.75,1710,3420,3.42,23.042479999999998,21400.832608334742,21.400832608334742]
[872.48,0.87248000000000003,18750,18.75,1330,2660,2.66,22.28248,22349.285914800374,22.349285914800372]
[872.48,0.87248000000000003,18750,18.75,2160,4320,4.32,23.94248,22228.880187773495,22.228880187773495]
[872.48,0.87248000000000003,18750,18.75,2350,4700,4.7,24.322479999999999,21809.319989974523,21.809319989974522]
[872.48,0.87248000000000003,18750,18.75,1920,3840,3.84,23.462479999999999,22106.316797792315,22.106316797792314]
[872.48,0.87248000000000003,18750,18.75,2150,4300,4.3,23.92248,22186.691172450468,22.18669117245047]
[872.48,0.87248000000000003,18750,18.75,1900,3800,3.8,23.42248,22460.76654433323,22.460766544333229]
[872.48,{"$f":"A1539/1000","v":0.87248000000000003},18750,{"$f":"C1539/1000","v":18.75},1790,{"$f":"E1539*2","v":3580},{"$f":"F1539/1000","v":3.58},{"$f":"B1539+D1539+G1539","v":23.202480000000001},22261.752797802466,{"$f":"I1539/1000","v":22.261752797802465}]
[872.48,0.87248000000000003,18750,18.75,2180,4360,4.3600000000000003,23.982479999999999,22590.994847962556,22.590994847962556]
[872.48,0.87248000000000003,18750,18.75,1310,2620,2.62,22.24248,22003.50999695107,22.00350999695107]
[872.48,0.87248000000000003,18750,18.75,1830,3660,3.66,23.28248,22129.702006708088,22.12970200670809]
[872.48,0.87248000000000003,18750,18.75,1940,3880,3.88,23.502479999999998,21465.234127836087,21.465234127836087]
[872.48,0.87248000000000003,18750,18.75,1860,3720,3.72,23.342479999999998,20561.831150064601,20.561831150064602]
[872.48,0.87248000000000003,18750,18.75,1650,3300,3.3,22.92248,21278.296831168078,21.278296831168078]
[872.48,0.87248000000000003,18750,18.75,1290,2580,2.58,22.202480000000001,23085.694116795432,23.08569411679543]
[872.48,0.87248000000000003,18750,18.75,850,1700,1.7,21.322479999999999,23780.865980349474,23.780865980349475]
[872.48,0.87248000000000003,18750,18.75,670,1340,1.34,20.962479999999999,22153.412173840701,22.153412173840699]
[872.48,0.87248000000000003,18750,18.75,110,220,0.22,19.842479999999998,18396.15004292523,18.396150042925232]
[872.48,0.87248000000000003,18750,18.75,0,0,0,19.622479999999999,18967.338381335783,18.967338381335782]
[872.48,0.87248000000000003,18750,18.75,0,0,0,19.622479999999999,20120.132477439573,20.120132477439572]
[872.48,0.87248000000000003,18750,18.75,0,0,0,19.622479999999999,21571.213694696748,21.571213694696748]
[872.48,0.87248000000000003,18750,18.75,60,120,0.12,19.74248,21321.157104151353,21.321157104151354]
[872.48,0.87248000000000003,18750,18.75,70,140,0.14000000000000001,19.76248,21824.411476049339,21.824411476049338]
[872.48,0.87248000000000003,18750,18.75,20,40,0.04,19.662479999999999,21413.807716970943,21.413807716970943]
[872.48,0.87248000000000003,18750,18.75,290,580,0.57999999999999996,20.202479999999998,20117.767324133161,20.117767324133162]
[872.48,0.87248000000000003,18750,18.75,1270,2540,2.54,22.162479999999999,20311.073390996356,20.311073390996356]
[872.48,0.87248000000000003,18750,18.75,850,1700,1.7,21.322479999999999,21599.981296369089,21.599981296369091]
[872.48,0.87248000000000003,18750,18.75,790,1580,1.58,21.202480000000001,21950.68093705934,21.950680937059339]
[872.48,0.87248000000000003,18750,18.75,570,1140,1.1399999999999999,20.76248,21623.592654308901,21.623592654308901]
[872.48,0.87248000000000003,18750,18.75,720,1440,1.44,21.062480000000001,21576.274868790682,21.576274868790684]
[872.48,0.87248000000000003,18750,18.75,750,1500,1.5,21.122479999999999,22087.78930754172,22.087789307541719]
[872.48,0.87248000000000003,18750,18.75,1050,2100,2.1,21.722480000000001,21903.639395273654,21.903639395273654]
[872.48,0.87248000000000003,18750,18.75,1080,2160,2.16,21.78248,22389.241179427016,22.389241179427014]
[872.48,0.87248000000000003,18750,18.75,1930,3860,3.86,23.482479999999999,22254.467828443449,22.254467828443449]
[872.48,0.87248000000000003,18750,18.75,1090,2180,2.1800000000000002,21.802479999999999,22488.611703109214,22.488611703109214]
[872.48,0.87248000000000003,18750,18.75,310,620,0.62,20.24248,22835.581343799466,22.835581343799465]
[872.48,0.87248000000000003,18750,18.75,900,1800,1.8,21.42248,22706.888037384593,22.706888037384594]
[872.48,0.87248000000000003,18750,18.75,1970,3940,3.94,23.562480000000001,21754.904664065922,21.754904664065922]
[872.48,0.87248000000000003,18750,18.75,2180,4360,4.3600000000000003,23.982479999999999,21689.06326155741,21.689063261557411]
[872.48,0.87248000000000003,18750,18.75,2400,4800,4.8,24.42248,22028.43399834638,22.028433998346379]
[872.48,0.87248000000000003,18750,18.75,2510,5020,5.0199999999999996,24.642479999999999,23054.127828494209,23.054127828494209]
[872.48,0.87248000000000003,18750,18.75,2450,4900,4.9000000000000004,24.522480000000002,23259.930205942976,23.259930205942975]
[872.48,0.87248000000000003,18750,18.75,2600,5200,5.2,24.822479999999999,23407.687480326633,23.407687480326633]
[872.48,0.87248000000000003,18750,18.75,2290,4580,4.58,24.202480000000001,23472.067820162956,23.472067820162955]
[872.48,0.87248000000000003,18750,18.75,2510,5020,5.0199999999999996,24.642479999999999,23578.386062510326,23.578386062510326]
[872.48,0.87248000000000003,18750,18.75,2350,4700,4.7,24.322479999999999,23304.538058314243,23.304538058314243]
[872.48,0.87248000000000003,18750,18.75,860,1720,1.72,21.342479999999998,23205.180166945371,23.205180166945372]
[872.48,0.87248000000000003,18750,18.75,1150,2300,2.2999999999999998,21.92248,23399.961114030193,23.399961114030194]
[872.48,0.87248000000000003,18750,18.75,1210,2420,2.42,22.042479999999998,23915.969409328267,23.915969409328266]
[872.48,0.87248000000000003,18750,18.75,1080,2160,2.16,21.78248,24168.953322991641,24.168953322991641]
[872.48,0.87248000000000003,18750,18.75,640,1280,1.28,20.902480000000001,23405.176055533775,23.405176055533776]
[872.48,0.87248000000000003,18750,18.75,550,1100,1.1000000000000001,20.722480000000001,22762.355889755858,22.76235588975586]
[872.48,0.87248000000000003,18750,18.75,380,760,0.76,20.382480000000001,23276.457802044231,23.276457802044231]
[872.48,0.87248000000000003,18750,18.75,250,500,0.5,20.122479999999999,22971.473509546926,22.971473509546925]
[872.48,0.87248000000000003,18750,18.75,530,1060,1.06,20.682479999999998,22731.518226801563,22.731518226801562]
[872.48,0.87248000000000003,18750,18.75,700,1400,1.4,21.022479999999998,22808.833797838,22.808833797838002]
[872.48,0.87248000000000003,18750,18.75,250,500,0.5,20.122479999999999,22693.980608415961,22.693980608415959]
[872.48,0.87248000000000003,18750,18.75,430,860,0.86,20.482479999999999,22437.481424554855,22.437481424554854]
[872.48,0.87248000000000003,18750,18.75,660,1320,1.32,20.94248,22357.466031793203,22.357466031793201]
[872.48,0.87248000000000003,18750,18.75,1480,2960,2.96,22.58248,22510.528164114141,22.510528164114142]
[872.48,0.87248000000000003,18750,18.75,430,860,0.86,20.482479999999999,22155.494828438372,22.155494828438371]
[872.48,0.87248000000000003,18750,18.75,550,1100,1.1000000000000001,20.722480000000001,22209.730048496316,22.209730048496315]
[872.48,0.87248000000000003,18750,18.75,2340,4680,4.68,24.302479999999999,24241.587597370224,24.241587597370224]
[872.48,0.87248000000000003,18750,18.75,2290,4580,4.58,24.202480000000001,24299.817976204155,24.299817976204153]
[872.48,0.87248000000000003,18750,18.75,2420,4840,4.84,24.462479999999999,23198.733717082614,23.198733717082614]
[872.48,0.87248000000000003,18750,18.75,2450,4900,4.9000000000000004,24.522480000000002,22072.865489992288,22.072865489992289]
[872.48,0.87248000000000003,18750,18.75,2380,4760,4.76,24.382480000000001,22039.985306146409,22.039985306146409]
[872.48,0.87248000000000003,18750,18.75,2360,4720,4.72,24.342479999999998,21855.38916685908,21.85538916685908]
[872.48,0.87248000000000003,18750,18.75,2490,4980,4.9800000000000004,24.60248,22331.673343769013,22.331673343769012]
[872.48,0.87248000000000003,18750,18.75,2570,5140,5.14,24.76248,21696.438058212727,21.696438058212728]
[872.48,0.87248000000000003,18750,18.75,2020,4040,4.04,23.662479999999999,22401.123666892068,22.401123666892069]
[872.48,{"$f":"A1603/1000","v":0.87248000000000003},18750,{"$f":"C1603/1000","v":18.75},1970,{"$f":"E1603*2","v":3940},{"$f":"F1603/1000","v":3.94},{"$f":"B1603+D1603+G1603","v":23.562480000000001},22182.568774122807,{"$f":"I1603/1000","v":22.182568774122807}]
[872.48,0.87248000000000003,18750,18.75,2180,4360,4.3600000000000003,23.982479999999999,22310.275708670146,22.310275708670147]
[872.48,0.87248000000000003,18750,18.75,2080,4160,4.16,23.78248,22674.245304791704,22.674245304791704]
[872.48,0.87248000000000003,18750,18.75,1590,3180,3.18,22.802479999999999,22795.808689201796,22.795808689201795]
[872.48,0.87248000000000003,18750,18.75,2360,4720,4.72,24.342479999999998,22882.550264414018,22.882550264414018]
[872.48,0.87248000000000003,18750,18.75,2230,4460,4.46,24.08248,22490.036661326059,22.490036661326059]
[872.48,0.87248000000000003,18750,18.75,1430,2860,2.86,22.482479999999999,21418.650165438386,21.418650165438386]
[872.48,0.87248000000000003,18750,18.75,1310,2620,2.62,22.24248,21438.019097195109,21.438019097195109]
[872.48,0.87248000000000003,18750,18.75,1500,3000,3,22.622479999999999,21605.063850687187,21.605063850687188]
[872.48,0.87248000000000003,18750,18.75,1950,3900,3.9,23.522479999999998,22120.41201785026,22.12041201785026]
[872.48,0.87248000000000003,18750,18.75,1980,3960,3.96,23.58248,22097.210598628484,22.097210598628486]
[872.48,0.87248000000000003,18750,18.75,1190,2380,2.38,22.002479999999998,22149.069636235865,22.149069636235865]
[872.48,0.87248000000000003,18750,18.75,1810,3620,3.62,23.24248,22156.507210052769,22.156507210052769]
[872.48,0.87248000000000003,18750,18.75,1490,2980,2.98,22.60248,22147.08968637565,22.147089686375651]
[872.48,0.87248000000000003,18750,18.75,970,1940,1.94,21.562480000000001,22079.240526204354,22.079240526204355]
[872.48,0.87248000000000003,18750,18.75,240,480,0.48,20.10248,22084.434388322483,22.084434388322482]
[872.48,0.87248000000000003,18750,18.75,110,220,0.22,19.842479999999998,21794.183824237214,21.794183824237216]
[872.48,0.87248000000000003,18750,18.75,190,380,0.38,20.002479999999998,20742.922314421823,20.742922314421822]
[872.48,0.87248000000000003,18750,18.75,260,520,0.52,20.142479999999999,21065.735460680633,21.065735460680632]
[872.48,0.87248000000000003,18750,18.75,360,720,0.72,20.342479999999998,20717.324668180787,20.717324668180787]
[872.48,0.87248000000000003,18750,18.75,140,280,0.28000000000000003,19.902480000000001,20716.290911913315,20.716290911913315]
[872.48,0.87248000000000003,18750,18.75,90,180,0.18,19.802479999999999,20689.039559544588,20.68903955954459]
[872.48,0.87248000000000003,18750,18.75,0,0,0,19.622479999999999,20950.729833933321,20.95072983393332]
[872.48,0.87248000000000003,18750,18.75,0,0,0,19.622479999999999,21190.246346483495,21.190246346483494]
[872.48,0.87248000000000003,18750,18.75,0,0,0,19.622479999999999,21514.638368788146,21.514638368788145]
[872.48,0.87248000000000003,18750,18.75,10,20,0.02,19.642479999999999,21614.776438431811,21.614776438431811]
[872.48,0.87248000000000003,18750,18.75,60,120,0.12,19.74248,21113.765772661514,21.113765772661516]
[872.48,0.87248000000000003,18750,18.75,10,20,0.02,19.642479999999999,21306.803191893439,21.30680319189344]
[872.48,0.87248000000000003,18750,18.75,10,20,0.02,19.642479999999999,21641.555370188533,21.641555370188534]
[872.48,0.87248000000000003,18750,18.75,0,0,0,19.622479999999999,21652.025308906574,21.652025308906573]
[872.48,0.87248000000000003,18750,18.75,0,0,0,19.622479999999999,21070.623106921666,21.070623106921666]
[872.48,0.87248000000000003,18750,18.75,0,0,0,19.622479999999999,21231.356552613721,21.231356552613722]
[872.48,0.87248000000000003,18750,18.75,0,0,0,19.622479999999999,20352.696179300121,20.352696179300121]
[872.48,0.87248000000000003,18750,18.75,0,0,0,19.622479999999999,21139.057203025463,21.139057203025462]
[872.48,0.87248000000000003,18750,18.75,0,0,0,19.622479999999999,21102.784453719312,21.102784453719313]
[872.48,0.87248000000000003,18750,18.75,0,0,0,19.622479999999999,21467.770466277096,21.467770466277095]
[872.48,0.87248000000000003,18750,18.75,0,0,0,19.622479999999999,21333.470888274263,21.333470888274263]
[872.48,0.87248000000000003,18750,18.75,30,60,0.06,19.682479999999998,21384.025090228712,21.384025090228711]
[872.48,0.87248000000000003,18750,18.75,140,280,0.28000000000000003,19.902480000000001,21614.040161272762,21.614040161272762]
[872.48,0.87248000000000003,18750,18.75,70,140,0.14000000000000001,19.76248,21805.71393008787,21.805713930087869]
[872.48,0.87248000000000003,18750,18.75,60,120,0.12,19.74248,21898.900664076071,21.89890066407607]
[872.48,0.87248000000000003,18750,18.75,50,100,0.1,19.722480000000001,24377.670764507915,24.377670764507915]
[872.48,0.87248000000000003,18750,18.75,110,220,0.22,19.842479999999998,22165.493336792464,22.165493336792466]
[872.48,0.87248000000000003,18750,18.75,40,80,0.08,19.702479999999998,23803.280944137412,23.803280944137413]
[872.48,0.87248000000000003,18750,18.75,40,80,0.08,19.702479999999998,23360.090746338436,23.360090746338436]
[872.48,0.87248000000000003,18750,18.75,20,40,0.04,19.662479999999999,21493.846877142238,21.493846877142239]
[872.48,0.87248000000000003,18750,18.75,0,0,0,19.622479999999999,21963.966079122067,21.963966079122066]
[872.48,0.87248000000000003,18750,18.75,0,0,0,19.622479999999999,21024.101648702283,21.024101648702281]
[872.48,0.87248000000000003,18750,18.75,0,0,0,19.622479999999999,21088.11825455548,21.088118254555479]
[872.48,0.87248000000000003,18750,18.75,0,0,0,19.622479999999999,21250.690425874025,21.250690425874026]
[872.48,0.87248000000000003,18750,18.75,0,0,0,19.622479999999999,20726.353421662716,20.726353421662715]
[872.48,0.87248000000000003,18750,18.75,0,0,0,19.622479999999999,20921.079577663309,20.92107957766331]
[872.48,0.87248000000000003,18750,18.75,0,0,0,19.622479999999999,20984.393645911667,20.984393645911666]
[872.48,0.87248000000000003,18750,18.75,0,0,0,19.622479999999999,20964.482338111637,20.964482338111637]
[872.48,0.87248000000000003,18750,18.75,0,0,0,19.622479999999999,21257.434271278893,21.257434271278893]
[872.48,0.87248000000000003,18750,18.75,0,0,0,19.622479999999999,21229.061455119696,21.229061455119695]
[872.48,0.87248000000000003,18750,18.75,0,0,0,19.622479999999999,21164.898527538757,21.164898527538757]
[872.48,0.87248000000000003,18750,18.75,0,0,0,19.622479999999999,21131.197175170026,21.131197175170026]
[872.48,0.87248000000000003,18750,18.75,0,0,0,19.622479999999999,20431.760509389573,20.431760509389573]
[872.48,0.87248000000000003,18750,18.75,0,0,0,19.622479999999999,20722.107122219317,20.722107122219317]
[872.48,0.87248000000000003,18750,18.75,0,0,0,19.622479999999999,20968.991158446614,20.968991158446613]
[872.48,0.87248000000000003,18750,18.75,0,0,0,19.622479999999999,21158.091137567724,21.158091137567723]
[872.48,0.87248000000000003,18750,18.75,0,0,0,19.622479999999999,21024.806534494997,21.024806534494996]
[872.48,0.87248000000000003,18750,18.75,0,0,0,19.622479999999999,20921.302187692283,20.921302187692284]
[872.48,{"$f":"A1667/1000","v":0.87248000000000003},18750,{"$f":"C1667/1000","v":18.75},0,{"$f":"E1667*2","v":0},{"$f":"F1667/1000","v":0},{"$f":"B1667+D1667+G1667","v":19.622479999999999},19825.732925785196,{"$f":"I1667/1000","v":19.825732925785196}]
[872.48,0.87248000000000003,18750,18.75,0,0,0,19.622479999999999,19599.177799030273,19.599177799030272]
[872.48,0.87248000000000003,18750,18.75,0,0,0,19.622479999999999,19850.068006565962,19.850068006565962]
[872.48,0.87248000000000003,18750,18.75,0,0,0,19.622479999999999,19984.248814373605,19.984248814373604]
[872.48,0.87248000000000003,18750,18.75,0,0,0,19.622479999999999,18645.285623596861,18.645285623596862]
[872.48,0.87248000000000003,18750,18.75,0,0,0,19.622479999999999,18520.438549772342,18.52043854977234]
[872.48,0.87248000000000003,18750,18.75,0,0,0,19.622479999999999,19263.239923019955,19.263239923019956]
[872.48,0.87248000000000003,18750,18.75,0,0,0,19.622479999999999,19285.697140236523,19.285697140236522]
[872.48,0.87248000000000003,18750,18.75,0,0,0,19.622479999999999,18983.277817098238,18.983277817098237]
[872.48,0.87248000000000003,18750,18.75,0,0,0,19.622479999999999,18865.983358873778,18.865983358873777]
[872.48,0.87248000000000003,18750,18.75,0,0,0,19.622479999999999,18818.131822659172,18.818131822659172]
[872.48,0.87248000000000003,18750,18.75,50,100,0.1,19.722480000000001,19869.449414645558,19.869449414645558]
[872.48,0.87248000000000003,18750,18.75,130,260,0.26,19.882480000000001,19739.59234082104,19.739592340821041]
[872.48,0.87248000000000003,18750,18.75,10,20,0.02,19.642479999999999,20405.533669550718,20.405533669550717]
[872.48,0.87248000000000003,18750,18.75,0,0,0,19.622479999999999,20227.350324138235,20.227350324138236]
[872.48,0.87248000000000003,18750,18.75,10,20,0.02,19.642479999999999,19967.753867298932,19.967753867298931]
[872.48,0.87248000000000003,18750,18.75,50,100,0.1,19.722480000000001,20266.788109656452,20.266788109656453]
[872.48,0.87248000000000003,18750,18.75,0,0,0,19.622479999999999,20785.432492696615,20.785432492696614]
[872.48,0.87248000000000003,18750,18.75,0,0,0,19.622479999999999,21090.550652883136,21.090550652883135]
[872.48,0.87248000000000003,18750,18.75,0,0,0,19.622479999999999,21218.428984367903,21.218428984367904]
[872.48,0.87248000000000003,18750,18.75,10,20,0.02,19.642479999999999,21413.52137295885,21.413521372958851]
[872.48,0.87248000000000003,18750,18.75,0,0,0,19.622479999999999,20989.020134772029,20.98902013477203]
[872.48,0.87248000000000003,18750,18.75,0,0,0,19.622479999999999,20870.312988523376,20.870312988523377]
[872.48,0.87248000000000003,18750,18.75,0,0,0,19.622479999999999,21045.000385470954,21.045000385470953]
[872.48,0.87248000000000003,18750,18.75,0,0,0,19.622479999999999,21046.625321403451,21.04662532140345]
[872.48,0.87248000000000003,18750,18.75,0,0,0,19.622479999999999,21284.708044259627,21.284708044259627]
[872.48,0.87248000000000003,18750,18.75,0,0,0,19.622479999999999,21084.846918900013,21.084846918900013]
[872.48,0.87248000000000003,18750,18.75,10,20,0.02,19.642479999999999,19178.255393827585,19.178255393827584]
[872.48,0.87248000000000003,18750,18.75,20,40,0.04,19.662479999999999,20681.268218318033,20.681268218318031]
[872.48,0.87248000000000003,18750,18.75,60,120,0.12,19.74248,20937.774781007993,20.937774781007992]
[872.48,0.87248000000000003,18750,18.75,50,100,0.1,19.722480000000001,21113.07466542062,21.113074665420619]
[872.48,0.87248000000000003,18750,18.75,60,120,0.12,19.74248,20820.162882672717,20.820162882672719]
[872.48,0.87248000000000003,18750,18.75,110,220,0.22,19.842479999999998,21067.44435343974,21.06744435343974]
[872.48,0.87248000000000003,18750,18.75,60,120,0.12,19.74248,21144.854726702582,21.144854726702583]
[872.48,0.87248000000000003,18750,18.75,20,40,0.04,19.662479999999999,21018.026567921519,21.01802656792152]
[872.48,0.87248000000000003,18750,18.75,10,20,0.02,19.642479999999999,21381.714722536955,21.381714722536955]
[872.48,0.87248000000000003,18750,18.75,0,0,0,19.622479999999999,21661.024095815024,21.661024095815023]
[872.48,0.87248000000000003,18750,18.75,0,0,0,19.622479999999999,21436.886576303532,21.436886576303532]
[872.48,0.87248000000000003,18750,18.75,20,40,0.04,19.662479999999999,21164.812283806226,21.164812283806228]
[872.48,0.87248000000000003,18750,18.75,0,0,0,19.622479999999999,21331.157176575489,21.331157176575488]
[872.48,0.87248000000000003,18750,18.75,0,0,0,19.622479999999999,21051.809116668534,21.051809116668533]
[872.48,0.87248000000000003,18750,18.75,60,120,0.12,19.74248,20921.129672371793,20.921129672371794]
[872.48,0.87248000000000003,18750,18.75,0,0,0,19.622479999999999,21010.255154270835,21.010255154270837]
[872.48,0.87248000000000003,18750,18.75,0,0,0,19.622479999999999,21461.834211402398,21.461834211402397]
[872.48,0.87248000000000003,18750,18.75,0,0,0,19.622479999999999,21242.168856232896,21.242168856232897]
[872.48,0.87248000000000003,18750,18.75,20,40,0.04,19.662479999999999,21579.865063778736,21.579865063778737]
[872.48,0.87248000000000003,18750,18.75,180,360,0.36,19.982479999999999,20965.486267082812,20.965486267082813]
[872.48,0.87248000000000003,18750,18.75,0,0,0,19.622479999999999,20878.564446742759,20.878564446742761]
[872.48,0.87248000000000003,18750,18.75,0,0,0,19.622479999999999,18846.035386800275,18.846035386800274]
[872.48,0.87248000000000003,18750,18.75,160,320,0.32,19.94248,19934.952459219334,19.934952459219335]
[872.48,0.87248000000000003,18750,18.75,290,580,0.57999999999999996,20.202479999999998,19812.122936927371,19.81212293692737]
[872.48,0.87248000000000003,18750,18.75,330,660,0.66,20.28248,19505.233474511908,19.505233474511908]
[872.48,0.87248000000000003,18750,18.75,180,360,0.36,19.982479999999999,20178.571442521301,20.178571442521299]
[872.48,0.87248000000000003,18750,18.75,50,100,0.1,19.722480000000001,20587.818835303249,20.587818835303249]
[872.48,0.87248000000000003,18750,18.75,0,0,0,19.622479999999999,20302.989679297578,20.302989679297578]
[872.48,0.87248000000000003,18750,18.75,0,0,0,19.622479999999999,20284.290853391518,20.284290853391518]
[872.48,0.87248000000000003,18750,18.75,0,0,0,19.622479999999999,20026.678019113599,20.0266780191136]
[872.48,0.87248000000000003,18750,18.75,0,0,0,19.622479999999999,19865.940811582986,19.865940811582988]
[872.48,0.87248000000000003,18750,18.75,0,0,0,19.622479999999999,20043.578141677513,20.043578141677514]
[872.48,0.87248000000000003,18750,18.75,10,20,0.02,19.642479999999999,19972.715102674825,19.972715102674826]
[872.48,0.87248000000000003,18750,18.75,20,40,0.04,19.662479999999999,20116.254719675271,20.116254719675272]
[872.48,0.87248000000000003,18750,18.75,0,0,0,19.622479999999999,20074.724351983517,20.074724351983516]
[872.48,0.87248000000000003,18750,18.75,0,0,0,19.622479999999999,19945.848569245769,19.945848569245769]
[872.48,0.87248000000000003,18750,18.75,0,0,0,19.622479999999999,20036.542949475006,20.036542949475006]
[872.48,{"$f":"A1731/1000","v":0.87248000000000003},18750,{"$f":"C1731/1000","v":18.75},0,{"$f":"E1731*2","v":0},{"$f":"F1731/1000","v":0},{"$f":"B1731+D1731+G1731","v":19.622479999999999},20158.917429983812,{"$f":"I1731/1000","v":20.158917429983813}]
[872.48,0.87248000000000003,18750,18.75,0,0,0,19.622479999999999,20470.163102705283,20.470163102705282]
[872.48,0.87248000000000003,18750,18.75,20,40,0.04,19.662479999999999,20430.360353399134,20.430360353399134]
[872.48,0.87248000000000003,18750,18.75,120,240,0.24,19.862479999999998,19877.631952250398,19.877631952250397]
[872.48,0.87248000000000003,18750,18.75,390,780,0.78,20.402480000000001,19660.11942995336,19.660119429953362]
[872.48,0.87248000000000003,18750,18.75,320,640,0.64,20.26248,19871.570750301027,19.871570750301029]
[872.48,0.87248000000000003,18750,18.75,210,420,0.42,20.042480000000001,20149.830062297136,20.149830062297138]
[872.48,0.87248000000000003,18750,18.75,980,1960,1.96,21.58248,22057.160219794558,22.057160219794557]
[872.48,0.87248000000000003,18750,18.75,1960,3920,3.92,23.542479999999998,22392.927428730629,22.39292742873063]
[872.48,0.87248000000000003,18750,18.75,910,1820,1.82,21.44248,22048.172868821137,22.048172868821137]
[872.48,0.87248000000000003,18750,18.75,1090,2180,2.1800000000000002,21.802479999999999,22023.357676618634,22.023357676618634]
[872.48,0.87248000000000003,18750,18.75,2070,4140,4.1399999999999997,23.76248,22265.029119530216,22.265029119530215]
[872.48,0.87248000000000003,18750,18.75,2330,4660,4.66,24.28248,22140.483353505726,22.140483353505726]
[872.48,0.87248000000000003,18750,18.75,2560,5120,5.12,24.74248,21716.999471863412,21.71699947186341]
[872.48,0.87248000000000003,18750,18.75,2380,4760,4.76,24.382480000000001,21879.278020620579,21.879278020620578]
[872.48,0.87248000000000003,18750,18.75,1630,3260,3.26,22.882480000000001,21841.452817275895,21.841452817275893]
[872.48,0.87248000000000003,18750,18.75,1500,3000,3,22.622479999999999,21481.583126445854,21.481583126445855]
[872.48,0.87248000000000003,18750,18.75,2400,4800,4.8,24.42248,21688.625609745279,21.68862560974528]
[872.48,0.87248000000000003,18750,18.75,2240,4480,4.4800000000000004,24.10248,21581.626159877454,21.581626159877455]
[872.48,0.87248000000000003,18750,18.75,740,1480,1.48,21.10248,20995.501275439441,20.995501275439441]
[872.48,0.87248000000000003,18750,18.75,850,1700,1.7,21.322479999999999,20492.549966284711,20.492549966284709]
[872.48,0.87248000000000003,18750,18.75,2000,4000,4,23.622479999999999,21453.300159867304,21.453300159867304]
[872.48,0.87248000000000003,18750,18.75,1890,3780,3.78,23.402480000000001,21567.412253190625,21.567412253190625]
[872.48,0.87248000000000003,18750,18.75,1410,2820,2.82,22.44248,21526.64456238089,21.526644562380891]
[872.48,0.87248000000000003,18750,18.75,770,1540,1.54,21.162479999999999,21189.916218348488,21.189916218348486]
[872.48,0.87248000000000003,18750,18.75,1110,2220,2.2200000000000002,21.842479999999998,21221.098978796814,21.221098978796814]
[872.48,0.87248000000000003,18750,18.75,1250,2500,2.5,22.122479999999999,21197.43748715091,21.197437487150911]
[872.48,0.87248000000000003,18750,18.75,1410,2820,2.82,22.44248,21454.869203045764,21.454869203045764]
[872.48,0.87248000000000003,18750,18.75,310,620,0.62,20.24248,21271.935573507839,21.271935573507839]
[872.48,0.87248000000000003,18750,18.75,480,960,0.96,20.58248,21648.992905007828,21.648992905007827]
[872.48,0.87248000000000003,18750,18.75,960,1920,1.92,21.542479999999998,20694.660347929563,20.694660347929563]
[872.48,0.87248000000000003,18750,18.75,920,1840,1.84,21.462479999999999,20289.0067071987,20.289006707198698]
[872.48,0.87248000000000003,18750,18.75,1600,3200,3.2,22.822479999999999,20174.694091547884,20.174694091547885]
[872.48,0.87248000000000003,18750,18.75,1860,3720,3.72,23.342479999999998,21162.48860553397,21.162488605533969]
[872.48,0.87248000000000003,18750,18.75,2020,4040,4.04,23.662479999999999,21756.168520612962,21.756168520612963]
[872.48,0.87248000000000003,18750,18.75,2030,4060,4.0599999999999996,23.682479999999998,21533.005898036354,21.533005898036354]
[872.48,0.87248000000000003,18750,18.75,2430,4860,4.8600000000000003,24.482479999999999,21695.344335371774,21.695344335371775]
[872.48,0.87248000000000003,18750,18.75,2340,4680,4.68,24.302479999999999,21563.371073525603,21.563371073525602]
[872.48,0.87248000000000003,18750,18.75,2440,4880,4.88,24.502479999999998,21632.375325619836,21.632375325619837]
[872.48,0.87248000000000003,18750,18.75,2060,4120,4.12,23.74248,22006.568867425827,22.006568867425827]
[872.48,0.87248000000000003,18750,18.75,2520,5040,5.04,24.662479999999999,21841.566127856389,21.841566127856389]
[872.48,0.87248000000000003,18750,18.75,2600,5200,5.2,24.822479999999999,21240.907916124626,21.240907916124627]
[872.48,0.87248000000000003,18750,18.75,2230,4460,4.46,24.08248,21197.302735064288,21.197302735064287]
[872.48,0.87248000000000003,18750,18.75,1320,2640,2.64,22.26248,20129.743626438238,20.129743626438238]
[872.48,0.87248000000000003,18750,18.75,2010,4020,4.0199999999999996,23.642479999999999,21860.481715606089,21.860481715606088]
[872.48,0.87248000000000003,18750,18.75,2560,5120,5.12,24.74248,21243.335411946307,21.243335411946308]
[872.48,0.87248000000000003,18750,18.75,1870,3740,3.74,23.362479999999998,20814.15778517869,20.81415778517869]
[872.48,0.87248000000000003,18750,18.75,1980,3960,3.96,23.58248,21061.801676557719,21.061801676557721]
[872.48,0.87248000000000003,18750,18.75,1090,2180,2.1800000000000002,21.802479999999999,21411.411350674498,21.411411350674499]
[872.48,0.87248000000000003,18750,18.75,1540,3080,3.08,22.702480000000001,21419.037655688986,21.419037655688985]
[872.48,0.87248000000000003,18750,18.75,1390,2780,2.78,22.402480000000001,21373.931083262316,21.373931083262317]
[872.48,0.87248000000000003,18750,18.75,820,1640,1.64,21.26248,21340.42971975141,21.340429719751409]
[872.48,0.87248000000000003,18750,18.75,1240,2480,2.48,22.10248,21424.69279218062,21.424692792180618]
[872.48,0.87248000000000003,18750,18.75,750,1500,1.5,21.122479999999999,21178.111293558162,21.178111293558164]
[872.48,0.87248000000000003,18750,18.75,640,1280,1.28,20.902480000000001,21269.860542866852,21.269860542866851]
[872.48,0.87248000000000003,18750,18.75,710,1420,1.42,21.042479999999998,21220.246441191975,21.220246441191975]
[872.48,0.87248000000000003,18750,18.75,580,1160,1.1599999999999999,20.78248,21129.137169598936,21.129137169598938]
[872.48,0.87248000000000003,18750,18.75,180,360,0.36,19.982479999999999,21651.632877152391,21.651632877152391]
[872.48,0.87248000000000003,18750,18.75,370,740,0.74,20.362479999999998,21741.992176600863,21.741992176600863]
[872.48,0.87248000000000003,18750,18.75,870,1740,1.74,21.362479999999998,21885.345522013347,21.885345522013349]
[872.48,0.87248000000000003,18750,18.75,1720,3440,3.44,23.062480000000001,21818.792622287841,21.818792622287841]
[872.48,0.87248000000000003,18750,18.75,2210,4420,4.42,24.042479999999998,21381.258673792479,21.38125867379248]
[872.48,0.87248000000000003,18750,18.75,1850,3700,3.7,23.322479999999999,21374.587416132235,21.374587416132236]
[872.48,0.87248000000000003,18750,18.75,2250,4500,4.5,24.122479999999999,21874.574258782017,21.874574258782015]
[872.48,{"$f":"A1795/1000","v":0.87248000000000003},18750,{"$f":"C1795/1000","v":18.75},2350,{"$f":"E1795*2","v":4700},{"$f":"F1795/1000","v":4.7},{"$f":"B1795+D1795+G1795","v":24.322479999999999},21658.706744841609,{"$f":"I1795/1000","v":21.658706744841609}]
[872.48,0.87248000000000003,18750,18.75,2600,5200,5.2,24.822479999999999,21494.616904997674,21.494616904997674]
[872.48,0.87248000000000003,18750,18.75,220,440,0.44,20.062480000000001,21334.375946770677,21.334375946770678]
[872.48,0.87248000000000003,18750,18.75,250,500,0.5,20.122479999999999,21235.42285205712,21.23542285205712]
[872.48,0.87248000000000003,18750,18.75,560,1120,1.1200000000000001,20.74248,21968.207331211226,21.968207331211225]
[872.48,0.87248000000000003,18750,18.75,500,1000,1,20.622479999999999,22510.846917596071,22.510846917596069]
[872.48,0.87248000000000003,18750,18.75,1100,2200,2.2000000000000002,21.822479999999999,22424.49384516686,22.424493845166861]
[872.48,0.87248000000000003,18750,18.75,1290,2580,2.58,22.202480000000001,22193.003676628785,22.193003676628784]
[872.48,0.87248000000000003,18750,18.75,1770,3540,3.54,23.162479999999999,21292.874404984985,21.292874404984985]
[872.48,0.87248000000000003,18750,18.75,1190,2380,2.38,22.002479999999998,21408.997594407028,21.40899759440703]
[872.48,0.87248000000000003,18750,18.75,2310,4620,4.62,24.24248,18408.957700308441,18.408957700308441]
[872.48,0.87248000000000003,18750,18.75,1450,2900,2.9,22.522479999999998,18575.374969121014,18.575374969121015]
[872.48,0.87248000000000003,18750,18.75,1090,2180,2.1800000000000002,21.802479999999999,18239.014159907907,18.239014159907907]
[872.48,0.87248000000000003,18750,18.75,950,1900,1.9,21.522479999999998,18189.532606980043,18.189532606980045]
[872.48,0.87248000000000003,18750,18.75,1450,2900,2.9,22.522479999999998,18230.482857678966,18.230482857678965]
[872.48,0.87248000000000003,18750,18.75,1640,3280,3.28,22.902480000000001,18043.135460731388,18.043135460731389]
[872.48,0.87248000000000003,18750,18.75,1920,3840,3.84,23.462479999999999,17674.241952351917,17.674241952351917]
[872.48,0.87248000000000003,18750,18.75,1440,2880,2.88,22.502479999999998,17600.417750397468,17.600417750397469]
[872.48,0.87248000000000003,18750,18.75,2830,5660,5.66,25.28248,17521.474767105654,17.521474767105655]
[872.48,0.87248000000000003,18750,18.75,1330,2660,2.66,22.28248,18880.34058613161,18.880340586131609]
[872.48,0.87248000000000003,18750,18.75,1190,2380,2.38,22.002479999999998,17416.141622252311,17.416141622252312]
[872.48,0.87248000000000003,18750,18.75,900,1800,1.8,21.42248,17011.644145904051,17.01164414590405]
[872.48,0.87248000000000003,18750,18.75,1580,3160,3.16,22.78248,17052.253144513816,17.052253144513816]
[872.48,0.87248000000000003,18750,18.75,1810,3620,3.62,23.24248,17071.590762899421,17.071590762899422]
[872.48,0.87248000000000003,18750,18.75,1010,2020,2.02,21.642479999999999,16718.281099924814,16.718281099924813]
[872.48,0.87248000000000003,18750,18.75,880,1760,1.76,21.382480000000001,17204.110324188994,17.204110324188996]
[872.48,0.87248000000000003,18750,18.75,1190,2380,2.38,22.002479999999998,17203.769072099836,17.203769072099835]
[872.48,0.87248000000000003,18750,18.75,580,1160,1.1599999999999999,20.78248,16964.437606903903,16.964437606903903]
[872.48,0.87248000000000003,18750,18.75,940,1880,1.88,21.502479999999998,16032.250650021457,16.032250650021457]
[872.48,0.87248000000000003,18750,18.75,620,1240,1.24,20.862479999999998,16764.122630568334,16.764122630568334]
[872.48,0.87248000000000003,18750,18.75,490,980,0.98,20.60248,17168.847608309363,17.168847608309363]
[872.48,0.87248000000000003,18750,18.75,700,1400,1.4,21.022479999999998,17465.054421698245,17.465054421698245]
[872.48,0.87248000000000003,18750,18.75,480,960,0.96,20.58248,16675.510838083719,16.675510838083721]
[872.48,0.87248000000000003,18750,18.75,1180,2360,2.36,21.982479999999999,16348.591336670643,16.348591336670644]
[872.48,0.87248000000000003,18750,18.75,1700,3400,3.4,23.022479999999998,17352.099980187049,17.352099980187049]
[872.48,0.87248000000000003,18750,18.75,1190,2380,2.38,22.002479999999998,17582.331389672108,17.58233138967211]
[872.48,0.87248000000000003,18750,18.75,1530,3060,3.06,22.682479999999998,17008.117874316085,17.008117874316085]
[872.48,0.87248000000000003,18750,18.75,880,1760,1.76,21.382480000000001,16945.554991303845,16.945554991303844]
[872.48,0.87248000000000003,18750,18.75,1670,3340,3.34,22.962479999999999,16868.887021939747,16.868887021939745]
[872.48,0.87248000000000003,18750,18.75,2470,4940,4.9400000000000004,24.562480000000001,17495.539608329669,17.495539608329668]
[872.48,0.87248000000000003,18750,18.75,2240,4480,4.4800000000000004,24.10248,17204.110324188994,17.204110324188996]
[872.48,0.87248000000000003,18750,18.75,1830,3660,3.66,23.28248,17302.845928651954,17.302845928651955]
[872.48,0.87248000000000003,18750,18.75,1810,3620,3.62,23.24248,17220.262923075792,17.220262923075794]
[872.48,0.87248000000000003,18750,18.75,1710,3420,3.42,23.042479999999998,21109.104228115655,21.109104228115655]
[872.48,0.87248000000000003,18750,18.75,1760,3520,3.52,23.142479999999999,21630.31524762461,21.630315247624612]
[872.48,0.87248000000000003,18750,18.75,1660,3320,3.32,22.94248,21645.595364617446,21.645595364617446]
[872.48,0.87248000000000003,18750,18.75,2500,5000,5,24.622479999999999,20975.319973210502,20.975319973210503]
[872.48,0.87248000000000003,18750,18.75,2590,5180,5.18,24.802479999999999,21340.987260141796,21.340987260141794]
[872.48,0.87248000000000003,18750,18.75,2390,4780,4.78,24.402480000000001,21204.241605539049,21.20424160553905]
[872.48,0.87248000000000003,18750,18.75,1760,3520,3.52,23.142479999999999,20899.145670976483,20.899145670976484]
[872.48,0.87248000000000003,18750,18.75,1910,3820,3.82,23.44248,20552.122368727236,20.552122368727236]
[872.48,0.87248000000000003,18750,18.75,400,800,0.8,20.42248,20411.61400381595,20.411614003815949]
[872.48,0.87248000000000003,18750,18.75,1090,2180,2.1800000000000002,21.802479999999999,20206.395315781607,20.206395315781606]
[872.48,0.87248000000000003,18750,18.75,2160,4320,4.32,23.94248,20538.680988503074,20.538680988503074]
[872.48,0.87248000000000003,18750,18.75,1210,2420,2.42,22.042479999999998,21080.044448148219,21.080044448148218]
[872.48,0.87248000000000003,18750,18.75,1730,3460,3.46,23.08248,20588.426331124938,20.588426331124939]
[872.48,0.87248000000000003,18750,18.75,1940,3880,3.88,23.502479999999998,21073.29179355055,21.073291793550549]
[872.48,0.87248000000000003,18750,18.75,2630,5260,5.26,24.882480000000001,20935.109728082662,20.935109728082661]
[872.48,0.87248000000000003,18750,18.75,2490,4980,4.9800000000000004,24.60248,20413.664014958125,20.413664014958126]
[872.48,0.87248000000000003,18750,18.75,2250,4500,4.5,24.122479999999999,19891.974612419155,19.891974612419155]
[872.48,0.87248000000000003,18750,18.75,2270,4540,4.54,24.162479999999999,20711.659604113283,20.711659604113283]
[872.48,0.87248000000000003,18750,18.75,750,1500,1.5,21.122479999999999,20506.189663989782,20.506189663989783]
[872.48,0.87248000000000003,18750,18.75,2010,4020,4.0199999999999996,23.642479999999999,20240.016846425122,20.240016846425121]
[872.48,0.87248000000000003,18750,18.75,2320,4640,4.6399999999999997,24.26248,20284.748438350598,20.284748438350597]
[872.48,{"$f":"A1859/1000","v":0.87248000000000003},18750,{"$f":"C1859/1000","v":18.75},1790,{"$f":"E1859*2","v":3580},{"$f":"F1859/1000","v":3.58},{"$f":"B1859+D1859+G1859","v":23.202480000000001},20519.049836693484,{"$f":"I1859/1000","v":20.519049836693483}]
[872.48,0.87248000000000003,18750,18.75,2720,5440,5.44,25.062480000000001,21888.830641791723,21.888830641791724]
[872.48,0.87248000000000003,18750,18.75,2610,5220,5.22,24.842479999999998,20445.253002425714,20.445253002425712]
[872.48,0.87248000000000003,18750,18.75,2470,4940,4.9400000000000004,24.562480000000001,21637.902893865652,21.63790289386565]
[872.48,0.87248000000000003,18750,18.75,2440,4880,4.88,24.502479999999998,20024.54912635449,20.02454912635449]
[872.48,0.87248000000000003,18750,18.75,2310,4620,4.62,24.24248,19542.914977299988,19.542914977299986]
[872.48,0.87248000000000003,18750,18.75,2570,5140,5.14,24.76248,19361.946333834341,19.361946333834343]
[872.48,0.87248000000000003,18750,18.75,2570,5140,5.14,24.76248,19358.13247171621,19.35813247171621]
[872.48,0.87248000000000003,18750,18.75,2110,4220,4.22,23.842479999999998,18350.242793383048,18.350242793383046]
[872.48,0.87248000000000003,18750,18.75,2100,4200,4.2,23.822479999999999,18841.850810126765,18.841850810126765]
[872.48,0.87248000000000003,18750,18.75,1930,3860,3.86,23.482479999999999,19552.96634081089,19.55296634081089]
[872.48,0.87248000000000003,18750,18.75,1600,3200,3.2,22.822479999999999,19899.308329689018,19.899308329689017]
[872.48,0.87248000000000003,18750,18.75,1610,3220,3.22,22.842479999999998,19942.859927185586,19.942859927185587]
[872.48,0.87248000000000003,18750,18.75,2010,4020,4.0199999999999996,23.642479999999999,20134.632315776529,20.134632315776528]
[872.48,0.87248000000000003,18750,18.75,2080,4160,4.16,23.78248,19932.749810192752,19.932749810192753]
[872.48,0.87248000000000003,18750,18.75,2310,4620,4.62,24.24248,20566.353615245305,20.566353615245305]
[872.48,0.87248000000000003,18750,18.75,2460,4920,4.92,24.542479999999998,20063.34687844618,20.063346878446179]
[872.48,0.87248000000000003,18750,18.75,2390,4780,4.78,24.402480000000001,19617.969229394221,19.61796922939422]
[872.48,0.87248000000000003,18750,18.75,2450,4900,4.9000000000000004,24.522480000000002,20768.122481554441,20.768122481554443]
[872.48,0.87248000000000003,18750,18.75,2450,4900,4.9000000000000004,24.522480000000002,20801.236326959312,20.801236326959312]
[872.48,0.87248000000000003,18750,18.75,2720,5440,5.44,25.062480000000001,20556.194923045336,20.556194923045336]
[872.48,0.87248000000000003,18750,18.75,2470,4940,4.9400000000000004,24.562480000000001,19723.628328283554,19.723628328283553]
[872.48,0.87248000000000003,18750,18.75,2450,4900,4.9000000000000004,24.522480000000002,20361.241282365234,20.361241282365235]
[872.48,0.87248000000000003,18750,18.75,2380,4760,4.76,24.382480000000001,20736.151101330277,20.736151101330275]
[872.48,0.87248000000000003,18750,18.75,1470,2940,2.94,22.562480000000001,20792.286449523228,20.792286449523228]
[872.48,0.87248000000000003,18750,18.75,1760,3520,3.52,23.142479999999999,21244.525272669125,21.244525272669126]
[872.48,0.87248000000000003,18750,18.75,1930,3860,3.86,23.482479999999999,21403.927599978117,21.403927599978118]
[872.48,0.87248000000000003,18750,18.75,1740,3480,3.48,23.10248,21594.851285226912,21.594851285226913]
[872.48,0.87248000000000003,18750,18.75,2340,4680,4.68,24.302479999999999,20686.212002440941,20.686212002440943]
[872.48,0.87248000000000003,18750,18.75,2110,4220,4.22,23.842479999999998,18948.916319881242,18.948916319881242]
[872.48,0.87248000000000003,18750,18.75,2130,4260,4.26,23.882480000000001,20173.382555333279,20.17338255533328]
[872.48,0.87248000000000003,18750,18.75,2370,4740,4.74,24.362479999999998,23892.257951108881,23.892257951108881]
[872.48,0.87248000000000003,18750,18.75,1990,3980,3.98,23.60248,21239.279162642692,21.239279162642692]
[872.48,0.87248000000000003,18750,18.75,2160,4320,4.32,23.94248,21030.037942574596,21.030037942574594]
[872.48,0.87248000000000003,18750,18.75,2330,4660,4.66,24.28248,20538.376147279057,20.538376147279056]
[872.48,0.87248000000000003,18750,18.75,1920,3840,3.84,23.462479999999999,19198.447551193032,19.198447551193031]
[872.48,0.87248000000000003,18750,18.75,2950,5900,5.9,25.522480000000002,21540.058134802483,21.540058134802482]
[872.48,0.87248000000000003,18750,18.75,2480,4960,4.96,24.58248,21632.237562385963,21.632237562385964]
[872.48,0.87248000000000003,18750,18.75,2470,4940,4.9400000000000004,24.562480000000001,21329.894365987373,21.329894365987371]
[872.48,0.87248000000000003,18750,18.75,2590,5180,5.18,24.802479999999999,21183.314893835199,21.183314893835199]
[872.48,0.87248000000000003,18750,18.75,2320,4640,4.6399999999999997,24.26248,20130.06344530177,20.130063445301769]
[872.48,0.87248000000000003,18750,18.75,2500,5000,5,24.622479999999999,19889.994478713063,19.889994478713064]
[872.48,0.87248000000000003,18750,18.75,2090,4180,4.18,23.802479999999999,20847.011530303989,20.847011530303988]
[872.48,0.87248000000000003,18750,18.75,2630,5260,5.26,24.882480000000001,21366.137226715269,21.366137226715271]
[872.48,0.87248000000000003,18750,18.75,2450,4900,4.9000000000000004,24.522480000000002,21862.046540116844,21.862046540116843]
[872.48,0.87248000000000003,18750,18.75,2250,4500,4.5,24.122479999999999,21712.956906403138,21.712956906403139]
[872.48,0.87248000000000003,18750,18.75,2690,5380,5.38,25.002479999999998,21724.858308911647,21.724858308911646]
[872.48,0.87248000000000003,18750,18.75,2290,4580,4.58,24.202480000000001,22085.503041524844,22.085503041524845]
[872.48,0.87248000000000003,18750,18.75,2590,5180,5.18,24.802479999999999,21220.83265706907,21.220832657069071]
[872.48,0.87248000000000003,18750,18.75,2400,4800,4.8,24.42248,21288.140609719903,21.288140609719903]
[872.48,0.87248000000000003,18750,18.75,2520,5040,5.04,24.662479999999999,21561.03842449902,21.561038424499021]
[872.48,0.87248000000000003,18750,18.75,2230,4460,4.46,24.08248,21192.681198849685,21.192681198849684]
[872.48,0.87248000000000003,18750,18.75,1950,3900,3.9,23.522479999999998,21205.713781023216,21.205713781023217]
[872.48,0.87248000000000003,18750,18.75,2080,4160,4.16,23.78248,21397.623776857596,21.397623776857596]
[872.48,0.87248000000000003,18750,18.75,1580,3160,3.16,22.78248,21262.599145929431,21.262599145929432]
[872.48,0.87248000000000003,18750,18.75,1740,3480,3.48,23.10248,21593.452531744984,21.593452531744983]
[872.48,0.87248000000000003,18750,18.75,1960,3920,3.92,23.542479999999998,21829.445198890287,21.829445198890287]
[872.48,0.87248000000000003,18750,18.75,2370,4740,4.74,24.362479999999998,21687.056661275303,21.687056661275303]
[872.48,0.87248000000000003,18750,18.75,2540,5080,5.08,24.702480000000001,20855.584190472746,20.855584190472747]
[872.48,0.87248000000000003,18750,18.75,1950,3900,3.9,23.522479999999998,20650.050382660029,20.65005038266003]
[872.48,0.87248000000000003,18750,18.75,1270,2540,2.54,22.162479999999999,19937.862225233672,19.937862225233673]
[872.48,0.87248000000000003,18750,18.75,1220,2440,2.44,22.062480000000001,19692.721995413638,19.692721995413638]
[872.48,0.87248000000000003,18750,18.75,1390,2780,2.78,22.402480000000001,19702.319519090754,19.702319519090754]
[872.48,0.87248000000000003,18750,18.75,1200,2400,2.4,22.022479999999998,19868.811812973221,19.86881181297322]
[872.48,{"$f":"A1923/1000","v":0.87248000000000003},18750,{"$f":"C1923/1000","v":18.75},1530,{"$f":"E1923*2","v":3060},{"$f":"F1923/1000","v":3.06},{"$f":"B1923+D1923+G1923","v":22.682479999999998},19854.019219657508,{"$f":"I1923/1000","v":19.854019219657509}]
[872.48,0.87248000000000003,18750,18.75,1840,3680,3.68,23.302479999999999,20105.557012152276,20.105557012152275]
[872.48,0.87248000000000003,18750,18.75,1670,3340,3.34,22.962479999999999,20025.966521896604,20.025966521896603]
[872.48,0.87248000000000003,18750,18.75,1380,2760,2.76,22.382480000000001,19945.379810192753,19.945379810192755]
[872.48,0.87248000000000003,18750,18.75,1690,3380,3.38,23.002479999999998,19862.640627737106,19.862640627737107]
[872.48,0.87248000000000003,18750,18.75,2080,4160,4.16,23.78248,19911.068385399889,19.91106838539989]
[872.48,0.87248000000000003,18750,18.75,1650,3300,3.3,22.92248,19972.401335265182,19.972401335265182]
[872.48,0.87248000000000003,18750,18.75,1690,3380,3.38,23.002479999999998,19856.279353363603,19.856279353363604]
[872.48,0.87248000000000003,18750,18.75,1500,3000,3,22.622479999999999,19811.04275865258,19.811042758652579]
[872.48,0.87248000000000003,18750,18.75,1610,3220,3.22,22.842479999999998,19725.164661153478,19.725164661153478]
[872.48,0.87248000000000003,18750,18.75,1560,3120,3.12,22.74248,19855.410638879282,19.855410638879281]
[872.48,0.87248000000000003,18750,18.75,1170,2340,2.34,21.962479999999999,20149.314842239193,20.149314842239193]
[872.48,0.87248000000000003,18750,18.75,1180,2360,2.36,21.982479999999999,20350.532328324163,20.350532328324164]
[872.48,0.87248000000000003,18750,18.75,970,1940,1.94,21.562480000000001,19988.641301838659,19.988641301838658]
[872.48,0.87248000000000003,18750,18.75,1000,2000,2,21.622479999999999,20667.20925870588,20.667209258705881]
[872.48,0.87248000000000003,18750,18.75,1010,2020,2.02,21.642479999999999,20190.11764168513,20.190117641685131]
[872.48,0.87248000000000003,18750,18.75,310,620,0.62,20.24248,19842.483042778025,19.842483042778024]
[872.48,0.87248000000000003,18750,18.75,1250,2500,2.5,22.122479999999999,19622.494048333887,19.622494048333888]
[872.48,0.87248000000000003,18750,18.75,1090,2180,2.1800000000000002,21.802479999999999,19683.823163936486,19.683823163936484]
[872.48,0.87248000000000003,18750,18.75,1390,2780,2.78,22.402480000000001,20163.571169538027,20.163571169538027]
[872.48,0.87248000000000003,18750,18.75,860,1720,1.72,21.342479999999998,19606.052757247118,19.606052757247117]
[872.48,0.87248000000000003,18750,18.75,790,1580,1.58,21.202480000000001,20475.394282370307,20.475394282370306]
[872.48,0.87248000000000003,18750,18.75,510,1020,1.02,20.642479999999999,20619.390248953936,20.619390248953938]
[872.48,0.87248000000000003,18750,18.75,120,240,0.24,19.862479999999998,20364.846090162726,20.364846090162725]
[872.48,0.87248000000000003,18750,18.75,10,20,0.02,19.642479999999999,20379.424899355527,20.379424899355527]
[872.48,0.87248000000000003,18750,18.75,690,1380,1.38,21.002479999999998,20363.009857572371,20.363009857572372]
[872.48,0.87248000000000003,18750,18.75,470,940,0.94,20.562480000000001,20257.967998234712,20.257967998234712]
[872.48,0.87248000000000003,18750,18.75,560,1120,1.1200000000000001,20.74248,20554.603459254864,20.554603459254864]
[872.48,0.87248000000000003,18750,18.75,670,1340,1.34,20.962479999999999,20459.334237801613,20.459334237801613]
[872.48,0.87248000000000003,18750,18.75,1150,2300,2.2999999999999998,21.92248,20137.215882627035,20.137215882627036]
[872.48,0.87248000000000003,18750,18.75,530,1060,1.06,20.682479999999998,20259.938109656454,20.259938109656453]
[872.48,0.87248000000000003,18750,18.75,0,0,0,19.622479999999999,20366.887392391665,20.366887392391664]
[872.48,0.87248000000000003,18750,18.75,70,140,0.14000000000000001,19.76248,20561.248640315196,20.561248640315196]
[872.48,0.87248000000000003,18750,18.75,420,840,0.84,20.462479999999999,20670.918045614329,20.670918045614329]
[872.48,0.87248000000000003,18750,18.75,630,1260,1.26,20.882480000000001,20728.953393807282,20.728953393807281]
[872.48,0.87248000000000003,18750,18.75,690,1380,1.38,21.002479999999998,20813.158803282189,20.813158803282189]
[872.48,0.87248000000000003,18750,18.75,80,160,0.16,19.78248,20115.96710686076,20.115967106860762]
[872.48,0.87248000000000003,18750,18.75,1310,2620,2.62,22.24248,20385.404943924223,20.385404943924222]
[872.48,0.87248000000000003,18750,18.75,870,1740,1.74,21.362479999999998,20385.346235010991,20.385346235010992]
[872.48,0.87248000000000003,18750,18.75,560,1120,1.1200000000000001,20.74248,20396.723881252034,20.396723881252033]
[872.48,0.87248000000000003,18750,18.75,710,1420,1.42,21.042479999999998,20340.793580413323,20.340793580413322]
[872.48,0.87248000000000003,18750,18.75,120,240,0.24,19.862479999999998,20279.480641690203,20.279480641690203]
[872.48,0.87248000000000003,18750,18.75,140,280,0.28000000000000003,19.902480000000001,20421.635322758153,20.421635322758153]
[872.48,0.87248000000000003,18750,18.75,10,20,0.02,19.642479999999999,20287.984414670937,20.287984414670937]
[872.48,0.87248000000000003,18750,18.75,0,0,0,19.622479999999999,20359.742372892862,20.359742372892864]
[872.48,0.87248000000000003,18750,18.75,0,0,0,19.622479999999999,20049.604179279817,20.049604179279818]
[872.48,0.87248000000000003,18750,18.75,0,0,0,19.622479999999999,20010.788914653174,20.010788914653173]
[872.48,0.87248000000000003,18750,18.75,10,20,0.02,19.642479999999999,19768.212457813872,19.76821245781387]
[872.48,0.87248000000000003,18750,18.75,20,40,0.04,19.662479999999999,18848.10804410735,18.848108044107349]
[872.48,0.87248000000000003,18750,18.75,50,100,0.1,19.722480000000001,19500.923285094941,19.500923285094942]
[872.48,0.87248000000000003,18750,18.75,100,200,0.2,19.822479999999999,19662.972985661694,19.662972985661693]
[872.48,0.87248000000000003,18750,18.75,230,460,0.46,20.08248,19978.232492645857,19.978232492645859]
[872.48,0.87248000000000003,18750,18.75,210,420,0.42,20.042480000000001,20104.554613824617,20.104554613824618]
[872.48,0.87248000000000003,18750,18.75,280,560,0.56000000000000005,20.182479999999998,20402.372640305046,20.402372640305046]
[872.48,0.87248000000000003,18750,18.75,480,960,0.96,20.58248,20457.505384040112,20.457505384040111]
[872.48,0.87248000000000003,18750,18.75,670,1340,1.34,20.962479999999999,20235.544024694835,20.235544024694835]
[872.48,0.87248000000000003,18750,18.75,1080,2160,2.16,21.78248,20029.975358944837,20.029975358944839]
[872.48,0.87248000000000003,18750,18.75,770,1540,1.54,21.162479999999999,20394.757576237542,20.394757576237541]
[872.48,0.87248000000000003,18750,18.75,1170,2340,2.34,21.962479999999999,20923.162109697063,20.923162109697063]
[872.48,0.87248000000000003,18750,18.75,1760,3520,3.52,23.142479999999999,20571.457377083869,20.57145737708387]
[872.48,0.87248000000000003,18750,18.75,1540,3080,3.08,22.702480000000001,20438.139296298028,20.438139296298029]
[872.48,0.87248000000000003,18750,18.75,1960,3920,3.92,23.542479999999998,19853.121645840605,19.853121645840606]
[872.48,0.87248000000000003,18750,18.75,2130,4260,4.26,23.882480000000001,20254.670318567147,20.254670318567147]
[872.48,0.87248000000000003,18750,18.75,1990,3980,3.98,23.60248,20324.464643085514,20.324464643085513]
[872.48,{"$f":"A1987/1000","v":0.87248000000000003},18750,{"$f":"C1987/1000","v":18.75},1720,{"$f":"E1987*2","v":3440},{"$f":"F1987/1000","v":3.44},{"$f":"B1987+D1987+G1987","v":23.062480000000001},20405.922696015921,{"$f":"I1987/1000","v":20.405922696015921}]
[872.48,0.87248000000000003,18750,18.75,1330,2660,2.66,22.28248,20504.283314406595,20.504283314406596]
[872.48,0.87248000000000003,18750,18.75,1500,3000,3,22.622479999999999,20485.255634739035,20.485255634739033]
[872.48,0.87248000000000003,18750,18.75,1950,3900,3.9,23.522479999999998,20448.148772615827,20.448148772615827]
[872.48,0.87248000000000003,18750,18.75,2200,4400,4.4000000000000004,24.022480000000002,20148.434970424954,20.148434970424955]
[872.48,0.87248000000000003,18750,18.75,2330,4660,4.66,24.28248,21230.363853447354,21.230363853447354]
[872.48,0.87248000000000003,18750,18.75,2070,4140,4.1399999999999997,23.76248,21281.999285206613,21.281999285206613]
[872.48,0.87248000000000003,18750,18.75,2460,4920,4.92,24.542479999999998,21654.63021141255,21.654630211412549]
[872.48,0.87248000000000003,18750,18.75,2110,4220,4.22,23.842479999999998,22370.567116749749,22.370567116749751]
[872.48,0.87248000000000003,18750,18.75,1660,3320,3.32,22.94248,21448.920338142096,21.448920338142095]
[872.48,0.87248000000000003,18750,18.75,790,1580,1.58,21.202480000000001,21867.881570757825,21.867881570757824]
[872.48,0.87248000000000003,18750,18.75,860,1720,1.72,21.342479999999998,21491.739197474675,21.491739197474676]
[872.48,0.87248000000000003,18750,18.75,420,840,0.84,20.462479999999999,21312.508200250071,21.312508200250072]
[872.48,0.87248000000000003,18750,18.75,360,720,0.72,20.342479999999998,21442.686464881786,21.442686464881785]
[872.48,0.87248000000000003,18750,18.75,420,840,0.84,20.462479999999999,21372.489948165989,21.372489948165988]
[872.48,0.87248000000000003,18750,18.75,320,640,0.64,20.26248,21304.118127825936,21.304118127825937]
[872.48,0.87248000000000003,18750,18.75,270,540,0.54,20.162479999999999,21657.856611135518,21.657856611135518]
[872.48,0.87248000000000003,18750,18.75,200,400,0.4,20.022479999999998,21981.634877172695,21.981634877172695]
[872.48,0.87248000000000003,18750,18.75,170,340,0.34,19.962479999999999,22255.762764375944,22.255762764375945]
[872.48,0.87248000000000003,18750,18.75,70,140,0.14000000000000001,19.76248,22660.787680835016,22.660787680835014]
[872.48,0.87248000000000003,18750,18.75,70,140,0.14000000000000001,19.76248,22660.174030418199,22.660174030418197]
[872.48,0.87248000000000003,18750,18.75,80,160,0.16,19.78248,22132.67089811249,22.13267089811249]
[872.48,0.87248000000000003,18750,18.75,100,200,0.2,19.822479999999999,22651.788700343968,22.651788700343968]
[872.48,0.87248000000000003,18750,18.75,480,960,0.96,20.58248,22996.099792277062,22.996099792277061]
[872.48,0.87248000000000003,18750,18.75,460,920,0.92,20.542480000000001,22192.516041529918,22.192516041529917]
[872.48,0.87248000000000003,18750,18.75,310,620,0.62,20.24248,22092.320448209131,22.092320448209133]
[872.48,0.87248000000000003,18750,18.75,150,300,0.3,19.92248,22389.477334022147,22.389477334022146]
[872.48,0.87248000000000003,18750,18.75,0,0,0,19.622479999999999,22106.331678013939,22.106331678013941]
[872.48,0.87248000000000003,18750,18.75,0,0,0,19.622479999999999,22452.266143214951,22.452266143214949]
[872.48,0.87248000000000003,18750,18.75,0,0,0,19.622479999999999,22343.659364658051,22.343659364658052]
[872.48,0.87248000000000003,18750,18.75,0,0,0,19.622479999999999,22197.988462141926,22.197988462141925]
[872.48,0.87248000000000003,18750,18.75,0,0,0,19.622479999999999,22214.114867435979,22.214114867435978]
[872.48,0.87248000000000003,18750,18.75,0,0,0,19.622479999999999,22153.789430105637,22.153789430105636]
[872.48,0.87248000000000003,18750,18.75,150,300,0.3,19.92248,22472.269003942845,22.472269003942845]
[872.48,0.87248000000000003,18750,18.75,100,200,0.2,19.822479999999999,22924.075423189995,22.924075423189997]
[872.48,0.87248000000000003,18750,18.75,190,380,0.38,20.002479999999998,21621.675052636565,21.621675052636565]
[872.48,0.87248000000000003,18750,18.75,170,340,0.34,19.962479999999999,20663.131835308326,20.663131835308327]
[872.48,0.87248000000000003,18750,18.75,280,560,0.56000000000000005,20.182479999999998,20126.789716889729,20.126789716889729]
[872.48,0.87248000000000003,18750,18.75,490,980,0.98,20.60248,20444.285339471415,20.444285339471413]
[872.48,0.87248000000000003,18750,18.75,410,820,0.82,20.44248,20803.98387292078,20.803983872920782]
[872.48,0.87248000000000003,18750,18.75,180,360,0.36,19.982479999999999,20923.040707188549,20.923040707188548]
[872.48,0.87248000000000003,18750,18.75,50,100,0.1,19.722480000000001,21055.796668201088,21.05579666820109]
[872.48,0.87248000000000003,18750,18.75,220,440,0.44,20.062480000000001,21182.83366403039,21.18283366403039]
[872.48,0.87248000000000003,18750,18.75,190,380,0.38,20.002479999999998,21345.150982982745,21.345150982982744]
[872.48,0.87248000000000003,18750,18.75,270,540,0.54,20.162479999999999,19606.198754547866,19.606198754547865]
[872.48,0.87248000000000003,18750,18.75,220,440,0.44,20.062480000000001,21542.480872966462,21.542480872966461]
[872.48,0.87248000000000003,18750,18.75,240,480,0.48,20.10248,22149.755796402085,22.149755796402086]
[872.48,0.87248000000000003,18750,18.75,240,480,0.48,20.10248,21846.34147604934,21.846341476049339]
[872.48,0.87248000000000003,18750,18.75,190,380,0.38,20.002479999999998,21426.10871279009,21.426108712790089]
[872.48,0.87248000000000003,18750,18.75,150,300,0.3,19.92248,21567.474896646119,21.567474896646118]
[872.48,0.87248000000000003,18750,18.75,580,1160,1.1599999999999999,20.78248,22081.800281076517,22.081800281076518]
[872.48,0.87248000000000003,18750,18.75,600,1200,1.2,20.822479999999999,22272.183960754228,22.272183960754226]
[872.48,0.87248000000000003,18750,18.75,370,740,0.74,20.362479999999998,21867.682872986767,21.867682872986766]
[872.48,0.87248000000000003,18750,18.75,270,540,0.54,20.162479999999999,21618.77992171601,21.618779921716008]
[872.48,0.87248000000000003,18750,18.75,420,840,0.84,20.462479999999999,21618.721301940175,21.618721301940177]
[872.48,0.87248000000000003,18750,18.75,600,1200,1.2,20.822479999999999,21386.739797746632,21.386739797746632]
[872.48,0.87248000000000003,18750,18.75,540,1080,1.08,20.702480000000001,21581.507283831605,21.581507283831606]
[872.48,0.87248000000000003,18750,18.75,630,1260,1.26,20.882480000000001,21878.630480230193,21.878630480230193]
[872.48,0.87248000000000003,18750,18.75,980,1960,1.96,21.58248,21923.856969090557,21.923856969090558]
[872.48,0.87248000000000003,18750,18.75,580,1160,1.1599999999999999,20.78248,21639.051340937785,21.639051340937787]
[872.48,0.87248000000000003,18750,18.75,440,880,0.88,20.502479999999998,21964.490987199129,21.964490987199131]
[872.48,0.87248000000000003,18750,18.75,620,1240,1.24,20.862479999999998,21411.726247609389,21.411726247609391]
[872.48,0.87248000000000003,18750,18.75,790,1580,1.58,21.202480000000001,20934.550863178993,20.934550863178991]
[872.48,0.87248000000000003,18750,18.75,710,1420,1.42,21.042479999999998,21149.042261521878,21.149042261521878]
[872.48,{"$f":"A2051/1000","v":0.87248000000000003},18750,{"$f":"C2051/1000","v":18.75},700,{"$f":"E2051*2","v":1400},{"$f":"F2051/1000","v":1.4},{"$f":"B2051+D2051+G2051","v":21.022479999999998},21202.113758738869,{"$f":"I2051/1000","v":21.202113758738868}]
[872.48,0.87248000000000003,18750,18.75,820,1640,1.64,21.26248,21112.674693276058,21.112674693276059]
[872.48,0.87248000000000003,18750,18.75,990,1980,1.98,21.60248,20857.480606908979,20.857480606908979]
[872.48,0.87248000000000003,18750,18.75,800,1600,1.6,21.222480000000001,20491.120721090887,20.491120721090887]
[872.48,0.87248000000000003,18750,18.75,930,1860,1.86,21.482479999999999,20721.67225313987,20.721672253139872]
[872.48,0.87248000000000003,18750,18.75,1100,2200,2.2000000000000002,21.822479999999999,20916.221981562056,20.916221981562057]
[872.48,0.87248000000000003,18750,18.75,1200,2400,2.4,22.022479999999998,20828.378953701544,20.828378953701545]
[872.48,0.87248000000000003,18750,18.75,960,1920,1.92,21.542479999999998,20690.385786563853,20.690385786563851]
[872.48,0.87248000000000003,18750,18.75,720,1440,1.44,21.062480000000001,20637.046592966035,20.637046592966033]
[872.48,0.87248000000000003,18750,18.75,490,980,0.98,20.60248,20680.60939241197,20.68060939241197]
[872.48,0.87248000000000003,18750,18.75,830,1660,1.66,21.28248,20535.202246163317,20.535202246163315]
[872.48,0.87248000000000003,18750,18.75,830,1660,1.66,21.28248,20795.364857597753,20.795364857597754]
[872.48,0.87248000000000003,18750,18.75,1010,2020,2.02,21.642479999999999,20920.133194653601,20.920133194653602]
[872.48,0.87248000000000003,18750,18.75,1230,2460,2.46,22.08248,20298.484514950509,20.298484514950509]
[872.48,0.87248000000000003,18750,18.75,1380,2760,2.76,22.382480000000001,20743.868457874785,20.743868457874786]
[872.48,0.87248000000000003,18750,18.75,1120,2240,2.2400000000000002,21.862479999999998,19049.82177392485,19.049821773924851]
[872.48,0.87248000000000003,18750,18.75,1250,2500,2.5,22.122479999999999,20515.535796300563,20.515535796300561]
[872.48,0.87248000000000003,18750,18.75,680,1360,1.36,20.982479999999999,20652.31533530579,20.65231533530579]
[872.48,0.87248000000000003,18750,18.75,860,1720,1.72,21.342479999999998,20528.028183486051,20.52802818348605]
[872.48,0.87248000000000003,18750,18.75,930,1860,1.86,21.482479999999999,20449.244131950956,20.449244131950955]
[872.48,0.87248000000000003,18750,18.75,620,1240,1.24,20.862479999999998,20484.719413290855,20.484719413290854]
[872.48,0.87248000000000003,18750,18.75,1280,2560,2.56,22.182479999999998,20803.488870135236,20.803488870135237]
[872.48,0.87248000000000003,18750,18.75,860,1720,1.72,21.342479999999998,21317.151878522323,21.317151878522324]
[872.48,0.87248000000000003,18750,18.75,620,1240,1.24,20.862479999999998,21727.68200389716,21.727682003897161]
[872.48,0.87248000000000003,18750,18.75,1810,3620,3.62,23.24248,20845.560753213467,20.845560753213466]
[872.48,0.87248000000000003,18750,18.75,1020,2040,2.04,21.662479999999999,22148.818378575619,22.148818378575619]
[872.48,0.87248000000000003,18750,18.75,1520,3040,3.04,22.662479999999999,22312.311807554412,22.312311807554412]
[872.48,0.87248000000000003,18750,18.75,1260,2520,2.52,22.142479999999999,22708.705488637584,22.708705488637584]
[872.48,0.87248000000000003,18750,18.75,1330,2660,2.66,22.28248,22549.495726788871,22.549495726788873]
[872.48,0.87248000000000003,18750,18.75,2170,4340,4.34,23.962479999999999,22915.879290879217,22.915879290879218]
[872.48,0.87248000000000003,18750,18.75,1930,3860,3.86,23.482479999999999,22406.379871626988,22.406379871626989]
[872.48,0.87248000000000003,18750,18.75,1280,2560,2.56,22.182479999999998,21757.278587466008,21.757278587466008]
[872.48,0.87248000000000003,18750,18.75,1610,3220,3.22,22.842479999999998,21424.291545662549,21.424291545662548]
[872.48,0.87248000000000003,18750,18.75,1730,3460,3.46,23.08248,20492.939524712601,20.4929395247126]
[872.48,0.87248000000000003,18750,18.75,1630,3260,3.26,22.882480000000001,19660.325623546101,19.6603256235461]
[872.48,0.87248000000000003,18750,18.75,2160,4320,4.32,23.94248,20575.232374298324,20.575232374298324]
[872.48,0.87248000000000003,18750,18.75,1870,3740,3.74,23.362479999999998,20446.635378469025,20.446635378469026]
[872.48,0.87248000000000003,18750,18.75,1200,2400,2.4,22.022479999999998,20478.850487105221,20.47885048710522]
[872.48,0.87248000000000003,18750,18.75,1740,3480,3.48,23.10248,20308.939473167356,20.308939473167356]
[872.48,0.87248000000000003,18750,18.75,860,1720,1.72,21.342479999999998,20300.928198793848,20.300928198793848]
[872.48,0.87248000000000003,18750,18.75,1070,2140,2.14,21.76248,20357.584726651821,20.357584726651822]
[872.48,0.87248000000000003,18750,18.75,1430,2860,2.86,22.482479999999999,20040.189092927965,20.040189092927964]
[872.48,0.87248000000000003,18750,18.75,940,1880,1.88,21.502479999999998,19985.146271197678,19.985146271197678]
[872.48,0.87248000000000003,18750,18.75,890,1780,1.78,21.402480000000001,20479.85803863778,20.479858038637779]
[872.48,0.87248000000000003,18750,18.75,1390,2780,2.78,22.402480000000001,20542.158395187362,20.542158395187361]
[872.48,0.87248000000000003,18750,18.75,1110,2220,2.2200000000000002,21.842479999999998,20622.858985722607,20.622858985722608]
[872.48,0.87248000000000003,18750,18.75,1170,2340,2.34,21.962479999999999,21005.744953711699,21.005744953711698]
[872.48,0.87248000000000003,18750,18.75,1120,2240,2.2400000000000002,21.862479999999998,20362.566084591639,20.362566084591638]
[872.48,0.87248000000000003,18750,18.75,1460,2920,2.92,22.542479999999998,20792.612548407487,20.792612548407487]
[872.48,0.87248000000000003,18750,18.75,1260,2520,2.52,22.142479999999999,19169.729611089831,19.169729611089831]
[872.48,0.87248000000000003,18750,18.75,890,1780,1.78,21.402480000000001,21113.804598567578,21.11380459856758]
[872.48,0.87248000000000003,18750,18.75,1260,2520,2.52,22.142479999999999,23367.112120991515,23.367112120991514]
[872.48,0.87248000000000003,18750,18.75,1370,2740,2.74,22.362479999999998,23606.498577830811,23.606498577830813]
[872.48,0.87248000000000003,18750,18.75,830,1660,1.66,21.28248,23475.669044396673,23.475669044396671]
[872.48,0.87248000000000003,18750,18.75,1330,2660,2.66,22.28248,23313.319421825141,23.313319421825142]
[872.48,0.87248000000000003,18750,18.75,1460,2920,2.92,22.542479999999998,21451.502976026499,21.4515029760265]
[872.48,0.87248000000000003,18750,18.75,990,1980,1.98,21.60248,21678.374290803076,21.678374290803077]
[872.48,0.87248000000000003,18750,18.75,1300,2600,2.6,22.222480000000001,21589.443783834144,21.589443783834145]
[872.48,0.87248000000000003,18750,18.75,1680,3360,3.36,22.982479999999999,21358.472290782775,21.358472290782775]
[872.48,0.87248000000000003,18750,18.75,1690,3380,3.38,23.002479999999998,20736.678524727828,20.736678524727829]
[872.48,0.87248000000000003,18750,18.75,1040,2080,2.08,21.702480000000001,20307.255833892716,20.307255833892714]
[872.48,0.87248000000000003,18750,18.75,1360,2720,2.72,22.342479999999998,20971.361180730961,20.971361180730959]
[872.48,0.87248000000000003,18750,18.75,2140,4280,4.28,23.902480000000001,20981.63506513344,20.981635065133439]
[872.48,0.87248000000000003,18750,18.75,2000,4000,4,23.622479999999999,21253.195395233044,21.253195395233043]
[872.48,{"$f":"A2115/1000","v":0.87248000000000003},18750,{"$f":"C2115/1000","v":18.75},0,{"$f":"E2115*2","v":0},{"$f":"F2115/1000","v":0},{"$f":"B2115+D2115+G2115","v":19.622479999999999},21619.540116704062,{"$f":"I2115/1000","v":21.619540116704062}]
[872.48,0.87248000000000003,18750,18.75,1960,3920,3.92,23.542479999999998,21748.659672422549,21.748659672422548]
[872.48,0.87248000000000003,18750,18.75,1480,2960,2.96,22.58248,21619.091313082354,21.619091313082354]
[872.48,0.87248000000000003,18750,18.75,900,1800,1.8,21.42248,21506.179431460339,21.506179431460339]
[872.48,0.87248000000000003,18750,18.75,1760,3520,3.52,23.142479999999999,21741.733317268281,21.741733317268281]
[872.48,0.87248000000000003,18750,18.75,1230,2460,2.46,22.08248,23070.287795067685,23.070287795067685]
[872.48,0.87248000000000003,18750,18.75,1610,3220,3.22,22.842479999999998,24157.235743603647,24.157235743603646]
[872.48,0.87248000000000003,18750,18.75,1930,3860,3.86,23.482479999999999,24383.099640553766,24.383099640553766]
[872.48,0.87248000000000003,18750,18.75,1990,3980,3.98,23.60248,24727.916949769409,24.727916949769408]
[872.48,0.87248000000000003,18750,18.75,1310,2620,2.62,22.24248,25069.789923324508,25.069789923324507]
[872.48,0.87248000000000003,18750,18.75,1400,2800,2.8,22.42248,23988.048368940421,23.988048368940422]
[872.48,0.87248000000000003,18750,18.75,1160,2320,2.3199999999999998,21.94248,24118.882983155323,24.118882983155324]
[872.48,0.87248000000000003,18750,18.75,1850,3700,3.7,23.322479999999999,23263.492721263465,23.263492721263464]
[872.48,0.87248000000000003,18750,18.75,1300,2600,2.6,22.222480000000001,22963.134683640863,22.963134683640863]
[872.48,0.87248000000000003,18750,18.75,1180,2360,2.36,21.982479999999999,22799.497420399381,22.79949742039938]
[872.48,0.87248000000000003,18750,18.75,1150,2300,2.2999999999999998,21.92248,22523.83448584189,22.523834485841888]
[872.48,0.87248000000000003,18750,18.75,1350,2700,2.7,22.322479999999999,22489.579327065905,22.489579327065904]
[872.48,0.87248000000000003,18750,18.75,1440,2880,2.88,22.502479999999998,22267.116782484518,22.267116782484518]
[872.48,0.87248000000000003,18750,18.75,1220,2440,2.44,22.062480000000001,22459.999243499598,22.459999243499599]
[872.48,0.87248000000000003,18750,18.75,1350,2700,2.7,22.322479999999999,22647.296412032596,22.647296412032595]
[872.48,0.87248000000000003,18750,18.75,1300,2600,2.6,22.222480000000001,23883.121534672653,23.883121534672654]
[872.48,0.87248000000000003,18750,18.75,1430,2860,2.86,22.482479999999999,22221.738740696288,22.221738740696289]
[872.48,0.87248000000000003,18750,18.75,950,1900,1.9,21.522479999999998,21367.102396633432,21.367102396633431]
[872.48,0.87248000000000003,18750,18.75,1350,2700,2.7,22.322479999999999,22160.827098631024,22.160827098631025]
[872.48,0.87248000000000003,18750,18.75,730,1460,1.46,21.08248,21807.730028972132,21.807730028972131]
[872.48,0.87248000000000003,18750,18.75,460,920,0.92,20.542480000000001,22016.932584695693,22.016932584695692]
[872.48,0.87248000000000003,18750,18.75,500,1000,1,20.622479999999999,22016.119985808895,22.016119985808896]
[872.48,0.87248000000000003,18750,18.75,450,900,0.9,20.522479999999998,22255.27530755187,22.255275307551869]
[872.48,0.87248000000000003,18750,18.75,610,1220,1.22,20.842479999999998,22325.745797807547,22.325745797807546]
[872.48,0.87248000000000003,18750,18.75,560,1120,1.1200000000000001,20.74248,22012.573831213762,22.012573831213761]
[872.48,0.87248000000000003,18750,18.75,640,1280,1.28,20.902480000000001,22484.129243499592,22.484129243499591]
[872.48,0.87248000000000003,18750,18.75,750,1500,1.5,21.122479999999999,23055.019052727926,23.055019052727925]
[872.48,0.87248000000000003,18750,18.75,310,620,0.62,20.24248,23192.308497024671,23.192308497024673]
[872.48,0.87248000000000003,18750,18.75,180,360,0.36,19.982479999999999,23011.735551325,23.011735551325]
[872.48,0.87248000000000003,18750,18.75,560,1120,1.1200000000000001,20.74248,22875.672896727334,22.875672896727334]
[872.48,0.87248000000000003,18750,18.75,430,860,0.86,20.482479999999999,22152.165852112958,22.152165852112958]
[872.48,0.87248000000000003,18750,18.75,770,1540,1.54,21.162479999999999,21755.989711420159,21.75598971142016]
[872.48,0.87248000000000003,18750,18.75,890,1780,1.78,21.402480000000001,21705.353133422399,21.705353133422399]
[872.48,0.87248000000000003,18750,18.75,560,1120,1.1200000000000001,20.74248,22647.270263008551,22.647270263008551]
[872.48,0.87248000000000003,18750,18.75,680,1360,1.36,20.982479999999999,23102.868040195521,23.102868040195521]
[872.48,0.87248000000000003,18750,18.75,960,1920,1.92,21.542479999999998,23234.31756805857,23.234317568058572]
[872.48,0.87248000000000003,18750,18.75,560,1120,1.1200000000000001,20.74248,22804.927453825901,22.804927453825901]
[872.48,0.87248000000000003,18750,18.75,660,1320,1.32,20.94248,22598.075042950608,22.598075042950608]
[872.48,0.87248000000000003,18750,18.75,850,1700,1.7,21.322479999999999,22521.183077762293,22.521183077762291]
[872.48,0.87248000000000003,18750,18.75,820,1640,1.64,21.26248,23234.633722653703,23.234633722653705]
[872.48,0.87248000000000003,18750,18.75,620,1240,1.24,20.862479999999998,25041.857279869015,25.041857279869014]
[872.48,0.87248000000000003,18750,18.75,630,1260,1.26,20.882480000000001,23144.895703149821,23.144895703149821]
[872.48,0.87248000000000003,18750,18.75,190,380,0.38,20.002479999999998,23559.21832713189,23.559218327131891]
[872.48,0.87248000000000003,18750,18.75,240,480,0.48,20.10248,23194.897322930734,23.194897322930736]
[872.48,0.87248000000000003,18750,18.75,440,880,0.88,20.502479999999998,22419.798814525879,22.41979881452588]
[872.48,0.87248000000000003,18750,18.75,300,600,0.6,20.222480000000001,22379.427356306496,22.379427356306497]
[872.48,0.87248000000000003,18750,18.75,260,520,0.52,20.142479999999999,22390.814857699272,22.390814857699272]
[872.48,0.87248000000000003,18750,18.75,370,740,0.74,20.362479999999998,22076.552907818754,22.076552907818755]
[872.48,0.87248000000000003,18750,18.75,50,100,0.1,19.722480000000001,21742.752265738261,21.742752265738261]
[872.48,0.87248000000000003,18750,18.75,50,100,0.1,19.722480000000001,22059.186608375352,22.059186608375352]
[872.48,0.87248000000000003,18750,18.75,60,120,0.12,19.74248,22075.809134838015,22.075809134838014]
[872.48,0.87248000000000003,18750,18.75,60,120,0.12,19.74248,22450.51146912355,22.450511469123551]
[872.48,0.87248000000000003,18750,18.75,150,300,0.3,19.92248,22146.003448214211,22.146003448214209]
[872.48,0.87248000000000003,18750,18.75,220,440,0.44,20.062480000000001,21585.901806148948,21.585901806148946]
[872.48,0.87248000000000003,18750,18.75,240,480,0.48,20.10248,21190.718173850852,21.190718173850851]
[872.48,0.87248000000000003,18750,18.75,220,440,0.44,20.062480000000001,19506.554843746173,19.506554843746173]
[872.48,0.87248000000000003,18750,18.75,240,480,0.48,20.10248,20346.711729508428,20.346711729508428]
[872.48,0.87248000000000003,18750,18.75,230,460,0.46,20.08248,20049.740925866408,20.049740925866409]
[872.48,0.87248000000000003,18750,18.75,260,520,0.52,20.142479999999999,20874.026274110118,20.874026274110118]
[872.48,{"$f":"A2179/1000","v":0.87248000000000003},18750,{"$f":"C2179/1000","v":18.75},240,{"$f":"E2179*2","v":480},{"$f":"F2179/1000","v":0.48},{"$f":"B2179+D2179+G2179","v":20.10248},21582.943217039468,{"$f":"I2179/1000","v":21.582943217039467}]
[872.48,0.87248000000000003,18750,18.75,360,720,0.72,20.342479999999998,21787.496373034985,21.787496373034983]
[872.48,0.87248000000000003,18750,18.75,340,680,0.68,20.302479999999999,21770.781548524232,21.770781548524234]
[872.48,0.87248000000000003,18750,18.75,320,640,0.64,20.26248,22082.536799248537,22.082536799248537]
[872.48,0.87248000000000003,18750,18.75,180,360,0.36,19.982479999999999,21851.931995616673,21.851931995616674]
[872.48,0.87248000000000003,18750,18.75,190,380,0.38,20.002479999999998,24806.805415011026,24.806805415011027]
[872.48,0.87248000000000003,18750,18.75,170,340,0.34,19.962479999999999,23525.350928880373,23.525350928880371]
[872.48,0.87248000000000003,18750,18.75,220,440,0.44,20.062480000000001,22170.740637676856,22.170740637676857]
[872.48,0.87248000000000003,18750,18.75,240,480,0.48,20.10248,21429.124423154466,21.429124423154466]
[872.48,0.87248000000000003,18750,18.75,120,240,0.24,19.862479999999998,21906.47502904827,21.90647502904827]
[872.48,0.87248000000000003,18750,18.75,480,960,0.96,20.58248,22259.249515128166,22.259249515128165]
[872.48,0.87248000000000003,18750,18.75,390,780,0.78,20.402480000000001,21083.072345138942,21.083072345138941]
[872.48,0.87248000000000003,18750,18.75,390,780,0.78,20.402480000000001,21145.956508095784,21.145956508095782]
[872.48,0.87248000000000003,18750,18.75,480,960,0.96,20.58248,20393.289140358342,20.393289140358341]
[872.48,0.87248000000000003,18750,18.75,620,1240,1.24,20.862479999999998,19976.423189082514,19.976423189082514]
[872.48,0.87248000000000003,18750,18.75,590,1180,1.18,20.802479999999999,20708.169015034262,20.708169015034262]
[872.48,0.87248000000000003,18750,18.75,680,1360,1.36,20.982479999999999,20059.489583285154,20.059489583285153]
[872.48,0.87248000000000003,18750,18.75,1110,2220,2.2200000000000002,21.842479999999998,19932.298969060103,19.932298969060103]
[872.48,0.87248000000000003,18750,18.75,1530,3060,3.06,22.682479999999998,20191.693793570856,20.191693793570856]
[872.48,0.87248000000000003,18750,18.75,1390,2780,2.78,22.402480000000001,19981.884598567576,19.981884598567575]
[872.48,0.87248000000000003,18750,18.75,1340,2680,2.68,22.302479999999999,21791.534108362659,21.791534108362658]
[872.48,0.87248000000000003,18750,18.75,1080,2160,2.16,21.78248,22660.811910644901,22.660811910644902]
[872.48,0.87248000000000003,18750,18.75,1090,2180,2.1800000000000002,21.802479999999999,22633.014347970173,22.633014347970171]
[872.48,0.87248000000000003,18750,18.75,1170,2340,2.34,21.962479999999999,22259.278240703901,22.2592782407039]
[872.48,0.87248000000000003,18750,18.75,1030,2060,2.06,21.682479999999998,22020.670593057403,22.020670593057403]
[872.48,0.87248000000000003,18750,18.75,1070,2140,2.14,21.76248,23194.182804829772,23.194182804829772]
[872.48,0.87248000000000003,18750,18.75,1530,3060,3.06,22.682479999999998,21616.580495537994,21.616580495537992]
[872.48,0.87248000000000003,18750,18.75,1640,3280,3.28,22.902480000000001,22521.857379996305,22.521857379996305]
[872.48,0.87248000000000003,18750,18.75,1050,2100,2.1,21.722480000000001,24744.999637793597,24.744999637793597]
[872.48,0.87248000000000003,18750,18.75,710,1420,1.42,21.042479999999998,22848.086914835905,22.848086914835907]
[872.48,0.87248000000000003,18750,18.75,850,1700,1.7,21.322479999999999,22575.472627909683,22.575472627909683]
[872.48,0.87248000000000003,18750,18.75,940,1880,1.88,21.502479999999998,23177.747517918786,23.177747517918785]
[872.48,0.87248000000000003,18750,18.75,760,1520,1.52,21.142479999999999,23082.175770002868,23.08217577000287]
[872.48,0.87248000000000003,18750,18.75,880,1760,1.76,21.382480000000001,23114.916015130701,23.114916015130699]
[872.48,0.87248000000000003,18750,18.75,610,1220,1.22,20.842479999999998,22745.124843796933,22.745124843796933]
[872.48,0.87248000000000003,18750,18.75,510,1020,1.02,20.642479999999999,23964.564790947737,23.964564790947737]
[872.48,0.87248000000000003,18750,18.75,930,1860,1.86,21.482479999999999,23910.380700415037,23.910380700415036]
[872.48,0.87248000000000003,18750,18.75,610,1220,1.22,20.842479999999998,22693.632077777518,22.693632077777519]
[872.48,0.87248000000000003,18750,18.75,460,920,0.92,20.542480000000001,21950.264988594437,21.950264988594437]
[872.48,0.87248000000000003,18750,18.75,770,1540,1.54,21.162479999999999,21846.868182182105,21.846868182182103]
[872.48,0.87248000000000003,18750,18.75,570,1140,1.1399999999999999,20.76248,23912.480906545265,23.912480906545266]
[872.48,0.87248000000000003,18750,18.75,360,720,0.72,20.342479999999998,22352.148886950014,22.352148886950012]
[872.48,0.87248000000000003,18750,18.75,200,400,0.4,20.022479999999998,21797.125366022909,21.797125366022907]
[872.48,0.87248000000000003,18750,18.75,260,520,0.52,20.142479999999999,21637.264474648957,21.637264474648958]
[872.48,0.87248000000000003,18750,18.75,190,380,0.38,20.002479999999998,21569.271496928228,21.569271496928227]
[872.48,0.87248000000000003,18750,18.75,140,280,0.28000000000000003,19.902480000000001,21187.165428659569,21.187165428659569]
[872.48,0.87248000000000003,18750,18.75,250,500,0.5,20.122479999999999,22614.935538777368,22.614935538777367]
[872.48,0.87248000000000003,18750,18.75,210,420,0.42,20.042480000000001,23378.055159994197,23.378055159994197]
[872.48,0.87248000000000003,18750,18.75,300,600,0.6,20.222480000000001,21753.514988645198,21.753514988645197]
[872.48,0.87248000000000003,18750,18.75,430,860,0.86,20.482479999999999,24085.223913526886,24.085223913526885]
[872.48,0.87248000000000003,18750,18.75,520,1040,1.04,20.662479999999999,23996.557595964761,23.996557595964763]
[872.48,0.87248000000000003,18750,18.75,390,780,0.78,20.402480000000001,22280.889704494373,22.280889704494374]
[872.48,0.87248000000000003,18750,18.75,440,880,0.88,20.502479999999998,21903.276151546201,21.903276151546201]
[872.48,0.87248000000000003,18750,18.75,310,620,0.62,20.24248,21805.190396663886,21.805190396663885]
[872.48,0.87248000000000003,18750,18.75,370,740,0.74,20.362479999999998,22206.951567997658,22.206951567997656]
[872.48,0.87248000000000003,18750,18.75,480,960,0.96,20.58248,22427.622843776626,22.427622843776625]
[872.48,0.87248000000000003,18750,18.75,470,940,0.94,20.562480000000001,22441.761920381614,22.441761920381612]
[872.48,0.87248000000000003,18750,18.75,660,1320,1.32,20.94248,22074.128283867136,22.074128283867136]
[872.48,0.87248000000000003,18750,18.75,380,760,0.76,20.382480000000001,22152.867549889088,22.152867549889088]
[872.48,0.87248000000000003,18750,18.75,310,620,0.62,20.24248,22298.850795022001,22.298850795022002]
[872.48,0.87248000000000003,18750,18.75,250,500,0.5,20.122479999999999,22183.06772259279,22.183067722592789]
[872.48,0.87248000000000003,18750,18.75,200,400,0.4,20.022479999999998,21676.629744846687,21.676629744846686]
[872.48,0.87248000000000003,18750,18.75,70,140,0.14000000000000001,19.76248,21539.065002496776,21.539065002496777]
[872.48,0.87248000000000003,18750,18.75,150,300,0.3,19.92248,20712.277562335203,20.712277562335203]
[872.48,{"$f":"A2243/1000","v":0.87248000000000003},18750,{"$f":"C2243/1000","v":18.75},100,{"$f":"E2243*2","v":200},{"$f":"F2243/1000","v":0.2},{"$f":"B2243+D2243+G2243","v":19.822479999999999},23352.404920437453,{"$f":"I2243/1000","v":23.352404920437454}]
[872.48,0.87248000000000003,18750,18.75,50,100,0.1,19.722480000000001,23839.257906540184,23.839257906540183]
[872.48,0.87248000000000003,18750,18.75,10,20,0.02,19.642479999999999,22605.919116770052,22.605919116770053]
[872.48,0.87248000000000003,18750,18.75,50,100,0.1,19.722480000000001,21530.687606954663,21.530687606954665]
[872.48,0.87248000000000003,18750,18.75,0,0,0,19.622479999999999,21259.113375739315,21.259113375739314]
[872.48,0.87248000000000003,18750,18.75,0,0,0,19.622479999999999,23039.751790891904,23.039751790891902]
[872.48,0.87248000000000003,18750,18.75,0,0,0,19.622479999999999,21519.881246229303,21.519881246229303]
[872.48,0.87248000000000003,18750,18.75,0,0,0,19.622479999999999,21138.082762919723,21.138082762919723]
[872.48,0.87248000000000003,18750,18.75,0,0,0,19.622479999999999,21334.088868780535,21.334088868780533]
[872.48,0.87248000000000003,18750,18.75,0,0,0,19.622479999999999,21556.157712805321,21.556157712805323]
[872.48,0.87248000000000003,18750,18.75,0,0,0,19.622479999999999,20908.752432820118,20.908752432820119]
[872.48,0.87248000000000003,18750,18.75,0,0,0,19.622479999999999,20013.371992653472,20.013371992653472]
[872.48,0.87248000000000003,18750,18.75,40,80,0.08,19.702479999999998,19738.455335255028,19.738455335255029]
[872.48,0.87248000000000003,18750,18.75,110,220,0.22,19.842479999999998,20004.449410479934,20.004449410479936]
[872.48,0.87248000000000003,18750,18.75,50,100,0.1,19.722480000000001,20228.078243362546,20.228078243362546]
[872.48,0.87248000000000003,18750,18.75,180,360,0.36,19.982479999999999,20419.478183486051,20.419478183486053]
[872.48,0.87248000000000003,18750,18.75,140,280,0.28000000000000003,19.902480000000001,20256.862205760248,20.25686220576025]
[872.48,0.87248000000000003,18750,18.75,380,760,0.76,20.382480000000001,20394.044287941397,20.394044287941398]
[872.48,0.87248000000000003,18750,18.75,260,520,0.52,20.142479999999999,20183.644230825059,20.18364423082506]
[872.48,0.87248000000000003,18750,18.75,50,100,0.1,19.722480000000001,20132.583935557439,20.132583935557438]
[872.48,0.87248000000000003,18750,18.75,30,60,0.06,19.682479999999998,20000.665604072678,20.000665604072676]
[872.48,0.87248000000000003,18750,18.75,0,0,0,19.622479999999999,20208.243118013084,20.208243118013083]
[872.48,0.87248000000000003,18750,18.75,60,120,0.12,19.74248,20260.674682083125,20.260674682083124]
[872.48,0.87248000000000003,18750,18.75,490,980,0.98,20.60248,20594.257989903457,20.594257989903458]
[872.48,0.87248000000000003,18750,18.75,750,1500,1.5,21.122479999999999,20666.469715535026,20.666469715535026]
[872.48,0.87248000000000003,18750,18.75,470,940,0.94,20.562480000000001,19860.230984286689,19.860230984286687]
[872.48,0.87248000000000003,18750,18.75,350,700,0.7,20.322479999999999,19456.838544150494,19.456838544150493]
[872.48,0.87248000000000003,18750,18.75,390,780,0.78,20.402480000000001,19991.978102679903,19.991978102679901]
[872.48,0.87248000000000003,18750,18.75,220,440,0.44,20.062480000000001,20260.944754507258,20.260944754507257]
[872.48,0.87248000000000003,18750,18.75,400,800,0.8,20.42248,20150.537870099706,20.150537870099708]
[872.48,0.87248000000000003,18750,18.75,80,160,0.16,19.78248,20279.87110966153,20.279871109661531]
[872.48,0.87248000000000003,18750,18.75,80,160,0.16,19.78248,20133.24033528041,20.133240335280412]
[872.48,0.87248000000000003,18750,18.75,30,60,0.06,19.682479999999998,20590.094289346856,20.590094289346858]
[872.48,0.87248000000000003,18750,18.75,100,200,0.2,19.822479999999999,21475.164712800241,21.47516471280024]
[872.48,0.87248000000000003,18750,18.75,120,240,0.24,19.862479999999998,20664.586003836252,20.664586003836252]
[872.48,0.87248000000000003,18750,18.75,220,440,0.44,20.062480000000001,21425.0194481736,21.4250194481736]
[872.48,0.87248000000000003,18750,18.75,370,740,0.74,20.362479999999998,21085.234793555628,21.085234793555628]
[872.48,0.87248000000000003,18750,18.75,910,1820,1.82,21.44248,20925.261191873135,20.925261191873133]
[872.48,0.87248000000000003,18750,18.75,1050,2100,2.1,21.722480000000001,21257.862112507984,21.257862112507983]
[872.48,0.87248000000000003,18750,18.75,410,820,0.82,20.44248,21439.20436182175,21.439204361821751]
[872.48,0.87248000000000003,18750,18.75,530,1060,1.06,20.682479999999998,21433.535463491557,21.433535463491555]
[872.48,0.87248000000000003,18750,18.75,890,1780,1.78,21.402480000000001,21048.842016394043,21.048842016394044]
[872.48,0.87248000000000003,18750,18.75,400,800,0.8,20.42248,21470.197099985729,21.470197099985729]
[872.48,0.87248000000000003,18750,18.75,670,1340,1.34,20.962479999999999,21333.161216968405,21.333161216968406]
[872.48,0.87248000000000003,18750,18.75,730,1460,1.46,21.08248,21167.892696066676,21.167892696066676]
[872.48,0.87248000000000003,18750,18.75,640,1280,1.28,20.902480000000001,21141.236223919575,21.141236223919574]
[872.48,0.87248000000000003,18750,18.75,780,1560,1.56,21.182479999999998,21966.929810395784,21.966929810395783]
[872.48,0.87248000000000003,18750,18.75,910,1820,1.82,21.44248,19749.345828524663,19.749345828524664]
[872.48,0.87248000000000003,18750,18.75,1910,3820,3.82,23.44248,19891.799101513014,19.891799101513012]
[872.48,0.87248000000000003,18750,18.75,1490,2980,2.98,22.60248,20082.245168376208,20.082245168376208]
[872.48,0.87248000000000003,18750,18.75,3010,6020,6.02,25.642479999999999,20250.376098747769,20.250376098747768]
[872.48,0.87248000000000003,18750,18.75,2170,4340,4.34,23.962479999999999,17492.072863199293,17.492072863199294]
[872.48,0.87248000000000003,18750,18.75,2550,5100,5.0999999999999996,24.722479999999997,16448.457624971867,16.448457624971866]
[872.48,0.87248000000000003,18750,18.75,2330,4660,4.66,24.28248,17734.312898031276,17.734312898031277]
[872.48,0.87248000000000003,18750,18.75,2330,4660,4.66,24.28248,17288.260067918982,17.288260067918984]
[872.48,0.87248000000000003,18750,18.75,1380,2760,2.76,22.382480000000001,17259.404792150166,17.259404792150168]
[872.48,0.87248000000000003,18750,18.75,2440,4880,4.88,24.502479999999998,17509.693725312347,17.509693725312346]
[872.48,0.87248000000000003,18750,18.75,2300,4600,4.5999999999999996,24.222479999999997,17668.175846491111,17.66817584649111]
[872.48,0.87248000000000003,18750,18.75,2240,4480,4.4800000000000004,24.10248,17409.420413326388,17.409420413326387]
[872.48,0.87248000000000003,18750,18.75,2220,4440,4.4400000000000004,24.062480000000001,17497.015850656735,17.497015850656734]
[872.48,0.87248000000000003,18750,18.75,1920,3840,3.84,23.462479999999999,18241.447808919263,18.241447808919265]
[872.48,0.87248000000000003,18750,18.75,1240,2480,2.48,22.10248,20008.49852769103,20.008498527691032]
[872.48,0.87248000000000003,18750,18.75,1120,2240,2.2400000000000002,21.862479999999998,19960.948137714924,19.960948137714926]
[872.48,0.87248000000000003,18750,18.75,660,1320,1.32,20.94248,19405.704639072166,19.405704639072166]
[872.48,{"$f":"A2307/1000","v":0.87248000000000003},18750,{"$f":"C2307/1000","v":18.75},470,{"$f":"E2307*2","v":940},{"$f":"F2307/1000","v":0.94},{"$f":"B2307+D2307+G2307","v":20.562480000000001},18919.250311742875,{"$f":"I2307/1000","v":18.919250311742875}]
[872.48,0.87248000000000003,18750,18.75,320,640,0.64,20.26248,18380.811916165228,18.380811916165229]
[872.48,0.87248000000000003,18750,18.75,380,760,0.76,20.382480000000001,17499.602672376866,17.499602672376867]
[872.48,0.87248000000000003,18750,18.75,280,560,0.56000000000000005,20.182479999999998,17865.783565156278,17.865783565156278]
[872.48,0.87248000000000003,18750,18.75,190,380,0.38,20.002479999999998,17786.496730888513,17.786496730888512]
[872.48,0.87248000000000003,18750,18.75,30,60,0.06,19.682479999999998,17574.626584634781,17.574626584634782]
[872.48,0.87248000000000003,18750,18.75,0,0,0,19.622479999999999,17857.809469052489,17.857809469052487]
[872.48,0.87248000000000003,18750,18.75,0,0,0,19.622479999999999,18485.66696351947,18.485666963519471]
[872.48,0.87248000000000003,18750,18.75,0,0,0,19.622479999999999,18623.683959348768,18.623683959348767]
[872.48,0.87248000000000003,18750,18.75,0,0,0,19.622479999999999,18415.062583290233,18.415062583290233]
[872.48,0.87248000000000003,18750,18.75,0,0,0,19.622479999999999,18396.909872981691,18.396909872981691]
[872.48,0.87248000000000003,18750,18.75,0,0,0,19.622479999999999,18752.97695378276,18.75297695378276]
[872.48,0.87248000000000003,18750,18.75,0,0,0,19.622479999999999,18353.956911974226,18.353956911974226]
[872.48,0.87248000000000003,18750,18.75,0,0,0,19.622479999999999,17541.533088802946,17.541533088802947]
[872.48,0.87248000000000003,18750,18.75,0,0,0,19.622479999999999,18454.409828412994,18.454409828412995]
[872.48,0.87248000000000003,18750,18.75,0,0,0,19.622479999999999,18584.186774102505,18.584186774102506]
[872.48,0.87248000000000003,18750,18.75,30,60,0.06,19.682479999999998,18737.757615336672,18.737757615336673]
[872.48,0.87248000000000003,18750,18.75,0,0,0,19.622479999999999,18443.685715595937,18.443685715595937]
[872.48,0.87248000000000003,18750,18.75,40,80,0.08,19.702479999999998,18674.710781068901,18.674710781068903]
[872.48,0.87248000000000003,18750,18.75,410,820,0.82,20.44248,18754.798672437777,18.754798672437776]
[872.48,0.87248000000000003,18750,18.75,430,860,0.86,20.482479999999999,18898.958205871913,18.898958205871914]
[872.48,0.87248000000000003,18750,18.75,380,760,0.76,20.382480000000001,18973.27481172511,18.973274811725112]
[872.48,0.87248000000000003,18750,18.75,330,660,0.66,20.28248,18903.158033168209,18.903158033168207]
[872.48,0.87248000000000003,18750,18.75,610,1220,1.22,20.842479999999998,18723.459333991694,18.723459333991695]
[872.48,0.87248000000000003,18750,18.75,670,1340,1.34,20.962479999999999,18648.347524793819,18.64834752479382]
[872.48,0.87248000000000003,18750,18.75,1270,2540,2.54,22.162479999999999,18637.424859053968,18.637424859053969]
[872.48,0.87248000000000003,18750,18.75,1320,2640,2.64,22.26248,18384.688212797708,18.384688212797709]
[872.48,0.87248000000000003,18750,18.75,1330,2660,2.66,22.28248,18482.932464891939,18.482932464891938]
[872.48,0.87248000000000003,18750,18.75,1370,2740,2.74,22.362479999999998,18232.965835348932,18.232965835348931]
[872.48,0.87248000000000003,18750,18.75,840,1680,1.68,21.302479999999999,18040.650808873579,18.040650808873579]
[872.48,0.87248000000000003,18750,18.75,1160,2320,2.3199999999999998,21.94248,18577.220244839071,18.577220244839072]
[872.48,0.87248000000000003,18750,18.75,1120,2240,2.2400000000000002,21.862479999999998,18350.107505269629,18.35010750526963]
[872.48,0.87248000000000003,18750,18.75,770,1540,1.54,21.162479999999999,18327.816019194812,18.327816019194813]
[872.48,0.87248000000000003,18750,18.75,1100,2200,2.2000000000000002,21.822479999999999,18364.708645937044,18.364708645937043]
[872.48,0.87248000000000003,18750,18.75,880,1760,1.76,21.382480000000001,18620.798864614906,18.620798864614905]
[872.48,0.87248000000000003,18750,18.75,580,1160,1.1599999999999999,20.78248,18692.726705843997,18.692726705843999]
[872.48,0.87248000000000003,18750,18.75,670,1340,1.34,20.962479999999999,18745.78193147303,18.745781931473029]
[872.48,0.87248000000000003,18750,18.75,1090,2180,2.1800000000000002,21.802479999999999,19319.805346549481,19.319805346549483]
[872.48,0.87248000000000003,18750,18.75,940,1880,1.88,21.502479999999998,19518.792715641623,19.518792715641624]
[872.48,0.87248000000000003,18750,18.75,980,1960,1.96,21.58248,19415.7719858292,19.415771985829199]
[872.48,0.87248000000000003,18750,18.75,1760,3520,3.52,23.142479999999999,19006.885633435093,19.006885633435093]
[872.48,0.87248000000000003,18750,18.75,2250,4500,4.5,24.122479999999999,18964.069022010808,18.964069022010808]
[872.48,0.87248000000000003,18750,18.75,1930,3860,3.86,23.482479999999999,19084.103407811137,19.084103407811138]
[872.48,0.87248000000000003,18750,18.75,860,1720,1.72,21.342479999999998,18625.394250400004,18.625394250400003]
[872.48,0.87248000000000003,18750,18.75,1060,2120,2.12,21.74248,19003.405215603554,19.003405215603554]
[872.48,0.87248000000000003,18750,18.75,980,1960,1.96,21.58248,18861.026744841609,18.86102674484161]
[872.48,0.87248000000000003,18750,18.75,1150,2300,2.2999999999999998,21.92248,18716.383260151946,18.716383260151947]
[872.48,0.87248000000000003,18750,18.75,1010,2020,2.02,21.642479999999999,18526.011995515157,18.526011995515155]
[872.48,0.87248000000000003,18750,18.75,1090,2180,2.1800000000000002,21.802479999999999,18524.466886878949,18.524466886878947]
[872.48,0.87248000000000003,18750,18.75,930,1860,1.86,21.482479999999999,18519.489257351175,18.519489257351175]
[872.48,0.87248000000000003,18750,18.75,890,1780,1.78,21.402480000000001,18352.095633384331,18.35209563338433]
[872.48,0.87248000000000003,18750,18.75,1770,3540,3.54,23.162479999999999,18764.934311681965,18.764934311681966]
[872.48,0.87248000000000003,18750,18.75,2410,4820,4.82,24.44248,18351.052928646881,18.35105292864688]
[872.48,0.87248000000000003,18750,18.75,2440,4880,4.88,24.502479999999998,18111.293861778606,18.111293861778606]
[872.48,0.87248000000000003,18750,18.75,880,1760,1.76,21.382480000000001,18262.757190477823,18.262757190477824]
[872.48,0.87248000000000003,18750,18.75,830,1660,1.66,21.28248,18798.302870175841,18.798302870175842]
[872.48,0.87248000000000003,18750,18.75,1160,2320,2.3199999999999998,21.94248,18914.148480209889,18.914148480209889]
[872.48,0.87248000000000003,18750,18.75,1140,2280,2.2799999999999998,21.902480000000001,18555.998689100281,18.555998689100281]
[872.48,0.87248000000000003,18750,18.75,1640,3280,3.28,22.902480000000001,18366.276177945416,18.366276177945416]
[872.48,0.87248000000000003,18750,18.75,1820,3640,3.64,23.26248,18346.159705798313,18.346159705798314]
[872.48,0.87248000000000003,18750,18.75,2280,4560,4.5599999999999996,24.182479999999998,18248.900261501571,18.248900261501571]
[872.48,0.87248000000000003,18750,18.75,2170,4340,4.34,23.962479999999999,18095.685474582966,18.095685474582965]
[872.48,0.87248000000000003,18750,18.75,1390,2780,2.78,22.402480000000001,18199.577261496499,18.199577261496501]
[872.48,0.87248000000000003,18750,18.75,1050,2100,2.1,21.722480000000001,18194.288379879563,18.194288379879563]
[872.48,{"$f":"A2371/1000","v":0.87248000000000003},18750,{"$f":"C2371/1000","v":18.75},680,{"$f":"E2371*2","v":1360},{"$f":"F2371/1000","v":1.36},{"$f":"B2371+D2371+G2371","v":20.982479999999999},18179.364439766214,{"$f":"I2371/1000","v":18.179364439766214}]
[872.48,0.87248000000000003,18750,18.75,720,1440,1.44,21.062480000000001,18303.032604118358,18.303032604118357]
[872.48,0.87248000000000003,18750,18.75,510,1020,1.02,20.642479999999999,17860.067286541009,17.86006728654101]
[872.48,0.87248000000000003,18750,18.75,430,860,0.86,20.482479999999999,17315.184627726958,17.315184627726957]
[872.48,0.87248000000000003,18750,18.75,330,660,0.66,20.28248,17689.672924379734,17.689672924379735]
[872.48,0.87248000000000003,18750,18.75,180,360,0.36,19.982479999999999,18350.261722430361,18.350261722430361]
[872.48,0.87248000000000003,18750,18.75,550,1100,1.1000000000000001,20.722480000000001,18212.817124928722,18.212817124928723]
[872.48,0.87248000000000003,18750,18.75,670,1340,1.34,20.962479999999999,18158.011721024901,18.158011721024902]
[872.48,0.87248000000000003,18750,18.75,700,1400,1.4,21.022479999999998,18537.609007956195,18.537609007956195]
[872.48,0.87248000000000003,18750,18.75,1010,2020,2.02,21.642479999999999,18552.336592915275,18.552336592915275]
[872.48,0.87248000000000003,18750,18.75,2010,4020,4.0199999999999996,23.642479999999999,18691.0186862386,18.6910186862386]
[872.48,0.87248000000000003,18750,18.75,1480,2960,2.96,22.58248,18697.043666739795,18.697043666739795]
[872.48,0.87248000000000003,18750,18.75,1550,3100,3.1,22.722480000000001,18692.401045568648,18.692401045568648]
[872.48,0.87248000000000003,18750,18.75,1300,2600,2.6,22.222480000000001,18824.139304629276,18.824139304629277]
[872.48,0.87248000000000003,18750,18.75,1070,2140,2.14,21.76248,18914.164858952452,18.914164858952454]
[872.48,0.87248000000000003,18750,18.75,70,140,0.14000000000000001,19.76248,19219.216636129266,19.219216636129264]
[872.48,0.87248000000000003,18750,18.75,110,220,0.22,19.842479999999998,19254.988083206481,19.254988083206481]
[872.48,0.87248000000000003,18750,18.75,160,320,0.32,19.94248,19009.835326923778,19.009835326923778]
[872.48,0.87248000000000003,18750,18.75,480,960,0.96,20.58248,20397.99497464134,20.397994974641339]
[872.48,0.87248000000000003,18750,18.75,570,1140,1.1399999999999999,20.76248,19833.56656792152,19.833566567921519]
[872.48,0.87248000000000003,18750,18.75,650,1300,1.3,20.92248,19085.514353388982,19.085514353388984]
[872.48,0.87248000000000003,18750,18.75,650,1300,1.3,20.92248,17789.399169568482,17.789399169568483]
[872.48,0.87248000000000003,18750,18.75,730,1460,1.46,21.08248,19433.743971794887,19.433743971794886]
[872.48,0.87248000000000003,18750,18.75,700,1400,1.4,21.022479999999998,19331.778244768007,19.331778244768007]
[872.48,0.87248000000000003,18750,18.75,500,1000,1,20.622479999999999,19246.623959247256,19.246623959247255]
[872.48,0.87248000000000003,18750,18.75,590,1180,1.18,20.802479999999999,19350.564516355971,19.35056451635597]
[872.48,0.87248000000000003,18750,18.75,210,420,0.42,20.042480000000001,19479.66655953951,19.47966655953951]
[872.48,0.87248000000000003,18750,18.75,520,1040,1.04,20.662479999999999,19475.467750346706,19.475467750346706]
[872.48,0.87248000000000003,18750,18.75,300,600,0.6,20.222480000000001,19168.544570661383,19.168544570661382]
[872.48,0.87248000000000003,18750,18.75,90,180,0.18,19.802479999999999,18941.600612429305,18.941600612429305]
[872.48,0.87248000000000003,18750,18.75,80,160,0.16,19.78248,18535.308094297896,18.535308094297896]
[872.48,0.87248000000000003,18750,18.75,100,200,0.2,19.822479999999999,18383.693463369731,18.383693463369731]
[872.48,0.87248000000000003,18750,18.75,90,180,0.18,19.802479999999999,18415.344771169759,18.41534477116976]
[872.48,0.87248000000000003,18750,18.75,230,460,0.46,20.08248,18527.884232179767,18.527884232179769]
[872.48,0.87248000000000003,18750,18.75,180,360,0.36,19.982479999999999,18781.43070016124,18.781430700161241]
[872.48,0.87248000000000003,18750,18.75,220,440,0.44,20.062480000000001,18852.439810192751,18.852439810192752]
[872.48,0.87248000000000003,18750,18.75,240,480,0.48,20.10248,18686.10503441632,18.686105034416318]
[872.48,0.87248000000000003,18750,18.75,190,380,0.38,20.002479999999998,18673.606141657212,18.673606141657213]
[872.48,0.87248000000000003,18750,18.75,120,240,0.24,19.862479999999998,19057.825938337908,19.05782593833791]
[872.48,0.87248000000000003,18750,18.75,240,480,0.48,20.10248,19864.913328359697,19.864913328359698]
[872.48,0.87248000000000003,18750,18.75,390,780,0.78,20.402480000000001,20086.387130601324,20.086387130601324]
[872.48,0.87248000000000003,18750,18.75,540,1080,1.08,20.702480000000001,20128.959930047262,20.128959930047262]
[872.48,0.87248000000000003,18750,18.75,480,960,0.96,20.58248,20232.508021975278,20.232508021975278]
[872.48,0.87248000000000003,18750,18.75,760,1520,1.52,21.142479999999999,20292.864594401952,20.292864594401951]
[872.48,0.87248000000000003,18750,18.75,1090,2180,2.1800000000000002,21.802479999999999,20149.478666815932,20.149478666815931]
[872.48,0.87248000000000003,18750,18.75,910,1820,1.82,21.44248,20313.300860418829,20.313300860418828]
[872.48,0.87248000000000003,18750,18.75,1000,2000,2,21.622479999999999,20495.651963494089,20.49565196349409]
[872.48,0.87248000000000003,18750,18.75,640,1280,1.28,20.902480000000001,20563.63602617136,20.563636026171359]
[872.48,0.87248000000000003,18750,18.75,620,1240,1.24,20.862479999999998,20311.359435625964,20.311359435625963]
[872.48,0.87248000000000003,18750,18.75,750,1500,1.5,21.122479999999999,20987.168577729295,20.987168577729296]
[872.48,0.87248000000000003,18750,18.75,310,620,0.62,20.24248,20369.597215573096,20.369597215573098]
[872.48,0.87248000000000003,18750,18.75,330,660,0.66,20.28248,21042.296290823382,21.042296290823383]
[872.48,0.87248000000000003,18750,18.75,250,500,0.5,20.122479999999999,21280.705262983171,21.280705262983169]
[872.48,0.87248000000000003,18750,18.75,590,1180,1.18,20.802479999999999,20929.96803176275,20.929968031762751]
[872.48,0.87248000000000003,18750,18.75,1460,2920,2.92,22.542479999999998,20969.395711430316,20.969395711430316]
[872.48,0.87248000000000003,18750,18.75,1500,3000,3,22.622479999999999,21187.157065204505,21.187157065204506]
[872.48,0.87248000000000003,18750,18.75,1860,3720,3.72,23.342479999999998,21013.325900847278,21.013325900847278]
[872.48,0.87248000000000003,18750,18.75,2260,4520,4.5199999999999996,24.142479999999999,21141.557938459729,21.14155793845973]
[872.48,0.87248000000000003,18750,18.75,2420,4840,4.84,24.462479999999999,21462.844818701658,21.462844818701658]
[872.48,0.87248000000000003,18750,18.75,2260,4520,4.5199999999999996,24.142479999999999,21805.790669697915,21.805790669697917]
[872.48,0.87248000000000003,18750,18.75,1500,3000,3,22.622479999999999,21214.093253226158,21.214093253226157]
[872.48,0.87248000000000003,18750,18.75,2780,5560,5.56,25.182479999999998,21771.419133483316,21.771419133483317]
[872.48,0.87248000000000003,18750,18.75,2420,4840,4.84,24.462479999999999,21346.315145990342,21.346315145990342]
[872.48,0.87248000000000003,18750,18.75,2470,4940,4.9400000000000004,24.562480000000001,19942.564023340132,19.942564023340132]
[872.48,{"$f":"A2435/1000","v":0.87248000000000003},18750,{"$f":"C2435/1000","v":18.75},2550,{"$f":"E2435*2","v":5100},{"$f":"F2435/1000","v":5.0999999999999996},{"$f":"B2435+D2435+G2435","v":24.722479999999997},20764.82654428247,{"$f":"I2435/1000","v":20.764826544282471}]
[872.48,0.87248000000000003,18750,18.75,2530,5060,5.0599999999999996,24.682479999999998,21467.070845161783,21.467070845161782]
[872.48,0.87248000000000003,18750,18.75,2240,4480,4.4800000000000004,24.10248,21280.842996956148,21.280842996956146]
[872.48,0.87248000000000003,18750,18.75,2270,4540,4.54,24.162479999999999,20854.522125106378,20.854522125106378]
[872.48,0.87248000000000003,18750,18.75,2180,4360,4.3600000000000003,23.982479999999999,21768.120678029172,21.768120678029174]
[872.48,0.87248000000000003,18750,18.75,2320,4640,4.6399999999999997,24.26248,22168.910676623709,22.16891067662371]
[872.48,0.87248000000000003,18750,18.75,2170,4340,4.34,23.962479999999999,22374.51702761235,22.374517027612349]
[872.48,0.87248000000000003,18750,18.75,1950,3900,3.9,23.522479999999998,22980.081878623838,22.980081878623839]
[872.48,0.87248000000000003,18750,18.75,2280,4560,4.5599999999999996,24.182479999999998,23093.496314563949,23.09349631456395]
[872.48,0.87248000000000003,18750,18.75,1640,3280,3.28,22.902480000000001,22963.363102857562,22.963363102857564]
[872.48,0.87248000000000003,18750,18.75,1300,2600,2.6,22.222480000000001,23422.375737981805,23.422375737981806]
[872.48,0.87248000000000003,18750,18.75,1740,3480,3.48,23.10248,23476.348721273622,23.47634872127362]
[872.48,0.87248000000000003,18750,18.75,2120,4240,4.24,23.862479999999998,22978.119424585311,22.978119424585312]
[872.48,0.87248000000000003,18750,18.75,2290,4580,4.58,24.202480000000001,21836.994937049192,21.836994937049191]
[872.48,0.87248000000000003,18750,18.75,2070,4140,4.1399999999999997,23.76248,22404.207077752137,22.404207077752137]
[872.48,0.87248000000000003,18750,18.75,1320,2640,2.64,22.26248,22994.648283917897,22.994648283917897]
[872.48,0.87248000000000003,18750,18.75,640,1280,1.28,20.902480000000001,22777.874437107566,22.777874437107567]
[872.48,0.87248000000000003,18750,18.75,1100,2200,2.2000000000000002,21.822479999999999,22607.425860494968,22.607425860494967]
[872.48,0.87248000000000003,18750,18.75,1280,2560,2.56,22.182479999999998,22762.104420394302,22.762104420394301]
[872.48,0.87248000000000003,18750,18.75,1430,2860,2.86,22.482479999999999,22773.649356326801,22.7736493563268]
[872.48,0.87248000000000003,18750,18.75,1930,3860,3.86,23.482479999999999,23277.59874215251,23.277598742152509]
[872.48,0.87248000000000003,18750,18.75,970,1940,1.94,21.562480000000001,22533.905409236901,22.533905409236901]
[872.48,0.87248000000000003,18750,18.75,990,1980,1.98,21.60248,22673.839962169845,22.673839962169843]
[872.48,0.87248000000000003,18750,18.75,1590,3180,3.18,22.802479999999999,22802.89329644015,22.80289329644015]
[872.48,0.87248000000000003,18750,18.75,2230,4460,4.46,24.08248,22052.762484416122,22.052762484416121]
[872.48,0.87248000000000003,18750,18.75,2580,5160,5.16,24.78248,21364.822879912554,21.364822879912552]
[872.48,0.87248000000000003,18750,18.75,2320,4640,4.6399999999999997,24.26248,20704.853810233359,20.704853810233359]
[872.48,0.87248000000000003,18750,18.75,2230,4460,4.46,24.08248,21114.431392432271,21.11443139243227]
[872.48,0.87248000000000003,18750,18.75,2250,4500,4.5,24.122479999999999,21768.927818655975,21.768927818655975]
[872.48,0.87248000000000003,18750,18.75,2450,4900,4.9000000000000004,24.522480000000002,21733.590077706456,21.733590077706456]
[872.48,0.87248000000000003,18750,18.75,2380,4760,4.76,24.382480000000001,21765.601535925842,21.765601535925843]
[872.48,0.87248000000000003,18750,18.75,2680,5360,5.36,24.982479999999999,21534.212680758879,21.534212680758881]
[872.48,0.87248000000000003,18750,18.75,2430,4860,4.8600000000000003,24.482479999999999,21767.75036740299,21.767750367402989]
[872.48,0.87248000000000003,18750,18.75,2190,4380,4.38,24.002479999999998,21684.621079096687,21.684621079096686]
[872.48,0.87248000000000003,18750,18.75,2590,5180,5.18,24.802479999999999,21785.512882723477,21.785512882723477]
[872.48,0.87248000000000003,18750,18.75,2680,5360,5.36,24.982479999999999,22240.570687765881,22.240570687765882]
[872.48,0.87248000000000003,18750,18.75,2430,4860,4.8600000000000003,24.482479999999999,22203.687932888643,22.203687932888641]
[872.48,0.87248000000000003,18750,18.75,2490,4980,4.9800000000000004,24.60248,22106.598633440168,22.106598633440168]
[872.48,0.87248000000000003,18750,18.75,2180,4360,4.3600000000000003,23.982479999999999,21362.469051220949,21.362469051220948]
[872.48,0.87248000000000003,18750,18.75,2130,4260,4.26,23.882480000000001,24604.13646925045,24.604136469250449]
[872.48,0.87248000000000003,18750,18.75,1690,3380,3.38,23.002479999999998,22026.629417558001,22.026629417558002]
[872.48,0.87248000000000003,18750,18.75,310,620,0.62,20.24248,21637.729515026647,21.637729515026646]
[872.48,0.87248000000000003,18750,18.75,90,180,0.18,19.802479999999999,21916.142410586526,21.916142410586527]
[872.48,0.87248000000000003,18750,18.75,610,1220,1.22,20.842479999999998,21836.668247629688,21.836668247629689]
[872.48,0.87248000000000003,18750,18.75,1380,2760,2.76,22.382480000000001,22229.726881358623,22.229726881358623]
[872.48,0.87248000000000003,18750,18.75,570,1140,1.1399999999999999,20.76248,22212.514271329652,22.212514271329653]
[872.48,0.87248000000000003,18750,18.75,380,760,0.76,20.382480000000001,22270.659658520213,22.270659658520213]
[872.48,0.87248000000000003,18750,18.75,420,840,0.84,20.462479999999999,22425.74307635683,22.425743076356831]
[872.48,0.87248000000000003,18750,18.75,550,1100,1.1000000000000001,20.722480000000001,22459.162035968984,22.459162035968983]
[872.48,0.87248000000000003,18750,18.75,80,160,0.16,19.78248,22428.454384156859,22.428454384156858]
[872.48,0.87248000000000003,18750,18.75,620,1240,1.24,20.862479999999998,22132.898689151036,22.132898689151038]
[872.48,0.87248000000000003,18750,18.75,610,1220,1.22,20.842479999999998,21094.215014993653,21.094215014993654]
[872.48,0.87248000000000003,18750,18.75,880,1760,1.76,21.382480000000001,22575.697751853688,22.575697751853689]
[872.48,0.87248000000000003,18750,18.75,570,1140,1.1399999999999999,20.76248,24126.057256128446,24.126057256128448]
[872.48,0.87248000000000003,18750,18.75,400,800,0.8,20.42248,22323.598746267373,22.323598746267372]
[872.48,0.87248000000000003,18750,18.75,720,1440,1.44,21.062480000000001,22016.830602794114,22.016830602794116]
[872.48,0.87248000000000003,18750,18.75,470,940,0.94,20.562480000000001,22254.683281081594,22.254683281081594]
[872.48,0.87248000000000003,18750,18.75,610,1220,1.22,20.842479999999998,22335.866381366235,22.335866381366234]
[872.48,0.87248000000000003,18750,18.75,290,580,0.57999999999999996,20.202479999999998,22260.473353505724,22.260473353505724]
[872.48,0.87248000000000003,18750,18.75,110,220,0.22,19.842479999999998,22096.907342353399,22.096907342353401]
[872.48,0.87248000000000003,18750,18.75,10,20,0.02,19.642479999999999,22062.663513661792,22.062663513661793]
[872.48,0.87248000000000003,18750,18.75,0,0,0,19.622479999999999,22181.345356286194,22.181345356286194]
[872.48,0.87248000000000003,18750,18.75,0,0,0,19.622479999999999,22139.203820071591,22.139203820071589]
[872.48,0.87248000000000003,18750,18.75,0,0,0,19.622479999999999,22453.121957973763,22.453121957973764]
[872.48,{"$f":"A2499/1000","v":0.87248000000000003},18750,{"$f":"C2499/1000","v":18.75},0,{"$f":"E2499*2","v":0},{"$f":"F2499/1000","v":0},{"$f":"B2499+D2499+G2499","v":19.622479999999999},21736.421407790833,{"$f":"I2499/1000","v":21.736421407790832}]
[872.48,0.87248000000000003,18750,18.75,0,0,0,19.622479999999999,21289.401042859245,21.289401042859243]
[872.48,0.87248000000000003,18750,18.75,30,60,0.06,19.682479999999998,21557.467711399855,21.557467711399855]
[872.48,0.87248000000000003,18750,18.75,10,20,0.02,19.642479999999999,21635.230806113414,21.635230806113412]
[872.48,0.87248000000000003,18750,18.75,20,40,0.04,19.662479999999999,21952.636462121623,21.952636462121625]
[872.48,0.87248000000000003,18750,18.75,30,60,0.06,19.682479999999998,21923.830006687782,21.923830006687783]
[872.48,0.87248000000000003,18750,18.75,0,0,0,19.622479999999999,21394.237871555924,21.394237871555923]
[872.48,0.87248000000000003,18750,18.75,0,0,0,19.622479999999999,19069.267601383573,19.069267601383572]
[872.48,0.87248000000000003,18750,18.75,0,0,0,19.622479999999999,20275.947701663146,20.275947701663146]
[872.48,0.87248000000000003,18750,18.75,0,0,0,19.622479999999999,20501.091279655826,20.501091279655824]
[872.48,0.87248000000000003,18750,18.75,150,300,0.3,19.92248,22184.143058238107,22.184143058238107]
[872.48,0.87248000000000003,18750,18.75,60,120,0.12,19.74248,22304.376308942101,22.3043763089421]
[872.48,0.87248000000000003,18750,18.75,70,140,0.14000000000000001,19.76248,22107.42510558727,22.107425105587271]
[872.48,0.87248000000000003,18750,18.75,80,160,0.16,19.78248,21077.075120844311,21.077075120844309]
[872.48,0.87248000000000003,18750,18.75,80,160,0.16,19.78248,22094.926307536643,22.094926307536642]
[872.48,0.87248000000000003,18750,18.75,390,780,0.78,20.402480000000001,23387.329249121442,23.387329249121443]
[872.48,0.87248000000000003,18750,18.75,720,1440,1.44,21.062480000000001,22410.129526219578,22.410129526219578]
[872.48,0.87248000000000003,18750,18.75,710,1420,1.42,21.042479999999998,22441.263371624449,22.441263371624448]
[872.48,0.87248000000000003,18750,18.75,420,840,0.84,20.462479999999999,22336.467795016924,22.336467795016926]
[872.48,0.87248000000000003,18750,18.75,210,420,0.42,20.042480000000001,22170.311783864596,22.170311783864594]
[872.48,0.87248000000000003,18750,18.75,320,640,0.64,20.26248,21939.295460731388,21.939295460731387]
[872.48,0.87248000000000003,18750,18.75,550,1100,1.1000000000000001,20.722480000000001,22235.512134843091,22.235512134843091]
[872.48,0.87248000000000003,18750,18.75,790,1580,1.58,21.202480000000001,22421.987083323227,22.421987083323227]
[872.48,0.87248000000000003,18750,18.75,610,1220,1.22,20.842479999999998,22553.654090294698,22.5536540902947]
[872.48,0.87248000000000003,18750,18.75,790,1580,1.58,21.202480000000001,22617.889594478085,22.617889594478086]
[872.48,0.87248000000000003,18750,18.75,400,800,0.8,20.42248,22523.317696142818,22.523317696142819]
[872.48,0.87248000000000003,18750,18.75,100,200,0.2,19.822479999999999,21262.549930047262,21.26254993004726]
[872.48,0.87248000000000003,18750,18.75,150,300,0.3,19.92248,21497.131361816675,21.497131361816674]
[872.48,0.87248000000000003,18750,18.75,740,1480,1.48,21.10248,22171.354265758564,22.171354265758563]
[872.48,0.87248000000000003,18750,18.75,580,1160,1.1599999999999999,20.78248,22639.298292249146,22.639298292249148]
[872.48,0.87248000000000003,18750,18.75,80,160,0.16,19.78248,22671.793607015574,22.671793607015573]
[872.48,0.87248000000000003,18750,18.75,20,40,0.04,19.662479999999999,22496.161223995718,22.496161223995717]
[872.48,0.87248000000000003,18750,18.75,330,660,0.66,20.28248,23544.390168350827,23.544390168350827]
[872.48,0.87248000000000003,18750,18.75,460,920,0.92,20.542480000000001,23011.290637676855,23.011290637676854]
[872.48,0.87248000000000003,18750,18.75,730,1460,1.46,21.08248,22739.155221225396,22.739155221225396]
[872.48,0.87248000000000003,18750,18.75,700,1400,1.4,21.022479999999998,22927.186463577844,22.927186463577844]
[872.48,0.87248000000000003,18750,18.75,1470,2940,2.94,22.562480000000001,22827.287047136539,22.82728704713654]
[872.48,0.87248000000000003,18750,18.75,630,1260,1.26,20.882480000000001,22269.832396684189,22.26983239668419]
[872.48,0.87248000000000003,18750,18.75,700,1400,1.4,21.022479999999998,21879.376189138347,21.879376189138348]
[872.48,0.87248000000000003,18750,18.75,410,820,0.82,20.44248,21403.819558189884,21.403819558189884]
[872.48,0.87248000000000003,18750,18.75,840,1680,1.68,21.302479999999999,22395.881980258113,22.395881980258114]
[872.48,0.87248000000000003,18750,18.75,900,1800,1.8,21.42248,22684.36489810234,22.684364898102341]
[872.48,0.87248000000000003,18750,18.75,600,1200,1.2,20.822479999999999,22281.409937074572,22.281409937074571]
[872.48,0.87248000000000003,18750,18.75,1340,2680,2.68,22.302479999999999,22524.457679429554,22.524457679429553]
[872.48,0.87248000000000003,18750,18.75,1290,2580,2.58,22.202480000000001,22357.446693347123,22.357446693347121]
[872.48,0.87248000000000003,18750,18.75,1400,2800,2.8,22.42248,21439.409764320109,21.439409764320111]
[872.48,0.87248000000000003,18750,18.75,690,1380,1.38,21.002479999999998,21776.870551248867,21.776870551248866]
[872.48,0.87248000000000003,18750,18.75,1520,3040,3.04,22.662479999999999,21659.63115709191,21.659631157091908]
[872.48,0.87248000000000003,18750,18.75,1190,2380,2.38,22.002479999999998,21904.157602789037,21.904157602789038]
[872.48,0.87248000000000003,18750,18.75,2070,4140,4.1399999999999997,23.76248,21811.694530359826,21.811694530359826]
[872.48,0.87248000000000003,18750,18.75,2480,4960,4.96,24.58248,21627.815953747224,21.627815953747223]
[872.48,0.87248000000000003,18750,18.75,2560,5120,5.12,24.74248,21281.449996900312,21.28144999690031]
[872.48,0.87248000000000003,18750,18.75,2320,4640,4.6399999999999997,24.26248,21053.676060952588,21.05367606095259]
[872.48,0.87248000000000003,18750,18.75,2420,4840,4.84,24.462479999999999,21375.583069329517,21.375583069329519]
[872.48,0.87248000000000003,18750,18.75,2280,4560,4.5599999999999996,24.182479999999998,22667.136005343229,22.667136005343227]
[872.48,0.87248000000000003,18750,18.75,2150,4300,4.3,23.92248,22860.830953823363,22.860830953823363]
[872.48,0.87248000000000003,18750,18.75,1320,2640,2.64,22.26248,21889.806105572039,21.889806105572038]
[872.48,0.87248000000000003,18750,18.75,1910,3820,3.82,23.44248,22110.563797787243,22.110563797787243]
[872.48,0.87248000000000003,18750,18.75,1140,2280,2.2799999999999998,21.902480000000001,22642.634441273189,22.642634441273188]
[872.48,0.87248000000000003,18750,18.75,1220,2440,2.44,22.062480000000001,22684.565966345617,22.684565966345616]
[872.48,0.87248000000000003,18750,18.75,1080,2160,2.16,21.78248,22541.733800598162,22.541733800598163]
[872.48,0.87248000000000003,18750,18.75,0,0,0,19.622479999999999,22624.640512302016,22.624640512302015]
[872.48,0.87248000000000003,18750,18.75,1160,2320,2.3199999999999998,21.94248,22816.911726799022,22.816911726799024]
[872.48,0.87248000000000003,18750,18.75,2170,4340,4.34,23.962479999999999,22748.661303396395,22.748661303396396]
[872.48,{"$f":"A2563/1000","v":0.87248000000000003},18750,{"$f":"C2563/1000","v":18.75},2020,{"$f":"E2563*2","v":4040},{"$f":"F2563/1000","v":4.04},{"$f":"B2563+D2563+G2563","v":23.662479999999999},21769.496477429424,{"$f":"I2563/1000","v":21.769496477429424}]
[872.48,0.87248000000000003,18750,18.75,1710,3420,3.42,23.042479999999998,21602.334278255443,21.602334278255444]
[872.48,0.87248000000000003,18750,18.75,1270,2540,2.54,22.162479999999999,21759.941552639099,21.759941552639098]
[872.48,0.87248000000000003,18750,18.75,0,0,0,19.622479999999999,22171.152801968095,22.171152801968095]
[872.48,0.87248000000000003,18750,18.75,0,0,0,19.622479999999999,22328.565112563818,22.328565112563819]
[872.48,0.87248000000000003,18750,18.75,0,0,0,19.622479999999999,22340.82998164327,22.340829981643271]
[872.48,0.87248000000000003,18750,18.75,0,0,0,19.622479999999999,22282.188528994971,22.282188528994972]
[872.48,0.87248000000000003,18750,18.75,0,0,0,19.622479999999999,22291.98235211549,22.29198235211549]
[872.48,0.87248000000000003,18750,18.75,0,0,0,19.622479999999999,22106.546129261853,22.106546129261854]
[872.48,0.87248000000000003,18750,18.75,0,0,0,19.622479999999999,22188.901583305462,22.188901583305462]
[872.48,0.87248000000000003,18750,18.75,0,0,0,19.622479999999999,21299.506179350879,21.299506179350878]
[872.48,0.87248000000000003,18750,18.75,0,0,0,19.622479999999999,22105.146106977503,22.105146106977504]
[872.48,0.87248000000000003,18750,18.75,0,0,0,19.622479999999999,22954.040002572918,22.954040002572917]
[872.48,0.87248000000000003,18750,18.75,0,0,0,19.622479999999999,23873.313192045716,23.873313192045718]
[872.48,0.87248000000000003,18750,18.75,0,0,0,19.622479999999999,22179.177804753639,22.179177804753639]
[872.48,0.87248000000000003,18750,18.75,0,0,0,19.622479999999999,21925.251208637157,21.925251208637157]
[872.48,0.87248000000000003,18750,18.75,0,0,0,19.622479999999999,22528.779882769159,22.528779882769157]
[872.48,0.87248000000000003,18750,18.75,0,0,0,19.622479999999999,22650.700607010498,22.650700607010499]
[872.48,0.87248000000000003,18750,18.75,30,60,0.06,19.682479999999998,23083.689614002273,23.083689614002274]
[872.48,0.87248000000000003,18750,18.75,30,60,0.06,19.682479999999998,23238.91559172808,23.23891559172808]
[872.48,0.87248000000000003,18750,18.75,70,140,0.14000000000000001,19.76248,23168.438790886827,23.168438790886828]
[872.48,0.87248000000000003,18750,18.75,40,80,0.08,19.702479999999998,23290.944584766756,23.290944584766756]
[872.48,0.87248000000000003,18750,18.75,60,120,0.12,19.74248,22263.658334006919,22.263658334006919]
[872.48,0.87248000000000003,18750,18.75,40,80,0.08,19.702479999999998,21725.043811689578,21.725043811689577]
[872.48,0.87248000000000003,18750,18.75,0,0,0,19.622479999999999,21675.337166838774,21.675337166838773]
[872.48,0.87248000000000003,18750,18.75,0,0,0,19.622479999999999,21713.686198875064,21.713686198875063]
[872.48,0.87248000000000003,18750,18.75,0,0,0,19.622479999999999,21883.699778273207,21.883699778273208]
[872.48,0.87248000000000003,18750,18.75,0,0,0,19.622479999999999,21232.211955112081,21.232211955112081]
[872.48,0.87248000000000003,18750,18.75,0,0,0,19.622479999999999,20701.867588785179,20.701867588785177]
[872.48,0.87248000000000003,18750,18.75,0,0,0,19.622479999999999,20975.959221113728,20.97595922111373]
[872.48,0.87248000000000003,18750,18.75,0,0,0,19.622479999999999,21137.278994104618,21.137278994104619]
[872.48,0.87248000000000003,18750,18.75,0,0,0,19.622479999999999,21146.481526138366,21.146481526138366]
[872.48,0.87248000000000003,18750,18.75,0,0,0,19.622479999999999,21253.98714731459,21.253987147314589]
[872.48,0.87248000000000003,18750,18.75,0,0,0,19.622479999999999,20883.377333920631,20.883377333920631]
[872.48,0.87248000000000003,18750,18.75,0,0,0,19.622479999999999,20836.644501048169,20.83664450104817]
[872.48,0.87248000000000003,18750,18.75,50,100,0.1,19.722480000000001,21011.225659834308,21.011225659834309]
[872.48,0.87248000000000003,18750,18.75,0,0,0,19.622479999999999,20970.971658438997,20.970971658438998]
[872.48,0.87248000000000003,18750,18.75,0,0,0,19.622479999999999,21347.857631999173,21.347857631999172]
[872.48,0.87248000000000003,18750,18.75,0,0,0,19.622479999999999,21517.983598582803,21.517983598582802]
[872.48,0.87248000000000003,18750,18.75,0,0,0,19.622479999999999,21841.490879943012,21.841490879943013]
[872.48,0.87248000000000003,18750,18.75,0,0,0,19.622479999999999,21312.630002471396,21.312630002471398]
[872.48,0.87248000000000003,18750,18.75,0,0,0,19.622479999999999,20312.953840848957,20.312953840848959]
[872.48,0.87248000000000003,18750,18.75,0,0,0,19.622479999999999,21282.254676562796,21.282254676562797]
[872.48,0.87248000000000003,18750,18.75,60,120,0.12,19.74248,21554.717761539639,21.554717761539639]
[872.48,0.87248000000000003,18750,18.75,130,260,0.26,19.882480000000001,21643.513232296511,21.64351323229651]
[872.48,0.87248000000000003,18750,18.75,40,80,0.08,19.702479999999998,21556.798974631191,21.556798974631189]
[872.48,0.87248000000000003,18750,18.75,60,120,0.12,19.74248,21544.639002486627,21.544639002486626]
[872.48,0.87248000000000003,18750,18.75,240,480,0.48,20.10248,21598.765574913297,21.598765574913298]
[872.48,0.87248000000000003,18750,18.75,150,300,0.3,19.92248,21333.501332555777,21.333501332555777]
[872.48,0.87248000000000003,18750,18.75,80,160,0.16,19.78248,21278.703608319516,21.278703608319518]
[872.48,0.87248000000000003,18750,18.75,80,160,0.16,19.78248,21627.533171014551,21.627533171014552]
[872.48,0.87248000000000003,18750,18.75,20,40,0.04,19.662479999999999,21583.521723937341,21.583521723937341]
[872.48,0.87248000000000003,18750,18.75,0,0,0,19.622479999999999,21959.732750422849,21.959732750422848]
[872.48,0.87248000000000003,18750,18.75,0,0,0,19.622479999999999,21763.407813084887,21.763407813084886]
[872.48,0.87248000000000003,18750,18.75,0,0,0,19.622479999999999,21519.251155686445,21.519251155686444]
[872.48,0.87248000000000003,18750,18.75,120,240,0.24,19.862479999999998,21437.892062368199,21.437892062368199]
[872.48,0.87248000000000003,18750,18.75,160,320,0.32,19.94248,21091.577424463489,21.091577424463487]
[872.48,0.87248000000000003,18750,18.75,130,260,0.26,19.882480000000001,21279.427236451982,21.279427236451983]
[872.48,0.87248000000000003,18750,18.75,70,140,0.14000000000000001,19.76248,21322.520047040096,21.322520047040097]
[872.48,0.87248000000000003,18750,18.75,70,140,0.14000000000000001,19.76248,21614.479420318166,21.614479420318165]
[872.48,0.87248000000000003,18750,18.75,30,60,0.06,19.682479999999998,21447.437098580267,21.447437098580266]
[872.48,0.87248000000000003,18750,18.75,10,20,0.02,19.642479999999999,21491.534739250219,21.49153473925022]
[872.48,0.87248000000000003,18750,18.75,140,280,0.28000000000000003,19.902480000000001,21429.858222534414,21.429858222534413]
[872.48,0.87248000000000003,18750,18.75,30,60,0.06,19.682479999999998,21865.213350694801,21.865213350694802]
[872.48,{"$f":"A2627/1000","v":0.87248000000000003},18750,{"$f":"C2627/1000","v":18.75},30,{"$f":"E2627*2","v":60},{"$f":"F2627/1000","v":0.06},{"$f":"B2627+D2627+G2627","v":19.682479999999998},21940.276289417918,{"$f":"I2627/1000","v":21.940276289417916}]
[872.48,0.87248000000000003,18750,18.75,290,580,0.57999999999999996,20.202479999999998,22518.422331236605,22.518422331236604]
[872.48,0.87248000000000003,18750,18.75,330,660,0.66,20.28248,22054.599517837571,22.05459951783757]
[872.48,0.87248000000000003,18750,18.75,290,580,0.57999999999999996,20.202479999999998,21989.49542173378,21.989495421733778]
[872.48,0.87248000000000003,18750,18.75,610,1220,1.22,20.842479999999998,22057.795861849667,22.057795861849666]
[872.48,0.87248000000000003,18750,18.75,460,920,0.92,20.542480000000001,21903.727352090114,21.903727352090115]
[872.48,0.87248000000000003,18750,18.75,810,1620,1.62,21.24248,22284.284549884011,22.28428454988401]
[872.48,0.87248000000000003,18750,18.75,860,1720,1.72,21.342479999999998,21773.457879937934,21.773457879937933]
[872.48,0.87248000000000003,18750,18.75,1260,2520,2.52,22.142479999999999,21488.017443987672,21.488017443987673]
[872.48,0.87248000000000003,18750,18.75,1080,2160,2.16,21.78248,21776.707902222286,21.776707902222284]
[872.48,0.87248000000000003,18750,18.75,1530,3060,3.06,22.682479999999998,21912.478671032317,21.912478671032318]
[872.48,0.87248000000000003,18750,18.75,1400,2800,2.8,22.42248,21554.327767110732,21.554327767110731]
[872.48,0.87248000000000003,18750,18.75,1670,3340,3.34,22.962479999999999,20354.756701576858,20.354756701576857]
[872.48,0.87248000000000003,18750,18.75,1180,2360,2.36,21.982479999999999,20333.91534363704,20.333915343637038]
[872.48,0.87248000000000003,18750,18.75,1470,2940,2.94,22.562480000000001,20342.507881241876,20.342507881241875]
[872.48,0.87248000000000003,18750,18.75,1380,2760,2.76,22.382480000000001,21191.01055260357,21.191010552603569]
[872.48,0.87248000000000003,18750,18.75,860,1720,1.72,21.342479999999998,21051.717173764562,21.051717173764562]
[872.48,0.87248000000000003,18750,18.75,1080,2160,2.16,21.78248,20866.133527513375,20.866133527513377]
[872.48,0.87248000000000003,18750,18.75,1120,2240,2.2400000000000002,21.862479999999998,20867.399782388075,20.867399782388073]
[872.48,0.87248000000000003,18750,18.75,1060,2120,2.12,21.74248,20882.663588795334,20.882663588795335]
[872.48,0.87248000000000003,18750,18.75,1270,2540,2.54,22.162479999999999,21046.448308860887,21.046448308860885]
[872.48,0.87248000000000003,18750,18.75,2390,4780,4.78,24.402480000000001,21239.689495502462,21.239689495502461]
[872.48,0.87248000000000003,18750,18.75,1360,2720,2.72,22.342479999999998,21289.023602748428,21.289023602748429]
[872.48,0.87248000000000003,18750,18.75,940,1880,1.88,21.502479999999998,21481.397315852664,21.481397315852664]
[872.48,0.87248000000000003,18750,18.75,1110,2220,2.2200000000000002,21.842479999999998,21163.746562350432,21.163746562350433]
[872.48,0.87248000000000003,18750,18.75,1340,2680,2.68,22.302479999999999,20921.585097154501,20.921585097154502]
[872.48,0.87248000000000003,18750,18.75,2310,4620,4.62,24.24248,21246.834654278449,21.246834654278448]
[872.48,0.87248000000000003,18750,18.75,1930,3860,3.86,23.482479999999999,21409.070559580116,21.409070559580115]
[872.48,0.87248000000000003,18750,18.75,2120,4240,4.24,23.862479999999998,21269.347258736336,21.269347258736335]
[872.48,0.87248000000000003,18750,18.75,2060,4120,4.12,23.74248,20484.078750331482,20.484078750331481]
[872.48,0.87248000000000003,18750,18.75,1460,2920,2.92,22.542479999999998,21090.919856217672,21.090919856217671]
[872.48,0.87248000000000003,18750,18.75,2750,5500,5.5,25.122479999999999,20218.339638894511,20.218339638894513]
[872.48,0.87248000000000003,18750,18.75,1570,3140,3.14,22.76248,19718.400253068805,19.718400253068804]
[872.48,0.87248000000000003,18750,18.75,1910,3820,3.82,23.44248,19384.349449426787,19.384349449426786]
[872.48,0.87248000000000003,18750,18.75,1930,3860,3.86,23.482479999999999,19876.240037201867,19.876240037201867]
[872.48,0.87248000000000003,18750,18.75,1990,3980,3.98,23.60248,20500.723714119416,20.500723714119417]
[872.48,0.87248000000000003,18750,18.75,1150,2300,2.2999999999999998,21.92248,20252.522287921092,20.252522287921092]
[872.48,0.87248000000000003,18750,18.75,80,160,0.16,19.78248,20401.928243362545,20.401928243362544]
[872.48,0.87248000000000003,18750,18.75,760,1520,1.52,21.142479999999999,20404.510714114342,20.404510714114341]
[872.48,0.87248000000000003,18750,18.75,1160,2320,2.3199999999999998,21.94248,20845.637083221707,20.845637083221707]
[872.48,0.87248000000000003,18750,18.75,1440,2880,2.88,22.502479999999998,21524.848852067273,21.524848852067272]
[872.48,0.87248000000000003,18750,18.75,1030,2060,2.06,21.682479999999998,20853.198552583268,20.853198552583269]
[872.48,0.87248000000000003,18750,18.75,970,1940,1.94,21.562480000000001,20200.945754492033,20.200945754492032]
[872.48,0.87248000000000003,18750,18.75,830,1660,1.66,21.28248,20405.110702972161,20.405110702972159]
[872.48,0.87248000000000003,18750,18.75,590,1180,1.18,20.802479999999999,20032.228435539677,20.032228435539675]
[872.48,0.87248000000000003,18750,18.75,600,1200,1.2,20.822479999999999,20025.314539995023,20.025314539995023]
[872.48,0.87248000000000003,18750,18.75,200,400,0.4,20.022479999999998,19813.608378423341,19.813608378423343]
[872.48,0.87248000000000003,18750,18.75,480,960,0.96,20.58248,20029.324601276981,20.029324601276983]
[872.48,0.87248000000000003,18750,18.75,460,920,0.92,20.542480000000001,20052.652292086717,20.052652292086716]
[872.48,0.87248000000000003,18750,18.75,690,1380,1.38,21.002479999999998,20310.823935557441,20.31082393555744]
[872.48,0.87248000000000003,18750,18.75,1440,2880,2.88,22.502479999999998,20394.858120798628,20.394858120798627]
[872.48,0.87248000000000003,18750,18.75,1910,3820,3.82,23.44248,20133.661624961715,20.133661624961714]
[872.48,0.87248000000000003,18750,18.75,1450,2900,2.9,22.522479999999998,16967.20391327309,16.967203913273089]
[872.48,0.87248000000000003,18750,18.75,1790,3580,3.58,23.202480000000001,18064.150246143014,18.064150246143015]
[872.48,0.87248000000000003,18750,18.75,2190,4380,4.38,24.002479999999998,18432.33228656639,18.432332286566389]
[872.48,0.87248000000000003,18750,18.75,1140,2280,2.2799999999999998,21.902480000000001,20347.02277260568,20.34702277260568]
[872.48,0.87248000000000003,18750,18.75,580,1160,1.1599999999999999,20.78248,19951.999052524894,19.951999052524894]
[872.48,0.87248000000000003,18750,18.75,390,780,0.78,20.402480000000001,20382.479172328647,20.382479172328647]
[872.48,0.87248000000000003,18750,18.75,670,1340,1.34,20.962479999999999,20274.52609432835,20.274526094328351]
[872.48,0.87248000000000003,18750,18.75,540,1080,1.08,20.702480000000001,20348.920379849107,20.348920379849108]
[872.48,0.87248000000000003,18750,18.75,240,480,0.48,20.10248,20235.337112431847,20.235337112431846]
[872.48,0.87248000000000003,18750,18.75,160,320,0.32,19.94248,20641.545891009046,20.641545891009045]
[872.48,0.87248000000000003,18750,18.75,240,480,0.48,20.10248,20537.412779582228,20.537412779582226]
[872.48,0.87248000000000003,18750,18.75,510,1020,1.02,20.642479999999999,20335.562817174377,20.335562817174377]
[872.48,{"$f":"A2691/1000","v":0.87248000000000003},18750,{"$f":"C2691/1000","v":18.75},130,{"$f":"E2691*2","v":260},{"$f":"F2691/1000","v":0.26},{"$f":"B2691+D2691+G2691","v":19.882480000000001},20324.391509374345,{"$f":"I2691/1000","v":20.324391509374344}]
[872.48,0.87248000000000003,18750,18.75,130,260,0.26,19.882480000000001,20039.722147238452,20.03972214723845]
[872.48,0.87248000000000003,18750,18.75,70,140,0.14000000000000001,19.76248,20085.081262841049,20.085081262841051]
[872.48,0.87248000000000003,18750,18.75,190,380,0.38,20.002479999999998,20578.714349223355,20.578714349223354]
[872.48,0.87248000000000003,18750,18.75,290,580,0.57999999999999996,20.202479999999998,20716.803966223797,20.716803966223797]
[872.48,0.87248000000000003,18750,18.75,280,560,0.56000000000000005,20.182479999999998,22165.64902341627,22.165649023416272]
[872.48,0.87248000000000003,18750,18.75,120,240,0.24,19.862479999999998,22302.217327045601,22.3022173270456]
[872.48,0.87248000000000003,18750,18.75,40,80,0.08,19.702479999999998,22466.923321484664,22.466923321484664]
[872.48,0.87248000000000003,18750,18.75,300,600,0.6,20.222480000000001,20544.879145878673,20.544879145878674]
[872.48,0.87248000000000003,18750,18.75,460,920,0.92,20.542480000000001,20379.269322747998,20.379269322747998]
[872.48,0.87248000000000003,18750,18.75,0,0,0,19.622479999999999,20649.782201594619,20.649782201594618]
[872.48,0.87248000000000003,18750,18.75,0,0,0,19.622479999999999,21042.469599947661,21.042469599947662]
[872.48,0.87248000000000003,18750,18.75,0,0,0,19.622479999999999,20964.974218328185,20.964974218328184]
[872.48,0.87248000000000003,18750,18.75,0,0,0,19.622479999999999,20891.315008017104,20.891315008017102]
[872.48,0.87248000000000003,18750,18.75,360,720,0.72,20.342479999999998,21170.074164022775,21.170074164022775]
[872.48,0.87248000000000003,18750,18.75,500,1000,1,20.622479999999999,21296.584966259332,21.296584966259331]
[872.48,0.87248000000000003,18750,18.75,270,540,0.54,20.162479999999999,20049.345981501145,20.049345981501144]
[872.48,0.87248000000000003,18750,18.75,240,480,0.48,20.10248,20192.154324128081,20.192154324128083]
[872.48,0.87248000000000003,18750,18.75,70,140,0.14000000000000001,19.76248,20147.040372872561,20.14704037287256]
[872.48,0.87248000000000003,18750,18.75,30,60,0.06,19.682479999999998,19968.633143057599,19.968633143057598]
[872.48,0.87248000000000003,18750,18.75,50,100,0.1,19.722480000000001,20416.708321357768,20.416708321357767]
[872.48,0.87248000000000003,18750,18.75,450,900,0.9,20.522479999999998,20779.02800104563,20.779028001045631]
[872.48,0.87248000000000003,18750,18.75,110,220,0.22,19.842479999999998,20527.192779582227,20.527192779582226]
[872.48,0.87248000000000003,18750,18.75,200,400,0.4,20.022479999999998,20357.979216897344,20.357979216897345]
[872.48,0.87248000000000003,18750,18.75,240,480,0.48,20.10248,20442.157197403616,20.442157197403617]
[872.48,0.87248000000000003,18750,18.75,10,20,0.02,19.642479999999999,20696.956202989932,20.696956202989931]
[872.48,0.87248000000000003,18750,18.75,210,420,0.42,20.042480000000001,20909.496326959314,20.909496326959314]
[872.48,0.87248000000000003,18750,18.75,290,580,0.57999999999999996,20.202479999999998,20655.556097139273,20.655556097139275]
[872.48,0.87248000000000003,18750,18.75,20,40,0.04,19.662479999999999,20828.740778207219,20.828740778207219]
[872.48,0.87248000000000003,18750,18.75,460,920,0.92,20.542480000000001,20974.161725292041,20.974161725292042]
[872.48,0.87248000000000003,18750,18.75,50,100,0.1,19.722480000000001,20440.685889603585,20.440685889603586]
[872.48,0.87248000000000003,18750,18.75,10,20,0.02,19.642479999999999,19850.558668119877,19.850558668119877]
[872.48,0.87248000000000003,18750,18.75,90,180,0.18,19.802479999999999,21111.640095774419,21.111640095774419]
[872.48,0.87248000000000003,18750,18.75,40,80,0.08,19.702479999999998,19799.250810177524,19.799250810177522]
[872.48,0.87248000000000003,18750,18.75,20,40,0.04,19.662479999999999,21088.93490357191,21.088934903571911]
[872.48,0.87248000000000003,18750,18.75,10,20,0.02,19.642479999999999,21808.819310301886,21.808819310301885]
[872.48,0.87248000000000003,18750,18.75,80,160,0.16,19.78248,21795.649198880139,21.795649198880138]
[872.48,0.87248000000000003,18750,18.75,80,160,0.16,19.78248,21675.354801937639,21.67535480193764]
[872.48,0.87248000000000003,18750,18.75,50,100,0.1,19.722480000000001,21036.008403569369,21.036008403569369]
[872.48,0.87248000000000003,18750,18.75,50,100,0.1,19.722480000000001,20582.496814404058,20.582496814404056]
[872.48,0.87248000000000003,18750,18.75,10,20,0.02,19.642479999999999,20942.684056766655,20.942684056766655]
[872.48,0.87248000000000003,18750,18.75,0,0,0,19.622479999999999,20759.546542826247,20.759546542826246]
[872.48,0.87248000000000003,18750,18.75,0,0,0,19.622479999999999,20173.878091537728,20.173878091537727]
[872.48,0.87248000000000003,18750,18.75,0,0,0,19.622479999999999,20151.279098499053,20.151279098499053]
[872.48,0.87248000000000003,18750,18.75,0,0,0,19.622479999999999,20206.274524687222,20.20627452468722]
[872.48,0.87248000000000003,18750,18.75,0,0,0,19.622479999999999,20435.682172333723,20.435682172333724]
[872.48,0.87248000000000003,18750,18.75,0,0,0,19.622479999999999,20477.791315791754,20.477791315791755]
[872.48,0.87248000000000003,18750,18.75,0,0,0,19.622479999999999,20430.788377068639,20.430788377068637]
[872.48,0.87248000000000003,18750,18.75,0,0,0,19.622479999999999,20297.575070653766,20.297575070653764]
[872.48,0.87248000000000003,18750,18.75,0,0,0,19.622479999999999,20339.624074834621,20.339624074834621]
[872.48,0.87248000000000003,18750,18.75,0,0,0,19.622479999999999,20377.316824140769,20.37731682414077]
[872.48,0.87248000000000003,18750,18.75,40,80,0.08,19.702479999999998,20236.73213193065,20.236732131930651]
[872.48,0.87248000000000003,18750,18.75,310,620,0.62,20.24248,19494.510023248768,19.494510023248768]
[872.48,0.87248000000000003,18750,18.75,140,280,0.28000000000000003,19.902480000000001,19250.848658332405,19.250848658332405]
[872.48,0.87248000000000003,18750,18.75,100,200,0.2,19.822479999999999,20507.359957851942,20.507359957851943]
[872.48,0.87248000000000003,18750,18.75,430,860,0.86,20.482479999999999,21091.513612485141,21.091513612485141]
[872.48,0.87248000000000003,18750,18.75,900,1800,1.8,21.42248,21315.581265702727,21.315581265702725]
[872.48,0.87248000000000003,18750,18.75,920,1840,1.84,21.462479999999999,21218.528131991559,21.218528131991558]
[872.48,0.87248000000000003,18750,18.75,530,1060,1.06,20.682479999999998,19799.796964772657,19.799796964772657]
[872.48,0.87248000000000003,18750,18.75,480,960,0.96,20.58248,19172.13698284062,19.17213698284062]
[872.48,0.87248000000000003,18750,18.75,410,820,0.82,20.44248,18780.752105379161,18.780752105379161]
[872.48,0.87248000000000003,18750,18.75,400,800,0.8,20.42248,19801.324393741292,19.801324393741293]
[872.48,0.87248000000000003,18750,18.75,710,1420,1.42,21.042479999999998,19329.680350537452,19.329680350537451]
[872.48,0.87248000000000003,18750,18.75,760,1520,1.52,21.142479999999999,19552.218053894823,19.552218053894823]
[872.48,{"$f":"A2755/1000","v":0.87248000000000003},18750,{"$f":"C2755/1000","v":18.75},1040,{"$f":"E2755*2","v":2080},{"$f":"F2755/1000","v":2.08},{"$f":"B2755+D2755+G2755","v":21.702480000000001},19380.839399287004,{"$f":"I2755/1000","v":19.380839399287005}]
[872.48,0.87248000000000003,18750,18.75,1250,2500,2.5,22.122479999999999,19335.275392320604,19.335275392320604]
[872.48,0.87248000000000003,18750,18.75,1140,2280,2.2799999999999998,21.902480000000001,19735.362885382125,19.735362885382123]
[872.48,0.87248000000000003,18750,18.75,420,840,0.84,20.462479999999999,18760.802083094812,18.760802083094813]
[872.48,0.87248000000000003,18750,18.75,850,1700,1.7,21.322479999999999,19465.82627812347,19.465826278123469]
[872.48,0.87248000000000003,18750,18.75,1340,2680,2.68,22.302479999999999,19977.143037206941,19.97714303720694]
[872.48,0.87248000000000003,18750,18.75,1450,2900,2.9,22.522479999999998,20518.533847825507,20.518533847825505]
[872.48,0.87248000000000003,18750,18.75,590,1180,1.18,20.802479999999999,20497.323725261587,20.497323725261587]
[872.48,0.87248000000000003,18750,18.75,1020,2040,2.04,21.662479999999999,20671.886191847756,20.671886191847754]
[872.48,0.87248000000000003,18750,18.75,1540,3080,3.08,22.702480000000001,20767.701645891364,20.767701645891364]
[872.48,0.87248000000000003,18750,18.75,690,1380,1.38,21.002479999999998,20866.207228069976,20.866207228069975]
[872.48,0.87248000000000003,18750,18.75,690,1380,1.38,21.002479999999998,21233.228287982005,21.233228287982005]
[872.48,0.87248000000000003,18750,18.75,740,1480,1.48,21.10248,20548.587804652117,20.548587804652119]
[872.48,0.87248000000000003,18750,18.75,430,860,0.86,20.482479999999999,20455.549740579543,20.455549740579542]
[872.48,0.87248000000000003,18750,18.75,640,1280,1.28,20.902480000000001,20711.771322768305,20.711771322768307]
[872.48,0.87248000000000003,18750,18.75,720,1440,1.44,21.062480000000001,20469.044877071177,20.469044877071177]
[872.48,0.87248000000000003,18750,18.75,260,520,0.52,20.142479999999999,21387.869190498132,21.387869190498133]
[872.48,0.87248000000000003,18750,18.75,790,1580,1.58,21.202480000000001,21692.442381325633,21.692442381325634]
[872.48,0.87248000000000003,18750,18.75,1540,3080,3.08,22.702480000000001,23253.651863316038,23.253651863316037]
[872.48,0.87248000000000003,18750,18.75,1340,2680,2.68,22.302479999999999,24028.491685092013,24.028491685092014]
[872.48,0.87248000000000003,18750,18.75,1150,2300,2.2999999999999998,21.92248,23887.649547199984,23.887649547199985]
[872.48,0.87248000000000003,18750,18.75,810,1620,1.62,21.24248,23685.179534652347,23.685179534652345]
[872.48,0.87248000000000003,18750,18.75,470,940,0.94,20.562480000000001,23776.020047192371,23.776020047192372]
[872.48,0.87248000000000003,18750,18.75,350,700,0.7,20.322479999999999,23988.688930214765,23.988688930214764]
[872.48,0.87248000000000003,18750,18.75,350,700,0.7,20.322479999999999,23893.61964190847,23.893619641908469]
[872.48,0.87248000000000003,18750,18.75,230,460,0.46,20.08248,23785.773853599632,23.785773853599633]
[872.48,0.87248000000000003,18750,18.75,270,540,0.54,20.162479999999999,22438.806971901482,22.438806971901482]
[872.48,0.87248000000000003,18750,18.75,700,1400,1.4,21.022479999999998,21940.718810309496,21.940718810309495]
[872.48,0.87248000000000003,18750,18.75,690,1380,1.38,21.002479999999998,23654.053168355906,23.654053168355905]
[872.48,0.87248000000000003,18750,18.75,480,960,0.96,20.58248,22418.249308947179,22.418249308947178]
[872.48,0.87248000000000003,18750,18.75,310,620,0.62,20.24248,23959.11244692549,23.959112446925491]
[872.48,0.87248000000000003,18750,18.75,460,920,0.92,20.542480000000001,22775.646462172379,22.775646462172379]
[872.48,0.87248000000000003,18750,18.75,440,880,0.88,20.502479999999998,21494.209875741857,21.494209875741856]
[872.48,0.87248000000000003,18750,18.75,740,1480,1.48,21.10248,21002.299388246345,21.002299388246346]
[872.48,0.87248000000000003,18750,18.75,910,1820,1.82,21.44248,24214.074073682958,24.214074073682958]
[872.48,0.87248000000000003,18750,18.75,730,1460,1.46,21.08248,21394.700398018587,21.394700398018589]
[872.48,0.87248000000000003,18750,18.75,730,1460,1.46,21.08248,21756.642732304124,21.756642732304126]
[872.48,0.87248000000000003,18750,18.75,440,880,0.88,20.502479999999998,22103.908583300385,22.103908583300385]
[872.48,0.87248000000000003,18750,18.75,260,520,0.52,20.142479999999999,24171.566204598425,24.171566204598424]
[872.48,0.87248000000000003,18750,18.75,430,860,0.86,20.482479999999999,24283.978125218047,24.283978125218049]
[872.48,0.87248000000000003,18750,18.75,570,1140,1.1399999999999999,20.76248,23707.355873093358,23.707355873093359]
[872.48,0.87248000000000003,18750,18.75,410,820,0.82,20.44248,22676.477056873249,22.676477056873249]
[872.48,0.87248000000000003,18750,18.75,250,500,0.5,20.122479999999999,22217.824293614005,22.217824293614004]
[872.48,0.87248000000000003,18750,18.75,530,1060,1.06,20.682479999999998,21941.526345128794,21.941526345128793]
[872.48,0.87248000000000003,18750,18.75,660,1320,1.32,20.94248,22033.529406415826,22.033529406415827]
[872.48,0.87248000000000003,18750,18.75,800,1600,1.6,21.222480000000001,22670.705704504522,22.67070570450452]
[872.48,0.87248000000000003,18750,18.75,420,840,0.84,20.462479999999999,22720.233634871012,22.720233634871011]
[872.48,0.87248000000000003,18750,18.75,140,280,0.28000000000000003,19.902480000000001,22936.423686416256,22.936423686416255]
[872.48,0.87248000000000003,18750,18.75,150,300,0.3,19.92248,22891.304520673872,22.89130452067387]
[872.48,0.87248000000000003,18750,18.75,40,80,0.08,19.702479999999998,22782.955182227786,22.782955182227788]
[872.48,0.87248000000000003,18750,18.75,0,0,0,19.622479999999999,22592.929171075459,22.592929171075458]
[872.48,0.87248000000000003,18750,18.75,0,0,0,19.622479999999999,22290.521022031113,22.290521022031111]
[872.48,0.87248000000000003,18750,18.75,0,0,0,19.622479999999999,22178.596714226009,22.178596714226011]
[872.48,0.87248000000000003,18750,18.75,10,20,0.02,19.642479999999999,22517.906210067991,22.517906210067991]
[872.48,0.87248000000000003,18750,18.75,0,0,0,19.622479999999999,22356.053854903574,22.356053854903575]
[872.48,0.87248000000000003,18750,18.75,0,0,0,19.622479999999999,23485.665771408327,23.485665771408328]
[872.48,0.87248000000000003,18750,18.75,0,0,0,19.622479999999999,21836.439533145371,21.83643953314537]
[872.48,0.87248000000000003,18750,18.75,0,0,0,19.622479999999999,21640.353321433904,21.640353321433903]
[872.48,0.87248000000000003,18750,18.75,10,20,0.02,19.642479999999999,21935.586356270964,21.935586356270964]
[872.48,0.87248000000000003,18750,18.75,30,60,0.06,19.682479999999998,21907.758659890143,21.907758659890142]
[872.48,0.87248000000000003,18750,18.75,110,220,0.22,19.842479999999998,21953.60512089507,21.95360512089507]
[872.48,0.87248000000000003,18750,18.75,570,1140,1.1399999999999999,20.76248,22109.801037338912,22.109801037338912]
[872.48,0.87248000000000003,18750,18.75,160,320,0.32,19.94248,23091.665857734799,23.0916658577348]
[872.48,0.87248000000000003,18750,18.75,0,0,0,19.622479999999999,23826.069151652795,23.826069151652796]
[872.48,{"$f":"A2819/1000","v":0.87248000000000003},18750,{"$f":"C2819/1000","v":18.75},0,{"$f":"E2819*2","v":0},{"$f":"F2819/1000","v":0},{"$f":"B2819+D2819+G2819","v":19.622479999999999},25409.768850915603,{"$f":"I2819/1000","v":25.409768850915604}]
[872.48,0.87248000000000003,18750,18.75,0,0,0,19.622479999999999,25009.403806321527,25.009403806321526]
[872.48,0.87248000000000003,18750,18.75,0,0,0,19.622479999999999,23350.911268615171,23.350911268615171]
[872.48,0.87248000000000003,18750,18.75,0,0,0,19.622479999999999,23478.815882830073,23.478815882830073]
[872.48,0.87248000000000003,18750,18.75,0,0,0,19.622479999999999,22226.965579129683,22.226965579129683]
[872.48,0.87248000000000003,18750,18.75,0,0,0,19.622479999999999,22780.254047131461,22.780254047131461]
[872.48,0.87248000000000003,18750,18.75,0,0,0,19.622479999999999,23173.855040190443,23.173855040190443]
[872.48,0.87248000000000003,18750,18.75,0,0,0,19.622479999999999,22862.538204517212,22.862538204517211]
[872.48,0.87248000000000003,18750,18.75,0,0,0,19.622479999999999,22044.689512266483,22.044689512266483]
[872.48,0.87248000000000003,18750,18.75,0,0,0,19.622479999999999,21668.445864609832,21.668445864609833]
[872.48,0.87248000000000003,18750,18.75,0,0,0,19.622479999999999,21389.075606934359,21.389075606934359]
[872.48,0.87248000000000003,18750,18.75,0,0,0,19.622479999999999,21734.473828402843,21.734473828402841]
[872.48,0.87248000000000003,18750,18.75,0,0,0,19.622479999999999,21683.079854862968,21.683079854862967]
[872.48,0.87248000000000003,18750,18.75,0,0,0,19.622479999999999,21719.464969070254,21.719464969070252]
[872.48,0.87248000000000003,18750,18.75,0,0,0,19.622479999999999,21454.960893845349,21.45496089384535]
[872.48,0.87248000000000003,18750,18.75,0,0,0,19.622479999999999,21297.785038683469,21.297785038683468]
[872.48,0.87248000000000003,18750,18.75,0,0,0,19.622479999999999,20729.343949510538,20.729343949510536]
[872.48,0.87248000000000003,18750,18.75,0,0,0,19.622479999999999,20832.94075035178,20.832940750351778]
[872.48,0.87248000000000003,18750,18.75,0,0,0,19.622479999999999,20443.447247543401,20.4434472475434]
[872.48,0.87248000000000003,18750,18.75,0,0,0,19.622479999999999,20260.60357900786,20.26060357900786]
[872.48,0.87248000000000003,18750,18.75,0,0,0,19.622479999999999,20342.182833887637,20.342182833887637]
[872.48,0.87248000000000003,18750,18.75,0,0,0,19.622479999999999,17645.997715514724,17.645997715514724]
[872.48,0.87248000000000003,18750,18.75,0,0,0,19.622479999999999,20705.970009397188,20.705970009397188]
[872.48,0.87248000000000003,18750,18.75,0,0,0,19.622479999999999,20714.908774021289,20.714908774021289]
[872.48,0.87248000000000003,18750,18.75,0,0,0,19.622479999999999,20963.664095764267,20.963664095764265]
[872.48,0.87248000000000003,18750,18.75,0,0,0,19.622479999999999,21376.960425874026,21.376960425874024]
[872.48,0.87248000000000003,18750,18.75,0,0,0,19.622479999999999,22456.642086108768,22.456642086108769]
[872.48,0.87248000000000003,18750,18.75,0,0,0,19.622479999999999,21909.769945405824,21.909769945405824]
[872.48,0.87248000000000003,18750,18.75,0,0,0,19.622479999999999,22490.837139034098,22.490837139034099]
[872.48,0.87248000000000003,18750,18.75,0,0,0,19.622479999999999,22186.381572163282,22.186381572163281]
[872.48,0.87248000000000003,18750,18.75,0,0,0,19.622479999999999,21712.933794976314,21.712933794976315]
[872.48,0.87248000000000003,18750,18.75,0,0,0,19.622479999999999,21517.553754573248,21.517553754573246]
[872.48,0.87248000000000003,18750,18.75,0,0,0,19.622479999999999,21669.838407785759,21.669838407785758]
[872.48,0.87248000000000003,18750,18.75,0,0,0,19.622479999999999,21467.188372953773,21.467188372953775]
[872.48,0.87248000000000003,18750,18.75,0,0,0,19.622479999999999,21740.718881328168,21.740718881328167]
[872.48,0.87248000000000003,18750,18.75,0,0,0,19.622479999999999,21735.911363222138,21.735911363222137]
[872.48,0.87248000000000003,18750,18.75,0,0,0,19.622479999999999,21885.441203066064,21.885441203066065]
[872.48,0.87248000000000003,18750,18.75,0,0,0,19.622479999999999,22301.879909219137,22.301879909219135]
[872.48,0.87248000000000003,18750,18.75,0,0,0,19.622479999999999,22721.322382781851,22.72132238278185]
[872.48,0.87248000000000003,18750,18.75,0,0,0,19.622479999999999,22301.83486743598,22.301834867435982]
[872.48,0.87248000000000003,18750,18.75,30,60,0.06,19.682479999999998,22067.334682184643,22.067334682184644]
[872.48,0.87248000000000003,18750,18.75,20,40,0.04,19.662479999999999,22362.956437077111,22.362956437077113]
[872.48,0.87248000000000003,18750,18.75,0,0,0,19.622479999999999,21380.711700247528,21.380711700247527]
[872.48,0.87248000000000003,18750,18.75,0,0,0,19.622479999999999,21554.312781038447,21.554312781038448]
[872.48,0.87248000000000003,18750,18.75,50,100,0.1,19.722480000000001,21531.625062373278,21.531625062373276]
[872.48,0.87248000000000003,18750,18.75,70,140,0.14000000000000001,19.76248,21421.260637575335,21.421260637575333]
[872.48,0.87248000000000003,18750,18.75,20,40,0.04,19.662479999999999,21470.727187717661,21.47072718771766]
[872.48,0.87248000000000003,18750,18.75,50,100,0.1,19.722480000000001,21734.627573528138,21.734627573528137]
[872.48,0.87248000000000003,18750,18.75,0,0,0,19.622479999999999,21638.845781043525,21.638845781043525]
[872.48,0.87248000000000003,18750,18.75,0,0,0,19.622479999999999,21485.424767105655,21.485424767105656]
[872.48,0.87248000000000003,18750,18.75,0,0,0,19.622479999999999,21910.174959333541,21.910174959333542]
[872.48,0.87248000000000003,18750,18.75,0,0,0,19.622479999999999,22167.017676618634,22.167017676618634]
[872.48,0.87248000000000003,18750,18.75,0,0,0,19.622479999999999,22221.900587486314,22.221900587486314]
[872.48,0.87248000000000003,18750,18.75,0,0,0,19.622479999999999,22348.471395293956,22.348471395293956]
[872.48,0.87248000000000003,18750,18.75,0,0,0,19.622479999999999,22680.892215649237,22.680892215649237]
[872.48,0.87248000000000003,18750,18.75,0,0,0,19.622479999999999,21375.146703033075,21.375146703033074]
[872.48,0.87248000000000003,18750,18.75,10,20,0.02,19.642479999999999,21871.587118104449,21.871587118104451]
[872.48,0.87248000000000003,18750,18.75,540,1080,1.08,20.702480000000001,21634.071902212134,21.634071902212135]
[872.48,0.87248000000000003,18750,18.75,410,820,0.82,20.44248,21968.325343738557,21.968325343738556]
[872.48,0.87248000000000003,18750,18.75,440,880,0.88,20.502479999999998,22071.849690541272,22.071849690541271]
[872.48,0.87248000000000003,18750,18.75,490,980,0.98,20.60248,22034.439523408655,22.034439523408654]
[872.48,0.87248000000000003,18750,18.75,390,780,0.78,20.402480000000001,21714.690072135367,21.714690072135365]
[872.48,0.87248000000000003,18750,18.75,640,1280,1.28,20.902480000000001,20995.649315822211,20.99564931582221]
[872.48,0.87248000000000003,18750,18.75,390,780,0.78,20.402480000000001,21160.1115539938,21.160111553993801]
[872.48,{"$f":"A2883/1000","v":0.87248000000000003},18750,{"$f":"C2883/1000","v":18.75},1010,{"$f":"E2883*2","v":2020},{"$f":"F2883/1000","v":2.02},{"$f":"B2883+D2883+G2883","v":21.642479999999999},21424.519513621188,{"$f":"I2883/1000","v":21.424519513621188}]
[872.48,0.87248000000000003,18750,18.75,920,1840,1.84,21.462479999999999,20976.895470417345,20.976895470417343]
[872.48,0.87248000000000003,18750,18.75,760,1520,1.52,21.142479999999999,20795.955613860147,20.795955613860148]
[872.48,0.87248000000000003,18750,18.75,1430,2860,2.86,22.482479999999999,21201.889350654194,21.201889350654195]
[872.48,0.87248000000000003,18750,18.75,1450,2900,2.9,22.522479999999998,21017.091925851186,21.017091925851187]
[872.48,0.87248000000000003,18750,18.75,1520,3040,3.04,22.662479999999999,20412.411943919149,20.41241194391915]
[872.48,0.87248000000000003,18750,18.75,1670,3340,3.34,22.962479999999999,20026.899659773397,20.026899659773395]
[872.48,0.87248000000000003,18750,18.75,1870,3740,3.74,23.362479999999998,20205.935732207683,20.205935732207681]
[872.48,0.87248000000000003,18750,18.75,1620,3240,3.24,22.862479999999998,21001.901847855963,21.001901847855962]
[872.48,0.87248000000000003,18750,18.75,1200,2400,2.4,22.022479999999998,22617.98177553335,22.617981775533348]
[872.48,0.87248000000000003,18750,18.75,730,1460,1.46,21.08248,22959.85133265729,22.959851332657291]
[872.48,0.87248000000000003,18750,18.75,900,1800,1.8,21.42248,21648.287795067681,21.648287795067681]
[872.48,0.87248000000000003,18750,18.75,1180,2360,2.36,21.982479999999999,20684.207402229895,20.684207402229895]
[872.48,0.87248000000000003,18750,18.75,1330,2660,2.66,22.28248,20941.678948130455,20.941678948130455]
[872.48,0.87248000000000003,18750,18.75,1130,2260,2.2599999999999998,21.882480000000001,21551.040176580562,21.55104017658056]
[872.48,0.87248000000000003,18750,18.75,1370,2740,2.74,22.362479999999998,21617.115619481992,21.617115619481993]
[872.48,0.87248000000000003,18750,18.75,1130,2260,2.2599999999999998,21.882480000000001,21492.053698862372,21.492053698862371]
[872.48,0.87248000000000003,18750,18.75,1350,2700,2.7,22.322479999999999,20940.229009412418,20.94022900941242]
[872.48,0.87248000000000003,18750,18.75,1340,2680,2.68,22.302479999999999,21140.656423073255,21.140656423073256]
[872.48,0.87248000000000003,18750,18.75,1170,2340,2.34,21.962479999999999,18725.302645926895,18.725302645926895]
[872.48,0.87248000000000003,18750,18.75,580,1160,1.1599999999999999,20.78248,21821.384736490054,21.821384736490053]
[872.48,0.87248000000000003,18750,18.75,260,520,0.52,20.142479999999999,21395.550453729462,21.395550453729463]
[872.48,0.87248000000000003,18750,18.75,330,660,0.66,20.28248,21428.631995515152,21.428631995515151]
[872.48,0.87248000000000003,18750,18.75,270,540,0.54,20.162479999999999,21440.927042869393,21.440927042869394]
[872.48,0.87248000000000003,18750,18.75,230,460,0.46,20.08248,20958.014073479917,20.958014073479916]
[872.48,0.87248000000000003,18750,18.75,310,620,0.62,20.24248,21161.064097169728,21.161064097169728]
[872.48,0.87248000000000003,18750,18.75,220,440,0.44,20.062480000000001,21360.089051220948,21.36008905122095]
[872.48,0.87248000000000003,18750,18.75,80,160,0.16,19.78248,21073.780996885085,21.073780996885084]
[872.48,0.87248000000000003,18750,18.75,190,380,0.38,20.002479999999998,20147.960118058767,20.147960118058766]
[872.48,0.87248000000000003,18750,18.75,490,980,0.98,20.60248,17432.452182121197,17.432452182121196]
[872.48,0.87248000000000003,18750,18.75,540,1080,1.08,20.702480000000001,17418.142413295933,17.418142413295932]
[872.48,0.87248000000000003,18750,18.75,580,1160,1.1599999999999999,20.78248,16872.904393741293,16.872904393741294]
[872.48,0.87248000000000003,18750,18.75,70,140,0.14000000000000001,19.76248,17532.671251698874,17.532671251698872]
[872.48,0.87248000000000003,18750,18.75,0,0,0,19.622479999999999,17434.468494010711,17.434468494010712]
[872.48,0.87248000000000003,18750,18.75,0,0,0,19.622479999999999,18031.658067847922,18.031658067847921]
[872.48,0.87248000000000003,18750,18.75,0,0,0,19.622479999999999,19163.30654975204,19.16330654975204]
[872.48,0.87248000000000003,18750,18.75,0,0,0,19.622479999999999,19100.263694595229,19.100263694595228]
[872.48,0.87248000000000003,18750,18.75,0,0,0,19.622479999999999,19855.067338035497,19.855067338035497]
[872.48,0.87248000000000003,18750,18.75,0,0,0,19.622479999999999,19810.798361710076,19.810798361710077]
[872.48,0.87248000000000003,18750,18.75,0,0,0,19.622479999999999,19922.246576202015,19.922246576202014]
[872.48,0.87248000000000003,18750,18.75,0,0,0,19.622479999999999,19965.823042778029,19.96582304277803]
[872.48,0.87248000000000003,18750,18.75,0,0,0,19.622479999999999,20624.634521927059,20.62463452192706]
[872.48,0.87248000000000003,18750,18.75,0,0,0,19.622479999999999,17571.458963438254,17.571458963438253]
[872.48,0.87248000000000003,18750,18.75,0,0,0,19.622479999999999,19155.338498277855,19.155338498277857]
[872.48,0.87248000000000003,18750,18.75,0,0,0,19.622479999999999,19145.131831142699,19.145131831142699]
[872.48,0.87248000000000003,18750,18.75,0,0,0,19.622479999999999,19101.446198824306,19.101446198824306]
[872.48,0.87248000000000003,18750,18.75,0,0,0,19.622479999999999,19156.261251749635,19.156261251749633]
[872.48,0.87248000000000003,18750,18.75,0,0,0,19.622479999999999,19468.134125025168,19.468134125025166]
[872.48,0.87248000000000003,18750,18.75,240,480,0.48,20.10248,19754.059313062047,19.754059313062047]
[872.48,0.87248000000000003,18750,18.75,30,60,0.06,19.682479999999998,19674.594754558017,19.674594754558015]
[872.48,0.87248000000000003,18750,18.75,10,20,0.02,19.642479999999999,20043.267962098784,20.043267962098785]
[872.48,0.87248000000000003,18750,18.75,0,0,0,19.622479999999999,19930.936992729607,19.930936992729606]
[872.48,0.87248000000000003,18750,18.75,0,0,0,19.622479999999999,20154.131796361475,20.154131796361476]
[872.48,0.87248000000000003,18750,18.75,0,0,0,19.622479999999999,20662.49829360385,20.66249829360385]
[872.48,0.87248000000000003,18750,18.75,0,0,0,19.622479999999999,21634.325222630858,21.634325222630856]
[872.48,0.87248000000000003,18750,18.75,0,0,0,19.622479999999999,20986.263409216597,20.986263409216598]
[872.48,0.87248000000000003,18750,18.75,0,0,0,19.622479999999999,20869.546173830553,20.869546173830553]
[872.48,0.87248000000000003,18750,18.75,0,0,0,19.622479999999999,20594.72039525842,20.59472039525842]
[872.48,0.87248000000000003,18750,18.75,0,0,0,19.622479999999999,19148.610442638048,19.148610442638049]
[872.48,0.87248000000000003,18750,18.75,0,0,0,19.622479999999999,20215.055527635192,20.21505552763519]
[872.48,0.87248000000000003,18750,18.75,10,20,0.02,19.642479999999999,20251.014356301421,20.251014356301422]
[872.48,0.87248000000000003,18750,18.75,40,80,0.08,19.702479999999998,24310.9992228745,24.3109992228745]
[872.48,0.87248000000000003,18750,18.75,40,80,0.08,19.702479999999998,25188.162572452609,25.188162572452608]
[872.48,0.87248000000000003,18750,18.75,20,40,0.04,19.662479999999999,24612.392052936037,24.612392052936038]
[872.48,{"$f":"A2947/1000","v":0.87248000000000003},18750,{"$f":"C2947/1000","v":18.75},40,{"$f":"E2947*2","v":80},{"$f":"F2947/1000","v":0.08},{"$f":"B2947+D2947+G2947","v":19.702479999999998},25890.012462436327,{"$f":"I2947/1000","v":25.890012462436328}]
[872.48,0.87248000000000003,18750,18.75,110,220,0.22,19.842479999999998,26334.84847634882,26.334848476348821]
[872.48,0.87248000000000003,18750,18.75,240,480,0.48,20.10248,26762.297062698133,26.762297062698135]
[872.48,0.87248000000000003,18750,18.75,10,20,0.02,19.642479999999999,26764.910930387348,26.764910930387348]
[872.48,0.87248000000000003,18750,18.75,0,0,0,19.622479999999999,26986.213469397648,26.986213469397647]
[872.48,0.87248000000000003,18750,18.75,0,0,0,19.622479999999999,25693.53560302253,25.693535603022529]
[872.48,0.87248000000000003,18750,18.75,0,0,0,19.622479999999999,26298.42656406045,26.298426564060449]
[872.48,0.87248000000000003,18750,18.75,0,0,0,19.622479999999999,25992.738537580019,25.992738537580017]
[872.48,0.87248000000000003,18750,18.75,0,0,0,19.622479999999999,25984.651142037903,25.984651142037904]
[872.48,0.87248000000000003,18750,18.75,0,0,0,19.622479999999999,26415.877533429619,26.415877533429619]
[872.48,0.87248000000000003,18750,18.75,0,0,0,19.622479999999999,26425.676420617641,26.425676420617641]
[872.48,0.87248000000000003,18750,18.75,0,0,0,19.622479999999999,25981.027402483694,25.981027402483694]
[872.48,0.87248000000000003,18750,18.75,0,0,0,19.622479999999999,25934.244575182318,25.934244575182319]
[872.48,0.87248000000000003,18750,18.75,0,0,0,19.622479999999999,26099.69428132016,26.099694281320161]
[872.48,0.87248000000000003,18750,18.75,0,0,0,19.622479999999999,26483.087878837025,26.483087878837026]
[872.48,0.87248000000000003,18750,18.75,0,0,0,19.622479999999999,27122.680559935427,27.122680559935425]
[872.48,0.87248000000000003,18750,18.75,50,100,0.1,19.722480000000001,26933.52310170589,26.933523101705891]
[872.48,0.87248000000000003,18750,18.75,110,220,0.22,19.842479999999998,26774.010880247562,26.774010880247562]
[872.48,0.87248000000000003,18750,18.75,50,100,0.1,19.722480000000001,25535.677059836449,25.535677059836448]
[872.48,0.87248000000000003,18750,18.75,90,180,0.18,19.802479999999999,26790.597235401834,26.790597235401833]
[872.48,0.87248000000000003,18750,18.75,120,240,0.24,19.862479999999998,26535.641863519078,26.535641863519078]
[872.48,0.87248000000000003,18750,18.75,180,360,0.36,19.982479999999999,26412.398774376601,26.412398774376602]
[872.48,0.87248000000000003,18750,18.75,510,1020,1.02,20.642479999999999,24818.48154586559,24.818481545865591]
[872.48,0.87248000000000003,18750,18.75,510,1020,1.02,20.642479999999999,25630.455190762077,25.630455190762078]
[872.48,0.87248000000000003,18750,18.75,410,820,0.82,20.44248,23730.819880059753,23.730819880059752]
[872.48,0.87248000000000003,18750,18.75,280,560,0.56000000000000005,20.182479999999998,22408.181651563966,22.408181651563964]
[872.48,0.87248000000000003,18750,18.75,480,960,0.96,20.58248,21770.067896651199,21.770067896651199]
[872.48,0.87248000000000003,18750,18.75,820,1640,1.64,21.26248,21531.2976501179,21.531297650117899]
[872.48,0.87248000000000003,18750,18.75,810,1620,1.62,21.24248,23245.895491448508,23.245895491448508]
[872.48,0.87248000000000003,18750,18.75,820,1640,1.64,21.26248,21101.555014993653,21.101555014993654]
[872.48,0.87248000000000003,18750,18.75,1030,2060,2.06,21.682479999999998,21115.186333935861,21.11518633393586]
[872.48,0.87248000000000003,18750,18.75,690,1380,1.38,21.002479999999998,20495.877592950805,20.495877592950805]
[872.48,0.87248000000000003,18750,18.75,860,1720,1.72,21.342479999999998,19961.076754476802,19.961076754476803]
[872.48,0.87248000000000003,18750,18.75,560,1120,1.1200000000000001,20.74248,21056.253573487531,21.056253573487531]
[872.48,0.87248000000000003,18750,18.75,270,540,0.54,20.162479999999999,20893.314946735147,20.893314946735146]
[872.48,0.87248000000000003,18750,18.75,120,240,0.24,19.862479999999998,23688.559651645181,23.688559651645182]
[872.48,0.87248000000000003,18750,18.75,190,380,0.38,20.002479999999998,22154.078950992138,22.154078950992137]
[872.48,0.87248000000000003,18750,18.75,270,540,0.54,20.162479999999999,20867.267272638674,20.867267272638674]
[872.48,0.87248000000000003,18750,18.75,130,260,0.26,19.882480000000001,20996.279388246345,20.996279388246343]
[872.48,0.87248000000000003,18750,18.75,280,560,0.56000000000000005,20.182479999999998,20775.014183496201,20.7750141834962]
[872.48,0.87248000000000003,18750,18.75,150,300,0.3,19.92248,21132.027652878063,21.132027652878062]
[872.48,0.87248000000000003,18750,18.75,150,300,0.3,19.92248,21139.461487140754,21.139461487140753]
[872.48,0.87248000000000003,18750,18.75,310,620,0.62,20.24248,20691.416286556236,20.691416286556237]
[872.48,0.87248000000000003,18750,18.75,130,260,0.26,19.882480000000001,21858.599527574283,21.858599527574281]
[872.48,0.87248000000000003,18750,18.75,0,0,0,19.622479999999999,20410.749584589103,20.410749584589102]
[872.48,0.87248000000000003,18750,18.75,0,0,0,19.622479999999999,20213.879611039076,20.213879611039076]
[872.48,0.87248000000000003,18750,18.75,0,0,0,19.622479999999999,20760.197973190196,20.760197973190195]
[872.48,0.87248000000000003,18750,18.75,180,360,0.36,19.982479999999999,22822.230430141164,22.822230430141165]
[872.48,0.87248000000000003,18750,18.75,1300,2600,2.6,22.222480000000001,20519.921410500239,20.519921410500238]
[872.48,0.87248000000000003,18750,18.75,980,1960,1.96,21.58248,21910.314981617888,21.910314981617887]
[872.48,0.87248000000000003,18750,18.75,920,1840,1.84,21.462479999999999,21948.423913374612,21.948423913374612]
[872.48,0.87248000000000003,18750,18.75,300,600,0.6,20.222480000000001,21110.396317222596,21.110396317222595]
[872.48,0.87248000000000003,18750,18.75,480,960,0.96,20.58248,21006.438236436756,21.006438236436757]
[872.48,0.87248000000000003,18750,18.75,1160,2320,2.3199999999999998,21.94248,21056.877134766954,21.056877134766953]
[872.48,0.87248000000000003,18750,18.75,690,1380,1.38,21.002479999999998,21407.226875736778,21.407226875736779]
[872.48,0.87248000000000003,18750,18.75,360,720,0.72,20.342479999999998,21427.297120864616,21.427297120864615]
[872.48,0.87248000000000003,18750,18.75,490,980,0.98,20.60248,21654.904701658066,21.654904701658065]
[872.48,0.87248000000000003,18750,18.75,1040,2080,2.08,21.702480000000001,21246.034587425402,21.246034587425402]
[872.48,0.87248000000000003,18750,18.75,480,960,0.96,20.58248,20606.471950895695,20.606471950895695]
[872.48,0.87248000000000003,18750,18.75,770,1540,1.54,21.162479999999999,20606.114494071622,20.606114494071623]
[872.48,0.87248000000000003,18750,18.75,600,1200,1.2,20.822479999999999,20385.474414670938,20.385474414670938]
[872.48,0.87248000000000003,18750,18.75,610,1220,1.22,20.842479999999998,21101.538670981558,21.101538670981558]
[872.48,0.87248000000000003,18750,18.75,390,780,0.78,20.402480000000001,21220.284414721697,21.220284414721696]
[872.48,0.87248000000000003,18750,18.75,840,1680,1.68,21.302479999999999,21534.158840925098,21.534158840925098]
[872.48,{"$f":"A3011/1000","v":0.87248000000000003},18750,{"$f":"C3011/1000","v":18.75},200,{"$f":"E3011*2","v":400},{"$f":"F3011/1000","v":0.4},{"$f":"B3011+D3011+G3011","v":20.022479999999998},21641.654551238713,{"$f":"I3011/1000","v":21.641654551238712}]
[872.48,0.87248000000000003,18750,18.75,0,0,0,19.622479999999999,21174.092917504706,21.174092917504705]
[872.48,0.87248000000000003,18750,18.75,0,0,0,19.622479999999999,19678.679437031424,19.678679437031423]
[872.48,0.87248000000000003,18750,18.75,0,0,0,19.622479999999999,19372.746318628058,19.372746318628057]
[872.48,0.87248000000000003,18750,18.75,0,0,0,19.622479999999999,18737.99996482849,18.737999964828489]
[872.48,0.87248000000000003,18750,18.75,0,0,0,19.622479999999999,18943.729988518302,18.943729988518303]
[872.48,0.87248000000000003,18750,18.75,0,0,0,19.622479999999999,18948.456243393004,18.948456243393004]
[872.48,0.87248000000000003,18750,18.75,440,880,0.88,20.502479999999998,19628.384906332074,19.628384906332073]
[872.48,0.87248000000000003,18750,18.75,1220,2440,2.44,22.062480000000001,19214.493010756967,19.214493010756968]
[872.48,0.87248000000000003,18750,18.75,1180,2360,2.36,21.982479999999999,20352.152856171986,20.352152856171987]
[872.48,0.87248000000000003,18750,18.75,760,1520,1.52,21.142479999999999,20315.610262856277,20.315610262856275]
[872.48,0.87248000000000003,18750,18.75,470,940,0.94,20.562480000000001,20526.377615235157,20.526377615235155]
[872.48,0.87248000000000003,18750,18.75,500,1000,1,20.622479999999999,20432.954620801163,20.432954620801162]
[872.48,0.87248000000000003,18750,18.75,820,1640,1.64,21.26248,20565.945528888376,20.565945528888378]
[872.48,0.87248000000000003,18750,18.75,500,1000,1,20.622479999999999,20232.833345022198,20.232833345022197]
[872.48,0.87248000000000003,18750,18.75,250,500,0.5,20.122479999999999,20464.443513560276,20.464443513560276]
[872.48,0.87248000000000003,18750,18.75,560,1120,1.1200000000000001,20.74248,20723.540042823712,20.723540042823711]
[872.48,0.87248000000000003,18750,18.75,400,800,0.8,20.42248,21279.634765700193,21.279634765700195]
[872.48,0.87248000000000003,18750,18.75,720,1440,1.44,21.062480000000001,20677.394945329685,20.677394945329684]
[872.48,0.87248000000000003,18750,18.75,1460,2920,2.92,22.542479999999998,20656.795957862094,20.656795957862094]
[872.48,0.87248000000000003,18750,18.75,2040,4080,4.08,23.702480000000001,20469.478544201254,20.469478544201255]
[872.48,0.87248000000000003,18750,18.75,2430,4860,4.8600000000000003,24.482479999999999,20268.847312990983,20.268847312990985]
[872.48,0.87248000000000003,18750,18.75,2050,4100,4.0999999999999996,23.722479999999997,20437.130914673478,20.437130914673478]
[872.48,0.87248000000000003,18750,18.75,2030,4060,4.0599999999999996,23.682479999999998,20522.838967603879,20.522838967603878]
[872.48,0.87248000000000003,18750,18.75,2340,4680,4.68,24.302479999999999,20490.414910497697,20.490414910497698]
[872.48,0.87248000000000003,18750,18.75,2310,4620,4.62,24.24248,20617.095885437957,20.617095885437958]
[872.48,0.87248000000000003,18750,18.75,2020,4040,4.04,23.662479999999999,20790.950683498737,20.790950683498735]
[872.48,0.87248000000000003,18750,18.75,2180,4360,4.3600000000000003,23.982479999999999,21131.515271263663,21.131515271263662]
[872.48,0.87248000000000003,18750,18.75,1450,2900,2.9,22.522479999999998,21026.325927246493,21.026325927246493]
[872.48,0.87248000000000003,18750,18.75,110,220,0.22,19.842479999999998,21293.737437011121,21.293737437011121]
[872.48,0.87248000000000003,18750,18.75,10,20,0.02,19.642479999999999,21610.039437031424,21.610039437031425]
[872.48,0.87248000000000003,18750,18.75,100,200,0.2,19.822479999999999,21489.316197469601,21.489316197469602]
[872.48,0.87248000000000003,18750,18.75,240,480,0.48,20.10248,20861.027278209756,20.861027278209757]
[872.48,0.87248000000000003,18750,18.75,350,700,0.7,20.322479999999999,20389.529495451708,20.389529495451708]
[872.48,0.87248000000000003,18750,18.75,140,280,0.28000000000000003,19.902480000000001,20763.962920264868,20.76396292026487]
[872.48,0.87248000000000003,18750,18.75,1130,2260,2.2599999999999998,21.882480000000001,20359.224264251588,20.359224264251587]
[872.48,0.87248000000000003,18750,18.75,1730,3460,3.46,23.08248,19097.304066401852,19.097304066401851]
[872.48,0.87248000000000003,18750,18.75,1640,3280,3.28,22.902480000000001,19065.025051078825,19.065025051078823]
[872.48,0.87248000000000003,18750,18.75,1010,2020,2.02,21.642479999999999,19104.744071972938,19.104744071972938]
[872.48,0.87248000000000003,18750,18.75,1250,2500,2.5,22.122479999999999,19461.703701521019,19.461703701521017]
[872.48,0.87248000000000003,18750,18.75,1300,2600,2.6,22.222480000000001,20432.822127765023,20.432822127765021]
[872.48,0.87248000000000003,18750,18.75,680,1360,1.36,20.982479999999999,19351.501708477266,19.351501708477265]
[872.48,0.87248000000000003,18750,18.75,590,1180,1.18,20.802479999999999,19364.019237725472,19.364019237725472]
[872.48,0.87248000000000003,18750,18.75,610,1220,1.22,20.842479999999998,19478.21378508733,19.47821378508733]
[872.48,0.87248000000000003,18750,18.75,280,560,0.56000000000000005,20.182479999999998,19149.151684787452,19.149151684787451]
[872.48,0.87248000000000003,18750,18.75,40,80,0.08,19.702479999999998,19314.929048308506,19.314929048308507]
[872.48,0.87248000000000003,18750,18.75,80,160,0.16,19.78248,19170.871896488767,19.170871896488766]
[872.48,0.87248000000000003,18750,18.75,160,320,0.32,19.94248,18192.237170801363,18.192237170801363]
[872.48,0.87248000000000003,18750,18.75,170,340,0.34,19.962479999999999,18262.167672199212,18.262167672199212]
[872.48,0.87248000000000003,18750,18.75,180,360,0.36,19.982479999999999,17247.053251617657,17.247053251617658]
[872.48,0.87248000000000003,18750,18.75,90,180,0.18,19.802479999999999,20884.797608360124,20.884797608360124]
[872.48,0.87248000000000003,18750,18.75,140,280,0.28000000000000003,19.902480000000001,19386.470885361821,19.38647088536182]
[872.48,0.87248000000000003,18750,18.75,50,100,0.1,19.722480000000001,19278.756371426491,19.278756371426489]
[872.48,0.87248000000000003,18750,18.75,30,60,0.06,19.682479999999998,19603.3770915022,19.6033770915022]
[872.48,0.87248000000000003,18750,18.75,0,0,0,19.622479999999999,19551.39679066349,19.551396790663489]
[872.48,0.87248000000000003,18750,18.75,20,40,0.04,19.662479999999999,19436.067301798052,19.436067301798051]
[872.48,0.87248000000000003,18750,18.75,50,100,0.1,19.722480000000001,18656.493785036568,18.656493785036567]
[872.48,0.87248000000000003,18750,18.75,0,0,0,19.622479999999999,18737.56307334287,18.737563073342869]
[872.48,0.87248000000000003,18750,18.75,0,0,0,19.622479999999999,18636.536110940091,18.636536110940092]
[872.48,0.87248000000000003,18750,18.75,0,0,0,19.622479999999999,18279.62017080644,18.279620170806439]
[872.48,0.87248000000000003,18750,18.75,0,0,0,19.622479999999999,18324.643053818687,18.324643053818686]
[872.48,0.87248000000000003,18750,18.75,760,1520,1.52,21.142479999999999,18478.676538508345,18.478676538508346]
[872.48,0.87248000000000003,18750,18.75,1380,2760,2.76,22.382480000000001,18482.866499510736,18.482866499510735]
[872.48,0.87248000000000003,18750,18.75,1340,2680,2.68,22.302479999999999,18637.139778070174,18.637139778070175]
[872.48,{"$f":"A3075/1000","v":0.87248000000000003},18750,{"$f":"C3075/1000","v":18.75},1360,{"$f":"E3075*2","v":2720},{"$f":"F3075/1000","v":2.72},{"$f":"B3075+D3075+G3075","v":22.342479999999998},18647.402421525665,{"$f":"I3075/1000","v":18.647402421525666}]
[872.48,0.87248000000000003,18750,18.75,1380,2760,2.76,22.382480000000001,18295.81905799446,18.295819057994461]
[872.48,0.87248000000000003,18750,18.75,710,1420,1.42,21.042479999999998,18143.330631801215,18.143330631801213]
[872.48,0.87248000000000003,18750,18.75,1170,2340,2.34,21.962479999999999,18314.746676380062,18.314746676380061]
[872.48,0.87248000000000003,18750,18.75,1000,2000,2,21.622479999999999,18341.51428919458,18.341514289194581]
[872.48,0.87248000000000003,18750,18.75,670,1340,1.34,20.962479999999999,18735.251726545226,18.735251726545226]
[872.48,0.87248000000000003,18750,18.75,560,1120,1.1200000000000001,20.74248,19964.271746120168,19.964271746120168]
[872.48,0.87248000000000003,18750,18.75,320,640,0.64,20.26248,20425.13700798665,20.425137007986649]
[872.48,0.87248000000000003,18750,18.75,120,240,0.24,19.862479999999998,19585.832208571166,19.585832208571166]
[872.48,0.87248000000000003,18750,18.75,120,240,0.24,19.862479999999998,20716.506464831029,20.716506464831028]
[872.48,0.87248000000000003,18750,18.75,700,1400,1.4,21.022479999999998,20881.626115257997,20.881626115257998]
[872.48,0.87248000000000003,18750,18.75,1280,2560,2.56,22.182479999999998,20868.568602723051,20.868568602723052]
[872.48,0.87248000000000003,18750,18.75,1030,2060,2.06,21.682479999999998,20758.050449513081,20.758050449513082]
[872.48,0.87248000000000003,18750,18.75,1000,2000,2,21.622479999999999,21094.715037278005,21.094715037278004]
[872.48,0.87248000000000003,18750,18.75,1110,2220,2.2200000000000002,21.842479999999998,21501.212379920169,21.501212379920169]
[872.48,0.87248000000000003,18750,18.75,650,1300,1.3,20.92248,21116.902566526212,21.116902566526214]
[872.48,0.87248000000000003,18750,18.75,850,1700,1.7,21.322479999999999,20742.601528898529,20.742601528898529]
[872.48,0.87248000000000003,18750,18.75,390,780,0.78,20.402480000000001,20642.18469463076,20.64218469463076]
[872.48,0.87248000000000003,18750,18.75,180,360,0.36,19.982479999999999,19874.140003775345,19.874140003775345]
[872.48,0.87248000000000003,18750,18.75,20,40,0.04,19.662479999999999,20199.660673711263,20.199660673711264]
[872.48,0.87248000000000003,18750,18.75,40,80,0.08,19.702479999999998,20721.006409120157,20.721006409120157]
[872.48,0.87248000000000003,18750,18.75,10,20,0.02,19.642479999999999,20909.851313031591,20.909851313031592]
[872.48,0.87248000000000003,18750,18.75,110,220,0.22,19.842479999999998,21174.544191878209,21.174544191878208]
[872.48,0.87248000000000003,18750,18.75,10,20,0.02,19.642479999999999,21402.964304705416,21.402964304705417]
[872.48,0.87248000000000003,18750,18.75,0,0,0,19.622479999999999,20286.378776781457,20.286378776781458]
[872.48,0.87248000000000003,18750,18.75,110,220,0.22,19.842479999999998,20697.568785163465,20.697568785163465]
[872.48,0.87248000000000003,18750,18.75,180,360,0.36,19.982479999999999,20834.850861773532,20.834850861773532]
[872.48,0.87248000000000003,18750,18.75,100,200,0.2,19.822479999999999,20669.971111066989,20.669971111066989]
[872.48,0.87248000000000003,18750,18.75,170,340,0.34,19.962479999999999,20751.681506614183,20.751681506614183]
[872.48,0.87248000000000003,18750,18.75,280,560,0.56000000000000005,20.182479999999998,20649.517193237989,20.64951719323799]
[872.48,0.87248000000000003,18750,18.75,40,80,0.08,19.702479999999998,20998.638102730663,20.998638102730663]
[872.48,0.87248000000000003,18750,18.75,0,0,0,19.622479999999999,20500.543853396597,20.500543853396596]
[872.48,0.87248000000000003,18750,18.75,0,0,0,19.622479999999999,19574.072094287741,19.574072094287743]
[872.48,0.87248000000000003,18750,18.75,10,20,0.02,19.642479999999999,19495.502967542969,19.495502967542969]
[872.48,0.87248000000000003,18750,18.75,120,240,0.24,19.862479999999998,19406.891052494437,19.406891052494437]
[872.48,0.87248000000000003,18750,18.75,150,300,0.3,19.92248,19302.85413466036,19.302854134660361]
[872.48,0.87248000000000003,18750,18.75,150,300,0.3,19.92248,19111.31310400923,19.111313104009231]
[872.48,0.87248000000000003,18750,18.75,110,220,0.22,19.842479999999998,19287.802815718154,19.287802815718155]
[872.48,0.87248000000000003,18750,18.75,50,100,0.1,19.722480000000001,19198.257122117797,19.198257122117798]
[872.48,0.87248000000000003,18750,18.75,80,160,0.16,19.78248,19199.529693149161,19.199529693149159]
[872.48,0.87248000000000003,18750,18.75,0,0,0,19.622479999999999,19908.113893748909,19.908113893748908]
[872.48,0.87248000000000003,18750,18.75,0,0,0,19.622479999999999,20381.842950880466,20.381842950880465]
[872.48,0.87248000000000003,18750,18.75,0,0,0,19.622479999999999,21899.284976046802,21.8992849760468]
[872.48,0.87248000000000003,18750,18.75,0,0,0,19.622479999999999,22000.464219784404,22.000464219784405]
[872.48,0.87248000000000003,18750,18.75,0,0,0,19.622479999999999,20987.319276824601,20.9873192768246]
[872.48,0.87248000000000003,18750,18.75,40,80,0.08,19.702479999999998,20813.85326010119,20.81385326010119]
[872.48,0.87248000000000003,18750,18.75,0,0,0,19.622479999999999,21285.404826982154,21.285404826982155]
[872.48,0.87248000000000003,18750,18.75,0,0,0,19.622479999999999,21432.640760139257,21.432640760139257]
[872.48,0.87248000000000003,18750,18.75,0,0,0,19.622479999999999,20701.042602712896,20.701042602712896]
[872.48,0.87248000000000003,18750,18.75,0,0,0,19.622479999999999,20045.099771195142,20.045099771195144]
[872.48,0.87248000000000003,18750,18.75,50,100,0.1,19.722480000000001,20285.778715499499,20.2857787154995]
[872.48,0.87248000000000003,18750,18.75,20,40,0.04,19.662479999999999,20104.535169527877,20.104535169527878]
[872.48,0.87248000000000003,18750,18.75,170,340,0.34,19.962479999999999,20297.185120793551,20.29718512079355]
[872.48,0.87248000000000003,18750,18.75,30,60,0.06,19.682479999999998,20648.325913293393,20.648325913293391]
[872.48,0.87248000000000003,18750,18.75,30,60,0.06,19.682479999999998,22877.982150201649,22.87798215020165]
[872.48,0.87248000000000003,18750,18.75,0,0,0,19.622479999999999,22965.9988619055,22.965998861905501]
[872.48,0.87248000000000003,18750,18.75,0,0,0,19.622479999999999,22705.459912030055,22.705459912030054]
[872.48,0.87248000000000003,18750,18.75,0,0,0,19.622479999999999,21748.735169629392,21.748735169629391]
[872.48,0.87248000000000003,18750,18.75,0,0,0,19.622479999999999,22715.483679439705,22.715483679439703]
[872.48,0.87248000000000003,18750,18.75,30,60,0.06,19.682479999999998,22365.007672453001,22.365007672453]
[872.48,0.87248000000000003,18750,18.75,160,320,0.32,19.94248,21213.081904972296,21.213081904972295]
[872.48,0.87248000000000003,18750,18.75,340,680,0.68,20.302479999999999,20724.582708563554,20.724582708563553]
[872.48,0.87248000000000003,18750,18.75,170,340,0.34,19.962479999999999,19692.74649680133,19.69274649680133]
[872.48,0.87248000000000003,18750,18.75,320,640,0.64,20.26248,20258.296189036831,20.25829618903683]
[872.48,{"$f":"A3139/1000","v":0.87248000000000003},18750,{"$f":"C3139/1000","v":18.75},50,{"$f":"E3139*2","v":100},{"$f":"F3139/1000","v":0.1},{"$f":"B3139+D3139+G3139","v":19.722480000000001},20107.906427188118,{"$f":"I3139/1000","v":20.107906427188119}]
[872.48,0.87248000000000003,18750,18.75,10,20,0.02,19.642479999999999,19996.994595705892,19.996994595705893]
[872.48,0.87248000000000003,18750,18.75,30,60,0.06,19.682479999999998,20451.726084591639,20.451726084591638]
[872.48,0.87248000000000003,18750,18.75,0,0,0,19.622479999999999,20319.772716894808,20.319772716894807]
[872.48,0.87248000000000003,18750,18.75,10,20,0.02,19.642479999999999,20241.656066472915,20.241656066472913]
[872.48,0.87248000000000003,18750,18.75,180,360,0.36,19.982479999999999,20505.431410500238,20.505431410500236]
[872.48,0.87248000000000003,18750,18.75,60,120,0.12,19.74248,20480.193691835062,20.480193691835062]
[872.48,0.87248000000000003,18750,18.75,50,100,0.1,19.722480000000001,20117.959053930354,20.117959053930353]
[872.48,0.87248000000000003,18750,18.75,60,120,0.12,19.74248,20380.711949490233,20.380711949490234]
[872.48,0.87248000000000003,18750,18.75,50,100,0.1,19.722480000000001,20842.26218071573,20.842262180715728]
[872.48,0.87248000000000003,18750,18.75,0,0,0,19.622479999999999,20930.445208576246,20.930445208576245]
[872.48,0.87248000000000003,18750,18.75,0,0,0,19.622479999999999,20793.835647286673,20.793835647286674]
[872.48,0.87248000000000003,18750,18.75,0,0,0,19.622479999999999,20709.766381264719,20.709766381264718]
[872.48,0.87248000000000003,18750,18.75,0,0,0,19.622479999999999,20795.716865949307,20.795716865949306]
[872.48,0.87248000000000003,18750,18.75,0,0,0,19.622479999999999,20183.563099894363,20.183563099894364]
[872.48,0.87248000000000003,18750,18.75,0,0,0,19.622479999999999,20030.035964787883,20.030035964787881]
[872.48,0.87248000000000003,18750,18.75,0,0,0,19.622479999999999,20092.578819944691,20.092578819944691]
[872.48,0.87248000000000003,18750,18.75,0,0,0,19.622479999999999,20034.665909077012,20.034665909077013]
[872.48,0.87248000000000003,18750,18.75,0,0,0,19.622479999999999,20466.309885427807,20.466309885427808]
[872.48,0.87248000000000003,18750,18.75,0,0,0,19.622479999999999,20650.598584604326,20.650598584604325]
[872.48,0.87248000000000003,18750,18.75,0,0,0,19.622479999999999,20871.141134756803,20.871141134756805]
[872.48,0.87248000000000003,18750,18.75,0,0,0,19.622479999999999,20507.181388215893,20.507181388215894]
[872.48,0.87248000000000003,18750,18.75,0,0,0,19.622479999999999,20219.14214864391,20.219142148643911]
[872.48,0.87248000000000003,18750,18.75,0,0,0,19.622479999999999,20334.849077620165,20.334849077620166]
[872.48,0.87248000000000003,18750,18.75,30,60,0.06,19.682479999999998,20470.039957851943,20.470039957851942]
[872.48,0.87248000000000003,18750,18.75,0,0,0,19.622479999999999,20843.68602054951,20.843686020549509]
[872.48,0.87248000000000003,18750,18.75,0,0,0,19.622479999999999,20902.271218323109,20.902271218323108]
[872.48,0.87248000000000003,18750,18.75,0,0,0,19.622479999999999,20805.798201604775,20.805798201604777]
[872.48,0.87248000000000003,18750,18.75,0,0,0,19.622479999999999,20925.12391748948,20.925123917489479]
[872.48,0.87248000000000003,18750,18.75,50,100,0.1,19.722480000000001,21032.075799111488,21.032075799111489]
[872.48,0.87248000000000003,18750,18.75,10,20,0.02,19.642479999999999,21126.40889939613,21.126408899396129]
[872.48,0.87248000000000003,18750,18.75,50,100,0.1,19.722480000000001,21065.329744795927,21.065329744795928]
[872.48,0.87248000000000003,18750,18.75,0,0,0,19.622479999999999,21321.391332555777,21.321391332555777]
[872.48,0.87248000000000003,18750,18.75,0,0,0,19.622479999999999,21502.161211397321,21.502161211397322]
[872.48,0.87248000000000003,18750,18.75,0,0,0,19.622479999999999,21139.1452991191,21.1391452991191]
[872.48,0.87248000000000003,18750,18.75,0,0,0,19.622479999999999,21090.134920285171,21.09013492028517]
[872.48,0.87248000000000003,18750,18.75,0,0,0,19.622479999999999,21142.372817225136,21.142372817225137]
[872.48,0.87248000000000003,18750,18.75,0,0,0,19.622479999999999,20904.435002446022,20.904435002446021]
[872.48,0.87248000000000003,18750,18.75,0,0,0,19.622479999999999,21154.124069314294,21.154124069314292]
[872.48,0.87248000000000003,18750,18.75,0,0,0,19.622479999999999,20992.150690475286,20.992150690475285]
[872.48,0.87248000000000003,18750,18.75,0,0,0,19.622479999999999,21433.903414736928,21.433903414736928]
[872.48,0.87248000000000003,18750,18.75,0,0,0,19.622479999999999,21040.239530334449,21.04023953033445]
[872.48,0.87248000000000003,18750,18.75,20,40,0.04,19.662479999999999,21515.780120869691,21.515780120869692]
[872.48,0.87248000000000003,18750,18.75,70,140,0.14000000000000001,19.76248,21569.491690510818,21.569491690510819]
[872.48,0.87248000000000003,18750,18.75,90,180,0.18,19.802479999999999,21697.326260157024,21.697326260157023]
[872.48,0.87248000000000003,18750,18.75,120,240,0.24,19.862479999999998,21495.102569337134,21.495102569337135]
[872.48,0.87248000000000003,18750,18.75,310,620,0.62,20.24248,21421.454538691076,21.421454538691076]
[872.48,0.87248000000000003,18750,18.75,310,620,0.62,20.24248,21003.358225294582,21.003358225294583]
[872.48,0.87248000000000003,18750,18.75,780,1560,1.56,21.182479999999998,21040.707240617608,21.040707240617607]
[872.48,0.87248000000000003,18750,18.75,1630,3260,3.26,22.882480000000001,21525.590159867301,21.525590159867299]
[872.48,0.87248000000000003,18750,18.75,1330,2660,2.66,22.28248,21627.292019204964,21.627292019204965]
[872.48,0.87248000000000003,18750,18.75,1090,2180,2.1800000000000002,21.802479999999999,21575.680471848184,21.575680471848184]
[872.48,0.87248000000000003,18750,18.75,620,1240,1.24,20.862479999999998,21760.129165453614,21.760129165453613]
[872.48,0.87248000000000003,18750,18.75,480,960,0.96,20.58248,21755.660244839073,21.755660244839074]
[872.48,0.87248000000000003,18750,18.75,0,0,0,19.622479999999999,21472.076113903295,21.472076113903295]
[872.48,0.87248000000000003,18750,18.75,80,160,0.16,19.78248,22215.811867430908,22.215811867430908]
[872.48,0.87248000000000003,18750,18.75,220,440,0.44,20.062480000000001,22425.639403655663,22.425639403655662]
[872.48,0.87248000000000003,18750,18.75,110,220,0.22,19.842479999999998,22109.719963524545,22.109719963524544]
[872.48,0.87248000000000003,18750,18.75,0,0,0,19.622479999999999,22205.768055452561,22.205768055452562]
[872.48,0.87248000000000003,18750,18.75,0,0,0,19.622479999999999,21979.776634825328,21.979776634825328]
[872.48,0.87248000000000003,18750,18.75,0,0,0,19.622479999999999,21828.329471863413,21.828329471863412]
[872.48,0.87248000000000003,18750,18.75,0,0,0,19.622479999999999,21578.171612515598,21.578171612515597]
[872.48,0.87248000000000003,18750,18.75,0,0,0,19.622479999999999,21806.37038411625,21.806370384116249]
[872.48,0.87248000000000003,18750,18.75,0,0,0,19.622479999999999,21766.568987178827,21.766568987178829]
[872.48,{"$f":"A3203/1000","v":0.87248000000000003},18750,{"$f":"C3203/1000","v":18.75},60,{"$f":"E3203*2","v":120},{"$f":"F3203/1000","v":0.12},{"$f":"B3203+D3203+G3203","v":19.74248},22314.173687770955,{"$f":"I3203/1000","v":22.314173687770957}]
[872.48,0.87248000000000003,18750,18.75,90,180,0.18,19.802479999999999,22317.214912004678,22.31721491200468]
[872.48,0.87248000000000003,18750,18.75,90,180,0.18,19.802479999999999,22385.935190559041,22.385935190559042]
[872.48,0.87248000000000003,18750,18.75,130,260,0.26,19.882480000000001,22439.390683600257,22.439390683600259]
[872.48,0.87248000000000003,18750,18.75,130,260,0.26,19.882480000000001,22225.604354895961,22.22560435489596]
[872.48,0.87248000000000003,18750,18.75,200,400,0.4,20.022479999999998,21980.457859059046,21.980457859059047]
[872.48,0.87248000000000003,18750,18.75,280,560,0.56000000000000005,20.182479999999998,21879.437207241845,21.879437207241846]
[872.48,0.87248000000000003,18750,18.75,480,960,0.96,20.58248,20833.542002440943,20.833542002440943]
[872.48,0.87248000000000003,18750,18.75,600,1200,1.2,20.822479999999999,21530.526375744394,21.530526375744394]
[872.48,0.87248000000000003,18750,18.75,510,1020,1.02,20.642479999999999,21526.38498994914,21.52638498994914]
[872.48,0.87248000000000003,18750,18.75,330,660,0.66,20.28248,21645.875797756784,21.645875797756783]
[872.48,0.87248000000000003,18750,18.75,280,560,0.56000000000000005,20.182479999999998,21755.972793586083,21.755972793586082]
[872.48,0.87248000000000003,18750,18.75,310,620,0.62,20.24248,21651.78967101709,21.651789671017092]
[872.48,0.87248000000000003,18750,18.75,250,500,0.5,20.122479999999999,21502.117365992446,21.502117365992447]
[872.48,0.87248000000000003,18750,18.75,350,700,0.7,20.322479999999999,21672.725959318312,21.67272595931831]
[872.48,0.87248000000000003,18750,18.75,240,480,0.48,20.10248,21863.778364622518,21.863778364622519]
[872.48,0.87248000000000003,18750,18.75,200,400,0.4,20.022479999999998,21902.103540111766,21.902103540111767]
[872.48,0.87248000000000003,18750,18.75,70,140,0.14000000000000001,19.76248,21870.174608355046,21.870174608355047]
[872.48,0.87248000000000003,18750,18.75,270,540,0.54,20.162479999999999,22088.339690541274,22.088339690541275]
[872.48,0.87248000000000003,18750,18.75,150,300,0.3,19.92248,21955.386389697491,21.955386389697491]
[872.48,0.87248000000000003,18750,18.75,260,520,0.52,20.142479999999999,20292.055042798333,20.292055042798331]
[872.48,0.87248000000000003,18750,18.75,210,420,0.42,20.042480000000001,20466.193558128969,20.466193558128968]
[872.48,0.87248000000000003,18750,18.75,250,500,0.5,20.122479999999999,20947.762732253366,20.947762732253366]
[872.48,0.87248000000000003,18750,18.75,300,600,0.6,20.222480000000001,22345.912708665073,22.345912708665072]
[872.48,0.87248000000000003,18750,18.75,350,700,0.7,20.322479999999999,23589.206540218362,23.589206540218363]
[872.48,0.87248000000000003,18750,18.75,460,920,0.92,20.542480000000001,24345.293640543612,24.345293640543613]
[872.48,0.87248000000000003,18750,18.75,380,760,0.76,20.382480000000001,21606.051863214521,21.606051863214521]
[872.48,0.87248000000000003,18750,18.75,230,460,0.46,20.08248,21250.065806088038,21.250065806088038]
[872.48,0.87248000000000003,18750,18.75,170,340,0.34,19.962479999999999,21164.835393827583,21.164835393827584]
[872.48,0.87248000000000003,18750,18.75,120,240,0.24,19.862479999999998,21142.220240622686,21.142220240622684]
[872.48,0.87248000000000003,18750,18.75,160,320,0.32,19.94248,21140.962716945563,21.140962716945563]
[872.48,0.87248000000000003,18750,18.75,130,260,0.26,19.882480000000001,21012.279360390909,21.012279360390909]
[872.48,0.87248000000000003,18750,18.75,70,140,0.14000000000000001,19.76248,20642.16737151278,20.64216737151278]
[872.48,0.87248000000000003,18750,18.75,50,100,0.1,19.722480000000001,20573.579218302806,20.573579218302807]
[872.48,0.87248000000000003,18750,18.75,100,200,0.2,19.822479999999999,20638.639658418691,20.63863965841869]
[872.48,0.87248000000000003,18750,18.75,120,240,0.24,19.862479999999998,21082.074836718864,21.082074836718864]
[872.48,0.87248000000000003,18750,18.75,30,60,0.06,19.682479999999998,21022.004474598194,21.022004474598194]
[872.48,0.87248000000000003,18750,18.75,0,0,0,19.622479999999999,20878.436137542347,20.878436137542348]
[872.48,0.87248000000000003,18750,18.75,0,0,0,19.622479999999999,21169.070379899869,21.169070379899868]
[872.48,0.87248000000000003,18750,18.75,0,0,0,19.622479999999999,21205.009462075937,21.205009462075939]
[872.48,0.87248000000000003,18750,18.75,0,0,0,19.622479999999999,21125.533913323852,21.125533913323853]
[872.48,0.87248000000000003,18750,18.75,0,0,0,19.622479999999999,21531.647611120286,21.531647611120288]
[872.48,0.87248000000000003,18750,18.75,10,20,0.02,19.642479999999999,21685.833622272614,21.685833622272614]
[872.48,0.87248000000000003,18750,18.75,0,0,0,19.622479999999999,21909.362366017827,21.909362366017827]
[872.48,0.87248000000000003,18750,18.75,0,0,0,19.622479999999999,22064.692105582195,22.064692105582196]
[872.48,0.87248000000000003,18750,18.75,0,0,0,19.622479999999999,22349.673888330097,22.349673888330098]
[872.48,0.87248000000000003,18750,18.75,0,0,0,19.622479999999999,22076.502189148505,22.076502189148506]
[872.48,0.87248000000000003,18750,18.75,20,40,0.04,19.662479999999999,20822.679487120455,20.822679487120453]
[872.48,0.87248000000000003,18750,18.75,10,20,0.02,19.642479999999999,21476.366097190032,21.476366097190031]
[872.48,0.87248000000000003,18750,18.75,40,80,0.08,19.702479999999998,22281.123498353991,22.281123498353992]
[872.48,0.87248000000000003,18750,18.75,570,1140,1.1399999999999999,20.76248,22831.838126521994,22.831838126521994]
[872.48,0.87248000000000003,18750,18.75,1020,2040,2.04,21.662479999999999,22994.202768592331,22.994202768592331]
[872.48,0.87248000000000003,18750,18.75,1310,2620,2.62,22.24248,23054.458127927453,23.054458127927454]
[872.48,0.87248000000000003,18750,18.75,1590,3180,3.18,22.802479999999999,23064.227020686565,23.064227020686566]
[872.48,0.87248000000000003,18750,18.75,1430,2860,2.86,22.482479999999999,23450.226912075741,23.450226912075742]
[872.48,0.87248000000000003,18750,18.75,1100,2200,2.2000000000000002,21.822479999999999,23282.253310393251,23.282253310393251]
[872.48,0.87248000000000003,18750,18.75,960,1920,1.92,21.542479999999998,22493.009771347417,22.493009771347417]
[872.48,0.87248000000000003,18750,18.75,540,1080,1.08,20.702480000000001,22491.753499759452,22.491753499759451]
[872.48,0.87248000000000003,18750,18.75,130,260,0.26,19.882480000000001,22611.164212858614,22.611164212858615]
[872.48,0.87248000000000003,18750,18.75,300,600,0.6,20.222480000000001,21915.781286632373,21.915781286632374]
[872.48,0.87248000000000003,18750,18.75,380,760,0.76,20.382480000000001,21784.204318658514,21.784204318658514]
[872.48,0.87248000000000003,18750,18.75,150,300,0.3,19.92248,21317.171326984688,21.317171326984688]
[872.48,0.87248000000000003,18750,18.75,90,180,0.18,19.802479999999999,21742.658942610127,21.742658942610127]
[872.48,0.87248000000000003,18750,18.75,220,440,0.44,20.062480000000001,21894.344942620279,21.894344942620279]
[872.48,{"$f":"A3267/1000","v":0.87248000000000003},18750,{"$f":"C3267/1000","v":18.75},30,{"$f":"E3267*2","v":60},{"$f":"F3267/1000","v":0.06},{"$f":"B3267+D3267+G3267","v":19.682479999999998},21469.894705823695,{"$f":"I3267/1000","v":21.469894705823695}]
[872.48,0.87248000000000003,18750,18.75,70,140,0.14000000000000001,19.76248,21418.004427269334,21.418004427269334]
[872.48,0.87248000000000003,18750,18.75,80,160,0.16,19.78248,21127.547613880455,21.127547613880456]
[872.48,0.87248000000000003,18750,18.75,50,100,0.1,19.722480000000001,21336.228889659418,21.336228889659417]
[872.48,0.87248000000000003,18750,18.75,80,160,0.16,19.78248,21359.670314452283,21.359670314452284]
[872.48,0.87248000000000003,18750,18.75,20,40,0.04,19.662479999999999,22281.865969105784,22.281865969105784]
[872.48,0.87248000000000003,18750,18.75,340,680,0.68,20.302479999999999,24570.118611308095,24.570118611308096]
[872.48,0.87248000000000003,18750,18.75,500,1000,1,20.622479999999999,24450.909189295704,24.450909189295704]
[872.48,0.87248000000000003,18750,18.75,460,920,0.92,20.542480000000001,22852.695622343672,22.852695622343671]
[872.48,0.87248000000000003,18750,18.75,350,700,0.7,20.322479999999999,23311.529810395787,23.311529810395786]
[872.48,0.87248000000000003,18750,18.75,250,500,0.5,20.122479999999999,23709.659712927139,23.709659712927138]
[872.48,0.87248000000000003,18750,18.75,460,920,0.92,20.542480000000001,24073.461952504189,24.073461952504189]
[872.48,0.87248000000000003,18750,18.75,580,1160,1.1599999999999999,20.78248,23528.699861941033,23.528699861941032]
[872.48,0.87248000000000003,18750,18.75,1310,2620,2.62,22.24248,22655.178269964799,22.6551782699648]
[872.48,0.87248000000000003,18750,18.75,1580,3160,3.16,22.78248,22452.378324270208,22.452378324270207]
[872.48,0.87248000000000003,18750,18.75,2120,4240,4.24,23.862479999999998,21894.708531755135,21.894708531755136]
[872.48,0.87248000000000003,18750,18.75,1780,3560,3.56,23.182479999999998,22317.036175236011,22.317036175236012]
[872.48,0.87248000000000003,18750,18.75,2040,4080,4.08,23.702480000000001,23500.396016536164,23.500396016536165]
[872.48,0.87248000000000003,18750,18.75,2460,4920,4.92,24.542479999999998,21900.722438441964,21.900722438441964]
[872.48,0.87248000000000003,18750,18.75,1900,3800,3.8,23.42248,22522.683767171638,22.522683767171639]
[872.48,0.87248000000000003,18750,18.75,840,1680,1.68,21.302479999999999,22402.129275520656,22.402129275520657]
[872.48,0.87248000000000003,18750,18.75,580,1160,1.1599999999999999,20.78248,21351.724026151056,21.351724026151057]
[872.48,0.87248000000000003,18750,18.75,420,840,0.84,20.462479999999999,21818.975687740498,21.818975687740497]
[872.48,0.87248000000000003,18750,18.75,570,1140,1.1399999999999999,20.76248,22110.721204471527,22.110721204471528]
[872.48,0.87248000000000003,18750,18.75,390,780,0.78,20.402480000000001,22120.741321464357,22.120741321464358]
[872.48,0.87248000000000003,18750,18.75,330,660,0.66,20.28248,22052.309573548442,22.052309573548442]
[872.48,0.87248000000000003,18750,18.75,500,1000,1,20.622479999999999,22257.213225370717,22.257213225370716]
[872.48,0.87248000000000003,18750,18.75,1210,2420,2.42,22.042479999999998,22547.577612576508,22.547577612576507]
[872.48,0.87248000000000003,18750,18.75,1620,3240,3.24,22.862479999999998,21825.933228130882,21.825933228130882]
[872.48,0.87248000000000003,18750,18.75,1670,3340,3.34,22.962479999999999,22205.171533165674,22.205171533165675]
[872.48,0.87248000000000003,18750,18.75,1670,3340,3.34,22.962479999999999,22272.460810329801,22.2724608103298]
[872.48,0.87248000000000003,18750,18.75,1060,2120,2.12,21.74248,22048.251966305015,22.048251966305017]
[872.48,0.87248000000000003,18750,18.75,1160,2320,2.3199999999999998,21.94248,21998.039233712123,21.998039233712124]
[872.48,0.87248000000000003,18750,18.75,930,1860,1.86,21.482479999999999,22092.291087478698,22.092291087478699]
[872.48,0.87248000000000003,18750,18.75,1060,2120,2.12,21.74248,21126.867608309367,21.126867608309368]
[872.48,0.87248000000000003,18750,18.75,740,1480,1.48,21.10248,21315.365033112375,21.315365033112375]
[872.48,0.87248000000000003,18750,18.75,680,1360,1.36,20.982479999999999,21723.856232301583,21.723856232301582]
[872.48,0.87248000000000003,18750,18.75,810,1620,1.62,21.24248,21751.637751802929,21.751637751802928]
[872.48,0.87248000000000003,18750,18.75,280,560,0.56000000000000005,20.182479999999998,21846.10456378635,21.846104563786351]
[872.48,0.87248000000000003,18750,18.75,320,640,0.64,20.26248,21758.569042889696,21.758569042889697]
[872.48,0.87248000000000003,18750,18.75,1060,2120,2.12,21.74248,21397.491856237972,21.39749185623797]
[872.48,0.87248000000000003,18750,18.75,600,1200,1.2,20.822479999999999,20258.003651431995,20.258003651431995]
[872.48,0.87248000000000003,18750,18.75,20,40,0.04,19.662479999999999,20053.939838048187,20.053939838048187]
[872.48,0.87248000000000003,18750,18.75,0,0,0,19.622479999999999,20387.853173723954,20.387853173723954]
[872.48,0.87248000000000003,18750,18.75,0,0,0,19.622479999999999,20051.282275373458,20.05128227537346]
[872.48,0.87248000000000003,18750,18.75,0,0,0,19.622479999999999,20224.960829701708,20.224960829701708]
[872.48,0.87248000000000003,18750,18.75,0,0,0,19.622479999999999,20197.184429978741,20.197184429978741]
[872.48,0.87248000000000003,18750,18.75,10,20,0.02,19.642479999999999,21052.495910533231,21.052495910533231]
[872.48,0.87248000000000003,18750,18.75,190,380,0.38,20.002479999999998,20615.455801871653,20.615455801871654]
[872.48,0.87248000000000003,18750,18.75,100,200,0.2,19.822479999999999,20405.260758683038,20.405260758683038]
[872.48,0.87248000000000003,18750,18.75,230,460,0.46,20.08248,20332.985248928559,20.332985248928559]
[872.48,0.87248000000000003,18750,18.75,0,0,0,19.622479999999999,20398.475755897492,20.398475755897493]
[872.48,0.87248000000000003,18750,18.75,0,0,0,19.622479999999999,20549.117882647341,20.549117882647341]
[872.48,0.87248000000000003,18750,18.75,0,0,0,19.622479999999999,20994.50065147768,20.994500651477679]
[872.48,0.87248000000000003,18750,18.75,0,0,0,19.622479999999999,20502.785094343577,20.502785094343576]
[872.48,0.87248000000000003,18750,18.75,0,0,0,19.622479999999999,20217.035916053563,20.217035916053561]
[872.48,0.87248000000000003,18750,18.75,0,0,0,19.622479999999999,21980.767898056656,21.980767898056655]
[872.48,0.87248000000000003,18750,18.75,0,0,0,19.622479999999999,20586.278066493218,20.586278066493218]
[872.48,0.87248000000000003,18750,18.75,0,0,0,19.622479999999999,20987.828002451093,20.987828002451092]
[872.48,0.87248000000000003,18750,18.75,0,0,0,19.622479999999999,20104.085136101352,20.104085136101354]
[872.48,0.87248000000000003,18750,18.75,0,0,0,19.622479999999999,20821.846971799965,20.821846971799964]
[872.48,0.87248000000000003,18750,18.75,0,0,0,19.622479999999999,20752.414088787718,20.752414088787717]
[872.48,0.87248000000000003,18750,18.75,0,0,0,19.622479999999999,21062.022271258589,21.062022271258588]
[872.48,0.87248000000000003,18750,18.75,0,0,0,19.622479999999999,21079.016150089981,21.079016150089981]
[872.48,{"$f":"A3331/1000","v":0.87248000000000003},18750,{"$f":"C3331/1000","v":18.75},0,{"$f":"E3331*2","v":0},{"$f":"F3331/1000","v":0},{"$f":"B3331+D3331+G3331","v":19.622479999999999},21251.628416117012,{"$f":"I3331/1000","v":21.251628416117011}]
[872.48,0.87248000000000003,18750,18.75,0,0,0,19.622479999999999,21094.95000663702,21.094950006637021]
[872.48,0.87248000000000003,18750,18.75,0,0,0,19.622479999999999,21397.015567936749,21.397015567936748]
[872.48,0.87248000000000003,18750,18.75,0,0,0,19.622479999999999,22344.467605599959,22.344467605599959]
[872.48,0.87248000000000003,18750,18.75,0,0,0,19.622479999999999,22403.338040144758,22.403338040144757]
[872.48,0.87248000000000003,18750,18.75,0,0,0,19.622479999999999,21978.367842345786,21.978367842345786]
[872.48,0.87248000000000003,18750,18.75,0,0,0,19.622479999999999,22098.668538731683,22.098668538731683]
[872.48,0.87248000000000003,18750,18.75,0,0,0,19.622479999999999,21805.735648742891,21.805735648742893]
[872.48,0.87248000000000003,18750,18.75,0,0,0,19.622479999999999,21474.006091618947,21.474006091618946]
[872.48,0.87248000000000003,18750,18.75,0,0,0,19.622479999999999,21765.474062388505,21.765474062388506]
[872.48,0.87248000000000003,18750,18.75,0,0,0,19.622479999999999,21925.933846521566,21.925933846521566]
[872.48,0.87248000000000003,18750,18.75,0,0,0,19.622479999999999,21678.039698872522,21.678039698872521]
[872.48,0.87248000000000003,18750,18.75,0,0,0,19.622479999999999,21402.811867380147,21.402811867380148]
[872.48,0.87248000000000003,18750,18.75,0,0,0,19.622479999999999,21027.478397998282,21.027478397998284]
[872.48,0.87248000000000003,18750,18.75,0,0,0,19.622479999999999,21433.537009442873,21.433537009442873]
[872.48,0.87248000000000003,18750,18.75,0,0,0,19.622479999999999,21545.430210007085,21.545430210007087]
[872.48,0.87248000000000003,18750,18.75,0,0,0,19.622479999999999,20949.852815819675,20.949852815819675]
[872.48,0.87248000000000003,18750,18.75,0,0,0,19.622479999999999,21311.04001918466,21.311040019184659]
[872.48,0.87248000000000003,18750,18.75,0,0,0,19.622479999999999,21364.668559610571,21.364668559610571]
[872.48,0.87248000000000003,18750,18.75,0,0,0,19.622479999999999,20249.136775507966,20.249136775507967]
[872.48,0.87248000000000003,18750,18.75,0,0,0,19.622479999999999,20320.478350720183,20.320478350720183]
[872.48,0.87248000000000003,18750,18.75,0,0,0,19.622479999999999,22111.48501087879,22.111485010878791]
[872.48,0.87248000000000003,18750,18.75,0,0,0,19.622479999999999,21526.803916134777,21.526803916134778]
[872.48,0.87248000000000003,18750,18.75,0,0,0,19.622479999999999,21671.34341614239,21.671343416142392]
[872.48,0.87248000000000003,18750,18.75,0,0,0,19.622479999999999,21927.294976046804,21.927294976046802]
[872.48,0.87248000000000003,18750,18.75,0,0,0,19.622479999999999,21639.423354860428,21.639423354860426]
[872.48,0.87248000000000003,18750,18.75,0,0,0,19.622479999999999,21621.436943995286,21.621436943995285]
[872.48,0.87248000000000003,18750,18.75,0,0,0,19.622479999999999,21429.935824206761,21.429935824206762]
[872.48,0.87248000000000003,18750,18.75,0,0,0,19.622479999999999,21380.900559580117,21.380900559580116]
[872.48,0.87248000000000003,18750,18.75,0,0,0,19.622479999999999,21264.333535895385,21.264333535895386]
[872.48,0.87248000000000003,18750,18.75,0,0,0,19.622479999999999,21378.240370163152,21.378240370163152]
[872.48,0.87248000000000003,18750,18.75,0,0,0,19.622479999999999,21023.865776827137,21.023865776827137]
[872.48,0.87248000000000003,18750,18.75,0,0,0,19.622479999999999,21123.61388546841,21.123613885468412]
[872.48,0.87248000000000003,18750,18.75,0,0,0,19.622479999999999,21285.71985205204,21.28571985205204]
[872.48,0.87248000000000003,18750,18.75,0,0,0,19.622479999999999,20901.687501053246,20.901687501053246]
[872.48,0.87248000000000003,18750,18.75,0,0,0,19.622479999999999,20821.416988513225,20.821416988513224]
[872.48,0.87248000000000003,18750,18.75,0,0,0,19.622479999999999,20547.86903445693,20.54786903445693]
[872.48,0.87248000000000003,18750,18.75,0,0,0,19.622479999999999,20612.742012177656,20.612742012177655]
[872.48,0.87248000000000003,18750,18.75,0,0,0,19.622479999999999,20749.056548397337,20.749056548397338]
[872.48,0.87248000000000003,18750,18.75,0,0,0,19.622479999999999,20496.62369740615,20.49662369740615]
[872.48,0.87248000000000003,18750,18.75,0,0,0,19.622479999999999,20759.001579038315,20.759001579038316]
[872.48,0.87248000000000003,18750,18.75,0,0,0,19.622479999999999,20668.419725271739,20.66841972527174]
[872.48,0.87248000000000003,18750,18.75,0,0,0,19.622479999999999,20472.003675121803,20.472003675121805]
[872.48,0.87248000000000003,18750,18.75,0,0,0,19.622479999999999,20010.307072028776,20.010307072028777]
[872.48,0.87248000000000003,18750,18.75,0,0,0,19.622479999999999,19920.662741939319,19.920662741939317]
[872.48,0.87248000000000003,18750,18.75,0,0,0,19.622479999999999,20787.77679909626,20.78777679909626]
[872.48,0.87248000000000003,18750,18.75,0,0,0,19.622479999999999,21180.784236446911,21.180784236446911]
[872.48,0.87248000000000003,18750,18.75,0,0,0,19.622479999999999,21118.41250524425,21.118412505244251]
[872.48,0.87248000000000003,18750,18.75,0,0,0,19.622479999999999,21161.392878507093,21.161392878507094]
[872.48,0.87248000000000003,18750,18.75,0,0,0,19.622479999999999,20925.180122224396,20.925180122224397]
[872.48,0.87248000000000003,18750,18.75,0,0,0,19.622479999999999,20655.603587389869,20.655603587389869]
[872.48,0.87248000000000003,18750,18.75,0,0,0,19.622479999999999,20735.550226669588,20.735550226669588]
[872.48,0.87248000000000003,18750,18.75,0,0,0,19.622479999999999,20979.663033092074,20.979663033092073]
[872.48,0.87248000000000003,18750,18.75,0,0,0,19.622479999999999,21170.235382685409,21.170235382685409]
[872.48,0.87248000000000003,18750,18.75,0,0,0,19.622479999999999,22148.948750432999,22.148948750433]
[872.48,0.87248000000000003,18750,18.75,0,0,0,19.622479999999999,22155.230208652381,22.15523020865238]
[872.48,0.87248000000000003,18750,18.75,0,0,0,19.622479999999999,22142.119969095635,22.142119969095635]
[872.48,0.87248000000000003,18750,18.75,0,0,0,19.622479999999999,21984.236618112063,21.984236618112064]
[872.48,0.87248000000000003,18750,18.75,0,0,0,19.622479999999999,23195.118919021832,23.195118919021834]
[872.48,0.87248000000000003,18750,18.75,0,0,0,19.622479999999999,22620.095520658644,22.620095520658644]
[872.48,0.87248000000000003,18750,18.75,0,0,0,19.622479999999999,22691.26961119135,22.691269611191352]
[872.48,0.87248000000000003,18750,18.75,0,0,0,19.622479999999999,22555.535191964504,22.555535191964502]
[872.48,0.87248000000000003,18750,18.75,0,0,0,19.622479999999999,20225.859118124754,20.225859118124752]
[872.48,0.87248000000000003,18750,18.75,0,0,0,19.622479999999999,21319.554956624135,21.319554956624135]
[872.48,{"$f":"A3395/1000","v":0.87248000000000003},18750,{"$f":"C3395/1000","v":18.75},0,{"$f":"E3395*2","v":0},{"$f":"F3395/1000","v":0},{"$f":"B3395+D3395+G3395","v":19.622479999999999},21625.134746328287,{"$f":"I3395/1000","v":21.625134746328289}]
[872.48,0.87248000000000003,18750,18.75,0,0,0,19.622479999999999,19944.926113903293,19.944926113903293]
[872.48,0.87248000000000003,18750,18.75,0,0,0,19.622479999999999,20269.196042884621,20.269196042884623]
[872.48,0.87248000000000003,18750,18.75,0,0,0,19.622479999999999,20550.245526178973,20.550245526178973]
[872.48,0.87248000000000003,18750,18.75,0,0,0,19.622479999999999,19984.100325594452,19.984100325594451]
[872.48,0.87248000000000003,18750,18.75,0,0,0,19.622479999999999,21370.94665289329,21.370946652893291]
[872.48,0.87248000000000003,18750,18.75,0,0,0,19.622479999999999,21519.577499698542,21.519577499698542]
[872.48,0.87248000000000003,18750,18.75,0,0,0,19.622479999999999,21666.607200265295,21.666607200265293]
[872.48,0.87248000000000003,18750,18.75,0,0,0,19.622479999999999,21635.259531739906,21.635259531739905]
[872.48,0.87248000000000003,18750,18.75,0,0,0,19.622479999999999,21528.788885493792,21.528788885493793]
[872.48,0.87248000000000003,18750,18.75,0,0,0,19.622479999999999,21543.423910563688,21.543423910563689]
[872.48,0.87248000000000003,18750,18.75,0,0,0,19.622479999999999,21460.16091055861,21.46016091055861]
[872.48,0.87248000000000003,18750,18.75,0,0,0,19.622479999999999,21617.554417532621,21.61755441753262]
[872.48,0.87248000000000003,18750,18.75,0,0,0,19.622479999999999,21681.137378540087,21.681137378540086]
[872.48,0.87248000000000003,18750,18.75,0,0,0,19.622479999999999,21833.355799162244,21.833355799162245]
[872.48,0.87248000000000003,18750,18.75,0,0,0,19.622479999999999,21790.944190523511,21.790944190523511]
[872.48,0.87248000000000003,18750,18.75,0,0,0,19.622479999999999,22009.460769926729,22.009460769926729]
[872.48,0.87248000000000003,18750,18.75,0,0,0,19.622479999999999,22052.780769926729,22.052780769926727]
[872.48,0.87248000000000003,18750,18.75,0,0,0,19.622479999999999,21581.110471848184,21.581110471848184]
[872.48,0.87248000000000003,18750,18.75,0,0,0,19.622479999999999,21530.242736469747,21.530242736469749]
[872.48,0.87248000000000003,18750,18.75,0,0,0,19.622479999999999,21051.841013598343,21.051841013598342]
[872.48,0.87248000000000003,18750,18.75,0,0,0,19.622479999999999,21045.472076270536,21.045472076270535]
[872.48,0.87248000000000003,18750,18.75,0,0,0,19.622479999999999,19660.096982992894,19.660096982992894]
[872.48,0.87248000000000003,18750,18.75,0,0,0,19.622479999999999,20003.432944005435,20.003432944005436]
[872.48,0.87248000000000003,18750,18.75,0,0,0,19.622479999999999,21052.059466343086,21.052059466343085]
[872.48,0.87248000000000003,18750,18.75,0,0,0,19.622479999999999,22229.928031864267,22.229928031864265]
[872.48,0.87248000000000003,18750,18.75,0,0,0,19.622479999999999,22275.174747733745,22.275174747733743]
[872.48,0.87248000000000003,18750,18.75,0,0,0,19.622479999999999,21951.972857729725,21.951972857729725]
[872.48,0.87248000000000003,18750,18.75,0,0,0,19.622479999999999,23336.553639087393,23.336553639087391]
[872.48,0.87248000000000003,18750,18.75,0,0,0,19.622479999999999,22780.429049917006,22.780429049917007]
[872.48,0.87248000000000003,18750,18.75,0,0,0,19.622479999999999,22765.822661336209,22.765822661336209]
[872.48,0.87248000000000003,18750,18.75,0,0,0,19.622479999999999,22446.301963544851,22.446301963544851]
[872.48,0.87248000000000003,18750,18.75,0,0,0,19.622479999999999,22129.487554054711,22.129487554054712]
[872.48,0.87248000000000003,18750,18.75,0,0,0,19.622479999999999,22049.918260177325,22.049918260177325]
[872.48,0.87248000000000003,18750,18.75,0,0,0,19.622479999999999,20943.290261501574,20.943290261501573]
[872.48,0.87248000000000003,18750,18.75,0,0,0,19.622479999999999,21568.919180761419,21.568919180761419]
[872.48,0.87248000000000003,18750,18.75,0,0,0,19.622479999999999,22159.271483025888,22.15927148302589]
[872.48,0.87248000000000003,18750,18.75,0,0,0,19.622479999999999,21902.471197494982,21.902471197494982]
[872.48,0.87248000000000003,18750,18.75,0,0,0,19.622479999999999,22421.051879978542,22.421051879978542]
[872.48,0.87248000000000003,18750,18.75,0,0,0,19.622479999999999,22803.441676659233,22.803441676659233]
[872.48,0.87248000000000003,18750,18.75,0,0,0,19.622479999999999,23215.060410667746,23.215060410667746]
[872.48,0.87248000000000003,18750,18.75,0,0,0,19.622479999999999,21762.509444109495,21.762509444109494]
[872.48,0.87248000000000003,18750,18.75,0,0,0,19.622479999999999,23117.866024867417,23.117866024867418]
[872.48,0.87248000000000003,18750,18.75,0,0,0,19.622479999999999,22789.39026300855,22.789390263008549]
[872.48,0.87248000000000003,18750,18.75,0,0,0,19.622479999999999,22911.937425970467,22.911937425970468]
[872.48,0.87248000000000003,18750,18.75,0,0,0,19.622479999999999,23211.182992841277,23.211182992841277]
[872.48,0.87248000000000003,18750,18.75,0,0,0,19.622479999999999,23672.416785346199,23.672416785346197]
[872.48,0.87248000000000003,18750,18.75,0,0,0,19.622479999999999,23877.448239399957,23.877448239399957]
[872.48,0.87248000000000003,18750,18.75,0,0,0,19.622479999999999,24089.37827980303,24.089378279803029]
[872.48,0.87248000000000003,18750,18.75,0,0,0,19.622479999999999,24116.591051393527,24.116591051393527]
[872.48,0.87248000000000003,18750,18.75,0,0,0,19.622479999999999,24510.624548630829,24.51062454863083]
[872.48,0.87248000000000003,18750,18.75,0,0,0,19.622479999999999,24270.33431881079,24.270334318810789]
[872.48,0.87248000000000003,18750,18.75,0,0,0,19.622479999999999,24464.186813252389,24.46418681325239]
[872.48,0.87248000000000003,18750,18.75,0,0,0,19.622479999999999,24434.714286789727,24.434714286789728]
[872.48,0.87248000000000003,18750,18.75,0,0,0,19.622479999999999,24163.797451116494,24.163797451116494]
[872.48,0.87248000000000003,18750,18.75,0,0,0,19.622479999999999,24080.515725484929,24.080515725484929]
[872.48,0.87248000000000003,18750,18.75,0,0,0,19.622479999999999,24189.415264490151,24.189415264490151]
[872.48,0.87248000000000003,18750,18.75,0,0,0,19.622479999999999,24148.469882870682,24.148469882870682]
[872.48,0.87248000000000003,18750,18.75,0,0,0,19.622479999999999,21889.139441349325,21.889139441349325]
[872.48,0.87248000000000003,18750,18.75,0,0,0,19.622479999999999,21901.603208758977,21.901603208758978]
[872.48,0.87248000000000003,18750,18.75,0,0,0,19.622479999999999,19059.801689206874,19.059801689206875]
[872.48,0.87248000000000003,18750,18.75,0,0,0,19.622479999999999,18740.283423169698,18.740283423169696]
[872.48,0.87248000000000003,18750,18.75,0,0,0,19.622479999999999,19528.871970572156,19.528871970572155]
[872.48,0.87248000000000003,18750,18.75,0,0,0,19.622479999999999,19478.127880039454,19.478127880039455]
[872.48,{"$f":"A3459/1000","v":0.87248000000000003},18750,{"$f":"C3459/1000","v":18.75},0,{"$f":"E3459*2","v":0},{"$f":"F3459/1000","v":0},{"$f":"B3459+D3459+G3459","v":19.622479999999999},19542.268242160124,{"$f":"I3459/1000","v":19.542268242160123}]
[872.48,0.87248000000000003,18750,18.75,0,0,0,19.622479999999999,19333.243182258244,19.333243182258244]
[872.48,0.87248000000000003,18750,18.75,0,0,0,19.622479999999999,19169.065896732409,19.169065896732409]
[872.48,0.87248000000000003,18750,18.75,0,0,0,19.622479999999999,18634.456343774091,18.63445634377409]
[872.48,0.87248000000000003,18750,18.75,0,0,0,19.622479999999999,18690.232905058587,18.690232905058586]
[872.48,0.87248000000000003,18750,18.75,0,0,0,19.622479999999999,18839.69628946868,18.83969628946868]
[872.48,0.87248000000000003,18750,18.75,0,0,0,19.622479999999999,20361.501825774649,20.361501825774649]
[872.48,0.87248000000000003,18750,18.75,0,0,0,19.622479999999999,19713.63657921597,19.713636579215969]
[872.48,0.87248000000000003,18750,18.75,0,0,0,19.622479999999999,19375.350728219713,19.375350728219715]
[872.48,0.87248000000000003,18750,18.75,0,0,0,19.622479999999999,18536.354311732724,18.536354311732726]
[872.48,0.87248000000000003,18750,18.75,0,0,0,19.622479999999999,19529.185359147879,19.529185359147878]
[872.48,0.87248000000000003,18750,18.75,0,0,0,19.622479999999999,19856.732334098288,19.856732334098286]
[872.48,0.87248000000000003,18750,18.75,0,0,0,19.622479999999999,19747.382884230457,19.747382884230458]
[872.48,0.87248000000000003,18750,18.75,0,0,0,19.622479999999999,19456.734824323503,19.456734824323505]
[872.48,0.87248000000000003,18750,18.75,0,0,0,19.622479999999999,19668.10233826391,19.66810233826391]
[872.48,0.87248000000000003,18750,18.75,0,0,0,19.622479999999999,19639.990885615614,19.639990885615614]
[872.48,0.87248000000000003,18750,18.75,0,0,0,19.622479999999999,19777.222945512418,19.777222945512417]
[872.48,0.87248000000000003,18750,18.75,0,0,0,19.622479999999999,20201.210510998069,20.20121051099807]
[872.48,0.87248000000000003,18750,18.75,0,0,0,19.622479999999999,20237.090700415036,20.237090700415035]
[872.48,0.87248000000000003,18750,18.75,0,0,0,19.622479999999999,19799.684242170271,19.799684242170272]
[872.48,0.87248000000000003,18750,18.75,0,0,0,19.622479999999999,19686.97602210725,19.686976022107249]
[872.48,0.87248000000000003,18750,18.75,0,0,0,19.622479999999999,19450.008290894446,19.450008290894445]
[872.48,0.87248000000000003,18750,18.75,0,0,0,19.622479999999999,19315.366186428946,19.315366186428946]
[872.48,0.87248000000000003,18750,18.75,0,0,0,19.622479999999999,19645.445676699845,19.645445676699843]
[872.48,0.87248000000000003,18750,18.75,0,0,0,19.622479999999999,20279.634529106639,20.279634529106637]
[872.48,0.87248000000000003,18750,18.75,0,0,0,19.622479999999999,20748.801121057495,20.748801121057497]
[872.48,0.87248000000000003,18750,18.75,0,0,0,19.622479999999999,20741.446045847821,20.74144604584782]
[872.48,0.87248000000000003,18750,18.75,0,0,0,19.622479999999999,20527.322204608579,20.527322204608581]
[872.48,0.87248000000000003,18750,18.75,0,0,0,19.622479999999999,20127.20597477839,20.127205974778391]
[872.48,0.87248000000000003,18750,18.75,0,0,0,19.622479999999999,20522.434614078415,20.522434614078414]
[872.48,0.87248000000000003,18750,18.75,0,0,0,19.622479999999999,20407.575130784055,20.407575130784053]
[872.48,0.87248000000000003,18750,18.75,0,0,0,19.622479999999999,20316.727044427131,20.316727044427132]
[872.48,0.87248000000000003,18750,18.75,0,0,0,19.622479999999999,20214.865140520771,20.214865140520772]
[872.48,0.87248000000000003,18750,18.75,0,0,0,19.622479999999999,20568.233523550782,20.568233523550781]
[872.48,0.87248000000000003,18750,18.75,0,0,0,19.622479999999999,20808.429963676819,20.808429963676819]
[872.48,0.87248000000000003,18750,18.75,0,0,0,19.622479999999999,21050.342664248652,21.050342664248653]
[872.48,0.87248000000000003,18750,18.75,0,0,0,19.622479999999999,21112.271763137986,21.112271763137986]
[872.48,0.87248000000000003,18750,18.75,0,0,0,19.622479999999999,20327.855680916229,20.32785568091623]
[872.48,0.87248000000000003,18750,18.75,0,0,0,19.622479999999999,19939.288271421014,19.939288271421013]
[872.48,0.87248000000000003,18750,18.75,0,0,0,19.622479999999999,20012.716190645329,20.012716190645328]
[872.48,0.87248000000000003,18750,18.75,0,0,0,19.622479999999999,19521.549403706424,19.521549403706423]
[872.48,0.87248000000000003,18750,18.75,0,0,0,19.622479999999999,18557.932223980486,18.557932223980487]
[872.48,0.87248000000000003,18750,18.75,0,0,0,19.622479999999999,18363.758505305163,18.363758505305164]
[872.48,0.87248000000000003,18750,18.75,0,0,0,19.622479999999999,18426.048856283658,18.426048856283657]
[872.48,0.87248000000000003,18750,18.75,0,0,0,19.622479999999999,19047.330129302463,19.047330129302463]
[872.48,0.87248000000000003,18750,18.75,0,0,0,19.622479999999999,19447.875051332612,19.447875051332613]
[872.48,0.87248000000000003,18750,18.75,0,0,0,19.622479999999999,19247.970047141614,19.247970047141614]
[872.48,0.87248000000000003,18750,18.75,0,0,0,19.622479999999999,19385.088356342028,19.385088356342028]
[872.48,0.87248000000000003,18750,18.75,0,0,0,19.622479999999999,19264.725088924763,19.264725088924763]
[872.48,0.87248000000000003,18750,18.75,0,0,0,19.622479999999999,18732.203048501389,18.73220304850139]
[872.48,0.87248000000000003,18750,18.75,0,0,0,19.622479999999999,19591.173276966725,19.591173276966725]
[872.48,0.87248000000000003,18750,18.75,0,0,0,19.622479999999999,21348.349004095126,21.348349004095127]
[872.48,0.87248000000000003,18750,18.75,0,0,0,19.622479999999999,21035.563309089306,21.035563309089305]
[872.48,0.87248000000000003,18750,18.75,0,0,0,19.622479999999999,20490.474941367094,20.490474941367093]
[872.48,0.87248000000000003,18750,18.75,0,0,0,19.622479999999999,18751.968017860414,18.751968017860413]
[872.48,0.87248000000000003,18750,18.75,0,0,0,19.622479999999999,18712.060243484368,18.712060243484366]
[872.48,0.87248000000000003,18750,18.75,0,0,0,19.622479999999999,18299.327686355344,18.299327686355344]
[872.48,0.87248000000000003,18750,18.75,0,0,0,19.622479999999999,18285.880073540829,18.285880073540831]
[872.48,0.87248000000000003,18750,18.75,0,0,0,19.622479999999999,17951.926749007234,17.951926749007235]
[872.48,0.87248000000000003,18750,18.75,0,0,0,19.622479999999999,18737.32027691089,18.737320276910889]
[872.48,0.87248000000000003,18750,18.75,0,0,0,19.622479999999999,19342.398951042898,19.342398951042899]
[872.48,0.87248000000000003,18750,18.75,0,0,0,19.622479999999999,19649.015797858305,19.649015797858304]
[872.48,0.87248000000000003,18750,18.75,0,0,0,19.622479999999999,19520.743732390412,19.520743732390411]
[872.48,0.87248000000000003,18750,18.75,0,0,0,19.622479999999999,19464.960860520343,19.464960860520343]
[872.48,{"$f":"A3523/1000","v":0.87248000000000003},18750,{"$f":"C3523/1000","v":18.75},0,{"$f":"E3523*2","v":0},{"$f":"F3523/1000","v":0},{"$f":"B3523+D3523+G3523","v":19.622479999999999},19178.709077772441,{"$f":"I3523/1000","v":19.178709077772442}]
[872.48,0.87248000000000003,18750,18.75,0,0,0,19.622479999999999,19841.221853579329,19.841221853579331]
[872.48,0.87248000000000003,18750,18.75,0,0,0,19.622479999999999,19443.069385587696,19.443069385587695]
[872.48,0.87248000000000003,18750,18.75,0,0,0,19.622479999999999,18975.582743497056,18.975582743497057]
[872.48,0.87248000000000003,18750,18.75,0,0,0,19.622479999999999,18473.679640401489,18.473679640401489]
[872.48,0.87248000000000003,18750,18.75,0,0,0,19.622479999999999,19015.750428735708,19.015750428735707]
[872.48,0.87248000000000003,18750,18.75,0,0,0,19.622479999999999,18929.442370234217,18.929442370234216]
[872.48,0.87248000000000003,18750,18.75,0,0,0,19.622479999999999,19074.335726788868,19.074335726788867]
[872.48,0.87248000000000003,18750,18.75,0,0,0,19.622479999999999,19130.587290858912,19.130587290858912]
[872.48,0.87248000000000003,18750,18.75,0,0,0,19.622479999999999,19329.264726804096,19.329264726804098]
[872.48,0.87248000000000003,18750,18.75,0,0,0,19.622479999999999,18537.143597228103,18.537143597228102]
[872.48,0.87248000000000003,18750,18.75,0,0,0,19.622479999999999,18454.134308921799,18.454134308921798]
[872.48,0.87248000000000003,18750,18.75,0,0,0,19.622479999999999,18353.286161282915,18.353286161282913]
[872.48,0.87248000000000003,18750,18.75,0,0,0,19.622479999999999,18572.686223970337,18.572686223970337]
[872.48,0.87248000000000003,18750,18.75,0,0,0,19.622479999999999,18963.09733402215,18.963097334022152]
[872.48,0.87248000000000003,18750,18.75,0,0,0,19.622479999999999,19281.72175465446,19.281721754654459]
[872.48,0.87248000000000003,18750,18.75,0,0,0,19.622479999999999,19583.664822918046,19.583664822918045]
[872.48,0.87248000000000003,18750,18.75,0,0,0,19.622479999999999,19708.765558301555,19.708765558301554]
[872.48,0.87248000000000003,18750,18.75,0,0,0,19.622479999999999,19900.771703159975,19.900771703159975]
[872.48,0.87248000000000003,18750,18.75,0,0,0,19.622479999999999,19816.644907889811,19.81664490788981]
[872.48,0.87248000000000003,18750,18.75,0,0,0,19.622479999999999,20060.016367514654,20.060016367514653]
[872.48,0.87248000000000003,18750,18.75,0,0,0,19.622479999999999,20347.968100122776,20.347968100122777]
[872.48,0.87248000000000003,18750,18.75,0,0,0,19.622479999999999,20914.83654026912,20.914836540269121]
[872.48,0.87248000000000003,18750,18.75,0,0,0,19.622479999999999,20692.057646104553,20.692057646104551]
[872.48,0.87248000000000003,18750,18.75,0,0,0,19.622479999999999,20521.366570884722,20.521366570884723]
[872.48,0.87248000000000003,18750,18.75,0,0,0,19.622479999999999,20017.262204557821,20.01726220455782]
[872.48,0.87248000000000003,18750,18.75,0,0,0,19.622479999999999,20593.458201807804,20.593458201807803]
[872.48,0.87248000000000003,18750,18.75,0,0,0,19.622479999999999,19636.418562472256,19.636418562472254]
[872.48,0.87248000000000003,18750,18.75,0,0,0,19.622479999999999,19606.497098681779,19.606497098681778]
[872.48,0.87248000000000003,18750,18.75,0,0,0,19.622479999999999,19821.53463490654,19.821534634906541]
[872.48,0.87248000000000003,18750,18.75,0,0,0,19.622479999999999,20598.416860581256,20.598416860581256]
[872.48,0.87248000000000003,18750,18.75,0,0,0,19.622479999999999,20505.605012385768,20.505605012385768]
[872.48,0.87248000000000003,18750,18.75,0,0,0,19.622479999999999,20594.616777014944,20.594616777014945]
[872.48,0.87248000000000003,18750,18.75,0,0,0,19.622479999999999,20504.367444139949,20.504367444139948]
[872.48,0.87248000000000003,18750,18.75,0,0,0,19.622479999999999,20204.198076432964,20.204198076432963]
[872.48,0.87248000000000003,18750,18.75,0,0,0,19.622479999999999,20109.542466398918,20.109542466398917]
[872.48,0.87248000000000003,18750,18.75,0,0,0,19.622479999999999,20097.697363333806,20.097697363333804]
[872.48,0.87248000000000003,18750,18.75,0,0,0,19.622479999999999,21051.639423281365,21.051639423281365]
[872.48,0.87248000000000003,18750,18.75,0,0,0,19.622479999999999,20359.03015304303,20.35903015304303]
[872.48,0.87248000000000003,18750,18.75,0,0,0,19.622479999999999,21320.529758952056,21.320529758952055]
[872.48,0.87248000000000003,18750,18.75,0,0,0,19.622479999999999,21750.917363435317,21.750917363435317]
[872.48,0.87248000000000003,18750,18.75,0,0,0,19.622479999999999,21941.344749240729,21.941344749240727]
[872.48,0.87248000000000003,18750,18.75,0,0,0,19.622479999999999,21293.138250592889,21.293138250592889]
[872.48,0.87248000000000003,18750,18.75,0,0,0,19.622479999999999,21564.284880135892,21.564284880135894]
[872.48,0.87248000000000003,18750,18.75,0,0,0,19.622479999999999,20945.75731324478,20.94575731324478]
[872.48,0.87248000000000003,18750,18.75,0,0,0,19.622479999999999,21177.837453927419,21.17783745392742]
[872.48,0.87248000000000003,18750,18.75,0,0,0,19.622479999999999,21393.711245026876,21.393711245026875]
[872.48,0.87248000000000003,18750,18.75,0,0,0,19.622479999999999,21080.015544449972,21.080015544449971]
[872.48,0.87248000000000003,18750,18.75,0,0,0,19.622479999999999,21137.083363394711,21.137083363394712]
[872.48,0.87248000000000003,18750,18.75,0,0,0,19.622479999999999,20298.645700389658,20.298645700389656]
[872.48,0.87248000000000003,18750,18.75,0,0,0,19.622479999999999,21028.083885671451,21.02808388567145]
[872.48,0.87248000000000003,18750,18.75,0,0,0,19.622479999999999,20993.201141936392,20.993201141936392]
[872.48,0.87248000000000003,18750,18.75,0,0,0,19.622479999999999,21290.945434433692,21.290945434433691]
[872.48,0.87248000000000003,18750,18.75,0,0,0,19.622479999999999,20439.921444129792,20.439921444129791]
[872.48,0.87248000000000003,18750,18.75,0,0,0,19.622479999999999,19739.359625144447,19.739359625144449]
[872.48,0.87248000000000003,18750,18.75,0,0,0,19.622479999999999,18952.293526209429,18.952293526209427]
[872.48,0.87248000000000003,18750,18.75,0,0,0,19.622479999999999,19019.341406436128,19.019341406436126]
[872.48,0.87248000000000003,18750,18.75,0,0,0,19.622479999999999,19411.923779719276,19.411923779719277]
[872.48,0.87248000000000003,18750,18.75,0,0,0,19.622479999999999,19659.410264414011,19.65941026441401]
[872.48,0.87248000000000003,18750,18.75,0,0,0,19.622479999999999,19145.65708889431,19.145657088894311]
[872.48,0.87248000000000003,18750,18.75,0,0,0,19.622479999999999,15988.11022797353,15.988110227973529]
[872.48,0.87248000000000003,18750,18.75,0,0,0,19.622479999999999,15209.886683356614,15.209886683356613]
[872.48,0.87248000000000003,18750,18.75,0,0,0,19.622479999999999,14897.555991136342,14.897555991136342]
[872.48,0.87248000000000003,18750,18.75,0,0,0,19.622479999999999,15835.147950804329,15.835147950804329]
[872.48,{"$f":"A3587/1000","v":0.87248000000000003},18750,{"$f":"C3587/1000","v":18.75},0,{"$f":"E3587*2","v":0},{"$f":"F3587/1000","v":0},{"$f":"B3587+D3587+G3587","v":19.622479999999999},19771.218267204633,{"$f":"I3587/1000","v":19.771218267204635}]
[872.48,0.87248000000000003,18750,18.75,0,0,0,19.622479999999999,19803.003431551704,19.803003431551705]
[872.48,0.87248000000000003,18750,18.75,0,0,0,19.622479999999999,21886.302405218477,21.886302405218476]
[872.48,0.87248000000000003,18750,18.75,0,0,0,19.622479999999999,23329.619961018172,23.329619961018171]
[872.48,0.87248000000000003,18750,18.75,0,0,0,19.622479999999999,21957.494030570477,21.957494030570476]
[872.48,0.87248000000000003,18750,18.75,0,0,0,19.622479999999999,20147.882921822609,20.14788292182261]
[872.48,0.87248000000000003,18750,18.75,0,0,0,19.622479999999999,19978.121852173863,19.978121852173864]
[872.48,0.87248000000000003,18750,18.75,0,0,0,19.622479999999999,19874.781189214485,19.874781189214485]
[872.48,0.87248000000000003,18750,18.75,0,0,0,19.622479999999999,20352.335332697898,20.352335332697898]
[872.48,0.87248000000000003,18750,18.75,0,0,0,19.622479999999999,20357.117831305131,20.357117831305132]
[872.48,0.87248000000000003,18750,18.75,0,0,0,19.622479999999999,20573.376625190129,20.573376625190129]
[872.48,0.87248000000000003,18750,18.75,0,0,0,19.622479999999999,20098.392437138024,20.098392437138024]
[872.48,0.87248000000000003,18750,18.75,0,0,0,19.622479999999999,18576.466839550092,18.576466839550093]
[872.48,0.87248000000000003,18750,18.75,0,0,0,19.622479999999999,18671.383640391334,18.671383640391333]
[872.48,0.87248000000000003,18750,18.75,0,0,0,19.622479999999999,18556.855409186144,18.556855409186145]
[872.48,0.87248000000000003,18750,18.75,0,0,0,19.622479999999999,19827.559407872046,19.827559407872045]
[872.48,0.87248000000000003,18750,18.75,0,0,0,19.622479999999999,19788.220386977933,19.788220386977933]
[872.48,0.87248000000000003,18750,18.75,0,0,0,19.622479999999999,19674.662161343826,19.674662161343825]
[872.48,0.87248000000000003,18750,18.75,0,0,0,19.622479999999999,19604.185449639976,19.604185449639974]
[872.48,0.87248000000000003,18750,18.75,0,0,0,19.622479999999999,19441.466923167158,19.441466923167159]
[872.48,0.87248000000000003,18750,18.75,0,0,0,19.622479999999999,19457.213239323817,19.457213239323817]
[872.48,0.87248000000000003,18750,18.75,0,0,0,19.622479999999999,19576.823941280807,19.576823941280807]
[872.48,0.87248000000000003,18750,18.75,0,0,0,19.622479999999999,19463.473217039467,19.463473217039468]
[872.48,0.87248000000000003,18750,18.75,0,0,0,19.622479999999999,19853.66682569851,19.853666825698511]
[872.48,0.87248000000000003,18750,18.75,0,0,0,19.622479999999999,19473.343217039466,19.473343217039467]
[872.48,0.87248000000000003,18750,18.75,0,0,0,19.622479999999999,18654.654424509168,18.654654424509168]
[872.48,0.87248000000000003,18750,18.75,0,0,0,19.622479999999999,19772.407487252425,19.772407487252426]
[872.48,0.87248000000000003,18750,18.75,0,0,0,19.622479999999999,19818.193987254966,19.818193987254965]
[872.48,0.87248000000000003,18750,18.75,0,0,0,19.622479999999999,20095.339403706421,20.095339403706422]
[872.48,0.87248000000000003,18750,18.75,0,0,0,19.622479999999999,20228.041435747789,20.228041435747791]
[872.48,0.87248000000000003,18750,18.75,0,0,0,19.622479999999999,20349.575899543335,20.349575899543336]
[872.48,0.87248000000000003,18750,18.75,0,0,0,19.622479999999999,20275.45916555513,20.27545916555513]
[872.48,0.87248000000000003,18750,18.75,0,0,0,19.622479999999999,20315.99313352392,20.315993133523921]
[872.48,0.87248000000000003,18750,18.75,0,0,0,19.622479999999999,20523.553123787209,20.52355312378721]
[872.48,0.87248000000000003,18750,18.75,0,0,0,19.622479999999999,20531.658143286008,20.531658143286009]
[872.48,0.87248000000000003,18750,18.75,0,0,0,19.622479999999999,20382.248448290346,20.382248448290344]
[872.48,0.87248000000000003,18750,18.75,0,0,0,19.622479999999999,20394.809744948201,20.394809744948201]
[872.48,0.87248000000000003,18750,18.75,0,0,0,19.622479999999999,19139.545779688822,19.139545779688824]
[872.48,0.87248000000000003,18750,18.75,0,0,0,19.622479999999999,19359.237094465399,19.359237094465399]
[872.48,0.87248000000000003,18750,18.75,0,0,0,19.622479999999999,19162.620860469582,19.16262086046958]
[872.48,0.87248000000000003,18750,18.75,0,0,0,19.622479999999999,19236.958785264982,19.236958785264981]
[872.48,0.87248000000000003,18750,18.75,0,0,0,19.622479999999999,19187.743453785293,19.187743453785295]
[872.48,0.87248000000000003,18750,18.75,0,0,0,19.622479999999999,19242.743760195091,19.24274376019509]
[872.48,0.87248000000000003,18750,18.75,0,0,0,19.622479999999999,19120.416730939269,19.120416730939269]
[872.48,0.87248000000000003,18750,18.75,0,0,0,19.622479999999999,18236.963792165396,18.236963792165394]
[872.48,0.87248000000000003,18750,18.75,0,0,0,19.622479999999999,17590.473553963348,17.590473553963349]
[872.48,0.87248000000000003,18750,18.75,0,0,0,19.622479999999999,18252.313825591918,18.252313825591919]
[872.48,0.87248000000000003,18750,18.75,0,0,0,19.622479999999999,18819.978520612964,18.819978520612963]
[872.48,0.87248000000000003,18750,18.75,0,0,0,19.622479999999999,18796.945849302032,18.79694584930203]
[872.48,0.87248000000000003,18750,18.75,0,0,0,19.622479999999999,17390.798460634946,17.390798460634947]
[872.48,0.87248000000000003,18750,18.75,0,0,0,19.622479999999999,16904.96420572979,16.90496420572979]
[872.48,0.87248000000000003,18750,18.75,0,0,0,19.622479999999999,17895.078987128065,17.895078987128066]
[872.48,0.87248000000000003,18750,18.75,0,0,0,19.622479999999999,18285.871349269037,18.285871349269037]
[872.48,0.87248000000000003,18750,18.75,0,0,0,19.622479999999999,18874.579923121473,18.874579923121473]
[872.48,0.87248000000000003,18750,18.75,0,0,0,19.622479999999999,18071.548726692432,18.071548726692431]
[872.48,0.87248000000000003,18750,18.75,0,0,0,19.622479999999999,18426.757120864611,18.426757120864611]
[872.48,0.87248000000000003,18750,18.75,0,0,0,19.622479999999999,18488.438718361176,18.488438718361177]
[872.48,0.87248000000000003,18750,18.75,0,0,0,19.622479999999999,18464.268540086388,18.464268540086387]
[872.48,0.87248000000000003,18750,18.75,0,0,0,19.622479999999999,18399.583113898218,18.399583113898217]
[872.48,0.87248000000000003,18750,18.75,0,0,0,19.622479999999999,18595.738034522914,18.595738034522913]
[872.48,0.87248000000000003,18750,18.75,0,0,0,19.622479999999999,18548.837716970946,18.548837716970947]
[872.48,0.87248000000000003,18750,18.75,0,0,0,19.622479999999999,17882.514857597751,17.882514857597752]
[872.48,0.87248000000000003,18750,18.75,0,0,0,19.622479999999999,17254.348481513833,17.254348481513833]
[872.48,0.87248000000000003,18750,18.75,0,0,0,19.622479999999999,17032.47959292035,17.03247959292035]
[872.48,{"$f":"A3651/1000","v":0.87248000000000003},18750,{"$f":"C3651/1000","v":18.75},0,{"$f":"E3651*2","v":0},{"$f":"F3651/1000","v":0},{"$f":"B3651+D3651+G3651","v":19.622479999999999},17646.337070674072,{"$f":"I3651/1000","v":17.646337070674072}]
[872.48,0.87248000000000003,18750,18.75,0,0,0,19.622479999999999,17930.060027515909,17.930060027515907]
[872.48,0.87248000000000003,18750,18.75,0,0,0,19.622479999999999,18462.234505264554,18.462234505264554]
[872.48,0.87248000000000003,18750,18.75,0,0,0,19.622479999999999,18499.603453734537,18.499603453734537]
[872.48,0.87248000000000003,18750,18.75,0,0,0,19.622479999999999,18807.016555424645,18.807016555424646]
[872.48,0.87248000000000003,18750,18.75,0,0,0,19.622479999999999,18367.211332555777,18.367211332555776]
[872.48,0.87248000000000003,18750,18.75,0,0,0,19.622479999999999,18489.448300529635,18.489448300529634]
[872.48,0.87248000000000003,18750,18.75,0,0,0,19.622479999999999,18539.908579084,18.539908579083999]
[872.48,0.87248000000000003,18750,18.75,0,0,0,19.622479999999999,18656.779264327724,18.656779264327724]
[872.48,0.87248000000000003,18750,18.75,0,0,0,19.622479999999999,18807.443906398061,18.80744390639806]
[872.48,0.87248000000000003,18750,18.75,0,0,0,19.622479999999999,18106.59083532355,18.106590835323551]
[872.48,0.87248000000000003,18750,18.75,0,0,0,19.622479999999999,17270.086934157054,17.270086934157053]
[872.48,0.87248000000000003,18750,18.75,0,0,0,19.622479999999999,16811.720347777285,16.811720347777285]
[872.48,0.87248000000000003,18750,18.75,0,0,0,19.622479999999999,17779.218740594766,17.779218740594764]
[872.48,0.87248000000000003,18750,18.75,0,0,0,19.622479999999999,17775.864939758598,17.775864939758598]
[872.48,0.87248000000000003,18750,18.75,0,0,0,19.622479999999999,17943.59218628682,17.943592186286821]
[872.48,0.87248000000000003,18750,18.75,0,0,0,19.622479999999999,17837.511506614181,17.837511506614181]
[872.48,0.87248000000000003,18750,18.75,0,0,0,19.622479999999999,18109.661892424658,18.109661892424658]
[872.48,0.87248000000000003,18750,18.75,0,0,0,19.622479999999999,18003.922464841176,18.003922464841175]
[872.48,0.87248000000000003,18750,18.75,0,0,0,19.622479999999999,18200.314886858647,18.200314886858646]
[872.48,0.87248000000000003,18750,18.75,0,0,0,19.622479999999999,18396.707308876121,18.39670730887612]
[872.48,0.87248000000000003,18750,18.75,0,0,0,19.622479999999999,18552.025729498277,18.552025729498276]
[872.48,0.87248000000000003,18750,18.75,0,0,0,19.622479999999999,19109.804113933747,19.109804113933748]
[872.48,0.87248000000000003,18750,18.75,0,0,0,19.622479999999999,19650.158641822178,19.650158641822177]
[872.48,0.87248000000000003,18750,18.75,0,0,0,19.622479999999999,19026.759794986468,19.026759794986468]
[872.48,0.87248000000000003,18750,18.75,0,0,0,19.622479999999999,17945.618145893899,17.945618145893899]
[872.48,0.87248000000000003,18750,18.75,0,0,0,19.622479999999999,17576.917108266218,17.576917108266219]
[872.48,0.87248000000000003,18750,18.75,0,0,0,19.622479999999999,18050.148725286967,18.050148725286967]
[872.48,0.87248000000000003,18750,18.75,0,0,0,19.622479999999999,18194.453328359694,18.194453328359693]
[872.48,0.87248000000000003,18750,18.75,0,0,0,19.622479999999999,18387.744481574748,18.387744481574746]
[872.48,0.87248000000000003,18750,18.75,0,0,0,19.622479999999999,18301.941425858797,18.301941425858796]
[872.48,0.87248000000000003,18750,18.75,0,0,0,19.622479999999999,18216.667123624778,18.216667123624777]
[872.48,0.87248000000000003,18750,18.75,0,0,0,19.622479999999999,18466.646123640006,18.466646123640007]
[872.48,0.87248000000000003,18750,18.75,0,0,0,19.622479999999999,18993.815570747669,18.993815570747667]
[872.48,0.87248000000000003,18750,18.75,0,0,0,19.622479999999999,18706.302530339526,18.706302530339528]
[872.48,0.87248000000000003,18750,18.75,0,0,0,19.622479999999999,18617.501956517539,18.61750195651754]
[872.48,0.87248000000000003,18750,18.75,0,0,0,19.622479999999999,18880.117283831605,18.880117283831606]
[872.48,0.87248000000000003,18750,18.75,0,0,0,19.622479999999999,18743.705168223929,18.743705168223929]
[872.48,0.87248000000000003,18750,18.75,0,0,0,19.622479999999999,18254.977145909128,18.254977145909127]
[872.48,0.87248000000000003,18750,18.75,0,0,0,19.622479999999999,18042.385814419289,18.042385814419291]
[872.48,0.87248000000000003,18750,18.75,0,0,0,19.622479999999999,19003.751669631929,19.003751669631928]
[872.48,0.87248000000000003,18750,18.75,0,0,0,19.622479999999999,19001.297874366846,19.001297874366845]
[872.48,0.87248000000000003,18750,18.75,0,0,0,19.622479999999999,18946.455008067864,18.946455008067865]
[872.48,0.87248000000000003,18750,18.75,0,0,0,19.622479999999999,19038.765542892233,19.038765542892232]
[872.48,0.87248000000000003,18750,18.75,0,0,0,19.622479999999999,18846.016832573543,18.846016832573543]
[872.48,0.87248000000000003,18750,18.75,0,0,0,19.622479999999999,18794.205235076977,18.794205235076976]
[872.48,0.87248000000000003,18750,18.75,0,0,0,19.622479999999999,18718.332240642991,18.71833224064299]
[872.48,0.87248000000000003,18750,18.75,0,0,0,19.622479999999999,18516.379723917038,18.516379723917037]
[872.48,0.87248000000000003,18750,18.75,0,0,0,19.622479999999999,18570.791276844906,18.570791276844908]
[872.48,0.87248000000000003,18750,18.75,0,0,0,19.622479999999999,18479.384437006047,18.479384437006047]
[872.48,0.87248000000000003,18750,18.75,0,0,0,19.622479999999999,18164.156226679741,18.16415622667974]
[872.48,0.87248000000000003,18750,18.75,0,0,0,19.622479999999999,18005.05772249127,18.005057722491269]
[872.48,0.87248000000000003,18750,18.75,0,0,0,19.622479999999999,17672.395655617922,17.672395655617922]
[872.48,0.87248000000000003,18750,18.75,0,0,0,19.622479999999999,17923.037159811469,17.923037159811468]
[872.48,0.87248000000000003,18750,18.75,0,0,0,19.622479999999999,18122.470850631355,18.122470850631355]
[872.48,0.87248000000000003,18750,18.75,0,0,0,19.622479999999999,17853.187921644952,17.853187921644952]
[872.48,0.87248000000000003,18750,18.75,0,0,0,19.622479999999999,17775.658666765172,17.775658666765171]
[872.48,0.87248000000000003,18750,18.75,0,0,0,19.622479999999999,17740.22716954818,17.740227169548181]
[872.48,0.87248000000000003,18750,18.75,0,0,0,19.622479999999999,17759.376006596416,17.759376006596415]
[872.48,0.87248000000000003,18750,18.75,0,0,0,19.622479999999999,17737.718343642115,17.737718343642115]
[872.48,0.87248000000000003,18750,18.75,0,0,0,19.622479999999999,17853.244020529211,17.85324402052921]
[872.48,0.87248000000000003,18750,18.75,200,400,0.4,20.022479999999998,17869.445339471415,17.869445339471415]
[872.48,0.87248000000000003,18750,18.75,0,0,0,19.622479999999999,18142.050728067436,18.142050728067435]
[872.48,0.87248000000000003,18750,18.75,0,0,0,19.622479999999999,18344.679438386127,18.344679438386127]
[872.48,{"$f":"A3715/1000","v":0.87248000000000003},18750,{"$f":"C3715/1000","v":18.75},0,{"$f":"E3715*2","v":0},{"$f":"F3715/1000","v":0},{"$f":"B3715+D3715+G3715","v":19.622479999999999},17323.484406288931,{"$f":"I3715/1000","v":17.32348440628893}]
[872.48,0.87248000000000003,18750,18.75,320,640,0.64,20.26248,18504.844108311903,18.504844108311904]
[872.48,0.87248000000000003,18750,18.75,280,560,0.56000000000000005,20.182479999999998,18446.993723906886,18.446993723906886]
[872.48,0.87248000000000003,18750,18.75,310,620,0.62,20.24248,18809.017159862226,18.809017159862226]
[872.48,0.87248000000000003,18750,18.75,370,740,0.74,20.362479999999998,18907.998985773367,18.907998985773368]
[872.48,0.87248000000000003,18750,18.75,240,480,0.48,20.10248,18491.295154270832,18.491295154270833]
[872.48,0.87248000000000003,18750,18.75,230,460,0.46,20.08248,18503.7527002323,18.503752700232301]
[872.48,0.87248000000000003,18750,18.75,70,140,0.14000000000000001,19.76248,18009.470893794591,18.009470893794592]
[872.48,0.87248000000000003,18750,18.75,10,20,0.02,19.642479999999999,18378.175620836697,18.378175620836696]
[872.48,0.87248000000000003,18750,18.75,70,140,0.14000000000000001,19.76248,18781.243058187345,18.781243058187346]
[872.48,0.87248000000000003,18750,18.75,30,60,0.06,19.682479999999998,18101.186364551457,18.101186364551456]
[872.48,0.87248000000000003,18750,18.75,0,0,0,19.622479999999999,17894.342567880911,17.894342567880912]
[872.48,0.87248000000000003,18750,18.75,0,0,0,19.622479999999999,17679.619973159741,17.679619973159742]
[872.48,0.87248000000000003,18750,18.75,10,20,0.02,19.642479999999999,17788.216857567295,17.788216857567296]
[872.48,0.87248000000000003,18750,18.75,0,0,0,19.622479999999999,17639.409666749947,17.639409666749948]
[872.48,0.87248000000000003,18750,18.75,0,0,0,19.622479999999999,17581.549282344928,17.581549282344927]
[872.48,0.87248000000000003,18750,18.75,0,0,0,19.622479999999999,17756.502822745464,17.756502822745464]
[872.48,0.87248000000000003,18750,18.75,10,20,0.02,19.642479999999999,20912.802115420422,20.912802115420423]
[872.48,0.87248000000000003,18750,18.75,40,80,0.08,19.702479999999998,19851.443087499003,19.851443087499003]
[872.48,0.87248000000000003,18750,18.75,0,0,0,19.622479999999999,18024.006870114928,18.024006870114928]
[872.48,0.87248000000000003,18750,18.75,0,0,0,19.622479999999999,18057.93954699695,18.057939546996948]
[872.48,0.87248000000000003,18750,18.75,10,20,0.02,19.642479999999999,17936.285021919444,17.936285021919446]
[872.48,0.87248000000000003,18750,18.75,160,320,0.32,19.94248,17770.846478733369,17.770846478733368]
[872.48,0.87248000000000003,18750,18.75,60,120,0.12,19.74248,17914.408577627779,17.914408577627778]
[872.48,0.87248000000000003,18750,18.75,40,80,0.08,19.702479999999998,18151.098746165855,18.151098746165854]
[872.48,0.87248000000000003,18750,18.75,70,140,0.14000000000000001,19.76248,18684.183229485585,18.684183229485583]
[872.48,0.87248000000000003,18750,18.75,480,960,0.96,20.58248,18947.347310281577,18.947347310281575]
[872.48,0.87248000000000003,18750,18.75,300,600,0.6,20.222480000000001,19178.651196089515,19.178651196089515]
[872.48,0.87248000000000003,18750,18.75,240,480,0.48,20.10248,19243.795314477658,19.243795314477659]
[872.48,0.87248000000000003,18750,18.75,200,400,0.4,20.022479999999998,19209.916327010069,19.20991632701007]
[872.48,0.87248000000000003,18750,18.75,160,320,0.32,19.94248,18315.657072079535,18.315657072079535]
[872.48,0.87248000000000003,18750,18.75,80,160,0.16,19.78248,18083.871872900472,18.083871872900474]
[872.48,0.87248000000000003,18750,18.75,0,0,0,19.622479999999999,17258.753041372565,17.258753041372564]
[872.48,0.87248000000000003,18750,18.75,0,0,0,19.622479999999999,16982.056317121078,16.982056317121078]
[872.48,0.87248000000000003,18750,18.75,90,180,0.18,19.802479999999999,16924.092182019678,16.924092182019677]
[872.48,0.87248000000000003,18750,18.75,40,80,0.08,19.702479999999998,17204.710119362713,17.204710119362712]
[872.48,0.87248000000000003,18750,18.75,0,0,0,19.622479999999999,17235.347776745923,17.235347776745922]
[872.48,0.87248000000000003,18750,18.75,0,0,0,19.622479999999999,17347.22343134867,17.34722343134867]
[872.48,0.87248000000000003,18750,18.75,0,0,0,19.622479999999999,17719.143177889582,17.719143177889581]
[872.48,0.87248000000000003,18750,18.75,0,0,0,19.622479999999999,18033.277570666454,18.033277570666453]
[872.48,0.87248000000000003,18750,18.75,0,0,0,19.622479999999999,18424.959938378513,18.424959938378514]
[872.48,0.87248000000000003,18750,18.75,0,0,0,19.622479999999999,18431.51244812792,18.431512448127918]
[872.48,0.87248000000000003,18750,18.75,0,0,0,19.622479999999999,18562.364469027107,18.562364469027106]
[872.48,0.87248000000000003,18750,18.75,0,0,0,19.622479999999999,18617.933528918831,18.617933528918829]
[872.48,0.87248000000000003,18750,18.75,0,0,0,19.622479999999999,18957.20682559699,18.957206825596991]
[872.48,0.87248000000000003,18750,18.75,0,0,0,19.622479999999999,19369.71557074767,19.369715570747669]
[872.48,0.87248000000000003,18750,18.75,0,0,0,19.622479999999999,19319.496483000512,19.319496483000513]
[872.48,0.87248000000000003,18750,18.75,10,20,0.02,19.642479999999999,19613.25950112431,19.613259501124311]
[872.48,0.87248000000000003,18750,18.75,0,0,0,19.622479999999999,19531.180218389098,19.531180218389096]
[872.48,0.87248000000000003,18750,18.75,0,0,0,19.622479999999999,20839.485697578733,20.839485697578734]
[872.48,0.87248000000000003,18750,18.75,0,0,0,19.622479999999999,20492.129790871601,20.492129790871601]
[872.48,0.87248000000000003,18750,18.75,0,0,0,19.622479999999999,19505.381219779327,19.505381219779327]
[872.48,0.87248000000000003,18750,18.75,20,40,0.04,19.662479999999999,19408.999349299491,19.408999349299492]
[872.48,0.87248000000000003,18750,18.75,100,200,0.2,19.822479999999999,19271.617228120733,19.271617228120732]
[872.48,0.87248000000000003,18750,18.75,530,1060,1.06,20.682479999999998,19214.686849286802,19.214686849286803]
[872.48,0.87248000000000003,18750,18.75,540,1080,1.08,20.702480000000001,19315.973689125658,19.315973689125659]
[872.48,0.87248000000000003,18750,18.75,450,900,0.9,20.522479999999998,19339.69255402933,19.33969255402933]
[872.48,0.87248000000000003,18750,18.75,270,540,0.54,20.162479999999999,19362.842665451077,19.362842665451076]
[872.48,0.87248000000000003,18750,18.75,430,860,0.86,20.482479999999999,19522.246111143129,19.522246111143129]
[872.48,0.87248000000000003,18750,18.75,540,1080,1.08,20.702480000000001,19439.771825622371,19.439771825622369]
[872.48,0.87248000000000003,18750,18.75,970,1940,1.94,21.562480000000001,19173.510165438391,19.17351016543839]
[872.48,0.87248000000000003,18750,18.75,520,1040,1.04,20.662479999999999,19186.516464881788,19.186516464881787]
[872.48,0.87248000000000003,18750,18.75,20,40,0.04,19.662479999999999,19283.762030347134,19.283762030347134]
[872.48,0.87248000000000003,18750,18.75,90,180,0.18,19.802479999999999,19457.859315872971,19.45785931587297]
[872.48,{"$f":"A3779/1000","v":0.87248000000000003},18750,{"$f":"C3779/1000","v":18.75},510,{"$f":"E3779*2","v":1020},{"$f":"F3779/1000","v":1.02},{"$f":"B3779+D3779+G3779","v":20.642479999999999},19714.124604189423,{"$f":"I3779/1000","v":19.714124604189422}]
[872.48,0.87248000000000003,18750,18.75,420,840,0.84,20.462479999999999,21589.373554166385,21.589373554166386]
[872.48,0.87248000000000003,18750,18.75,120,240,0.24,19.862479999999998,21226.413802054387,21.226413802054388]
[872.48,0.87248000000000003,18750,18.75,150,300,0.3,19.92248,21078.522866111736,21.078522866111737]
[872.48,0.87248000000000003,18750,18.75,1130,2260,2.2599999999999998,21.882480000000001,21164.112109849342,21.164112109849341]
[872.48,0.87248000000000003,18750,18.75,670,1340,1.34,20.962479999999999,20911.283031838891,20.911283031838892]
[872.48,0.87248000000000003,18750,18.75,150,300,0.3,19.92248,20920.244306212397,20.920244306212396]
[872.48,0.87248000000000003,18750,18.75,0,0,0,19.622479999999999,21019.329882819919,21.019329882819918]
[872.48,0.87248000000000003,18750,18.75,10,20,0.02,19.642479999999999,20919.234239359346,20.919234239359348]
[872.48,0.87248000000000003,18750,18.75,140,280,0.28000000000000003,19.902480000000001,20078.645313122957,20.078645313122959]
[872.48,0.87248000000000003,18750,18.75,460,920,0.92,20.542480000000001,20793.60715996374,20.793607159963742]
[872.48,0.87248000000000003,18750,18.75,10,20,0.02,19.642479999999999,20871.575107043489,20.871575107043491]
[872.48,0.87248000000000003,18750,18.75,0,0,0,19.622479999999999,19385.728480209891,19.385728480209892]
[872.48,0.87248000000000003,18750,18.75,0,0,0,19.622479999999999,18474.075368732309,18.474075368732308]
[872.48,0.87248000000000003,18750,18.75,0,0,0,19.622479999999999,18204.544938353138,18.204544938353138]
[872.48,0.87248000000000003,18750,18.75,10,20,0.02,19.642479999999999,19030.9924676521,19.030992467652101]
[872.48,0.87248000000000003,18750,18.75,0,0,0,19.622479999999999,19187.903398023664,19.187903398023664]
[872.48,0.87248000000000003,18750,18.75,0,0,0,19.622479999999999,19072.411410550998,19.072411410550998]
[872.48,0.87248000000000003,18750,18.75,270,540,0.54,20.162479999999999,19396.30836321706,19.396308363217059]
[872.48,0.87248000000000003,18750,18.75,520,1040,1.04,20.662479999999999,19909.268973276488,19.90926897327649]
[872.48,0.87248000000000003,18750,18.75,370,740,0.74,20.362479999999998,20294.487551294547,20.294487551294548]
[872.48,0.87248000000000003,18750,18.75,390,780,0.78,20.402480000000001,20121.303960754231,20.121303960754229]
[872.48,0.87248000000000003,18750,18.75,190,380,0.38,20.002479999999998,20431.872081943147,20.431872081943148]
[872.48,0.87248000000000003,18750,18.75,450,900,0.9,20.522479999999998,20734.707682240478,20.734707682240479]
[872.48,0.87248000000000003,18750,18.75,570,1140,1.1399999999999999,20.76248,20571.874978908483,20.571874978908482]
[872.48,0.87248000000000003,18750,18.75,380,760,0.76,20.382480000000001,21637.892771403254,21.637892771403255]
[872.48,0.87248000000000003,18750,18.75,680,1360,1.36,20.982479999999999,22184.836282542889,22.184836282542889]
[872.48,0.87248000000000003,18750,18.75,650,1300,1.3,20.92248,21978.740037404903,21.978740037404904]
[872.48,0.87248000000000003,18750,18.75,680,1360,1.36,20.982479999999999,22849.816660022112,22.84981666002211]
[872.48,0.87248000000000003,18750,18.75,880,1760,1.76,21.382480000000001,21268.34816270868,21.26834816270868]
[872.48,0.87248000000000003,18750,18.75,1820,3640,3.64,23.26248,21227.997878583235,21.227997878583235]
[872.48,0.87248000000000003,18750,18.75,1690,3380,3.38,23.002479999999998,22004.028941306187,22.004028941306188]
[872.48,0.87248000000000003,18750,18.75,1480,2960,2.96,22.58248,22075.933104263022,22.075933104263022]
[872.48,0.87248000000000003,18750,18.75,770,1540,1.54,21.162479999999999,21965.624900913259,21.965624900913259]
[872.48,0.87248000000000003,18750,18.75,640,1280,1.28,20.902480000000001,21547.227263003475,21.547227263003474]
[872.48,0.87248000000000003,18750,18.75,170,340,0.34,19.962479999999999,22317.333189234796,22.317333189234795]
[872.48,0.87248000000000003,18750,18.75,0,0,0,19.622479999999999,21538.170957988994,21.538170957988992]
[872.48,0.87248000000000003,18750,18.75,0,0,0,19.622479999999999,21229.939024821735,21.229939024821736]
[872.48,0.87248000000000003,18750,18.75,30,60,0.06,19.682479999999998,21395.057579149983,21.395057579149984]
[872.48,0.87248000000000003,18750,18.75,60,120,0.12,19.74248,21032.339173835626,21.032339173835627]
[872.48,0.87248000000000003,18750,18.75,380,760,0.76,20.382480000000001,21761.183547139077,21.761183547139076]
[872.48,0.87248000000000003,18750,18.75,560,1120,1.1200000000000001,20.74248,22169.587295075296,22.169587295075296]
[872.48,0.87248000000000003,18750,18.75,330,660,0.66,20.28248,22703.976747754052,22.703976747754052]
[872.48,0.87248000000000003,18750,18.75,440,880,0.88,20.502479999999998,22446.616373085744,22.446616373085746]
[872.48,0.87248000000000003,18750,18.75,350,700,0.7,20.322479999999999,22266.389037420126,22.266389037420126]
[872.48,0.87248000000000003,18750,18.75,210,420,0.42,20.042480000000001,21994.652346595169,21.994652346595167]
[872.48,0.87248000000000003,18750,18.75,10,20,0.02,19.642479999999999,22201.86611541027,22.201866115410269]
[872.48,0.87248000000000003,18750,18.75,10,20,0.02,19.642479999999999,22535.580708746285,22.535580708746284]
[872.48,0.87248000000000003,18750,18.75,80,160,0.16,19.78248,23338.214297931903,23.338214297931902]
[872.48,0.87248000000000003,18750,18.75,30,60,0.06,19.682479999999998,23427.909835541814,23.427909835541815]
[872.48,0.87248000000000003,18750,18.75,0,0,0,19.622479999999999,23663.686303523293,23.663686303523292]
[872.48,0.87248000000000003,18750,18.75,80,160,0.16,19.78248,24295.181460944572,24.295181460944573]
[872.48,0.87248000000000003,18750,18.75,120,240,0.24,19.862479999999998,21884.995253347974,21.884995253347974]
[872.48,0.87248000000000003,18750,18.75,60,120,0.12,19.74248,22992.723421865747,22.992723421865747]
[872.48,0.87248000000000003,18750,18.75,180,360,0.36,19.982479999999999,23205.45471435798,23.20545471435798]
[872.48,0.87248000000000003,18750,18.75,710,1420,1.42,21.042479999999998,23219.83483135081,23.219834831350809]
[872.48,0.87248000000000003,18750,18.75,790,1580,1.58,21.202480000000001,23119.389165605891,23.119389165605892]
[872.48,0.87248000000000003,18750,18.75,250,500,0.5,20.122479999999999,22620.456073652502,22.620456073652502]
[872.48,0.87248000000000003,18750,18.75,0,0,0,19.622479999999999,23215.719728285698,23.215719728285698]
[872.48,0.87248000000000003,18750,18.75,10,20,0.02,19.642479999999999,22917.625357793171,22.91762535779317]
[872.48,0.87248000000000003,18750,18.75,0,0,0,19.622479999999999,22855.451233833945,22.855451233833943]
[872.48,0.87248000000000003,18750,18.75,0,0,0,19.622479999999999,22814.36096085067,22.814360960850671]
[872.48,0.87248000000000003,18750,18.75,0,0,0,19.622479999999999,23669.271155889481,23.669271155889479]
[872.48,0.87248000000000003,18750,18.75,0,0,0,19.622479999999999,23484.896218551523,23.484896218551523]
[872.48,{"$f":"A3843/1000","v":0.87248000000000003},18750,{"$f":"C3843/1000","v":18.75},20,{"$f":"E3843*2","v":40},{"$f":"F3843/1000","v":0.04},{"$f":"B3843+D3843+G3843","v":19.662479999999999},22392.698275586637,{"$f":"I3843/1000","v":22.392698275586639}]
[872.48,0.87248000000000003,18750,18.75,0,0,0,19.622479999999999,21419.957283882362,21.419957283882361]
[872.48,0.87248000000000003,18750,18.75,0,0,0,19.622479999999999,21414.723488617281,21.41472348861728]
[872.48,0.87248000000000003,18750,18.75,0,0,0,19.622479999999999,21488.035197535588,21.488035197535588]
[872.48,0.87248000000000003,18750,18.75,0,0,0,19.622479999999999,21542.048013694784,21.542048013694785]
[872.48,0.87248000000000003,18750,18.75,0,0,0,19.622479999999999,21343.335569392966,21.343335569392966]
[872.48,0.87248000000000003,18750,18.75,0,0,0,19.622479999999999,22089.633838241069,22.089633838241067]
[872.48,0.87248000000000003,18750,18.75,0,0,0,19.622479999999999,22215.539598694475,22.215539598694473]
[872.48,0.87248000000000003,18750,18.75,0,0,0,19.622479999999999,22497.422605676096,22.497422605676096]
[872.48,0.87248000000000003,18750,18.75,0,0,0,19.622479999999999,22143.617928773776,22.143617928773775]
[872.48,0.87248000000000003,18750,18.75,0,0,0,19.622479999999999,22441.12473659157,22.441124736591568]
[872.48,0.87248000000000003,18750,18.75,40,80,0.08,19.702479999999998,22481.907435757937,22.481907435757936]
[872.48,0.87248000000000003,18750,18.75,60,120,0.12,19.74248,22032.344400971633,22.032344400971635]
[872.48,0.87248000000000003,18750,18.75,10,20,0.02,19.642479999999999,20984.076148836793,20.984076148836792]
[872.48,0.87248000000000003,18750,18.75,580,1160,1.1599999999999999,20.78248,23266.888476196542,23.266888476196542]
[872.48,0.87248000000000003,18750,18.75,1920,3840,3.84,23.462479999999999,22063.037299240921,22.063037299240921]
[872.48,0.87248000000000003,18750,18.75,2620,5240,5.24,24.862479999999998,23392.078964995992,23.392078964995992]
[872.48,0.87248000000000003,18750,18.75,1940,3880,3.88,23.502479999999998,23373.200155803195,23.373200155803197]
[872.48,0.87248000000000003,18750,18.75,1010,2020,2.02,21.642479999999999,23139.601228212101,23.139601228212101]
[872.48,0.87248000000000003,18750,18.75,730,1460,1.46,21.08248,23406.965420429831,23.406965420429831]
[872.48,0.87248000000000003,18750,18.75,260,520,0.52,20.142479999999999,23892.360810431317,23.892360810431317]
[872.48,0.87248000000000003,18750,18.75,750,1500,1.5,21.122479999999999,23707.680898163253,23.707680898163254]
[872.48,0.87248000000000003,18750,18.75,490,980,0.98,20.60248,23792.166513768385,23.792166513768386]
[872.48,0.87248000000000003,18750,18.75,360,720,0.72,20.342479999999998,24163.810061145468,24.163810061145469]
[872.48,0.87248000000000003,18750,18.75,310,620,0.62,20.24248,24660.830593209674,24.660830593209674]
[872.48,0.87248000000000003,18750,18.75,520,1040,1.04,20.662479999999999,24272.01936616503,24.272019366165029]
[872.48,0.87248000000000003,18750,18.75,100,200,0.2,19.822479999999999,24556.038583452661,24.556038583452661]
[872.48,0.87248000000000003,18750,18.75,360,720,0.72,20.342479999999998,23893.018412103658,23.893018412103658]
[872.48,0.87248000000000003,18750,18.75,350,700,0.7,20.322479999999999,23534.156100102471,23.534156100102471]
[872.48,0.87248000000000003,18750,18.75,330,660,0.66,20.28248,23509.725983109642,23.509725983109643]
[872.48,0.87248000000000003,18750,18.75,390,780,0.78,20.402480000000001,23398.462866111735,23.398462866111736]
[872.48,0.87248000000000003,18750,18.75,460,920,0.92,20.542480000000001,22988.429151602035,22.988429151602034]
[872.48,0.87248000000000003,18750,18.75,780,1560,1.56,21.182479999999998,23385.405203157432,23.385405203157433]
[872.48,0.87248000000000003,18750,18.75,600,1200,1.2,20.822479999999999,23202.58655969179,23.202586559691792]
[872.48,0.87248000000000003,18750,18.75,430,860,0.86,20.482479999999999,21693.176267235092,21.693176267235092]
[872.48,0.87248000000000003,18750,18.75,410,820,0.82,20.44248,23570.441364729119,23.570441364729117]
[872.48,0.87248000000000003,18750,18.75,970,1940,1.94,21.562480000000001,23806.54785499494,23.806547854994939]
[872.48,0.87248000000000003,18750,18.75,960,1920,1.92,21.542479999999998,23699.337225462088,23.699337225462088]
[872.48,0.87248000000000003,18750,18.75,1210,2420,2.42,22.042479999999998,23717.729846633236,23.717729846633237]
[872.48,0.87248000000000003,18750,18.75,1000,2000,2,21.622479999999999,23117.194873057826,23.117194873057826]
[872.48,0.87248000000000003,18750,18.75,640,1280,1.28,20.902480000000001,23009.580487257503,23.009580487257502]
[872.48,0.87248000000000003,18750,18.75,450,900,0.9,20.522479999999998,22824.059317329193,22.824059317329194]
[872.48,0.87248000000000003,18750,18.75,250,500,0.5,20.122479999999999,23170.229002588141,23.17022900258814]
[872.48,0.87248000000000003,18750,18.75,30,60,0.06,19.682479999999998,23573.205148852019,23.573205148852018]
[872.48,0.87248000000000003,18750,18.75,0,0,0,19.622479999999999,23667.85326863547,23.667853268635469]
[872.48,0.87248000000000003,18750,18.75,0,0,0,19.622479999999999,23746.2237366068,23.746223736606801]
[872.48,0.87248000000000003,18750,18.75,0,0,0,19.622479999999999,23311.885998417441,23.311885998417441]
[872.48,0.87248000000000003,18750,18.75,0,0,0,19.622479999999999,23347.478864716424,23.347478864716425]
[872.48,0.87248000000000003,18750,18.75,0,0,0,19.622479999999999,23854.973063910715,23.854973063910716]
[872.48,0.87248000000000003,18750,18.75,0,0,0,19.622479999999999,23707.67101515608,23.70767101515608]
[872.48,0.87248000000000003,18750,18.75,0,0,0,19.622479999999999,23747.553697609193,23.747553697609195]
[872.48,0.87248000000000003,18750,18.75,0,0,0,19.622479999999999,23185.997772783332,23.185997772783331]
[872.48,0.87248000000000003,18750,18.75,0,0,0,19.622479999999999,21644.082130626706,21.644082130626707]
[872.48,0.87248000000000003,18750,18.75,0,0,0,19.622479999999999,22906.452317334268,22.906452317334267]
[872.48,0.87248000000000003,18750,18.75,0,0,0,19.622479999999999,23120.305969156547,23.120305969156547]
[872.48,0.87248000000000003,18750,18.75,0,0,0,19.622479999999999,22905.432775670397,22.905432775670398]
[872.48,0.87248000000000003,18750,18.75,170,340,0.34,19.962479999999999,24535.059796544207,24.535059796544207]
[872.48,0.87248000000000003,18750,18.75,640,1280,1.28,20.902480000000001,22615.423685010792,22.615423685010793]
[872.48,0.87248000000000003,18750,18.75,300,600,0.6,20.222480000000001,22571.037740711512,22.57103774071151]
[872.48,0.87248000000000003,18750,18.75,140,280,0.28000000000000003,19.902480000000001,22740.587563842186,22.740587563842187]
[872.48,0.87248000000000003,18750,18.75,140,280,0.28000000000000003,19.902480000000001,22820.616751868918,22.820616751868918]
[872.48,0.87248000000000003,18750,18.75,110,220,0.22,19.842479999999998,23191.907811780944,23.191907811780943]
[872.48,0.87248000000000003,18750,18.75,150,300,0.3,19.92248,22816.128098666552,22.816128098666553]
[872.48,0.87248000000000003,18750,18.75,0,0,0,19.622479999999999,22933.782389758402,22.933782389758402]
[872.48,{"$f":"A3907/1000","v":0.87248000000000003},18750,{"$f":"C3907/1000","v":18.75},0,{"$f":"E3907*2","v":0},{"$f":"F3907/1000","v":0},{"$f":"B3907+D3907+G3907","v":19.622479999999999},23160.468774173569,{"$f":"I3907/1000","v":23.16046877417357}]
[872.48,0.87248000000000003,18750,18.75,0,0,0,19.622479999999999,22270.213347934641,22.270213347934643]
[872.48,0.87248000000000003,18750,18.75,0,0,0,19.622479999999999,22657.758347960014,22.657758347960016]
[872.48,0.87248000000000003,18750,18.75,0,0,0,19.622479999999999,22906.446095886084,22.906446095886082]
[872.48,0.87248000000000003,18750,18.75,0,0,0,19.622479999999999,23112.071077792745,23.112071077792745]
[872.48,0.87248000000000003,18750,18.75,0,0,0,19.622479999999999,23280.625859140258,23.280625859140258]
[872.48,0.87248000000000003,18750,18.75,0,0,0,19.622479999999999,22680.353361887737,22.680353361887736]
[872.48,0.87248000000000003,18750,18.75,0,0,0,19.622479999999999,22673.332148796188,22.673332148796188]
[872.48,0.87248000000000003,18750,18.75,0,0,0,19.622479999999999,22529.347478870415,22.529347478870417]
[872.48,0.87248000000000003,18750,18.75,0,0,0,19.622479999999999,23032.813058288863,23.032813058288863]
[872.48,0.87248000000000003,18750,18.75,0,0,0,19.622479999999999,23463.031948287804,23.463031948287803]
[872.48,0.87248000000000003,18750,18.75,0,0,0,19.622479999999999,23326.313583376523,23.326313583376521]
[872.48,0.87248000000000003,18750,18.75,0,0,0,19.622479999999999,23300.348497024668,23.300348497024668]
[872.48,0.87248000000000003,18750,18.75,0,0,0,19.622479999999999,23383.179059704482,23.383179059704482]
[872.48,0.87248000000000003,18750,18.75,0,0,0,19.622479999999999,22646.269421774385,22.646269421774385]
[872.48,0.87248000000000003,18750,18.75,0,0,0,19.622479999999999,23201.630399525569,23.20163039952557]
[872.48,0.87248000000000003,18750,18.75,0,0,0,19.622479999999999,22969.970136279011,22.969970136279009]
[872.48,0.87248000000000003,18750,18.75,0,0,0,19.622479999999999,22958.416385582623,22.958416385582623]
[872.48,0.87248000000000003,18750,18.75,0,0,0,19.622479999999999,22945.751321515119,22.945751321515118]
[872.48,0.87248000000000003,18750,18.75,0,0,0,19.622479999999999,23191.491657185816,23.191491657185814]
[872.48,0.87248000000000003,18750,18.75,40,80,0.08,19.702479999999998,24006.759047207597,24.006759047207598]
[872.48,0.87248000000000003,18750,18.75,130,260,0.26,19.882480000000001,23882.814549985524,23.882814549985525]
[872.48,0.87248000000000003,18750,18.75,10,20,0.02,19.642479999999999,23394.942793687602,23.394942793687601]
[872.48,0.87248000000000003,18750,18.75,0,0,0,19.622479999999999,23755.777515158621,23.75577751515862]
[872.48,0.87248000000000003,18750,18.75,10,20,0.02,19.642479999999999,23893.604683691625,23.893604683691624]
[872.48,0.87248000000000003,18750,18.75,40,80,0.08,19.702479999999998,23779.333903739418,23.779333903739417]
[872.48,0.87248000000000003,18750,18.75,10,20,0.02,19.642479999999999,23396.695314579178,23.396695314579176]
[872.48,0.87248000000000003,18750,18.75,50,100,0.1,19.722480000000001,22783.367820112195,22.783367820112193]
[872.48,0.87248000000000003,18750,18.75,90,180,0.18,19.802479999999999,22946.367520678948,22.946367520678947]
[872.48,0.87248000000000003,18750,18.75,20,40,0.04,19.662479999999999,23489.012070851724,23.489012070851725]
[872.48,0.87248000000000003,18750,18.75,50,100,0.1,19.722480000000001,23114.483531831276,23.114483531831276]
[872.48,0.87248000000000003,18750,18.75,40,80,0.08,19.702479999999998,23216.450488662966,23.216450488662964]
[872.48,0.87248000000000003,18750,18.75,0,0,0,19.622479999999999,23032.049257452694,23.032049257452694]
[872.48,0.87248000000000003,18750,18.75,0,0,0,19.622479999999999,22783.470251866376,22.783470251866376]
[872.48,0.87248000000000003,18750,18.75,0,0,0,19.622479999999999,22483.677172460622,22.483677172460624]
[872.48,0.87248000000000003,18750,18.75,0,0,0,19.622479999999999,22517.478669677614,22.517478669677615]
[872.48,0.87248000000000003,18750,18.75,0,0,0,19.622479999999999,22304.603715626396,22.304603715626396]
[872.48,0.87248000000000003,18750,18.75,0,0,0,19.622479999999999,21856.662132032168,21.856662132032167]
[872.48,0.87248000000000003,18750,18.75,0,0,0,19.622479999999999,22396.835413402529,22.396835413402528]
[872.48,0.87248000000000003,18750,18.75,0,0,0,19.622479999999999,22653.217023446727,22.653217023446725]
[872.48,0.87248000000000003,18750,18.75,0,0,0,19.622479999999999,21594.188045665091,21.594188045665092]
[872.48,0.87248000000000003,18750,18.75,0,0,0,19.622479999999999,21929.292544292621,21.929292544292622]
[872.48,0.87248000000000003,18750,18.75,0,0,0,19.622479999999999,21843.199561000805,21.843199561000805]
[872.48,0.87248000000000003,18750,18.75,0,0,0,19.622479999999999,21776.566611135517,21.776566611135518]
[872.48,0.87248000000000003,18750,18.75,30,60,0.06,19.682479999999998,21649.897105556814,21.649897105556814]
[872.48,0.87248000000000003,18750,18.75,40,80,0.08,19.702479999999998,21439.753359026054,21.439753359026053]
[872.48,0.87248000000000003,18750,18.75,110,220,0.22,19.842479999999998,21394.766842310255,21.394766842310254]
[872.48,0.87248000000000003,18750,18.75,220,440,0.44,20.062480000000001,21307.182445367755,21.307182445367754]
[872.48,0.87248000000000003,18750,18.75,60,120,0.12,19.74248,21545.635240648069,21.545635240648068]
[872.48,0.87248000000000003,18750,18.75,160,320,0.32,19.94248,22427.070683600257,22.427070683600256]
[872.48,0.87248000000000003,18750,18.75,320,640,0.64,20.26248,22347.921439862657,22.347921439862656]
[872.48,0.87248000000000003,18750,18.75,230,460,0.46,20.08248,22345.705045710773,22.345705045710773]
[872.48,0.87248000000000003,18750,18.75,180,360,0.36,19.982479999999999,22518.001229566798,22.518001229566799]
[872.48,0.87248000000000003,18750,18.75,480,960,0.96,20.58248,21678.424718371331,21.678424718371332]
[872.48,0.87248000000000003,18750,18.75,230,460,0.46,20.08248,22312.75998164327,22.312759981643271]
[872.48,0.87248000000000003,18750,18.75,10,20,0.02,19.642479999999999,21612.623239323817,21.612623239323817]
[872.48,0.87248000000000003,18750,18.75,10,20,0.02,19.642479999999999,22954.440091710312,22.95444009171031]
[872.48,0.87248000000000003,18750,18.75,0,0,0,19.622479999999999,23145.992536012131,23.14599253601213]
[872.48,0.87248000000000003,18750,18.75,0,0,0,19.622479999999999,22839.160697553354,22.839160697553353]
[872.48,0.87248000000000003,18750,18.75,0,0,0,19.622479999999999,23085.968412052898,23.0859684120529]
[872.48,0.87248000000000003,18750,18.75,0,0,0,19.622479999999999,22233.266847932104,22.233266847932104]
[872.48,0.87248000000000003,18750,18.75,0,0,0,19.622479999999999,22494.209732349809,22.494209732349809]
[872.48,0.87248000000000003,18750,18.75,0,0,0,19.622479999999999,22222.953113948977,22.222953113948979]
[872.48,0.87248000000000003,18750,18.75,0,0,0,19.622479999999999,22177.425372999453,22.177425372999451]
[872.48,{"$f":"A3971/1000","v":0.87248000000000003},18750,{"$f":"C3971/1000","v":18.75},0,{"$f":"E3971*2","v":0},{"$f":"F3971/1000","v":0},{"$f":"B3971+D3971+G3971","v":19.622479999999999},22447.279425940014,{"$f":"I3971/1000","v":22.447279425940014}]
[872.48,0.87248000000000003,18750,18.75,0,0,0,19.622479999999999,22725.104836820385,22.725104836820385]
[872.48,0.87248000000000003,18750,18.75,0,0,0,19.622479999999999,22428.089392513488,22.428089392513488]
[872.48,0.87248000000000003,18750,18.75,0,0,0,19.622479999999999,22105.972378565468,22.105972378565468]
[872.48,0.87248000000000003,18750,18.75,0,0,0,19.622479999999999,21713.842431465415,21.713842431465416]
[872.48,0.87248000000000003,18750,18.75,0,0,0,19.622479999999999,21443.524566546515,21.443524566546515]
[872.48,0.87248000000000003,18750,18.75,0,0,0,19.622479999999999,21483.833537300845,21.483833537300846]
[872.48,0.87248000000000003,18750,18.75,0,0,0,19.622479999999999,21752.585219769182,21.75258521976918]
[872.48,0.87248000000000003,18750,18.75,0,0,0,19.622479999999999,21590.974205831306,21.590974205831305]
[872.48,0.87248000000000003,18750,18.75,20,40,0.04,19.662479999999999,21420.085796351323,21.420085796351323]
[872.48,0.87248000000000003,18750,18.75,260,520,0.52,20.142479999999999,21751.793984393284,21.751793984393284]
[872.48,0.87248000000000003,18750,18.75,320,640,0.64,20.26248,21204.781832548164,21.204781832548164]
[872.48,0.87248000000000003,18750,18.75,320,640,0.64,20.26248,21725.573811689577,21.725573811689578]
[872.48,0.87248000000000003,18750,18.75,200,400,0.4,20.022479999999998,21924.411281061286,21.924411281061285]
[872.48,0.87248000000000003,18750,18.75,10,20,0.02,19.642479999999999,22008.815600008569,22.008815600008568]
[872.48,0.87248000000000003,18750,18.75,20,40,0.04,19.662479999999999,19066.535652857761,19.066535652857763]
[872.48,0.87248000000000003,18750,18.75,0,0,0,19.622479999999999,21047.459638945267,21.047459638945266]
[872.48,0.87248000000000003,18750,18.75,0,0,0,19.622479999999999,21749.347723947492,21.749347723947491]
[872.48,0.87248000000000003,18750,18.75,0,0,0,19.622479999999999,21803.880523393429,21.803880523393428]
[872.48,0.87248000000000003,18750,18.75,0,0,0,19.622479999999999,21866.309683564723,21.866309683564722]
[872.48,0.87248000000000003,18750,18.75,0,0,0,19.622479999999999,21704.147423108781,21.704147423108783]
[872.48,0.87248000000000003,18750,18.75,10,20,0.02,19.642479999999999,21628.719515026649,21.628719515026649]
[872.48,0.87248000000000003,18750,18.75,0,0,0,19.622479999999999,22822.534308972557,22.822534308972557]
[872.48,0.87248000000000003,18750,18.75,0,0,0,19.622479999999999,23058.729519293796,23.058729519293795]
[872.48,0.87248000000000003,18750,18.75,0,0,0,19.622479999999999,23188.056520694179,23.188056520694179]
[872.48,0.87248000000000003,18750,18.75,20,40,0.04,19.662479999999999,23984.038907930422,23.984038907930422]
[872.48,0.87248000000000003,18750,18.75,80,160,0.16,19.78248,22690.65731314326,22.690657313143259]
[872.48,0.87248000000000003,18750,18.75,30,60,0.06,19.682479999999998,22720.561130692695,22.720561130692694]
[872.48,0.87248000000000003,18750,18.75,30,60,0.06,19.682479999999998,22429.665641817101,22.429665641817099]
[872.48,0.87248000000000003,18750,18.75,280,560,0.56000000000000005,20.182479999999998,22058.062144579806,22.058062144579807]
[872.48,0.87248000000000003,18750,18.75,600,1200,1.2,20.822479999999999,22636.481998376832,22.636481998376834]
[872.48,0.87248000000000003,18750,18.75,480,960,0.96,20.58248,22261.018367433448,22.261018367433447]
[872.48,0.87248000000000003,18750,18.75,260,520,0.52,20.142479999999999,22578.471597258555,22.578471597258556]
[872.48,0.87248000000000003,18750,18.75,290,580,0.57999999999999996,20.202479999999998,22243.525796402086,22.243525796402086]
[872.48,0.87248000000000003,18750,18.75,380,760,0.76,20.382480000000001,22239.127137628635,22.239127137628635]
[872.48,0.87248000000000003,18750,18.75,390,780,0.78,20.402480000000001,22280.420932893718,22.280420932893719]
[872.48,0.87248000000000003,18750,18.75,10,20,0.02,19.642479999999999,22554.206449624748,22.554206449624747]
[872.48,0.87248000000000003,18750,18.75,330,660,0.66,20.28248,22773.602783900129,22.773602783900127]
[872.48,0.87248000000000003,18750,18.75,90,180,0.18,19.802479999999999,22795.049178052013,22.795049178052015]
[872.48,0.87248000000000003,18750,18.75,0,0,0,19.622479999999999,22693.556061054103,22.693556061054103]
[872.48,0.87248000000000003,18750,18.75,0,0,0,19.622479999999999,22177.375406425981,22.17737540642598]
[872.48,0.87248000000000003,18750,18.75,0,0,0,19.622479999999999,21104.335092988877,21.104335092988876]
[872.48,0.87248000000000003,18750,18.75,0,0,0,19.622479999999999,21878.727207241842,21.878727207241841]
[872.48,0.87248000000000003,18750,18.75,0,0,0,19.622479999999999,23101.928428766158,23.101928428766158]
[872.48,0.87248000000000003,18750,18.75,0,0,0,19.622479999999999,22708.241141834867,22.708241141834868]
[872.48,0.87248000000000003,18750,18.75,0,0,0,19.622479999999999,22704.59730757217,22.704597307572172]
[872.48,0.87248000000000003,18750,18.75,0,0,0,19.622479999999999,20912.085749073223,20.912085749073224]
[872.48,0.87248000000000003,18750,18.75,0,0,0,19.622479999999999,20905.636980283489,20.905636980283489]
[872.48,0.87248000000000003,18750,18.75,0,0,0,19.622479999999999,20671.3680526924,20.671368052692401]
[872.48,0.87248000000000003,18750,18.75,0,0,0,19.622479999999999,20551.754863270355,20.551754863270354]
[872.48,0.87248000000000003,18750,18.75,0,0,0,19.622479999999999,20747.516038769754,20.747516038769753]
[872.48,0.87248000000000003,18750,18.75,10,20,0.02,19.642479999999999,20941.362183628175,20.941362183628176]
[872.48,0.87248000000000003,18750,18.75,20,40,0.04,19.662479999999999,21179.364845202388,21.179364845202389]
[872.48,0.87248000000000003,18750,18.75,40,80,0.08,19.702479999999998,20767.156139049326,20.767156139049327]
[872.48,0.87248000000000003,18750,18.75,190,380,0.38,20.002479999999998,20289.323197515281,20.28932319751528]
[872.48,0.87248000000000003,18750,18.75,250,500,0.5,20.122479999999999,21215.522591722998,21.215522591722998]
[872.48,0.87248000000000003,18750,18.75,450,900,0.9,20.522479999999998,20308.134555455097,20.308134555455098]
[872.48,0.87248000000000003,18750,18.75,290,580,0.57999999999999996,20.202479999999998,20333.818517852797,20.333818517852798]
[872.48,0.87248000000000003,18750,18.75,150,300,0.3,19.92248,20363.993671057699,20.363993671057699]
[872.48,0.87248000000000003,18750,18.75,200,400,0.4,20.022479999999998,20430.14158471092,20.43014158471092]
[872.48,0.87248000000000003,18750,18.75,450,900,0.9,20.522479999999998,20312.687098631024,20.312687098631024]
[872.48,0.87248000000000003,18750,18.75,30,60,0.06,19.682479999999998,20685.134279711663,20.685134279711662]
[872.48,0.87248000000000003,18750,18.75,70,140,0.14000000000000001,19.76248,20581.794952407752,20.581794952407751]
[872.48,0.87248000000000003,18750,18.75,60,120,0.12,19.74248,20049.877898056657,20.049877898056657]
[872.48,{"$f":"A4035/1000","v":0.87248000000000003},18750,{"$f":"C4035/1000","v":18.75},0,{"$f":"E4035*2","v":0},{"$f":"F4035/1000","v":0},{"$f":"B4035+D4035+G4035","v":19.622479999999999},20019.332728138499,{"$f":"I4035/1000","v":20.019332728138497}]
[872.48,0.87248000000000003,18750,18.75,0,0,0,19.622479999999999,20343.609786655219,20.343609786655218]
[872.48,0.87248000000000003,18750,18.75,0,0,0,19.622479999999999,19761.028664055768,19.761028664055768]
[872.48,0.87248000000000003,18750,18.75,0,0,0,19.622479999999999,18942.546182111044,18.942546182111045]
[872.48,0.87248000000000003,18750,18.75,0,0,0,19.622479999999999,19507.179613900753,19.507179613900753]
[872.48,0.87248000000000003,18750,18.75,0,0,0,19.622479999999999,20043.035405020517,20.043035405020518]
[872.48,0.87248000000000003,18750,18.75,0,0,0,19.622479999999999,21863.947173815322,21.863947173815323]
[872.48,0.87248000000000003,18750,18.75,0,0,0,19.622479999999999,21963.912744851761,21.963912744851761]
[872.48,0.87248000000000003,18750,18.75,0,0,0,19.622479999999999,21965.148999726462,21.965148999726463]
[872.48,0.87248000000000003,18750,18.75,10,20,0.02,19.642479999999999,21606.824317253053,21.606824317253054]
[872.48,0.87248000000000003,18750,18.75,60,120,0.12,19.74248,21605.033132016939,21.605033132016938]
[872.48,0.87248000000000003,18750,18.75,120,240,0.24,19.862479999999998,21779.77051225126,21.779770512251261]
[872.48,0.87248000000000003,18750,18.75,120,240,0.24,19.862479999999998,21447.044616686297,21.447044616686295]
[872.48,0.87248000000000003,18750,18.75,340,680,0.68,20.302479999999999,22323.655118134902,22.323655118134901]
[872.48,0.87248000000000003,18750,18.75,230,460,0.46,20.08248,22310.777555460172,22.310777555460174]
[872.48,0.87248000000000003,18750,18.75,450,900,0.9,20.522479999999998,22841.530686411181,22.841530686411179]
[872.48,0.87248000000000003,18750,18.75,1990,3980,3.98,23.60248,21111.972599952736,21.111972599952736]
[872.48,0.87248000000000003,18750,18.75,1670,3340,3.34,22.962479999999999,21487.17980888881,21.487179808888811]
[872.48,0.87248000000000003,18750,18.75,2610,5220,5.22,24.842479999999998,22098.414860459434,22.098414860459435]
[872.48,0.87248000000000003,18750,18.75,2110,4220,4.22,23.842479999999998,22246.689586096079,22.246689586096078]
[872.48,0.87248000000000003,18750,18.75,2050,4100,4.0999999999999996,23.722479999999997,22283.879842366088,22.283879842366087]
[872.48,0.87248000000000003,18750,18.75,1220,2440,2.44,22.062480000000001,21944.437730924041,21.94443773092404]
[872.48,0.87248000000000003,18750,18.75,440,880,0.88,20.502479999999998,22021.714381345933,22.021714381345934]
[872.48,0.87248000000000003,18750,18.75,430,860,0.86,20.482479999999999,21506.123737859984,21.506123737859983]
[872.48,0.87248000000000003,18750,18.75,860,1720,1.72,21.342479999999998,21588.816737865061,21.588816737865063]
[872.48,0.87248000000000003,18750,18.75,300,600,0.6,20.222480000000001,21962.091576328912,21.962091576328913]
[872.48,0.87248000000000003,18750,18.75,100,200,0.2,19.822479999999999,21813.479416152539,21.813479416152539]
[872.48,0.87248000000000003,18750,18.75,30,60,0.06,19.682479999999998,21578.984105551739,21.57898410555174]
[872.48,0.87248000000000003,18750,18.75,0,0,0,19.622479999999999,21137.916484355213,21.137916484355213]
[872.48,0.87248000000000003,18750,18.75,0,0,0,19.622479999999999,21993.749166859077,21.993749166859079]
[872.48,0.87248000000000003,18750,18.75,0,0,0,19.622479999999999,22207.564221189867,22.207564221189866]
[872.48,0.87248000000000003,18750,18.75,0,0,0,19.622479999999999,21948.887625073385,21.948887625073386]
[872.48,0.87248000000000003,18750,18.75,0,0,0,19.622479999999999,23026.595607035877,23.026595607035876]
[872.48,0.87248000000000003,18750,18.75,80,160,0.16,19.78248,21572.520377139703,21.572520377139703]
[872.48,0.87248000000000003,18750,18.75,530,1060,1.06,20.682479999999998,21111.876300509335,21.111876300509334]
[872.48,0.87248000000000003,18750,18.75,860,1720,1.72,21.342479999999998,20938.017729467821,20.93801772946782]
[872.48,0.87248000000000003,18750,18.75,760,1520,1.52,21.142479999999999,21108.195020564741,21.10819502056474]
[872.48,0.87248000000000003,18750,18.75,1030,2060,2.06,21.682479999999998,21578.646704438539,21.57864670443854]
[872.48,0.87248000000000003,18750,18.75,1450,2900,2.9,22.522479999999998,21302.163708599084,21.302163708599085]
[872.48,0.87248000000000003,18750,18.75,1470,2940,2.94,22.562480000000001,21225.134464861483,21.225134464861483]
[872.48,0.87248000000000003,18750,18.75,1170,2340,2.34,21.962479999999999,21229.825755948248,21.229825755948248]
[872.48,0.87248000000000003,18750,18.75,1240,2480,2.48,22.10248,21356.221572112525,21.356221572112524]
[872.48,0.87248000000000003,18750,18.75,1170,2340,2.34,21.962479999999999,21398.713141753651,21.39871314175365]
[872.48,0.87248000000000003,18750,18.75,1050,2100,2.1,21.722480000000001,21543.140232291436,21.543140232291435]
[872.48,0.87248000000000003,18750,18.75,460,920,0.92,20.542480000000001,21474.931066549052,21.47493106654905]
[872.48,0.87248000000000003,18750,18.75,70,140,0.14000000000000001,19.76248,19905.039971855796,19.905039971855796]
[872.48,0.87248000000000003,18750,18.75,180,360,0.36,19.982479999999999,21607.348079091615,21.607348079091615]
[872.48,0.87248000000000003,18750,18.75,310,620,0.62,20.24248,21587.176765720498,21.5871767657205]
[872.48,0.87248000000000003,18750,18.75,370,740,0.74,20.362479999999998,21272.619779627908,21.27261977962791]
[872.48,0.87248000000000003,18750,18.75,130,260,0.26,19.882480000000001,21294.304899406288,21.294304899406288]
[872.48,0.87248000000000003,18750,18.75,0,0,0,19.622479999999999,21265.548505254403,21.265548505254404]
[872.48,0.87248000000000003,18750,18.75,0,0,0,19.622479999999999,21260.005950936305,21.260005950936307]
[872.48,0.87248000000000003,18750,18.75,0,0,0,19.622479999999999,21113.552622237083,21.113552622237084]
[872.48,0.87248000000000003,18750,18.75,0,0,0,19.622479999999999,20695.681250344169,20.695681250344169]
[872.48,0.87248000000000003,18750,18.75,0,0,0,19.622479999999999,21561.981640371036,21.561981640371037]
[872.48,0.87248000000000003,18750,18.75,0,0,0,19.622479999999999,21864.389711420161,21.864389711420159]
[872.48,0.87248000000000003,18750,18.75,0,0,0,19.622479999999999,22573.000194750046,22.573000194750048]
[872.48,0.87248000000000003,18750,18.75,10,20,0.02,19.642479999999999,23865.781739397418,23.86578173939742]
[872.48,0.87248000000000003,18750,18.75,330,660,0.66,20.28248,22993.116680850238,22.993116680850239]
[872.48,0.87248000000000003,18750,18.75,970,1940,1.94,21.562480000000001,22637.590718432239,22.637590718432239]
[872.48,0.87248000000000003,18750,18.75,1550,3100,3.1,22.722480000000001,22627.056817316505,22.627056817316504]
[872.48,0.87248000000000003,18750,18.75,1710,3420,3.42,23.042479999999998,22853.874593098011,22.853874593098013]
[872.48,0.87248000000000003,18750,18.75,2550,5100,5.0999999999999996,24.722479999999997,22748.313885569936,22.748313885569935]
[872.48,0.87248000000000003,18750,18.75,2930,5860,5.86,25.482479999999999,23041.874382802151,23.041874382802149]
[872.48,{"$f":"A4099/1000","v":0.87248000000000003},18750,{"$f":"C4099/1000","v":18.75},2050,{"$f":"E4099*2","v":4100},{"$f":"F4099/1000","v":4.0999999999999996},{"$f":"B4099+D4099+G4099","v":23.722479999999997},22758.365182227786,{"$f":"I4099/1000","v":22.758365182227784}]
[872.48,0.87248000000000003,18750,18.75,1730,3460,3.46,23.08248,22931.794955218676,22.931794955218678]
[872.48,0.87248000000000003,18750,18.75,1470,2940,2.94,22.562480000000001,21318.037604143738,21.318037604143736]
[872.48,0.87248000000000003,18750,18.75,1370,2740,2.74,22.362479999999998,21283.722445367755,21.283722445367754]
[872.48,0.87248000000000003,18750,18.75,640,1280,1.28,20.902480000000001,21540.121489951678,21.540121489951677]
[872.48,0.87248000000000003,18750,18.75,440,880,0.88,20.502479999999998,22289.635879968391,22.28963587996839]
[872.48,0.87248000000000003,18750,18.75,310,620,0.62,20.24248,22057.319551264096,22.057319551264097]
[872.48,0.87248000000000003,18750,18.75,0,0,0,19.622479999999999,21938.406378555312,21.93840637855531]
[872.48,0.87248000000000003,18750,18.75,150,300,0.3,19.92248,21894.846111143132,21.894846111143131]
[872.48,0.87248000000000003,18750,18.75,440,880,0.88,20.502479999999998,21927.447563791429,21.927447563791429]
[872.48,0.87248000000000003,18750,18.75,400,800,0.8,20.42248,22022.140469088019,22.022140469088018]
[872.48,0.87248000000000003,18750,18.75,250,500,0.5,20.122479999999999,22286.54721005277,22.28654721005277]
[872.48,0.87248000000000003,18750,18.75,50,100,0.1,19.722480000000001,22050.067069370125,22.050067069370126]
[872.48,0.87248000000000003,18750,18.75,20,40,0.04,19.662479999999999,21730.52022812581,21.730520228125808]
[872.48,0.87248000000000003,18750,18.75,10,20,0.02,19.642479999999999,22424.194289448376,22.424194289448376]
[872.48,0.87248000000000003,18750,18.75,20,40,0.04,19.662479999999999,22244.127048491238,22.24412704849124]
[872.48,0.87248000000000003,18750,18.75,100,200,0.2,19.822479999999999,22136.40878943061,22.136408789430611]
[872.48,0.87248000000000003,18750,18.75,180,360,0.36,19.982479999999999,22566.611469123553,22.566611469123554]
[872.48,0.87248000000000003,18750,18.75,1150,2300,2.2999999999999998,21.92248,22302.394884149246,22.302394884149244]
[872.48,0.87248000000000003,18750,18.75,1500,3000,3,22.622479999999999,22636.690712861149,22.636690712861149]
[872.48,0.87248000000000003,18750,18.75,1220,2440,2.44,22.062480000000001,22368.695212843388,22.368695212843388]
[872.48,0.87248000000000003,18750,18.75,1640,3280,3.28,22.902480000000001,22677.789544338306,22.677789544338307]
[872.48,0.87248000000000003,18750,18.75,930,1860,1.86,21.482479999999999,22522.138669677617,22.522138669677616]
[872.48,0.87248000000000003,18750,18.75,1380,2760,2.76,22.382480000000001,22556.098953803059,22.556098953803058]
[872.48,0.87248000000000003,18750,18.75,1120,2240,2.2400000000000002,21.862479999999998,22407.838051286933,22.407838051286934]
[872.48,0.87248000000000003,18750,18.75,1250,2500,2.5,22.122479999999999,22278.042184982874,22.278042184982873]
[872.48,0.87248000000000003,18750,18.75,1350,2700,2.7,22.322479999999999,22578.32533681277,22.578325336812771]
[872.48,0.87248000000000003,18750,18.75,950,1900,1.9,21.522479999999998,23129.116158573506,23.129116158573506]
[872.48,0.87248000000000003,18750,18.75,370,740,0.74,20.362479999999998,22393.779269949569,22.393779269949569]
[872.48,0.87248000000000003,18750,18.75,210,420,0.42,20.042480000000001,22259.52329222377,22.259523292223768]
[872.48,0.87248000000000003,18750,18.75,110,220,0.22,19.842479999999998,22855.511910644902,22.855511910644903]
[872.48,0.87248000000000003,18750,18.75,110,220,0.22,19.842479999999998,22559.412659930749,22.55941265993075]
[872.48,0.87248000000000003,18750,18.75,60,120,0.12,19.74248,22593.981563832032,22.593981563832031]
[872.48,0.87248000000000003,18750,18.75,0,0,0,19.622479999999999,22334.080031783051,22.334080031783049]
[872.48,0.87248000000000003,18750,18.75,0,0,0,19.622479999999999,22280.052212838313,22.280052212838314]
[872.48,0.87248000000000003,18750,18.75,0,0,0,19.622479999999999,22430.709420368923,22.430709420368924]
[872.48,0.87248000000000003,18750,18.75,0,0,0,19.622479999999999,21997.200435661496,21.997200435661497]
[872.48,0.87248000000000003,18750,18.75,0,0,0,19.622479999999999,22890.054721233013,22.890054721233014]
[872.48,0.87248000000000003,18750,18.75,0,0,0,19.622479999999999,23956.616292330364,23.956616292330363]
[872.48,0.87248000000000003,18750,18.75,0,0,0,19.622479999999999,23889.593320180717,23.889593320180715]
[872.48,0.87248000000000003,18750,18.75,0,0,0,19.622479999999999,23726.567348026005,23.726567348026006]
[872.48,0.87248000000000003,18750,18.75,0,0,0,19.622479999999999,23664.339434372778,23.664339434372778]
[872.48,0.87248000000000003,18750,18.75,120,240,0.24,19.862479999999998,23852.599285358887,23.852599285358888]
[872.48,0.87248000000000003,18750,18.75,430,860,0.86,20.482479999999999,23003.609118175507,23.003609118175508]
[872.48,0.87248000000000003,18750,18.75,990,1980,1.98,21.60248,21296.147487150909,21.296147487150908]
[872.48,0.87248000000000003,18750,18.75,1570,3140,3.14,22.76248,21298.673730883431,21.298673730883429]
[872.48,0.87248000000000003,18750,18.75,1570,3140,3.14,22.76248,21595.621852072349,21.595621852072348]
[872.48,0.87248000000000003,18750,18.75,1060,2120,2.12,21.74248,21453.108411951383,21.453108411951384]
[872.48,0.87248000000000003,18750,18.75,980,1960,1.96,21.58248,21547.969030342061,21.54796903034206]
[872.48,0.87248000000000003,18750,18.75,600,1200,1.2,20.822479999999999,21980.262923126549,21.980262923126549]
[872.48,0.87248000000000003,18750,18.75,560,1120,1.1200000000000001,20.74248,21657.807216978559,21.657807216978558]
[872.48,0.87248000000000003,18750,18.75,370,740,0.74,20.362479999999998,22078.253558230492,22.078253558230493]
[872.48,0.87248000000000003,18750,18.75,270,540,0.54,20.162479999999999,22040.510842350861,22.040510842350862]
[872.48,0.87248000000000003,18750,18.75,130,260,0.26,19.882480000000001,21329.080113893142,21.329080113893141]
[872.48,0.87248000000000003,18750,18.75,250,500,0.5,20.122479999999999,20709.600115247846,20.709600115247845]
[872.48,0.87248000000000003,18750,18.75,120,240,0.24,19.862479999999998,21542.985118084147,21.542985118084147]
[872.48,0.87248000000000003,18750,18.75,10,20,0.02,19.642479999999999,21744.123850687189,21.744123850687188]
[872.48,0.87248000000000003,18750,18.75,0,0,0,19.622479999999999,21892.36737994555,21.892367379945551]
[872.48,0.87248000000000003,18750,18.75,0,0,0,19.622479999999999,22104.101154331744,22.104101154331744]
[872.48,0.87248000000000003,18750,18.75,0,0,0,19.622479999999999,22136.418900852354,22.136418900852355]
[872.48,0.87248000000000003,18750,18.75,0,0,0,19.622479999999999,22159.025222580101,22.159025222580102]
[872.48,0.87248000000000003,18750,18.75,0,0,0,19.622479999999999,22100.58250670047,22.100582506700469]
[872.48,0.87248000000000003,18750,18.75,10,20,0.02,19.642479999999999,21588.011712795167,21.588011712795169]
[872.48,0.87248000000000003,18750,18.75,0,0,0,19.622479999999999,21823.000679383877,21.823000679383878]
[872.48,{"$f":"A4163/1000","v":0.87248000000000003},18750,{"$f":"C4163/1000","v":18.75},150,{"$f":"E4163*2","v":300},{"$f":"F4163/1000","v":0.3},{"$f":"B4163+D4163+G4163","v":19.92248},22349.259008108471,{"$f":"I4163/1000","v":22.349259008108472}]
[872.48,0.87248000000000003,18750,18.75,150,300,0.3,19.92248,22315.168774122809,22.31516877412281]
[872.48,0.87248000000000003,18750,18.75,280,560,0.56000000000000005,20.182479999999998,22453.986994185831,22.453986994185829]
[872.48,0.87248000000000003,18750,18.75,570,1140,1.1399999999999999,20.76248,21779.19919330905,21.779199193309051]
[872.48,0.87248000000000003,18750,18.75,250,500,0.5,20.122479999999999,21574.656654298749,21.574656654298749]
[872.48,0.87248000000000003,18750,18.75,290,580,0.57999999999999996,20.202479999999998,21689.481207231696,21.689481207231697]
[872.48,0.87248000000000003,18750,18.75,520,1040,1.04,20.662479999999999,21594.180510845796,21.594180510845796]
[872.48,0.87248000000000003,18750,18.75,430,860,0.86,20.482479999999999,21761.625258766788,21.761625258766788]
[872.48,0.87248000000000003,18750,18.75,1030,2060,2.06,21.682479999999998,22278.350916180458,22.278350916180457]
[872.48,0.87248000000000003,18750,18.75,2010,4020,4.0199999999999996,23.642479999999999,22193.24789946212,22.193247899462119]
[872.48,0.87248000000000003,18750,18.75,1290,2580,2.58,22.202480000000001,21982.566629254237,21.982566629254237]
[872.48,0.87248000000000003,18750,18.75,600,1200,1.2,20.822479999999999,22079.922311712417,22.079922311712416]
[872.48,0.87248000000000003,18750,18.75,390,780,0.78,20.402480000000001,22290.317321474515,22.290317321474515]
[872.48,0.87248000000000003,18750,18.75,190,380,0.38,20.002479999999998,22092.281081907611,22.092281081907611]
[872.48,0.87248000000000003,18750,18.75,340,680,0.68,20.302479999999999,22536.976243494519,22.536976243494518]
[872.48,0.87248000000000003,18750,18.75,20,40,0.04,19.662479999999999,22397.684256021854,22.397684256021854]
[872.48,0.87248000000000003,18750,18.75,330,660,0.66,20.28248,22064.522178006329,22.064522178006328]
[872.48,0.87248000000000003,18750,18.75,40,80,0.08,19.702479999999998,21489.414956522618,21.489414956522619]
[872.48,0.87248000000000003,18750,18.75,210,420,0.42,20.042480000000001,20702.503776806836,20.702503776806836]
[872.48,0.87248000000000003,18750,18.75,0,0,0,19.622479999999999,21134.751475998582,21.134751475998584]
[872.48,0.87248000000000003,18750,18.75,0,0,0,19.622479999999999,20889.706204395392,20.889706204395392]
[872.48,0.87248000000000003,18750,18.75,0,0,0,19.622479999999999,20927.135152865372,20.927135152865372]
[872.48,0.87248000000000003,18750,18.75,0,0,0,19.622479999999999,20858.044863168841,20.858044863168843]
[872.48,0.87248000000000003,18750,18.75,20,40,0.04,19.662479999999999,20684.958668170631,20.68495866817063]
[872.48,0.87248000000000003,18750,18.75,0,0,0,19.622479999999999,20930.030200219611,20.930030200219612]
[872.48,0.87248000000000003,18750,18.75,0,0,0,19.622479999999999,20689.966247558626,20.689966247558626]
[872.48,0.87248000000000003,18750,18.75,0,0,0,19.622479999999999,21021.139566521135,21.021139566521136]
[872.48,0.87248000000000003,18750,18.75,0,0,0,19.622479999999999,20899.652498267704,20.899652498267702]
[872.48,0.87248000000000003,18750,18.75,10,20,0.02,19.642479999999999,18921.757345062804,18.921757345062804]
[872.48,0.87248000000000003,18750,18.75,0,0,0,19.622479999999999,19788.070432799817,19.788070432799817]
[872.48,0.87248000000000003,18750,18.75,40,80,0.08,19.702479999999998,21275.694726702579,21.275694726702579]
[872.48,0.87248000000000003,18750,18.75,30,60,0.06,19.682479999999998,21788.684062388504,21.788684062388505]
[872.48,0.87248000000000003,18750,18.75,10,20,0.02,19.642479999999999,21461.966030336986,21.461966030336985]
[872.48,0.87248000000000003,18750,18.75,0,0,0,19.622479999999999,21741.496477429424,21.741496477429425]
[872.48,0.87248000000000003,18750,18.75,0,0,0,19.622479999999999,21519.422513626261,21.51942251362626]
[872.48,0.87248000000000003,18750,18.75,0,0,0,19.622479999999999,21250.110864584451,21.25011086458445]
[872.48,0.87248000000000003,18750,18.75,0,0,0,19.622479999999999,20487.433831112245,20.487433831112245]
[872.48,0.87248000000000003,18750,18.75,0,0,0,19.622479999999999,24284.245643324077,24.284245643324077]
[872.48,0.87248000000000003,18750,18.75,0,0,0,19.622479999999999,24780.952524971475,24.780952524971475]
[872.48,0.87248000000000003,18750,18.75,0,0,0,19.622479999999999,23301.513655800652,23.301513655800651]
[872.48,0.87248000000000003,18750,18.75,0,0,0,19.622479999999999,22176.394065199427,22.176394065199428]
[872.48,0.87248000000000003,18750,18.75,0,0,0,19.622479999999999,22603.869132077853,22.603869132077854]
[872.48,0.87248000000000003,18750,18.75,10,20,0.02,19.642479999999999,22148.036324249904,22.148036324249905]
[872.48,0.87248000000000003,18750,18.75,10,20,0.02,19.642479999999999,21566.672892460192,21.566672892460193]
[872.48,0.87248000000000003,18750,18.75,100,200,0.2,19.822479999999999,21875.973328410451,21.875973328410453]
[872.48,0.87248000000000003,18750,18.75,110,220,0.22,19.842479999999998,21623.130733689282,21.623130733689283]
[872.48,0.87248000000000003,18750,18.75,20,40,0.04,19.662479999999999,21267.582244808615,21.267582244808615]
[872.48,0.87248000000000003,18750,18.75,0,0,0,19.622479999999999,21302.322556789499,21.302322556789498]
[872.48,0.87248000000000003,18750,18.75,20,40,0.04,19.662479999999999,21565.514094409566,21.565514094409565]
[872.48,0.87248000000000003,18750,18.75,130,260,0.26,19.882480000000001,21549.095173795016,21.549095173795017]
[872.48,0.87248000000000003,18750,18.75,10,20,0.02,19.642479999999999,21476.066063763512,21.476066063763511]
[872.48,0.87248000000000003,18750,18.75,0,0,0,19.622479999999999,20834.80717793019,20.834807177930191]
[872.48,0.87248000000000003,18750,18.75,30,60,0.06,19.682479999999998,20952.12779632087,20.95212779632087]
[872.48,0.87248000000000003,18750,18.75,0,0,0,19.622479999999999,21631.182024776052,21.631182024776052]
[872.48,0.87248000000000003,18750,18.75,0,0,0,19.622479999999999,21694.796115308753,21.694796115308751]
[872.48,0.87248000000000003,18750,18.75,0,0,0,19.622479999999999,21147.295243408229,21.14729524340823]
[872.48,0.87248000000000003,18750,18.75,0,0,0,19.622479999999999,20488.014955066399,20.488014955066401]
[872.48,0.87248000000000003,18750,18.75,30,60,0.06,19.682479999999998,20930.765125009933,20.930765125009934]
[872.48,0.87248000000000003,18750,18.75,0,0,0,19.622479999999999,20507.75888960866,20.50775888960866]
[872.48,0.87248000000000003,18750,18.75,0,0,0,19.622479999999999,20393.064448097459,20.393064448097459]
[872.48,0.87248000000000003,18750,18.75,0,0,0,19.622479999999999,20225.318409089701,20.225318409089702]
[872.48,0.87248000000000003,18750,18.75,100,200,0.2,19.822479999999999,20137.127768414673,20.137127768414672]
[872.48,0.87248000000000003,18750,18.75,120,240,0.24,19.862479999999998,19863.198707117488,19.863198707117487]
[872.48,0.87248000000000003,18750,18.75,390,780,0.78,20.402480000000001,20631.817193237988,20.631817193237989]
[872.48,{"$f":"A4227/1000","v":0.87248000000000003},18750,{"$f":"C4227/1000","v":18.75},630,{"$f":"E4227*2","v":1260},{"$f":"F4227/1000","v":1.26},{"$f":"B4227+D4227+G4227","v":20.882480000000001},20296.530145863442,{"$f":"I4227/1000","v":20.296530145863443}]
[872.48,0.87248000000000003,18750,18.75,420,840,0.84,20.462479999999999,21204.63943979159,21.204639439791592]
[872.48,0.87248000000000003,18750,18.75,110,220,0.22,19.842479999999998,21311.623808878656,21.311623808878657]
[872.48,0.87248000000000003,18750,18.75,150,300,0.3,19.92248,21312.820058182271,21.312820058182272]
[872.48,0.87248000000000003,18750,18.75,140,280,0.28000000000000003,19.902480000000001,20218.124541400484,20.218124541400485]
[872.48,0.87248000000000003,18750,18.75,80,160,0.16,19.78248,20034.221090137347,20.034221090137347]
[872.48,0.87248000000000003,18750,18.75,60,120,0.12,19.74248,21129.47276708535,21.12947276708535]
[872.48,0.87248000000000003,18750,18.75,60,120,0.12,19.74248,21299.756301914793,21.299756301914794]
[872.48,0.87248000000000003,18750,18.75,70,140,0.14000000000000001,19.76248,20693.542519146591,20.69354251914659]
[872.48,0.87248000000000003,18750,18.75,20,40,0.04,19.662479999999999,20651.214722486198,20.651214722486198]
[872.48,0.87248000000000003,18750,18.75,70,140,0.14000000000000001,19.76248,20846.800939768749,20.846800939768748]
[872.48,0.87248000000000003,18750,18.75,70,140,0.14000000000000001,19.76248,20660.339803266961,20.660339803266961]
[872.48,0.87248000000000003,18750,18.75,0,0,0,19.622479999999999,20851.017278209758,20.851017278209756]
[872.48,0.87248000000000003,18750,18.75,0,0,0,19.622479999999999,21558.804072125211,21.558804072125209]
[872.48,0.87248000000000003,18750,18.75,0,0,0,19.622479999999999,21122.303891039504,21.122303891039504]
[872.48,0.87248000000000003,18750,18.75,0,0,0,19.622479999999999,20897.541212752025,20.897541212752024]
[872.48,0.87248000000000003,18750,18.75,0,0,0,19.622479999999999,20572.109301869117,20.572109301869116]
[872.48,0.87248000000000003,18750,18.75,0,0,0,19.622479999999999,19925.832914643022,19.925832914643021]
[872.48,0.87248000000000003,18750,18.75,0,0,0,19.622479999999999,19527.92542715259,19.527925427152589]
[872.48,0.87248000000000003,18750,18.75,540,1080,1.08,20.702480000000001,19136.244350527297,19.136244350527296]
[872.48,0.87248000000000003,18750,18.75,670,1340,1.34,20.962479999999999,19187.039592869591,19.187039592869592]
[872.48,0.87248000000000003,18750,18.75,800,1600,1.6,21.222480000000001,19044.562385338981,19.044562385338981]
[872.48,0.87248000000000003,18750,18.75,510,1020,1.02,20.642479999999999,19209.187194541933,19.209187194541933]
[872.48,0.87248000000000003,18750,18.75,150,300,0.3,19.92248,19087.230165286113,19.087230165286112]
[872.48,0.87248000000000003,18750,18.75,460,920,0.92,20.542480000000001,18888.831488393938,18.88883148839394]
[872.48,0.87248000000000003,18750,18.75,710,1420,1.42,21.042479999999998,19155.156837992352,19.155156837992351]
[872.48,0.87248000000000003,18750,18.75,750,1500,1.5,21.122479999999999,18863.340024603469,18.86334002460347]
[872.48,0.87248000000000003,18750,18.75,70,140,0.14000000000000001,19.76248,18695.775248827042,18.69577524882704]
[872.48,0.87248000000000003,18750,18.75,170,340,0.34,19.962479999999999,19135.677839382584,19.135677839382584]
[872.48,0.87248000000000003,18750,18.75,90,180,0.18,19.802479999999999,19829.751027449925,19.829751027449927]
[872.48,0.87248000000000003,18750,18.75,100,200,0.2,19.822479999999999,19710.275305994131,19.710275305994131]
[872.48,0.87248000000000003,18750,18.75,810,1620,1.62,21.24248,18812.504654126173,18.812504654126172]
[872.48,0.87248000000000003,18750,18.75,1290,2580,2.58,22.202480000000001,19426.063428537749,19.426063428537748]
[872.48,0.87248000000000003,18750,18.75,1130,2260,2.2599999999999998,21.882480000000001,19618.082255849273,19.618082255849274]
[872.48,0.87248000000000003,18750,18.75,520,1040,1.04,20.662479999999999,20011.930794869724,20.011930794869723]
[872.48,0.87248000000000003,18750,18.75,840,1680,1.68,21.302479999999999,19540.627886762206,19.540627886762206]
[872.48,0.87248000000000003,18750,18.75,570,1140,1.1399999999999999,20.76248,19818.052162546253,19.818052162546252]
[872.48,0.87248000000000003,18750,18.75,680,1360,1.36,20.982479999999999,20271.203634718731,20.271203634718731]
[872.48,0.87248000000000003,18750,18.75,700,1400,1.4,21.022479999999998,20409.986980131216,20.409986980131215]
[872.48,0.87248000000000003,18750,18.75,560,1120,1.1200000000000001,20.74248,20986.314184901661,20.986314184901662]
[872.48,0.87248000000000003,18750,18.75,720,1440,1.44,21.062480000000001,20550.126652842529,20.550126652842529]
[872.48,0.87248000000000003,18750,18.75,600,1200,1.2,20.822479999999999,20255.41100240541,20.25541100240541]
[872.48,0.87248000000000003,18750,18.75,900,1800,1.8,21.42248,19410.912104024457,19.410912104024458]
[872.48,0.87248000000000003,18750,18.75,1350,2700,2.7,22.322479999999999,19323.306683407372,19.323306683407374]
[872.48,0.87248000000000003,18750,18.75,800,1600,1.6,21.222480000000001,19093.746414589725,19.093746414589724]
[872.48,0.87248000000000003,18750,18.75,540,1080,1.08,20.702480000000001,19783.026836637651,19.783026836637653]
[872.48,0.87248000000000003,18750,18.75,360,720,0.72,20.342479999999998,19594.063335234725,19.594063335234726]
[872.48,0.87248000000000003,18750,18.75,140,280,0.28000000000000003,19.902480000000001,19685.756296242191,19.685756296242189]
[872.48,0.87248000000000003,18750,18.75,450,900,0.9,20.522479999999998,19401.21712352326,19.40121712352326]
[872.48,0.87248000000000003,18750,18.75,480,960,0.96,20.58248,19313.690283684402,19.313690283684402]
[872.48,0.87248000000000003,18750,18.75,640,1280,1.28,20.902480000000001,18914.340375581964,18.914340375581965]
[872.48,0.87248000000000003,18750,18.75,100,200,0.2,19.822479999999999,19334.467980065227,19.334467980065227]
[872.48,0.87248000000000003,18750,18.75,130,260,0.26,19.882480000000001,19166.606804565828,19.166606804565827]
[872.48,0.87248000000000003,18750,18.75,10,20,0.02,19.642479999999999,20059.689877045799,20.059689877045798]
[872.48,0.87248000000000003,18750,18.75,0,0,0,19.622479999999999,21575.79172950843,21.575791729508431]
[872.48,0.87248000000000003,18750,18.75,0,0,0,19.622479999999999,21730.38015013059,21.730380150130589]
[872.48,0.87248000000000003,18750,18.75,0,0,0,19.622479999999999,21045.947157051305,21.045947157051305]
[872.48,0.87248000000000003,18750,18.75,90,180,0.18,19.802479999999999,20199.509438335372,20.199509438335372]
[872.48,0.87248000000000003,18750,18.75,20,40,0.04,19.662479999999999,21089.924970424956,21.089924970424956]
[872.48,0.87248000000000003,18750,18.75,0,0,0,19.622479999999999,20220.924580398096,20.220924580398094]
[872.48,0.87248000000000003,18750,18.75,110,220,0.22,19.842479999999998,19477.690084530725,19.477690084530725]
[872.48,0.87248000000000003,18750,18.75,190,380,0.38,20.002479999999998,19445.002360294464,19.445002360294463]
[872.48,0.87248000000000003,18750,18.75,70,140,0.14000000000000001,19.76248,19069.923860271625,19.069923860271626]
[872.48,0.87248000000000003,18750,18.75,200,400,0.4,20.022479999999998,19106.46646472951,19.106466464729511]
[872.48,{"$f":"A4291/1000","v":0.87248000000000003},18750,{"$f":"C4291/1000","v":18.75},320,{"$f":"E4291*2","v":640},{"$f":"F4291/1000","v":0.64},{"$f":"B4291+D4291+G4291","v":20.26248},19256.62994941917,{"$f":"I4291/1000","v":19.256629949419171}]
[872.48,0.87248000000000003,18750,18.75,520,1040,1.04,20.662479999999999,19142.872948018787,19.142872948018788]
[872.48,0.87248000000000003,18750,18.75,70,140,0.14000000000000001,19.76248,19162.089436879149,19.16208943687915]
[872.48,0.87248000000000003,18750,18.75,500,1000,1,20.622479999999999,18808.768471675605,18.808768471675606]
[872.48,0.87248000000000003,18750,18.75,130,260,0.26,19.882480000000001,18597.287140185763,18.597287140185763]
[872.48,0.87248000000000003,18750,18.75,0,0,0,19.622479999999999,17805.880968826612,17.80588096882661]
[872.48,0.87248000000000003,18750,18.75,0,0,0,19.622479999999999,18225.299875538818,18.225299875538816]
[872.48,0.87248000000000003,18750,18.75,80,160,0.16,19.78248,18292.128996712501,18.292128996712503]
[872.48,0.87248000000000003,18750,18.75,240,480,0.48,20.10248,18655.667507877519,18.655667507877517]
[872.48,0.87248000000000003,18750,18.75,100,200,0.2,19.822479999999999,18446.939982794938,18.446939982794937]
[872.48,0.87248000000000003,18750,18.75,90,180,0.18,19.802479999999999,18067.191466058834,18.067191466058834]
[872.48,0.87248000000000003,18750,18.75,0,0,0,19.622479999999999,18019.096073297187,18.019096073297188]
[872.48,0.87248000000000003,18750,18.75,0,0,0,19.622479999999999,18177.938283613341,18.17793828361334]
[872.48,0.87248000000000003,18750,18.75,0,0,0,19.622479999999999,17985.245911735656,17.985245911735657]
[872.48,0.87248000000000003,18750,18.75,0,0,0,19.622479999999999,22020.13704708578,22.020137047085779]
[872.48,0.87248000000000003,18750,18.75,0,0,0,19.622479999999999,22409.628168279763,22.409628168279763]
[872.48,0.87248000000000003,18750,18.75,0,0,0,19.622479999999999,22259.597003922543,22.259597003922543]
[872.48,0.87248000000000003,18750,18.75,0,0,0,19.622479999999999,22082.774732324429,22.082774732324431]
[872.48,0.87248000000000003,18750,18.75,0,0,0,19.622479999999999,22261.314600023798,22.261314600023798]
[872.48,0.87248000000000003,18750,18.75,0,0,0,19.622479999999999,22143.165072160748,22.143165072160748]
[872.48,0.87248000000000003,18750,18.75,110,220,0.22,19.842479999999998,24220.670350842003,24.220670350842003]
[872.48,0.87248000000000003,18750,18.75,230,460,0.46,20.08248,24125.622270056163,24.125622270056162]
[872.48,0.87248000000000003,18750,18.75,210,420,0.42,20.042480000000001,24205.578931620232,24.205578931620231]
[872.48,0.87248000000000003,18750,18.75,260,520,0.52,20.142479999999999,23941.78239121462,23.94178239121462]
[872.48,0.87248000000000003,18750,18.75,150,300,0.3,19.92248,22723.702494203593,22.723702494203593]
[872.48,0.87248000000000003,18750,18.75,120,240,0.24,19.862479999999998,20982.50433532102,20.982504335321021]
[872.48,0.87248000000000003,18750,18.75,30,60,0.06,19.682479999999998,21556.10408326739,21.556104083267389]
[872.48,0.87248000000000003,18750,18.75,10,20,0.02,19.642479999999999,22165.404015059641,22.165404015059639]
[872.48,0.87248000000000003,18750,18.75,10,20,0.02,19.642479999999999,22307.326169664924,22.307326169664925]
[0,0,18750,18.75,20,40,0.04,18.79,22124.011254611316,22.124011254611315]
[0,0,18750,18.75,20,40,0.04,18.79,21649.907094414637,21.649907094414637]
[0,0,18750,18.75,20,40,0.04,18.79,22219.286937069497,22.219286937069498]
[0,0,18750,18.75,0,0,0,18.75,22353.816403650584,22.353816403650583]
[0,0,18750,18.75,0,0,0,18.75,22689.728487237197,22.689728487237197]
[0,0,18750,18.75,0,0,0,18.75,24738.406069537632,24.738406069537632]
[0,0,18750,18.75,0,0,0,18.75,7142.2757091111916,7.1422757091111917]
[0,0,18750,18.75,0,0,0,18.75,9239.112356874437,9.2391123568744362]
[0,0,18750,18.75,0,0,0,18.75,16777.559737565582,16.777559737565582]
[0,0,18750,18.75,0,0,0,18.75,18271.037649914862,18.271037649914863]
[0,0,18750,18.75,0,0,0,18.75,19375.826945248471,19.37582694524847]
[0,0,18750,18.75,0,0,0,18.75,19131.155429912753,19.131155429912752]
[0,0,18750,18.75,0,0,0,18.75,18079.79531703479,18.07979531703479]
[0,0,18750,18.75,0,0,0,18.75,16590.704933933717,16.590704933933718]
[0,0,18750,18.75,0,0,0,18.75,16901.993027267192,16.901993027267192]
[0,0,18750,18.75,0,0,0,18.75,17040.466367108587,17.040466367108586]
[0,0,18750,18.75,60,120,0.12,18.87,17283.750436762406,17.283750436762407]
[0,0,18750,18.75,20,40,0.04,18.79,17152.840869901742,17.152840869901741]
[0,0,18750,18.75,10,20,0.02,18.77,17489.080343459384,17.489080343459385]
[0,0,18750,18.75,10,20,0.02,18.77,17770.085882474759,17.77008588247476]
[0,0,18750,18.75,10,20,0.02,18.77,17637.853772438171,17.63785377243817]
[0,0,18750,18.75,40,80,0.08,18.829999999999998,17399.431188859176,17.399431188859175]
[0,0,18750,18.75,100,200,0.2,18.95,17271.296485506879,17.271296485506877]
[0,0,18750,18.75,20,40,0.04,18.79,15922.369581524381,15.92236958152438]
[0,0,18750,18.75,0,0,0,18.75,15743.118422738245,15.743118422738245]
[0,0,18750,18.75,0,0,0,18.75,16649.422736165194,16.649422736165192]
[0,0,18750,18.75,0,0,0,18.75,15973.286070384745,15.973286070384745]
[0,0,18750,18.75,0,0,0,18.75,16092.45810242611,16.092458102426111]
[0,0,18750,18.75,0,0,0,18.75,16495.481828077984,16.495481828077985]
[0,0,18750,18.75,0,0,0,18.75,17230.46866099105,17.23046866099105]
[0,0,18750,18.75,0,0,0,18.75,17821.772488327955,17.821772488327955]
[0,0,18750,18.75,30,60,0.06,18.809999999999999,17293.679173531073,17.293679173531071]
[0,0,18750,18.75,0,0,0,18.75,17276.537893586479,17.276537893586479]
[0,0,18750,18.75,0,0,0,18.75,17162.040892186091,17.162040892186091]
[0,0,18750,18.75,0,0,0,18.75,16913.65186431543,16.91365186431543]
[0,{"$f":"A4355/1000","v":0},18750,{"$f":"C4355/1000","v":18.75},0,{"$f":"E4355*2","v":0},{"$f":"F4355/1000","v":0},{"$f":"B4355+D4355+G4355","v":18.75},14787.334972931327,{"$f":"I4355/1000","v":14.787334972931326}]
[0,0,18750,18.75,0,0,0,18.75,14677.364488297499,14.677364488297499]
[0,0,18750,18.75,0,0,0,18.75,17297.15797715279,17.297157977152789]
[0,0,18750,18.75,50,100,0.1,18.850000000000001,16819.477623363367,16.819477623363369]
[0,0,18750,18.75,170,340,0.34,19.09,16519.624438106955,16.519624438106955]
[0,0,18750,18.75,220,440,0.44,19.190000000000001,16453.981555094713,16.453981555094714]
[0,0,18750,18.75,290,580,0.57999999999999996,19.329999999999998,16350.039667901614,16.350039667901616]
[0,0,18750,18.75,320,640,0.64,19.39,16986.532215293922,16.986532215293924]
[0,0,18750,18.75,230,460,0.46,19.21,18770.719506492362,18.770719506492362]
[0,0,18750,18.75,410,820,0.82,19.57,19023.111005114817,19.023111005114817]
[0,0,18750,18.75,400,800,0.8,19.55,19259.718803180673,19.259718803180672]
[0,0,18750,18.75,190,380,0.38,19.13,18142.644399210862,18.142644399210862]
[0,0,18750,18.75,80,160,0.16,18.91,18136.604371355425,18.136604371355425]
[0,0,18750,18.75,10,20,0.02,18.77,18742.549305933222,18.74254930593322]
[0,0,18750,18.75,60,120,0.12,18.87,18452.947512043142,18.452947512043142]
[0,0,18750,18.75,0,0,0,18.75,18171.865913141119,18.171865913141119]
[0,0,18750,18.75,0,0,0,18.75,18299.594149917401,18.2995941499174]
[0,0,18750,18.75,20,40,0.04,18.79,17400.268562116944,17.400268562116946]
[0,0,18750,18.75,90,180,0.18,18.93,17210.398582995833,17.210398582995833]
[0,0,18750,18.75,20,40,0.04,18.79,17224.272500824831,17.224272500824831]
[0,0,18750,18.75,190,380,0.38,19.13,19177.459542729808,19.177459542729807]
[0,0,18750,18.75,280,560,0.56000000000000005,19.309999999999999,19643.301065042073,19.643301065042074]
[0,0,18750,18.75,960,1920,1.92,20.67,18835.747521881374,18.835747521881373]
[0,0,18750,18.75,770,1540,1.54,20.29,17412.581836612269,17.412581836612269]
[0,0,18750,18.75,1780,3560,3.56,22.31,16451.371935435618,16.451371935435617]
[0,0,18750,18.75,1760,3520,3.52,22.27,16600.642659676952,16.600642659676954]
[0,0,18750,18.75,1350,2700,2.7,21.45,16528.920610922327,16.528920610922327]
[0,0,18750,18.75,1160,2320,2.3199999999999998,21.07,17251.028567789548,17.251028567789547]
[0,0,18750,18.75,2290,4580,4.58,23.33,17780.981615174242,17.780981615174241]
[0,0,18750,18.75,3170,6340,6.34,25.09,15733.290215324376,15.733290215324375]
[0,0,18750,18.75,3180,6360,6.36,25.11,15617.051677709387,15.617051677709387]
[0,0,18750,18.75,3150,6300,6.3,25.05,15623.08399247074,15.62308399247074]
[0,0,18750,18.75,3150,6300,6.3,25.05,15584.32101475001,15.58432101475001]
[0,0,18750,18.75,3170,6340,6.34,25.09,16186.240734840947,16.186240734840947]
[0,0,18750,18.75,3040,6080,6.08,24.83,16382.751748778819,16.382751748778819]
[0,0,18750,18.75,2590,5180,5.18,23.93,16018.525518948631,16.018525518948632]
[0,0,18750,18.75,1560,3120,3.12,21.87,16171.627433997164,16.171627433997163]
[0,0,18750,18.75,490,980,0.98,19.73,15936.04076545655,15.93604076545655]
[0,0,18750,18.75,740,1480,1.48,20.23,16684.461460487746,16.684461460487746]
[0,0,18750,18.75,220,440,0.44,19.190000000000001,16357.372943751641,16.357372943751642]
[0,0,18750,18.75,180,360,0.36,19.11,15989.17040333588,15.98917040333588]
[0,0,18750,18.75,330,660,0.66,19.41,15531.759882413849,15.53175988241385]
[0,0,18750,18.75,430,860,0.86,19.61,15501.823231991957,15.501823231991956]
[0,0,18750,18.75,200,400,0.4,19.149999999999999,17599.198415964729,17.599198415964729]
[0,0,18750,18.75,520,1040,1.04,19.79,17976.69802879955,17.97669802879955]
[0,0,18750,18.75,1280,2560,2.56,21.31,18585.762723820597,18.585762723820597]
[0,0,18750,18.75,950,1900,1.9,20.65,18911.545719660047,18.911545719660047]
[0,0,18750,18.75,750,1500,1.5,20.25,18795.147293466802,18.795147293466801]
[0,0,18750,18.75,1030,2060,2.06,20.81,18527.057881191118,18.527057881191119]
[0,0,18750,18.75,1550,3100,3.1,21.85,16520.867894991938,16.520867894991937]
[0,0,18750,18.75,1990,3980,3.98,22.73,17406.483693037491,17.40648369303749]
[0,0,18750,18.75,1590,3180,3.18,21.93,17310.384254311837,17.310384254311838]
[0,0,18750,18.75,1990,3980,3.98,22.73,17447.133837885758,17.447133837885758]
[0,0,18750,18.75,2410,4820,4.82,23.57,17252.666396369485,17.252666396369484]
[0,0,18750,18.75,1990,3980,3.98,22.73,17038.612716691772,17.038612716691773]
[0,0,18750,18.75,1770,3540,3.54,22.29,17174.702372689826,17.174702372689826]
[0,0,18750,18.75,1100,2200,2.2000000000000002,20.95,17231.817503610375,17.231817503610376]
[0,0,18750,18.75,760,1520,1.52,20.27,17203.969952077819,17.20396995207782]
[0,0,18750,18.75,2370,4740,4.74,23.490000000000002,17862.177791952206,17.862177791952206]
[0,0,18750,18.75,2420,4840,4.84,23.59,17813.179922867679,17.813179922867679]
[0,0,18750,18.75,1650,3300,3.3,22.05,18106.089184724005,18.106089184724006]
[0,0,18750,18.75,1580,3160,3.16,21.91,18295.545351866771,18.295545351866771]
[0,0,18750,18.75,2260,4520,4.5199999999999996,23.27,18160.186970242226,18.160186970242226]
[0,0,18750,18.75,2100,4200,4.2,22.95,18416.938513433379,18.416938513433379]
[0,{"$f":"A4419/1000","v":0},18750,{"$f":"C4419/1000","v":18.75},2200,{"$f":"E4419*2","v":4400},{"$f":"F4419/1000","v":4.4000000000000004},{"$f":"B4419+D4419+G4419","v":23.15},18166.072034309727,{"$f":"I4419/1000","v":18.166072034309728}]
[0,0,18750,18.75,2570,5140,5.14,23.89,17822.176205597818,17.822176205597817]
[0,0,18750,18.75,1140,2280,2.2799999999999998,21.03,17854.455154067797,17.854455154067796]
[0,0,18750,18.75,1710,3420,3.42,22.17,18050.598844887689,18.050598844887688]
[0,0,18750,18.75,1520,3040,3.04,21.79,18979.638250237578,18.979638250237578]
[0,0,18750,18.75,1810,3620,3.62,22.37,18098.696530126334,18.098696530126333]
[0,0,18750,18.75,1200,2400,2.4,21.15,18149.630698654262,18.149630698654263]
[0,0,18750,18.75,1930,3860,3.86,22.61,18070.702768287774,18.070702768287774]
[0,0,18750,18.75,1750,3500,3.5,22.25,18242.157510637684,18.242157510637686]
[0,0,18750,18.75,2180,4360,4.3600000000000003,23.11,18306.450232088398,18.306450232088398]
[0,0,18750,18.75,2390,4780,4.78,23.53,18346.149447970565,18.346149447970564]
[0,0,18750,18.75,2090,4180,4.18,22.93,19008.096030184708,19.008096030184706]
[0,0,18750,18.75,3260,6520,6.52,25.27,20243.431069258455,20.243431069258456]
[0,0,18750,18.75,2860,5720,5.72,24.47,21020.195826966919,21.020195826966919]
[0,0,18750,18.75,2940,5880,5.88,24.63,20975.940428634189,20.975940428634189]
[0,0,18750,18.75,1140,2280,2.2799999999999998,21.03,20172.767980115987,20.172767980115985]
[0,0,18750,18.75,740,1480,1.48,20.23,18715.699088660822,18.715699088660823]
[0,0,18750,18.75,1040,2080,2.08,20.83,18763.725739082714,18.763725739082716]
[0,0,18750,18.75,1010,2020,2.02,20.77,18695.391542699352,18.695391542699351]
[0,0,18750,18.75,560,1120,1.1200000000000001,19.87,18553.265698679643,18.553265698679642]
[0,0,18750,18.75,300,600,0.6,19.350000000000001,18699.946512058374,18.699946512058375]
[0,0,18750,18.75,110,220,0.22,18.97,18776.395850504457,18.776395850504457]
[0,0,18750,18.75,60,120,0.12,18.87,18775.010808721301,18.775010808721301]
[0,0,18750,18.75,50,100,0.1,18.850000000000001,18916.782840762666,18.916782840762664]
[0,0,18750,18.75,10,20,0.02,18.77,19024.098489794327,19.024098489794326]
[0,0,18750,18.75,0,0,0,18.75,19342.644307364066,19.342644307364065]
[0,0,18750,18.75,0,0,0,18.75,19588.260658352709,19.588260658352709]
[0,0,18750,18.75,0,0,0,18.75,20358.294280964848,20.358294280964849]
[0,0,18750,18.75,0,0,0,18.75,19228.699787857644,19.228699787857643]
[0,0,18750,18.75,0,0,0,18.75,19291.652693154239,19.291652693154241]
[0,0,18750,18.75,0,0,0,18.75,19261.328708472189,19.261328708472188]
[0,0,18750,18.75,0,0,0,18.75,19520.529088711581,19.52052908871158]
[0,0,18750,18.75,10,20,0.02,18.77,19782.38947452206,19.782389474522059]
[0,0,18750,18.75,100,200,0.2,18.95,19603.162060861221,19.603162060861219]
[0,0,18750,18.75,160,320,0.32,19.07,19292.048987026548,19.292048987026547]
[0,0,18750,18.75,470,940,0.94,19.690000000000001,19013.858506507589,19.013858506507589]
[0,0,18750,18.75,1180,2360,2.36,21.11,19165.665636042981,19.165665636042981]
[0,0,18750,18.75,1390,2780,2.78,21.53,19296.927656942171,19.29692765694217]
[0,0,18750,18.75,1630,3260,3.26,22.009999999999998,19380.127117952175,19.380127117952174]
[0,0,18750,18.75,1070,2140,2.14,20.89,19418.391152774009,19.41839115277401]
[0,0,18750,18.75,680,1360,1.36,20.11,17551.29209845337,17.55129209845337]
[0,0,18750,18.75,510,1020,1.02,19.77,18258.564442475617,18.258564442475617]
[0,0,18750,18.75,520,1040,1.04,19.79,19324.785375607342,19.324785375607341]
[0,0,18750,18.75,470,940,0.94,19.690000000000001,19982.340633308195,19.982340633308194]
[0,0,18750,18.75,50,100,0.1,18.850000000000001,21565.321512236031,21.565321512236032]
[0,0,18750,18.75,260,520,0.52,19.27,19817.331016307748,19.817331016307747]
[0,0,18750,18.75,380,760,0.76,19.510000000000002,21520.062652903442,21.520062652903441]
[0,0,18750,18.75,240,480,0.48,19.23,22287.207293619078,22.28720729361908]
[0,0,18750,18.75,100,200,0.2,18.95,22331.281256016777,22.331281256016776]
[0,0,18750,18.75,0,0,0,18.75,22211.231817291118,22.211231817291118]
[0,0,18750,18.75,0,0,0,18.75,22428.160661315909,22.428160661315911]
[0,0,18750,18.75,40,80,0.08,18.829999999999998,23017.544176671927,23.017544176671926]
[0,0,18750,18.75,130,260,0.26,19.010000000000002,22939.154910649977,22.939154910649975]
[0,0,18750,18.75,50,100,0.1,18.850000000000001,21827.671987183905,21.827671987183905]
[0,0,18750,18.75,10,20,0.02,18.77,20695.942519146593,20.695942519146591]
[0,0,18750,18.75,10,20,0.02,18.77,20504.737559524285,20.504737559524283]
[0,0,18750,18.75,0,0,0,18.75,20397.038187651673,20.397038187651674]
[0,0,18750,18.75,60,120,0.12,18.87,19369.266067878376,19.369266067878375]
[0,0,18750,18.75,360,720,0.72,19.47,19879.400026059688,19.879400026059688]
[0,0,18750,18.75,390,780,0.78,19.53,23681.25081459694,23.68125081459694]
[0,0,18750,18.75,490,980,0.98,19.73,24719.907199062869,24.71990719906287]
[0,0,18750,18.75,490,980,0.98,19.73,22227.418139018868,22.227418139018869]
[0,0,18750,18.75,610,1220,1.22,19.97,20854.028547012178,20.854028547012177]
[0,0,18750,18.75,680,1360,1.36,20.11,20470.774932782049,20.470774932782049]
[0,{"$f":"A4483/1000","v":0},18750,{"$f":"C4483/1000","v":18.75},1480,{"$f":"E4483*2","v":2960},{"$f":"F4483/1000","v":2.96},{"$f":"B4483+D4483+G4483","v":21.71},20372.758092943193,{"$f":"I4483/1000","v":20.372758092943194}]
[0,0,18750,18.75,1320,2640,2.64,21.39,21723.601457930617,21.723601457930616]
[0,0,18750,18.75,930,1860,1.86,20.61,22235.12694821167,22.235126948211668]
[0,0,18750,18.75,1150,2300,2.2999999999999998,21.05,21236.339690490517,21.236339690490517]
[0,0,18750,18.75,1060,2120,2.12,20.87,21623.176960708548,21.623176960708548]
[872.48,0.87248000000000003,18750,18.75,370,740,0.74,20.362479999999998,21064.193551203181,21.064193551203182]
[872.48,0.87248000000000003,18750,18.75,500,1000,1,20.622479999999999,20930.16146902203,20.930161469022032]
[872.48,0.87248000000000003,18750,18.75,110,220,0.22,19.842479999999998,20837.642164002471,20.837642164002471]
[872.48,0.87248000000000003,18750,18.75,260,520,0.52,20.142479999999999,20230.76098012106,20.230760980121062]
[872.48,0.87248000000000003,18750,18.75,780,1560,1.56,21.182479999999998,21242.478416117006,21.242478416117006]
[872.48,0.87248000000000003,18750,18.75,860,1720,1.72,21.342479999999998,21507.808684934655,21.507808684934655]
[872.48,0.87248000000000003,18750,18.75,1150,2300,2.2999999999999998,21.92248,22273.520927322632,22.273520927322632]
[872.48,0.87248000000000003,18750,18.75,1260,2520,2.52,22.142479999999999,22721.002393924024,22.721002393924024]
[872.48,0.87248000000000003,18750,18.75,1550,3100,3.1,22.722480000000001,21967.925226745727,21.967925226745727]
[872.48,0.87248000000000003,18750,18.75,1890,3780,3.78,23.402480000000001,21385.466753172856,21.385466753172857]
[872.48,0.87248000000000003,18750,18.75,1710,3420,3.42,23.042479999999998,20570.265203055918,20.570265203055918]
[872.48,0.87248000000000003,18750,18.75,1700,3400,3.4,23.022479999999998,22551.875169680156,22.551875169680155]
[872.48,0.87248000000000003,18750,18.75,1510,3020,3.02,22.642479999999999,22813.695499779755,22.813695499779755]
[872.48,0.87248000000000003,18750,18.75,1910,3820,3.82,23.44248,22730.473802003627,22.730473802003626]
[872.48,0.87248000000000003,18750,18.75,1220,2440,2.44,22.062480000000001,22428.205652959274,22.428205652959274]
[872.48,0.87248000000000003,18750,18.75,960,1920,1.92,21.542479999999998,21694.821212802781,21.694821212802779]
[872.48,0.87248000000000003,18750,18.75,290,580,0.57999999999999996,20.202479999999998,21156.832850651655,21.156832850651657]
[872.48,0.87248000000000003,18750,18.75,320,640,0.64,20.26248,21971.631726748266,21.971631726748267]
[872.48,0.87248000000000003,18750,18.75,440,880,0.88,20.502479999999998,22481.007261598013,22.481007261598013]
[872.48,0.87248000000000003,18750,18.75,470,940,0.94,20.562480000000001,22422.064423154465,22.422064423154463]
[872.48,0.87248000000000003,18750,18.75,290,580,0.57999999999999996,20.202479999999998,22178.325439852502,22.178325439852504]
[872.48,0.87248000000000003,18750,18.75,220,440,0.44,20.062480000000001,22142.638917565615,22.142638917565616]
[872.48,0.87248000000000003,18750,18.75,80,160,0.16,19.78248,22123.52506658966,22.123525066589661]
[872.48,0.87248000000000003,18750,18.75,0,0,0,19.622479999999999,23013.746808985248,23.01374680898525]
[872.48,0.87248000000000003,18750,18.75,0,0,0,19.622479999999999,22742.552694762733,22.742552694762733]
[872.48,0.87248000000000003,18750,18.75,0,0,0,19.622479999999999,22623.599399490035,22.623599399490036]
[872.48,0.87248000000000003,18750,18.75,0,0,0,19.622479999999999,21477.86105540688,21.47786105540688]
[872.48,0.87248000000000003,18750,18.75,0,0,0,19.622479999999999,21240.874620851926,21.240874620851926]
[872.48,0.87248000000000003,18750,18.75,10,20,0.02,19.642479999999999,23525.772432972393,23.525772432972392]
[872.48,0.87248000000000003,18750,18.75,20,40,0.04,19.662479999999999,21573.245335356547,21.573245335356546]
[872.48,0.87248000000000003,18750,18.75,0,0,0,19.622479999999999,21680.738574918374,21.680738574918372]
[872.48,0.87248000000000003,18750,18.75,0,0,0,19.622479999999999,22000.970541512153,22.000970541512153]
[872.48,0.87248000000000003,18750,18.75,0,0,0,19.622479999999999,21964.936562401192,21.964936562401192]
[872.48,0.87248000000000003,18750,18.75,0,0,0,19.622479999999999,21915.490051256478,21.915490051256477]
[872.48,0.87248000000000003,18750,18.75,0,0,0,19.622479999999999,21897.527446798595,21.897527446798595]
[872.48,0.87248000000000003,18750,18.75,0,0,0,19.622479999999999,22052.110931488256,22.052110931488254]
[872.48,0.87248000000000003,18750,18.75,0,0,0,19.622479999999999,21862.107257381631,21.862107257381631]
[872.48,0.87248000000000003,18750,18.75,0,0,0,19.622479999999999,19957.907496938376,19.957907496938375]
[872.48,0.87248000000000003,18750,18.75,20,40,0.04,19.662479999999999,19885.326560995731,19.885326560995729]
[872.48,0.87248000000000003,18750,18.75,50,100,0.1,19.722480000000001,21750.406460716164,21.750406460716164]
[872.48,0.87248000000000003,18750,18.75,340,680,0.68,20.302479999999999,21319.476457905239,21.319476457905239]
[872.48,0.87248000000000003,18750,18.75,750,1500,1.5,21.122479999999999,20569.166808832975,20.569166808832975]
[872.48,0.87248000000000003,18750,18.75,190,380,0.38,20.002479999999998,22591.999243499595,22.591999243499593]
[872.48,0.87248000000000003,18750,18.75,230,460,0.46,20.08248,24053.903199022265,24.053903199022265]
[872.48,0.87248000000000003,18750,18.75,570,1140,1.1399999999999999,20.76248,22015.506941235122,22.015506941235124]
[872.48,0.87248000000000003,18750,18.75,530,1060,1.06,20.682479999999998,22168.070320074126,22.168070320074126]
[872.48,0.87248000000000003,18750,18.75,630,1260,1.26,20.882480000000001,21589.896860428977,21.589896860428976]
[872.48,0.87248000000000003,18750,18.75,310,620,0.62,20.24248,21607.074395248274,21.607074395248272]
[872.48,0.87248000000000003,18750,18.75,220,440,0.44,20.062480000000001,21958.137697497521,21.95813769749752]
[872.48,0.87248000000000003,18750,18.75,400,800,0.8,20.42248,22220.573102806804,22.220573102806803]
[872.48,0.87248000000000003,18750,18.75,750,1500,1.5,21.122479999999999,22021.588120900145,22.021588120900145]
[872.48,0.87248000000000003,18750,18.75,70,140,0.14000000000000001,19.76248,21413.461889664497,21.413461889664497]
[872.48,0.87248000000000003,18750,18.75,50,100,0.1,19.722480000000001,22082.094788035298,22.082094788035299]
[872.48,0.87248000000000003,18750,18.75,0,0,0,19.622479999999999,22506.0535666125,22.506053566612501]
[872.48,0.87248000000000003,18750,18.75,20,40,0.04,19.662479999999999,21614.934473243495,21.614934473243494]
[872.48,0.87248000000000003,18750,18.75,0,0,0,19.622479999999999,20511.826463425568,20.511826463425567]
[872.48,0.87248000000000003,18750,18.75,20,40,0.04,19.662479999999999,20245.694775386146,20.245694775386145]
[872.48,0.87248000000000003,18750,18.75,0,0,0,19.622479999999999,21167.062895220355,21.167062895220354]
[872.48,0.87248000000000003,18750,18.75,140,280,0.28000000000000003,19.902480000000001,21110.557485745445,21.110557485745446]
[872.48,{"$f":"A4547/1000","v":0.87248000000000003},18750,{"$f":"C4547/1000","v":18.75},140,{"$f":"E4547*2","v":280},{"$f":"F4547/1000","v":0.28000000000000003},{"$f":"B4547+D4547+G4547","v":19.902480000000001},20682.826303269496,{"$f":"I4547/1000","v":20.682826303269497}]
[872.48,0.87248000000000003,18750,18.75,530,1060,1.06,20.682479999999998,24719.445946973712,24.71944594697371]
[872.48,0.87248000000000003,18750,18.75,1390,2780,2.78,22.402480000000001,23604.520402336489,23.60452040233649]
[872.48,0.87248000000000003,18750,18.75,840,1680,1.68,21.302479999999999,23266.010828499282,23.266010828499283]
[872.48,0.87248000000000003,18750,18.75,1440,2880,2.88,22.502479999999998,23058.247098681786,23.058247098681786]
[872.48,0.87248000000000003,18750,18.75,1870,3740,3.74,23.362479999999998,23603.484097322002,23.603484097322003]
[872.48,0.87248000000000003,18750,18.75,2530,5060,5.0599999999999996,24.682479999999998,24079.863215735524,24.079863215735525]
[872.48,0.87248000000000003,18750,18.75,1680,3360,3.36,22.982479999999999,24077.92200264398,24.07792200264398]
[872.48,0.87248000000000003,18750,18.75,1930,3860,3.86,23.482479999999999,23633.463168355906,23.633463168355906]
[872.48,0.87248000000000003,18750,18.75,2090,4180,4.18,23.802479999999999,21424.050793565781,21.42405079356578]
[872.48,0.87248000000000003,18750,18.75,1310,2620,2.62,22.24248,21131.096590205871,21.131096590205871]
[872.48,0.87248000000000003,18750,18.75,880,1760,1.76,21.382480000000001,21724.648881328168,21.724648881328168]
[872.48,0.87248000000000003,18750,18.75,540,1080,1.08,20.702480000000001,21744.561530354753,21.744561530354751]
[872.48,0.87248000000000003,18750,18.75,200,400,0.4,20.022479999999998,21530.90261390583,21.53090261390583]
[872.48,0.87248000000000003,18750,18.75,50,100,0.1,19.722480000000001,21474.387343708102,21.474387343708102]
[872.48,0.87248000000000003,18750,18.75,0,0,0,19.622479999999999,21012.188141728275,21.012188141728274]
[872.48,0.87248000000000003,18750,18.75,0,0,0,19.622479999999999,20993.953127800556,20.993953127800555]
[872.48,0.87248000000000003,18750,18.75,0,0,0,19.622479999999999,21423.818205821157,21.423818205821156]
[872.48,0.87248000000000003,18750,18.75,0,0,0,19.622479999999999,21595.443076306066,21.595443076306065]
[872.48,0.87248000000000003,18750,18.75,0,0,0,19.622479999999999,21717.613728123273,21.717613728123272]
[872.48,0.87248000000000003,18750,18.75,0,0,0,19.622479999999999,22292.829797797389,22.292829797797388]
[872.48,0.87248000000000003,18750,18.75,0,0,0,19.622479999999999,21770.885320048747,21.770885320048748]
[872.48,0.87248000000000003,18750,18.75,0,0,0,19.622479999999999,21098.981303294877,21.098981303294877]
[872.48,0.87248000000000003,18750,18.75,0,0,0,19.622479999999999,21048.518442566987,21.048518442566987]
[872.48,0.87248000000000003,18750,18.75,0,0,0,19.622479999999999,20778.689342272188,20.778689342272187]
[872.48,0.87248000000000003,18750,18.75,0,0,0,19.622479999999999,20894.067517766507,20.894067517766509]
[872.48,0.87248000000000003,18750,18.75,0,0,0,19.622479999999999,19789.85192444572,19.78985192444572]
[872.48,0.87248000000000003,18750,18.75,20,40,0.04,19.662479999999999,20625.753303264424,20.625753303264425]
[872.48,0.87248000000000003,18750,18.75,20,40,0.04,19.662479999999999,20729.036531684073,20.729036531684073]
[872.48,0.87248000000000003,18750,18.75,30,60,0.06,19.682479999999998,18729.32669741123,18.729326697411231]
[872.48,0.87248000000000003,18750,18.75,20,40,0.04,19.662479999999999,21154.150485750524,21.154150485750524]
[872.48,0.87248000000000003,18750,18.75,110,220,0.22,19.842479999999998,21564.395753188084,21.564395753188084]
[872.48,0.87248000000000003,18750,18.75,390,780,0.78,20.402480000000001,20279.958378524858,20.279958378524856]
[872.48,0.87248000000000003,18750,18.75,360,720,0.72,20.342479999999998,21217.80205539165,21.217802055391651]
[872.48,0.87248000000000003,18750,18.75,200,400,0.4,20.022479999999998,20806.328223889119,20.806328223889118]
[872.48,0.87248000000000003,18750,18.75,60,120,0.12,19.74248,20399.083207150477,20.399083207150479]
[872.48,0.87248000000000003,18750,18.75,60,120,0.12,19.74248,20965.2792322559,20.965279232255899]
[872.48,0.87248000000000003,18750,18.75,90,180,0.18,19.802479999999999,20978.060523342669,20.97806052334267]
[872.48,0.87248000000000003,18750,18.75,10,20,0.02,19.642479999999999,21021.644535880154,21.021644535880153]
[872.48,0.87248000000000003,18750,18.75,0,0,0,19.622479999999999,21171.482861793829,21.17148286179383]
[872.48,0.87248000000000003,18750,18.75,0,0,0,19.622479999999999,21004.209449528305,21.004209449528304]
[872.48,0.87248000000000003,18750,18.75,0,0,0,19.622479999999999,20812.719553973497,20.812719553973498]
[872.48,0.87248000000000003,18750,18.75,0,0,0,19.622479999999999,20045.867255874648,20.045867255874647]
[872.48,0.87248000000000003,18750,18.75,10,20,0.02,19.642479999999999,20742.890332520245,20.742890332520243]
[872.48,0.87248000000000003,18750,18.75,0,0,0,19.622479999999999,21288.303619461691,21.28830361946169]
[872.48,0.87248000000000003,18750,18.75,0,0,0,19.622479999999999,21806.364363227211,21.80636436322721]
[872.48,0.87248000000000003,18750,18.75,0,0,0,19.622479999999999,20535.80285200636,20.535802852006359]
[872.48,0.87248000000000003,18750,18.75,0,0,0,19.622479999999999,19626.914782311935,19.626914782311935]
[872.48,0.87248000000000003,18750,18.75,0,0,0,19.622479999999999,19768.038166722028,19.768038166722029]
[872.48,0.87248000000000003,18750,18.75,40,80,0.08,19.702479999999998,20942.354051195569,20.942354051195569]
[872.48,0.87248000000000003,18750,18.75,270,540,0.54,20.162479999999999,21129.877742015455,21.129877742015456]
[872.48,0.87248000000000003,18750,18.75,260,520,0.52,20.142479999999999,21560.866648727664,21.560866648727664]
[872.48,0.87248000000000003,18750,18.75,160,320,0.32,19.94248,21418.274560975427,21.418274560975426]
[872.48,0.87248000000000003,18750,18.75,380,760,0.76,20.382480000000001,20985.035604123437,20.985035604123436]
[872.48,0.87248000000000003,18750,18.75,420,840,0.84,20.462479999999999,21297.050008042483,21.297050008042483]
[872.48,0.87248000000000003,18750,18.75,300,600,0.6,20.222480000000001,21002.387012203035,21.002387012203034]
[872.48,0.87248000000000003,18750,18.75,60,120,0.12,19.74248,20841.033477373589,20.841033477373589]
[872.48,0.87248000000000003,18750,18.75,40,80,0.08,19.702479999999998,21866.881024791277,21.866881024791276]
[872.48,0.87248000000000003,18750,18.75,20,40,0.04,19.662479999999999,20770.054205780551,20.77005420578055]
[872.48,0.87248000000000003,18750,18.75,10,20,0.02,19.642479999999999,21543.506520592662,21.543506520592661]
[872.48,0.87248000000000003,18750,18.75,40,80,0.08,19.702479999999998,21278.108694671369,21.278108694671371]
[872.48,0.87248000000000003,18750,18.75,0,0,0,19.622479999999999,20139.772955046094,20.139772955046094]
[872.48,0.87248000000000003,18750,18.75,0,0,0,19.622479999999999,20692.965056751429,20.692965056751429]
[872.48,0.87248000000000003,18750,18.75,0,0,0,19.622479999999999,21218.91571695064,21.21891571695064]
[872.48,{"$f":"A4611/1000","v":0.87248000000000003},18750,{"$f":"C4611/1000","v":18.75},0,{"$f":"E4611*2","v":0},{"$f":"F4611/1000","v":0},{"$f":"B4611+D4611+G4611","v":19.622479999999999},21306.296307485885,{"$f":"I4611/1000","v":21.306296307485887}]
[872.48,0.87248000000000003,18750,18.75,0,0,0,19.622479999999999,20861.472269853126,20.861472269853127]
[872.48,0.87248000000000003,18750,18.75,10,20,0.02,19.642479999999999,20541.740347828047,20.541740347828046]
[872.48,0.87248000000000003,18750,18.75,70,140,0.14000000000000001,19.76248,20411.61706926861,20.411617069268608]
[872.48,0.87248000000000003,18750,18.75,260,520,0.52,20.142479999999999,20546.872885432884,20.546872885432883]
[872.48,0.87248000000000003,18750,18.75,220,440,0.44,20.062480000000001,20807.899453693928,20.807899453693928]
[872.48,0.87248000000000003,18750,18.75,110,220,0.22,19.842479999999998,21045.685949530842,21.045685949530842]
[872.48,0.87248000000000003,18750,18.75,130,260,0.26,19.882480000000001,20991.857045629557,20.991857045629555]
[872.48,0.87248000000000003,18750,18.75,220,440,0.44,20.062480000000001,18752.965799111487,18.752965799111486]
[872.48,0.87248000000000003,18750,18.75,110,220,0.22,19.842479999999998,20695.493860373143,20.695493860373144]
[872.48,0.87248000000000003,18750,18.75,130,260,0.26,19.882480000000001,20206.149605467988,20.206149605467989]
[872.48,0.87248000000000003,18750,18.75,400,800,0.8,20.42248,20812.047055366271,20.812047055366271]
[872.48,0.87248000000000003,18750,18.75,740,1480,1.48,21.10248,21135.705271263665,21.135705271263664]
[872.48,0.87248000000000003,18750,18.75,1030,2060,2.06,21.682479999999998,21535.197772681815,21.535197772681816]
[872.48,0.87248000000000003,18750,18.75,900,1800,1.8,21.42248,21439.650893845352,21.43965089384535]
[872.48,0.87248000000000003,18750,18.75,1930,3860,3.86,23.482479999999999,20101.853914729312,20.101853914729311]
[872.48,0.87248000000000003,18750,18.75,990,1980,1.98,21.60248,21342.808989938989,21.342808989938987]
[872.48,0.87248000000000003,18750,18.75,410,820,0.82,20.44248,19419.016847881343,19.419016847881345]
[872.48,0.87248000000000003,18750,18.75,250,500,0.5,20.122479999999999,21195.571888259034,21.195571888259032]
[872.48,0.87248000000000003,18750,18.75,200,400,0.4,20.022479999999998,21079.177368752615,21.079177368752614]
[872.48,0.87248000000000003,18750,18.75,380,760,0.76,20.382480000000001,21253.887180741112,21.253887180741113]
[872.48,0.87248000000000003,18750,18.75,300,600,0.6,20.222480000000001,21279.954865979762,21.279954865979761]
[872.48,0.87248000000000003,18750,18.75,90,180,0.18,19.802479999999999,21332.052679353415,21.332052679353417]
[872.48,0.87248000000000003,18750,18.75,10,20,0.02,19.642479999999999,19955.357973139435,19.955357973139435]
[872.48,0.87248000000000003,18750,18.75,30,60,0.06,19.682479999999998,20274.658592935579,20.27465859293558]
[872.48,0.87248000000000003,18750,18.75,50,100,0.1,19.722480000000001,20662.097315801908,20.662097315801908]
[872.48,0.87248000000000003,18750,18.75,70,140,0.14000000000000001,19.76248,20685.94626427189,20.685946264271891]
[872.48,0.87248000000000003,18750,18.75,0,0,0,19.622479999999999,20504.888750331484,20.504888750331485]
[872.48,0.87248000000000003,18750,18.75,40,80,0.08,19.702479999999998,20652.487271233211,20.652487271233209]
[872.48,0.87248000000000003,18750,18.75,180,360,0.36,19.982479999999999,20436.79851077473,20.436798510774729]
[872.48,0.87248000000000003,18750,18.75,1120,2240,2.2400000000000002,21.862479999999998,20350.201665364788,20.350201665364789]
[872.48,0.87248000000000003,18750,18.75,1070,2140,2.14,21.76248,22756.150218439856,22.756150218439856]
[872.48,0.87248000000000003,18750,18.75,1360,2720,2.72,22.342479999999998,21288.803730883435,21.288803730883437]
[872.48,0.87248000000000003,18750,18.75,1380,2760,2.76,22.382480000000001,21598.550700262756,21.598550700262756]
[872.48,0.87248000000000003,18750,18.75,1040,2080,2.08,21.702480000000001,21041.309683513966,21.041309683513965]
[872.48,0.87248000000000003,18750,18.75,1110,2220,2.2200000000000002,21.842479999999998,21253.577225309811,21.253577225309812]
[872.48,0.87248000000000003,18750,18.75,1480,2960,2.96,22.58248,20682.13371552488,20.682133715524881]
[872.48,0.87248000000000003,18750,18.75,1640,3280,3.28,22.902480000000001,20513.422668160481,20.51342266816048]
[872.48,0.87248000000000003,18750,18.75,1610,3220,3.22,22.842479999999998,20603.333292122246,20.603333292122247]
[872.48,0.87248000000000003,18750,18.75,1480,2960,2.96,22.58248,21963.965349309645,21.963965349309646]
[872.48,0.87248000000000003,18750,18.75,1950,3900,3.9,23.522479999999998,21447.687204430924,21.447687204430924]
[872.48,0.87248000000000003,18750,18.75,1670,3340,3.34,22.962479999999999,21699.518658484682,21.699518658484681]
[872.48,0.87248000000000003,18750,18.75,1110,2220,2.2200000000000002,21.842479999999998,22099.881115334134,22.099881115334135]
[872.48,0.87248000000000003,18750,18.75,1180,2360,2.36,21.982479999999999,21600.08184650126,21.600081846501261]
[872.48,0.87248000000000003,18750,18.75,620,1240,1.24,20.862479999999998,22103.92118218718,22.103921182187179]
[872.48,0.87248000000000003,18750,18.75,340,680,0.68,20.302479999999999,22220.790637626098,22.220790637626099]
[872.48,0.87248000000000003,18750,18.75,60,120,0.12,19.74248,22233.385746262298,22.233385746262297]
[872.48,0.87248000000000003,18750,18.75,20,40,0.04,19.662479999999999,21796.0505791043,21.7960505791043]
[872.48,0.87248000000000003,18750,18.75,0,0,0,19.622479999999999,21117.351392432272,21.117351392432273]
[872.48,0.87248000000000003,18750,18.75,0,0,0,19.622479999999999,20875.621017763973,20.875621017763972]
[872.48,0.87248000000000003,18750,18.75,0,0,0,19.622479999999999,21166.891492711846,21.166891492711844]
[872.48,0.87248000000000003,18750,18.75,0,0,0,19.622479999999999,21668.068513636412,21.668068513636413]
[872.48,0.87248000000000003,18750,18.75,0,0,0,19.622479999999999,21465.013459305625,21.465013459305624]
[872.48,0.87248000000000003,18750,18.75,20,40,0.04,19.662479999999999,21614.475619481993,21.614475619481993]
[872.48,0.87248000000000003,18750,18.75,130,260,0.26,19.882480000000001,22109.151221184791,22.109151221184792]
[872.48,0.87248000000000003,18750,18.75,540,1080,1.08,20.702480000000001,22028.234520623115,22.028234520623116]
[872.48,0.87248000000000003,18750,18.75,790,1580,1.58,21.202480000000001,22440.044423154468,22.440044423154468]
[872.48,0.87248000000000003,18750,18.75,820,1640,1.64,21.26248,22167.889129266929,22.167889129266928]
[872.48,0.87248000000000003,18750,18.75,1080,2160,2.16,21.78248,22571.795286672983,22.571795286672984]
[872.48,0.87248000000000003,18750,18.75,910,1820,1.82,21.44248,22628.953178041855,22.628953178041854]
[872.48,0.87248000000000003,18750,18.75,930,1860,1.86,21.482479999999999,22637.205721217786,22.637205721217786]
[872.48,0.87248000000000003,18750,18.75,700,1400,1.4,21.022479999999998,22338.410065209577,22.338410065209576]
[872.48,0.87248000000000003,18750,18.75,2670,5340,5.34,24.962479999999999,21425.169413341617,21.425169413341617]
[872.48,0.87248000000000003,18750,18.75,2000,4000,4,23.622479999999999,22181.104204476604,22.181104204476604]
[872.48,{"$f":"A4675/1000","v":0.87248000000000003},18750,{"$f":"C4675/1000","v":18.75},1750,{"$f":"E4675*2","v":3500},{"$f":"F4675/1000","v":3.5},{"$f":"B4675+D4675+G4675","v":23.122479999999999},22648.801976092484,{"$f":"I4675/1000","v":22.648801976092482}]
[872.48,0.87248000000000003,18750,18.75,1460,2920,2.92,22.542479999999998,22620.605626509299,22.620605626509299]
[872.48,0.87248000000000003,18750,18.75,1020,2040,2.04,21.662479999999999,22709.557363283049,22.70955736328305]
[872.48,0.87248000000000003,18750,18.75,1560,3120,3.12,22.74248,22035.69705822795,22.035697058227949]
[872.48,0.87248000000000003,18750,18.75,850,1700,1.7,21.322479999999999,22260.329630664775,22.260329630664774]
[872.48,0.87248000000000003,18750,18.75,690,1380,1.38,21.002479999999998,23117.107405091581,23.117107405091581]
[872.48,0.87248000000000003,18750,18.75,790,1580,1.58,21.202480000000001,23600.513997042435,23.600513997042434]
[872.48,0.87248000000000003,18750,18.75,970,1940,1.94,21.562480000000001,23601.794052753306,23.601794052753306]
[872.48,0.87248000000000003,18750,18.75,900,1800,1.8,21.42248,22705.574842391467,22.705574842391467]
[872.48,0.87248000000000003,18750,18.75,840,1680,1.68,21.302479999999999,24136.383538858579,24.136383538858578]
[872.48,0.87248000000000003,18750,18.75,470,940,0.94,20.562480000000001,25466.467916378413,25.466467916378413]
[872.48,0.87248000000000003,18750,18.75,450,900,0.9,20.522479999999998,24963.712414955189,24.963712414955189]
[872.48,0.87248000000000003,18750,18.75,230,460,0.46,20.08248,24024.852870328119,24.024852870328118]
[872.48,0.87248000000000003,18750,18.75,20,40,0.04,19.662479999999999,23551.875115425504,23.551875115425503]
[872.48,0.87248000000000003,18750,18.75,220,440,0.44,20.062480000000001,22717.934942671036,22.717934942671036]
[872.48,0.87248000000000003,18750,18.75,240,480,0.48,20.10248,21468.247282426142,21.468247282426141]
[872.48,0.87248000000000003,18750,18.75,220,440,0.44,20.062480000000001,21656.608391072496,21.656608391072496]
[872.48,0.87248000000000003,18750,18.75,390,780,0.78,20.402480000000001,21581.78484244223,21.581784842442229]
[872.48,0.87248000000000003,18750,18.75,510,1020,1.02,20.642479999999999,23584.067714312299,23.584067714312301]
[872.48,0.87248000000000003,18750,18.75,330,660,0.66,20.28248,23521.108570854263,23.521108570854263]
[872.48,0.87248000000000003,18750,18.75,760,1520,1.52,21.142479999999999,23737.406101507935,23.737406101507936]
[872.48,0.87248000000000003,18750,18.75,830,1660,1.66,21.28248,24165.416254738211,24.165416254738211]
[872.48,0.87248000000000003,18750,18.75,870,1740,1.74,21.362479999999998,23982.381434393086,23.982381434393087]
[872.48,0.87248000000000003,18750,18.75,470,940,0.94,20.562480000000001,23804.391616833502,23.804391616833502]
[872.48,0.87248000000000003,18750,18.75,460,920,0.92,20.542480000000001,23580.136445509881,23.580136445509883]
[872.48,0.87248000000000003,18750,18.75,280,560,0.56000000000000005,20.182479999999998,23603.204130748527,23.603204130748527]
[872.48,0.87248000000000003,18750,18.75,0,0,0,19.622479999999999,23950.688679515843,23.950688679515842]
[872.48,0.87248000000000003,18750,18.75,10,20,0.02,19.642479999999999,24053.593132169219,24.053593132169219]
[872.48,0.87248000000000003,18750,18.75,0,0,0,19.622479999999999,23755.253753320059,23.755253753320059]
[872.48,0.87248000000000003,18750,18.75,20,40,0.04,19.662479999999999,23906.247260294072,23.906247260294073]
[872.48,0.87248000000000003,18750,18.75,170,340,0.34,19.962479999999999,24459.125555592149,24.459125555592149]
[872.48,0.87248000000000003,18750,18.75,270,540,0.54,20.162479999999999,25437.967827241024,25.437967827241025]
[872.48,0.87248000000000003,18750,18.75,190,380,0.38,20.002479999999998,25032.260306324064,25.032260306324066]
[872.48,0.87248000000000003,18750,18.75,390,780,0.78,20.402480000000001,24810.038991547488,24.810038991547486]
[872.48,0.87248000000000003,18750,18.75,170,340,0.34,19.962479999999999,24706.753320231477,24.706753320231478]
[872.48,0.87248000000000003,18750,18.75,240,480,0.48,20.10248,24677.356998503736,24.677356998503736]
[872.48,0.87248000000000003,18750,18.75,470,940,0.94,20.562480000000001,24281.913361989253,24.281913361989254]
[872.48,0.87248000000000003,18750,18.75,730,1460,1.46,21.08248,24631.899101563769,24.631899101563768]
[872.48,0.87248000000000003,18750,18.75,1400,2800,2.8,22.42248,23557.557463613372,23.557557463613371]
[872.48,0.87248000000000003,18750,18.75,1690,3380,3.38,23.002479999999998,23694.479690642791,23.69447969064279]
[872.48,0.87248000000000003,18750,18.75,1730,3460,3.46,23.08248,24032.22550821253,24.03222550821253]
[872.48,0.87248000000000003,18750,18.75,1360,2720,2.72,22.342479999999998,23575.322655815879,23.575322655815878]
[872.48,0.87248000000000003,18750,18.75,1610,3220,3.22,22.842479999999998,22986.391583356213,22.986391583356212]
[872.48,0.87248000000000003,18750,18.75,1670,3340,3.34,22.962479999999999,22722.031197545737,22.722031197545736]
[872.48,0.87248000000000003,18750,18.75,1870,3740,3.74,23.362479999999998,22793.738593138612,22.793738593138613]
[872.48,0.87248000000000003,18750,18.75,2350,4700,4.7,24.322479999999999,21736.418393984935,21.736418393984934]
[872.48,0.87248000000000003,18750,18.75,1490,2980,2.98,22.60248,24266.816789562585,24.266816789562586]
[872.48,0.87248000000000003,18750,18.75,680,1360,1.36,20.982479999999999,24268.79441351927,24.26879441351927]
[872.48,0.87248000000000003,18750,18.75,850,1700,1.7,21.322479999999999,24232.79292744445,24.23279292744445]
[872.48,0.87248000000000003,18750,18.75,200,400,0.4,20.022479999999998,24440.534275647555,24.440534275647554]
[872.48,0.87248000000000003,18750,18.75,480,960,0.96,20.58248,24678.009352262696,24.678009352262695]
[872.48,0.87248000000000003,18750,18.75,520,1040,1.04,20.662479999999999,24891.219520800769,24.891219520800767]
[872.48,0.87248000000000003,18750,18.75,200,400,0.4,20.022479999999998,24863.468051439213,24.863468051439213]
[872.48,0.87248000000000003,18750,18.75,210,420,0.42,20.042480000000001,24752.99733834005,24.752997338340052]
[872.48,0.87248000000000003,18750,18.75,370,740,0.74,20.362479999999998,25329.728438655147,25.329728438655149]
[872.48,0.87248000000000003,18750,18.75,280,560,0.56000000000000005,20.182479999999998,24719.137187920696,24.719137187920698]
[872.48,0.87248000000000003,18750,18.75,0,0,0,19.622479999999999,23857.003180903539,23.85700318090354]
[872.48,0.87248000000000003,18750,18.75,80,160,0.16,19.78248,24137.919827159807,24.137919827159806]
[872.48,0.87248000000000003,18750,18.75,180,360,0.36,19.982479999999999,24643.419157274642,24.643419157274643]
[872.48,0.87248000000000003,18750,18.75,0,0,0,19.622479999999999,24948.663605762387,24.948663605762388]
[872.48,0.87248000000000003,18750,18.75,0,0,0,19.622479999999999,25067.176789613342,25.067176789613342]
[872.48,0.87248000000000003,18750,18.75,0,0,0,19.622479999999999,24529.442328577959,24.529442328577961]
[872.48,0.87248000000000003,18750,18.75,0,0,0,19.622479999999999,24663.873130814518,24.663873130814519]
[872.48,0.87248000000000003,18750,18.75,0,0,0,19.622479999999999,24990.777579302259,24.990777579302261]
[872.48,{"$f":"A4739/1000","v":0.87248000000000003},18750,{"$f":"C4739/1000","v":18.75},0,{"$f":"E4739*2","v":0},{"$f":"F4739/1000","v":0},{"$f":"B4739+D4739+G4739","v":19.622479999999999},23410.918477652762,{"$f":"I4739/1000","v":23.410918477652761}]
[872.48,0.87248000000000003,18750,18.75,0,0,0,19.622479999999999,23453.599108591083,23.453599108591082]
[872.48,0.87248000000000003,18750,18.75,0,0,0,19.622479999999999,24219.247089097349,24.219247089097347]
[872.48,0.87248000000000003,18750,18.75,40,80,0.08,19.702479999999998,24964.009135091808,24.964009135091807]
[872.48,0.87248000000000003,18750,18.75,60,120,0.12,19.74248,25291.194917829562,25.291194917829561]
[872.48,0.87248000000000003,18750,18.75,30,60,0.06,19.682479999999998,25038.645364820481,25.038645364820482]
[872.48,0.87248000000000003,18750,18.75,20,40,0.04,19.662479999999999,25015.766438634848,25.015766438634849]
[872.48,0.87248000000000003,18750,18.75,0,0,0,19.622479999999999,24663.03064892055,24.66303064892055]
[872.48,0.87248000000000003,18750,18.75,0,0,0,19.622479999999999,25074.79438014351,25.074794380143512]
[872.48,0.87248000000000003,18750,18.75,0,0,0,19.622479999999999,24510.299634982679,24.51029963498268]
[872.48,0.87248000000000003,18750,18.75,0,0,0,19.622479999999999,24566.979952534646,24.566979952534645]
[872.48,0.87248000000000003,18750,18.75,0,0,0,19.622479999999999,24615.37159459991,24.61537159459991]
[872.48,0.87248000000000003,18750,18.75,0,0,0,19.622479999999999,24033.250505426982,24.033250505426981]
[872.48,0.87248000000000003,18750,18.75,0,0,0,19.622479999999999,24175.895075073186,24.175895075073186]
[872.48,0.87248000000000003,18750,18.75,0,0,0,19.622479999999999,24335.297302102608,24.335297302102607]
[872.48,0.87248000000000003,18750,18.75,10,20,0.02,19.642479999999999,23998.925329937738,23.998925329937737]
[872.48,0.87248000000000003,18750,18.75,60,120,0.12,19.74248,24613.034070922789,24.61303407092279]
[872.48,0.87248000000000003,18750,18.75,50,100,0.1,19.722480000000001,24404.302761717299,24.4043027617173]
[872.48,0.87248000000000003,18750,18.75,40,80,0.08,19.702479999999998,22847.475666912371,22.84747566691237]
[872.48,0.87248000000000003,18750,18.75,490,980,0.98,20.60248,23631.321726849783,23.631321726849784]
[872.48,0.87248000000000003,18750,18.75,640,1280,1.28,20.902480000000001,23002.269151602035,23.002269151602036]
[872.48,0.87248000000000003,18750,18.75,750,1500,1.5,21.122479999999999,24097.420822978955,24.097420822978954]
[872.48,0.87248000000000003,18750,18.75,270,540,0.54,20.162479999999999,23761.83507226226,23.761835072262262]
[872.48,0.87248000000000003,18750,18.75,360,720,0.72,20.342479999999998,23494.957290909671,23.494957290909671]
[872.48,0.87248000000000003,18750,18.75,930,1860,1.86,21.482479999999999,23406.275481711793,23.406275481711791]
[872.48,0.87248000000000003,18750,18.75,1620,3240,3.24,22.862479999999998,23580.521492864118,23.580521492864118]
[872.48,0.87248000000000003,18750,18.75,2330,4660,4.66,24.28248,23504.747246340976,23.504747246340976]
[872.48,0.87248000000000003,18750,18.75,2640,5280,5.28,24.902480000000001,20799.138880074981,20.799138880074981]
[872.48,0.87248000000000003,18750,18.75,3050,6100,6.1,25.722479999999997,23946.560226872625,23.946560226872624]
[872.48,0.87248000000000003,18750,18.75,2040,4080,4.08,23.702480000000001,23945.272485923102,23.945272485923102]
[872.48,0.87248000000000003,18750,18.75,2200,4400,4.4000000000000004,24.022480000000002,24150.533689277934,24.150533689277935]
[872.48,0.87248000000000003,18750,18.75,2860,5720,5.72,25.342479999999998,23143.743799243464,23.143743799243463]
[872.48,0.87248000000000003,18750,18.75,2090,4180,4.18,23.802479999999999,23108.429898127721,23.108429898127721]
[872.48,0.87248000000000003,18750,18.75,3150,6300,6.3,25.92248,23429.349310403406,23.429349310403406]
[872.48,0.87248000000000003,18750,18.75,1380,2760,2.76,22.382480000000001,24484.459517989846,24.484459517989848]
[872.48,0.87248000000000003,18750,18.75,980,1960,1.96,21.58248,24634.379196272253,24.634379196272253]
[872.48,0.87248000000000003,18750,18.75,990,1980,1.98,21.60248,24428.75044695595,24.428750446955949]
[872.48,0.87248000000000003,18750,18.75,970,1940,1.94,21.562480000000001,24367.028816032864,24.367028816032864]
[872.48,0.87248000000000003,18750,18.75,950,1900,1.9,21.522479999999998,24419.752795143821,24.419752795143822]
[872.48,0.87248000000000003,18750,18.75,900,1800,1.8,21.42248,24955.472286820179,24.955472286820179]
[872.48,0.87248000000000003,18750,18.75,450,900,0.9,20.522479999999998,25081.636828610954,25.081636828610954]
[872.48,0.87248000000000003,18750,18.75,630,1260,1.26,20.882480000000001,24520.422172587518,24.520422172587519]
[872.48,0.87248000000000003,18750,18.75,640,1280,1.28,20.902480000000001,24351.301219931604,24.351301219931603]
[872.48,0.87248000000000003,18750,18.75,710,1420,1.42,21.042479999999998,24462.571749184892,24.462571749184892]
[872.48,0.87248000000000003,18750,18.75,610,1220,1.22,20.842479999999998,24518.774793758661,24.518774793758659]
[872.48,0.87248000000000003,18750,18.75,440,880,0.88,20.502479999999998,24537.501043062275,24.537501043062274]
[872.48,0.87248000000000003,18750,18.75,410,820,0.82,20.44248,24342.35981742309,24.342359817423091]
[872.48,0.87248000000000003,18750,18.75,330,660,0.66,20.28248,24643.504182344535,24.643504182344536]
[872.48,0.87248000000000003,18750,18.75,520,1040,1.04,20.662479999999999,24763.395006865438,24.763395006865437]
[872.48,0.87248000000000003,18750,18.75,300,600,0.6,20.222480000000001,24582.882651701017,24.582882651701016]
[872.48,0.87248000000000003,18750,18.75,50,100,0.1,19.722480000000001,22602.128433033304,22.602128433033304]
[872.48,0.87248000000000003,18750,18.75,30,60,0.06,19.682479999999998,23046.270082075112,23.046270082075111]
[872.48,0.87248000000000003,18750,18.75,150,300,0.3,19.92248,21320.435974829146,21.320435974829145]
[872.48,0.87248000000000003,18750,18.75,280,560,0.56000000000000005,20.182479999999998,21650.19902913964,21.650199029139639]
[872.48,0.87248000000000003,18750,18.75,160,320,0.32,19.94248,21556.702024928323,21.556702024928324]
[872.48,0.87248000000000003,18750,18.75,30,60,0.06,19.682479999999998,22463.573669804515,22.463573669804514]
[872.48,0.87248000000000003,18750,18.75,30,60,0.06,19.682479999999998,23747.497441430543,23.747497441430543]
[872.48,0.87248000000000003,18750,18.75,0,0,0,19.622479999999999,24762.383793773886,24.762383793773886]
[872.48,0.87248000000000003,18750,18.75,80,160,0.16,19.78248,25165.788732517311,25.16578873251731]
[872.48,0.87248000000000003,18750,18.75,0,0,0,19.622479999999999,25646.772937282683,25.646772937282684]
[872.48,0.87248000000000003,18750,18.75,240,480,0.48,20.10248,25029.999093232513,25.029999093232512]
[872.48,0.87248000000000003,18750,18.75,130,260,0.26,19.882480000000001,24958.303700470871,24.958303700470871]
[872.48,0.87248000000000003,18750,18.75,60,120,0.12,19.74248,25065.653094627825,25.065653094627827]
[872.48,0.87248000000000003,18750,18.75,130,260,0.26,19.882480000000001,25069.956901035082,25.069956901035081]
[872.48,{"$f":"A4803/1000","v":0.87248000000000003},18750,{"$f":"C4803/1000","v":18.75},130,{"$f":"E4803*2","v":260},{"$f":"F4803/1000","v":0.26},{"$f":"B4803+D4803+G4803","v":19.882480000000001},25279.055555642903,{"$f":"I4803/1000","v":25.279055555642902}]
[872.48,0.87248000000000003,18750,18.75,170,340,0.34,19.962479999999999,25188.937664274032,25.188937664274032]
[872.48,0.87248000000000003,18750,18.75,40,80,0.08,19.702479999999998,24934.098407988793,24.934098407988792]
[872.48,0.87248000000000003,18750,18.75,10,20,0.02,19.642479999999999,24742.216069537633,24.742216069537633]
[872.48,0.87248000000000003,18750,18.75,0,0,0,19.622479999999999,22364.165207373819,22.364165207373819]
[872.48,0.87248000000000003,18750,18.75,0,0,0,19.622479999999999,23680.504531866805,23.680504531866806]
[872.48,0.87248000000000003,18750,18.75,0,0,0,19.622479999999999,22691.787263003476,22.691787263003476]
[872.48,0.87248000000000003,18750,18.75,0,0,0,19.622479999999999,21223.709506644635,21.223709506644635]
[872.48,0.87248000000000003,18750,18.75,0,0,0,19.622479999999999,22418.668123711068,22.418668123711068]
[872.48,0.87248000000000003,18750,18.75,50,100,0.1,19.722480000000001,20725.174066503369,20.725174066503367]
[872.48,0.87248000000000003,18750,18.75,10,20,0.02,19.642479999999999,20877.994891024275,20.877994891024276]
[872.48,0.87248000000000003,18750,18.75,30,60,0.06,19.682479999999998,19741.586067929136,19.741586067929138]
[872.48,0.87248000000000003,18750,18.75,70,140,0.14000000000000001,19.76248,21376.369190498132,21.376369190498131]
[872.48,0.87248000000000003,18750,18.75,210,420,0.42,20.042480000000001,21439.087165433313,21.439087165433314]
[872.48,0.87248000000000003,18750,18.75,240,480,0.48,20.10248,21432.757109722435,21.432757109722434]
[872.48,0.87248000000000003,18750,18.75,560,1120,1.1200000000000001,20.74248,21366.854293563239,21.36685429356324]
[872.48,0.87248000000000003,18750,18.75,250,500,0.5,20.122479999999999,21500.343715575636,21.500343715575635]
[872.48,0.87248000000000003,18750,18.75,20,40,0.04,19.662479999999999,21750.37654428247,21.750376544282471]
[872.48,0.87248000000000003,18750,18.75,50,100,0.1,19.722480000000001,22673.167235148041,22.673167235148043]
[872.48,0.87248000000000003,18750,18.75,110,220,0.22,19.842479999999998,21446.115985768287,21.446115985768287]
[872.48,0.87248000000000003,18750,18.75,150,300,0.3,19.92248,21332.81146069078,21.332811460690781]
[872.48,0.87248000000000003,18750,18.75,80,160,0.16,19.78248,21840.664552644175,21.840664552644174]
[872.48,0.87248000000000003,18750,18.75,0,0,0,19.622479999999999,22292.45855127932,22.292458551279321]
[872.48,0.87248000000000003,18750,18.75,20,40,0.04,19.662479999999999,21951.733974656567,21.951733974656566]
[872.48,0.87248000000000003,18750,18.75,80,160,0.16,19.78248,21134.866456499774,21.134866456499775]
[872.48,0.87248000000000003,18750,18.75,10,20,0.02,19.642479999999999,21122.137686304584,21.122137686304583]
[872.48,0.87248000000000003,18750,18.75,0,0,0,19.622479999999999,21252.284693276059,21.25228469327606]
[872.48,0.87248000000000003,18750,18.75,10,20,0.02,19.642479999999999,21684.032253190628,21.684032253190626]
[872.48,0.87248000000000003,18750,18.75,0,0,0,19.622479999999999,21645.07701084833,21.645077010848329]
[872.48,0.87248000000000003,18750,18.75,0,0,0,19.622479999999999,21074.034797721255,21.074034797721254]
[872.48,0.87248000000000003,18750,18.75,0,0,0,19.622479999999999,21792.503016429571,21.792503016429571]
[872.48,0.87248000000000003,18750,18.75,0,0,0,19.622479999999999,21841.510829803225,21.841510829803223]
[872.48,0.87248000000000003,18750,18.75,0,0,0,19.622479999999999,21615.236871571153,21.615236871571152]
[872.48,0.87248000000000003,18750,18.75,0,0,0,19.622479999999999,21439.472079081461,21.439472079081462]
[872.48,0.87248000000000003,18750,18.75,0,0,0,19.622479999999999,21274.394860408673,21.274394860408673]
[872.48,0.87248000000000003,18750,18.75,30,60,0.06,19.682479999999998,21229.793391047115,21.229793391047114]
[872.48,0.87248000000000003,18750,18.75,50,100,0.1,19.722480000000001,21543.414066554127,21.543414066554128]
[872.48,0.87248000000000003,18750,18.75,60,120,0.12,19.74248,23842.944427421611,23.84294442742161]
[872.48,0.87248000000000003,18750,18.75,60,120,0.12,19.74248,24338.513601546005,24.338513601546005]
[872.48,0.87248000000000003,18750,18.75,10,20,0.02,19.642479999999999,24239.156834131278,24.239156834131279]
[872.48,0.87248000000000003,18750,18.75,10,20,0.02,19.642479999999999,22647.177079157602,22.647177079157601]
[872.48,0.87248000000000003,18750,18.75,0,0,0,19.622479999999999,22151.597737900593,22.151597737900591]
[872.48,0.87248000000000003,18750,18.75,0,0,0,19.622479999999999,22362.711501144615,22.362711501144616]
[872.48,0.87248000000000003,18750,18.75,0,0,0,19.622479999999999,22731.369962169847,22.731369962169847]
[872.48,0.87248000000000003,18750,18.75,10,20,0.02,19.642479999999999,22920.447375830681,22.92044737583068]
[872.48,0.87248000000000003,18750,18.75,0,0,0,19.622479999999999,23005.790414833369,23.005790414833371]
[872.48,0.87248000000000003,18750,18.75,0,0,0,19.622479999999999,22651.500774143115,22.651500774143116]
[872.48,0.87248000000000003,18750,18.75,0,0,0,19.622479999999999,22760.407703119366,22.760407703119366]
[872.48,0.87248000000000003,18750,18.75,0,0,0,19.622479999999999,22671.554664116677,22.671554664116677]
[872.48,0.87248000000000003,18750,18.75,0,0,0,19.622479999999999,22188.751683585026,22.188751683585025]
[872.48,0.87248000000000003,18750,18.75,0,0,0,19.622479999999999,22104.878566587122,22.104878566587121]
[872.48,0.87248000000000003,18750,18.75,0,0,0,19.622479999999999,22382.492903653125,22.382492903653123]
[872.48,0.87248000000000003,18750,18.75,0,0,0,19.622479999999999,21718.986388292029,21.718986388292031]
[872.48,0.87248000000000003,18750,18.75,0,0,0,19.622479999999999,22133.451321464363,22.133451321464364]
[872.48,0.87248000000000003,18750,18.75,0,0,0,19.622479999999999,21486.851127831011,21.486851127831009]
[872.48,0.87248000000000003,18750,18.75,0,0,0,19.622479999999999,21294.794999685852,21.294794999685852]
[872.48,0.87248000000000003,18750,18.75,0,0,0,19.622479999999999,22944.942673883845,22.944942673883844]
[872.48,0.87248000000000003,18750,18.75,0,0,0,19.622479999999999,19433.144711496301,19.433144711496301]
[872.48,0.87248000000000003,18750,18.75,0,0,0,19.622479999999999,21047.051175159871,21.047051175159872]
[872.48,0.87248000000000003,18750,18.75,0,0,0,19.622479999999999,16812.619402148684,16.812619402148684]
[872.48,0.87248000000000003,18750,18.75,0,0,0,19.622479999999999,17514.120995479621,17.514120995479622]
[872.48,0.87248000000000003,18750,18.75,0,0,0,19.622479999999999,18330.690775447056,18.330690775447056]
[872.48,0.87248000000000003,18750,18.75,30,60,0.06,19.682479999999998,18687.741542851629,18.687741542851629]
[872.48,0.87248000000000003,18750,18.75,60,120,0.12,19.74248,18499.790840894642,18.499790840894644]
[872.48,{"$f":"A4867/1000","v":0.87248000000000003},18750,{"$f":"C4867/1000","v":18.75},20,{"$f":"E4867*2","v":40},{"$f":"F4867/1000","v":0.04},{"$f":"B4867+D4867+G4867","v":19.662479999999999},18344.088125015012,{"$f":"I4867/1000","v":18.344088125015013}]
[872.48,0.87248000000000003,18750,18.75,200,400,0.4,20.022479999999998,21249.988299124176,21.249988299124176]
[872.48,0.87248000000000003,18750,18.75,50,100,0.1,19.722480000000001,20942.116588800407,20.942116588800406]
[872.48,0.87248000000000003,18750,18.75,100,200,0.2,19.822479999999999,20799.703221103577,20.799703221103577]
[872.48,0.87248000000000003,18750,18.75,160,320,0.32,19.94248,20639.05596343318,20.639055963433179]
[872.48,0.87248000000000003,18750,18.75,30,60,0.06,19.682479999999998,20763.777900766065,20.763777900766065]
[872.48,0.87248000000000003,18750,18.75,0,0,0,19.622479999999999,21124.905182126269,21.12490518212627]
[872.48,0.87248000000000003,18750,18.75,0,0,0,19.622479999999999,20480.573697406151,20.48057369740615]
[872.48,0.87248000000000003,18750,18.75,10,20,0.02,19.642479999999999,21206.750686309664,21.206750686309665]
[872.48,0.87248000000000003,18750,18.75,20,40,0.04,19.662479999999999,20755.382959262479,20.75538295926248]
[872.48,0.87248000000000003,18750,18.75,110,220,0.22,19.842479999999998,21157.485393827585,21.157485393827585]
[872.48,0.87248000000000003,18750,18.75,30,60,0.06,19.682479999999998,21179.53050803487,21.179530508034869]
[872.48,0.87248000000000003,18750,18.75,110,220,0.22,19.842479999999998,20577.645567885989,20.577645567885988]
[872.48,0.87248000000000003,18750,18.75,220,440,0.44,20.062480000000001,20522.606441141219,20.522606441141217]
[872.48,0.87248000000000003,18750,18.75,310,620,0.62,20.24248,20759.076810238435,20.759076810238437]
[872.48,0.87248000000000003,18750,18.75,430,860,0.86,20.482479999999999,18700.594232230524,18.700594232230525]
[872.48,0.87248000000000003,18750,18.75,350,700,0.7,20.322479999999999,19214.716321388223,19.214716321388224]
[872.48,0.87248000000000003,18750,18.75,280,560,0.56000000000000005,20.182479999999998,19704.163262912109,19.704163262912108]
[872.48,0.87248000000000003,18750,18.75,230,460,0.46,20.08248,19639.576856212596,19.639576856212596]
[872.48,0.87248000000000003,18750,18.75,220,440,0.44,20.062480000000001,20023.125716950639,20.023125716950638]
[872.48,0.87248000000000003,18750,18.75,330,660,0.66,20.28248,19674.57758321409,19.674577583214091]
[872.48,0.87248000000000003,18750,18.75,410,820,0.82,20.44248,20623.69826148127,20.62369826148127]
[872.48,0.87248000000000003,18750,18.75,440,880,0.88,20.502479999999998,20565.302974570281,20.56530297457028]
[872.48,0.87248000000000003,18750,18.75,430,860,0.86,20.482479999999999,20240.571069258454,20.240571069258454]
[872.48,0.87248000000000003,18750,18.75,390,780,0.78,20.402480000000001,20443.94217790481,20.443942177904809]
[872.48,0.87248000000000003,18750,18.75,120,240,0.24,19.862479999999998,21063.187313041744,21.063187313041745]
[872.48,0.87248000000000003,18750,18.75,0,0,0,19.622479999999999,23177.061439913414,23.177061439913412]
[872.48,0.87248000000000003,18750,18.75,130,260,0.26,19.882480000000001,24731.5547617376,24.731554761737598]
[872.48,0.87248000000000003,18750,18.75,320,640,0.64,20.26248,22748.975176656699,22.7489751766567]
[872.48,0.87248000000000003,18750,18.75,60,120,0.12,19.74248,20524.456452283393,20.524456452283392]
[872.48,0.87248000000000003,18750,18.75,50,100,0.1,19.722480000000001,21373.731750387316,21.373731750387318]
[872.48,0.87248000000000003,18750,18.75,60,120,0.12,19.74248,20701.880148674369,20.70188014867437]
[872.48,0.87248000000000003,18750,18.75,170,340,0.34,19.962479999999999,20765.098006616721,20.765098006616721]
[872.48,0.87248000000000003,18750,18.75,330,660,0.66,20.28248,20294.815076224852,20.29481507622485]
[872.48,0.87248000000000003,18750,18.75,510,1020,1.02,20.642479999999999,20254.370985692149,20.254370985692148]
[872.48,0.87248000000000003,18750,18.75,790,1580,1.58,21.202480000000001,20501.577565095373,20.501577565095374]
[872.48,0.87248000000000003,18750,18.75,770,1540,1.54,21.162479999999999,21050.639672371792,21.050639672371791]
[872.48,0.87248000000000003,18750,18.75,740,1480,1.48,21.10248,21279.696073500221,21.279696073500222]
[872.48,0.87248000000000003,18750,18.75,800,1600,1.6,21.222480000000001,21340.205244813693,21.340205244813692]
[872.48,0.87248000000000003,18750,18.75,830,1660,1.66,21.28248,20902.348825566536,20.902348825566538]
[872.48,0.87248000000000003,18750,18.75,850,1700,1.7,21.322479999999999,20557.916697411227,20.557916697411226]
[872.48,0.87248000000000003,18750,18.75,460,920,0.92,20.542480000000001,20601.605729447518,20.601605729447517]
[872.48,0.87248000000000003,18750,18.75,680,1360,1.36,20.982479999999999,20430.340892389129,20.430340892389129]
[872.48,0.87248000000000003,18750,18.75,500,1000,1,20.622479999999999,21461.267060988113,21.461267060988114]
[872.48,0.87248000000000003,18750,18.75,590,1180,1.18,20.802479999999999,19942.27565431398,19.942275654313981]
[872.48,0.87248000000000003,18750,18.75,670,1340,1.34,20.962479999999999,19059.600661214386,19.059600661214386]
[872.48,0.87248000000000003,18750,18.75,440,880,0.88,20.502479999999998,19209.118296313256,19.209118296313257]
[872.48,0.87248000000000003,18750,18.75,570,1140,1.1399999999999999,20.76248,19017.552640305046,19.017552640305045]
[872.48,0.87248000000000003,18750,18.75,450,900,0.9,20.522479999999998,20150.695034517837,20.150695034517838]
[872.48,0.87248000000000003,18750,18.75,160,320,0.32,19.94248,20486.341418933007,20.486341418933009]
[872.48,0.87248000000000003,18750,18.75,120,240,0.24,19.862479999999998,20718.459561000807,20.718459561000806]
[872.48,0.87248000000000003,18750,18.75,20,40,0.04,19.662479999999999,20138.972789369698,20.138972789369699]
[872.48,0.87248000000000003,18750,18.75,0,0,0,19.622479999999999,20977.2067225065,20.977206722506502]
[872.48,0.87248000000000003,18750,18.75,0,0,0,19.622479999999999,21156.564063743208,21.156564063743208]
[872.48,0.87248000000000003,18750,18.75,120,240,0.24,19.862479999999998,21192.24553310476,21.19224553310476]
[872.48,0.87248000000000003,18750,18.75,100,200,0.2,19.822479999999999,20610.876886828191,20.610876886828191]
[872.48,0.87248000000000003,18750,18.75,100,200,0.2,19.822479999999999,20377.221799070881,20.377221799070881]
[872.48,0.87248000000000003,18750,18.75,150,300,0.3,19.92248,21138.655176555185,21.138655176555186]
[872.48,0.87248000000000003,18750,18.75,200,400,0.4,20.022479999999998,20743.052786558776,20.743052786558774]
[872.48,0.87248000000000003,18750,18.75,50,100,0.1,19.722480000000001,20772.607962048023,20.772607962048024]
[872.48,0.87248000000000003,18750,18.75,10,20,0.02,19.642479999999999,20708.695017753817,20.708695017753815]
[872.48,0.87248000000000003,18750,18.75,0,0,0,19.622479999999999,20273.001124969331,20.27300112496933]
[872.48,0.87248000000000003,18750,18.75,0,0,0,19.622479999999999,20927.16523643168,20.92716523643168]
[872.48,0.87248000000000003,18750,18.75,0,0,0,19.622479999999999,20307.525137506815,20.307525137506815]
[872.48,{"$f":"A4931/1000","v":0.87248000000000003},18750,{"$f":"C4931/1000","v":18.75},0,{"$f":"E4931*2","v":0},{"$f":"F4931/1000","v":0},{"$f":"B4931+D4931+G4931","v":19.622479999999999},20302.011470376736,{"$f":"I4931/1000","v":20.302011470376737}]
[872.48,0.87248000000000003,18750,18.75,0,0,0,19.622479999999999,20270.463673716346,20.270463673716346]
[872.48,0.87248000000000003,18750,18.75,0,0,0,19.622479999999999,20550.176663984705,20.550176663984704]
[872.48,0.87248000000000003,18750,18.75,0,0,0,19.622479999999999,20709.840187671976,20.709840187671976]
[872.48,0.87248000000000003,18750,18.75,0,0,0,19.622479999999999,20591.358072064304,20.591358072064303]
[872.48,0.87248000000000003,18750,18.75,0,0,0,19.622479999999999,20565.148066493217,20.565148066493215]
[872.48,0.87248000000000003,18750,18.75,10,20,0.02,19.642479999999999,20667.682407724842,20.667682407724843]
[872.48,0.87248000000000003,18750,18.75,70,140,0.14000000000000001,19.76248,20566.289335295638,20.56628933529564]
[872.48,0.87248000000000003,18750,18.75,360,720,0.72,20.342479999999998,20586.844377078793,20.586844377078794]
[872.48,0.87248000000000003,18750,18.75,70,140,0.14000000000000001,19.76248,20691.252485720066,20.691252485720067]
[872.48,0.87248000000000003,18750,18.75,20,40,0.04,19.662479999999999,21052.811019169432,21.052811019169432]
[872.48,0.87248000000000003,18750,18.75,0,0,0,19.622479999999999,21100.373696051447,21.100373696051449]
[872.48,0.87248000000000003,18750,18.75,0,0,0,19.622479999999999,21725.511285226916,21.725511285226915]
[872.48,0.87248000000000003,18750,18.75,0,0,0,19.622479999999999,20520.710247548475,20.520710247548475]
[872.48,0.87248000000000003,18750,18.75,0,0,0,19.622479999999999,20495.685066488139,20.495685066488139]
[872.48,0.87248000000000003,18750,18.75,10,20,0.02,19.642479999999999,20481.068694620608,20.481068694620607]
[872.48,0.87248000000000003,18750,18.75,30,60,0.06,19.682479999999998,21193.844325584305,21.193844325584305]
[872.48,0.87248000000000003,18750,18.75,10,20,0.02,19.642479999999999,21192.991843690339,21.19299184369034]
[872.48,0.87248000000000003,18750,18.75,0,0,0,19.622479999999999,21301.528705813544,21.301528705813542]
[872.48,0.87248000000000003,18750,18.75,0,0,0,19.622479999999999,21035.327067913906,21.035327067913904]
[872.48,0.87248000000000003,18750,18.75,0,0,0,19.622479999999999,20920.975130581028,20.920975130581027]
[872.48,0.87248000000000003,18750,18.75,0,0,0,19.622479999999999,20435.308243362546,20.435308243362545]
[872.48,0.87248000000000003,18750,18.75,0,0,0,19.622479999999999,19811.529619370325,19.811529619370326]
[872.48,0.87248000000000003,18750,18.75,0,0,0,19.622479999999999,19547.569300412895,19.547569300412896]
[872.48,0.87248000000000003,18750,18.75,0,0,0,19.622479999999999,19479.462638848825,19.479462638848826]
[872.48,0.87248000000000003,18750,18.75,0,0,0,19.622479999999999,19142.906787852568,19.142906787852567]
[872.48,0.87248000000000003,18750,18.75,0,0,0,19.622479999999999,19632.288560863759,19.63228856086376]
[872.48,0.87248000000000003,18750,18.75,0,0,0,19.622479999999999,20159.807985687075,20.159807985687074]
[872.48,0.87248000000000003,18750,18.75,120,240,0.24,19.862479999999998,20113.414079000242,20.113414079000243]
[872.48,0.87248000000000003,18750,18.75,710,1420,1.42,21.042479999999998,19895.450098483823,19.895450098483824]
[872.48,0.87248000000000003,18750,18.75,490,980,0.98,20.60248,19563.870546930964,19.563870546930964]
[872.48,0.87248000000000003,18750,18.75,160,320,0.32,19.94248,19342.818007920665,19.342818007920666]
[872.48,0.87248000000000003,18750,18.75,360,720,0.72,20.342479999999998,19297.372631872277,19.297372631872278]
[872.48,0.87248000000000003,18750,18.75,650,1300,1.3,20.92248,19697.208922984428,19.697208922984426]
[872.48,0.87248000000000003,18750,18.75,730,1460,1.46,21.08248,19633.113530222778,19.633113530222779]
[872.48,0.87248000000000003,18750,18.75,740,1480,1.48,21.10248,20081.325002395261,20.081325002395261]
[872.48,0.87248000000000003,18750,18.75,200,400,0.4,20.022479999999998,19992.245753086569,19.992245753086568]
[872.48,0.87248000000000003,18750,18.75,400,800,0.8,20.42248,19887.292641659751,19.887292641659752]
[872.48,0.87248000000000003,18750,18.75,590,1180,1.18,20.802479999999999,19653.004782311938,19.653004782311939]
[872.48,0.87248000000000003,18750,18.75,660,1320,1.32,20.94248,19459.499967537897,19.459499967537898]
[872.48,0.87248000000000003,18750,18.75,160,320,0.32,19.94248,19556.533039967107,19.556533039967107]
[872.48,0.87248000000000003,18750,18.75,100,200,0.2,19.822479999999999,19478.061292051185,19.478061292051184]
[872.48,0.87248000000000003,18750,18.75,0,0,0,19.622479999999999,19371.333105414691,19.371333105414692]
[872.48,0.87248000000000003,18750,18.75,310,620,0.62,20.24248,19263.910038556569,19.26391003855657]
[872.48,0.87248000000000003,18750,18.75,1140,2280,2.2799999999999998,21.902480000000001,19775.574276748463,19.775574276748461]
[872.48,0.87248000000000003,18750,18.75,1330,2660,2.66,22.28248,19816.467059481136,19.816467059481138]
[872.48,0.87248000000000003,18750,18.75,560,1120,1.1200000000000001,20.74248,19972.730443891232,19.972730443891233]
[872.48,0.87248000000000003,18750,18.75,170,340,0.34,19.962479999999999,21524.081300534715,21.524081300534714]
[872.48,0.87248000000000003,18750,18.75,780,1560,1.56,21.182479999999998,21492.857382705712,21.492857382705711]
[872.48,0.87248000000000003,18750,18.75,420,840,0.84,20.462479999999999,21206.151893830123,21.206151893830125]
[872.48,0.87248000000000003,18750,18.75,620,1240,1.24,20.862479999999998,19498.686428542824,19.498686428542825]
[872.48,0.87248000000000003,18750,18.75,1380,2760,2.76,22.382480000000001,18497.481541293891,18.49748154129389]
[872.48,0.87248000000000003,18750,18.75,1330,2660,2.66,22.28248,18143.573213974752,18.143573213974751]
[872.48,0.87248000000000003,18750,18.75,1300,2600,2.6,22.222480000000001,17972.674615077798,17.9726746150778]
[872.48,0.87248000000000003,18750,18.75,2150,4300,4.3,23.92248,18013.399929844229,18.01339992984423]
[872.48,0.87248000000000003,18750,18.75,3180,6360,6.36,25.982479999999999,17730.121892221621,17.730121892221621]
[872.48,0.87248000000000003,18750,18.75,3350,6700,6.7,26.322479999999999,17793.352349050776,17.793352349050775]
[872.48,0.87248000000000003,18750,18.75,1670,3340,3.34,22.962479999999999,17873.452694458178,17.873452694458177]
[872.48,0.87248000000000003,18750,18.75,1070,2140,2.14,21.76248,18345.509386688605,18.345509386688605]
[872.48,0.87248000000000003,18750,18.75,250,500,0.5,20.122479999999999,18655.938821248637,18.655938821248636]
[872.48,0.87248000000000003,18750,18.75,0,0,0,19.622479999999999,18693.141542699352,18.693141542699351]
[872.48,0.87248000000000003,18750,18.75,0,0,0,19.622479999999999,18807.558510673214,18.807558510673214]
[872.48,0.87248000000000003,18750,18.75,0,0,0,19.622479999999999,18998.415913191879,18.998415913191877]
[872.48,0.87248000000000003,18750,18.75,0,0,0,19.622479999999999,18799.506000923811,18.799506000923813]
[872.48,{"$f":"A4995/1000","v":0.87248000000000003},18750,{"$f":"C4995/1000","v":18.75},130,{"$f":"E4995*2","v":260},{"$f":"F4995/1000","v":0.26},{"$f":"B4995+D4995+G4995","v":19.882480000000001},18800.907241870795,{"$f":"I4995/1000","v":18.800907241870796}]
[872.48,0.87248000000000003,18750,18.75,90,180,0.18,19.802479999999999,18899.412790622882,18.899412790622883]
[872.48,0.87248000000000003,18750,18.75,10,20,0.02,19.642479999999999,18837.993636022675,18.837993636022674]
[872.48,0.87248000000000003,18750,18.75,30,60,0.06,19.682479999999998,19879.302457813872,19.879302457813871]
[872.48,0.87248000000000003,18750,18.75,0,0,0,19.622479999999999,20346.826590155113,20.346826590155114]
[872.48,0.87248000000000003,18750,18.75,0,0,0,19.622479999999999,20199.171948084771,20.199171948084771]
[872.48,0.87248000000000003,18750,18.75,0,0,0,19.622479999999999,19983.51688261181,19.983516882611809]
[872.48,0.87248000000000003,18750,18.75,0,0,0,19.622479999999999,20682.977421652566,20.682977421652566]
[872.48,0.87248000000000003,18750,18.75,0,0,0,19.622479999999999,20495.67118765675,20.49567118765675]
[872.48,0.87248000000000003,18750,18.75,0,0,0,19.622479999999999,20555.832879861795,20.555832879861796]
[872.48,0.87248000000000003,18750,18.75,10,20,0.02,19.642479999999999,20516.831432784587,20.516831432784588]
[872.48,0.87248000000000003,18750,18.75,130,260,0.26,19.882480000000001,20964.847891029349,20.964847891029351]
[872.48,0.87248000000000003,18750,18.75,60,120,0.12,19.74248,20421.128332499939,20.42112833249994]
[872.48,0.87248000000000003,18750,18.75,60,120,0.12,19.74248,20800.493248959014,20.800493248959015]
[872.48,0.87248000000000003,18750,18.75,150,300,0.3,19.92248,20816.262008012032,20.816262008012032]
[872.48,0.87248000000000003,18750,18.75,160,320,0.32,19.94248,20647.747198809077,20.647747198809075]
[872.48,0.87248000000000003,18750,18.75,380,760,0.76,20.382480000000001,17921.688800420507,17.921688800420508]
[872.48,0.87248000000000003,18750,18.75,390,780,0.78,20.402480000000001,20409.278321357768,20.409278321357768]
[872.48,0.87248000000000003,18750,18.75,370,740,0.74,20.362479999999998,20379.333095728736,20.379333095728736]
[872.48,0.87248000000000003,18750,18.75,510,1020,1.02,20.642479999999999,20400.443279574611,20.40044327957461]
[872.48,0.87248000000000003,18750,18.75,180,360,0.36,19.982479999999999,20507.333753117022,20.50733375311702]
[872.48,0.87248000000000003,18750,18.75,90,180,0.18,19.802479999999999,20367.547964808185,20.367547964808185]
[872.48,0.87248000000000003,18750,18.75,20,40,0.04,19.662479999999999,20656.20854003563,20.656208540035632]
[872.48,0.87248000000000003,18750,18.75,10,20,0.02,19.642479999999999,20930.605130581022,20.930605130581021]
[872.48,0.87248000000000003,18750,18.75,120,240,0.24,19.862479999999998,21198.780519177046,21.198780519177046]
[872.48,0.87248000000000003,18750,18.75,0,0,0,19.622479999999999,21417.701923091015,21.417701923091016]
[872.48,0.87248000000000003,18750,18.75,0,0,0,19.622479999999999,21744.503967680019,21.744503967680018]
[872.48,0.87248000000000003,18750,18.75,350,700,0.7,20.322479999999999,21669.066037313532,21.669066037313531]
[872.48,0.87248000000000003,18750,18.75,750,1500,1.5,21.122479999999999,25593.445096053591,25.593445096053589]
[872.48,0.87248000000000003,18750,18.75,1080,2160,2.16,21.78248,24838.284044472814,24.838284044472815]
[872.48,0.87248000000000003,18750,18.75,1250,2500,2.5,22.122479999999999,24538.747281223717,24.538747281223717]
[872.48,0.87248000000000003,18750,18.75,1320,2640,2.64,22.26248,23323.212855071077,23.323212855071077]
[872.48,0.87248000000000003,18750,18.75,1040,2080,2.08,21.702480000000001,23661.285151764463,23.661285151764464]
[872.48,0.87248000000000003,18750,18.75,940,1880,1.88,21.502479999999998,23707.920382964585,23.707920382964584]
[872.48,0.87248000000000003,18750,18.75,820,1640,1.64,21.26248,23602.375969308818,23.602375969308817]
[872.48,0.87248000000000003,18750,18.75,900,1800,1.8,21.42248,23509.606669860346,23.509606669860347]
[872.48,0.87248000000000003,18750,18.75,1390,2780,2.78,22.402480000000001,23831.640098788375,23.831640098788377]
[872.48,0.87248000000000003,18750,18.75,1830,3660,3.66,23.28248,21635.14048444658,21.63514048444658]
[872.48,0.87248000000000003,18750,18.75,2530,5060,5.0599999999999996,24.682479999999998,21967.850246244532,21.967850246244531]
[872.48,0.87248000000000003,18750,18.75,1800,3600,3.6,23.222480000000001,21825.766973256184,21.825766973256183]
[872.48,0.87248000000000003,18750,18.75,1110,2220,2.2200000000000002,21.842479999999998,21756.395247624612,21.756395247624614]
[872.48,0.87248000000000003,18750,18.75,1020,2040,2.04,21.662479999999999,21500.551200255144,21.500551200255146]
[872.48,0.87248000000000003,18750,18.75,590,1180,1.18,20.802479999999999,21300.232417512318,21.300232417512319]
[872.48,0.87248000000000003,18750,18.75,890,1780,1.78,21.402480000000001,21427.494505264556,21.427494505264555]
[872.48,0.87248000000000003,18750,18.75,700,1400,1.4,21.022479999999998,21251.968443972444,21.251968443972444]
[872.48,0.87248000000000003,18750,18.75,1020,2040,2.04,21.662479999999999,21495.809920310552,21.495809920310553]
[872.48,0.87248000000000003,18750,18.75,700,1400,1.4,21.022479999999998,21530.220126440778,21.530220126440778]
[872.48,0.87248000000000003,18750,18.75,1200,2400,2.4,22.022479999999998,22397.391645992881,22.397391645992879]
[872.48,0.87248000000000003,18750,18.75,1890,3780,3.78,23.402480000000001,21933.021303345638,21.933021303345637]
[872.48,0.87248000000000003,18750,18.75,1980,3960,3.96,23.58248,21131.746467641951,21.13174646764195]
[872.48,0.87248000000000003,18750,18.75,1590,3180,3.18,22.802479999999999,20459.349801861499,20.459349801861499]
[872.48,0.87248000000000003,18750,18.75,1960,3920,3.92,23.542479999999998,21641.198318648359,21.64119831864836]
[872.48,0.87248000000000003,18750,18.75,2900,5800,5.8,25.42248,20709.312608283984,20.709312608283984]
[872.48,0.87248000000000003,18750,18.75,2470,4940,4.9400000000000004,24.562480000000001,20695.836236416457,20.695836236416458]
[872.48,0.87248000000000003,18750,18.75,3400,6800,6.8,26.42248,20803.444484334908,20.803444484334907]
[872.48,0.87248000000000003,18750,18.75,3410,6820,6.82,26.44248,20432.869573446926,20.432869573446926]
[872.48,0.87248000000000003,18750,18.75,2870,5740,5.74,25.362479999999998,20132.715275378534,20.132715275378533]
[872.48,0.87248000000000003,18750,18.75,2360,4720,4.72,24.342479999999998,20601.886987107762,20.601886987107761]
[872.48,0.87248000000000003,18750,18.75,2590,5180,5.18,24.802479999999999,20745.79161246484,20.745791612464838]
[872.48,0.87248000000000003,18750,18.75,2350,4700,4.7,24.322479999999999,20558.014260085954,20.558014260085955]
[872.48,0.87248000000000003,18750,18.75,1940,3880,3.88,23.502479999999998,20068.864963397649,20.068864963397651]
[872.48,0.87248000000000003,18750,18.75,1960,3920,3.92,23.542479999999998,19908.818968958585,19.908818968958585]
[872.48,0.87248000000000003,18750,18.75,2380,4760,4.76,24.382480000000001,20167.209332484716,20.167209332484717]
[872.48,0.87248000000000003,18750,18.75,1960,3920,3.92,23.542479999999998,20252.413629147646,20.252413629147647]
[872.48,{"$f":"A5059/1000","v":0.87248000000000003},18750,{"$f":"C5059/1000","v":18.75},1950,{"$f":"E5059*2","v":3900},{"$f":"F5059/1000","v":3.9},{"$f":"B5059+D5059+G5059","v":23.522479999999998},20612.708250339096,{"$f":"I5059/1000","v":20.612708250339097}]
[872.48,0.87248000000000003,18750,18.75,1740,3480,3.48,23.10248,20437.728438350598,20.437728438350597]
[872.48,0.87248000000000003,18750,18.75,1400,2800,2.8,22.42248,20518.427743370161,20.518427743370161]
[872.48,0.87248000000000003,18750,18.75,1770,3540,3.54,23.162479999999999,20113.14274891587,20.11314274891587]
[872.48,0.87248000000000003,18750,18.75,920,1840,1.84,21.462479999999999,20265.078665359713,20.265078665359713]
[872.48,0.87248000000000003,18750,18.75,720,1440,1.44,21.062480000000001,20676.727427223654,20.676727427223653]
[872.48,0.87248000000000003,18750,18.75,380,760,0.76,20.382480000000001,20944.175258716026,20.944175258716026]
[872.48,0.87248000000000003,18750,18.75,170,340,0.34,19.962479999999999,20384.043151439608,20.384043151439609]
[872.48,0.87248000000000003,18750,18.75,350,700,0.7,20.322479999999999,18877.208999624945,18.877208999624944]
[872.48,0.87248000000000003,18750,18.75,310,620,0.62,20.24248,20895.251257320724,20.895251257320723]
[872.48,0.87248000000000003,18750,18.75,570,1140,1.1399999999999999,20.76248,21952.5526835698,21.952552683569799]
[872.48,0.87248000000000003,18750,18.75,550,1100,1.1000000000000001,20.722480000000001,23139.06991484098,23.139069914840981]
[872.48,0.87248000000000003,18750,18.75,580,1160,1.1599999999999999,20.78248,21661.135948176139,21.661135948176138]
[872.48,0.87248000000000003,18750,18.75,780,1560,1.56,21.182479999999998,21382.93541194631,21.38293541194631]
[872.48,0.87248000000000003,18750,18.75,140,280,0.28000000000000003,19.902480000000001,21177.425410540844,21.177425410540845]
[872.48,0.87248000000000003,18750,18.75,460,920,0.92,20.542480000000001,20758.521651462452,20.758521651462452]
[872.48,0.87248000000000003,18750,18.75,610,1220,1.22,20.842479999999998,20030.030946796058,20.030030946796057]
[872.48,0.87248000000000003,18750,18.75,570,1140,1.1399999999999999,20.76248,20709.606914785149,20.709606914785148]
[872.48,0.87248000000000003,18750,18.75,910,1820,1.82,21.44248,19276.948705762785,19.276948705762784]
[872.48,0.87248000000000003,18750,18.75,1350,2700,2.7,22.322479999999999,20418.713324143311,20.418713324143312]
[872.48,0.87248000000000003,18750,18.75,1860,3720,3.72,23.342479999999998,20044.407289301176,20.044407289301176]
[872.48,0.87248000000000003,18750,18.75,1310,2620,2.62,22.24248,19569.221904870778,19.569221904870776]
[872.48,0.87248000000000003,18750,18.75,1040,2080,2.08,21.702480000000001,20207.890768419751,20.207890768419752]
[872.48,0.87248000000000003,18750,18.75,640,1280,1.28,20.902480000000001,20428.790931386742,20.428790931386743]
[872.48,0.87248000000000003,18750,18.75,80,160,0.16,19.78248,20533.649006601492,20.533649006601493]
[872.48,0.87248000000000003,18750,18.75,0,0,0,19.622479999999999,20999.488203010234,20.999488203010234]
[872.48,0.87248000000000003,18750,18.75,0,0,0,19.622479999999999,21204.478237842217,21.204478237842217]
[872.48,0.87248000000000003,18750,18.75,0,0,0,19.622479999999999,21449.813537300844,21.449813537300845]
[872.48,0.87248000000000003,18750,18.75,0,0,0,19.622479999999999,20748.807806057579,20.748807806057577]
[872.48,0.87248000000000003,18750,18.75,350,700,0.7,20.322479999999999,20476.103641695281,20.476103641695282]
[872.48,0.87248000000000003,18750,18.75,690,1380,1.38,21.002479999999998,21216.254403579525,21.216254403579526]
[872.48,0.87248000000000003,18750,18.75,110,220,0.22,19.842479999999998,21534.575162652844,21.534575162652843]
[872.48,0.87248000000000003,18750,18.75,310,620,0.62,20.24248,21450.61966404054,21.450619664040541]
[872.48,0.87248000000000003,18750,18.75,450,900,0.9,20.522479999999998,21401.239379915092,21.401239379915094]
[872.48,0.87248000000000003,18750,18.75,570,1140,1.1399999999999999,20.76248,20978.599371533081,20.978599371533079]
[872.48,0.87248000000000003,18750,18.75,400,800,0.8,20.42248,20921.695186291894,20.921695186291895]
[872.48,0.87248000000000003,18750,18.75,430,860,0.86,20.482479999999999,20461.1888283267,20.461188828326701]
[872.48,0.87248000000000003,18750,18.75,160,320,0.32,19.94248,21276.278661244844,21.276278661244845]
[872.48,0.87248000000000003,18750,18.75,10,20,0.02,19.642479999999999,21151.051637560111,21.151051637560112]
[872.48,0.87248000000000003,18750,18.75,190,380,0.38,20.002479999999998,20989.229310251125,20.989229310251126]
[872.48,0.87248000000000003,18750,18.75,250,500,0.5,20.122479999999999,21177.261838119248,21.177261838119247]
[872.48,0.87248000000000003,18750,18.75,30,60,0.06,19.682479999999998,20231.347223853591,20.231347223853589]
[872.48,0.87248000000000003,18750,18.75,0,0,0,19.622479999999999,19831.718450847475,19.831718450847475]
[872.48,0.87248000000000003,18750,18.75,20,40,0.04,19.662479999999999,21018.57963894527,21.018579638945269]
[872.48,0.87248000000000003,18750,18.75,0,0,0,19.622479999999999,20753.732881267257,20.753732881267258]
[872.48,0.87248000000000003,18750,18.75,20,40,0.04,19.662479999999999,21161.13158184924,21.16113158184924]
[872.48,0.87248000000000003,18750,18.75,30,60,0.06,19.682479999999998,21155.939116668535,21.155939116668534]
[872.48,0.87248000000000003,18750,18.75,0,0,0,19.622479999999999,21044.278308860889,21.044278308860889]
[872.48,0.87248000000000003,18750,18.75,0,0,0,19.622479999999999,20928.248948130455,20.928248948130456]
[872.48,0.87248000000000003,18750,18.75,30,60,0.06,19.682479999999998,20723.772708563552,20.723772708563551]
[872.48,0.87248000000000003,18750,18.75,0,0,0,19.622479999999999,20996.423166798166,20.996423166798166]
[872.48,0.87248000000000003,18750,18.75,0,0,0,19.622479999999999,21417.789608329665,21.417789608329667]
[872.48,0.87248000000000003,18750,18.75,0,0,0,19.622479999999999,21140.262672376866,21.140262672376867]
[872.48,0.87248000000000003,18750,18.75,0,0,0,19.622479999999999,21299.276140353268,21.299276140353268]
[872.48,0.87248000000000003,18750,18.75,0,0,0,19.622479999999999,21283.622417512317,21.283622417512316]
[872.48,0.87248000000000003,18750,18.75,0,0,0,19.622479999999999,20377.049283750392,20.377049283750392]
[872.48,0.87248000000000003,18750,18.75,0,0,0,19.622479999999999,20746.260449513076,20.746260449513077]
[872.48,0.87248000000000003,18750,18.75,0,0,0,19.622479999999999,21162.835432825192,21.16283543282519]
[872.48,0.87248000000000003,18750,18.75,0,0,0,19.622479999999999,20973.306728077587,20.973306728077588]
[872.48,0.87248000000000003,18750,18.75,0,0,0,19.622479999999999,19343.565962078479,19.343565962078479]
[872.48,0.87248000000000003,18750,18.75,160,320,0.32,19.94248,19565.207552598495,19.565207552598494]
[872.48,0.87248000000000003,18750,18.75,90,180,0.18,19.802479999999999,19595.960494081774,19.595960494081773]
[872.48,0.87248000000000003,18750,18.75,130,260,0.26,19.882480000000001,20583.733046994414,20.583733046994414]
[872.48,0.87248000000000003,18750,18.75,330,660,0.66,20.28248,20790.035597146889,20.79003559714689]
[872.48,{"$f":"A5123/1000","v":0.87248000000000003},18750,{"$f":"C5123/1000","v":18.75},600,{"$f":"E5123*2","v":1200},{"$f":"F5123/1000","v":1.2},{"$f":"B5123+D5123+G5123","v":20.822479999999999},21064.312304685114,{"$f":"I5123/1000","v":21.064312304685114}]
[872.48,0.87248000000000003,18750,18.75,990,1980,1.98,21.60248,20939.004028911222,20.939004028911221]
[872.48,0.87248000000000003,18750,18.75,1760,3520,3.52,23.142479999999999,20801.771829737238,20.801771829737238]
[872.48,0.87248000000000003,18750,18.75,2030,4060,4.0599999999999996,23.682479999999998,19995.445803226357,19.995445803226357]
[872.48,0.87248000000000003,18750,18.75,2310,4620,4.62,24.24248,18594.348832492327,18.594348832492326]
[872.48,0.87248000000000003,18750,18.75,2820,5640,5.64,25.26248,19458.682294948398,19.458682294948396]
[872.48,0.87248000000000003,18750,18.75,2730,5460,5.46,25.08248,21439.782051226022,21.439782051226022]
[872.48,0.87248000000000003,18750,18.75,2460,4920,4.92,24.542479999999998,20881.650854847736,20.881650854847734]
[872.48,0.87248000000000003,18750,18.75,1360,2720,2.72,22.342479999999998,21108.881303294878,21.108881303294879]
[872.48,0.87248000000000003,18750,18.75,760,1520,1.52,21.142479999999999,20883.181218323109,20.883181218323109]
[872.48,0.87248000000000003,18750,18.75,420,840,0.84,20.462479999999999,20803.968196033682,20.803968196033683]
[872.48,0.87248000000000003,18750,18.75,180,360,0.36,19.982479999999999,20962.797946740226,20.962797946740224]
[872.48,0.87248000000000003,18750,18.75,0,0,0,19.622479999999999,21014.465704403006,21.014465704403005]
[872.48,0.87248000000000003,18750,18.75,0,0,0,19.622479999999999,21090.474925856259,21.09047492585626]
[872.48,0.87248000000000003,18750,18.75,310,620,0.62,20.24248,21835.441970470642,21.83544197047064]
[872.48,0.87248000000000003,18750,18.75,360,720,0.72,20.342479999999998,21477.396058192418,21.477396058192419]
[872.48,0.87248000000000003,18750,18.75,120,240,0.24,19.862479999999998,21283.254815839977,21.283254815839978]
[872.48,0.87248000000000003,18750,18.75,50,100,0.1,19.722480000000001,21001.19064590659,21.00119064590659]
[872.48,0.87248000000000003,18750,18.75,10,20,0.02,19.642479999999999,22125.007442632967,22.125007442632967]
[872.48,0.87248000000000003,18750,18.75,220,440,0.44,20.062480000000001,22187.575350715106,22.187575350715107]
[872.48,0.87248000000000003,18750,18.75,170,340,0.34,19.962479999999999,22059.83207215567,22.059832072155672]
[872.48,0.87248000000000003,18750,18.75,450,900,0.9,20.522479999999998,22235.676937069496,22.235676937069496]
[872.48,0.87248000000000003,18750,18.75,540,1080,1.08,20.702480000000001,24253.761848058999,24.253761848059]
[872.48,0.87248000000000003,18750,18.75,210,420,0.42,20.042480000000001,21637.675747617002,21.637675747617003]
[872.48,0.87248000000000003,18750,18.75,350,700,0.7,20.322479999999999,22075.340870206295,22.075340870206297]
[872.48,0.87248000000000003,18750,18.75,680,1360,1.36,20.982479999999999,22143.745133442706,22.143745133442707]
[872.48,0.87248000000000003,18750,18.75,420,840,0.84,20.462479999999999,21871.300952367146,21.871300952367147]
[872.48,0.87248000000000003,18750,18.75,1220,2440,2.44,22.062480000000001,21932.001320058898,21.932001320058898]
[872.48,0.87248000000000003,18750,18.75,720,1440,1.44,21.062480000000001,21955.753974656571,21.95575397465657]
[872.48,0.87248000000000003,18750,18.75,980,1960,1.96,21.58248,19364.057203025463,19.364057203025464]
[872.48,0.87248000000000003,18750,18.75,2550,5100,5.0999999999999996,24.722479999999997,20872.359960662867,20.872359960662866]
[872.48,0.87248000000000003,18750,18.75,2460,4920,4.92,24.542479999999998,21715.976293583546,21.715976293583545]
[872.48,0.87248000000000003,18750,18.75,1460,2920,2.92,22.542479999999998,21867.916010863559,21.86791601086356]
[872.48,0.87248000000000003,18750,18.75,780,1560,1.56,21.182479999999998,24412.805388459532,24.412805388459532]
[872.48,0.87248000000000003,18750,18.75,1590,3180,3.18,22.802479999999999,21886.052288022609,21.886052288022608]
[872.48,0.87248000000000003,18750,18.75,2260,4520,4.5199999999999996,24.142479999999999,21243.902189097742,21.243902189097742]
[872.48,0.87248000000000003,18750,18.75,2950,5900,5.9,25.522480000000002,21450.752118079068,21.45075211807907]
[872.48,0.87248000000000003,18750,18.75,3860,7720,7.72,27.342479999999998,21400.126903592212,21.400126903592213]
[872.48,0.87248000000000003,18750,18.75,3610,7220,7.22,26.842479999999998,21662.158452354452,21.662158452354451]
[872.48,0.87248000000000003,18750,18.75,2740,5480,5.48,25.10248,21710.866210017237,21.710866210017237]
[872.48,0.87248000000000003,18750,18.75,1750,3500,3.5,23.122479999999999,21160.872950931229,21.160872950931228]
[872.48,0.87248000000000003,18750,18.75,2600,5200,5.2,24.822479999999999,21010.718130586101,21.010718130586103]
[872.48,0.87248000000000003,18750,18.75,2480,4960,4.96,24.58248,21289.669924476177,21.289669924476176]
[872.48,0.87248000000000003,18750,18.75,2210,4420,4.42,24.042479999999998,20634.393453683777,20.634393453683778]
[872.48,0.87248000000000003,18750,18.75,1830,3660,3.66,23.28248,21287.696090213485,21.287696090213487]
[872.48,0.87248000000000003,18750,18.75,2180,4360,4.3600000000000003,23.982479999999999,22491.187189173881,22.491187189173882]
[872.48,0.87248000000000003,18750,18.75,1800,3600,3.6,23.222480000000001,22229.274477459876,22.229274477459875]
[872.48,0.87248000000000003,18750,18.75,2460,4920,4.92,24.542479999999998,20325.760590246475,20.325760590246475]
[872.48,0.87248000000000003,18750,18.75,1820,3640,3.64,23.26248,21948.508232321888,21.948508232321888]
[872.48,0.87248000000000003,18750,18.75,1740,3480,3.48,23.10248,22433.008123711068,22.433008123711069]
[872.48,0.87248000000000003,18750,18.75,1490,2980,2.98,22.60248,22214.00564041164,22.214005640411639]
[872.48,0.87248000000000003,18750,18.75,1090,2180,2.1800000000000002,21.802479999999999,21517.607555409417,21.517607555409416]
[872.48,0.87248000000000003,18750,18.75,770,1540,1.54,21.162479999999999,21251.817247594157,21.251817247594158]
[872.48,0.87248000000000003,18750,18.75,720,1440,1.44,21.062480000000001,21433.653392452579,21.43365339245258]
[872.48,0.87248000000000003,18750,18.75,580,1160,1.1599999999999999,20.78248,21041.568431424806,21.041568431424807]
[872.48,0.87248000000000003,18750,18.75,460,920,0.92,20.542480000000001,21171.244242017998,21.171244242017998]
[872.48,0.87248000000000003,18750,18.75,330,660,0.66,20.28248,20247.30110825607,20.247301108256071]
[872.48,0.87248000000000003,18750,18.75,200,400,0.4,20.022479999999998,20575.555634739037,20.575555634739036]
[872.48,0.87248000000000003,18750,18.75,10,20,0.02,19.642479999999999,20857.623583224242,20.857623583224242]
[872.48,0.87248000000000003,18750,18.75,0,0,0,19.622479999999999,21098.720101345505,21.098720101345506]
[872.48,0.87248000000000003,18750,18.75,0,0,0,19.622479999999999,21266.568599962888,21.266568599962888]
[872.48,0.87248000000000003,18750,18.75,0,0,0,19.622479999999999,21032.774597162112,21.03277459716211]
[872.48,0.87248000000000003,18750,18.75,40,80,0.08,19.702479999999998,20786.653104110745,20.786653104110744]
[872.48,0.87248000000000003,18750,18.75,30,60,0.06,19.682479999999998,21182.312995499928,21.182312995499927]
[872.48,{"$f":"A5187/1000","v":0.87248000000000003},18750,{"$f":"C5187/1000","v":18.75},0,{"$f":"E5187*2","v":0},{"$f":"F5187/1000","v":0},{"$f":"B5187+D5187+G5187","v":19.622479999999999},20801.529381269796,{"$f":"I5187/1000","v":20.801529381269795}]
[872.48,0.87248000000000003,18750,18.75,20,40,0.04,19.662479999999999,21110.488815829827,21.110488815829829]
[872.48,0.87248000000000003,18750,18.75,180,360,0.36,19.982479999999999,21337.212684924503,21.337212684924502]
[872.48,0.87248000000000003,18750,18.75,170,340,0.34,19.962479999999999,20776.73170717332,20.776731707173319]
[872.48,0.87248000000000003,18750,18.75,0,0,0,19.622479999999999,20217.143328308935,20.217143328308936]
[872.48,0.87248000000000003,18750,18.75,10,20,0.02,19.642479999999999,19465.651236340313,19.465651236340314]
[872.48,0.87248000000000003,18750,18.75,60,120,0.12,19.74248,21601.405636195257,21.601405636195256]
[872.48,0.87248000000000003,18750,18.75,190,380,0.38,20.002479999999998,22474.432208672686,22.474432208672685]
[872.48,0.87248000000000003,18750,18.75,40,80,0.08,19.702479999999998,18597.456456550535,18.597456456550535]
[872.48,0.87248000000000003,18750,18.75,50,100,0.1,19.722480000000001,21274.92109857011,21.274921098570111]
[872.48,0.87248000000000003,18750,18.75,70,140,0.14000000000000001,19.76248,21748.657729518582,21.74865772951858]
[872.48,0.87248000000000003,18750,18.75,80,160,0.16,19.78248,20823.484567901218,20.823484567901218]
[872.48,0.87248000000000003,18750,18.75,260,520,0.52,20.142479999999999,20378.039384029962,20.378039384029961]
[872.48,0.87248000000000003,18750,18.75,140,280,0.28000000000000003,19.902480000000001,20663.149864548919,20.66314986454892]
[872.48,0.87248000000000003,18750,18.75,300,600,0.6,20.222480000000001,20215.00965560777,20.215009655607769]
[872.48,0.87248000000000003,18750,18.75,430,860,0.86,20.482479999999999,20651.211055356122,20.651211055356121]
[872.48,0.87248000000000003,18750,18.75,220,440,0.44,20.062480000000001,20049.193477322828,20.049193477322827]
[872.48,0.87248000000000003,18750,18.75,50,100,0.1,19.722480000000001,19478.580012106595,19.478580012106594]
[872.48,0.87248000000000003,18750,18.75,110,220,0.22,19.842479999999998,20278.00254976219,20.278002549762189]
[872.48,0.87248000000000003,18750,18.75,190,380,0.38,20.002479999999998,19789.598222432898,19.789598222432897]
[872.48,0.87248000000000003,18750,18.75,20,40,0.04,19.662479999999999,20306.738921629723,20.306738921629723]
[872.48,0.87248000000000003,18750,18.75,0,0,0,19.622479999999999,20330.330251714102,20.330330251714102]
[872.48,0.87248000000000003,18750,18.75,0,0,0,19.622479999999999,20392.566868709469,20.392566868709469]
[872.48,0.87248000000000003,18750,18.75,0,0,0,19.622479999999999,19902.856353358526,19.902856353358526]
[872.48,0.87248000000000003,18750,18.75,0,0,0,19.622479999999999,19858.958673690962,19.858958673690964]
[872.48,0.87248000000000003,18750,18.75,10,20,0.02,19.642479999999999,20869.719771245902,20.869719771245901]
[872.48,0.87248000000000003,18750,18.75,40,80,0.08,19.702479999999998,20467.957425818189,20.467957425818188]
[872.48,0.87248000000000003,18750,18.75,0,0,0,19.622479999999999,20605.256936967977,20.605256936967976]
[872.48,0.87248000000000003,18750,18.75,0,0,0,19.622479999999999,20410.660741969776,20.410660741969775]
[872.48,0.87248000000000003,18750,18.75,0,0,0,19.622479999999999,19994.580778156462,19.994580778156461]
[872.48,0.87248000000000003,18750,18.75,0,0,0,19.622479999999999,19604.172094287744,19.604172094287744]
[872.48,0.87248000000000003,18750,18.75,0,0,0,19.622479999999999,19205.127094262363,19.205127094262362]
[872.48,0.87248000000000003,18750,18.75,0,0,0,19.622479999999999,20427.980886818041,20.427980886818041]
[872.48,0.87248000000000003,18750,18.75,0,0,0,19.622479999999999,21027.597095769343,21.027597095769341]
[872.48,0.87248000000000003,18750,18.75,0,0,0,19.622479999999999,21122.601459285324,21.122601459285324]
[872.48,0.87248000000000003,18750,18.75,0,0,0,19.622479999999999,22204.569329826067,22.204569329826068]
[872.48,0.87248000000000003,18750,18.75,140,280,0.28000000000000003,19.902480000000001,22830.70691343044,22.83070691343044]
[872.48,0.87248000000000003,18750,18.75,130,260,0.26,19.882480000000001,21791.581736484979,21.791581736484979]
[872.48,0.87248000000000003,18750,18.75,160,320,0.32,19.94248,20163.378276839831,20.163378276839829]
[872.48,0.87248000000000003,18750,18.75,150,300,0.3,19.92248,20948.051558159426,20.948051558159428]
[872.48,0.87248000000000003,18750,18.75,200,400,0.4,20.022479999999998,21092.867563740667,21.092867563740668]
[872.48,0.87248000000000003,18750,18.75,220,440,0.44,20.062480000000001,21763.035281051139,21.763035281051138]
[872.48,0.87248000000000003,18750,18.75,300,600,0.6,20.222480000000001,21723.613822831754,21.723613822831755]
[872.48,0.87248000000000003,18750,18.75,1540,3080,3.08,22.702480000000001,21700.574885503946,21.700574885503947]
[872.48,0.87248000000000003,18750,18.75,2510,5020,5.0199999999999996,24.642479999999999,19767.159312960532,19.767159312960533]
[872.48,0.87248000000000003,18750,18.75,620,1240,1.24,20.862479999999998,20174.551803236503,20.174551803236504]
[872.48,0.87248000000000003,18750,18.75,930,1860,1.86,21.482479999999999,19684.912617969938,19.684912617969939]
[872.48,0.87248000000000003,18750,18.75,670,1340,1.34,20.962479999999999,19864.943737758465,19.864943737758466]
[872.48,0.87248000000000003,18750,18.75,1260,2520,2.52,22.142479999999999,19819.107176473968,19.819107176473967]
[872.48,0.87248000000000003,18750,18.75,900,1800,1.8,21.42248,19683.05627952893,19.68305627952893]
[872.48,0.87248000000000003,18750,18.75,320,640,0.64,20.26248,19752.301800425586,19.752301800425588]
[872.48,0.87248000000000003,18750,18.75,290,580,0.57999999999999996,20.202479999999998,19955.926754476801,19.955926754476799]
[872.48,0.87248000000000003,18750,18.75,190,380,0.38,20.002479999999998,20139.417935547288,20.139417935547289]
[872.48,0.87248000000000003,18750,18.75,140,280,0.28000000000000003,19.902480000000001,20032.334707127637,20.032334707127635]
[872.48,0.87248000000000003,18750,18.75,120,240,0.24,19.862479999999998,20469.687403533841,20.46968740353384]
[872.48,0.87248000000000003,18750,18.75,350,700,0.7,20.322479999999999,19936.674083165875,19.936674083165876]
[872.48,0.87248000000000003,18750,18.75,80,160,0.16,19.78248,19222.804846354058,19.222804846354059]
[872.48,0.87248000000000003,18750,18.75,180,360,0.36,19.982479999999999,19099.294021833153,19.099294021833153]
[872.48,0.87248000000000003,18750,18.75,520,1040,1.04,20.662479999999999,19885.431417426029,19.88543141742603]
[872.48,0.87248000000000003,18750,18.75,420,840,0.84,20.462479999999999,20219.303417446332,20.219303417446334]
[872.48,0.87248000000000003,18750,18.75,210,420,0.42,20.042480000000001,17806.397028865536,17.806397028865536]
[872.48,0.87248000000000003,18750,18.75,280,560,0.56000000000000005,20.182479999999998,19911.819058095978,19.911819058095979]
[872.48,0.87248000000000003,18750,18.75,460,920,0.92,20.542480000000001,19724.076636078509,19.724076636078511]
[872.48,0.87248000000000003,18750,18.75,260,520,0.52,20.142479999999999,20025.610928575818,20.025610928575819]
[872.48,{"$f":"A5251/1000","v":0.87248000000000003},18750,{"$f":"C5251/1000","v":18.75},140,{"$f":"E5251*2","v":280},{"$f":"F5251/1000","v":0.28000000000000003},{"$f":"B5251+D5251+G5251","v":19.902480000000001},20108.18143554475,{"$f":"I5251/1000","v":20.108181435544751}]
[872.48,0.87248000000000003,18750,18.75,80,160,0.16,19.78248,20304.766411880322,20.304766411880323]
[872.48,0.87248000000000003,18750,18.75,390,780,0.78,20.402480000000001,19973.643143057598,19.973643143057597]
[872.48,0.87248000000000003,18750,18.75,1920,3840,3.84,23.462479999999999,19828.75106087645,19.828751060876449]
[872.48,0.87248000000000003,18750,18.75,390,780,0.78,20.402480000000001,20611.419374293248,20.611419374293249]
[872.48,0.87248000000000003,18750,18.75,210,420,0.42,20.042480000000001,20795.635580433624,20.795635580433622]
[872.48,0.87248000000000003,18750,18.75,0,0,0,19.622479999999999,19228.022331033571,19.228022331033571]
[872.48,0.87248000000000003,18750,18.75,0,0,0,19.622479999999999,19862.867427172892,19.862867427172894]
[872.48,0.87248000000000003,18750,18.75,0,0,0,19.622479999999999,19464.653751660804,19.464653751660805]
[872.48,0.87248000000000003,18750,18.75,100,200,0.2,19.822479999999999,19379.746989817169,19.379746989817168]
[872.48,0.87248000000000003,18750,18.75,0,0,0,19.622479999999999,18953.519229343463,18.953519229343463]
[872.48,0.87248000000000003,18750,18.75,330,660,0.66,20.28248,19037.368551076284,19.037368551076284]
[872.48,0.87248000000000003,18750,18.75,0,0,0,19.622479999999999,19339.537946638706,19.339537946638707]
[872.48,0.87248000000000003,18750,18.75,170,340,0.34,19.962479999999999,19489.928799015044,19.489928799015043]
[872.48,0.87248000000000003,18750,18.75,320,640,0.64,20.26248,19423.592182019678,19.423592182019679]
[872.48,0.87248000000000003,18750,18.75,320,640,0.64,20.26248,20000.92333804565,20.000923338045649]
[872.48,0.87248000000000003,18750,18.75,120,240,0.24,19.862479999999998,20208.17820853056,20.208178208530562]
[872.48,0.87248000000000003,18750,18.75,140,280,0.28000000000000003,19.902480000000001,20006.050822725159,20.006050822725161]
[872.48,0.87248000000000003,18750,18.75,90,180,0.18,19.802479999999999,19314.556532988019,19.314556532988018]
[872.48,0.87248000000000003,18750,18.75,130,260,0.26,19.882480000000001,18785.382094236982,18.785382094236983]
[872.48,0.87248000000000003,18750,18.75,0,0,0,19.622479999999999,19614.599668104649,19.614599668104649]
[872.48,0.87248000000000003,18750,18.75,10,20,0.02,19.642479999999999,19653.757420196347,19.653757420196346]
[872.48,0.87248000000000003,18750,18.75,0,0,0,19.622479999999999,19581.511871444254,19.581511871444253]
[872.48,0.87248000000000003,18750,18.75,10,20,0.02,19.642479999999999,19554.896779521314,19.554896779521314]
[872.48,0.87248000000000003,18750,18.75,30,60,0.06,19.682479999999998,19536.940435509219,19.536940435509219]
[872.48,0.87248000000000003,18750,18.75,100,200,0.2,19.822479999999999,20142.5079299762,20.142507929976201]
[872.48,0.87248000000000003,18750,18.75,0,0,0,19.622479999999999,20081.600038607325,20.081600038607323]
[872.48,0.87248000000000003,18750,18.75,0,0,0,19.622479999999999,20547.670342256959,20.547670342256961]
[872.48,0.87248000000000003,18750,18.75,0,0,0,19.622479999999999,20120.673967578503,20.120673967578504]
[872.48,0.87248000000000003,18750,18.75,0,0,0,19.622479999999999,19514.607808766988,19.514607808766989]
[872.48,0.87248000000000003,18750,18.75,0,0,0,19.622479999999999,19699.59265696755,19.69959265696755]
[872.48,0.87248000000000003,18750,18.75,0,0,0,19.622479999999999,19548.404275343,19.548404275343]
[872.48,0.87248000000000003,18750,18.75,0,0,0,19.622479999999999,18556.260612327787,18.556260612327787]
[872.48,0.87248000000000003,18750,18.75,0,0,0,19.622479999999999,19303.627640228908,19.303627640228907]
[872.48,0.87248000000000003,18750,18.75,0,0,0,19.622479999999999,18943.189324051942,18.943189324051943]
[872.48,0.87248000000000003,18750,18.75,0,0,0,19.622479999999999,19395.325754441274,19.395325754441274]
[872.48,0.87248000000000003,18750,18.75,0,0,0,19.622479999999999,19377.844535778637,19.377844535778635]
[872.48,0.87248000000000003,18750,18.75,0,0,0,19.622479999999999,19270.843766968603,19.270843766968603]
[872.48,0.87248000000000003,18750,18.75,20,40,0.04,19.662479999999999,18760.894470280291,18.760894470280292]
[872.48,0.87248000000000003,18750,18.75,70,140,0.14000000000000001,19.76248,18945.295584497733,18.945295584497732]
[872.48,0.87248000000000003,18750,18.75,170,340,0.34,19.962479999999999,18997.994716813595,18.997994716813594]
[872.48,0.87248000000000003,18750,18.75,720,1440,1.44,21.062480000000001,19227.169849139602,19.227169849139603]
[872.48,0.87248000000000003,18750,18.75,1050,2100,2.1,21.722480000000001,19158.9231597201,19.1589231597201]
[872.48,0.87248000000000003,18750,18.75,1910,3820,3.82,23.44248,19266.487539949336,19.266487539949335]
[872.48,0.87248000000000003,18750,18.75,2140,4280,4.28,23.902480000000001,18931.296702880798,18.931296702880797]
[872.48,0.87248000000000003,18750,18.75,2290,4580,4.58,24.202480000000001,18726.420491169334,18.726420491169335]
[872.48,0.87248000000000003,18750,18.75,1620,3240,3.24,22.862479999999998,18309.812914541504,18.309812914541503]
[872.48,0.87248000000000003,18750,18.75,730,1460,1.46,21.08248,18436.327400621398,18.436327400621398]
[872.48,0.87248000000000003,18750,18.75,210,420,0.42,20.042480000000001,18282.631562172777,18.282631562172778]
[872.48,0.87248000000000003,18750,18.75,300,600,0.6,20.222480000000001,18273.413993926959,18.273413993926958]
[872.48,0.87248000000000003,18750,18.75,1040,2080,2.08,21.702480000000001,18206.854872753273,18.206854872753272]
[872.48,0.87248000000000003,18750,18.75,1160,2320,2.3199999999999998,21.94248,17961.463335133209,17.96146333513321]
[872.48,0.87248000000000003,18750,18.75,690,1380,1.38,21.002479999999998,18321.071824013874,18.321071824013874]
[872.48,0.87248000000000003,18750,18.75,120,240,0.24,19.862479999999998,18383.890939616471,18.383890939616471]
[872.48,0.87248000000000003,18750,18.75,0,0,0,19.622479999999999,18629.349872778654,18.629349872778654]
[872.48,0.87248000000000003,18750,18.75,0,0,0,19.622479999999999,18757.298154123633,18.757298154123632]
[872.48,0.87248000000000003,18750,18.75,20,40,0.04,19.662479999999999,18436.038652710558,18.436038652710558]
[872.48,0.87248000000000003,18750,18.75,10,20,0.02,19.642479999999999,18497.064112325254,18.497064112325255]
[872.48,0.87248000000000003,18750,18.75,20,40,0.04,19.662479999999999,18929.559652746088,18.929559652746086]
[872.48,0.87248000000000003,18750,18.75,70,140,0.14000000000000001,19.76248,19551.944319911701,19.551944319911701]
[872.48,0.87248000000000003,18750,18.75,0,0,0,19.622479999999999,19657.199890948137,19.657199890948139]
[872.48,0.87248000000000003,18750,18.75,0,0,0,19.622479999999999,19842.62224054147,19.84262224054147]
[872.48,0.87248000000000003,18750,18.75,0,0,0,19.622479999999999,19851.984833857183,19.851984833857184]
[872.48,0.87248000000000003,18750,18.75,0,0,0,19.622479999999999,19728.802885382127,19.728802885382127]
[872.48,{"$f":"A5315/1000","v":0.87248000000000003},18750,{"$f":"C5315/1000","v":18.75},40,{"$f":"E5315*2","v":80},{"$f":"F5315/1000","v":0.08},{"$f":"B5315+D5315+G5315","v":19.702479999999998},19792.665757252194,{"$f":"I5315/1000","v":19.792665757252195}]
[872.48,0.87248000000000003,18750,18.75,130,260,0.26,19.882480000000001,19751.79433803042,19.751794338030422]
[872.48,0.87248000000000003,18750,18.75,60,120,0.12,19.74248,19711.43901212182,19.711439012121819]
[872.48,0.87248000000000003,18750,18.75,20,40,0.04,19.662479999999999,19668.963730781914,19.668963730781915]
[872.48,0.87248000000000003,18750,18.75,300,600,0.6,20.222480000000001,18465.749285105092,18.46574928510509]
[872.48,0.87248000000000003,18750,18.75,480,960,0.96,20.58248,19898.761422997115,19.898761422997115]
[872.48,0.87248000000000003,18750,18.75,430,860,0.86,20.482479999999999,19736.33792159419,19.736337921594188]
[872.48,0.87248000000000003,18750,18.75,470,940,0.94,20.562480000000001,19722.178950839861,19.722178950839861]
[872.48,0.87248000000000003,18750,18.75,320,640,0.64,20.26248,19864.932480098221,19.864932480098222]
[872.48,0.87248000000000003,18750,18.75,240,480,0.48,20.10248,19962.014239156313,19.962014239156314]
[872.48,0.87248000000000003,18750,18.75,560,1120,1.1200000000000001,20.74248,19784.524482878689,19.784524482878687]
[872.48,0.87248000000000003,18750,18.75,1130,2260,2.2599999999999998,21.882480000000001,19937.087922999654,19.937087922999652]
[872.48,0.87248000000000003,18750,18.75,2090,4180,4.18,23.802479999999999,19735.756669505034,19.735756669505033]
[872.48,0.87248000000000003,18750,18.75,3200,6400,6.4,26.022480000000002,19608.302105429917,19.608302105429917]
[872.48,0.87248000000000003,18750,18.75,3750,7500,7.5,27.122479999999999,19313.522915997724,19.313522915997723]
[872.48,0.87248000000000003,18750,18.75,3960,7920,7.92,27.542479999999998,19293.063895103609,19.293063895103607]
[872.48,0.87248000000000003,18750,18.75,4520,9040,9.0399999999999991,28.662479999999999,19203.903427132285,19.203903427132285]
[872.48,0.87248000000000003,18750,18.75,4910,9820,9.82,29.44248,19110.60038255851,19.110600382558509]
[872.48,0.87248000000000003,18750,18.75,5130,10260,10.26,29.882480000000001,19201.203337994892,19.20120333799489]
[872.48,0.87248000000000003,18750,18.75,4140,8280,8.2799999999999994,27.902479999999997,19545.009200133321,19.545009200133322]
[872.48,0.87248000000000003,18750,18.75,3580,7160,7.16,26.78248,20372.868031661234,20.372868031661234]
[872.48,0.87248000000000003,18750,18.75,4500,9000,9,28.622479999999999,19942.659091522502,19.942659091522504]
[872.48,0.87248000000000003,18750,18.75,4130,8260,8.26,27.882480000000001,20040.194734983073,20.040194734983075]
[872.48,0.87248000000000003,18750,18.75,4470,8940,8.94,28.562480000000001,20235.968397947527,20.235968397947527]
[872.48,0.87248000000000003,18750,18.75,3460,6920,6.92,26.542479999999998,20260.553556723513,20.260553556723512]
[872.48,0.87248000000000003,18750,18.75,3500,7000,7,26.622479999999999,20160.822966188265,20.160822966188267]
[872.48,0.87248000000000003,18750,18.75,4610,9220,9.2200000000000006,28.842480000000002,20091.07880323143,20.091078803231429]
[872.48,0.87248000000000003,18750,18.75,4620,9240,9.24,28.862479999999998,20288.165053940505,20.288165053940507]
[872.48,0.87248000000000003,18750,18.75,4090,8180,8.18,27.802479999999999,20312.938955056245,20.312938955056243]
[872.48,0.87248000000000003,18750,18.75,2500,5000,5,24.622479999999999,20631.550916078937,20.631550916078936]
[872.48,0.87248000000000003,18750,18.75,3410,6820,6.82,26.44248,20524.200202979777,20.524200202979777]
[872.48,0.87248000000000003,18750,18.75,3790,7580,7.58,27.202480000000001,20224.237157000542,20.224237157000541]
[872.48,0.87248000000000003,18750,18.75,3540,7080,7.08,26.702480000000001,20573.948033066692,20.573948033066692]
[872.48,0.87248000000000003,18750,18.75,3460,6920,6.92,26.542479999999998,21127.260184911815,21.127260184911815]
[872.48,0.87248000000000003,18750,18.75,4000,8000,8,27.622479999999999,21402.810620862074,21.402810620862073]
[872.48,0.87248000000000003,18750,18.75,3820,7640,7.64,27.26248,21433.989586045322,21.433989586045321]
[872.48,0.87248000000000003,18750,18.75,3640,7280,7.28,26.902480000000001,21632.981991349527,21.632981991349528]
[872.48,0.87248000000000003,18750,18.75,3820,7640,7.64,27.26248,21892.33482005636,21.892334820056359]
[872.48,0.87248000000000003,18750,18.75,3660,7320,7.32,26.94248,23149.461334062758,23.149461334062757]
[872.48,0.87248000000000003,18750,18.75,4240,8480,8.48,28.10248,22128.978683579953,22.128978683579952]
[872.48,0.87248000000000003,18750,18.75,4220,8440,8.44,28.062480000000001,22010.274308921798,22.010274308921797]
[872.48,0.87248000000000003,18750,18.75,4590,9180,9.18,28.802479999999999,22690.782249075761,22.69078224907576]
[872.48,0.87248000000000003,18750,18.75,4610,9220,9.2200000000000006,28.842480000000002,22849.994515102786,22.849994515102786]
[872.48,0.87248000000000003,18750,18.75,5260,10520,10.52,30.142479999999999,22591.801580545296,22.591801580545297]
[872.48,0.87248000000000003,18750,18.75,4690,9380,9.3800000000000008,29.002479999999998,21428.508278245288,21.428508278245289]
[872.48,0.87248000000000003,18750,18.75,4550,9100,9.1,28.722479999999997,22495.46848026065,22.495468480260651]
[872.48,0.87248000000000003,18750,18.75,4910,9820,9.82,29.44248,22829.923090309923,22.829923090309922]
[872.48,0.87248000000000003,18750,18.75,3010,6020,6.02,25.642479999999999,22317.729931503483,22.317729931503482]
[872.48,0.87248000000000003,18750,18.75,2970,5940,5.94,25.562480000000001,22632.066856314112,22.632066856314111]
[872.48,0.87248000000000003,18750,18.75,2800,5600,5.6,25.222479999999997,22813.744292259293,22.813744292259294]
[872.48,0.87248000000000003,18750,18.75,2990,5980,5.98,25.60248,21005.099035963911,21.005099035963912]
[872.48,0.87248000000000003,18750,18.75,3330,6660,6.66,26.28248,20359.867416182995,20.359867416182993]
[872.48,0.87248000000000003,18750,18.75,3680,7360,7.36,26.982479999999999,22338.543804763791,22.338543804763791]
[872.48,0.87248000000000003,18750,18.75,2810,5620,5.62,25.24248,21768.40414595481,21.768404145954811]
[872.48,0.87248000000000003,18750,18.75,790,1580,1.58,21.202480000000001,22232.743175230935,22.232743175230937]
[872.48,0.87248000000000003,18750,18.75,740,1480,1.48,21.10248,22349.431334011999,22.349431334011999]
[872.48,0.87248000000000003,18750,18.75,1180,2360,2.36,21.982479999999999,22056.360925917172,22.056360925917172]
[872.48,0.87248000000000003,18750,18.75,980,1960,1.96,21.58248,20585.288077635392,20.585288077635393]
[872.48,0.87248000000000003,18750,18.75,1070,2140,2.14,21.76248,20956.217935598048,20.956217935598048]
[872.48,0.87248000000000003,18750,18.75,2010,4020,4.0199999999999996,23.642479999999999,21632.198168229006,21.632198168229007]
[872.48,0.87248000000000003,18750,18.75,2280,4560,4.5599999999999996,24.182479999999998,21502.591200255145,21.502591200255146]
[872.48,0.87248000000000003,18750,18.75,1700,3400,3.4,23.022479999999998,21779.227902222279,21.779227902222278]
[872.48,0.87248000000000003,18750,18.75,900,1800,1.8,21.42248,22084.789801963019,22.084789801963019]
[872.48,0.87248000000000003,18750,18.75,1840,3680,3.68,23.302479999999999,22139.577570767975,22.139577570767976]
[872.48,{"$f":"A5379/1000","v":0.87248000000000003},18750,{"$f":"C5379/1000","v":18.75},2520,{"$f":"E5379*2","v":5040},{"$f":"F5379/1000","v":5.04},{"$f":"B5379+D5379+G5379","v":24.662479999999999},22042.487002517082,{"$f":"I5379/1000","v":22.042487002517081}]
[872.48,0.87248000000000003,18750,18.75,2350,4700,4.7,24.322479999999999,22519.274907839055,22.519274907839055]
[872.48,0.87248000000000003,18750,18.75,1540,3080,3.08,22.702480000000001,22866.670725408789,22.866670725408788]
[872.48,0.87248000000000003,18750,18.75,1000,2000,2,21.622479999999999,22925.099958004219,22.925099958004218]
[872.48,0.87248000000000003,18750,18.75,1000,2000,2,21.622479999999999,24622.365278443249,24.622365278443247]
[872.48,0.87248000000000003,18750,18.75,400,800,0.8,20.42248,25225.71788711752,25.225717887117519]
[872.48,0.87248000000000003,18750,18.75,470,940,0.94,20.562480000000001,24274.578136360222,24.274578136360223]
[872.48,0.87248000000000003,18750,18.75,570,1140,1.1399999999999999,20.76248,24656.329251983127,24.656329251983127]
[872.48,0.87248000000000003,18750,18.75,1190,2380,2.38,22.002479999999998,24982.383772895002,24.982383772895002]
[872.48,0.87248000000000003,18750,18.75,2100,4200,4.2,23.822479999999999,24627.066641954149,24.627066641954148]
[872.48,0.87248000000000003,18750,18.75,1960,3920,3.92,23.542479999999998,25132.649633627971,25.13264963362797]
[872.48,0.87248000000000003,18750,18.75,2430,4860,4.8600000000000003,24.482479999999999,25768.012275728768,25.768012275728768]
[872.48,0.87248000000000003,18750,18.75,2960,5920,5.92,25.542479999999998,22766.674254768666,22.766674254768667]
[872.48,0.87248000000000003,18750,18.75,2470,4940,4.9400000000000004,24.562480000000001,23706.741009584992,23.706741009584992]
[872.48,0.87248000000000003,18750,18.75,2720,5440,5.44,25.062480000000001,23300.593527665653,23.300593527665654]
[872.48,0.87248000000000003,18750,18.75,2480,4960,4.96,24.58248,23464.672026283031,23.464672026283033]
[872.48,0.87248000000000003,18750,18.75,3150,6300,6.3,25.92248,24171.433772844244,24.171433772844246]
[872.48,0.87248000000000003,18750,18.75,3110,6220,6.22,25.842479999999998,25760.298513890211,25.760298513890213]
[872.48,0.87248000000000003,18750,18.75,1930,3860,3.86,23.482479999999999,23731.992434377858,23.731992434377858]
[872.48,0.87248000000000003,18750,18.75,2090,4180,4.18,23.802479999999999,22045.924570762898,22.045924570762899]
[872.48,0.87248000000000003,18750,18.75,1380,2760,2.76,22.382480000000001,22796.780402285731,22.79678040228573]
[872.48,0.87248000000000003,18750,18.75,1930,3860,3.86,23.482479999999999,23301.745953848742,23.301745953848741]
[872.48,0.87248000000000003,18750,18.75,880,1760,1.76,21.382480000000001,23332.761212904297,23.332761212904298]
[872.48,0.87248000000000003,18750,18.75,390,780,0.78,20.402480000000001,23194.554038800212,23.194554038800213]
[872.48,0.87248000000000003,18750,18.75,380,760,0.76,20.382480000000001,23559.585109854412,23.55958510985441]
[872.48,0.87248000000000003,18750,18.75,240,480,0.48,20.10248,23587.50395247374,23.587503952473739]
[872.48,0.87248000000000003,18750,18.75,230,460,0.46,20.08248,23695.130859165642,23.695130859165641]
[872.48,0.87248000000000003,18750,18.75,280,560,0.56000000000000005,20.182479999999998,23601.39527698703,23.601395276987031]
[872.48,0.87248000000000003,18750,18.75,490,980,0.98,20.60248,23786.012718503298,23.786012718503297]
[872.48,0.87248000000000003,18750,18.75,210,420,0.42,20.042480000000001,23994.170282583495,23.994170282583493]
[872.48,0.87248000000000003,18750,18.75,0,0,0,19.622479999999999,24089.780873118736,24.089780873118738]
[872.48,0.87248000000000003,18750,18.75,0,0,0,19.622479999999999,24512.897219941755,24.512897219941756]
[872.48,0.87248000000000003,18750,18.75,10,20,0.02,19.642479999999999,23625.589194816028,23.625589194816026]
[872.48,0.87248000000000003,18750,18.75,40,80,0.08,19.702479999999998,22131.563114050492,22.131563114050493]
[872.48,0.87248000000000003,18750,18.75,0,0,0,19.622479999999999,22982.137732380259,22.982137732380259]
[872.48,0.87248000000000003,18750,18.75,0,0,0,19.622479999999999,19448.741070816195,19.448741070816194]
[872.48,0.87248000000000003,18750,18.75,70,140,0.14000000000000001,19.76248,20259.782487227047,20.259782487227046]
[872.48,0.87248000000000003,18750,18.75,320,640,0.64,20.26248,22607.136739321279,22.60713673932128]
[872.48,0.87248000000000003,18750,18.75,910,1820,1.82,21.44248,21714.622476034114,21.714622476034116]
[872.48,0.87248000000000003,18750,18.75,700,1400,1.4,21.022479999999998,22623.336889740633,22.623336889740632]
[872.48,0.87248000000000003,18750,18.75,330,660,0.66,20.28248,22359.733999751843,22.359733999751843]
[872.48,0.87248000000000003,18750,18.75,90,180,0.18,19.802479999999999,22156.552679404173,22.156552679404172]
[872.48,0.87248000000000003,18750,18.75,0,0,0,19.622479999999999,22752.247714261539,22.752247714261539]
[872.48,0.87248000000000003,18750,18.75,0,0,0,19.622479999999999,22936.944944076498,22.936944944076497]
[872.48,0.87248000000000003,18750,18.75,0,0,0,19.622479999999999,22793.911593092929,22.793911593092929]
[872.48,0.87248000000000003,18750,18.75,0,0,0,19.622479999999999,22446.688335412382,22.446688335412382]
[872.48,0.87248000000000003,18750,18.75,0,0,0,19.622479999999999,23018.684338233455,23.018684338233456]
[872.48,0.87248000000000003,18750,18.75,0,0,0,19.622479999999999,22734.16754712892,22.734167547128919]
[872.48,0.87248000000000003,18750,18.75,0,0,0,19.622479999999999,22729.468776933732,22.729468776933732]
[872.48,0.87248000000000003,18750,18.75,0,0,0,19.622479999999999,22604.786661326059,22.60478666132606]
[872.48,0.87248000000000003,18750,18.75,0,0,0,19.622479999999999,22165.675183582491,22.16567518358249]
[872.48,0.87248000000000003,18750,18.75,0,0,0,19.622479999999999,22130.417537341455,22.130417537341454]
[872.48,0.87248000000000003,18750,18.75,0,0,0,19.622479999999999,22366.440321479586,22.366440321479587]
[872.48,0.87248000000000003,18750,18.75,0,0,0,19.622479999999999,22249.602129272003,22.249602129272002]
[872.48,0.87248000000000003,18750,18.75,0,0,0,19.622479999999999,22478.029754634154,22.478029754634154]
[872.48,0.87248000000000003,18750,18.75,0,0,0,19.622479999999999,22306.349992785443,22.306349992785442]
[872.48,0.87248000000000003,18750,18.75,0,0,0,19.622479999999999,22871.855822902817,22.871855822902816]
[872.48,0.87248000000000003,18750,18.75,10,20,0.02,19.642479999999999,22985.505339623691,22.985505339623693]
[872.48,0.87248000000000003,18750,18.75,300,600,0.6,20.222480000000001,22087.332350710032,22.087332350710032]
[872.48,0.87248000000000003,18750,18.75,820,1640,1.64,21.26248,22896.452306192092,22.896452306192092]
[872.48,0.87248000000000003,18750,18.75,1010,2020,2.02,21.642479999999999,22944.293870262129,22.944293870262129]
[872.48,0.87248000000000003,18750,18.75,1450,2900,2.9,22.522479999999998,19037.774565242569,19.037774565242568]
[872.48,0.87248000000000003,18750,18.75,1430,2860,2.86,22.482479999999999,22809.632189199256,22.809632189199256]
[872.48,0.87248000000000003,18750,18.75,1520,3040,3.04,22.662479999999999,22937.37233404753,22.937372334047531]
[872.48,{"$f":"A5443/1000","v":0.87248000000000003},18750,{"$f":"C5443/1000","v":18.75},2260,{"$f":"E5443*2","v":4520},{"$f":"F5443/1000","v":4.5199999999999996},{"$f":"B5443+D5443+G5443","v":24.142479999999999},22964.14892875855,{"$f":"I5443/1000","v":22.964148928758551}]
[872.48,0.87248000000000003,18750,18.75,2220,4440,4.4400000000000004,24.062480000000001,23127.687371665055,23.127687371665054]
[872.48,0.87248000000000003,18750,18.75,1500,3000,3,22.622479999999999,23062.273325701048,23.062273325701049]
[872.48,0.87248000000000003,18750,18.75,1110,2220,2.2200000000000002,21.842479999999998,22602.568024836964,22.602568024836966]
[872.48,0.87248000000000003,18750,18.75,320,640,0.64,20.26248,23251.075758860694,23.251075758860694]
[872.48,0.87248000000000003,18750,18.75,570,1140,1.1399999999999999,20.76248,22242.646225426553,22.242646225426554]
[872.48,0.87248000000000003,18750,18.75,440,880,0.88,20.502479999999998,19753.755144635637,19.753755144635637]
[872.48,0.87248000000000003,18750,18.75,140,280,0.28000000000000003,19.902480000000001,21223.712256052309,21.223712256052309]
[872.48,0.87248000000000003,18750,18.75,440,880,0.88,20.502479999999998,20932.732747662685,20.932732747662683]
[872.48,0.87248000000000003,18750,18.75,460,920,0.92,20.542480000000001,20863.136034553369,20.863136034553367]
[872.48,0.87248000000000003,18750,18.75,1510,3020,3.02,22.642479999999999,21868.420289458529,21.86842028945853]
[872.48,0.87248000000000003,18750,18.75,2410,4820,4.82,24.44248,23049.995568038266,23.049995568038266]
[872.48,0.87248000000000003,18750,18.75,3010,6020,6.02,25.642479999999999,22712.813696152964,22.712813696152963]
[872.48,0.87248000000000003,18750,18.75,2660,5320,5.32,24.94248,22525.005024831884,22.525005024831884]
[872.48,0.87248000000000003,18750,18.75,4080,8160,8.16,27.78248,22701.867268574562,22.701867268574563]
[872.48,0.87248000000000003,18750,18.75,4140,8280,8.2799999999999994,27.902479999999997,22796.020402285729,22.79602040228573]
[872.48,0.87248000000000003,18750,18.75,4750,9500,9.5,29.122479999999999,22614.244352135796,22.614244352135795]
[872.48,0.87248000000000003,18750,18.75,4470,8940,8.94,28.562480000000001,22202.343002527232,22.202343002527233]
[872.48,0.87248000000000003,18750,18.75,4500,9000,9,28.622479999999999,22338.572480250499,22.338572480250498]
[872.48,0.87248000000000003,18750,18.75,4340,8680,8.68,28.302479999999999,21809.735587460935,21.809735587460935]
[872.48,0.87248000000000003,18750,18.75,3930,7860,7.86,27.482479999999999,22585.659109793505,22.585659109793504]
[872.48,0.87248000000000003,18750,18.75,4460,8920,8.92,28.542479999999998,22938.006218450006,22.938006218450006]
[872.48,0.87248000000000003,18750,18.75,5160,10320,10.32,29.94248,21448.412123650156,21.448412123650154]
[872.48,0.87248000000000003,18750,18.75,4540,9080,9.08,28.702480000000001,21005.705665405396,21.005705665405397]
[872.48,0.87248000000000003,18750,18.75,4030,8060,8.06,27.682479999999998,20774.929197423917,20.774929197423916]
[872.48,0.87248000000000003,18750,18.75,3450,6900,6.9,26.522480000000002,21590.82426154218,21.590824261542181]
[872.48,0.87248000000000003,18750,18.75,2890,5780,5.78,25.402480000000001,21940.072728138497,21.940072728138496]
[872.48,0.87248000000000003,18750,18.75,3680,7360,7.36,26.982479999999999,21771.997913364459,21.771997913364459]
[872.48,0.87248000000000003,18750,18.75,4250,8500,8.5,28.122479999999999,22166.056580519915,22.166056580519914]
[872.48,0.87248000000000003,18750,18.75,4250,8500,8.5,28.122479999999999,22052.020775497818,22.052020775497819]
[872.48,0.87248000000000003,18750,18.75,2900,5800,5.8,25.42248,22305.714828438373,22.305714828438372]
[872.48,0.87248000000000003,18750,18.75,2140,4280,4.28,23.902480000000001,21953.94025181562,21.95394025181562]
[872.48,0.87248000000000003,18750,18.75,3680,7360,7.36,26.982479999999999,22040.112049871321,22.040112049871322]
[872.48,0.87248000000000003,18750,18.75,3490,6980,6.98,26.60248,22208.15304709593,22.20815304709593]
[872.48,0.87248000000000003,18750,18.75,3160,6320,6.32,25.94248,21994.919300565172,21.994919300565172]
[872.48,0.87248000000000003,18750,18.75,4750,9500,9.5,29.122479999999999,22885.154576384746,22.885154576384746]
[872.48,0.87248000000000003,18750,18.75,4420,8840,8.84,28.462479999999999,21217.623179345803,21.217623179345804]
[872.48,0.87248000000000003,18750,18.75,4610,9220,9.2200000000000006,28.842480000000002,21250.515962078476,21.250515962078477]
[872.48,0.87248000000000003,18750,18.75,4530,9060,9.06,28.682479999999998,22325.963860474661,22.325963860474662]
[872.48,0.87248000000000003,18750,18.75,3600,7200,7.2,26.822479999999999,23406.839126557523,23.406839126557522]
[872.48,0.87248000000000003,18750,18.75,3630,7260,7.26,26.882480000000001,22659.924524839495,22.659924524839493]
[872.48,0.87248000000000003,18750,18.75,1720,3440,3.44,23.062480000000001,22563.30894823197,22.56330894823197]
[872.48,0.87248000000000003,18750,18.75,3140,6280,6.28,25.902480000000001,22339.328840975853,22.339328840975853]
[872.48,0.87248000000000003,18750,18.75,4820,9640,9.64,29.26248,22071.941009483475,22.071941009483474]
[872.48,0.87248000000000003,18750,18.75,4530,9060,9.06,28.682479999999998,22645.819566622653,22.645819566622652]
[872.48,0.87248000000000003,18750,18.75,4940,9880,9.8800000000000008,29.502479999999998,19274.42699283113,19.274426992831131]
[872.48,0.87248000000000003,18750,18.75,4890,9780,9.7799999999999994,29.402479999999997,23490.400863331266,23.490400863331267]
[872.48,0.87248000000000003,18750,18.75,4940,9880,9.8800000000000008,29.502479999999998,23910.829614053033,23.910829614053032]
[872.48,0.87248000000000003,18750,18.75,4960,9920,9.92,29.542479999999998,22946.971204522288,22.946971204522288]
[872.48,0.87248000000000003,18750,18.75,4630,9260,9.26,28.882480000000001,23520.528570854265,23.520528570854264]
[872.48,0.87248000000000003,18750,18.75,4160,8320,8.32,27.94248,23444.2544190396,23.444254419039599]
[872.48,0.87248000000000003,18750,18.75,2510,5020,5.0199999999999996,24.642479999999999,23639.921788131742,23.63992178813174]
[872.48,0.87248000000000003,18750,18.75,2240,4480,4.4800000000000004,24.10248,23619.620474760624,23.619620474760623]
[872.48,0.87248000000000003,18750,18.75,1430,2860,2.86,22.482479999999999,23622.852895372631,23.622852895372631]
[872.48,0.87248000000000003,18750,18.75,2130,4260,4.26,23.882480000000001,22986.187721238086,22.986187721238085]
[872.48,0.87248000000000003,18750,18.75,920,1840,1.84,21.462479999999999,22917.694843796933,22.917694843796934]
[872.48,0.87248000000000003,18750,18.75,70,140,0.14000000000000001,19.76248,23029.735612606964,23.029735612606963]
[872.48,0.87248000000000003,18750,18.75,300,600,0.6,20.222480000000001,23206.756593118309,23.20675659311831]
[872.48,0.87248000000000003,18750,18.75,680,1360,1.36,20.982479999999999,24168.45376727316,24.16845376727316]
[872.48,0.87248000000000003,18750,18.75,60,120,0.12,19.74248,22816.386802008699,22.816386802008701]
[872.48,0.87248000000000003,18750,18.75,80,160,0.16,19.78248,22427.873126496612,22.42787312649661]
[872.48,0.87248000000000003,18750,18.75,280,560,0.56000000000000005,20.182479999999998,22133.772662690913,22.133772662690912]
[872.48,0.87248000000000003,18750,18.75,620,1240,1.24,20.862479999999998,21835.360774092354,21.835360774092354]
[872.48,0.87248000000000003,18750,18.75,710,1420,1.42,21.042479999999998,22099.897359066661,22.099897359066659]
[872.48,{"$f":"A5507/1000","v":0.87248000000000003},18750,{"$f":"C5507/1000","v":18.75},1160,{"$f":"E5507*2","v":2320},{"$f":"F5507/1000","v":2.3199999999999998},{"$f":"B5507+D5507+G5507","v":21.94248},22620.931886955095,{"$f":"I5507/1000","v":22.620931886955095}]
[872.48,0.87248000000000003,18750,18.75,1240,2480,2.48,22.10248,22354.741400865045,22.354741400865045]
[872.48,0.87248000000000003,18750,18.75,1870,3740,3.74,23.362479999999998,22170.063981633117,22.170063981633117]
[872.48,0.87248000000000003,18750,18.75,1680,3360,3.36,22.982479999999999,22317.163715626397,22.317163715626396]
[872.48,0.87248000000000003,18750,18.75,2230,4460,4.46,24.08248,21890.826111143131,21.890826111143131]
[872.48,0.87248000000000003,18750,18.75,1780,3560,3.56,23.182479999999998,22300.673598633563,22.300673598633562]
[872.48,0.87248000000000003,18750,18.75,1720,3440,3.44,23.062480000000001,21390.985534510222,21.390985534510222]
[872.48,0.87248000000000003,18750,18.75,2110,4220,4.22,23.842479999999998,21326.548811664201,21.3265488116642]
[872.48,0.87248000000000003,18750,18.75,2890,5780,5.78,25.402480000000001,20854.644718320571,20.854644718320571]
[872.48,0.87248000000000003,18750,18.75,1840,3680,3.68,23.302479999999999,20703.086353409286,20.703086353409287]
[872.48,0.87248000000000003,18750,18.75,780,1560,1.56,21.182479999999998,21156.742911933616,21.156742911933616]
[872.48,0.87248000000000003,18750,18.75,890,1780,1.78,21.402480000000001,20381.333090157648,20.38133309015765]
[872.48,0.87248000000000003,18750,18.75,1390,2780,2.78,22.402480000000001,20502.186352003821,20.502186352003822]
[872.48,0.87248000000000003,18750,18.75,670,1340,1.34,20.962479999999999,21663.921023385818,21.663921023385818]
[872.48,0.87248000000000003,18750,18.75,480,960,0.96,20.58248,21749.962804728257,21.749962804728256]
[872.48,0.87248000000000003,18750,18.75,580,1160,1.1599999999999999,20.78248,21977.976690536198,21.977976690536199]
[872.48,0.87248000000000003,18750,18.75,310,620,0.62,20.24248,19788.262144579803,19.788262144579804]
[872.48,0.87248000000000003,18750,18.75,230,460,0.46,20.08248,22237.953013669408,22.237953013669408]
[872.48,0.87248000000000003,18750,18.75,30,60,0.06,19.682479999999998,22146.033881353549,22.146033881353549]
[872.48,0.87248000000000003,18750,18.75,0,0,0,19.622479999999999,22198.080459351306,22.198080459351306]
[872.48,0.87248000000000003,18750,18.75,40,80,0.08,19.702479999999998,21529.347870201222,21.529347870201221]
[872.48,0.87248000000000003,18750,18.75,110,220,0.22,19.842479999999998,22119.798700293217,22.119798700293217]
[872.48,0.87248000000000003,18750,18.75,0,0,0,19.622479999999999,22714.213607015572,22.714213607015573]
[872.48,0.87248000000000003,18750,18.75,0,0,0,19.622479999999999,22743.4601125892,22.743460112589201]
[872.48,0.87248000000000003,18750,18.75,0,0,0,19.622479999999999,22771.574035989288,22.771574035989289]
[872.48,0.87248000000000003,18750,18.75,40,80,0.08,19.702479999999998,21783.64295514761,21.783642955147609]
[872.48,0.87248000000000003,18750,18.75,220,440,0.44,20.062480000000001,21886.659833984082,21.886659833984083]
[872.48,0.87248000000000003,18750,18.75,280,560,0.56000000000000005,20.182479999999998,22341.138868831291,22.34113886883129]
[872.48,0.87248000000000003,18750,18.75,760,1520,1.52,21.142479999999999,20534.237295024537,20.534237295024536]
[872.48,0.87248000000000003,18750,18.75,1500,3000,3,22.622479999999999,22240.048256011698,22.240048256011697]
[872.48,0.87248000000000003,18750,18.75,1870,3740,3.74,23.362479999999998,21737.154023390893,21.737154023390893]
[872.48,0.87248000000000003,18750,18.75,1580,3160,3.16,22.78248,21622.85566405069,21.622855664050689]
[872.48,0.87248000000000003,18750,18.75,1590,3180,3.18,22.802479999999999,21417.459508050099,21.417459508050097]
[872.48,0.87248000000000003,18750,18.75,1730,3460,3.46,23.08248,21615.659453744687,21.615659453744687]
[872.48,0.87248000000000003,18750,18.75,1610,3220,3.22,22.842479999999998,21534.458963489014,21.534458963489016]
[872.48,0.87248000000000003,18750,18.75,730,1460,1.46,21.08248,21770.430372974079,21.770430372974079]
[872.48,0.87248000000000003,18750,18.75,180,360,0.36,19.982479999999999,22380.326704489293,22.380326704489292]
[872.48,0.87248000000000003,18750,18.75,150,300,0.3,19.92248,22536.913828453598,22.536913828453599]
[872.48,0.87248000000000003,18750,18.75,20,40,0.04,19.662479999999999,22196.645489992286,22.196645489992285]
[872.48,0.87248000000000003,18750,18.75,10,20,0.02,19.642479999999999,21847.89466406592,21.847894664065919]
[872.48,0.87248000000000003,18750,18.75,0,0,0,19.622479999999999,21741.672626453466,21.741672626453468]
[872.48,0.87248000000000003,18750,18.75,0,0,0,19.622479999999999,21932.544970475716,21.932544970475714]
[872.48,0.87248000000000003,18750,18.75,0,0,0,19.622479999999999,22658.368403670887,22.658368403670888]
[872.48,0.87248000000000003,18750,18.75,0,0,0,19.622479999999999,23186.243966376078,23.186243966376079]
[872.48,0.87248000000000003,18750,18.75,0,0,0,19.622479999999999,24633.864204628881,24.633864204628882]
[872.48,0.87248000000000003,18750,18.75,0,0,0,19.622479999999999,24667.505640563919,24.66750564056392]
[872.48,0.87248000000000003,18750,18.75,0,0,0,19.622479999999999,24571.162551421443,24.571162551421445]
[872.48,0.87248000000000003,18750,18.75,10,20,0.02,19.642479999999999,24175.118814627396,24.175118814627396]
[872.48,0.87248000000000003,18750,18.75,230,460,0.46,20.08248,25157.61487597027,25.157614875970271]
[872.48,0.87248000000000003,18750,18.75,430,860,0.86,20.482479999999999,24722.849725525535,24.722849725525535]
[872.48,0.87248000000000003,18750,18.75,530,1060,1.06,20.682479999999998,24317.062232464017,24.317062232464018]
[872.48,0.87248000000000003,18750,18.75,560,1120,1.1200000000000001,20.74248,22083.519813105195,22.083519813105195]
[872.48,0.87248000000000003,18750,18.75,980,1960,1.96,21.58248,21378.894237852368,21.378894237852368]
[872.48,0.87248000000000003,18750,18.75,1530,3060,3.06,22.682479999999998,21409.340615290988,21.40934061529099]
[872.48,0.87248000000000003,18750,18.75,1940,3880,3.88,23.502479999999998,21774.905403615052,21.774905403615051]
[872.48,0.87248000000000003,18750,18.75,1910,3820,3.82,23.44248,21848.88201503934,21.84888201503934]
[872.48,0.87248000000000003,18750,18.75,1330,2660,2.66,22.28248,21697.966176590711,21.697966176590711]
[872.48,0.87248000000000003,18750,18.75,1390,2780,2.78,22.402480000000001,21957.916523403583,21.957916523403583]
[872.48,0.87248000000000003,18750,18.75,530,1060,1.06,20.682479999999998,22444.954545718385,22.444954545718385]
[872.48,0.87248000000000003,18750,18.75,740,1480,1.48,21.10248,21479.152396633432,21.479152396633431]
[872.48,0.87248000000000003,18750,18.75,600,1200,1.2,20.822479999999999,20938.469059552201,20.938469059552201]
[872.48,0.87248000000000003,18750,18.75,400,800,0.8,20.42248,21694.384902217207,21.694384902217209]
[872.48,0.87248000000000003,18750,18.75,20,40,0.04,19.662479999999999,21315.032640355807,21.315032640355806]
[872.48,0.87248000000000003,18750,18.75,300,600,0.6,20.222480000000001,21324.732634784719,21.32473263478472]
[872.48,{"$f":"A5571/1000","v":0.87248000000000003},18750,{"$f":"C5571/1000","v":18.75},1140,{"$f":"E5571*2","v":2280},{"$f":"F5571/1000","v":2.2799999999999998},{"$f":"B5571+D5571+G5571","v":21.902480000000001},21398.696842310255,{"$f":"I5571/1000","v":21.398696842310255}]
[872.48,0.87248000000000003,18750,18.75,1380,2760,2.76,22.382480000000001,20783.456949515614,20.783456949515614]
[872.48,0.87248000000000003,18750,18.75,2350,4700,4.7,24.322479999999999,21029.990829752467,21.029990829752467]
[872.48,0.87248000000000003,18750,18.75,3320,6640,6.64,26.26248,20968.715425848644,20.968715425848643]
[872.48,0.87248000000000003,18750,18.75,3440,6880,6.88,26.502479999999998,20779.871896590284,20.779871896590283]
[872.48,0.87248000000000003,18750,18.75,4060,8120,8.1199999999999992,27.74248,20873.215008017105,20.873215008017105]
[872.48,0.87248000000000003,18750,18.75,4380,8760,8.76,28.382480000000001,20833.062141718125,20.833062141718123]
[872.48,0.87248000000000003,18750,18.75,4720,9440,9.44,29.062480000000001,20355.868031661234,20.355868031661235]
[872.48,0.87248000000000003,18750,18.75,4230,8460,8.4600000000000009,28.08248,20689.156230845369,20.68915623084537]
[872.48,0.87248000000000003,18750,18.75,4140,8280,8.2799999999999994,27.902479999999997,21277.717398013516,21.277717398013515]
[872.48,0.87248000000000003,18750,18.75,3500,7000,7,26.622479999999999,20672.503670956175,20.672503670956175]
[872.48,0.87248000000000003,18750,18.75,2650,5300,5.3,24.92248,20830.039682108501,20.830039682108502]
[872.48,0.87248000000000003,18750,18.75,1370,2740,2.74,22.362479999999998,21504.176292178086,21.504176292178087]
[872.48,0.87248000000000003,18750,18.75,1030,2060,2.06,21.682479999999998,20156.116817164224,20.156116817164225]
[872.48,0.87248000000000003,18750,18.75,970,1940,1.94,21.562480000000001,20539.83281300875,20.539832813008751]
[872.48,0.87248000000000003,18750,18.75,980,1960,1.96,21.58248,20898.9725874051,20.898972587405101]
[872.48,0.87248000000000003,18750,18.75,1460,2920,2.92,22.542479999999998,21375.82172253188,21.375821722531882]
[872.48,0.87248000000000003,18750,18.75,1200,2400,2.4,22.022479999999998,21475.769870170767,21.475769870170765]
[872.48,0.87248000000000003,18750,18.75,270,540,0.54,20.162479999999999,21099.373696051451,21.099373696051451]
[872.48,0.87248000000000003,18750,18.75,70,140,0.14000000000000001,19.76248,20580.159374293245,20.580159374293245]
[872.48,0.87248000000000003,18750,18.75,80,160,0.16,19.78248,20905.780021944825,20.905780021944825]
[872.48,0.87248000000000003,18750,18.75,200,400,0.4,20.022479999999998,20974.609260111338,20.974609260111336]
[872.48,0.87248000000000003,18750,18.75,70,140,0.14000000000000001,19.76248,21310.131326984691,21.310131326984692]
[872.48,0.87248000000000003,18750,18.75,60,120,0.12,19.74248,21678.10854706294,21.678108547062941]
[872.48,0.87248000000000003,18750,18.75,0,0,0,19.622479999999999,21805.676739270522,21.805676739270524]
[872.48,0.87248000000000003,18750,18.75,0,0,0,19.622479999999999,22019.873145970036,22.019873145970035]
[872.48,0.87248000000000003,18750,18.75,0,0,0,19.622479999999999,23591.256523505101,23.591256523505102]
[872.48,0.87248000000000003,18750,18.75,0,0,0,19.622479999999999,21637.804612520675,21.637804612520675]
[872.48,0.87248000000000003,18750,18.75,0,0,0,19.622479999999999,20750.996654247992,20.750996654247992]
[872.48,0.87248000000000003,18750,18.75,0,0,0,19.622479999999999,20060.051012142125,20.060051012142125]
[872.48,0.87248000000000003,18750,18.75,0,0,0,19.622479999999999,20438.80848849038,20.43880848849038]
[872.48,0.87248000000000003,18750,18.75,0,0,0,19.622479999999999,20955.116627798016,20.955116627798017]
[872.48,0.87248000000000003,18750,18.75,0,0,0,19.622479999999999,20909.968992699152,20.909968992699152]
[872.48,0.87248000000000003,18750,18.75,70,140,0.14000000000000001,19.76248,20735.12032694916,20.735120326949161]
[872.48,0.87248000000000003,18750,18.75,320,640,0.64,20.26248,20325.896629152718,20.325896629152716]
[872.48,0.87248000000000003,18750,18.75,640,1280,1.28,20.902480000000001,20524.181488495458,20.524181488495458]
[872.48,0.87248000000000003,18750,18.75,900,1800,1.8,21.42248,20991.015659834309,20.991015659834311]
[872.48,0.87248000000000003,18750,18.75,1440,2880,2.88,22.502479999999998,21176.903051210797,21.176903051210797]
[872.48,0.87248000000000003,18750,18.75,2330,4660,4.66,24.28248,21424.790854847739,21.424790854847739]
[872.48,0.87248000000000003,18750,18.75,2170,4340,4.34,23.962479999999999,21213.183257341025,21.213183257341026]
[872.48,0.87248000000000003,18750,18.75,1840,3680,3.68,23.302479999999999,21262.454838124326,21.262454838124327]
[872.48,0.87248000000000003,18750,18.75,1530,3060,3.06,22.682479999999998,20814.578290742167,20.814578290742165]
[872.48,0.87248000000000003,18750,18.75,1160,2320,2.3199999999999998,21.94248,20494.5139815316,20.4945139815316]
[872.48,0.87248000000000003,18750,18.75,740,1480,1.48,21.10248,20118.38398986285,20.118383989862849]
[872.48,0.87248000000000003,18750,18.75,480,960,0.96,20.58248,20645.217260091034,20.645217260091034]
[872.48,0.87248000000000003,18750,18.75,400,800,0.8,20.42248,20616.194527498148,20.616194527498148]
[872.48,0.87248000000000003,18750,18.75,320,640,0.64,20.26248,20792.573137537267,20.792573137537268]
[872.48,0.87248000000000003,18750,18.75,130,260,0.26,19.882480000000001,20957.121686294435,20.957121686294435]
[872.48,0.87248000000000003,18750,18.75,0,0,0,19.622479999999999,20645.283531679001,20.645283531679002]
[872.48,0.87248000000000003,18750,18.75,0,0,0,19.622479999999999,21161.505388256497,21.161505388256497]
[872.48,0.87248000000000003,18750,18.75,0,0,0,19.622479999999999,21833.606928687484,21.833606928687484]
[872.48,0.87248000000000003,18750,18.75,0,0,0,19.622479999999999,21693.116221159413,21.693116221159414]
[872.48,0.87248000000000003,18750,18.75,0,0,0,19.622479999999999,21948.436473263799,21.948436473263797]
[872.48,0.87248000000000003,18750,18.75,0,0,0,19.622479999999999,21649.764618091762,21.649764618091762]
[872.48,0.87248000000000003,18750,18.75,0,0,0,19.622479999999999,21700.647478819654,21.700647478819654]
[872.48,0.87248000000000003,18750,18.75,0,0,0,19.622479999999999,21520.365179366105,21.520365179366106]
[872.48,0.87248000000000003,18750,18.75,0,0,0,19.622479999999999,21577.269097195109,21.57726909719511]
[872.48,0.87248000000000003,18750,18.75,0,0,0,19.622479999999999,21822.904496933304,21.822904496933305]
[872.48,0.87248000000000003,18750,18.75,160,320,0.32,19.94248,21752.481586065624,21.752481586065624]
[872.48,0.87248000000000003,18750,18.75,730,1460,1.46,21.08248,21856.658442617743,21.856658442617743]
[872.48,0.87248000000000003,18750,18.75,1750,3500,3.5,23.122479999999999,21982.990452374757,21.982990452374757]
[872.48,0.87248000000000003,18750,18.75,1900,3800,3.8,23.42248,21768.17410138611,21.768174101386109]
[872.48,0.87248000000000003,18750,18.75,2370,4740,4.74,24.362479999999998,21630.417005277242,21.630417005277241]
[872.48,0.87248000000000003,18750,18.75,2650,5300,5.3,24.92248,21333.975250384778,21.333975250384778]
[872.48,{"$f":"A5635/1000","v":0.87248000000000003},18750,{"$f":"C5635/1000","v":18.75},2390,{"$f":"E5635*2","v":4780},{"$f":"F5635/1000","v":4.78},{"$f":"B5635+D5635+G5635","v":24.402480000000001},21832.944541502002,{"$f":"I5635/1000","v":21.832944541502002}]
[872.48,0.87248000000000003,18750,18.75,2300,4600,4.5999999999999996,24.222479999999997,21194.034398008436,21.194034398008437]
[872.48,0.87248000000000003,18750,18.75,1350,2700,2.7,22.322479999999999,20311.820235000836,20.311820235000837]
[872.48,0.87248000000000003,18750,18.75,1450,2900,2.9,22.522479999999998,19818.234689008917,19.818234689008918]
[872.48,0.87248000000000003,18750,18.75,710,1420,1.42,21.042479999999998,19847.487248898102,19.847487248898101]
[872.48,0.87248000000000003,18750,18.75,260,520,0.52,20.142479999999999,19840.039836642725,19.840039836642724]
[872.48,0.87248000000000003,18750,18.75,660,1320,1.32,20.94248,19768.393191791922,19.768393191791922]
[872.48,0.87248000000000003,18750,18.75,120,240,0.24,19.862479999999998,19688.836407663934,19.688836407663935]
[872.48,0.87248000000000003,18750,18.75,10,20,0.02,19.642479999999999,19754.93926839183,19.75493926839183]
[872.48,0.87248000000000003,18750,18.75,0,0,0,19.622479999999999,19873.907505168114,19.873907505168113]
[872.48,0.87248000000000003,18750,18.75,0,0,0,19.622479999999999,20883.19114032789,20.883191140327892]
[872.48,0.87248000000000003,18750,18.75,0,0,0,19.622479999999999,20780.08808461194,20.78008808461194]
[872.48,0.87248000000000003,18750,18.75,0,0,0,19.622479999999999,20846.943410520544,20.846943410520545]
[872.48,0.87248000000000003,18750,18.75,0,0,0,19.622479999999999,20726.426475973203,20.726426475973202]
[872.48,0.87248000000000003,18750,18.75,0,0,0,19.622479999999999,20747.116576252771,20.747116576252772]
[872.48,0.87248000000000003,18750,18.75,0,0,0,19.622479999999999,22995.322829874283,22.995322829874283]
[872.48,0.87248000000000003,18750,18.75,0,0,0,19.622479999999999,23235.688162759438,23.235688162759438]
[872.48,0.87248000000000003,18750,18.75,0,0,0,19.622479999999999,22787.211548524232,22.787211548524233]
[872.48,0.87248000000000003,18750,18.75,10,20,0.02,19.642479999999999,20947.869092978723,20.947869092978724]
[872.48,0.87248000000000003,18750,18.75,10,20,0.02,19.642479999999999,20666.747315801909,20.66674731580191]
[872.48,0.87248000000000003,18750,18.75,160,320,0.32,19.94248,20312.5288882032,20.3125288882032]
[872.48,0.87248000000000003,18750,18.75,40,80,0.08,19.702479999999998,20195.105782347469,20.195105782347468]
[872.48,0.87248000000000003,18750,18.75,0,0,0,19.622479999999999,20354.10294530938,20.354102945309378]
[872.48,0.87248000000000003,18750,18.75,0,0,0,19.622479999999999,20095.034023289376,20.095034023289376]
[872.48,0.87248000000000003,18750,18.75,0,0,0,19.622479999999999,19854.858773970533,19.854858773970534]
[872.48,0.87248000000000003,18750,18.75,0,0,0,19.622479999999999,19741.387955020713,19.741387955020713]
[872.48,0.87248000000000003,18750,18.75,0,0,0,19.622479999999999,19664.641243316863,19.664641243316861]
[872.48,0.87248000000000003,18750,18.75,0,0,0,19.622479999999999,19749.727899309844,19.749727899309843]
[872.48,0.87248000000000003,18750,18.75,0,0,0,19.622479999999999,20409.873301858959,20.409873301858958]
[872.48,0.87248000000000003,18750,18.75,90,180,0.18,19.802479999999999,20285.300045583877,20.285300045583877]
[872.48,0.87248000000000003,18750,18.75,160,320,0.32,19.94248,20310.902711323721,20.31090271132372]
[872.48,0.87248000000000003,18750,18.75,360,720,0.72,20.342479999999998,21028.745877106707,21.028745877106708]
[872.48,0.87248000000000003,18750,18.75,680,1360,1.36,20.982479999999999,20076.228510825491,20.076228510825491]
[872.48,0.87248000000000003,18750,18.75,640,1280,1.28,20.902480000000001,20691.897499647785,20.691897499647784]
[872.48,0.87248000000000003,18750,18.75,670,1340,1.34,20.962479999999999,22127.432406420903,22.127432406420905]
[872.48,0.87248000000000003,18750,18.75,690,1380,1.38,21.002479999999998,22508.309737920896,22.508309737920897]
[872.48,0.87248000000000003,18750,18.75,620,1240,1.24,20.862479999999998,22915.439852153562,22.915439852153561]
[872.48,0.87248000000000003,18750,18.75,880,1760,1.76,21.382480000000001,21438.814544262168,21.438814544262168]
[872.48,0.87248000000000003,18750,18.75,1290,2580,2.58,22.202480000000001,21478.422307496036,21.478422307496036]
[872.48,0.87248000000000003,18750,18.75,1100,2200,2.2000000000000002,21.822479999999999,21030.05710134043,21.030057101340429]
[872.48,0.87248000000000003,18750,18.75,1170,2340,2.34,21.962479999999999,21887.379744846687,21.887379744846687]
[872.48,0.87248000000000003,18750,18.75,1500,3000,3,22.622479999999999,22291.437354901034,22.291437354901035]
[872.48,0.87248000000000003,18750,18.75,1870,3740,3.74,23.362479999999998,22501.013644607723,22.501013644607724]
[872.48,0.87248000000000003,18750,18.75,2420,4840,4.84,24.462479999999999,20597.417795016925,20.597417795016923]
[872.48,0.87248000000000003,18750,18.75,2190,4380,4.38,24.002479999999998,22663.844602834717,22.663844602834718]
[872.48,0.87248000000000003,18750,18.75,2060,4120,4.12,23.74248,22893.607269980024,22.893607269980023]
[872.48,0.87248000000000003,18750,18.75,1640,3280,3.28,22.902480000000001,22835.543235158195,22.835543235158195]
[872.48,0.87248000000000003,18750,18.75,1910,3820,3.82,23.44248,22714.987508131315,22.714987508131316]
[872.48,0.87248000000000003,18750,18.75,1910,3820,3.82,23.44248,22183.594243474217,22.183594243474218]
[872.48,0.87248000000000003,18750,18.75,2690,5380,5.38,25.002479999999998,21620.555792185696,21.620555792185698]
[872.48,0.87248000000000003,18750,18.75,2560,5120,5.12,24.74248,22638.755782499742,22.638755782499743]
[872.48,0.87248000000000003,18750,18.75,1660,3320,3.32,22.94248,22997.544204527363,22.997544204527362]
[872.48,0.87248000000000003,18750,18.75,1610,3220,3.22,22.842479999999998,22142.955194724665,22.142955194724667]
[872.48,0.87248000000000003,18750,18.75,2140,4280,4.28,23.902480000000001,22235.529357681502,22.235529357681504]
[872.48,0.87248000000000003,18750,18.75,1800,3600,3.6,23.222480000000001,22622.318091690009,22.622318091690008]
[872.48,0.87248000000000003,18750,18.75,1440,2880,2.88,22.502479999999998,22564.844040154912,22.564844040154913]
[872.48,0.87248000000000003,18750,18.75,1620,3240,3.24,22.862479999999998,22647.522009519012,22.647522009519012]
[872.48,0.87248000000000003,18750,18.75,2690,5380,5.38,25.002479999999998,22613.801786675525,22.613801786675527]
[872.48,0.87248000000000003,18750,18.75,4960,9920,9.92,29.542479999999998,22494.482225385953,22.494482225385951]
[872.48,0.87248000000000003,18750,18.75,2790,5580,5.58,25.202480000000001,22417.816843766472,22.41781684376647]
[872.48,0.87248000000000003,18750,18.75,1560,3120,3.12,22.74248,22100.48999695107,22.100489996951069]
[872.48,0.87248000000000003,18750,18.75,1300,2600,2.6,22.222480000000001,21765.357260243316,21.765357260243317]
[872.48,0.87248000000000003,18750,18.75,1370,2740,2.74,22.362479999999998,22481.777178031709,22.481777178031709]
[872.48,0.87248000000000003,18750,18.75,1900,3800,3.8,23.42248,22760.80640646151,22.760806406461509]
[872.48,{"$f":"A5699/1000","v":0.87248000000000003},18750,{"$f":"C5699/1000","v":18.75},1510,{"$f":"E5699*2","v":3020},{"$f":"F5699/1000","v":3.02},{"$f":"B5699+D5699+G5699","v":22.642479999999999},22901.509802013778,{"$f":"I5699/1000","v":22.901509802013777}]
[872.48,0.87248000000000003,18750,18.75,2370,4740,4.74,24.362479999999998,22881.905923182385,22.881905923182384]
[872.48,0.87248000000000003,18750,18.75,2170,4340,4.34,23.962479999999999,22943.373825693434,22.943373825693435]
[872.48,0.87248000000000003,18750,18.75,1690,3380,3.38,23.002479999999998,22626.550707290065,22.626550707290065]
[872.48,0.87248000000000003,18750,18.75,1150,2300,2.2999999999999998,21.92248,22859.492066635339,22.85949206663534]
[872.48,0.87248000000000003,18750,18.75,830,1660,1.66,21.28248,22759.180179442243,22.759180179442243]
[872.48,0.87248000000000003,18750,18.75,960,1920,1.92,21.542479999999998,22240.095824257522,22.240095824257523]
[872.48,0.87248000000000003,18750,18.75,620,1240,1.24,20.862479999999998,21874.750969080404,21.874750969080402]
[872.48,0.87248000000000003,18750,18.75,580,1160,1.1599999999999999,20.78248,20530.205261476196,20.530205261476198]
[872.48,0.87248000000000003,18750,18.75,960,1920,1.92,21.542479999999998,20366.050574837162,20.366050574837161]
[872.48,0.87248000000000003,18750,18.75,860,1720,1.72,21.342479999999998,21218.58324619885,21.21858324619885]
[872.48,0.87248000000000003,18750,18.75,890,1780,1.78,21.402480000000001,21800.951781053674,21.800951781053673]
[872.48,0.87248000000000003,18750,18.75,440,880,0.88,20.502479999999998,22020.431860454359,22.020431860454359]
[872.48,0.87248000000000003,18750,18.75,430,860,0.86,20.482479999999999,21732.142687735424,21.732142687735426]
[872.48,0.87248000000000003,18750,18.75,290,580,0.57999999999999996,20.202479999999998,21740.208942610127,21.740208942610128]
[872.48,0.87248000000000003,18750,18.75,410,820,0.82,20.44248,22098.631176616094,22.098631176616095]
[872.48,0.87248000000000003,18750,18.75,120,240,0.24,19.862479999999998,21817.58818634773,21.817588186347731]
[872.48,0.87248000000000003,18750,18.75,30,60,0.06,19.682479999999998,22104.987392493182,22.104987392493182]
[872.48,0.87248000000000003,18750,18.75,10,20,0.02,19.642479999999999,22741.568849357864,22.741568849357865]
[872.48,0.87248000000000003,18750,18.75,280,560,0.56000000000000005,20.182479999999998,23056.355701744356,23.056355701744355]
[872.48,0.87248000000000003,18750,18.75,500,1000,1,20.622479999999999,22916.2861348837,22.916286134883698]
[872.48,0.87248000000000003,18750,18.75,880,1760,1.76,21.382480000000001,22435.908240703902,22.435908240703903]
[872.48,0.87248000000000003,18750,18.75,600,1200,1.2,20.822479999999999,22230.125651553815,22.230125651553816]
[872.48,0.87248000000000003,18750,18.75,170,340,0.34,19.962479999999999,22850.127024852187,22.850127024852188]
[872.48,0.87248000000000003,18750,18.75,250,500,0.5,20.122479999999999,23140.485095901313,23.140485095901312]
[872.48,0.87248000000000003,18750,18.75,770,1540,1.54,21.162479999999999,23535.899962220603,23.535899962220604]
[872.48,0.87248000000000003,18750,18.75,700,1400,1.4,21.022479999999998,23013.723125141907,23.013723125141908]
[872.48,0.87248000000000003,18750,18.75,780,1560,1.56,21.182479999999998,23168.03893016401,23.168038930164009]
[872.48,0.87248000000000003,18750,18.75,1160,2320,2.3199999999999998,21.94248,23216.348040195524,23.216348040195523]
[872.48,0.87248000000000003,18750,18.75,1620,3240,3.24,22.862479999999998,23591.58026305931,23.59158026305931]
[872.48,0.87248000000000003,18750,18.75,2090,4180,4.18,23.802479999999999,23567.887586177294,23.567887586177292]
[872.48,0.87248000000000003,18750,18.75,1960,3920,3.92,23.542479999999998,23923.540888426542,23.92354088842654]
[872.48,0.87248000000000003,18750,18.75,2360,4720,4.72,24.342479999999998,23314.423572234351,23.31442357223435]
[872.48,0.87248000000000003,18750,18.75,1970,3940,3.94,23.562480000000001,23435.218052743156,23.435218052743156]
[872.48,0.87248000000000003,18750,18.75,1830,3660,3.66,23.28248,23489.602176702385,23.489602176702384]
[872.48,0.87248000000000003,18750,18.75,2280,4560,4.5599999999999996,24.182479999999998,22567.755342383854,22.567755342383855]
[872.48,0.87248000000000003,18750,18.75,2460,4920,4.92,24.542479999999998,22997.855400905653,22.997855400905653]
[872.48,0.87248000000000003,18750,18.75,2820,5640,5.64,25.26248,23619.552923228064,23.619552923228063]
[872.48,0.87248000000000003,18750,18.75,3420,6840,6.84,26.462479999999999,23607.082945512419,23.607082945512417]
[872.48,0.87248000000000003,18750,18.75,1710,3420,3.42,23.042479999999998,23657.055616823349,23.657055616823349]
[872.48,0.87248000000000003,18750,18.75,1820,3640,3.64,23.26248,23197.792847993012,23.197792847993011]
[872.48,0.87248000000000003,18750,18.75,2700,5400,5.4,25.022480000000002,23011.636753274375,23.011636753274374]
[872.48,0.87248000000000003,18750,18.75,1860,3720,3.72,23.342479999999998,22517.7698660559,22.5177698660559]
[872.48,0.87248000000000003,18750,18.75,1390,2780,2.78,22.402480000000001,22355.601434291566,22.355601434291565]
[872.48,0.87248000000000003,18750,18.75,870,1740,1.74,21.362479999999998,22734.626311753022,22.734626311753022]
[872.48,0.87248000000000003,18750,18.75,1170,2340,2.34,21.962479999999999,22336.628779693896,22.336628779693896]
[872.48,0.87248000000000003,18750,18.75,580,1160,1.1599999999999999,20.78248,21922.960034543215,21.922960034543216]
[872.48,0.87248000000000003,18750,18.75,1460,2920,2.92,22.542479999999998,21987.874158502447,21.987874158502446]
[872.48,0.87248000000000003,18750,18.75,690,1380,1.38,21.002479999999998,22506.436093075165,22.506436093075166]
[872.48,0.87248000000000003,18750,18.75,300,600,0.6,20.222480000000001,20274.592067990045,20.274592067990046]
[872.48,0.87248000000000003,18750,18.75,380,760,0.76,20.382480000000001,20124.058527589514,20.124058527589515]
[872.48,0.87248000000000003,18750,18.75,300,600,0.6,20.222480000000001,20422.731434291563,20.422731434291563]
[872.48,0.87248000000000003,18750,18.75,1070,2140,2.14,21.76248,20384.538618132367,20.384538618132368]
[872.48,0.87248000000000003,18750,18.75,1280,2560,2.56,22.182479999999998,20428.122530390283,20.428122530390283]
[872.48,0.87248000000000003,18750,18.75,1610,3220,3.22,22.842479999999998,20009.853517827421,20.00985351782742]
[872.48,0.87248000000000003,18750,18.75,1280,2560,2.56,22.182479999999998,19679.685218363717,19.679685218363716]
[872.48,0.87248000000000003,18750,18.75,2210,4420,4.42,24.042479999999998,20264.689846531714,20.264689846531713]
[872.48,0.87248000000000003,18750,18.75,2400,4800,4.8,24.42248,20493.012374399841,20.493012374399839]
[872.48,0.87248000000000003,18750,18.75,2070,4140,4.1399999999999997,23.76248,20514.6824356818,20.514682435681799]
[872.48,0.87248000000000003,18750,18.75,1740,3480,3.48,23.10248,20428.158033168213,20.428158033168213]
[872.48,0.87248000000000003,18750,18.75,2710,5420,5.42,25.042479999999998,19786.562691901054,19.786562691901054]
[872.48,0.87248000000000003,18750,18.75,2020,4040,4.04,23.662479999999999,19548.347364586993,19.548347364586991]
[872.48,0.87248000000000003,18750,18.75,1980,3960,3.96,23.58248,19873.398006667478,19.873398006667479]
[872.48,0.87248000000000003,18750,18.75,1980,3960,3.96,23.58248,20341.370786639989,20.341370786639988]
[872.48,{"$f":"A5763/1000","v":0.87248000000000003},18750,{"$f":"C5763/1000","v":18.75},2120,{"$f":"E5763*2","v":4240},{"$f":"F5763/1000","v":4.24},{"$f":"B5763+D5763+G5763","v":23.862479999999998},20735.839292233919,{"$f":"I5763/1000","v":20.735839292233919}]
[872.48,0.87248000000000003,18750,18.75,2410,4820,4.82,24.44248,20343.674297779628,20.343674297779629]
[872.48,0.87248000000000003,18750,18.75,2450,4900,4.9000000000000004,24.522480000000002,20139.220478824733,20.139220478824733]
[872.48,0.87248000000000003,18750,18.75,3090,6180,6.18,25.802479999999999,20334.683996940919,20.334683996940921]
[872.48,0.87248000000000003,18750,18.75,2860,5720,5.72,25.342479999999998,19983.617934243346,19.983617934243345]
[872.48,0.87248000000000003,18750,18.75,3710,7420,7.42,27.042479999999998,18056.176325604611,18.056176325604611]
[872.48,0.87248000000000003,18750,18.75,3240,6480,6.48,26.10248,18156.098306100725,18.156098306100724]
[872.48,0.87248000000000003,18750,18.75,3790,7580,7.58,27.202480000000001,18880.371609755432,18.880371609755432]
[872.48,0.87248000000000003,18750,18.75,5250,10500,10.5,30.122479999999999,19306.664338182694,19.306664338182696]
[872.48,0.87248000000000003,18750,18.75,5040,10080,10.08,29.702480000000001,19161.651063788886,19.161651063788884]
[872.48,0.87248000000000003,18750,18.75,4380,8760,8.76,28.382480000000001,19123.352197479755,19.123352197479754]
[872.48,0.87248000000000003,18750,18.75,5370,10740,10.74,30.362479999999998,20773.725684980338,20.773725684980338]
[872.48,0.87248000000000003,18750,18.75,3950,7900,7.9,27.522480000000002,20558.050452374755,20.558050452374754]
[872.48,0.87248000000000003,18750,18.75,4490,8980,8.98,28.60248,21241.634613976894,21.241634613976895]
[872.48,0.87248000000000003,18750,18.75,3880,7760,7.76,27.382480000000001,21368.546478885641,21.368546478885641]
[872.48,0.87248000000000003,18750,18.75,4430,8860,8.86,28.482479999999999,21478.689529030504,21.478689529030504]
[872.48,0.87248000000000003,18750,18.75,4520,9040,9.0399999999999991,28.662479999999999,22058.228008174454,22.058228008174453]
[872.48,0.87248000000000003,18750,18.75,4540,9080,9.08,28.702480000000001,22138.202065280642,22.138202065280641]
[872.48,0.87248000000000003,18750,18.75,4380,8760,8.76,28.382480000000001,22134.818214304687,22.134818214304687]
[872.48,0.87248000000000003,18750,18.75,4880,9760,9.76,29.382480000000001,22311.149166960593,22.311149166960593]
[872.48,0.87248000000000003,18750,18.75,3750,7500,7.5,27.122479999999999,22186.204524890258,22.186204524890258]
[872.48,0.87248000000000003,18750,18.75,1830,3660,3.66,23.28248,21553.736774153262,21.553736774153261]
[872.48,0.87248000000000003,18750,18.75,990,1980,1.98,21.60248,20488.352676593255,20.488352676593255]
[872.48,0.87248000000000003,18750,18.75,930,1860,1.86,21.482479999999999,20702.500034543216,20.702500034543217]
[872.48,0.87248000000000003,18750,18.75,1180,2360,2.36,21.982479999999999,21881.140966371,21.881140966370999]
[872.48,0.87248000000000003,18750,18.75,1010,2020,2.02,21.642479999999999,21465.470801998548,21.465470801998549]
[872.48,0.87248000000000003,18750,18.75,2910,5820,5.82,25.44248,21482.130768572024,21.482130768572024]
[872.48,0.87248000000000003,18750,18.75,4100,8200,8.1999999999999993,27.822479999999999,21563.448620943294,21.563448620943294]
[872.48,0.87248000000000003,18750,18.75,3220,6440,6.44,26.062480000000001,21647.313957994069,21.647313957994069]
[872.48,0.87248000000000003,18750,18.75,3540,7080,7.08,26.702480000000001,21737.850664126832,21.737850664126832]
[872.48,0.87248000000000003,18750,18.75,3430,6860,6.86,26.482479999999999,21427.079971906554,21.427079971906554]
[872.48,0.87248000000000003,18750,18.75,3350,6700,6.7,26.322479999999999,21380.985725383413,21.380985725383411]
[872.48,0.87248000000000003,18750,18.75,2210,4420,4.42,24.042479999999998,21170.705657124905,21.170705657124905]
[872.48,0.87248000000000003,18750,18.75,1390,2780,2.78,22.402480000000001,20942.051604184348,20.942051604184346]
[872.48,0.87248000000000003,18750,18.75,1180,2360,2.36,21.982479999999999,21103.041232326963,21.103041232326962]
[872.48,0.87248000000000003,18750,18.75,1810,3620,3.62,23.24248,20731.614058172116,20.731614058172116]
[872.48,0.87248000000000003,18750,18.75,740,1480,1.48,21.10248,21061.254769865816,21.061254769865815]
[872.48,0.87248000000000003,18750,18.75,1190,2380,2.38,22.002479999999998,21523.592608334744,21.523592608334745]
[872.48,0.87248000000000003,18750,18.75,1940,3880,3.88,23.502479999999998,21364.865914800375,21.364865914800376]
[872.48,0.87248000000000003,18750,18.75,3160,6320,6.32,25.94248,22333.210187773493,22.333210187773492]
[872.48,0.87248000000000003,18750,18.75,2750,5500,5.5,25.122479999999999,21916.689989974522,21.916689989974522]
[872.48,0.87248000000000003,18750,18.75,1570,3140,3.14,22.76248,22221.666797792317,22.221666797792317]
[872.48,0.87248000000000003,18750,18.75,1890,3780,3.78,23.402480000000001,22312.141172450469,22.31214117245047]
[872.48,0.87248000000000003,18750,18.75,2530,5060,5.0599999999999996,24.682479999999998,22564.796544333229,22.56479654433323]
[872.48,0.87248000000000003,18750,18.75,2530,5060,5.0599999999999996,24.682479999999998,22376.902797802468,22.376902797802469]
[872.48,0.87248000000000003,18750,18.75,1770,3540,3.54,23.162479999999999,22725.824847962558,22.725824847962556]
[872.48,0.87248000000000003,18750,18.75,1730,3460,3.46,23.08248,22121.619996951071,22.121619996951072]
[872.48,0.87248000000000003,18750,18.75,830,1660,1.66,21.28248,22246.662006708088,22.246662006708089]
[872.48,0.87248000000000003,18750,18.75,190,380,0.38,20.002479999999998,21562.194127836086,21.562194127836086]
[872.48,0.87248000000000003,18750,18.75,420,840,0.84,20.462479999999999,20677.5011500646,20.6775011500646]
[872.48,0.87248000000000003,18750,18.75,1150,2300,2.2999999999999998,21.92248,21403.726831168078,21.403726831168079]
[872.48,0.87248000000000003,18750,18.75,1810,3620,3.62,23.24248,23214.494116795431,23.214494116795432]
[872.48,0.87248000000000003,18750,18.75,710,1420,1.42,21.042479999999998,23910.535980349476,23.910535980349476]
[872.48,0.87248000000000003,18750,18.75,940,1880,1.88,21.502479999999998,22266.062173840699,22.266062173840698]
[872.48,0.87248000000000003,18750,18.75,460,920,0.92,20.542480000000001,22339.72004292523,22.339720042925229]
[872.48,0.87248000000000003,18750,18.75,0,0,0,19.622479999999999,21855.548381335782,21.855548381335783]
[872.48,0.87248000000000003,18750,18.75,90,180,0.18,19.802479999999999,21904.442477439574,21.904442477439574]
[872.48,0.87248000000000003,18750,18.75,40,80,0.08,19.702479999999998,21707.503694696748,21.707503694696747]
[872.48,0.87248000000000003,18750,18.75,40,80,0.08,19.702479999999998,21443.247104151353,21.443247104151354]
[872.48,0.87248000000000003,18750,18.75,310,620,0.62,20.24248,21956.20147604934,21.95620147604934]
[872.48,0.87248000000000003,18750,18.75,510,1020,1.02,20.642479999999999,21549.257716970944,21.549257716970946]
[872.48,0.87248000000000003,18750,18.75,230,460,0.46,20.08248,20280.04732413316,20.280047324133161]
[872.48,0.87248000000000003,18750,18.75,90,180,0.18,19.802479999999999,20438.21339099636,20.43821339099636]
[872.48,0.87248000000000003,18750,18.75,170,340,0.34,19.962479999999999,21717.95129636909,21.71795129636909]
[872.48,{"$f":"A5827/1000","v":0.87248000000000003},18750,{"$f":"C5827/1000","v":18.75},720,{"$f":"E5827*2","v":1440},{"$f":"F5827/1000","v":1.44},{"$f":"B5827+D5827+G5827","v":21.062480000000001},22065.660937059343,{"$f":"I5827/1000","v":22.065660937059342}]
[872.48,0.87248000000000003,18750,18.75,1250,2500,2.5,22.122479999999999,21733.292654308902,21.733292654308901]
[872.48,0.87248000000000003,18750,18.75,970,1940,1.94,21.562480000000001,21693.024868790686,21.693024868790687]
[872.48,0.87248000000000003,18750,18.75,790,1580,1.58,21.202480000000001,22203.669307541721,22.20366930754172]
[872.48,0.87248000000000003,18750,18.75,380,760,0.76,20.382480000000001,22017.969395273652,22.017969395273653]
[872.48,0.87248000000000003,18750,18.75,280,560,0.56000000000000005,20.182479999999998,22513.851179427016,22.513851179427014]
[872.48,0.87248000000000003,18750,18.75,300,600,0.6,20.222480000000001,22378.047828443447,22.378047828443446]
[872.48,0.87248000000000003,18750,18.75,310,620,0.62,20.24248,22616.851703109212,22.616851703109212]
[872.48,0.87248000000000003,18750,18.75,80,160,0.16,19.78248,22948.421343799466,22.948421343799467]
[872.48,0.87248000000000003,18750,18.75,40,80,0.08,19.702479999999998,22840.058037384595,22.840058037384594]
[872.48,0.87248000000000003,18750,18.75,40,80,0.08,19.702479999999998,21855.524664065921,21.855524664065921]
[872.48,0.87248000000000003,18750,18.75,310,620,0.62,20.24248,21846.333261557411,21.846333261557412]
[872.48,0.87248000000000003,18750,18.75,130,260,0.26,19.882480000000001,22164.84399834638,22.164843998346381]
[872.48,0.87248000000000003,18750,18.75,0,0,0,19.622479999999999,23188.347828494207,23.188347828494205]
[872.48,0.87248000000000003,18750,18.75,10,20,0.02,19.642479999999999,23370.000205942979,23.370000205942979]
[872.48,0.87248000000000003,18750,18.75,0,0,0,19.622479999999999,23545.077480326636,23.545077480326636]
[872.48,0.87248000000000003,18750,18.75,0,0,0,19.622479999999999,23602.107820162957,23.602107820162956]
[872.48,0.87248000000000003,18750,18.75,10,20,0.02,19.642479999999999,23711.476062510323,23.711476062510322]
[872.48,0.87248000000000003,18750,18.75,80,160,0.16,19.78248,23423.908058314242,23.423908058314243]
[872.48,0.87248000000000003,18750,18.75,60,120,0.12,19.74248,23366.950166945371,23.366950166945372]
[872.48,0.87248000000000003,18750,18.75,150,300,0.3,19.92248,17827.102449330345,17.827102449330344]
[872.48,0.87248000000000003,18750,18.75,130,260,0.26,19.882480000000001,17555.67080585962,17.55567080585962]
[872.48,0.87248000000000003,18750,18.75,60,120,0.12,19.74248,18749.578148552544,18.749578148552544]
[872.48,0.87248000000000003,18750,18.75,60,120,0.12,19.74248,19126.070466124816,19.126070466124816]
[872.48,0.87248000000000003,18750,18.75,190,380,0.38,20.002479999999998,19148.029147182617,19.148029147182616]
[872.48,0.87248000000000003,18750,18.75,640,1280,1.28,20.902480000000001,19116.376615148863,19.116376615148862]
[872.48,0.87248000000000003,18750,18.75,400,800,0.8,20.42248,19125.387956375416,19.125387956375416]
[872.48,0.87248000000000003,18750,18.75,200,400,0.4,20.022479999999998,19238.671073373323,19.238671073373322]
[872.48,0.87248000000000003,18750,18.75,70,140,0.14000000000000001,19.76248,19029.486013471447,19.029486013471448]
[872.48,0.87248000000000003,18750,18.75,10,20,0.02,19.642479999999999,19180.277088691273,19.180277088691273]
[872.48,0.87248000000000003,18750,18.75,0,0,0,19.622479999999999,19226.064695934707,19.226064695934706]
[872.48,0.87248000000000003,18750,18.75,0,0,0,19.622479999999999,18674.311436848697,18.674311436848697]
[872.48,0.87248000000000003,18750,18.75,0,0,0,19.622479999999999,18501.390439624087,18.501390439624085]
[872.48,0.87248000000000003,18750,18.75,0,0,0,19.622479999999999,19441.212360294467,19.441212360294468]
[872.48,0.87248000000000003,18750,18.75,0,0,0,19.622479999999999,19362.170634662896,19.362170634662895]
[872.48,0.87248000000000003,18750,18.75,0,0,0,19.622479999999999,19312.311569200087,19.312311569200087]
[872.48,0.87248000000000003,18750,18.75,0,0,0,19.622479999999999,19291.41276557837,19.291412765578372]
[872.48,0.87248000000000003,18750,18.75,0,0,0,19.622479999999999,17320.515063626459,17.320515063626459]
[872.48,0.87248000000000003,18750,18.75,10,20,0.02,19.642479999999999,16275.405367174573,16.275405367174574]
[872.48,0.87248000000000003,18750,18.75,0,0,0,19.622479999999999,16982.26018475954,16.982260184759539]
[872.48,0.87248000000000003,18750,18.75,0,0,0,19.622479999999999,16907.307480072839,16.907307480072838]
[872.48,0.87248000000000003,18750,18.75,0,0,0,19.622479999999999,17168.858605432455,17.168858605432455]
[872.48,0.87248000000000003,18750,18.75,0,0,0,19.622479999999999,18021.675520455607,18.021675520455606]
[872.48,0.87248000000000003,18750,18.75,0,0,0,19.622479999999999,16933.079049713971,16.933079049713971]
[872.48,0.87248000000000003,18750,18.75,0,0,0,19.622479999999999,18821.490232189917,18.821490232189916]
[872.48,0.87248000000000003,18750,18.75,0,0,0,19.622479999999999,20070.559215491881,20.07055921549188]
[872.48,0.87248000000000003,18750,18.75,0,0,0,19.622479999999999,19621.332133285352,19.621332133285353]
[872.48,0.87248000000000003,18750,18.75,0,0,0,19.622479999999999,18449.489971652762,18.44948997165276]
[872.48,0.87248000000000003,18750,18.75,0,0,0,19.622479999999999,18086.357826784191,18.086357826784191]
[872.48,0.87248000000000003,18750,18.75,0,0,0,19.622479999999999,18107.422812856472,18.107422812856473]
[872.48,0.87248000000000003,18750,18.75,0,0,0,19.622479999999999,18299.782892257157,18.299782892257156]
[872.48,0.87248000000000003,18750,18.75,0,0,0,19.622479999999999,18645.186149937705,18.645186149937704]
[872.48,0.87248000000000003,18750,18.75,0,0,0,19.622479999999999,19312.067746079567,19.312067746079567]
[872.48,0.87248000000000003,18750,18.75,0,0,0,19.622479999999999,18951.951928509829,18.951951928509828]
[872.48,0.87248000000000003,18750,18.75,0,0,0,19.622479999999999,19348.094357503847,19.348094357503847]
[872.48,0.87248000000000003,18750,18.75,10,20,0.02,19.642479999999999,19951.885574811778,19.951885574811779]
[872.48,0.87248000000000003,18750,18.75,0,0,0,19.622479999999999,20138.369154209922,20.138369154209922]
[872.48,0.87248000000000003,18750,18.75,10,20,0.02,19.642479999999999,20349.325382634648,20.34932538263465]
[872.48,0.87248000000000003,18750,18.75,0,0,0,19.622479999999999,18180.785741944397,18.180785741944398]
[872.48,0.87248000000000003,18750,18.75,0,0,0,19.622479999999999,19144.864785072103,19.144864785072102]
[872.48,0.87248000000000003,18750,18.75,0,0,0,19.622479999999999,18620.638598405149,18.620638598405147]
[872.48,0.87248000000000003,18750,18.75,0,0,0,19.622479999999999,18632.206194506402,18.632206194506402]
[872.48,0.87248000000000003,18750,18.75,0,0,0,19.622479999999999,18181.011345001894,18.181011345001895]
[872.48,0.87248000000000003,18750,18.75,0,0,0,19.622479999999999,18336.526929940672,18.336526929940671]
[872.48,{"$f":"A5891/1000","v":0.87248000000000003},18750,{"$f":"C5891/1000","v":18.75},0,{"$f":"E5891*2","v":0},{"$f":"F5891/1000","v":0},{"$f":"B5891+D5891+G5891","v":19.622479999999999},19620.8122001384,{"$f":"I5891/1000","v":19.620812200138399}]
[872.48,0.87248000000000003,18750,18.75,0,0,0,19.622479999999999,18280.556975914827,18.280556975914827]
[872.48,0.87248000000000003,18750,18.75,0,0,0,19.622479999999999,19460.374364480398,19.460374364480398]
[872.48,0.87248000000000003,18750,18.75,0,0,0,19.622479999999999,19656.857475907218,19.656857475907216]
[872.48,0.87248000000000003,18750,18.75,0,0,0,19.622479999999999,18726.192240541473,18.726192240541472]
[872.48,0.87248000000000003,18750,18.75,0,0,0,19.622479999999999,19908.240221047741,19.908240221047741]
[872.48,0.87248000000000003,18750,18.75,0,0,0,19.622479999999999,20198.207056720974,20.198207056720975]
[872.48,0.87248000000000003,18750,18.75,0,0,0,19.622479999999999,20012.915881221576,20.012915881221577]
[872.48,0.87248000000000003,18750,18.75,0,0,0,19.622479999999999,19661.239924374659,19.661239924374659]
[872.48,0.87248000000000003,18750,18.75,0,0,0,19.622479999999999,19527.586673670659,19.527586673670658]
[872.48,0.87248000000000003,18750,18.75,0,0,0,19.622479999999999,19908.879058095979,19.90887905809598]
[872.48,0.87248000000000003,18750,18.75,0,0,0,19.622479999999999,20526.632729442441,20.52663272944244]
[872.48,0.87248000000000003,18750,18.75,70,140,0.14000000000000001,19.76248,20745.225313021438,20.745225313021436]
[872.48,0.87248000000000003,18750,18.75,60,120,0.12,19.74248,20478.756229439903,20.478756229439902]
[872.48,0.87248000000000003,18750,18.75,10,20,0.02,19.642479999999999,19692.117665324178,19.692117665324179]
[872.48,0.87248000000000003,18750,18.75,120,240,0.24,19.862479999999998,19798.990765608825,19.798990765608824]
[872.48,0.87248000000000003,18750,18.75,90,180,0.18,19.802479999999999,20477.373686263982,20.477373686263981]
[872.48,0.87248000000000003,18750,18.75,120,240,0.24,19.862479999999998,20165.855520506368,20.165855520506369]
[872.48,0.87248000000000003,18750,18.75,10,20,0.02,19.642479999999999,20486.456218297728,20.486456218297729]
[872.48,0.87248000000000003,18750,18.75,0,0,0,19.622479999999999,20935.407701612385,20.935407701612384]
[872.48,0.87248000000000003,18750,18.75,0,0,0,19.622479999999999,20685.1862587008,20.685186258700799]
[872.48,0.87248000000000003,18750,18.75,0,0,0,19.622479999999999,18798.067349228433,18.798067349228432]
[872.48,0.87248000000000003,18750,18.75,0,0,0,19.622479999999999,21014.638587415251,21.014638587415252]
[872.48,0.87248000000000003,18750,18.75,0,0,0,19.622479999999999,21076.277580453931,21.07627758045393]
[872.48,0.87248000000000003,18750,18.75,0,0,0,19.622479999999999,21728.896177996176,21.728896177996177]
[872.48,0.87248000000000003,18750,18.75,0,0,0,19.622479999999999,19542.960427228729,19.542960427228728]
[872.48,0.87248000000000003,18750,18.75,10,20,0.02,19.642479999999999,19655.817838027884,19.655817838027883]
[872.48,0.87248000000000003,18750,18.75,290,580,0.57999999999999996,20.202479999999998,19452.815354728453,19.452815354728454]
[872.48,0.87248000000000003,18750,18.75,70,140,0.14000000000000001,19.76248,19383.058822704854,19.383058822704854]
[872.48,0.87248000000000003,18750,18.75,160,320,0.32,19.94248,17508.580889527446,17.508580889527448]
[872.48,0.87248000000000003,18750,18.75,30,60,0.06,19.682479999999998,18341.871449396331,18.341871449396329]
[872.48,0.87248000000000003,18750,18.75,30,60,0.06,19.682479999999998,17723.849044092123,17.723849044092123]
[872.48,0.87248000000000003,18750,18.75,0,0,0,19.622479999999999,18827.297637417985,18.827297637417985]
[872.48,0.87248000000000003,18750,18.75,0,0,0,19.622479999999999,18997.068846343907,18.997068846343907]
[872.48,0.87248000000000003,18750,18.75,0,0,0,19.622479999999999,19279.775509313436,19.279775509313435]
[872.48,0.87248000000000003,18750,18.75,0,0,0,19.622479999999999,19627.276351953064,19.627276351953064]
[872.48,0.87248000000000003,18750,18.75,0,0,0,19.622479999999999,20026.213650026533,20.026213650026534]
[872.48,0.87248000000000003,18750,18.75,0,0,0,19.622479999999999,19965.210845009507,19.965210845009508]
[872.48,0.87248000000000003,18750,18.75,0,0,0,19.622479999999999,19409.930000964418,19.409930000964419]
[872.48,0.87248000000000003,18750,18.75,0,0,0,19.622479999999999,19381.888637453518,19.381888637453518]
[872.48,0.87248000000000003,18750,18.75,0,0,0,19.622479999999999,20327.896896564907,20.327896896564909]
[872.48,0.87248000000000003,18750,18.75,0,0,0,19.622479999999999,20898.560384065491,20.89856038406549]
[872.48,0.87248000000000003,18750,18.75,0,0,0,19.622479999999999,20955.387062342819,20.955387062342819]
[872.48,0.87248000000000003,18750,18.75,0,0,0,19.622479999999999,20811.278569296526,20.811278569296526]
[872.48,0.87248000000000003,18750,18.75,0,0,0,19.622479999999999,20748.155775421677,20.748155775421676]
[872.48,0.87248000000000003,18750,18.75,0,0,0,19.622479999999999,20560.14208460179,20.560142084601789]
[872.48,0.87248000000000003,18750,18.75,0,0,0,19.622479999999999,19216.388936886764,19.216388936886766]
[872.48,0.87248000000000003,18750,18.75,0,0,0,19.622479999999999,18942.813520435306,18.942813520435305]
[872.48,0.87248000000000003,18750,18.75,0,0,0,19.622479999999999,19567.96230041797,19.567962300417971]
[872.48,0.87248000000000003,18750,18.75,0,0,0,19.622479999999999,20251.568994053858,20.251568994053859]
[872.48,0.87248000000000003,18750,18.75,0,0,0,19.622479999999999,19961.390939717989,19.96139093971799]
[872.48,0.87248000000000003,18750,18.75,20,40,0.04,19.662479999999999,20054.432771200216,20.054432771200215]
[872.48,0.87248000000000003,18750,18.75,0,0,0,19.622479999999999,20233.701364526078,20.233701364526077]
[872.48,0.87248000000000003,18750,18.75,90,180,0.18,19.802479999999999,20156.014624966792,20.156014624966794]
[872.48,0.87248000000000003,18750,18.75,30,60,0.06,19.682479999999998,20085.232904906312,20.085232904906313]
[872.48,0.87248000000000003,18750,18.75,80,160,0.16,19.78248,20075.236583178565,20.075236583178565]
[872.48,0.87248000000000003,18750,18.75,30,60,0.06,19.682479999999998,19799.076163941558,19.799076163941557]
[872.48,0.87248000000000003,18750,18.75,100,200,0.2,19.822479999999999,19869.667861717695,19.869667861717694]
[872.48,0.87248000000000003,18750,18.75,110,220,0.22,19.842479999999998,19809.608785112705,19.809608785112705]
[872.48,0.87248000000000003,18750,18.75,140,280,0.28000000000000003,19.902480000000001,19617.15877813616,19.617158778136158]
[872.48,0.87248000000000003,18750,18.75,290,580,0.57999999999999996,20.202479999999998,19619.387570615698,19.619387570615697]
[872.48,0.87248000000000003,18750,18.75,150,300,0.3,19.92248,19425.433835227112,19.425433835227111]
[872.48,0.87248000000000003,18750,18.75,0,0,0,19.622479999999999,19485.465388154975,19.485465388154974]
[872.48,0.87248000000000003,18750,18.75,0,0,0,19.622479999999999,19361.599633272665,19.361599633272665]
[872.48,{"$f":"A5955/1000","v":0.87248000000000003},18750,{"$f":"C5955/1000","v":18.75},0,{"$f":"E5955*2","v":0},{"$f":"F5955/1000","v":0},{"$f":"B5955+D5955+G5955","v":19.622479999999999},19507.041821304469,{"$f":"I5955/1000","v":19.507041821304469}]
[872.48,0.87248000000000003,18750,18.75,0,0,0,19.622479999999999,19422.365076174094,19.422365076174092]
[872.48,0.87248000000000003,18750,18.75,0,0,0,19.622479999999999,19451.050117957249,19.451050117957248]
[872.48,0.87248000000000003,18750,18.75,0,0,0,19.622479999999999,19504.10055807314,19.504100558073141]
[872.48,0.87248000000000003,18750,18.75,0,0,0,19.622479999999999,19715.783058085828,19.71578305808583]
[872.48,0.87248000000000003,18750,18.75,0,0,0,19.622479999999999,19455.047719629594,19.455047719629594]
[872.48,0.87248000000000003,18750,18.75,0,0,0,19.622479999999999,19380.78227115707,19.38078227115707]
[872.48,0.87248000000000003,18750,18.75,0,0,0,19.622479999999999,18768.258599810608,18.768258599810608]
[872.48,0.87248000000000003,18750,18.75,0,0,0,19.622479999999999,19519.408159745479,19.519408159745478]
[872.48,0.87248000000000003,18750,18.75,0,0,0,19.622479999999999,19925.781924394963,19.925781924394965]
[872.48,0.87248000000000003,18750,18.75,20,40,0.04,19.662479999999999,20270.44398012614,20.270443980126139]
[872.48,0.87248000000000003,18750,18.75,70,140,0.14000000000000001,19.76248,19641.340219642279,19.641340219642281]
[872.48,0.87248000000000003,18750,18.75,320,640,0.64,20.26248,19595.336207104796,19.595336207104797]
[872.48,0.87248000000000003,18750,18.75,160,320,0.32,19.94248,19513.154325482785,19.513154325482784]
[872.48,0.87248000000000003,18750,18.75,560,1120,1.1200000000000001,20.74248,19424.780117957249,19.424780117957248]
[872.48,0.87248000000000003,18750,18.75,840,1680,1.68,21.302479999999999,19317.574418785807,19.317574418785807]
[872.48,0.87248000000000003,18750,18.75,1020,2040,2.04,21.662479999999999,19648.023953625405,19.648023953625405]
[872.48,0.87248000000000003,18750,18.75,1120,2240,2.2400000000000002,21.862479999999998,19242.895219616901,19.242895219616901]
[872.48,0.87248000000000003,18750,18.75,610,1220,1.22,20.842479999999998,18940.970888121985,18.940970888121985]
[872.48,0.87248000000000003,18750,18.75,1120,2240,2.2400000000000002,21.862479999999998,18936.547076143641,18.93654707614364]
[872.48,0.87248000000000003,18750,18.75,980,1960,1.96,21.58248,19444.062666704263,19.444062666704262]
[872.48,0.87248000000000003,18750,18.75,570,1140,1.1399999999999999,20.76248,19771.72475586196,19.77172475586196]
[872.48,0.87248000000000003,18750,18.75,480,960,0.96,20.58248,18981.896225172761,18.981896225172761]
[872.48,0.87248000000000003,18750,18.75,110,220,0.22,19.842479999999998,18566.076055229223,18.566076055229225]
[872.48,0.87248000000000003,18750,18.75,270,540,0.54,20.162479999999999,18637.656506487285,18.637656506487286]
[872.48,0.87248000000000003,18750,18.75,10,20,0.02,19.642479999999999,18909.874499541191,18.909874499541189]
[872.48,0.87248000000000003,18750,18.75,0,0,0,19.622479999999999,18843.425227948152,18.843425227948153]
[872.48,0.87248000000000003,18750,18.75,0,0,0,19.622479999999999,19058.512786457257,19.058512786457257]
[872.48,0.87248000000000003,18750,18.75,0,0,0,19.622479999999999,19234.883911816869,19.234883911816869]
[872.48,0.87248000000000003,18750,18.75,0,0,0,19.622479999999999,19300.736633267588,19.30073663326759]
[872.48,0.87248000000000003,18750,18.75,0,0,0,19.622479999999999,19366.333445251006,19.366333445251005]
[872.48,0.87248000000000003,18750,18.75,0,0,0,19.622479999999999,19151.590950809405,19.151590950809403]
[872.48,0.87248000000000003,18750,18.75,0,0,0,19.622479999999999,19358.033461964271,19.358033461964272]
[872.48,0.87248000000000003,18750,18.75,30,60,0.06,19.682479999999998,19778.421033021012,19.778421033021012]
[872.48,0.87248000000000003,18750,18.75,200,400,0.4,20.022479999999998,20065.158970364046,20.065158970364045]
[872.48,0.87248000000000003,18750,18.75,110,220,0.22,19.842479999999998,19960.767099884211,19.960767099884212]
[872.48,0.87248000000000003,18750,18.75,670,1340,1.34,20.962479999999999,19913.031929966051,19.913031929966053]
[872.48,0.87248000000000003,18750,18.75,810,1620,1.62,21.24248,19825.521278148848,19.825521278148848]
[872.48,0.87248000000000003,18750,18.75,1120,2240,2.2400000000000002,21.862479999999998,20351.507046984258,20.351507046984256]
[872.48,0.87248000000000003,18750,18.75,1280,2560,2.56,22.182479999999998,20541.679480143903,20.541679480143902]
[872.48,0.87248000000000003,18750,18.75,980,1960,1.96,21.58248,20755.319375698709,20.755319375698708]
[872.48,0.87248000000000003,18750,18.75,1400,2800,2.8,22.42248,20513.966792119711,20.51396679211971]
[872.48,0.87248000000000003,18750,18.75,1020,2040,2.04,21.662479999999999,19786.508578982481,19.786508578982481]
[872.48,0.87248000000000003,18750,18.75,860,1720,1.72,21.342479999999998,20688.526626392559,20.688526626392559]
[872.48,0.87248000000000003,18750,18.75,1040,2080,2.08,21.702480000000001,20975.995882677795,20.975995882677793]
[872.48,0.87248000000000003,18750,18.75,1370,2740,2.74,22.362479999999998,20556.529474572817,20.556529474572816]
[872.48,0.87248000000000003,18750,18.75,480,960,0.96,20.58248,20468.757709943635,20.468757709943635]
[872.48,0.87248000000000003,18750,18.75,20,40,0.04,19.662479999999999,20788.088396592822,20.788088396592823]
[872.48,0.87248000000000003,18750,18.75,30,60,0.06,19.682479999999998,20511.56306927876,20.511563069278761]
[872.48,0.87248000000000003,18750,18.75,0,0,0,19.622479999999999,20557.353175129418,20.557353175129418]
[872.48,0.87248000000000003,18750,18.75,0,0,0,19.622479999999999,20653.575129175566,20.653575129175564]
[872.48,0.87248000000000003,18750,18.75,0,0,0,19.622479999999999,20825.54874757132,20.825548747571318]
[872.48,0.87248000000000003,18750,18.75,0,0,0,19.622479999999999,20768.638318597605,20.768638318597606]
[872.48,0.87248000000000003,18750,18.75,0,0,0,19.622479999999999,21070.242599952733,21.070242599952731]
[872.48,0.87248000000000003,18750,18.75,0,0,0,19.622479999999999,20305.381715504573,20.305381715504573]
[872.48,0.87248000000000003,18750,18.75,0,0,0,19.622479999999999,21232.624882693024,21.232624882693024]
[872.48,0.87248000000000003,18750,18.75,0,0,0,19.622479999999999,21059.665098559963,21.059665098559961]
[872.48,0.87248000000000003,18750,18.75,0,0,0,19.622479999999999,20855.365102725587,20.855365102725589]
[872.48,0.87248000000000003,18750,18.75,0,0,0,19.622479999999999,20992.027134766951,20.99202713476695]
[872.48,0.87248000000000003,18750,18.75,0,0,0,19.622479999999999,20987.398370142848,20.987398370142849]
[872.48,0.87248000000000003,18750,18.75,0,0,0,19.622479999999999,21054.36140357445,21.05436140357445]
[872.48,0.87248000000000003,18750,18.75,0,0,0,19.622479999999999,19659.820563745743,19.659820563745743]
[872.48,0.87248000000000003,18750,18.75,0,0,0,19.622479999999999,20883.203962058175,20.883203962058175]
[872.48,0.87248000000000003,18750,18.75,10,20,0.02,19.642479999999999,21557.418101375959,21.557418101375958]
[872.48,{"$f":"A6019/1000","v":0.87248000000000003},18750,{"$f":"C6019/1000","v":18.75},0,{"$f":"E6019*2","v":0},{"$f":"F6019/1000","v":0},{"$f":"B6019+D6019+G6019","v":19.622479999999999},21647.64624344376,{"$f":"I6019/1000","v":21.647646243443759}]
[872.48,0.87248000000000003,18750,18.75,10,20,0.02,19.642479999999999,21213.33241751232,21.213332417512319]
[872.48,0.87248000000000003,18750,18.75,0,0,0,19.622479999999999,21242.752495507542,21.242752495507542]
[872.48,0.87248000000000003,18750,18.75,0,0,0,19.622479999999999,20070.79102614598,20.070791026145979]
[872.48,0.87248000000000003,18750,18.75,0,0,0,19.622479999999999,21407.956074905684,21.407956074905684]
[872.48,0.87248000000000003,18750,18.75,30,60,0.06,19.682479999999998,21424.49856237074,21.42449856237074]
[872.48,0.87248000000000003,18750,18.75,0,0,0,19.622479999999999,20972.292131981409,20.972292131981408]
[872.48,0.87248000000000003,18750,18.75,0,0,0,19.622479999999999,20338.96826007581,20.338968260075809]
[872.48,0.87248000000000003,18750,18.75,0,0,0,19.622479999999999,20575.278372903012,20.575278372903014]
[872.48,0.87248000000000003,18750,18.75,0,0,0,19.622479999999999,21256.785038683465,21.256785038683464]
[872.48,0.87248000000000003,18750,18.75,0,0,0,19.622479999999999,22093.94635210534,22.093946352105341]
[872.48,0.87248000000000003,18750,18.75,0,0,0,19.622479999999999,22309.75021562893,22.309750215628931]
[872.48,0.87248000000000003,18750,18.75,0,0,0,19.622479999999999,21963.220647362807,21.963220647362807]
[872.48,0.87248000000000003,18750,18.75,0,0,0,19.622479999999999,21853.96367381786,21.853963673817859]
[872.48,0.87248000000000003,18750,18.75,0,0,0,19.622479999999999,21751.86688411879,21.75186688411879]
[872.48,0.87248000000000003,18750,18.75,0,0,0,19.622479999999999,21264.936290772621,21.264936290772621]
[872.48,0.87248000000000003,18750,18.75,0,0,0,19.622479999999999,21472.708807498573,21.472708807498574]
[872.48,0.87248000000000003,18750,18.75,0,0,0,19.622479999999999,19952.020822725161,19.95202082272516]
[872.48,0.87248000000000003,18750,18.75,10,20,0.02,19.642479999999999,19908.347138881822,19.908347138881823]
[872.48,0.87248000000000003,18750,18.75,60,120,0.12,19.74248,18269.489605467985,18.269489605467985]
[872.48,0.87248000000000003,18750,18.75,40,80,0.08,19.702479999999998,17503.621169487269,17.503621169487268]
[872.48,0.87248000000000003,18750,18.75,40,80,0.08,19.702479999999998,19866.331690409301,19.8663316904093]
[872.48,0.87248000000000003,18750,18.75,160,320,0.32,19.94248,19629.582595685588,19.629582595685587]
[872.48,0.87248000000000003,18750,18.75,180,360,0.36,19.982479999999999,19722.005712683498,19.722005712683497]
[872.48,0.87248000000000003,18750,18.75,20,40,0.04,19.662479999999999,19908.022842218888,19.908022842218887]
[872.48,0.87248000000000003,18750,18.75,10,20,0.02,19.642479999999999,20025.415002395261,20.02541500239526]
[872.48,0.87248000000000003,18750,18.75,0,0,0,19.622479999999999,20346.712016343281,20.346712016343282]
[872.48,0.87248000000000003,18750,18.75,0,0,0,19.622479999999999,20419.950013562811,20.419950013562811]
[872.48,0.87248000000000003,18750,18.75,0,0,0,19.622479999999999,20354.403307430046,20.354403307430047]
[872.48,0.87248000000000003,18750,18.75,0,0,0,19.622479999999999,19716.394404883471,19.71639440488347]
[872.48,0.87248000000000003,18750,18.75,0,0,0,19.622479999999999,19051.895357488618,19.051895357488618]
[872.48,0.87248000000000003,18750,18.75,0,0,0,19.622479999999999,18280.155524570477,18.280155524570478]
[872.48,0.87248000000000003,18750,18.75,0,0,0,19.622479999999999,18314.158279447714,18.314158279447714]
[872.48,0.87248000000000003,18750,18.75,0,0,0,19.622479999999999,18545.412103973697,18.545412103973696]
[872.48,0.87248000000000003,18750,18.75,0,0,0,19.622479999999999,18600.687474450995,18.600687474450996]
[872.48,0.87248000000000003,18750,18.75,10,20,0.02,19.642479999999999,18477.794307313306,18.477794307313307]
[872.48,0.87248000000000003,18750,18.75,10,20,0.02,19.642479999999999,18807.07378644203,18.807073786442029]
[872.48,0.87248000000000003,18750,18.75,0,0,0,19.622479999999999,18639.611520415005,18.639611520415006]
[872.48,0.87248000000000003,18750,18.75,30,60,0.06,19.682479999999998,18582.816110940093,18.582816110940094]
[872.48,0.87248000000000003,18750,18.75,20,40,0.04,19.662479999999999,18898.621739092865,18.898621739092864]
[872.48,0.87248000000000003,18750,18.75,0,0,0,19.622479999999999,19404.932499571645,19.404932499571647]
[872.48,0.87248000000000003,18750,18.75,0,0,0,19.622479999999999,19494.885572000858,19.494885572000857]
[872.48,0.87248000000000003,18750,18.75,0,0,0,19.622479999999999,19510.303123533413,19.510303123533411]
[872.48,0.87248000000000003,18750,18.75,0,0,0,19.622479999999999,20418.803758688111,20.41880375868811]
[872.48,0.87248000000000003,18750,18.75,20,40,0.04,19.662479999999999,20301.697959237099,20.301697959237099]
[872.48,0.87248000000000003,18750,18.75,0,0,0,19.622479999999999,20642.096353409284,20.642096353409283]
[872.48,0.87248000000000003,18750,18.75,0,0,0,19.622479999999999,20798.36108461702,20.798361084617021]
[872.48,0.87248000000000003,18750,18.75,30,60,0.06,19.682479999999998,20648.285145888822,20.648285145888821]
[872.48,0.87248000000000003,18750,18.75,0,0,0,19.622479999999999,20539.143180700503,20.539143180700503]
[872.48,0.87248000000000003,18750,18.75,0,0,0,19.622479999999999,20402.931126374791,20.402931126374792]
[872.48,0.87248000000000003,18750,18.75,0,0,0,19.622479999999999,20348.11831578668,20.348118315786682]
[872.48,0.87248000000000003,18750,18.75,0,0,0,19.622479999999999,20202.322443911533,20.202322443911534]
[872.48,0.87248000000000003,18750,18.75,0,0,0,19.622479999999999,20199.312371487398,20.199312371487398]
[872.48,0.87248000000000003,18750,18.75,0,0,0,19.622479999999999,20572.443448112688,20.57244344811269]
[872.48,0.87248000000000003,18750,18.75,0,0,0,19.622479999999999,20653.156392406891,20.653156392406892]
[872.48,0.87248000000000003,18750,18.75,20,40,0.04,19.662479999999999,20741.933165392704,20.741933165392705]
[872.48,0.87248000000000003,18750,18.75,240,480,0.48,20.10248,20767.343382665102,20.7673433826651]
[872.48,0.87248000000000003,18750,18.75,0,0,0,19.622479999999999,20831.56499130384,20.831564991303839]
[872.48,0.87248000000000003,18750,18.75,0,0,0,19.622479999999999,20777.539620826548,20.777539620826548]
[872.48,0.87248000000000003,18750,18.75,0,0,0,19.622479999999999,21057.836244798462,21.057836244798462]
[872.48,0.87248000000000003,18750,18.75,0,0,0,19.622479999999999,21704.65901503426,21.70465901503426]
[872.48,0.87248000000000003,18750,18.75,0,0,0,19.622479999999999,21190.922111102522,21.190922111102523]
[872.48,0.87248000000000003,18750,18.75,0,0,0,19.622479999999999,21090.225271263662,21.090225271263662]
[872.48,0.87248000000000003,18750,18.75,0,0,0,19.622479999999999,21248.511265702731,21.248511265702732]
[872.48,{"$f":"A6083/1000","v":0.87248000000000003},18750,{"$f":"C6083/1000","v":18.75},0,{"$f":"E6083*2","v":0},{"$f":"F6083/1000","v":0},{"$f":"B6083+D6083+G6083","v":19.622479999999999},21353.806886878949,{"$f":"I6083/1000","v":21.353806886878949}]
[872.48,0.87248000000000003,18750,18.75,0,0,0,19.622479999999999,21369.124521977817,21.369124521977817]
[872.48,0.87248000000000003,18750,18.75,0,0,0,19.622479999999999,21243.377542861781,21.243377542861779]
[872.48,0.87248000000000003,18750,18.75,0,0,0,19.622479999999999,21028.694931427344,21.028694931427346]
[872.48,0.87248000000000003,18750,18.75,0,0,0,19.622479999999999,21125.102950931225,21.125102950931225]
[872.48,0.87248000000000003,18750,18.75,0,0,0,19.622479999999999,21123.816735054137,21.123816735054138]
[872.48,0.87248000000000003,18750,18.75,0,0,0,19.622479999999999,20632.963877086404,20.632963877086404]
[872.48,0.87248000000000003,18750,18.75,0,0,0,19.622479999999999,20719.196776811914,20.719196776811913]
[872.48,0.87248000000000003,18750,18.75,0,0,0,19.622479999999999,20809.652431414659,20.809652431414658]
[872.48,0.87248000000000003,18750,18.75,0,0,0,19.622479999999999,20683.740321378071,20.683740321378071]
[872.48,0.87248000000000003,18750,18.75,0,0,0,19.622479999999999,20869.083989913612,20.869083989913612]
[872.48,0.87248000000000003,18750,18.75,0,0,0,19.622479999999999,20960.068325574153,20.960068325574152]
[872.48,0.87248000000000003,18750,18.75,0,0,0,19.622479999999999,20908.211664010083,20.908211664010082]
[872.48,0.87248000000000003,18750,18.75,0,0,0,19.622479999999999,20773.643354809668,20.773643354809668]
[872.48,0.87248000000000003,18750,18.75,0,0,0,19.622479999999999,20657.5988130189,20.6575988130189]
[872.48,0.87248000000000003,18750,18.75,0,0,0,19.622479999999999,20259.942744750242,20.259942744750241]
[872.48,0.87248000000000003,18750,18.75,0,0,0,19.622479999999999,20216.029962017568,20.216029962017569]
[872.48,0.87248000000000003,18750,18.75,0,0,0,19.622479999999999,20344.641999630017,20.344641999630017]
[872.48,0.87248000000000003,18750,18.75,0,0,0,19.622479999999999,20227.632516335667,20.227632516335667]
[872.48,0.87248000000000003,18750,18.75,0,0,0,19.622479999999999,20412.33488821335,20.412334888213351]
[872.48,0.87248000000000003,18750,18.75,0,0,0,19.622479999999999,20692.367884052801,20.6923678840528]
[872.48,0.87248000000000003,18750,18.75,0,0,0,19.622479999999999,20800.453527513371,20.800453527513373]
[872.48,0.87248000000000003,18750,18.75,0,0,0,19.622479999999999,21630.691112523211,21.630691112523213]
[872.48,0.87248000000000003,18750,18.75,0,0,0,19.622479999999999,21647.886249014846,21.647886249014846]
[872.48,0.87248000000000003,18750,18.75,0,0,0,19.622479999999999,21573.541996920616,21.573541996920618]
[872.48,0.87248000000000003,18750,18.75,0,0,0,19.622479999999999,21585.898285221836,21.585898285221838]
[872.48,0.87248000000000003,18750,18.75,0,0,0,19.622479999999999,21376.769547047708,21.376769547047708]
[872.48,0.87248000000000003,18750,18.75,0,0,0,19.622479999999999,19076.997698852225,19.076997698852225]
[872.48,0.87248000000000003,18750,18.75,0,0,0,19.622479999999999,21438.84239663343,21.438842396633429]
[872.48,0.87248000000000003,18750,18.75,20,40,0.04,19.662479999999999,21416.893604153891,21.416893604153891]
[872.48,0.87248000000000003,18750,18.75,10,20,0.02,19.642479999999999,21357.88688687895,21.357886886878951]
[872.48,0.87248000000000003,18750,18.75,0,0,0,19.622479999999999,21301.282857628205,21.301282857628205]
[872.48,0.87248000000000003,18750,18.75,10,20,0.02,19.642479999999999,21179.452166813397,21.179452166813398]
[872.48,0.87248000000000003,18750,18.75,10,20,0.02,19.642479999999999,21577.074579094151,21.577074579094152]
[872.48,0.87248000000000003,18750,18.75,0,0,0,19.622479999999999,21697.489059602958,21.697489059602958]
[872.48,0.87248000000000003,18750,18.75,0,0,0,19.622479999999999,21570.589565166432,21.570589565166433]
[872.48,0.87248000000000003,18750,18.75,0,0,0,19.622479999999999,21717.83540918614,21.71783540918614]
[872.48,0.87248000000000003,18750,18.75,0,0,0,19.622479999999999,22147.358049881474,22.147358049881472]
[872.48,0.87248000000000003,18750,18.75,0,0,0,19.622479999999999,22132.299196119977,22.132299196119977]
[872.48,0.87248000000000003,18750,18.75,0,0,0,19.622479999999999,21625.364891075034,21.625364891075034]
[872.48,0.87248000000000003,18750,18.75,0,0,0,19.622479999999999,21204.244754558014,21.204244754558015]
[872.48,0.87248000000000003,18750,18.75,0,0,0,19.622479999999999,21972.199473268873,21.972199473268873]
[872.48,0.87248000000000003,18750,18.75,0,0,0,19.622479999999999,22042.001143189569,22.042001143189569]
[872.48,0.87248000000000003,18750,18.75,0,0,0,19.622479999999999,22054.383580514841,22.054383580514841]
[872.48,0.87248000000000003,18750,18.75,0,0,0,19.622479999999999,22003.874554049635,22.003874554049634]
[872.48,0.87248000000000003,18750,18.75,0,0,0,19.622479999999999,22225.384700303366,22.225384700303366]
[872.48,0.87248000000000003,18750,18.75,30,60,0.06,19.682479999999998,22212.385918966,22.212385918966]
[872.48,0.87248000000000003,18750,18.75,10,20,0.02,19.642479999999999,22234.224806154023,22.234224806154025]
[872.48,0.87248000000000003,18750,18.75,0,0,0,19.622479999999999,22024.939735109972,22.024939735109971]
[872.48,0.87248000000000003,18750,18.75,0,0,0,19.622479999999999,21882.657541507077,21.882657541507076]
[872.48,0.87248000000000003,18750,18.75,0,0,0,19.622479999999999,22112.732813110266,22.112732813110267]
[872.48,0.87248000000000003,18750,18.75,0,0,0,19.622479999999999,21934.204186357882,21.934204186357881]
[872.48,0.87248000000000003,18750,18.75,0,0,0,19.622479999999999,22167.091889715255,22.167091889715255]
[872.48,0.87248000000000003,18750,18.75,0,0,0,19.622479999999999,22064.550013664328,22.064550013664327]
[872.48,0.87248000000000003,18750,18.75,0,0,0,19.622479999999999,22013.499679399101,22.0134996793991]
[872.48,0.87248000000000003,18750,18.75,0,0,0,19.622479999999999,21308.700336736631,21.308700336736631]
[872.48,0.87248000000000003,18750,18.75,0,0,0,19.622479999999999,21398.259730893587,21.398259730893589]
[872.48,0.87248000000000003,18750,18.75,0,0,0,19.622479999999999,21429.962385491257,21.429962385491258]
[872.48,0.87248000000000003,18750,18.75,0,0,0,19.622479999999999,21618.703482995432,21.618703482995432]
[872.48,0.87248000000000003,18750,18.75,10,20,0.02,19.642479999999999,21002.373484350137,21.002373484350137]
[872.48,0.87248000000000003,18750,18.75,0,0,0,19.622479999999999,20598.929764269349,20.59892976426935]
[872.48,0.87248000000000003,18750,18.75,0,0,0,19.622479999999999,20159.931041403022,20.159931041403023]
[872.48,0.87248000000000003,18750,18.75,30,60,0.06,19.682479999999998,19865.555324112858,19.865555324112858]
[872.48,0.87248000000000003,18750,18.75,210,420,0.42,20.042480000000001,19567.219718244432,19.567219718244431]
[872.48,{"$f":"A6147/1000","v":0.87248000000000003},18750,{"$f":"C6147/1000","v":18.75},70,{"$f":"E6147*2","v":140},{"$f":"F6147/1000","v":0.14000000000000001},{"$f":"B6147+D6147+G6147","v":19.76248},19664.579000979644,{"$f":"I6147/1000","v":19.664579000979643}]
[872.48,0.87248000000000003,18750,18.75,60,120,0.12,19.74248,19978.192230804758,19.978192230804758]
[872.48,0.87248000000000003,18750,18.75,50,100,0.1,19.722480000000001,20009.394890973515,20.009394890973514]
[872.48,0.87248000000000003,18750,18.75,200,400,0.4,20.022479999999998,20664.01881858999,20.664018818589991]
[872.48,0.87248000000000003,18750,18.75,60,120,0.12,19.74248,20614.953542821171,20.614953542821173]
[872.48,0.87248000000000003,18750,18.75,800,1600,1.6,21.222480000000001,20103.735392371364,20.103735392371362]
[872.48,0.87248000000000003,18750,18.75,740,1480,1.48,21.10248,20088.88904835927,20.08888904835927]
[872.48,0.87248000000000003,18750,18.75,50,100,0.1,19.722480000000001,19148.525836602119,19.148525836602118]
[872.48,0.87248000000000003,18750,18.75,200,400,0.4,20.022479999999998,19492.44542715259,19.492445427152589]
[872.48,0.87248000000000003,18750,18.75,190,380,0.38,20.002479999999998,19438.708927150052,19.438708927150053]
[872.48,0.87248000000000003,18750,18.75,20,40,0.04,19.662479999999999,19367.832237730549,19.36783223773055]
[872.48,0.87248000000000003,18750,18.75,320,640,0.64,20.26248,18907.210715418281,18.90721071541828]
[872.48,0.87248000000000003,18750,18.75,680,1360,1.36,20.982479999999999,19067.249208464578,19.067249208464577]
[872.48,0.87248000000000003,18750,18.75,950,1900,1.9,21.522479999999998,18987.141255813742,18.987141255813743]
[872.48,0.87248000000000003,18750,18.75,550,1100,1.1000000000000001,20.722480000000001,19015.225145787306,19.015225145787305]
[872.48,0.87248000000000003,18750,18.75,880,1760,1.76,21.382480000000001,18915.477037146029,18.915477037146029]
[872.48,0.87248000000000003,18750,18.75,940,1880,1.88,21.502479999999998,19393.504998178876,19.393504998178877]
[872.48,0.87248000000000003,18750,18.75,1090,2180,2.1800000000000002,21.802479999999999,19057.470399271773,19.057470399271772]
[872.48,0.87248000000000003,18750,18.75,1270,2540,2.54,22.162479999999999,20222.983790709175,20.222983790709176]
[872.48,0.87248000000000003,18750,18.75,1030,2060,2.06,21.682479999999998,20029.870027465153,20.029870027465154]
[872.48,0.87248000000000003,18750,18.75,600,1200,1.2,20.822479999999999,19904.77181297322,19.90477181297322]
[872.48,0.87248000000000003,18750,18.75,1070,2140,2.14,21.76248,20120.454413265477,20.120454413265477]
[872.48,0.87248000000000003,18750,18.75,1010,2020,2.02,21.642479999999999,20065.880239166465,20.065880239166464]
[872.48,0.87248000000000003,18750,18.75,740,1480,1.48,21.10248,20185.968509369268,20.185968509369268]
[872.48,0.87248000000000003,18750,18.75,1050,2100,2.1,21.722480000000001,20228.173840848958,20.228173840848957]
[872.48,0.87248000000000003,18750,18.75,870,1740,1.74,21.362479999999998,18760.328613814465,18.760328613814465]
[872.48,0.87248000000000003,18750,18.75,650,1300,1.3,20.92248,20283.421654222613,20.283421654222614]
[872.48,0.87248000000000003,18750,18.75,670,1340,1.34,20.962479999999999,19877.459063667069,19.877459063667068]
[872.48,0.87248000000000003,18750,18.75,1020,2040,2.04,21.662479999999999,20015.003611028922,20.015003611028924]
[872.48,0.87248000000000003,18750,18.75,1030,2060,2.06,21.682479999999998,17531.431474491605,17.531431474491605]
[872.48,0.87248000000000003,18750,18.75,550,1100,1.1000000000000001,20.722480000000001,19690.440448056856,19.690440448056854]
[872.48,0.87248000000000003,18750,18.75,270,540,0.54,20.162479999999999,19848.415318541767,19.848415318541768]
[872.48,0.87248000000000003,18750,18.75,400,800,0.8,20.42248,19558.372149998613,19.558372149998615]
[872.48,0.87248000000000003,18750,18.75,130,260,0.26,19.882480000000001,19932.879514925131,19.93287951492513]
[872.48,0.87248000000000003,18750,18.75,550,1100,1.1000000000000001,20.722480000000001,19795.921122158408,19.795921122158408]
[872.48,0.87248000000000003,18750,18.75,640,1280,1.28,20.902480000000001,19822.696331074178,19.822696331074177]
[872.48,0.87248000000000003,18750,18.75,850,1700,1.7,21.322479999999999,19934.074406288928,19.934074406288929]
[872.48,0.87248000000000003,18750,18.75,990,1980,1.98,21.60248,20135.87313889197,20.13587313889197]
[872.48,0.87248000000000003,18750,18.75,540,1080,1.08,20.702480000000001,20100.344207135251,20.100344207135251]
[872.48,0.87248000000000003,18750,18.75,340,680,0.68,20.302479999999999,20147.953278169152,20.147953278169151]
[872.48,0.87248000000000003,18750,18.75,220,440,0.44,20.062480000000001,20184.699895164522,20.18469989516452]
[872.48,0.87248000000000003,18750,18.75,290,580,0.57999999999999996,20.202479999999998,20011.10250935912,20.011102509359119]
[872.48,0.87248000000000003,18750,18.75,220,440,0.44,20.062480000000001,20266.139027480382,20.266139027480381]
[872.48,0.87248000000000003,18750,18.75,420,840,0.84,20.462479999999999,20047.96016674233,20.047960166742332]
[872.48,0.87248000000000003,18750,18.75,320,640,0.64,20.26248,19779.43226282582,19.779432262825818]
[872.48,0.87248000000000003,18750,18.75,160,320,0.32,19.94248,20094.685403513537,20.094685403513537]
[872.48,0.87248000000000003,18750,18.75,40,80,0.08,19.702479999999998,20294.631732217833,20.294631732217834]
[872.48,0.87248000000000003,18750,18.75,30,60,0.06,19.682479999999998,20560.910782372848,20.560910782372847]
[872.48,0.87248000000000003,18750,18.75,70,140,0.14000000000000001,19.76248,20580.858361760838,20.580858361760839]
[872.48,0.87248000000000003,18750,18.75,30,60,0.06,19.682479999999998,20721.834255920334,20.721834255920335]
[872.48,0.87248000000000003,18750,18.75,10,20,0.02,19.642479999999999,20595.682223878968,20.595682223878967]
[872.48,0.87248000000000003,18750,18.75,20,40,0.04,19.662479999999999,20560.164527498146,20.560164527498145]
[872.48,0.87248000000000003,18750,18.75,0,0,0,19.622479999999999,20917.475459275167,20.917475459275167]
[872.48,0.87248000000000003,18750,18.75,0,0,0,19.622479999999999,20713.435474582966,20.713435474582965]
[872.48,0.87248000000000003,18750,18.75,0,0,0,19.622479999999999,19416.693345022199,19.4166933450222]
[872.48,0.87248000000000003,18750,18.75,0,0,0,19.622479999999999,18197.151092897508,18.197151092897506]
[872.48,0.87248000000000003,18750,18.75,0,0,0,19.622479999999999,19270.716956390643,19.270716956390643]
[872.48,0.87248000000000003,18750,18.75,0,0,0,19.622479999999999,17834.284482878687,17.834284482878687]
[872.48,0.87248000000000003,18750,18.75,0,0,0,19.622479999999999,18331.049978730829,18.331049978730828]
[872.48,0.87248000000000003,18750,18.75,0,0,0,19.622479999999999,20524.442584594173,20.524442584594173]
[872.48,0.87248000000000003,18750,18.75,0,0,0,19.622479999999999,20528.256530278613,20.528256530278615]
[872.48,0.87248000000000003,18750,18.75,0,0,0,19.622479999999999,20579.775556743814,20.579775556743815]
[872.48,0.87248000000000003,18750,18.75,0,0,0,19.622479999999999,20467.613535844623,20.467613535844624]
[872.48,0.87248000000000003,18750,18.75,10,20,0.02,19.642479999999999,20736.417650067142,20.736417650067143]
[872.48,{"$f":"A6211/1000","v":0.87248000000000003},18750,{"$f":"C6211/1000","v":18.75},30,{"$f":"E6211*2","v":60},{"$f":"F6211/1000","v":0.06},{"$f":"B6211+D6211+G6211","v":19.682479999999998},20902.451218323105,{"$f":"I6211/1000","v":20.902451218323105}]
[872.48,0.87248000000000003,18750,18.75,30,60,0.06,19.682479999999998,20824.910895200053,20.824910895200052]
[872.48,0.87248000000000003,18750,18.75,170,340,0.34,19.962479999999999,21288.418716955715,21.288418716955714]
[872.48,0.87248000000000003,18750,18.75,190,380,0.38,20.002479999999998,20392.20571689988,20.39220571689988]
[872.48,0.87248000000000003,18750,18.75,40,80,0.08,19.702479999999998,19496.614041357341,19.49661404135734]
[872.48,0.87248000000000003,18750,18.75,70,140,0.14000000000000001,19.76248,19288.278959171112,19.288278959171112]
[872.48,0.87248000000000003,18750,18.75,30,60,0.06,19.682479999999998,19475.786278123469,19.475786278123469]
[872.48,0.87248000000000003,18750,18.75,0,0,0,19.622479999999999,19591.068232169611,19.591068232169611]
[872.48,0.87248000000000003,18750,18.75,150,300,0.3,19.92248,19575.661932726216,19.575661932726216]
[872.48,0.87248000000000003,18750,18.75,160,320,0.32,19.94248,19941.26155113212,19.941261551132119]
[872.48,0.87248000000000003,18750,18.75,610,1220,1.22,20.842479999999998,20044.748502392722,20.044748502392721]
[872.48,0.87248000000000003,18750,18.75,540,1080,1.08,20.702480000000001,19712.731611008618,19.712731611008618]
[872.48,0.87248000000000003,18750,18.75,760,1520,1.52,21.142479999999999,19510.334035786254,19.510334035786254]
[872.48,0.87248000000000003,18750,18.75,990,1980,1.98,21.60248,18764.90416673218,18.76490416673218]
[872.48,0.87248000000000003,18750,18.75,670,1340,1.34,20.962479999999999,19514.945150054449,19.514945150054448]
[872.48,0.87248000000000003,18750,18.75,350,700,0.7,20.322479999999999,19541.976801907178,19.541976801907179]
[872.48,0.87248000000000003,18750,18.75,470,940,0.94,20.562480000000001,19730.330829752467,19.730330829752468]
[872.48,0.87248000000000003,18750,18.75,300,600,0.6,20.222480000000001,20430.681744816229,20.43068174481623]
[872.48,0.87248000000000003,18750,18.75,140,280,0.28000000000000003,19.902480000000001,21581.510432850573,21.581510432850575]
[872.48,0.87248000000000003,18750,18.75,100,200,0.2,19.822479999999999,21442.743370168228,21.442743370168227]
[872.48,0.87248000000000003,18750,18.75,250,500,0.5,20.122479999999999,21657.818491352064,21.657818491352064]
[872.48,0.87248000000000003,18750,18.75,480,960,0.96,20.58248,21348.251499688395,21.348251499688395]
[872.48,0.87248000000000003,18750,18.75,380,760,0.76,20.382480000000001,21311.871260131644,21.311871260131642]
[872.48,0.87248000000000003,18750,18.75,460,920,0.92,20.542480000000001,21148.790251764862,21.148790251764861]
[872.48,0.87248000000000003,18750,18.75,560,1120,1.1200000000000001,20.74248,21281.543574892996,21.281543574892996]
[872.48,0.87248000000000003,18750,18.75,560,1120,1.1200000000000001,20.74248,21349.165306095652,21.349165306095653]
[872.48,0.87248000000000003,18750,18.75,530,1060,1.06,20.682479999999998,21396.634321418678,21.396634321418677]
[872.48,0.87248000000000003,18750,18.75,610,1220,1.22,20.842479999999998,21196.291860403599,21.196291860403598]
[872.48,0.87248000000000003,18750,18.75,440,880,0.88,20.502479999999998,20844.663410520541,20.844663410520543]
[872.48,0.87248000000000003,18750,18.75,310,620,0.62,20.24248,21158.772811654046,21.158772811654046]
[872.48,0.87248000000000003,18750,18.75,110,220,0.22,19.842479999999998,21158.636590205871,21.158636590205873]
[872.48,0.87248000000000003,18750,18.75,0,0,0,19.622479999999999,21292.197498293081,21.292197498293081]
[872.48,0.87248000000000003,18750,18.75,30,60,0.06,19.682479999999998,21329.603847876264,21.329603847876264]
[872.48,0.87248000000000003,18750,18.75,0,0,0,19.622479999999999,21540.297694686593,21.540297694686593]
[872.48,0.87248000000000003,18750,18.75,30,60,0.06,19.682479999999998,21539.138963489015,21.539138963489016]
[872.48,0.87248000000000003,18750,18.75,10,20,0.02,19.642479999999999,21698.373633414787,21.698373633414786]
[872.48,0.87248000000000003,18750,18.75,30,60,0.06,19.682479999999998,21543.375262932415,21.543375262932415]
[872.48,0.87248000000000003,18750,18.75,190,380,0.38,20.002479999999998,21688.822264332797,21.688822264332796]
[872.48,0.87248000000000003,18750,18.75,60,120,0.12,19.74248,21488.902329780383,21.488902329780384]
[872.48,0.87248000000000003,18750,18.75,10,20,0.02,19.642479999999999,21493.083715575634,21.493083715575633]
[872.48,0.87248000000000003,18750,18.75,10,20,0.02,19.642479999999999,21491.054861814137,21.491054861814135]
[872.48,0.87248000000000003,18750,18.75,90,180,0.18,19.802479999999999,20050.604219733646,20.050604219733646]
[872.48,0.87248000000000003,18750,18.75,180,360,0.36,19.982479999999999,21266.312166813397,21.266312166813396]
[872.48,0.87248000000000003,18750,18.75,220,440,0.44,20.062480000000001,21218.303296338632,21.218303296338632]
[872.48,0.87248000000000003,18750,18.75,190,380,0.38,20.002479999999998,21329.326407765453,21.329326407765453]
[872.48,0.87248000000000003,18750,18.75,70,140,0.14000000000000001,19.76248,21118.906400788903,21.118906400788902]
[872.48,0.87248000000000003,18750,18.75,60,120,0.12,19.74248,21225.244487145832,21.225244487145833]
[872.48,0.87248000000000003,18750,18.75,240,480,0.48,20.10248,21247.549645921816,21.247549645921815]
[872.48,0.87248000000000003,18750,18.75,220,440,0.44,20.062480000000001,21503.264884098484,21.503264884098485]
[872.48,0.87248000000000003,18750,18.75,350,700,0.7,20.322479999999999,21218.220652883138,21.218220652883137]
[872.48,0.87248000000000003,18750,18.75,640,1280,1.28,20.902480000000001,20590.065701592081,20.590065701592081]
[872.48,0.87248000000000003,18750,18.75,840,1680,1.68,21.302479999999999,20383.5156221914,20.3835156221914]
[872.48,0.87248000000000003,18750,18.75,250,500,0.5,20.122479999999999,20524.812796295486,20.524812796295485]
[872.48,0.87248000000000003,18750,18.75,170,340,0.34,19.962479999999999,20367.160519126286,20.367160519126287]
[872.48,0.87248000000000003,18750,18.75,50,100,0.1,19.722480000000001,20237.877324133158,20.237877324133159]
[872.48,0.87248000000000003,18750,18.75,170,340,0.34,19.962479999999999,20090.456343621809,20.09045634362181]
[872.48,0.87248000000000003,18750,18.75,540,1080,1.08,20.702480000000001,18380.496544180951,18.38049654418095]
[872.48,0.87248000000000003,18750,18.75,400,800,0.8,20.42248,18588.689523307141,18.588689523307142]
[872.48,0.87248000000000003,18750,18.75,150,300,0.3,19.92248,18497.202521906755,18.497202521906754]
[872.48,0.87248000000000003,18750,18.75,310,620,0.62,20.24248,20298.542616615236,20.298542616615237]
[872.48,0.87248000000000003,18750,18.75,370,740,0.74,20.362479999999998,20105.097757272499,20.1050977572725]
[872.48,0.87248000000000003,18750,18.75,470,940,0.94,20.562480000000001,20025.904695985464,20.025904695985464]
[872.48,0.87248000000000003,18750,18.75,380,760,0.76,20.382480000000001,15961.845807391979,15.961845807391979]
[872.48,0.87248000000000003,18750,18.75,380,760,0.76,20.382480000000001,18004.244276748464,18.004244276748466]
[872.48,{"$f":"A6275/1000","v":0.87248000000000003},18750,{"$f":"C6275/1000","v":18.75},240,{"$f":"E6275*2","v":480},{"$f":"F6275/1000","v":0.48},{"$f":"B6275+D6275+G6275","v":20.10248},17654.703844963828,{"$f":"I6275/1000","v":17.654703844963826}]
[872.48,0.87248000000000003,18750,18.75,60,120,0.12,19.74248,16584.65926412469,16.584659264124689]
[872.48,0.87248000000000003,18750,18.75,30,60,0.06,19.682479999999998,17111.135130428745,17.111135130428746]
[872.48,0.87248000000000003,18750,18.75,20,40,0.04,19.662479999999999,18174.113339400352,18.174113339400353]
[872.48,0.87248000000000003,18750,18.75,0,0,0,19.622479999999999,18595.002634683202,18.595002634683201]
[872.48,0.87248000000000003,18750,18.75,10,20,0.02,19.642479999999999,17553.765219616904,17.553765219616903]
[872.48,0.87248000000000003,18750,18.75,0,0,0,19.622479999999999,16785.713751610045,16.785713751610043]
[872.48,0.87248000000000003,18750,18.75,70,140,0.14000000000000001,19.76248,16873.043759941294,16.873043759941293]
[872.48,0.87248000000000003,18750,18.75,120,240,0.24,19.862479999999998,16287.386319830486,16.287386319830485]
[872.48,0.87248000000000003,18750,18.75,70,140,0.14000000000000001,19.76248,16641.92431845548,16.64192431845548]
[872.48,0.87248000000000003,18750,18.75,0,0,0,19.622479999999999,16733.477045477281,16.733477045477279]
[872.48,0.87248000000000003,18750,18.75,0,0,0,19.622479999999999,16364.428110909639,16.364428110909639]
[872.48,0.87248000000000003,18750,18.75,0,0,0,19.622479999999999,16398.536691687863,16.398536691687863]
[872.48,0.87248000000000003,18750,18.75,0,0,0,19.622479999999999,16950.20838113275,16.95020838113275]
[872.48,0.87248000000000003,18750,18.75,0,0,0,19.622479999999999,16799.545803124838,16.79954580312484]
[872.48,0.87248000000000003,18750,18.75,0,0,0,19.622479999999999,16751.21880729554,16.75121880729554]
[872.48,0.87248000000000003,18750,18.75,0,0,0,19.622479999999999,16624.768900598559,16.624768900598561]
[872.48,0.87248000000000003,18750,18.75,0,0,0,19.622479999999999,16160.264467418612,16.160264467418614]
[872.48,0.87248000000000003,18750,18.75,0,0,0,19.622479999999999,16276.768457671747,16.276768457671746]
[872.48,0.87248000000000003,18750,18.75,0,0,0,19.622479999999999,16822.25010811902,16.822250108119022]
[872.48,0.87248000000000003,18750,18.75,0,0,0,19.622479999999999,17075.546386683531,17.075546386683531]
[872.48,0.87248000000000003,18750,18.75,0,0,0,19.622479999999999,17157.385218160682,17.15738521816068]
[872.48,0.87248000000000003,18750,18.75,0,0,0,19.622479999999999,16530.707294719985,16.530707294719985]
[872.48,0.87248000000000003,18750,18.75,0,0,0,19.622479999999999,16871.083979973861,16.871083979973861]
[872.48,0.87248000000000003,18750,18.75,0,0,0,19.622479999999999,16010.056567718484,16.010056567718483]
[872.48,0.87248000000000003,18750,18.75,0,0,0,19.622479999999999,16771.857844902916,16.771857844902915]
[872.48,0.87248000000000003,18750,18.75,0,0,0,19.622479999999999,19104.96120296455,19.104961202964549]
[872.48,0.87248000000000003,18750,18.75,40,80,0.08,19.702479999999998,20488.641611059378,20.488641611059379]
[872.48,0.87248000000000003,18750,18.75,60,120,0.12,19.74248,18955.609769840437,18.955609769840436]
[872.48,0.87248000000000003,18750,18.75,20,40,0.04,19.662479999999999,17070.328549670823,17.070328549670823]
[872.48,0.87248000000000003,18750,18.75,0,0,0,19.622479999999999,18442.039170821667,18.442039170821666]
[872.48,0.87248000000000003,18750,18.75,0,0,0,19.622479999999999,17965.007603940703,17.965007603940702]
[872.48,0.87248000000000003,18750,18.75,0,0,0,19.622479999999999,18154.578701444883,18.154578701444883]
[872.48,0.87248000000000003,18750,18.75,0,0,0,19.622479999999999,18532.924864422021,18.532924864422021]
[872.48,0.87248000000000003,18750,18.75,0,0,0,19.622479999999999,18190.174016211309,18.190174016211309]
[872.48,0.87248000000000003,18750,18.75,0,0,0,19.622479999999999,17569.281385252689,17.56928138525269]
[872.48,0.87248000000000003,18750,18.75,10,20,0.02,19.642479999999999,17474.833371319895,17.474833371319896]
[872.48,0.87248000000000003,18750,18.75,0,0,0,19.622479999999999,17612.04671673238,17.61204671673238]
[872.48,0.87248000000000003,18750,18.75,0,0,0,19.622479999999999,17648.233088599911,17.648233088599913]
[872.48,0.87248000000000003,18750,18.75,0,0,0,19.622479999999999,17601.331658235962,17.601331658235964]
[872.48,0.87248000000000003,18750,18.75,0,0,0,19.622479999999999,17580.219020351557,17.580219020351556]
[872.48,0.87248000000000003,18750,18.75,0,0,0,19.622479999999999,17928.029784995961,17.92802978499596]
[872.48,0.87248000000000003,18750,18.75,0,0,0,19.622479999999999,18081.468239044643,18.081468239044643]
[872.48,0.87248000000000003,18750,18.75,0,0,0,19.622479999999999,18317.327272486396,18.317327272486395]
[872.48,0.87248000000000003,18750,18.75,0,0,0,19.622479999999999,18090.24830589769,18.090248305897692]
[872.48,0.87248000000000003,18750,18.75,0,0,0,19.622479999999999,18178.151300331676,18.178151300331677]
[872.48,0.87248000000000003,18750,18.75,0,0,0,19.622479999999999,17874.403206998206,17.874403206998206]
[872.48,0.87248000000000003,18750,18.75,10,20,0.02,19.642479999999999,17370.695307247315,17.370695307247317]
[872.48,0.87248000000000003,18750,18.75,0,0,0,19.622479999999999,17449.151907529424,17.449151907529423]
[872.48,0.87248000000000003,18750,18.75,0,0,0,19.622479999999999,17652.156917291519,17.652156917291517]
[872.48,0.87248000000000003,18750,18.75,0,0,0,19.622479999999999,17939.382534302113,17.939382534302112]
[872.48,0.87248000000000003,18750,18.75,0,0,0,19.622479999999999,17818.211737636648,17.818211737636648]
[872.48,0.87248000000000003,18750,18.75,0,0,0,19.622479999999999,17895.579745998351,17.895579745998351]
[872.48,0.87248000000000003,18750,18.75,0,0,0,19.622479999999999,17923.666090010447,17.923666090010446]
[872.48,0.87248000000000003,18750,18.75,0,0,0,19.622479999999999,14140.296872722818,14.140296872722818]
[872.48,0.87248000000000003,18750,18.75,0,0,0,19.622479999999999,17794.890507831835,17.794890507831834]
[872.48,0.87248000000000003,18750,18.75,0,0,0,19.622479999999999,17720.540145711166,17.720540145711166]
[872.48,0.87248000000000003,18750,18.75,0,0,0,19.622479999999999,18036.217042666358,18.036217042666358]
[872.48,0.87248000000000003,18750,18.75,0,0,0,19.622479999999999,17735.795287773894,17.735795287773893]
[872.48,0.87248000000000003,18750,18.75,0,0,0,19.622479999999999,17374.796765466701,17.374796765466701]
[872.48,0.87248000000000003,18750,18.75,0,0,0,19.622479999999999,16735.400088594834,16.735400088594833]
[872.48,0.87248000000000003,18750,18.75,0,0,0,19.622479999999999,17664.865938185631,17.664865938185631]
[872.48,0.87248000000000003,18750,18.75,0,0,0,19.622479999999999,17805.139317024637,17.805139317024636]
[872.48,0.87248000000000003,18750,18.75,0,0,0,19.622479999999999,17998.259335143361,17.998259335143359]
[872.48,{"$f":"A6339/1000","v":0.87248000000000003},18750,{"$f":"C6339/1000","v":18.75},0,{"$f":"E6339*2","v":0},{"$f":"F6339/1000","v":0},{"$f":"B6339+D6339+G6339","v":19.622479999999999},17882.907375526127,{"$f":"I6339/1000","v":17.882907375526127}]
[872.48,0.87248000000000003,18750,18.75,0,0,0,19.622479999999999,18083.638539883352,18.083638539883353]
[872.48,0.87248000000000003,18750,18.75,0,0,0,19.622479999999999,18199.049291980125,18.199049291980124]
[872.48,0.87248000000000003,18750,18.75,0,0,0,19.622479999999999,18236.186966076602,18.236186966076602]
[872.48,0.87248000000000003,18750,18.75,0,0,0,19.622479999999999,18090.119797543597,18.090119797543597]
[872.48,0.87248000000000003,18750,18.75,20,40,0.04,19.662479999999999,17769.609005043752,17.769609005043751]
[872.48,0.87248000000000003,18750,18.75,70,140,0.14000000000000001,19.76248,17169.846663781667,17.169846663781666]
[872.48,0.87248000000000003,18750,18.75,170,340,0.34,19.962479999999999,17102.240085783913,17.102240085783912]
[872.48,0.87248000000000003,18750,18.75,70,140,0.14000000000000001,19.76248,17105.335027287496,17.105335027287495]
[872.48,0.87248000000000003,18750,18.75,180,360,0.36,19.982479999999999,17010.405789120981,17.010405789120981]
[872.48,0.87248000000000003,18750,18.75,340,680,0.68,20.302479999999999,17614.633205592741,17.614633205592742]
[872.48,0.87248000000000003,18750,18.75,160,320,0.32,19.94248,17970.092907564955,17.970092907564954]
[872.48,0.87248000000000003,18750,18.75,550,1100,1.1000000000000001,20.722480000000001,18387.094212604821,18.387094212604822]
[872.48,0.87248000000000003,18750,18.75,1020,2040,2.04,21.662479999999999,18625.559378357353,18.625559378357352]
[872.48,0.87248000000000003,18750,18.75,790,1580,1.58,21.202480000000001,18547.511414564346,18.547511414564347]
[872.48,0.87248000000000003,18750,18.75,690,1380,1.38,21.002479999999998,18731.262595634831,18.731262595634831]
[872.48,0.87248000000000003,18750,18.75,330,660,0.66,20.28248,18892.639764167834,18.892639764167836]
[872.48,0.87248000000000003,18750,18.75,110,220,0.22,19.842479999999998,17812.076991121114,17.812076991121113]
[872.48,0.87248000000000003,18750,18.75,90,180,0.18,19.802479999999999,18261.052063570627,18.261052063570627]
[872.48,0.87248000000000003,18750,18.75,330,660,0.66,20.28248,18304.202414549116,18.304202414549117]
[872.48,0.87248000000000003,18750,18.75,180,360,0.36,19.982479999999999,18364.882810096307,18.364882810096308]
[872.48,0.87248000000000003,18750,18.75,230,460,0.46,20.08248,18515.059934060613,18.515059934060613]
[872.48,0.87248000000000003,18750,18.75,150,300,0.3,19.92248,18623.00180454045,18.623001804540451]
[872.48,0.87248000000000003,18750,18.75,110,220,0.22,19.842479999999998,18448.630785031492,18.44863078503149]
[872.48,0.87248000000000003,18750,18.75,240,480,0.48,20.10248,18493.137290605118,18.493137290605119]
[872.48,0.87248000000000003,18750,18.75,270,540,0.54,20.162479999999999,18613.326824039254,18.613326824039255]
[872.48,0.87248000000000003,18750,18.75,620,1240,1.24,20.862479999999998,18352.071429872147,18.352071429872147]
[872.48,0.87248000000000003,18750,18.75,220,440,0.44,20.062480000000001,18534.587552446217,18.534587552446219]
[872.48,0.87248000000000003,18750,18.75,90,180,0.18,19.802479999999999,19014.732942447699,19.014732942447701]
[872.48,0.87248000000000003,18750,18.75,0,0,0,19.622479999999999,18261.460794768205,18.261460794768205]
[872.48,0.87248000000000003,18750,18.75,0,0,0,19.622479999999999,17725.580140140082,17.725580140140082]
[872.48,0.87248000000000003,18750,18.75,0,0,0,19.622479999999999,18725.070013461296,18.725070013461295]
[872.48,0.87248000000000003,18750,18.75,0,0,0,19.622479999999999,18206.412640203529,18.206412640203528]
[872.48,0.87248000000000003,18750,18.75,0,0,0,19.622479999999999,17377.121106799848,17.377121106799848]
[872.48,0.87248000000000003,18750,18.75,10,20,0.02,19.642479999999999,19273.460857506387,19.273460857506386]
[872.48,0.87248000000000003,18750,18.75,120,240,0.24,19.862479999999998,18605.38546609944,18.605385466099442]
[872.48,0.87248000000000003,18750,18.75,130,260,0.26,19.882480000000001,18452.59578224595,18.45259578224595]
[872.48,0.87248000000000003,18750,18.75,340,680,0.68,20.302479999999999,19690.029658367934,19.690029658367934]
[872.48,0.87248000000000003,18750,18.75,330,660,0.66,20.28248,19342.604992607787,19.342604992607786]
[872.48,0.87248000000000003,18750,18.75,410,820,0.82,20.44248,18920.352491189635,18.920352491189636]
[872.48,0.87248000000000003,18750,18.75,650,1300,1.3,20.92248,19304.102260014897,19.304102260014897]
[872.48,0.87248000000000003,18750,18.75,480,960,0.96,20.58248,19642.084326888249,19.642084326888249]
[872.48,0.87248000000000003,18750,18.75,390,780,0.78,20.402480000000001,19268.898303188285,19.268898303188287]
[872.48,0.87248000000000003,18750,18.75,1090,2180,2.1800000000000002,21.802479999999999,14935.478318445328,14.935478318445329]
[872.48,0.87248000000000003,18750,18.75,1060,2120,2.12,21.74248,16487.425225187988,16.487425225187987]
[872.48,0.87248000000000003,18750,18.75,2210,4420,4.42,24.042479999999998,17069.741112370932,17.069741112370931]
[872.48,0.87248000000000003,18750,18.75,3130,6260,6.26,25.882480000000001,19088.65716111541,19.08865716111541]
[872.48,0.87248000000000003,18750,18.75,1530,3060,3.06,22.682479999999998,19211.794156944707,19.211794156944705]
[872.48,0.87248000000000003,18750,18.75,1140,2280,2.2799999999999998,21.902480000000001,19456.419439690071,19.45641943969007]
[872.48,0.87248000000000003,18750,18.75,680,1360,1.36,20.982479999999999,19850.575636093738,19.850575636093737]
[872.48,0.87248000000000003,18750,18.75,660,1320,1.32,20.94248,19782.56017090796,19.78256017090796]
[872.48,0.87248000000000003,18750,18.75,320,640,0.64,20.26248,19579.993975909754,19.579993975909755]
[872.48,0.87248000000000003,18750,18.75,130,260,0.26,19.882480000000001,19785.417806006823,19.785417806006823]
[872.48,0.87248000000000003,18750,18.75,870,1740,1.74,21.362479999999998,19732.599831071639,19.732599831071639]
[872.48,0.87248000000000003,18750,18.75,730,1460,1.46,21.08248,17661.196322692165,17.661196322692167]
[872.48,0.87248000000000003,18750,18.75,490,980,0.98,20.60248,17952.688403467851,17.952688403467853]
[872.48,0.87248000000000003,18750,18.75,50,100,0.1,19.722480000000001,18392.357574781323,18.392357574781322]
[872.48,0.87248000000000003,18750,18.75,410,820,0.82,20.44248,19780.987744724862,19.780987744724861]
[872.48,0.87248000000000003,18750,18.75,220,440,0.44,20.062480000000001,20057.501936942597,20.057501936942597]
[872.48,0.87248000000000003,18750,18.75,470,940,0.94,20.562480000000001,19495.504743314326,19.495504743314328]
[872.48,0.87248000000000003,18750,18.75,440,880,0.88,20.502479999999998,19751.258762828358,19.751258762828357]
[872.48,0.87248000000000003,18750,18.75,100,200,0.2,19.822479999999999,19799.992803221281,19.799992803221279]
[872.48,0.87248000000000003,18750,18.75,0,0,0,19.622479999999999,19861.795702946783,19.861795702946782]
[872.48,0.87248000000000003,18750,18.75,0,0,0,19.622479999999999,19822.0191806599,19.8220191806599]
[872.48,{"$f":"A6403/1000","v":0.87248000000000003},18750,{"$f":"C6403/1000","v":18.75},0,{"$f":"E6403*2","v":0},{"$f":"F6403/1000","v":0},{"$f":"B6403+D6403+G6403","v":19.622479999999999},20009.631552537583,{"$f":"I6403/1000","v":20.009631552537584}]
[872.48,0.87248000000000003,18750,18.75,0,0,0,19.622479999999999,20189.384041408099,20.189384041408097]
[872.48,0.87248000000000003,18750,18.75,0,0,0,19.622479999999999,19646.324488449776,19.646324488449775]
[872.48,0.87248000000000003,18750,18.75,0,0,0,19.622479999999999,19720.609870069249,19.72060987006925]
[872.48,0.87248000000000003,18750,18.75,0,0,0,19.622479999999999,19480.858354733533,19.480858354733535]
[872.48,0.87248000000000003,18750,18.75,0,0,0,19.622479999999999,19329.749967537897,19.329749967537897]
[872.48,0.87248000000000003,18750,18.75,0,0,0,19.622479999999999,19333.230000964417,19.333230000964416]
[872.48,0.87248000000000003,18750,18.75,0,0,0,19.622479999999999,19378.487741913941,19.37848774191394]
[872.48,0.87248000000000003,18750,18.75,0,0,0,19.622479999999999,19643.056870064174,19.643056870064175]
[872.48,0.87248000000000003,18750,18.75,0,0,0,19.622479999999999,19799.274072023698,19.799274072023699]
[872.48,0.87248000000000003,18750,18.75,0,0,0,19.622479999999999,20157.111202964552,20.157111202964551]
[872.48,0.87248000000000003,18750,18.75,0,0,0,19.622479999999999,20312.459657013231,20.312459657013232]
[872.48,0.87248000000000003,18750,18.75,0,0,0,19.622479999999999,20427.406686269052,20.427406686269052]
[872.48,0.87248000000000003,18750,18.75,0,0,0,19.622479999999999,20799.952654258144,20.799952654258146]
[872.48,0.87248000000000003,18750,18.75,0,0,0,19.622479999999999,20647.880549792644,20.647880549792646]
[872.48,0.87248000000000003,18750,18.75,0,0,0,19.622479999999999,22064.452957958532,22.064452957958533]
[872.48,0.87248000000000003,18750,18.75,2510,5020,5.0199999999999996,24.642479999999999,19896.794047029944,19.896794047029942]
[872.48,0.87248000000000003,18750,18.75,2950,5900,5.9,25.522480000000002,20790.097618046078,20.790097618046079]
[872.48,0.87248000000000003,18750,18.75,2160,4320,4.32,23.94248,20913.1320929838,20.913132092983801]
[872.48,0.87248000000000003,18750,18.75,1910,3820,3.82,23.44248,20849.202966239027,20.849202966239027]
[872.48,0.87248000000000003,18750,18.75,1350,2700,2.7,22.322479999999999,20974.208826971997,20.974208826971996]
[872.48,0.87248000000000003,18750,18.75,1310,2620,2.62,22.24248,21183.230035897919,21.183230035897918]
[872.48,0.87248000000000003,18750,18.75,1080,2160,2.16,21.78248,21454.494200260222,21.454494200260221]
[872.48,0.87248000000000003,18750,18.75,820,1640,1.64,21.26248,19304.498150110285,19.304498150110284]
[872.48,0.87248000000000003,18750,18.75,770,1540,1.54,21.162479999999999,20971.063712764713,20.971063712764714]
[872.48,0.87248000000000003,18750,18.75,640,1280,1.28,20.902480000000001,20824.75909854981,20.824759098549809]
[872.48,0.87248000000000003,18750,18.75,1790,3580,3.58,23.202480000000001,20791.925125009933,20.791925125009932]
[872.48,0.87248000000000003,18750,18.75,3120,6240,6.24,25.862479999999998,20725.633432804891,20.725633432804891]
[872.48,0.87248000000000003,18750,18.75,2930,5860,5.86,25.482479999999999,20817.325314426904,20.817325314426903]
[872.48,0.87248000000000003,18750,18.75,2550,5100,5.0999999999999996,24.722479999999997,20755.969904951995,20.755969904951996]
[872.48,0.87248000000000003,18750,18.75,1170,2340,2.34,21.962479999999999,20698.060822775918,20.698060822775918]
[872.48,0.87248000000000003,18750,18.75,2240,4480,4.4800000000000004,24.10248,20819.980361781141,20.819980361781141]
[872.48,0.87248000000000003,18750,18.75,3910,7820,7.82,27.44248,21031.28159299141,21.031281592991409]
[872.48,0.87248000000000003,18750,18.75,5600,11200,11.2,30.822479999999999,20981.110017779196,20.981110017779194]
[872.48,0.87248000000000003,18750,18.75,4410,8820,8.82,28.44248,21028.280212767248,21.028280212767246]
[872.48,0.87248000000000003,18750,18.75,5100,10200,10.199999999999999,29.822479999999999,21253.241716960794,21.253241716960794]
[872.48,0.87248000000000003,18750,18.75,4100,8200,8.1999999999999993,27.822479999999999,19656.046863189142,19.656046863189143]
[872.48,0.87248000000000003,18750,18.75,3990,7980,7.98,27.60248,21030.947825581767,21.030947825581766]
[872.48,0.87248000000000003,18750,18.75,4220,8440,8.44,28.062480000000001,20908.804491311457,20.908804491311457]
[872.48,0.87248000000000003,18750,18.75,3520,7040,7.04,26.662479999999999,17242.832026130753,17.242832026130753]
[872.48,0.87248000000000003,18750,18.75,2780,5560,5.56,25.182479999999998,21087.784459290397,21.087784459290397]
[872.48,0.87248000000000003,18750,18.75,1930,3860,3.86,23.482479999999999,18521.104299134331,18.521104299134333]
[872.48,0.87248000000000003,18750,18.75,2600,5200,5.2,24.822479999999999,21721.144469077866,21.721144469077867]
[872.48,0.87248000000000003,18750,18.75,1200,2400,2.4,22.022479999999998,22602.892522059028,22.60289252205903]
[872.48,0.87248000000000003,18750,18.75,1410,2820,2.82,22.44248,20146.265729599796,20.146265729599797]
[872.48,0.87248000000000003,18750,18.75,1930,3860,3.86,23.482479999999999,22664.250285292899,22.664250285292898]
[872.48,0.87248000000000003,18750,18.75,2430,4860,4.8600000000000003,24.482479999999999,22070.832512322319,22.070832512322319]
[872.48,0.87248000000000003,18750,18.75,2650,5300,5.3,24.92248,20257.922860489885,20.257922860489884]
[872.48,0.87248000000000003,18750,18.75,2420,4840,4.84,24.462479999999999,21462.146221210172,21.462146221210173]
[872.48,0.87248000000000003,18750,18.75,2090,4180,4.18,23.802479999999999,19001.349236523045,19.001349236523044]
[872.48,0.87248000000000003,18750,18.75,2880,5760,5.76,25.382480000000001,22341.085030402974,22.341085030402972]
[872.48,0.87248000000000003,18750,18.75,2210,4420,4.42,24.042479999999998,21188.072257508527,21.188072257508527]
[872.48,0.87248000000000003,18750,18.75,1320,2640,2.64,22.26248,22088.59896921238,22.088598969212381]
[872.48,0.87248000000000003,18750,18.75,750,1500,1.5,21.122479999999999,22875.569381472833,22.875569381472832]
[872.48,0.87248000000000003,18750,18.75,950,1900,1.9,21.522479999999998,23990.096050013446,23.990096050013445]
[872.48,0.87248000000000003,18750,18.75,2070,4140,4.1399999999999997,23.76248,22000.988050033746,22.000988050033747]
[872.48,0.87248000000000003,18750,18.75,2050,4100,4.0999999999999996,23.722479999999997,23444.144750595427,23.444144750595427]
[872.48,0.87248000000000003,18750,18.75,1280,2560,2.56,22.182479999999998,24009.039726880237,24.009039726880236]
[872.48,0.87248000000000003,18750,18.75,1550,3100,3.1,22.722480000000001,24255.363757536448,24.255363757536447]
[872.48,0.87248000000000003,18750,18.75,980,1960,1.96,21.58248,22401.959314670545,22.401959314670545]
[872.48,0.87248000000000003,18750,18.75,1160,2320,2.3199999999999998,21.94248,24731.827995728341,24.731827995728342]
[872.48,0.87248000000000003,18750,18.75,990,1980,1.98,21.60248,21997.048538833205,21.997048538833205]
[872.48,0.87248000000000003,18750,18.75,650,1300,1.3,20.92248,22478.724942721794,22.478724942721794]
[872.48,0.87248000000000003,18750,18.75,790,1580,1.58,21.202480000000001,23624.274949698345,23.624274949698346]
[872.48,{"$f":"A6467/1000","v":0.87248000000000003},18750,{"$f":"C6467/1000","v":18.75},170,{"$f":"E6467*2","v":340},{"$f":"F6467/1000","v":0.34},{"$f":"B6467+D6467+G6467","v":19.962479999999999},24439.685038886502,{"$f":"I6467/1000","v":24.439685038886502}]
[872.48,0.87248000000000003,18750,18.75,120,240,0.24,19.862479999999998,22040.018492909807,22.040018492909805]
[872.48,0.87248000000000003,18750,18.75,650,1300,1.3,20.92248,24439.12593307138,24.439125933071381]
[872.48,0.87248000000000003,18750,18.75,1500,3000,3,22.622479999999999,23080.381919128431,23.080381919128431]
[872.48,0.87248000000000003,18750,18.75,1630,3260,3.26,22.882480000000001,24700.462864807792,24.700462864807793]
[872.48,0.87248000000000003,18750,18.75,1900,3800,3.8,23.42248,24656.573320282238,24.656573320282238]
[872.48,0.87248000000000003,18750,18.75,1410,2820,2.82,22.44248,25117.578289641257,25.117578289641255]
[872.48,0.87248000000000003,18750,18.75,2000,4000,4,23.622479999999999,22941.812331338122,22.941812331338124]
[872.48,0.87248000000000003,18750,18.75,2420,4840,4.84,24.462479999999999,23882.642803475075,23.882642803475076]
[872.48,0.87248000000000003,18750,18.75,2080,4160,4.16,23.78248,21058.529063920862,21.058529063920862]
[872.48,0.87248000000000003,18750,18.75,1650,3300,3.3,22.92248,24518.927944183095,24.518927944183094]
[872.48,0.87248000000000003,18750,18.75,1320,2640,2.64,22.26248,21959.752297962361,21.959752297962361]
[872.48,0.87248000000000003,18750,18.75,3580,7160,7.16,26.78248,23786.365231114385,23.786365231114384]
[872.48,0.87248000000000003,18750,18.75,2350,4700,4.7,24.322479999999999,24158.096643359611,24.15809664335961]
[872.48,0.87248000000000003,18750,18.75,2620,5240,5.24,24.862479999999998,25246.999824450399,25.246999824450398]
[872.48,0.87248000000000003,18750,18.75,2280,4560,4.5599999999999996,24.182479999999998,25627.62476319382,25.627624763193822]
[872.48,0.87248000000000003,18750,18.75,2150,4300,4.3,23.92248,23816.987522236686,23.816987522236687]
[872.48,0.87248000000000003,18750,18.75,2470,4940,4.9400000000000004,24.562480000000001,25730.032799410965,25.730032799410964]
[872.48,0.87248000000000003,18750,18.75,2410,4820,4.82,24.44248,24417.060490220698,24.417060490220699]
[872.48,0.87248000000000003,18750,18.75,2730,5460,5.46,25.08248,25819.168398302842,25.819168398302843]
[872.48,0.87248000000000003,18750,18.75,1770,3540,3.54,23.162479999999999,25808.789544541341,25.808789544541341]
[872.48,0.87248000000000003,18750,18.75,870,1740,1.74,21.362479999999998,23804.477136426205,23.804477136426204]
[872.48,0.87248000000000003,18750,18.75,40,80,0.08,19.702479999999998,25709.304101639911,25.709304101639912]
[872.48,0.87248000000000003,18750,18.75,400,800,0.8,20.42248,23557.063692190379,23.557063692190379]
[872.48,0.87248000000000003,18750,18.75,1030,2060,2.06,21.682479999999998,27717.630119870297,27.717630119870297]
[872.48,0.87248000000000003,18750,18.75,360,720,0.72,20.342479999999998,26213.480629599399,26.213480629599399]
[872.48,0.87248000000000003,18750,18.75,260,520,0.52,20.142479999999999,25034.428442922297,25.034428442922298]
[872.48,0.87248000000000003,18750,18.75,260,520,0.52,20.142479999999999,25444.701981917369,25.444701981917369]
[872.48,0.87248000000000003,18750,18.75,140,280,0.28000000000000003,19.902480000000001,26405.830617051764,26.405830617051766]
[872.48,0.87248000000000003,18750,18.75,690,1380,1.38,21.002479999999998,24807.505222884651,24.80750522288465]
[872.48,0.87248000000000003,18750,18.75,890,1780,1.78,21.402480000000001,26796.973114304288,26.796973114304286]
[872.48,0.87248000000000003,18750,18.75,440,880,0.88,20.502479999999998,26794.221462451558,26.794221462451556]
[872.48,0.87248000000000003,18750,18.75,240,480,0.48,20.10248,22774.515974879905,22.774515974879904]
[872.48,0.87248000000000003,18750,18.75,210,420,0.42,20.042480000000001,23125.737061191154,23.125737061191153]
[872.48,0.87248000000000003,18750,18.75,110,220,0.22,19.842479999999998,25080.310931742049,25.080310931742048]
[872.48,0.87248000000000003,18750,18.75,0,0,0,19.622479999999999,25907.724828692164,25.907724828692164]
[872.48,0.87248000000000003,18750,18.75,0,0,0,19.622479999999999,25818.862963783416,25.818862963783417]
[872.48,0.87248000000000003,18750,18.75,0,0,0,19.622479999999999,23811.120252069413,23.811120252069415]
[872.48,0.87248000000000003,18750,18.75,0,0,0,19.622479999999999,25251.194545921422,25.251194545921422]
[872.48,0.87248000000000003,18750,18.75,0,0,0,19.622479999999999,22589.472834242952,22.589472834242951]
[872.48,0.87248000000000003,18750,18.75,0,0,0,19.622479999999999,24967.384169898414,24.967384169898413]
[872.48,0.87248000000000003,18750,18.75,0,0,0,19.622479999999999,24859.791298028344,24.859791298028345]
[872.48,0.87248000000000003,18750,18.75,0,0,0,19.622479999999999,24423.525423393032,24.423525423393031]
[872.48,0.87248000000000003,18750,18.75,10,20,0.02,19.642479999999999,25992.270254880339,25.992270254880339]
[872.48,0.87248000000000003,18750,18.75,0,0,0,19.622479999999999,24692.432913643632,24.692432913643632]
[872.48,0.87248000000000003,18750,18.75,0,0,0,19.622479999999999,23783.887197708169,23.783887197708168]
[872.48,0.87248000000000003,18750,18.75,0,0,0,19.622479999999999,24716.387863478467,24.716387863478467]
[872.48,0.87248000000000003,18750,18.75,0,0,0,19.622479999999999,24104.314714459499,24.104314714459498]
[872.48,0.87248000000000003,18750,18.75,0,0,0,19.622479999999999,24938.621331454866,24.938621331454865]
[872.48,0.87248000000000003,18750,18.75,0,0,0,19.622479999999999,25574.44404176341,25.57444404176341]
[872.48,0.87248000000000003,18750,18.75,0,0,0,19.622479999999999,25995.471646246671,25.995471646246671]
[872.48,0.87248000000000003,18750,18.75,0,0,0,19.622479999999999,25662.827136476968,25.662827136476967]
[872.48,0.87248000000000003,18750,18.75,0,0,0,19.622479999999999,24523.388757663346,24.523388757663348]
[872.48,0.87248000000000003,18750,18.75,0,0,0,19.622479999999999,25183.043015277908,25.183043015277907]
[872.48,0.87248000000000003,18750,18.75,10,20,0.02,19.642479999999999,24439.550906596021,24.439550906596022]
[872.48,0.87248000000000003,18750,18.75,10,20,0.02,19.642479999999999,23223.959774209103,23.223959774209103]
[872.48,0.87248000000000003,18750,18.75,0,0,0,19.622479999999999,23159.221860555874,23.159221860555874]
[872.48,0.87248000000000003,18750,18.75,0,0,0,19.622479999999999,21849.229802064539,21.849229802064539]
[872.48,0.87248000000000003,18750,18.75,0,0,0,19.622479999999999,20891.405724079472,20.891405724079473]
[872.48,0.87248000000000003,18750,18.75,0,0,0,19.622479999999999,22840.497565298407,22.840497565298406]
[872.48,0.87248000000000003,18750,18.75,40,80,0.08,19.702479999999998,19880.260453881736,19.880260453881736]
[872.48,0.87248000000000003,18750,18.75,0,0,0,19.622479999999999,20095.899253337826,20.095899253337826]
[872.48,0.87248000000000003,18750,18.75,0,0,0,19.622479999999999,20043.207661412351,20.04320766141235]
[872.48,0.87248000000000003,18750,18.75,0,0,0,19.622479999999999,20033.366331327972,20.033366331327972]
[872.48,{"$f":"A6531/1000","v":0.87248000000000003},18750,{"$f":"C6531/1000","v":18.75},0,{"$f":"E6531*2","v":0},{"$f":"F6531/1000","v":0},{"$f":"B6531+D6531+G6531","v":19.622479999999999},20064.974005424447,{"$f":"I6531/1000","v":20.064974005424446}]
[872.48,0.87248000000000003,18750,18.75,0,0,0,19.622479999999999,20478.369016591998,20.478369016591998]
[872.48,0.87248000000000003,18750,18.75,0,0,0,19.622479999999999,20879.933955335422,20.879933955335421]
[872.48,0.87248000000000003,18750,18.75,0,0,0,19.622479999999999,20659.0650834552,20.6590650834552]
[872.48,0.87248000000000003,18750,18.75,550,1100,1.1000000000000001,20.722480000000001,20326.329277027638,20.326329277027639]
[872.48,0.87248000000000003,18750,18.75,770,1540,1.54,21.162479999999999,19453.511413463435,19.453511413463435]
[872.48,0.87248000000000003,18750,18.75,550,1100,1.1000000000000001,20.722480000000001,19983.638389819309,19.983638389819308]
[872.48,0.87248000000000003,18750,18.75,410,820,0.82,20.44248,20115.654178128148,20.11565417812815]
[872.48,0.87248000000000003,18750,18.75,710,1420,1.42,21.042479999999998,20496.64024082572,20.49664024082572]
[872.48,0.87248000000000003,18750,18.75,860,1720,1.72,21.342479999999998,20680.500097382912,20.680500097382911]
[872.48,0.87248000000000003,18750,18.75,1160,2320,2.3199999999999998,21.94248,20248.509933010464,20.248509933010464]
[872.48,0.87248000000000003,18750,18.75,1370,2740,2.74,22.362479999999998,20130.457939966709,20.130457939966711]
[872.48,0.87248000000000003,18750,18.75,1630,3260,3.26,22.882480000000001,20169.954412113813,20.169954412113814]
[872.48,0.87248000000000003,18750,18.75,2410,4820,4.82,24.44248,20339.022927444454,20.339022927444454]
[872.48,0.87248000000000003,18750,18.75,2710,5420,5.42,25.042479999999998,20738.871605742086,20.738871605742087]
[872.48,0.87248000000000003,18750,18.75,1690,3380,3.38,23.002479999999998,20471.799951129189,20.471799951129189]
[872.48,0.87248000000000003,18750,18.75,1640,3280,3.28,22.902480000000001,20540.025349461925,20.540025349461924]
[872.48,0.87248000000000003,18750,18.75,1160,2320,2.3199999999999998,21.94248,20412.960802100068,20.412960802100066]
[872.48,0.87248000000000003,18750,18.75,920,1840,1.84,21.462479999999999,21151.505303538524,21.151505303538524]
[872.48,0.87248000000000003,18750,18.75,1110,2220,2.2200000000000002,21.842479999999998,20571.846735257172,20.571846735257171]
[872.48,0.87248000000000003,18750,18.75,1390,2780,2.78,22.402480000000001,20823.107004074816,20.823107004074817]
[872.48,0.87248000000000003,18750,18.75,1620,3240,3.24,22.862479999999998,20998.041785422338,20.998041785422338]
[872.48,0.87248000000000003,18750,18.75,1290,2580,2.58,22.202480000000001,20759.314054209528,20.759314054209529]
[872.48,0.87248000000000003,18750,18.75,610,1220,1.22,20.842479999999998,20707.013714373206,20.707013714373208]
[872.48,0.87248000000000003,18750,18.75,310,620,0.62,20.24248,22077.932087717265,22.077932087717265]
[872.48,0.87248000000000003,18750,18.75,970,1940,1.94,21.562480000000001,22559.805018109131,22.559805018109131]
[872.48,0.87248000000000003,18750,18.75,1200,2400,2.4,22.022479999999998,22802.34648330506,22.802346483305062]
[872.48,0.87248000000000003,18750,18.75,1090,2180,2.1800000000000002,21.802479999999999,22667.928140678127,22.667928140678125]
[872.48,0.87248000000000003,18750,18.75,2060,4120,4.12,23.74248,22678.853188032364,22.678853188032363]
[872.48,0.87248000000000003,18750,18.75,2250,4500,4.5,24.122479999999999,22255.913079370788,22.255913079370789]
[872.48,0.87248000000000003,18750,18.75,2600,5200,5.2,24.822479999999999,23051.510430394959,23.051510430394959]
[872.48,0.87248000000000003,18750,18.75,960,1920,1.92,21.542479999999998,22848.272916454553,22.848272916454551]
[872.48,0.87248000000000003,18750,18.75,500,1000,1,20.622479999999999,22559.662380224723,22.559662380224722]
[872.48,0.87248000000000003,18750,18.75,120,240,0.24,19.862479999999998,22258.60926739244,22.258609267392441]
[872.48,0.87248000000000003,18750,18.75,670,1340,1.34,20.962479999999999,21956.947401078229,21.956947401078228]
[872.48,0.87248000000000003,18750,18.75,570,1140,1.1399999999999999,20.76248,21329.182288225646,21.329182288225645]
[872.48,0.87248000000000003,18750,18.75,830,1660,1.66,21.28248,21530.34849993711,21.530348499937109]
[872.48,0.87248000000000003,18750,18.75,1430,2860,2.86,22.482479999999999,21426.395343941589,21.426395343941589]
[872.48,0.87248000000000003,18750,18.75,850,1700,1.7,21.322479999999999,21287.915726941148,21.287915726941147]
[872.48,0.87248000000000003,18750,18.75,710,1420,1.42,21.042479999999998,21053.788023583777,21.053788023583778]
[872.48,0.87248000000000003,18750,18.75,430,860,0.86,20.482479999999999,21395.707597420984,21.395707597420984]
[872.48,0.87248000000000003,18750,18.75,1040,2080,2.08,21.702480000000001,21010.137717173977,21.010137717173976]
[872.48,0.87248000000000003,18750,18.75,620,1240,1.24,20.862479999999998,21341.582226943683,21.341582226943682]
[872.48,0.87248000000000003,18750,18.75,140,280,0.28000000000000003,19.902480000000001,21055.420455337957,21.055420455337956]
[872.48,0.87248000000000003,18750,18.75,150,300,0.3,19.92248,21107.800756176668,21.107800756176669]
[872.48,0.87248000000000003,18750,18.75,100,200,0.2,19.822479999999999,20978.946197672642,20.978946197672641]
[872.48,0.87248000000000003,18750,18.75,0,0,0,19.622479999999999,20966.107349482227,20.966107349482225]
[872.48,0.87248000000000003,18750,18.75,20,40,0.04,19.662479999999999,21270.024190726541,21.270024190726541]
[872.48,0.87248000000000003,18750,18.75,20,40,0.04,19.662479999999999,21211.735063981774,21.211735063981774]
[872.48,0.87248000000000003,18750,18.75,10,20,0.02,19.642479999999999,21554.698394086456,21.554698394086454]
[872.48,0.87248000000000003,18750,18.75,20,40,0.04,19.662479999999999,21944.299509709359,21.94429950970936]
[872.48,0.87248000000000003,18750,18.75,40,80,0.08,19.702479999999998,21601.376140607059,21.601376140607059]
[872.48,0.87248000000000003,18750,18.75,20,40,0.04,19.662479999999999,20412.572593179219,20.412572593179217]
[872.48,0.87248000000000003,18750,18.75,450,900,0.9,20.522479999999998,19981.50243437786,19.981502434377859]
[872.48,0.87248000000000003,18750,18.75,760,1520,1.52,21.142479999999999,21791.15724368233,21.791157243682331]
[872.48,0.87248000000000003,18750,18.75,480,960,0.96,20.58248,21221.632487379324,21.221632487379324]
[872.48,0.87248000000000003,18750,18.75,360,720,0.72,20.342479999999998,20712.860602946392,20.712860602946392]
[872.48,0.87248000000000003,18750,18.75,200,400,0.4,20.022479999999998,20434.022626605743,20.434022626605742]
[872.48,0.87248000000000003,18750,18.75,390,780,0.78,20.402480000000001,19884.952995652198,19.884952995652199]
[872.48,0.87248000000000003,18750,18.75,1710,3420,3.42,23.042479999999998,20025.118834100827,20.025118834100827]
[872.48,0.87248000000000003,18750,18.75,2880,5760,5.76,25.382480000000001,20634.412544444898,20.634412544444899]
[872.48,0.87248000000000003,18750,18.75,2770,5540,5.54,25.162479999999999,20937.563130814517,20.937563130814517]
[872.48,0.87248000000000003,18750,18.75,1970,3940,3.94,23.562480000000001,21288.355258969827,21.288355258969826]
[872.48,0.87248000000000003,18750,18.75,3470,6940,6.94,26.562480000000001,20410.833616853801,20.4108336168538]
[872.48,{"$f":"A6595/1000","v":0.87248000000000003},18750,{"$f":"C6595/1000","v":18.75},3970,{"$f":"E6595*2","v":7940},{"$f":"F6595/1000","v":7.94},{"$f":"B6595+D6595+G6595","v":27.562480000000001},18950.022154367274,{"$f":"I6595/1000","v":18.950022154367275}]
[872.48,0.87248000000000003,18750,18.75,3000,6000,6,25.622479999999999,18229.115221174638,18.229115221174638]
[872.48,0.87248000000000003,18750,18.75,2460,4920,4.92,24.542479999999998,18626.916386937326,18.626916386937324]
[872.48,0.87248000000000003,18750,18.75,1370,2740,2.74,22.362479999999998,18439.563970490944,18.439563970490944]
[872.48,0.87248000000000003,18750,18.75,2270,4540,4.54,24.162479999999999,18451.449023416273,18.451449023416274]
[872.48,0.87248000000000003,18750,18.75,4490,8980,8.98,28.60248,18680.889158527825,18.680889158527826]
[872.48,0.87248000000000003,18750,18.75,3190,6380,6.38,26.002479999999998,18701.14176298571,18.70114176298571]
[872.48,0.87248000000000003,18750,18.75,4180,8360,8.36,27.982479999999999,18861.990228176564,18.861990228176566]
[872.48,0.87248000000000003,18750,18.75,4490,8980,8.98,28.60248,18991.577251861298,18.991577251861298]
[872.48,0.87248000000000003,18750,18.75,4380,8760,8.76,28.382480000000001,19335.480587537073,19.335480587537074]
[872.48,0.87248000000000003,18750,18.75,4470,8940,8.94,28.562480000000001,19283.862751879067,19.283862751879067]
[872.48,0.87248000000000003,18750,18.75,4120,8240,8.24,27.862479999999998,19516.829158578585,19.516829158578584]
[872.48,0.87248000000000003,18750,18.75,3500,7000,7,26.622479999999999,19301.544070821274,19.301544070821272]
[872.48,0.87248000000000003,18750,18.75,4190,8380,8.3800000000000008,28.002479999999998,18794.893449619671,18.794893449619671]
[872.48,0.87248000000000003,18750,18.75,4700,9400,9.4,29.022480000000002,20318.174005424447,20.318174005424446]
[872.48,0.87248000000000003,18750,18.75,4080,8160,8.16,27.78248,19786.631981714334,19.786631981714333]
[872.48,0.87248000000000003,18750,18.75,3940,7880,7.88,27.502479999999998,20104.248906524957,20.104248906524958]
[872.48,0.87248000000000003,18750,18.75,3890,7780,7.78,27.402480000000001,20095.193831315282,20.095193831315282]
[872.48,0.87248000000000003,18750,18.75,2810,5620,5.62,25.24248,20219.414572269878,20.219414572269876]
[872.48,0.87248000000000003,18750,18.75,1390,2780,2.78,22.402480000000001,20853.455934426074,20.853455934426073]
[872.48,0.87248000000000003,18750,18.75,710,1420,1.42,21.042479999999998,19242.988555495707,19.242988555495707]
[872.48,0.87248000000000003,18750,18.75,560,1120,1.1200000000000001,20.74248,18461.091249040226,18.461091249040226]
[872.48,0.87248000000000003,18750,18.75,190,380,0.38,20.002479999999998,18787.818229561726,18.787818229561726]
[872.48,0.87248000000000003,18750,18.75,20,40,0.04,19.662479999999999,18990.734452415367,18.990734452415367]
[872.48,0.87248000000000003,18750,18.75,60,120,0.12,19.74248,18556.054271329653,18.556054271329653]
[872.48,0.87248000000000003,18750,18.75,240,480,0.48,20.10248,17589.9745874254,17.589974587425399]
[872.48,0.87248000000000003,18750,18.75,80,160,0.16,19.78248,17597.467113888069,17.597467113888069]
[872.48,0.87248000000000003,18750,18.75,0,0,0,19.622479999999999,18418.885872991843,18.418885872991844]
[872.48,0.87248000000000003,18750,18.75,0,0,0,19.622479999999999,18503.333870211372,18.503333870211371]
[872.48,0.87248000000000003,18750,18.75,0,0,0,19.622479999999999,18035.79348856652,18.035793488566519]
[872.48,0.87248000000000003,18750,18.75,0,0,0,19.622479999999999,18185.1631334224,18.1851631334224]
[872.48,0.87248000000000003,18750,18.75,0,0,0,19.622479999999999,17973.404317253051,17.973404317253053]
[872.48,0.87248000000000003,18750,18.75,0,0,0,19.622479999999999,17642.291020574896,17.642291020574895]
[872.48,0.87248000000000003,18750,18.75,0,0,0,19.622479999999999,17939.650321428831,17.939650321428832]
[872.48,0.87248000000000003,18750,18.75,0,0,0,19.622479999999999,18502.543747647454,18.502543747647454]
[872.48,0.87248000000000003,18750,18.75,0,0,0,19.622479999999999,18250.135932868339,18.250135932868339]
[872.48,0.87248000000000003,18750,18.75,0,0,0,19.622479999999999,17909.561328390151,17.909561328390151]
[872.48,0.87248000000000003,18750,18.75,110,220,0.22,19.842479999999998,16981.320626382403,16.981320626382402]
[872.48,0.87248000000000003,18750,18.75,160,320,0.32,19.94248,17881.093615296068,17.881093615296066]
[872.48,0.87248000000000003,18750,18.75,0,0,0,19.622479999999999,18268.29596629486,18.268295966294861]
[872.48,0.87248000000000003,18750,18.75,0,0,0,19.622479999999999,18189.749215593401,18.189749215593402]
[872.48,0.87248000000000003,18750,18.75,10,20,0.02,19.642479999999999,18145.515175200482,18.145515175200483]
[872.48,0.87248000000000003,18750,18.75,30,60,0.06,19.682479999999998,18080.689754583396,18.080689754583396]
[872.48,0.87248000000000003,18750,18.75,160,320,0.32,19.94248,17623.294425863874,17.623294425863875]
[872.48,0.87248000000000003,18750,18.75,880,1760,1.76,21.382480000000001,17567.116562350431,17.567116562350432]
[872.48,0.87248000000000003,18750,18.75,620,1240,1.24,20.862479999999998,17768.129023365513,17.768129023365514]
[872.48,0.87248000000000003,18750,18.75,1050,2100,2.1,21.722480000000001,17445.309527523525,17.445309527523523]
[872.48,0.87248000000000003,18750,18.75,340,680,0.68,20.302479999999999,17378.43909854981,17.378439098549812]
[872.48,0.87248000000000003,18750,18.75,650,1300,1.3,20.92248,17418.163072089686,17.418163072089687]
[872.48,0.87248000000000003,18750,18.75,650,1300,1.3,20.92248,16170.199162541174,16.170199162541174]
[872.48,0.87248000000000003,18750,18.75,720,1440,1.44,21.062480000000001,16763.537775391222,16.763537775391221]
[872.48,0.87248000000000003,18750,18.75,340,680,0.68,20.302479999999999,16362.36404973935,16.362364049739348]
[872.48,0.87248000000000003,18750,18.75,640,1280,1.28,20.902480000000001,17210.711723886583,17.210711723886583]
[872.48,0.87248000000000003,18750,18.75,370,740,0.74,20.362479999999998,17119.953648671828,17.119953648671828]
[872.48,0.87248000000000003,18750,18.75,220,440,0.44,20.062480000000001,17024.08679211971,17.024086792119711]
[872.48,0.87248000000000003,18750,18.75,2050,4100,4.0999999999999996,23.722479999999997,16887.47718626144,16.887477186261439]
[872.48,0.87248000000000003,18750,18.75,1400,2800,2.8,22.42248,17167.887633353879,17.167887633353878]
[872.48,0.87248000000000003,18750,18.75,1290,2580,2.58,22.202480000000001,16472.544606848067,16.472544606848068]
[872.48,0.87248000000000003,18750,18.75,1270,2540,2.54,22.162479999999999,16547.51129626757,16.547511296267569]
[872.48,0.87248000000000003,18750,18.75,1070,2140,2.14,21.76248,16947.473725261589,16.947473725261588]
[872.48,0.87248000000000003,18750,18.75,700,1400,1.4,21.022479999999998,16697.805927195732,16.697805927195731]
[872.48,0.87248000000000003,18750,18.75,1300,2600,2.6,22.222480000000001,16464.394478713064,16.464394478713064]
[872.48,0.87248000000000003,18750,18.75,1770,3540,3.54,23.162479999999999,16708.290952265626,16.708290952265628]
[872.48,0.87248000000000003,18750,18.75,1410,2820,2.82,22.44248,18772.312318688968,18.772312318688968]
[872.48,{"$f":"A6659/1000","v":0.87248000000000003},18750,{"$f":"C6659/1000","v":18.75},1310,{"$f":"E6659*2","v":2620},{"$f":"F6659/1000","v":2.62},{"$f":"B6659+D6659+G6659","v":22.24248},20843.158726895464,{"$f":"I6659/1000","v":20.843158726895464}]
[872.48,0.87248000000000003,18750,18.75,990,1980,1.98,21.60248,20980.460797934444,20.980460797934445]
[872.48,0.87248000000000003,18750,18.75,1350,2700,2.7,22.322479999999999,21362.223115506713,21.362223115506712]
[872.48,0.87248000000000003,18750,18.75,2430,4860,4.8600000000000003,24.482479999999999,21858.418633643199,21.8584186336432]
[872.48,0.87248000000000003,18750,18.75,1870,3740,3.74,23.362479999999998,21795.64322973938,21.79564322973938]
[872.48,0.87248000000000003,18750,18.75,2320,4640,4.6399999999999997,24.26248,22002.229474877371,22.002229474877371]
[872.48,0.87248000000000003,18750,18.75,2570,5140,5.14,24.76248,22420.723267382287,22.420723267382286]
[872.48,0.87248000000000003,18750,18.75,1970,3940,3.94,23.562480000000001,21943.78157793741,21.943781577937411]
[872.48,0.87248000000000003,18750,18.75,1650,3300,3.3,22.92248,21655.656044493116,21.655656044493117]
[872.48,0.87248000000000003,18750,18.75,1230,2460,2.46,22.08248,19689.717739356813,19.689717739356812]
[872.48,0.87248000000000003,18750,18.75,1120,2240,2.2400000000000002,21.862479999999998,17192.904934187514,17.192904934187514]
[872.48,0.87248000000000003,18750,18.75,1570,3140,3.14,22.76248,16567.394835262643,16.567394835262643]
[872.48,0.87248000000000003,18750,18.75,1850,3700,3.7,23.322479999999999,16489.035585953956,16.489035585953957]
[872.48,0.87248000000000003,18750,18.75,2290,4580,4.58,24.202480000000001,16628.860172313416,16.628860172313416]
[872.48,0.87248000000000003,18750,18.75,3370,6740,6.74,26.362479999999998,16424.000148623611,16.424000148623609]
[872.48,0.87248000000000003,18750,18.75,4110,8220,8.2200000000000006,27.842480000000002,16882.306684863594,16.882306684863593]
[872.48,0.87248000000000003,18750,18.75,3810,7620,7.62,27.24248,17032.255083201402,17.032255083201402]
[872.48,0.87248000000000003,18750,18.75,2660,5320,5.32,24.94248,17390.802258710955,17.390802258710956]
[872.48,0.87248000000000003,18750,18.75,3510,7020,7.02,26.642479999999999,17223.024962042946,17.223024962042945]
[872.48,0.87248000000000003,18750,18.75,4840,9680,9.68,29.302479999999999,17673.843952321458,17.673843952321459]
[872.48,0.87248000000000003,18750,18.75,4870,9740,9.74,29.362479999999998,17805.572239237532,17.805572239237531]
[872.48,0.87248000000000003,18750,18.75,4990,9980,9.98,29.60248,17701.732833938393,17.701732833938394]
[872.48,0.87248000000000003,18750,18.75,4930,9860,9.86,29.482479999999999,17280.642736418991,17.28064273641899]
[872.48,0.87248000000000003,18750,18.75,4620,9240,9.24,28.862479999999998,16763.423300453498,16.7634233004535]
[872.48,0.87248000000000003,18750,18.75,4010,8020,8.02,27.642479999999999,16308.435495411097,16.308435495411096]
[872.48,0.87248000000000003,18750,18.75,2050,4100,4.0999999999999996,23.722479999999997,16494.88786728878,16.494887867288782]
[872.48,0.87248000000000003,18750,18.75,340,680,0.68,20.302479999999999,17279.090148674368,17.279090148674367]
[872.48,0.87248000000000003,18750,18.75,2170,4340,4.34,23.962479999999999,17141.249285155853,17.141249285155851]
[872.48,0.87248000000000003,18750,18.75,2640,5280,5.28,24.902480000000001,17690.44262780817,17.690442627808171]
[872.48,0.87248000000000003,18750,18.75,820,1640,1.64,21.26248,17631.420996885085,17.631420996885083]
[872.48,0.87248000000000003,18750,18.75,1060,2120,2.12,21.74248,17108.979028885842,17.108979028885841]
[872.48,0.87248000000000003,18750,18.75,750,1500,1.5,21.122479999999999,17480.607534479768,17.48060753447977]
[872.48,0.87248000000000003,18750,18.75,570,1140,1.1399999999999999,20.76248,17622.128381285023,17.622128381285023]
[872.48,0.87248000000000003,18750,18.75,210,420,0.42,20.042480000000001,17395.551974585509,17.395551974585509]
[872.48,0.87248000000000003,18750,18.75,40,80,0.08,19.702479999999998,17552.884168188401,17.552884168188399]
[872.48,0.87248000000000003,18750,18.75,540,1080,1.08,20.702480000000001,17244.852262876579,17.244852262876577]
[872.48,0.87248000000000003,18750,18.75,380,760,0.76,20.382480000000001,17371.585519151668,17.371585519151669]
[872.48,0.87248000000000003,18750,18.75,290,580,0.57999999999999996,20.202479999999998,17101.111343647193,17.101111343647194]
[872.48,0.87248000000000003,18750,18.75,640,1280,1.28,20.902480000000001,17053.444782362694,17.053444782362693]
[872.48,0.87248000000000003,18750,18.75,500,1000,1,20.622479999999999,17110.90386453877,17.11090386453877]
[872.48,0.87248000000000003,18750,18.75,70,140,0.14000000000000001,19.76248,17365.275402158837,17.365275402158836]
[872.48,0.87248000000000003,18750,18.75,60,120,0.12,19.74248,17507.572503838794,17.507572503838794]
[872.48,0.87248000000000003,18750,18.75,10,20,0.02,19.642479999999999,17495.653661219465,17.495653661219464]
[872.48,0.87248000000000003,18750,18.75,250,500,0.5,20.122479999999999,17649.33583253801,17.649335832538011]
[872.48,0.87248000000000003,18750,18.75,60,120,0.12,19.74248,17662.535893819972,17.662535893819971]
[872.48,0.87248000000000003,18750,18.75,0,0,0,19.622479999999999,16594.441835257567,16.594441835257566]
[872.48,0.87248000000000003,18750,18.75,0,0,0,19.622479999999999,16291.187459193956,16.291187459193956]
[872.48,0.87248000000000003,18750,18.75,0,0,0,19.622479999999999,16142.861531607934,16.142861531607934]
[872.48,0.87248000000000003,18750,18.75,0,0,0,19.622479999999999,16478.451066447535,16.478451066447533]
[872.48,0.87248000000000003,18750,18.75,0,0,0,19.622479999999999,16519.178796254881,16.519178796254881]
[872.48,0.87248000000000003,18750,18.75,0,0,0,19.622479999999999,16347.781477302526,16.347781477302526]
[872.48,0.87248000000000003,18750,18.75,10,20,0.02,19.642479999999999,16889.808526082532,16.889808526082533]
[872.48,0.87248000000000003,18750,18.75,180,360,0.36,19.982479999999999,17607.807902171524,17.607807902171523]
[872.48,0.87248000000000003,18750,18.75,190,380,0.38,20.002479999999998,17707.023489921223,17.707023489921223]
[872.48,0.87248000000000003,18750,18.75,380,760,0.76,20.382480000000001,17955.80124341838,17.955801243418382]
[872.48,0.87248000000000003,18750,18.75,400,800,0.8,20.42248,18095.047076295919,18.09504707629592]
[872.48,0.87248000000000003,18750,18.75,650,1300,1.3,20.92248,18066.510632004247,18.066510632004245]
[872.48,0.87248000000000003,18750,18.75,1070,2140,2.14,21.76248,17713.888453709158,17.713888453709156]
[872.48,0.87248000000000003,18750,18.75,1370,2740,2.74,22.362479999999998,17115.347269827747,17.115347269827748]
[872.48,0.87248000000000003,18750,18.75,1630,3260,3.26,22.882480000000001,16787.191491255624,16.787191491255623]
[872.48,0.87248000000000003,18750,18.75,1180,2360,2.36,21.982479999999999,16486.894633298045,16.486894633298046]
[872.48,0.87248000000000003,0,0,490,980,0.98,1.8524799999999999,16157.715098458444,16.157715098458443]
[872.48,0.87248000000000003,0,0,510,1020,1.02,1.8924799999999999,16307.653496796256,16.307653496796256]
[872.48,0.87248000000000003,0,0,1430,2860,2.86,3.7324799999999998,16084.613361684698,16.084613361684699]
[872.48,{"$f":"A6723/1000","v":0.87248000000000003},0,{"$f":"C6723/1000","v":0},1340,{"$f":"E6723*2","v":2680},{"$f":"F6723/1000","v":2.68},{"$f":"B6723+D6723+G6723","v":3.5524800000000001},18669.592917555463,{"$f":"I6723/1000","v":18.669592917555462}]
[872.48,0.87248000000000003,0,0,230,460,0.46,1.3324800000000001,16305.185922979348,16.305185922979348]
[872.48,0.87248000000000003,0,0,170,340,0.34,1.21248,16843.592949475009,16.84359294947501]
[872.48,0.87248000000000003,0,0,10,20,0.02,0.89248000000000005,16554.433659763246,16.554433659763248]
[872.48,0.87248000000000003,0,0,0,0,0,0.87248000000000003,16305.789617964863,16.305789617964862]
[872.48,0.87248000000000003,0,0,80,160,0.16,1.0324800000000001,16763.661151419303,16.763661151419303]
[872.48,0.87248000000000003,0,0,210,420,0.42,1.2924800000000001,16913.124546971569,16.91312454697157]
[872.48,0.87248000000000003,0,0,240,480,0.48,1.3524799999999999,16646.404144447832,16.646404144447832]
[872.48,0.87248000000000003,0,0,60,120,0.12,0.99248000000000003,16338.95099261794,16.338950992617939]
[872.48,0.87248000000000003,0,0,320,640,0.64,1.51248,16193.013829656025,16.193013829656024]
[872.48,0.87248000000000003,0,0,730,1460,1.46,2.3324799999999999,15973.03496334689,15.97303496334689]
[872.48,0.87248000000000003,0,0,320,640,0.64,1.51248,16817.768864513389,16.81776886451339]
[872.48,0.87248000000000003,0,0,110,220,0.22,1.0924800000000001,16929.61577677638,16.92961577677638]
[872.48,0.87248000000000003,0,0,560,1120,1.1200000000000001,1.99248,16772.872297657806,16.772872297657806]
[872.48,0.87248000000000003,0,0,690,1380,1.38,2.2524799999999998,16670.842903500848,16.670842903500848]
[872.48,0.87248000000000003,0,0,530,1060,1.06,1.93248,16684.51796756835,16.68451796756835]
[872.48,0.87248000000000003,0,0,130,260,0.26,1.1324800000000002,15982.56740067216,15.98256740067216]
[872.48,0.87248000000000003,0,0,240,480,0.48,1.3524799999999999,16132.950801795514,16.132950801795513]
[872.48,0.87248000000000003,0,0,460,920,0.92,1.7924800000000001,16365.017202923944,16.365017202923944]
[872.48,0.87248000000000003,0,0,210,420,0.42,1.2924800000000001,15899.21308172488,15.899213081724881]
[872.48,0.87248000000000003,0,0,390,780,0.78,1.6524800000000002,15196.12500786483,15.196125007864829]
[872.48,0.87248000000000003,0,0,380,760,0.76,1.6324800000000002,14572.558670778522,14.572558670778522]
[872.48,0.87248000000000003,0,0,250,500,0.5,1.3724799999999999,15150.550939616473,15.150550939616473]
[872.48,0.87248000000000003,0,0,150,300,0.3,1.17248,15201.164980009393,15.201164980009393]
[872.48,0.87248000000000003,0,0,0,0,0,0.87248000000000003,15080.376720948761,15.080376720948761]
[872.48,0.87248000000000003,0,0,30,60,0.06,0.93247999999999998,14976.764817042402,14.976764817042401]
[872.48,0.87248000000000003,0,0,100,200,0.2,1.0724800000000001,15009.861250191896,15.009861250191896]
[872.48,0.87248000000000003,0,0,190,380,0.38,1.25248,14804.328722323768,14.804328722323767]
[872.48,0.87248000000000003,0,0,410,820,0.82,1.69248,14598.227440973713,14.598227440973712]
[872.48,0.87248000000000003,0,0,480,960,0.96,1.8324799999999999,14708.901849058391,14.708901849058391]
[872.48,0.87248000000000003,0,0,90,180,0.18,1.0524800000000001,15125.481879724746,15.125481879724747]
[872.48,0.87248000000000003,0,0,110,220,0.22,1.0924800000000001,16433.857370056561,16.433857370056561]
[872.48,0.87248000000000003,0,0,130,260,0.26,1.1324800000000002,16210.683484248619,16.210683484248619]
[872.48,0.87248000000000003,0,0,50,100,0.1,0.97248000000000001,14850.91264015277,14.850912640152771]
[872.48,0.87248000000000003,0,0,0,0,0,0.87248000000000003,15024.511183338847,15.024511183338847]
[872.48,0.87248000000000003,0,0,40,80,0.08,0.95247999999999999,15124.958028748792,15.124958028748791]
[872.48,0.87248000000000003,0,0,70,140,0.14000000000000001,1.01248,14978.224610912175,14.978224610912175]
[872.48,0.87248000000000003,0,0,10,20,0.02,0.89248000000000005,15275.707662462501,15.275707662462501]
[872.48,0.87248000000000003,0,0,30,60,0.06,0.93247999999999998,15119.07793404031,15.119077934040309]
[872.48,0.87248000000000003,0,0,10,20,0.02,0.89248000000000005,14967.908239044644,14.967908239044643]
[872.48,0.87248000000000003,0,0,0,0,0,0.87248000000000003,15000.797170801365,15.000797170801365]
[872.48,0.87248000000000003,0,0,0,0,0,0.87248000000000003,15108.63781147639,15.10863781147639]
[872.48,0.87248000000000003,0,0,0,0,0,0.87248000000000003,15092.717694483559,15.092717694483559]
[872.48,0.87248000000000003,0,0,0,0,0,0.87248000000000003,16898.638730807295,16.898638730807296]
[872.48,0.87248000000000003,0,0,0,0,0,0.87248000000000003,15502.70516526073,15.50270516526073]
[872.48,0.87248000000000003,0,0,0,0,0,0.87248000000000003,15498.397619299263,15.498397619299263]
[872.48,0.87248000000000003,0,0,0,0,0,0.87248000000000003,15551.286673619901,15.5512866736199]
[872.48,0.87248000000000003,0,0,0,0,0,0.87248000000000003,15394.325693108553,15.394325693108552]
[872.48,0.87248000000000003,0,0,30,60,0.06,0.93247999999999998,15791.444354692925,15.791444354692926]
[872.48,0.87248000000000003,0,0,30,60,0.06,0.93247999999999998,15719.093892292687,15.719093892292687]
[872.48,0.87248000000000003,0,0,140,280,0.28000000000000003,1.1524800000000002,15881.99987001849,15.88199987001849]
[872.48,0.87248000000000003,0,0,420,840,0.84,1.71248,15992.239275317621,15.992239275317621]
[872.48,0.87248000000000003,0,0,200,400,0.4,1.2724800000000001,15984.850460553733,15.984850460553734]
[872.48,0.87248000000000003,0,0,280,560,0.56000000000000005,1.43248,15864.858456367803,15.864858456367804]
[872.48,0.87248000000000003,0,0,0,0,0,0.87248000000000003,16346.493885366895,16.346493885366897]
[872.48,0.87248000000000003,0,0,190,380,0.38,1.25248,18525.507205836384,18.525507205836384]
[872.48,0.87248000000000003,0,0,630,1260,1.26,2.1324800000000002,18663.378030357289,18.66337803035729]
[872.48,0.87248000000000003,0,0,570,1140,1.1399999999999999,2.01248,18764.403629249162,18.764403629249163]
[872.48,0.87248000000000003,0,0,550,1100,1.1000000000000001,1.97248,19077.791778293511,19.077791778293513]
[872.48,0.87248000000000003,0,0,470,940,0.94,1.8124799999999999,19408.707534581285,19.408707534581286]
[872.48,0.87248000000000003,0,0,290,580,0.57999999999999996,1.45248,20418.373696203726,20.418373696203727]
[872.48,0.87248000000000003,0,0,270,540,0.54,1.41248,18739.304647352659,18.739304647352661]
[872.48,0.87248000000000003,0,0,550,1100,1.1000000000000001,1.97248,17080.028219672738,17.080028219672737]
[872.48,0.87248000000000003,0,0,330,660,0.66,1.5324800000000001,17028.514134711117,17.028514134711116]
[872.48,{"$f":"A6787/1000","v":0.87248000000000003},0,{"$f":"C6787/1000","v":0},40,{"$f":"E6787*2","v":80},{"$f":"F6787/1000","v":0.08},{"$f":"B6787+D6787+G6787","v":0.95247999999999999},17009.636499612254,{"$f":"I6787/1000","v":17.009636499612252}]
[872.48,0.87248000000000003,0,0,0,0,0,0.87248000000000003,16855.736787903326,16.855736787903325]
[872.48,0.87248000000000003,0,0,0,0,0,0.87248000000000003,16863.714317151534,16.863714317151533]
[872.48,0.87248000000000003,0,0,100,200,0.2,1.0724800000000001,16491.423268381681,16.491423268381681]
[872.48,0.87248000000000003,0,0,0,0,0,0.87248000000000003,17625.64644254668,17.625646442546682]
[872.48,0.87248000000000003,0,0,0,0,0,0.87248000000000003,17760.104746176006,17.760104746176005]
[872.48,0.87248000000000003,0,0,0,0,0,0.87248000000000003,17668.767917479323,17.668767917479322]
[872.48,0.87248000000000003,0,0,0,0,0,0.87248000000000003,17419.327620806242,17.419327620806243]
[872.48,0.87248000000000003,0,0,0,0,0,0.87248000000000003,17637.051434190049,17.637051434190049]
[872.48,0.87248000000000003,0,0,0,0,0,0.87248000000000003,18322.859363201831,18.322859363201832]
[872.48,0.87248000000000003,0,0,0,0,0,0.87248000000000003,18039.986361791292,18.039986361791293]
[872.48,0.87248000000000003,0,0,0,0,0,0.87248000000000003,17994.832315827283,17.994832315827285]
[872.48,0.87248000000000003,0,0,0,0,0,0.87248000000000003,18205.162333946009,18.20516233394601]
[872.48,0.87248000000000003,0,0,0,0,0,0.87248000000000003,17649.732663994859,17.649732663994858]
[872.48,0.87248000000000003,0,0,0,0,0,0.87248000000000003,18042.973801902106,18.042973801902107]
[872.48,0.87248000000000003,0,0,0,0,0,0.87248000000000003,17461.598973174969,17.461598973174969]
[872.48,0.87248000000000003,0,0,0,0,0,0.87248000000000003,17603.802324158536,17.603802324158536]
[872.48,0.87248000000000003,0,0,0,0,0,0.87248000000000003,18271.192640355806,18.271192640355807]
[872.48,0.87248000000000003,0,0,0,0,0,0.87248000000000003,18240.712434225577,18.240712434225578]
[872.48,0.87248000000000003,0,0,0,0,0,0.87248000000000003,18996.583307531564,18.996583307531566]
[872.48,0.87248000000000003,0,0,0,0,0,0.87248000000000003,18607.098391072494,18.607098391072494]
[872.48,0.87248000000000003,0,0,40,80,0.08,0.95247999999999999,18584.011980207353,18.584011980207354]
[872.48,0.87248000000000003,0,0,280,560,0.56000000000000005,1.43248,18518.516559590269,18.518516559590267]
[872.48,0.87248000000000003,0,0,350,700,0.7,1.5724800000000001,17654.956253129716,17.654956253129715]
[872.48,0.87248000000000003,0,0,230,460,0.46,1.3324800000000001,16826.371161156017,16.826371161156018]
[872.48,0.87248000000000003,0,0,10,20,0.02,0.89248000000000005,16747.339407669009,16.74733940766901]
[872.48,0.87248000000000003,0,0,0,0,0,0.87248000000000003,16951.215636093741,16.951215636093739]
[872.48,0.87248000000000003,0,0,0,0,0,0.87248000000000003,17170.893211316106,17.170893211316105]
[872.48,0.87248000000000003,0,0,0,0,0,0.87248000000000003,17410.580909102391,17.410580909102393]
[872.48,0.87248000000000003,0,0,0,0,0,0.87248000000000003,17470.438755902571,17.47043875590257]
[872.48,0.87248000000000003,0,0,0,0,0,0.87248000000000003,17690.90258599964,17.690902585999641]
[872.48,0.87248000000000003,0,0,0,0,0,0.87248000000000003,17607.785807442735,17.607785807442735]
[872.48,0.87248000000000003,0,0,0,0,0,0.87248000000000003,18043.683456494702,18.043683456494701]
[872.48,0.87248000000000003,0,0,0,0,0,0.87248000000000003,18487.553654293675,18.487553654293674]
[872.48,0.87248000000000003,0,0,0,0,0,0.87248000000000003,18473.463548443018,18.473463548443018]
[872.48,0.87248000000000003,0,0,0,0,0,0.87248000000000003,18467.677243428534,18.467677243428533]
[872.48,0.87248000000000003,0,0,0,0,0,0.87248000000000003,18576.67539106742,18.576675391067418]
[872.48,0.87248000000000003,0,0,0,0,0,0.87248000000000003,17855.293455089242,17.855293455089242]
[872.48,0.87248000000000003,0,0,0,0,0,0.87248000000000003,18761.105230911351,18.761105230911351]
[872.48,0.87248000000000003,0,0,20,40,0.04,0.91248000000000007,18101.707424463486,18.101707424463488]
[872.48,0.87248000000000003,0,0,0,0,0,0.87248000000000003,18256.527102745891,18.256527102745892]
[872.48,0.87248000000000003,0,0,0,0,0,0.87248000000000003,18280.677230880898,18.280677230880897]
[872.48,0.87248000000000003,0,0,10,20,0.02,0.89248000000000005,18426.520604148813,18.426520604148813]
[872.48,0.87248000000000003,0,0,20,40,0.04,0.91248000000000007,18320.178683529193,18.320178683529193]
[872.48,0.87248000000000003,0,0,30,60,0.06,0.93247999999999998,18685.5609008219,18.685560900821901]
[872.48,0.87248000000000003,0,0,0,0,0,0.87248000000000003,18545.113771286506,18.545113771286506]
[872.48,0.87248000000000003,0,0,10,20,0.02,0.89248000000000005,18751.358764335338,18.75135876433534]
[872.48,0.87248000000000003,0,0,0,0,0,0.87248000000000003,18471.443281030832,18.471443281030833]
[872.48,0.87248000000000003,0,0,0,0,0,0.87248000000000003,17598.545417466637,17.598545417466639]
[872.48,0.87248000000000003,0,0,0,0,0,0.87248000000000003,17012.506810187675,17.012506810187674]
[872.48,0.87248000000000003,0,0,0,0,0,0.87248000000000003,17866.34451776143,17.86634451776143]
[872.48,0.87248000000000003,0,0,0,0,0,0.87248000000000003,17954.857540050856,17.954857540050856]
[872.48,0.87248000000000003,0,0,0,0,0,0.87248000000000003,18296.010859013368,18.296010859013368]
[872.48,0.87248000000000003,0,0,0,0,0,0.87248000000000003,17876.998274028905,17.876998274028907]
[872.48,0.87248000000000003,0,0,0,0,0,0.87248000000000003,17692.613375688554,17.692613375688556]
[872.48,0.87248000000000003,0,0,0,0,0,0.87248000000000003,18163.442488530989,18.16344248853099]
[872.48,0.87248000000000003,0,0,10,20,0.02,0.89248000000000005,18920.819605569504,18.920819605569505]
[872.48,0.87248000000000003,0,0,0,0,0,0.87248000000000003,19155.398522018426,19.155398522018427]
[872.48,0.87248000000000003,0,0,50,100,0.1,0.97248000000000001,18954.50977270212,18.954509772702121]
[872.48,0.87248000000000003,0,0,30,60,0.06,0.93247999999999998,18877.545531750064,18.877545531750062]
[872.48,0.87248000000000003,0,0,0,0,0,0.87248000000000003,18162.627385465876,18.162627385465875]
[872.48,0.87248000000000003,0,0,260,520,0.52,1.3924799999999999,17516.320909102389,17.51632090910239]
[872.48,0.87248000000000003,0,0,430,860,0.86,1.73248,18614.237611120287,18.614237611120288]
[872.48,0.87248000000000003,0,0,250,500,0.5,1.3724799999999999,19274.357882748856,19.274357882748856]
[872.48,{"$f":"A6851/1000","v":0.87248000000000003},0,{"$f":"C6851/1000","v":0},550,{"$f":"E6851*2","v":1100},{"$f":"F6851/1000","v":1.1000000000000001},{"$f":"B6851+D6851+G6851","v":1.97248},19343.523286652679,{"$f":"I6851/1000","v":19.34352328665268}]
[872.48,0.87248000000000003,0,0,470,940,0.94,1.8124799999999999,19295.762974671794,19.295762974671796]
[872.48,0.87248000000000003,0,0,480,960,0.96,1.8324799999999999,18887.670456540385,18.887670456540384]
[872.48,0.87248000000000003,0,0,900,1800,1.8,2.6724800000000002,18743.335803327871,18.74333580332787]
[872.48,0.87248000000000003,0,0,1720,3440,3.44,4.3124799999999999,18986.559772702123,18.986559772702122]
[872.48,0.87248000000000003,0,0,1290,2580,2.58,3.45248,18862.690244839072,18.862690244839072]
[872.48,0.87248000000000003,0,0,1890,3780,3.78,4.6524799999999997,18707.559275469896,18.707559275469894]
[872.48,0.87248000000000003,0,0,1000,2000,2,2.8724799999999999,18747.283249009772,18.747283249009772]
[872.48,0.87248000000000003,0,0,1150,2300,2.2999999999999998,3.1724799999999997,18811.102370183457,18.811102370183455]
[872.48,0.87248000000000003,0,0,1250,2500,2.5,3.3724799999999999,18210.844925856258,18.210844925856257]
[872.48,0.87248000000000003,0,0,1020,2040,2.04,2.91248,19034.756200280524,19.034756200280523]
[872.48,0.87248000000000003,0,0,1450,2900,2.9,3.7724799999999998,19239.314932883568,19.239314932883566]
[872.48,0.87248000000000003,0,0,1080,2160,2.16,3.0324800000000001,18579.803375739313,18.579803375739314]
[872.48,0.87248000000000003,0,0,930,1860,1.86,2.7324800000000002,17661.518984317143,17.661518984317144]
[872.48,0.87248000000000003,0,0,480,960,0.96,1.8324799999999999,17714.655540030555,17.714655540030556]
[872.48,0.87248000000000003,0,0,800,1600,1.6,2.47248,17405.164875665716,17.405164875665715]
[872.48,0.87248000000000003,0,0,790,1580,1.58,2.45248,17453.420151434533,17.453420151434532]
[872.48,0.87248000000000003,0,0,560,1120,1.1200000000000001,1.99248,17619.387397962753,17.619387397962754]
[872.48,0.87248000000000003,0,0,880,1760,1.76,2.6324800000000002,17669.700186266517,17.669700186266518]
[872.48,0.87248000000000003,0,0,790,1580,1.58,2.45248,17284.565308805057,17.284565308805057]
[872.48,0.87248000000000003,0,0,420,840,0.84,1.71248,17014.124883996967,17.014124883996967]
[872.48,0.87248000000000003,0,0,330,660,0.66,1.5324800000000001,17231.136193202459,17.23113619320246]
[872.48,0.87248000000000003,0,0,260,520,0.52,1.3924799999999999,18006.877172359098,18.006877172359097]
[872.48,0.87248000000000003,0,0,320,640,0.64,1.51248,18119.207840889565,18.119207840889565]
[872.48,0.87248000000000003,0,0,400,800,0.8,1.6724800000000002,18675.988729503351,18.675988729503352]
[872.48,0.87248000000000003,0,0,380,760,0.76,1.6324800000000002,18583.286892450036,18.583286892450037]
[872.48,0.87248000000000003,0,0,860,1720,1.72,2.5924800000000001,18556.895467657181,18.556895467657181]
[872.48,0.87248000000000003,0,0,1760,3520,3.52,4.3924799999999999,18755.419164048155,18.755419164048156]
[872.48,0.87248000000000003,0,0,1520,3040,3.04,3.91248,18572.980526153595,18.572980526153597]
[872.48,0.87248000000000003,0,0,1890,3780,3.78,4.6524799999999997,18985.559282446444,18.985559282446445]
[872.48,0.87248000000000003,0,0,1470,2940,2.94,3.8124799999999999,18926.226399434199,18.926226399434199]
[872.48,0.87248000000000003,0,0,1020,2040,2.04,2.91248,18929.931402219747,18.929931402219747]
[872.48,0.87248000000000003,0,0,570,1140,1.1399999999999999,2.01248,17823.205857582521,17.823205857582522]
[872.48,0.87248000000000003,0,0,500,1000,1,1.8724799999999999,17068.504967563276,17.068504967563275]
[872.48,0.87248000000000003,0,0,540,1080,1.08,1.95248,17719.050180695427,17.719050180695426]
[872.48,0.87248000000000003,0,0,680,1360,1.36,2.2324800000000002,17539.917814388835,17.539917814388836]
[872.48,0.87248000000000003,0,0,600,1200,1.2,2.0724800000000001,18127.020138937653,18.127020138937652]
[872.48,0.87248000000000003,0,0,860,1720,1.72,2.5924800000000001,17940.306475973201,17.940306475973202]
[872.48,0.87248000000000003,0,0,500,1000,1,1.8724799999999999,17931.676403549067,17.931676403549066]
[872.48,0.87248000000000003,0,0,590,1180,1.18,2.0524800000000001,17866.502235021144,17.866502235021144]
[872.48,0.87248000000000003,0,0,620,1240,1.24,2.1124800000000001,17631.859528878227,17.631859528878227]
[872.48,0.87248000000000003,0,0,900,1800,1.8,2.6724800000000002,18344.428871540695,18.344428871540696]
[872.48,0.87248000000000003,0,0,1030,2060,2.06,2.93248,19058.664474648955,19.058664474648953]
[872.48,0.87248000000000003,0,0,1140,2280,2.2799999999999998,3.1524799999999997,19081.864597212872,19.081864597212874]
[872.48,0.87248000000000003,0,0,780,1560,1.56,2.43248,18215.303021949898,18.215303021949897]
[872.48,0.87248000000000003,0,0,1140,2280,2.2799999999999998,3.1524799999999997,17376.895370087015,17.376895370087016]
[872.48,0.87248000000000003,0,0,1030,2060,2.06,2.93248,17637.77069740108,17.637770697401081]
[872.48,0.87248000000000003,0,0,1010,2020,2.02,2.8924799999999999,17652.697019128824,17.652697019128823]
[872.48,0.87248000000000003,0,0,1230,2460,2.46,3.3324799999999999,17824.485551172729,17.824485551172728]
[872.48,0.87248000000000003,0,0,1330,2660,2.66,3.5324800000000001,18939.277356255741,18.93927735625574]
[872.48,0.87248000000000003,0,0,1040,2080,2.08,2.95248,18991.998909183603,18.991998909183604]
[872.48,0.87248000000000003,0,0,1190,2380,2.38,3.2524799999999998,18489.720814444663,18.489720814444663]
[872.48,0.87248000000000003,0,0,2320,4640,4.6399999999999997,5.51248,18339.471125020089,18.33947112502009]
[872.48,0.87248000000000003,0,0,2620,5240,5.24,6.1124800000000006,19030.397835369236,19.030397835369236]
[872.48,0.87248000000000003,0,0,2760,5520,5.52,6.3924799999999999,18966.40117380517,18.966401173805171]
[872.48,0.87248000000000003,0,0,2410,4820,4.82,5.6924800000000007,18849.129186332502,18.849129186332501]
[872.48,0.87248000000000003,0,0,1790,3580,3.58,4.4524800000000004,18417.222772656434,18.417222772656434]
[872.48,0.87248000000000003,0,0,2640,5280,5.28,6.1524800000000006,18451.62046346617,18.45162046346617]
[872.48,0.87248000000000003,0,0,2400,4800,4.8,5.6724800000000002,18689.02314732474,18.68902314732474]
[872.48,0.87248000000000003,0,0,2350,4700,4.7,5.5724800000000005,18918.948285221839,18.918948285221838]
[872.48,0.87248000000000003,0,0,2360,4720,4.72,5.5924800000000001,19129.382054036945,19.129382054036945]
[872.48,0.87248000000000003,0,0,2650,5300,5.3,6.1724800000000002,19173.428554039489,19.173428554039489]
[872.48,0.87248000000000003,0,0,2070,4140,4.1399999999999997,5.01248,18545.208438401358,18.545208438401357]
[872.48,0.87248000000000003,0,0,1370,2740,2.74,3.6124800000000001,18293.151875711399,18.293151875711398]
[872.48,{"$f":"A6915/1000","v":0.87248000000000003},0,{"$f":"C6915/1000","v":0},1230,{"$f":"E6915*2","v":2460},{"$f":"F6915/1000","v":2.46},{"$f":"B6915+D6915+G6915","v":3.3324799999999999},18235.609003841324,{"$f":"I6915/1000","v":18.235609003841326}]
[872.48,0.87248000000000003,0,0,1750,3500,3.5,4.3724800000000004,17600.998849205585,17.600998849205585]
[872.48,0.87248000000000003,0,0,2620,5240,5.24,6.1124800000000006,17402.000111031459,17.402000111031459]
[872.48,0.87248000000000003,0,0,3270,6540,6.54,7.4124800000000004,17441.807835267718,17.441807835267717]
[872.48,0.87248000000000003,0,0,1710,3420,3.42,4.2924800000000003,17184.50874054401,17.184508740544011]
[872.48,0.87248000000000003,0,0,1200,2400,2.4,3.2724799999999998,17076.915562264141,17.076915562264141]
[872.48,0.87248000000000003,0,0,1610,3220,3.22,4.0924800000000001,16709.753294831655,16.709753294831653]
[872.48,0.87248000000000003,0,0,2140,4280,4.28,5.1524800000000006,16940.464687603453,16.940464687603452]
[872.48,0.87248000000000003,0,0,1400,2800,2.8,3.6724799999999997,17494.539310200365,17.494539310200366]
[872.48,0.87248000000000003,0,0,1280,2560,2.56,3.43248,16462.959225177834,16.462959225177833]
[872.48,0.87248000000000003,0,0,1020,2040,2.04,2.91248,16151.688549670822,16.151688549670823]
[872.48,0.87248000000000003,0,0,1320,2640,2.64,3.51248,16353.06226277506,16.353062262775062]
[872.48,0.87248000000000003,0,0,1360,2720,2.72,3.5924800000000001,18674.233953726922,18.674233953726922]
[872.48,0.87248000000000003,0,0,1560,3120,3.12,3.99248,17679.860346422585,17.679860346422586]
[872.48,0.87248000000000003,0,0,1230,2460,2.46,3.3324799999999999,16190.527459143195,16.190527459143194]
[872.48,0.87248000000000003,0,0,1110,2220,2.2200000000000002,3.0924800000000001,16248.307793408429,16.248307793408429]
[872.48,0.87248000000000003,0,0,1310,2620,2.62,3.49248,16192.481181984145,16.192481181984146]
[872.48,0.87248000000000003,0,0,1210,2420,2.42,3.2924799999999999,16253.807787837342,16.253807787837342]
[872.48,0.87248000000000003,0,0,970,1940,1.94,2.8124799999999999,16565.519676435899,16.565519676435898]
[872.48,0.87248000000000003,0,0,1080,2160,2.16,3.0324800000000001,16708.405531597786,16.708405531597787]
[872.48,0.87248000000000003,0,0,1370,2740,2.74,3.6124800000000001,17016.447397911998,17.016447397911996]
[872.48,0.87248000000000003,0,0,2080,4160,4.16,5.0324800000000005,16843.417569210236,16.843417569210235]
[872.48,0.87248000000000003,0,0,1340,2680,2.68,3.5524800000000001,16541.434450806868,16.541434450806868]
[872.48,0.87248000000000003,0,0,1220,2440,2.44,3.3124799999999999,16664.216432708447,16.664216432708447]
[872.48,0.87248000000000003,0,0,930,1860,1.86,2.7324800000000002,17027.561137466208,17.027561137466208]
[872.48,0.87248000000000003,0,0,790,1580,1.58,2.45248,17235.873643049981,17.235873643049981]
[872.48,0.87248000000000003,0,0,240,480,0.48,1.3524799999999999,17179.695779536542,17.179695779536541]
[872.48,0.87248000000000003,0,0,230,460,0.46,1.3324800000000001,17003.624682032365,17.003624682032363]
[872.48,0.87248000000000003,0,0,720,1440,1.44,2.3124799999999999,16267.786407613177,16.267786407613176]
[872.48,0.87248000000000003,0,0,760,1520,1.52,2.3924799999999999,15950.811947983253,15.950811947983253]
[872.48,0.87248000000000003,0,0,710,1420,1.42,2.2924799999999999,17395.490772585374,17.395490772585372]
[872.48,0.87248000000000003,0,0,410,820,0.82,1.69248,17989.210637524578,17.989210637524579]
[872.48,0.87248000000000003,0,0,120,240,0.24,1.1124800000000001,18115.05388822858,18.11505388822858]
[872.48,0.87248000000000003,0,0,10,20,0.02,0.89248000000000005,18340.690250359396,18.340690250359394]
[872.48,0.87248000000000003,0,0,150,300,0.3,1.17248,18357.847835318476,18.357847835318477]
[872.48,0.87248000000000003,0,0,450,900,0.9,1.7724800000000001,18481.737324183916,18.481737324183914]
[872.48,0.87248000000000003,0,0,850,1700,1.7,2.5724800000000001,18790.94669746199,18.79094669746199]
[872.48,0.87248000000000003,0,0,750,1500,1.5,2.3724799999999999,18827.221900806671,18.82722190080667]
[872.48,0.87248000000000003,0,0,550,1100,1.1000000000000001,1.97248,18276.546009407339,18.27654600940734]
[872.48,0.87248000000000003,0,0,570,1140,1.1399999999999999,2.01248,18010.394360365528,18.010394360365527]
[872.48,0.87248000000000003,0,0,780,1560,1.56,2.43248,17574.526672315958,17.574526672315958]
[872.48,0.87248000000000003,0,0,1020,2040,2.04,2.91248,17358.632831076713,17.358632831076712]
[872.48,0.87248000000000003,0,0,970,1940,1.94,2.8124799999999999,19013.844194689133,19.013844194689131]
[872.48,0.87248000000000003,0,0,1320,2640,2.64,3.51248,19256.261909188681,19.25626190918868]
[872.48,0.87248000000000003,0,0,1460,2920,2.92,3.7924799999999999,18536.234981567133,18.536234981567134]
[872.48,0.87248000000000003,0,0,3340,6680,6.68,7.5524800000000001,18086.860960647638,18.086860960647638]
[872.48,0.87248000000000003,0,0,3530,7060,7.06,7.93248,18102.108534464543,18.102108534464545]
[872.48,0.87248000000000003,0,0,3630,7260,7.26,8.1324799999999993,18641.271815834898,18.641271815834898]
[872.48,0.87248000000000003,0,0,3590,7180,7.18,8.0524799999999992,18176.718952296083,18.176718952296085]
[872.48,0.87248000000000003,0,0,3340,6680,6.68,7.5524800000000001,17473.309626346872,17.473309626346872]
[872.48,0.87248000000000003,0,0,2610,5220,5.22,6.0924800000000001,17634.77684501966,17.634776845019658]
[872.48,0.87248000000000003,0,0,2070,4140,4.1399999999999997,5.01248,17580.997746130324,17.580997746130326]
[872.48,0.87248000000000003,0,0,3340,6680,6.68,7.5524800000000001,17308.406058090903,17.308406058090902]
[872.48,0.87248000000000003,0,0,3290,6580,6.58,7.4524800000000004,17056.225744704559,17.056225744704559]
[872.48,0.87248000000000003,0,0,2940,5880,5.88,6.7524800000000003,18849.965456515009,18.849965456515008]
[872.48,0.87248000000000003,0,0,2230,4460,4.46,5.3324800000000003,19078.816838144627,19.078816838144625]
[872.48,0.87248000000000003,0,0,2270,4540,4.54,5.4124800000000004,18997.500070729904,18.997500070729902]
[872.48,0.87248000000000003,0,0,2810,5620,5.62,6.4924800000000005,18882.958099970499,18.882958099970498]
[872.48,0.87248000000000003,0,0,3050,6100,6.1,6.97248,18061.515551172728,18.061515551172729]
[872.48,0.87248000000000003,0,0,2500,5000,5,5.8724800000000004,18212.962708563551,18.212962708563552]
[872.48,0.87248000000000003,0,0,2670,5340,5.34,6.2124800000000002,18450.92414590405,18.45092414590405]
[872.48,0.87248000000000003,0,0,3480,6960,6.96,7.8324800000000003,18823.576407765453,18.823576407765454]
[872.48,0.87248000000000003,0,0,2820,5640,5.64,6.51248,18593.048726692432,18.59304872669243]
[872.48,0.87248000000000003,0,0,3370,6740,6.74,7.6124800000000006,18511.316956492159,18.511316956492159]
[872.48,{"$f":"A6979/1000","v":0.87248000000000003},0,{"$f":"C6979/1000","v":0},3810,{"$f":"E6979*2","v":7620},{"$f":"F6979/1000","v":7.62},{"$f":"B6979+D6979+G6979","v":8.4924800000000005},18166.831077640465,{"$f":"I6979/1000","v":18.166831077640467}]
[872.48,0.87248000000000003,0,0,3400,6800,6.8,7.6724800000000002,18240.680260096113,18.240680260096113]
[872.48,0.87248000000000003,0,0,3910,7820,7.82,8.6924799999999998,18909.539335346395,18.909539335346395]
[872.48,0.87248000000000003,0,0,3920,7840,7.84,8.7124799999999993,18795.121115283375,18.795121115283376]
[872.48,0.87248000000000003,0,0,3680,7360,7.36,8.2324800000000007,18598.367391036962,18.598367391036962]
[872.48,0.87248000000000003,0,0,3510,7020,7.02,7.8924799999999999,18511.838091588488,18.511838091588487]
[872.48,0.87248000000000003,0,0,3410,6820,6.82,7.6924800000000007,18233.598868729776,18.233598868729775]
[872.48,0.87248000000000003,0,0,3750,7500,7.5,8.3724799999999995,18219.405012182731,18.21940501218273]
[872.48,0.87248000000000003,0,0,4270,8540,8.5399999999999991,9.4124799999999986,17737.240790704098,17.737240790704099]
[872.48,0.87248000000000003,0,0,4180,8360,8.36,9.2324799999999989,17709.26309989436,17.709263099894361]
[872.48,0.87248000000000003,0,0,3910,7820,7.82,8.6924799999999998,17808.943690429602,17.808943690429601]
[872.48,0.87248000000000003,0,0,5420,10840,10.84,11.712479999999999,18084.586608273832,18.084586608273831]
[872.48,0.87248000000000003,0,0,4960,9920,9.92,10.792479999999999,17732.048180675123,17.732048180675122]
[872.48,0.87248000000000003,0,0,4940,9880,9.8800000000000008,10.75248,16405.616290620346,16.405616290620348]
[872.48,0.87248000000000003,0,0,5070,10140,10.14,11.01248,17483.492870074326,17.483492870074326]
[872.48,0.87248000000000003,0,0,4880,9760,9.76,10.632479999999999,19748.180464922396,19.748180464922395]
[872.48,0.87248000000000003,0,0,5110,10220,10.220000000000001,11.09248,22349.807622465501,22.349807622465502]
[872.48,0.87248000000000003,0,0,4880,9760,9.76,10.632479999999999,21763.344012400994,21.763344012400992]
[872.48,0.87248000000000003,0,0,5090,10180,10.18,11.052479999999999,22026.899356428319,22.02689935642832]
[872.48,0.87248000000000003,0,0,4730,9460,9.4600000000000009,10.33248,22531.398675400975,22.531398675400975]
[872.48,0.87248000000000003,0,0,4970,9940,9.94,10.812479999999999,20326.272655765119,20.32627265576512]
[872.48,0.87248000000000003,0,0,4870,9740,9.74,10.61248,18116.887860362993,18.116887860362993]
[872.48,0.87248000000000003,0,0,4190,8380,8.3800000000000008,9.2524800000000003,18289.86389937075,18.289863899370751]
[872.48,0.87248000000000003,0,0,3340,6680,6.68,7.5524800000000001,18006.402144478285,18.006402144478283]
[872.48,0.87248000000000003,0,0,3160,6320,6.32,7.1924800000000007,17794.924580398092,17.794924580398092]
[872.48,0.87248000000000003,0,0,3460,6920,6.92,7.7924800000000003,17590.074556708285,17.590074556708284]
[872.48,0.87248000000000003,0,0,3020,6040,6.04,6.9124800000000004,17425.606030235467,17.425606030235468]
[872.48,0.87248000000000003,0,0,3520,7040,7.04,7.9124800000000004,17840.707301848812,17.840707301848813]
[872.48,0.87248000000000003,0,0,2340,4680,4.68,5.5524800000000001,17351.945539979795,17.351945539979795]
[872.48,0.87248000000000003,0,0,2700,5400,5.4,6.2724800000000007,17539.297917428565,17.539297917428566]
[872.48,0.87248000000000003,0,0,3540,7080,7.08,7.9524800000000004,18095.440052560425,18.095440052560424]
[872.48,0.87248000000000003,0,0,4270,8540,8.5399999999999991,9.4124799999999986,18120.603936962903,18.120603936962905]
[872.48,0.87248000000000003,0,0,4310,8620,8.6199999999999992,9.4924799999999987,17884.141219677811,17.884141219677812]
[872.48,0.87248000000000003,0,0,4480,8960,8.9600000000000009,9.8324800000000003,17726.250233595376,17.726250233595376]
[872.48,0.87248000000000003,0,0,4480,8960,8.9600000000000009,9.8324800000000003,17628.499615204699,17.628499615204699]
[872.48,0.87248000000000003,0,0,3880,7760,7.76,8.6324799999999993,18354.254038647934,18.354254038647934]
[872.48,0.87248000000000003,0,0,3950,7900,7.9,8.7724799999999998,18647.364563735595,18.647364563735596]
[872.48,0.87248000000000003,0,0,4080,8160,8.16,9.0324799999999996,18437.435758708412,18.437435758708411]
[872.48,0.87248000000000003,0,0,4700,9400,9.4,10.27248,18141.67892860627,18.141678928606272]
[872.48,0.87248000000000003,0,0,3910,7820,7.82,8.6924799999999998,17440.420865888394,17.440420865888395]
[872.48,0.87248000000000003,0,0,3780,7560,7.56,8.43248,17636.428296262497,17.636428296262498]
[872.48,0.87248000000000003,0,0,3580,7160,7.16,8.0324799999999996,18115.136207155556,18.115136207155555]
[872.48,0.87248000000000003,0,0,3200,6400,6.4,7.2724800000000007,18340.926319982762,18.340926319982763]
[872.48,0.87248000000000003,0,0,3850,7700,7.7,8.5724800000000005,18245.534466216188,18.245534466216188]
[872.48,0.87248000000000003,0,0,3460,6920,6.92,7.7924800000000003,18261.019541425863,18.261019541425863]
[872.48,0.87248000000000003,0,0,3550,7100,7.1,7.97248,18107.02607902055,18.10702607902055]
[872.48,0.87248000000000003,0,0,3070,6140,6.14,7.01248,18350.521300483953,18.350521300483955]
[872.48,0.87248000000000003,0,0,2570,5140,5.14,6.01248,18304.165996859705,18.304165996859705]
[872.48,0.87248000000000003,0,0,2380,4760,4.76,5.6324800000000002,18703.435921675406,18.703435921675407]
[872.48,0.87248000000000003,0,0,2070,4140,4.1399999999999997,5.01248,18537.167384060416,18.537167384060417]
[872.48,0.87248000000000003,0,0,2020,4040,4.04,4.9124800000000004,17988.117753106872,17.98811775310687]
[872.48,0.87248000000000003,0,0,2750,5500,5.5,6.3724800000000004,18124.727319967533,18.124727319967533]
[872.48,0.87248000000000003,0,0,3740,7480,7.48,8.3524799999999999,18235.317977355822,18.235317977355823]
[872.48,0.87248000000000003,0,0,4020,8040,8.0399999999999991,8.9124799999999986,18851.787981572208,18.851787981572208]
[872.48,0.87248000000000003,0,0,4320,8640,8.64,9.51248,19198.173832568464,19.198173832568465]
[872.48,0.87248000000000003,0,0,4180,8360,8.36,9.2324799999999989,19209.410132011864,19.209410132011865]
[872.48,0.87248000000000003,0,0,4220,8440,8.44,9.312479999999999,19219.435173795016,19.219435173795016]
[872.48,0.87248000000000003,0,0,5070,10140,10.14,11.01248,19187.422457915389,19.187422457915389]
[872.48,0.87248000000000003,0,0,4910,9820,9.82,10.69248,18919.109545642248,18.919109545642247]
[872.48,0.87248000000000003,0,0,4950,9900,9.9,10.77248,18930.924598567577,18.930924598567579]
[872.48,0.87248000000000003,0,0,2980,5960,5.96,6.8324800000000003,19153.579691895975,19.153579691895974]
[872.48,0.87248000000000003,0,0,2950,5900,5.9,6.7724800000000007,18992.192434225577,18.992192434225576]
[872.48,0.87248000000000003,0,0,4980,9960,9.9600000000000009,10.83248,18415.036381264719,18.41503638126472]
[872.48,0.87248000000000003,0,0,4790,9580,9.58,10.45248,18812.630045634633,18.812630045634634]
[872.48,{"$f":"A7043/1000","v":0.87248000000000003},0,{"$f":"C7043/1000","v":0},4790,{"$f":"E7043*2","v":9580},{"$f":"F7043/1000","v":9.58},{"$f":"B7043+D7043+G7043","v":10.45248},19361.140884108634,{"$f":"I7043/1000","v":19.361140884108632}]
[872.48,0.87248000000000003,0,0,4760,9520,9.52,10.392479999999999,19314.508079091614,19.314508079091613]
[872.48,0.87248000000000003,0,0,4460,8920,8.92,9.7924799999999994,19552.84076852127,19.552840768521271]
[872.48,0.87248000000000003,0,0,5220,10440,10.44,11.312479999999999,19519.754296374165,19.519754296374167]
[872.48,0.87248000000000003,0,0,4300,8600,8.6,9.4724799999999991,19406.152331185844,19.406152331185844]
[872.48,0.87248000000000003,0,0,3630,7260,7.26,8.1324799999999993,19484.759042889698,19.484759042889699]
[872.48,0.87248000000000003,0,0,1910,3820,3.82,4.6924799999999998,18938.606930042188,18.938606930042187]
[872.48,0.87248000000000003,0,0,1630,3260,3.26,4.1324800000000002,18840.930062347896,18.840930062347894]
[872.48,0.87248000000000003,0,0,2990,5980,5.98,6.8524800000000008,19307.995402209592,19.307995402209592]
[872.48,0.87248000000000003,0,0,1650,3300,3.3,4.1724800000000002,18936.768109707213,18.936768109707213]
[872.48,0.87248000000000003,0,0,770,1540,1.54,2.41248,18254.807665374938,18.254807665374937]
[872.48,0.87248000000000003,0,0,1090,2180,2.1800000000000002,3.0524800000000001,18696.195347853423,18.696195347853422]
[872.48,0.87248000000000003,0,0,1990,3980,3.98,4.8524799999999999,18584.185892414505,18.584185892414506]
[872.48,0.87248000000000003,18750,18.75,920,1840,1.84,21.462479999999999,18175.815872890325,18.175815872890325]
[872.48,0.87248000000000003,18750,18.75,910,1820,1.82,21.44248,18030.601214106726,18.030601214106724]
[872.48,0.87248000000000003,18750,18.75,1410,2820,2.82,22.44248,18036.862482909142,18.036862482909143]
[872.48,0.87248000000000003,18750,18.75,1640,3280,3.28,22.902480000000001,18322.411711338944,18.322411711338944]
[872.48,0.87248000000000003,18750,18.75,1530,3060,3.06,22.682479999999998,18313.697888218427,18.313697888218428]
[872.48,0.87248000000000003,18750,18.75,1740,3480,3.48,23.10248,18608.732175144647,18.608732175144645]
[872.48,0.87248000000000003,18750,18.75,1860,3720,3.72,23.342479999999998,18190.763346427659,18.190763346427659]
[872.48,0.87248000000000003,18750,18.75,1300,2600,2.6,22.222480000000001,18352.729318582376,18.352729318582377]
[872.48,0.87248000000000003,18750,18.75,660,1320,1.32,20.94248,18156.544347817893,18.156544347817892]
[872.48,0.87248000000000003,18750,18.75,460,920,0.92,20.542480000000001,19518.155164058306,19.518155164058307]
[872.48,0.87248000000000003,18750,18.75,820,1640,1.64,21.26248,19846.320903632823,19.846320903632822]
[872.48,0.87248000000000003,18750,18.75,1910,3820,3.82,23.44248,19767.3829008422,19.7673829008422]
[872.48,0.87248000000000003,18750,18.75,3770,7540,7.54,27.162479999999999,19633.844563786352,19.633844563786351]
[872.48,0.87248000000000003,18750,18.75,4280,8560,8.56,28.182479999999998,19733.876406410749,19.733876406410751]
[872.48,0.87248000000000003,18750,18.75,2470,4940,4.9400000000000004,24.562480000000001,19474.426048455713,19.474426048455712]
[872.48,0.87248000000000003,18750,18.75,4260,8520,8.52,28.142479999999999,19818.205633435093,19.818205633435092]
[872.48,0.87248000000000003,18750,18.75,4470,8940,8.94,28.562480000000001,20236.046921761692,20.236046921761691]
[872.48,0.87248000000000003,18750,18.75,3020,6040,6.04,25.662479999999999,19938.727581910149,19.93872758191015]
[872.48,0.87248000000000003,18750,18.75,4340,8680,8.68,28.302479999999999,18218.015778181842,18.21801577818184]
[872.48,0.87248000000000003,18750,18.75,4150,8300,8.3000000000000007,27.92248,17855.621039997561,17.855621039997562]
[872.48,0.87248000000000003,18750,18.75,3380,6760,6.76,26.382480000000001,18129.196445306843,18.129196445306842]
[872.48,0.87248000000000003,18750,18.75,2510,5020,5.0199999999999996,24.642479999999999,18687.529843670036,18.687529843670035]
[872.48,0.87248000000000003,18750,18.75,3450,6900,6.9,26.522480000000002,18485.761088782641,18.485761088782642]
[872.48,0.87248000000000003,18750,18.75,3670,7340,7.34,26.962479999999999,18836.656967634339,18.83665696763434]
[872.48,0.87248000000000003,18750,18.75,2940,5880,5.88,25.502479999999998,18694.359826956774,18.694359826956774]
[872.48,0.87248000000000003,18750,18.75,3940,7880,7.88,27.502479999999998,18460.419624992173,18.460419624992173]
[872.48,0.87248000000000003,18750,18.75,4750,9500,9.5,29.122479999999999,18555.476436975594,18.555476436975592]
[872.48,0.87248000000000003,18750,18.75,4220,8440,8.44,28.062480000000001,18193.195449487695,18.193195449487696]
[872.48,0.87248000000000003,18750,18.75,3690,7380,7.38,27.002479999999998,18437.413175129419,18.437413175129418]
[872.48,0.87248000000000003,18750,18.75,3840,7680,7.68,27.302479999999999,18791.440322783536,18.791440322783536]
[872.48,0.87248000000000003,18750,18.75,3100,6200,6.2,25.822479999999999,18465.322056746354,18.465322056746356]
[872.48,0.87248000000000003,18750,18.75,2650,5300,5.3,24.92248,18441.389391006509,18.44138939100651]
[872.48,0.87248000000000003,18750,18.75,2760,5520,5.52,25.142479999999999,17931.94500239526,17.93194500239526]
[872.48,0.87248000000000003,18750,18.75,3380,6760,6.76,26.382480000000001,17818.35303720694,17.81835303720694]
[872.48,0.87248000000000003,18750,18.75,3320,6640,6.64,26.26248,17322.657513499365,17.322657513499365]
[872.48,0.87248000000000003,18750,18.75,3460,6920,6.92,26.542479999999998,20030.909751823234,20.030909751823234]
[872.48,0.87248000000000003,18750,18.75,3360,6720,6.72,26.342479999999998,21974.022887041381,21.974022887041382]
[872.48,0.87248000000000003,18750,18.75,3200,6400,6.4,26.022480000000002,20023.757331211225,20.023757331211225]
[872.48,0.87248000000000003,18750,18.75,4100,8200,8.1999999999999993,27.822479999999999,19682.466332581156,19.682466332581157]
[872.48,0.87248000000000003,18750,18.75,4010,8020,8.02,27.642479999999999,19811.390885514098,19.811390885514097]
[872.48,0.87248000000000003,18750,18.75,3510,7020,7.02,26.642479999999999,18756.525753188085,18.756525753188086]
[872.48,0.87248000000000003,18750,18.75,3740,7480,7.48,27.10248,18578.756913379686,18.578756913379685]
[872.48,0.87248000000000003,18750,18.75,3750,7500,7.5,27.122479999999999,19321.353428690025,19.321353428690024]
[872.48,0.87248000000000003,18750,18.75,3830,7660,7.66,27.28248,21204.791313133112,21.204791313133111]
[872.48,0.87248000000000003,18750,18.75,3640,7280,7.28,26.902480000000001,21347.200388332632,21.347200388332631]
[872.48,0.87248000000000003,18750,18.75,4370,8740,8.74,28.362479999999998,20348.973102756045,20.348973102756045]
[872.48,0.87248000000000003,18750,18.75,2940,5880,5.88,25.502479999999998,20106.547853437201,20.106547853437203]
[872.48,0.87248000000000003,18750,18.75,1750,3500,3.5,23.122479999999999,19783.524567901219,19.783524567901217]
[872.48,0.87248000000000003,18750,18.75,2300,4600,4.5999999999999996,24.222479999999997,19726.07176845528,19.726071768455281]
[872.48,0.87248000000000003,18750,18.75,3240,6480,6.48,26.10248,20124.154320013215,20.124154320013215]
[872.48,0.87248000000000003,18750,18.75,3090,6180,6.18,25.802479999999999,19993.040924460947,19.993040924460946]
[872.48,{"$f":"A7107/1000","v":0.87248000000000003},18750,{"$f":"C7107/1000","v":18.75},2360,{"$f":"E7107*2","v":4720},{"$f":"F7107/1000","v":4.72},{"$f":"B7107+D7107+G7107","v":24.342479999999998},19712.370488510685,{"$f":"I7107/1000","v":19.712370488510686}]
[872.48,0.87248000000000003,18750,18.75,4330,8660,8.66,28.28248,19601.719797695874,19.601719797695875]
[872.48,0.87248000000000003,18750,18.75,3020,6040,6.04,25.662479999999999,19899.570356210053,19.899570356210052]
[872.48,0.87248000000000003,18750,18.75,3890,7780,7.78,27.402480000000001,19949.364363176453,19.949364363176453]
[872.48,0.87248000000000003,18750,18.75,4380,8760,8.76,28.382480000000001,20015.385988528451,20.01538598852845]
[872.48,0.87248000000000003,18750,18.75,2310,4620,4.62,24.24248,20216.822278235137,20.216822278235135]
[872.48,0.87248000000000003,18750,18.75,2790,5580,5.58,25.202480000000001,21330.845425899406,21.330845425899405]
[872.48,0.87248000000000003,18750,18.75,3410,6820,6.82,26.44248,21001.605941250349,21.00160594125035]
[872.48,0.87248000000000003,18750,18.75,4010,8020,8.02,27.642479999999999,21797.404566648031,21.79740456664803]
[872.48,0.87248000000000003,18750,18.75,3950,7900,7.9,27.522480000000002,22934.537331261981,22.934537331261982]
[872.48,0.87248000000000003,18750,18.75,4080,8160,8.16,27.78248,21207.292722618171,21.20729272261817]
[872.48,0.87248000000000003,18750,18.75,4020,8040,8.0399999999999991,27.662479999999999,21572.902198986732,21.572902198986732]
[872.48,0.87248000000000003,18750,18.75,3690,7380,7.38,27.002479999999998,24076.893137740306,24.076893137740306]
[872.48,0.87248000000000003,18750,18.75,4010,8020,8.02,27.642479999999999,23774.107548585147,23.774107548585146]
[872.48,0.87248000000000003,18750,18.75,3820,7640,7.64,27.26248,23663.479484512569,23.663479484512568]
[872.48,0.87248000000000003,18750,18.75,4360,8720,8.7200000000000006,28.342480000000002,22928.072412042744,22.928072412042745]
[872.48,0.87248000000000003,18750,18.75,4580,9160,9.16,28.78248,22418.571684990489,22.418571684990489]
[872.48,0.87248000000000003,18750,18.75,4150,8300,8.3000000000000007,27.92248,22265.886970496016,22.265886970496016]
[872.48,0.87248000000000003,18750,18.75,4600,9200,9.1999999999999993,28.822479999999999,22890.805822902817,22.890805822902816]
[872.48,0.87248000000000003,18750,18.75,4890,9780,9.7799999999999994,29.402479999999997,22810.372850753174,22.810372850753176]
[872.48,0.87248000000000003,18750,18.75,3930,7860,7.86,27.482479999999999,23306.158446884881,23.306158446884883]
[872.48,0.87248000000000003,18750,18.75,4620,9240,9.24,28.862479999999998,23079.66575745523,23.079665757455231]
[872.48,0.87248000000000003,18750,18.75,4650,9300,9.3000000000000007,28.92248,23058.099430156395,23.058099430156396]
[872.48,0.87248000000000003,18750,18.75,4400,8800,8.8000000000000007,28.42248,23365.910038810365,23.365910038810366]
[872.48,0.87248000000000003,18750,18.75,4680,9360,9.36,28.982479999999999,23337.33107362712,23.337331073627119]
[872.48,0.87248000000000003,18750,18.75,4320,8640,8.64,28.26248,23451.9118201528,23.451911820152802]
[872.48,0.87248000000000003,18750,18.75,4200,8400,8.4,28.022480000000002,23297.610973347546,23.297610973347545]
[872.48,0.87248000000000003,18750,18.75,4910,9820,9.82,29.44248,23003.281471934471,23.003281471934471]
[872.48,0.87248000000000003,18750,18.75,4970,9940,9.94,29.562480000000001,22574.593956588604,22.574593956588604]
[872.48,0.87248000000000003,18750,18.75,4810,9620,9.6199999999999992,29.24248,22133.694938454653,22.133694938454653]
[872.48,0.87248000000000003,18750,18.75,4770,9540,9.5399999999999991,29.162479999999999,22667.238370244369,22.66723837024437]
[872.48,0.87248000000000003,18750,18.75,4990,9980,9.98,29.60248,23710.399595934308,23.710399595934309]
[872.48,0.87248000000000003,18750,18.75,4910,9820,9.82,29.44248,23878.10197338308,23.878101973383078]
[872.48,0.87248000000000003,18750,18.75,5070,10140,10.14,29.76248,24094.533271446395,24.094533271446394]
[872.48,0.87248000000000003,18750,18.75,4790,9580,9.58,29.202480000000001,22225.918027698641,22.22591802769864]
[872.48,0.87248000000000003,18750,18.75,5000,10000,10,29.622479999999999,23707.531750539594,23.707531750539594]
[872.48,0.87248000000000003,18750,18.75,4980,9960,9.9600000000000009,29.58248,23727.609151652796,23.727609151652796]
[872.48,0.87248000000000003,18750,18.75,4990,9980,9.98,29.60248,23874.64875751107,23.874648757511071]
[872.48,0.87248000000000003,18750,18.75,5080,10160,10.16,29.78248,24008.249492894578,24.008249492894578]
[872.48,0.87248000000000003,18750,18.75,5060,10120,10.119999999999999,29.74248,23884.555068096637,23.884555068096638]
[872.48,0.87248000000000003,18750,18.75,4920,9840,9.84,29.462479999999999,23135.862953843669,23.13586295384367]
[872.48,0.87248000000000003,18750,18.75,4940,9880,9.8800000000000008,29.502479999999998,22663.828966350698,22.6638289663507]
[872.48,0.87248000000000003,18750,18.75,4920,9840,9.84,29.462479999999999,22641.686200331285,22.641686200331286]
[872.48,0.87248000000000003,18750,18.75,5020,10040,10.039999999999999,29.662479999999999,22762.810630700307,22.762810630700308]
[872.48,0.87248000000000003,18750,18.75,5020,10040,10.039999999999999,29.662479999999999,22479.277779709122,22.479277779709122]
[872.48,0.87248000000000003,18750,18.75,5010,10020,10.02,29.642479999999999,22885.587704524823,22.885587704524823]
[872.48,0.87248000000000003,18750,18.75,4910,9820,9.82,29.44248,22652.053718437317,22.652053718437315]
[872.48,0.87248000000000003,18750,18.75,4950,9900,9.9,29.522480000000002,21455.52148995168,21.455521489951678]
[872.48,0.87248000000000003,18750,18.75,5110,10220,10.220000000000001,29.842480000000002,21613.106076311142,21.613106076311141]
[872.48,0.87248000000000003,18750,18.75,9870,19740,19.739999999999998,39.362479999999998,20415.929069390433,20.415929069390433]
[872.48,0.87248000000000003,18750,18.75,5120,10240,10.24,29.862479999999998,21543.255343789315,21.543255343789316]
[872.48,0.87248000000000003,18750,18.75,4870,9740,9.74,29.362479999999998,22440.283650178808,22.440283650178809]
[872.48,0.87248000000000003,18750,18.75,5110,10220,10.220000000000001,29.842480000000002,21874.510301955404,21.874510301955404]
[872.48,0.87248000000000003,18750,18.75,4790,9580,9.58,29.202480000000001,21465.330293573395,21.465330293573395]
[872.48,0.87248000000000003,18750,18.75,5160,10320,10.32,29.94248,21760.904597212873,21.760904597212875]
[872.48,0.87248000000000003,18750,18.75,5020,10040,10.039999999999999,29.662479999999999,22398.552203101601,22.398552203101602]
[872.48,0.87248000000000003,18750,18.75,4910,9820,9.82,29.44248,22392.157105607574,22.392157105607573]
[872.48,0.87248000000000003,18750,18.75,5060,10120,10.119999999999999,29.74248,22746.666768582178,22.746666768582177]
[872.48,0.87248000000000003,18750,18.75,4860,9720,9.7200000000000006,29.342480000000002,22342.596821482126,22.342596821482125]
[872.48,0.87248000000000003,18750,18.75,5090,10180,10.18,29.802479999999999,22605.094742111898,22.605094742111898]
[872.48,0.87248000000000003,18750,18.75,4990,9980,9.98,29.60248,21568.91435775764,21.568914357757638]
[872.48,0.87248000000000003,18750,18.75,4960,9920,9.92,29.542479999999998,21499.414388373243,21.499414388373243]
[872.48,0.87248000000000003,18750,18.75,4900,9800,9.8000000000000007,29.42248,21778.814026252574,21.778814026252572]
[872.48,0.87248000000000003,18750,18.75,5020,10040,10.039999999999999,29.662479999999999,21482.525017906097,21.482525017906095]
[872.48,{"$f":"A7171/1000","v":0.87248000000000003},18750,{"$f":"C7171/1000","v":18.75},4830,{"$f":"E7171*2","v":9660},{"$f":"F7171/1000","v":9.66},{"$f":"B7171+D7171+G7171","v":29.28248},21588.871889766011,{"$f":"I7171/1000","v":21.588871889766011}]
[872.48,0.87248000000000003,18750,18.75,5070,10140,10.14,29.76248,20961.292912035133,20.961292912035134]
[872.48,0.87248000000000003,18750,18.75,4980,9960,9.9600000000000009,29.58248,21024.64286184459,21.02464286184459]
[872.48,0.87248000000000003,18750,18.75,5020,10040,10.039999999999999,29.662479999999999,21589.691428720478,21.589691428720478]
[872.48,0.87248000000000003,18750,18.75,4780,9560,9.56,29.182479999999998,21914.734669687768,21.914734669687768]
[872.48,0.87248000000000003,18750,18.75,5030,10060,10.06,29.682479999999998,25088.118353531107,25.088118353531108]
[872.48,0.87248000000000003,18750,18.75,3880,7760,7.76,27.382480000000001,22105.743307582328,22.10574330758233]
[872.48,0.87248000000000003,18750,18.75,5620,11240,11.24,30.862479999999998,22370.146153002421,22.37014615300242]
[872.48,0.87248000000000003,18750,18.75,4950,9900,9.9,29.522480000000002,21627.286671062771,21.62728667106277]
[872.48,0.87248000000000003,18750,18.75,4900,9800,9.8000000000000007,29.42248,21699.85453457621,21.699854534576211]
[872.48,0.87248000000000003,18750,18.75,4870,9740,9.74,29.362479999999998,22004.352577769903,22.004352577769904]
[872.48,0.87248000000000003,18750,18.75,5000,10000,10,29.622479999999999,22334.097221245698,22.334097221245699]
[872.48,0.87248000000000003,18750,18.75,4890,9780,9.7799999999999994,29.402479999999997,22664.460400931031,22.664460400931031]
[872.48,0.87248000000000003,18750,18.75,4010,8020,8.02,27.642479999999999,22041.09040785682,22.041090407856821]
[872.48,0.87248000000000003,18750,18.75,4140,8280,8.2799999999999994,27.902479999999997,22241.972969151466,22.241972969151465]
[872.48,0.87248000000000003,18750,18.75,4180,8360,8.36,27.982479999999999,23881.792958110811,23.881792958110811]
[872.48,0.87248000000000003,18750,18.75,3210,6420,6.42,26.042479999999998,23413.513839697291,23.413513839697291]
[872.48,0.87248000000000003,18750,18.75,3530,7060,7.06,26.682479999999998,22795.192572249576,22.795192572249576]
[872.48,0.87248000000000003,18750,18.75,4360,8720,8.7200000000000006,28.342480000000002,22426.676526265263,22.426676526265261]
[872.48,0.87248000000000003,18750,18.75,4990,9980,9.98,29.60248,22575.475024882646,22.575475024882646]
[872.48,0.87248000000000003,18750,18.75,4480,8960,8.9600000000000009,28.58248,22506.08702766311,22.50608702766311]
[872.48,0.87248000000000003,18750,18.75,5160,10320,10.32,29.94248,22862.392956654592,22.862392956654592]
[872.48,0.87248000000000003,18750,18.75,4450,8900,8.9,28.522480000000002,22929.165834095744,22.929165834095745]
[872.48,0.87248000000000003,18750,18.75,4700,9400,9.4,29.022480000000002,23244.842887041381,23.244842887041379]
[872.48,0.87248000000000003,18750,18.75,4450,8900,8.9,28.522480000000002,23059.396725469698,23.0593967254697]
[872.48,0.87248000000000003,18750,18.75,3190,6380,6.38,26.002479999999998,22254.935445474352,22.254935445474352]
[872.48,0.87248000000000003,18750,18.75,3550,7100,7.1,26.722479999999997,22348.040994226434,22.348040994226434]
[872.48,0.87248000000000003,18750,18.75,4330,8660,8.66,28.28248,23212.902619629196,23.212902619629197]
[872.48,0.87248000000000003,18750,18.75,3950,7900,7.9,27.522480000000002,22732.683412078284,22.732683412078284]
[872.48,0.87248000000000003,18750,18.75,4640,9280,9.2799999999999994,28.902479999999997,22803.053824338731,22.803053824338733]
[872.48,0.87248000000000003,18750,18.75,4010,8020,8.02,27.642479999999999,21554.49436889981,21.55449436889981]
[872.48,0.87248000000000003,18750,18.75,4750,9500,9.5,29.122479999999999,21470.982820137579,21.470982820137579]
[872.48,0.87248000000000003,18750,18.75,4120,8240,8.24,27.862479999999998,21262.460519278568,21.262460519278566]
[872.48,0.87248000000000003,18750,18.75,4390,8780,8.7799999999999994,28.402479999999997,21223.854279711664,21.223854279711663]
[872.48,0.87248000000000003,18750,18.75,4370,8740,8.74,28.362479999999998,21068.986102811879,21.068986102811881]
[872.48,0.87248000000000003,18750,18.75,4970,9940,9.94,29.562480000000001,21576.02521424885,21.576025214248851]
[872.48,0.87248000000000003,18750,18.75,4980,9960,9.9600000000000009,29.58248,20508.840884159396,20.508840884159394]
[872.48,0.87248000000000003,18750,18.75,4980,9960,9.9600000000000009,29.58248,20221.947604194494,20.221947604194494]
[872.48,0.87248000000000003,18750,18.75,5000,10000,10,29.622479999999999,20117.674275495276,20.117674275495276]
[872.48,0.87248000000000003,18750,18.75,2440,4880,4.88,24.502479999999998,19846.569921716011,19.846569921716011]
[872.48,0.87248000000000003,18750,18.75,1150,2300,2.2999999999999998,21.92248,19487.028800522025,19.487028800522026]
[872.48,0.87248000000000003,18750,18.75,1000,2000,2,21.622479999999999,19787.61665986984,19.78761665986984]
[872.48,0.87248000000000003,18750,18.75,270,540,0.54,20.162479999999999,19643.059262922259,19.643059262922261]
[872.48,0.87248000000000003,18750,18.75,0,0,0,19.622479999999999,19804.365073515452,19.804365073515452]
[872.48,0.87248000000000003,18750,18.75,90,180,0.18,19.802479999999999,20233.498704458842,20.233498704458842]
[872.48,0.87248000000000003,18750,18.75,370,740,0.74,20.362479999999998,20287.765093039634,20.287765093039635]
[872.48,0.87248000000000003,18750,18.75,600,1200,1.2,20.822479999999999,20402.813145970038,20.40281314597004]
[872.48,0.87248000000000003,18750,18.75,50,100,0.1,19.722480000000001,21923.854692022873,21.923854692022871]
[872.48,0.87248000000000003,18750,18.75,210,420,0.42,20.042480000000001,20047.304311681964,20.047304311681966]
[872.48,0.87248000000000003,18750,18.75,420,840,0.84,20.462479999999999,19466.015520557125,19.466015520557125]
[872.48,0.87248000000000003,18750,18.75,70,140,0.14000000000000001,19.76248,22169.690669748677,22.169690669748679]
[872.48,0.87248000000000003,18750,18.75,0,0,0,19.622479999999999,23274.524611318247,23.274524611318249]
[872.48,0.87248000000000003,18750,18.75,0,0,0,19.622479999999999,23548.159877350354,23.548159877350354]
[872.48,0.87248000000000003,18750,18.75,0,0,0,19.622479999999999,23512.181891272994,23.512181891272995]
[872.48,0.87248000000000003,18750,18.75,0,0,0,19.622479999999999,24461.108116260202,24.461108116260203]
[872.48,0.87248000000000003,18750,18.75,0,0,0,19.622479999999999,22912.364051398603,22.912364051398605]
[872.48,0.87248000000000003,18750,18.75,0,0,0,19.622479999999999,22370.616768632935,22.370616768632935]
[872.48,0.87248000000000003,18750,18.75,0,0,0,19.622479999999999,23241.945694869326,23.241945694869326]
[872.48,0.87248000000000003,18750,18.75,0,0,0,19.622479999999999,23440.061644739697,23.440061644739696]
[872.48,0.87248000000000003,18750,18.75,0,0,0,19.622479999999999,24341.314438665304,24.341314438665304]
[872.48,0.87248000000000003,18750,18.75,0,0,0,19.622479999999999,23287.027859211328,23.287027859211328]
[872.48,0.87248000000000003,18750,18.75,0,0,0,19.622479999999999,22810.347221296459,22.81034722129646]
[872.48,0.87248000000000003,18750,18.75,0,0,0,19.622479999999999,23663.673492935184,23.663673492935185]
[872.48,0.87248000000000003,18750,18.75,0,0,0,19.622479999999999,23695.813476221923,23.695813476221922]
[872.48,{"$f":"A7235/1000","v":0.87248000000000003},18750,{"$f":"C7235/1000","v":18.75},0,{"$f":"E7235*2","v":0},{"$f":"F7235/1000","v":0},{"$f":"B7235+D7235+G7235","v":19.622479999999999},23866.161289595577,{"$f":"I7235/1000","v":23.866161289595578}]
[872.48,0.87248000000000003,18750,18.75,0,0,0,19.622479999999999,22683.124136370378,22.683124136370377]
[872.48,0.87248000000000003,18750,18.75,0,0,0,19.622479999999999,22675.279453896965,22.675279453896966]
[872.48,0.87248000000000003,18750,18.75,0,0,0,19.622479999999999,23666.745913547191,23.666745913547192]
[872.48,0.87248000000000003,18750,18.75,0,0,0,19.622479999999999,22802.935885691753,22.802935885691753]
[872.48,0.87248000000000003,18750,18.75,0,0,0,19.622479999999999,22813.452481757475,22.813452481757476]
[872.48,0.87248000000000003,18750,18.75,0,0,0,19.622479999999999,23102.305774270011,23.102305774270011]
[872.48,0.87248000000000003,18750,18.75,0,0,0,19.622479999999999,22382.435938591698,22.382435938591698]
[872.48,0.87248000000000003,18750,18.75,50,100,0.1,19.722480000000001,22185.374228267934,22.185374228267936]
[872.48,0.87248000000000003,18750,18.75,150,300,0.3,19.92248,21190.474001208062,21.190474001208063]
[872.48,0.87248000000000003,18750,18.75,260,520,0.52,20.142479999999999,22362.638251947592,22.36263825194759]
[872.48,0.87248000000000003,18750,18.75,260,520,0.52,20.142479999999999,22972.253976214313,22.972253976214315]
[872.48,0.87248000000000003,18750,18.75,280,560,0.56000000000000005,20.182479999999998,22880.461782611412,22.880461782611413]
[872.48,0.87248000000000003,18750,18.75,70,140,0.14000000000000001,19.76248,22430.982307648315,22.430982307648314]
[872.48,0.87248000000000003,18750,18.75,140,280,0.28000000000000003,19.902480000000001,22422.309352211934,22.422309352211933]
[872.48,0.87248000000000003,18750,18.75,200,400,0.4,20.022479999999998,22226.90897754363,22.22690897754363]
[872.48,0.87248000000000003,18750,18.75,250,500,0.5,20.122479999999999,22459.608633541684,22.459608633541684]
[872.48,0.87248000000000003,18750,18.75,350,700,0.7,20.322479999999999,23134.919828565267,23.134919828565266]
[872.48,0.87248000000000003,18750,18.75,130,260,0.26,19.882480000000001,22460.739100107545,22.460739100107546]
[872.48,0.87248000000000003,18750,18.75,140,280,0.28000000000000003,19.902480000000001,22716.278861956263,22.716278861956262]
[872.48,0.87248000000000003,18750,18.75,110,220,0.22,19.842479999999998,22360.043767222403,22.360043767222404]
[872.48,0.87248000000000003,18750,18.75,150,300,0.3,19.92248,22041.885522064113,22.041885522064113]
[872.48,0.87248000000000003,18750,18.75,60,120,0.12,19.74248,21678.208070861881,21.678208070861881]
[872.48,0.87248000000000003,18750,18.75,0,0,0,19.622479999999999,23641.311328643944,23.641311328643944]
[872.48,0.87248000000000003,18750,18.75,10,20,0.02,19.642479999999999,22954.194573726098,22.954194573726099]
[872.48,0.87248000000000003,18750,18.75,0,0,0,19.622479999999999,20800.966361892813,20.800966361892815]
[872.48,0.87248000000000003,18750,18.75,0,0,0,19.622479999999999,19826.609137598178,19.826609137598179]
[872.48,0.87248000000000003,18750,18.75,70,140,0.14000000000000001,19.76248,19978.058799167324,19.978058799167325]
[872.48,0.87248000000000003,18750,18.75,140,280,0.28000000000000003,19.902480000000001,20140.846023411195,20.140846023411196]
[872.48,0.87248000000000003,18750,18.75,270,540,0.54,20.162479999999999,20693.471875812917,20.693471875812918]
[872.48,0.87248000000000003,18750,18.75,150,300,0.3,19.92248,20425.625162703604,20.425625162703604]
[872.48,0.87248000000000003,18750,18.75,400,800,0.8,20.42248,20745.28209308532,20.745282093085319]
[872.48,0.87248000000000003,18750,18.75,540,1080,1.08,20.702480000000001,20268.970442638049,20.26897044263805]
[872.48,0.87248000000000003,18750,18.75,720,1440,1.44,21.062480000000001,19162.483618056231,19.162483618056232]
[872.48,0.87248000000000003,18750,18.75,440,880,0.88,20.502479999999998,19921.335760164638,19.921335760164638]
[872.48,0.87248000000000003,18750,18.75,830,1660,1.66,21.28248,20174.83103733891,20.174831037338912]
[872.48,0.87248000000000003,18750,18.75,1040,2080,2.08,21.702480000000001,22754.671756161439,22.754671756161439]
[872.48,0.87248000000000003,18750,18.75,1840,3680,3.68,23.302479999999999,20229.757570767975,20.229757570767976]
[872.48,0.87248000000000003,18750,18.75,1600,3200,3.2,22.822479999999999,19912.089371583839,19.912089371583839]
[872.48,0.87248000000000003,18750,18.75,1920,3840,3.84,23.462479999999999,19704.490527559054,19.704490527559052]
[872.48,0.87248000000000003,18750,18.75,960,1920,1.92,21.542479999999998,19710.194267113264,19.710194267113263]
[872.48,0.87248000000000003,18750,18.75,1230,2460,2.46,22.08248,19616.851161257538,19.616851161257539]
[872.48,0.87248000000000003,18750,18.75,1250,2500,2.5,22.122479999999999,20427.64867384324,20.42764867384324]
[872.48,0.87248000000000003,18750,18.75,1820,3640,3.64,23.26248,20709.895320099506,20.709895320099506]
[872.48,0.87248000000000003,18750,18.75,1360,2720,2.72,22.342479999999998,20419.537282476904,20.419537282476902]
[872.48,0.87248000000000003,18750,18.75,1080,2160,2.16,21.78248,21276.601244925361,21.276601244925363]
[872.48,0.87248000000000003,18750,18.75,530,1060,1.06,20.682479999999998,20435.862335402235,20.435862335402234]
[872.48,0.87248000000000003,18750,18.75,860,1720,1.72,21.342479999999998,18480.538222585179,18.480538222585178]
[872.48,0.87248000000000003,18750,18.75,1050,2100,2.1,21.722480000000001,17698.429403554146,17.698429403554147]
[872.48,0.87248000000000003,18750,18.75,1450,2900,2.9,22.522479999999998,19609.830977411657,19.609830977411658]
[872.48,0.87248000000000003,18750,18.75,2870,5740,5.74,25.362479999999998,19401.000892439886,19.401000892439885]
[872.48,0.87248000000000003,18750,18.75,3320,6640,6.64,26.26248,19963.111764340414,19.963111764340415]
[872.48,0.87248000000000003,18750,18.75,3700,7400,7.4,27.022480000000002,20105.797664070997,20.105797664070998]
[872.48,0.87248000000000003,18750,18.75,3530,7060,7.06,26.682479999999998,20496.678796407159,20.49667879640716]
[872.48,0.87248000000000003,18750,18.75,2990,5980,5.98,25.60248,21706.14115859889,21.706141158598889]
[872.48,0.87248000000000003,18750,18.75,2570,5140,5.14,24.76248,21067.497247695675,21.067497247695677]
[872.48,0.87248000000000003,18750,18.75,3550,7100,7.1,26.722479999999997,21275.77847333486,21.27577847333486]
[872.48,0.87248000000000003,18750,18.75,3300,6600,6.6,26.222479999999997,17946.869097195107,17.946869097195108]
[872.48,0.87248000000000003,18750,18.75,4050,8100,8.1,27.722479999999997,21802.54040233649,21.80254040233649]
[872.48,0.87248000000000003,18750,18.75,1600,3200,3.2,22.822479999999999,22895.863325802569,22.895863325802569]
[872.48,0.87248000000000003,18750,18.75,1000,2000,2,21.622479999999999,22917.424628031509,22.917424628031508]
[872.48,0.87248000000000003,18750,18.75,1210,2420,2.42,22.042479999999998,22702.189579271806,22.702189579271806]
[872.48,0.87248000000000003,18750,18.75,2130,4260,4.26,23.882480000000001,22313.792136350072,22.31379213635007]
[872.48,0.87248000000000003,18750,18.75,1900,3800,3.8,23.42248,20680.832119535295,20.680832119535296]
[872.48,{"$f":"A7299/1000","v":0.87248000000000003},18750,{"$f":"C7299/1000","v":18.75},3030,{"$f":"E7299*2","v":6060},{"$f":"F7299/1000","v":6.06},{"$f":"B7299+D7299+G7299","v":25.682479999999998},19899.137300544866,{"$f":"I7299/1000","v":19.899137300544865}]
[872.48,0.87248000000000003,18750,18.75,2900,5800,5.8,25.42248,21727.278520714481,21.727278520714481]
[872.48,0.87248000000000003,18750,18.75,2820,5640,5.64,25.26248,20891.332020661182,20.891332020661181]
[872.48,0.87248000000000003,18750,18.75,4090,8180,8.18,27.802479999999999,22360.173544429668,22.360173544429667]
[872.48,0.87248000000000003,18750,18.75,3930,7860,7.86,27.482479999999999,22332.059615458493,22.332059615458494]
[872.48,0.87248000000000003,18750,18.75,4500,9000,9,28.622479999999999,21872.42182155827,21.87242182155827]
[872.48,0.87248000000000003,18750,18.75,4110,8220,8.2200000000000006,27.842480000000002,22678.659206008964,22.678659206008966]
[872.48,0.87248000000000003,18750,18.75,3500,7000,7,26.622479999999999,22435.745158639496,22.435745158639495]
[872.48,0.87248000000000003,18750,18.75,3610,7220,7.22,26.842479999999998,21365.956019296329,21.36595601929633]
[872.48,0.87248000000000003,18750,18.75,2140,4280,4.28,23.902480000000001,21129.492161343824,21.129492161343823]
[872.48,0.87248000000000003,18750,18.75,2540,5080,5.08,24.702480000000001,20571.184984428812,20.571184984428811]
[872.48,0.87248000000000003,18750,18.75,2680,5360,5.36,24.982479999999999,19626.900381305324,19.626900381305322]
[872.48,0.87248000000000003,18750,18.75,2930,5860,5.86,25.482479999999999,20826.130178036783,20.826130178036784]
[872.48,0.87248000000000003,18750,18.75,3190,6380,6.38,26.002479999999998,22699.556696259562,22.699556696259563]
[872.48,0.87248000000000003,18750,18.75,2850,5700,5.7,25.322479999999999,21914.290597324543,21.914290597324545]
[872.48,0.87248000000000003,18750,18.75,3260,6520,6.52,26.142479999999999,21227.297581960909,21.227297581960908]
[872.48,0.87248000000000003,18750,18.75,2430,4860,4.8600000000000003,24.482479999999999,21141.773263013631,21.141773263013629]
[872.48,0.87248000000000003,18750,18.75,2660,5320,5.32,24.94248,20678.050377190462,20.678050377190463]
[872.48,0.87248000000000003,18750,18.75,3460,6920,6.92,26.542479999999998,21613.011173906689,21.613011173906688]
[872.48,0.87248000000000003,18750,18.75,3850,7700,7.7,27.322479999999999,21608.292292289756,21.608292292289757]
[872.48,0.87248000000000003,18750,18.75,4320,8640,8.64,28.26248,21300.822924582772,21.300822924582771]
[872.48,0.87248000000000003,18750,18.75,2770,5540,5.54,25.162479999999999,21180.088371649828,21.180088371649827]
[872.48,0.87248000000000003,18750,18.75,4350,8700,8.6999999999999993,28.322479999999999,21369.551984474496,21.369551984474494]
[872.48,0.87248000000000003,18750,18.75,4260,8520,8.52,28.142479999999999,21418.257282527658,21.418257282527659]
[872.48,0.87248000000000003,18750,18.75,4690,9380,9.3800000000000008,29.002479999999998,20907.382854918797,20.907382854918797]
[872.48,0.87248000000000003,18750,18.75,4330,8660,8.66,28.28248,21727.369098702089,21.727369098702088]
[872.48,0.87248000000000003,18750,18.75,4730,9460,9.4600000000000009,29.08248,22044.174804850081,22.04417480485008]
[872.48,0.87248000000000003,18750,18.75,4710,9420,9.42,29.042479999999998,21977.131866126969,21.977131866126967]
[872.48,0.87248000000000003,18750,18.75,4340,8680,8.68,28.302479999999999,21657.649882819922,21.657649882819921]
[872.48,0.87248000000000003,18750,18.75,3700,7400,7.4,27.022480000000002,21085.452655765119,21.085452655765121]
[872.48,0.87248000000000003,18750,18.75,4100,8200,8.1999999999999993,27.822479999999999,21178.63688000392,21.178636880003921]
[872.48,0.87248000000000003,18750,18.75,4230,8460,8.4600000000000009,28.08248,22518.232570894874,22.518232570894874]
[872.48,0.87248000000000003,18750,18.75,4370,8740,8.74,28.362479999999998,23047.188295161588,23.04718829516159]
[872.48,0.87248000000000003,18750,18.75,4350,8700,8.6999999999999993,28.322479999999999,22347.588913501506,22.347588913501507]
[872.48,0.87248000000000003,18750,18.75,4760,9520,9.52,29.142479999999999,22396.074283978804,22.396074283978802]
[872.48,0.87248000000000003,18750,18.75,3980,7960,7.96,27.58248,22418.101902364408,22.418101902364409]
[872.48,0.87248000000000003,18750,18.75,3940,7880,7.88,27.502479999999998,22625.475615468647,22.625475615468648]
[872.48,0.87248000000000003,18750,18.75,3950,7900,7.9,27.522480000000002,22804.325444170401,22.804325444170402]
[872.48,0.87248000000000003,18750,18.75,4050,8100,8.1,27.722479999999997,21912.693634921772,21.912693634921773]
[872.48,0.87248000000000003,18750,18.75,3150,6300,6.3,25.92248,20823.990672458083,20.823990672458084]
[872.48,0.87248000000000003,18750,18.75,1590,3180,3.18,22.802479999999999,20508.430102801729,20.508430102801729]
[872.48,0.87248000000000003,18750,18.75,1660,3320,3.32,22.94248,20098.382542887161,20.098382542887162]
[872.48,0.87248000000000003,18750,18.75,1310,2620,2.62,22.24248,20059.366026171359,20.059366026171361]
[872.48,0.87248000000000003,18750,18.75,960,1920,1.92,21.542479999999998,21392.141650209269,21.392141650209268]
[872.48,0.87248000000000003,18750,18.75,1000,2000,2,21.622479999999999,20204.798113923596,20.204798113923598]
[872.48,0.87248000000000003,18750,18.75,1040,2080,2.08,21.702480000000001,20406.570597223024,20.406570597223023]
[872.48,0.87248000000000003,18750,18.75,560,1120,1.1200000000000001,20.74248,20643.877015064714,20.643877015064714]
[872.48,0.87248000000000003,18750,18.75,560,1120,1.1200000000000001,20.74248,21819.850412073207,21.819850412073208]
[872.48,0.87248000000000003,18750,18.75,540,1080,1.08,20.702480000000001,23021.752768693848,23.021752768693847]
[872.48,0.87248000000000003,18750,18.75,550,1100,1.1000000000000001,20.722480000000001,23488.878114126634,23.488878114126635]
[872.48,0.87248000000000003,18750,18.75,440,880,0.88,20.502479999999998,23223.095129429359,23.22309512942936]
[872.48,0.87248000000000003,18750,18.75,40,80,0.08,19.702479999999998,23434.705158690253,23.434705158690253]
[872.48,0.87248000000000003,18750,18.75,210,420,0.42,20.042480000000001,23407.716243646799,23.407716243646799]
[872.48,0.87248000000000003,18750,18.75,300,600,0.6,20.222480000000001,23206.388735277476,23.206388735277475]
[872.48,0.87248000000000003,18750,18.75,360,720,0.72,20.342479999999998,22530.183355012705,22.530183355012706]
[872.48,0.87248000000000003,18750,18.75,410,820,0.82,20.44248,21059.304346564706,21.059304346564705]
[872.48,0.87248000000000003,18750,18.75,720,1440,1.44,21.062480000000001,19979.64268075888,19.979642680758879]
[872.48,0.87248000000000003,18750,18.75,310,620,0.62,20.24248,20712.520893896108,20.712520893896109]
[872.48,0.87248000000000003,18750,18.75,20,40,0.04,19.662479999999999,21642.251540192981,21.64225154019298]
[872.48,0.87248000000000003,18750,18.75,10,20,0.02,19.642479999999999,22146.574565293333,22.146574565293331]
[872.48,0.87248000000000003,18750,18.75,40,80,0.08,19.702479999999998,22646.685180923843,22.646685180923843]
[872.48,0.87248000000000003,18750,18.75,0,0,0,19.622479999999999,20098.771963494088,20.098771963494087]
[872.48,0.87248000000000003,18750,18.75,10,20,0.02,19.642479999999999,19860.015501083704,19.860015501083705]
[872.48,0.87248000000000003,18750,18.75,10,20,0.02,19.642479999999999,20244.259081887307,20.244259081887307]
[872.48,{"$f":"A7363/1000","v":0.87248000000000003},18750,{"$f":"C7363/1000","v":18.75},0,{"$f":"E7363*2","v":0},{"$f":"F7363/1000","v":0},{"$f":"B7363+D7363+G7363","v":19.622479999999999},20162.476054026796,{"$f":"I7363/1000","v":20.162476054026797}]
[872.48,0.87248000000000003,18750,18.75,0,0,0,19.622479999999999,20262.456638990952,20.262456638990951]
[872.48,0.87248000000000003,18750,18.75,0,0,0,19.622479999999999,19298.98077820722,19.29898077820722]
[872.48,0.87248000000000003,18750,18.75,0,0,0,19.622479999999999,19379.556260106263,19.379556260106263]
[872.48,0.87248000000000003,18750,18.75,0,0,0,19.622479999999999,19719.159512215723,19.719159512215722]
[872.48,0.87248000000000003,18750,18.75,0,0,0,19.622479999999999,18698.080712708877,18.698080712708876]
[872.48,0.87248000000000003,18750,18.75,0,0,0,19.622479999999999,19122.618244768004,19.122618244768002]
[872.48,0.87248000000000003,18750,18.75,0,0,0,19.622479999999999,19282.139230850444,19.282139230850444]
[872.48,0.87248000000000003,18750,18.75,0,0,0,19.622479999999999,18645.125297662882,18.645125297662883]
[872.48,0.87248000000000003,18750,18.75,0,0,0,19.622479999999999,18828.147641685129,18.828147641685128]
[872.48,0.87248000000000003,18750,18.75,0,0,0,19.622479999999999,18284.981839423195,18.284981839423196]
[872.48,0.87248000000000003,18750,18.75,0,0,0,19.622479999999999,18795.868682072971,18.795868682072971]
[872.48,0.87248000000000003,18750,18.75,0,0,0,19.622479999999999,18829.933907702005,18.829933907702006]
[872.48,0.87248000000000003,18750,18.75,0,0,0,19.622479999999999,18119.41570570695,18.119415705706949]
[872.48,0.87248000000000003,18750,18.75,0,0,0,19.622479999999999,18429.110115197087,18.429110115197087]
[872.48,0.87248000000000003,18750,18.75,0,0,0,19.622479999999999,17827.168858891542,17.827168858891543]
[872.48,0.87248000000000003,18750,18.75,0,0,0,19.622479999999999,16678.44181989901,16.67844181989901]
[872.48,0.87248000000000003,18750,18.75,0,0,0,19.622479999999999,17944.359555277442,17.944359555277444]
[872.48,0.87248000000000003,18750,18.75,0,0,0,19.622479999999999,17803.31615415409,17.803316154154089]
[872.48,0.87248000000000003,18750,18.75,0,0,0,19.622479999999999,17528.688138815829,17.528688138815831]
[872.48,0.87248000000000003,18750,18.75,170,340,0.34,19.962479999999999,18512.16800656596,18.512168006565961]
[872.48,0.87248000000000003,18750,18.75,120,240,0.24,19.862479999999998,19203.697143098205,19.203697143098204]
[872.48,0.87248000000000003,18750,18.75,150,300,0.3,19.92248,18400.75723775593,18.400757237755929]
[872.48,0.87248000000000003,18750,18.75,150,300,0.3,19.92248,18212.031037186636,18.212031037186637]
[872.48,0.87248000000000003,18750,18.75,200,400,0.4,20.022479999999998,18201.41599540348,18.20141599540348]
[872.48,0.87248000000000003,18750,18.75,410,820,0.82,20.44248,18454.223776756076,18.454223776756077]
[872.48,0.87248000000000003,18750,18.75,770,1540,1.54,21.162479999999999,18200.571003760113,18.200571003760114]
[872.48,0.87248000000000003,18750,18.75,370,740,0.74,20.362479999999998,18517.199069238155,18.517199069238156]
[872.48,0.87248000000000003,18750,18.75,380,760,0.76,20.382480000000001,18469.933743329551,18.469933743329552]
[872.48,0.87248000000000003,18750,18.75,560,1120,1.1200000000000001,20.74248,18509.601512134512,18.509601512134513]
[872.48,0.87248000000000003,18750,18.75,760,1520,1.52,21.142479999999999,16804.513959196494,16.804513959196495]
[872.48,0.87248000000000003,18750,18.75,1120,2240,2.2400000000000002,21.862479999999998,18274.254966157812,18.274254966157812]
[872.48,0.87248000000000003,18750,18.75,360,720,0.72,20.342479999999998,18417.383331069101,18.4173833310691]
[872.48,0.87248000000000003,18750,18.75,20,40,0.04,19.662479999999999,18607.894512139585,18.607894512139584]
[872.48,0.87248000000000003,18750,18.75,30,60,0.06,19.682479999999998,18749.28147454236,18.749281474542361]
[872.48,0.87248000000000003,18750,18.75,490,980,0.98,20.60248,18947.890285140624,18.947890285140623]
[872.48,0.87248000000000003,18750,18.75,130,260,0.26,19.882480000000001,18735.591407689317,18.735591407689316]
[872.48,0.87248000000000003,18750,18.75,40,80,0.08,19.702479999999998,18891.251074829546,18.891251074829547]
[872.48,0.87248000000000003,18750,18.75,0,0,0,19.622479999999999,19694.762271258591,19.69476227125859]
[872.48,0.87248000000000003,18750,18.75,0,0,0,19.622479999999999,19309.819858977833,19.309819858977832]
[872.48,0.87248000000000003,18750,18.75,0,0,0,19.622479999999999,18977.486562299677,18.977486562299678]
[872.48,0.87248000000000003,18750,18.75,0,0,0,19.622479999999999,19499.994723891657,19.499994723891657]
[872.48,0.87248000000000003,18750,18.75,0,0,0,19.622479999999999,19356.756347838196,19.356756347838196]
[872.48,0.87248000000000003,18750,18.75,0,0,0,19.622479999999999,18849.289438335371,18.849289438335372]
[872.48,0.87248000000000003,18750,18.75,0,0,0,19.622479999999999,18956.286300458574,18.956286300458576]
[872.48,0.87248000000000003,18750,18.75,0,0,0,19.622479999999999,18852.986939728144,18.852986939728144]
[872.48,0.87248000000000003,18750,18.75,0,0,0,19.622479999999999,19318.710999645249,19.318710999645248]
[872.48,0.87248000000000003,18750,18.75,0,0,0,19.622479999999999,19432.299102715435,19.432299102715437]
[872.48,0.87248000000000003,18750,18.75,0,0,0,19.622479999999999,19304.622140312662,19.304622140312663]
[872.48,0.87248000000000003,18750,18.75,10,20,0.02,19.642479999999999,19170.617492671237,19.170617492671237]
[872.48,0.87248000000000003,18750,18.75,210,420,0.42,20.042480000000001,19149.856157015773,19.149856157015773]
[872.48,0.87248000000000003,18750,18.75,530,1060,1.06,20.682479999999998,18464.739413240095,18.464739413240096]
[872.48,0.87248000000000003,18750,18.75,1300,2600,2.6,22.222480000000001,18195.499005145273,18.195499005145273]
[872.48,0.87248000000000003,18750,18.75,780,1560,1.56,21.182479999999998,18420.847804601359,18.420847804601358]
[872.48,0.87248000000000003,18750,18.75,1320,2640,2.64,22.26248,18481.4031583654,18.481403158365399]
[872.48,0.87248000000000003,18750,18.75,1820,3640,3.64,23.26248,18425.065289280872,18.425065289280873]
[872.48,0.87248000000000003,18750,18.75,2310,4620,4.62,24.24248,18463.878021873759,18.463878021873761]
[872.48,0.87248000000000003,18750,18.75,2160,4320,4.32,23.94248,18765.891084566254,18.765891084566253]
[872.48,0.87248000000000003,18750,18.75,2340,4680,4.68,24.302479999999999,19739.610751757245,19.739610751757244]
[872.48,0.87248000000000003,18750,18.75,1720,3440,3.44,23.062480000000001,19349.089591565651,19.349089591565651]
[872.48,0.87248000000000003,18750,18.75,1620,3240,3.24,22.862479999999998,20086.215367377605,20.086215367377605]
[872.48,0.87248000000000003,18750,18.75,1520,3040,3.04,22.662479999999999,20460.275152916129,20.460275152916129]
[872.48,0.87248000000000003,18750,18.75,1620,3240,3.24,22.862479999999998,19065.22033528041,19.065220335280411]
[872.48,0.87248000000000003,18750,18.75,2250,4500,4.5,24.122479999999999,19526.019381269798,19.526019381269798]
[872.48,{"$f":"A7427/1000","v":0.87248000000000003},18750,{"$f":"C7427/1000","v":18.75},2820,{"$f":"E7427*2","v":5640},{"$f":"F7427/1000","v":5.64},{"$f":"B7427+D7427+G7427","v":25.26248},19514.005502438406,{"$f":"I7427/1000","v":19.514005502438405}]
[872.48,0.87248000000000003,18750,18.75,3510,7020,7.02,26.642479999999999,19491.452853411822,19.491452853411822]
[872.48,0.87248000000000003,18750,18.75,4380,8760,8.76,28.382480000000001,21834.588378626377,21.834588378626378]
[872.48,0.87248000000000003,18750,18.75,4170,8340,8.34,27.962479999999999,21220.33708889431,21.220337088894311]
[872.48,0.87248000000000003,18750,18.75,3160,6320,6.32,25.94248,21173.774261592938,21.173774261592939]
[872.48,0.87248000000000003,18750,18.75,4240,8480,8.48,28.10248,20505.603967680017,20.505603967680017]
[872.48,0.87248000000000003,18750,18.75,4350,8700,8.6999999999999993,28.322479999999999,20483.472576313681,20.48347257631368]
[872.48,0.87248000000000003,18750,18.75,3280,6560,6.56,26.182479999999998,20576.383049856093,20.576383049856094]
[872.48,0.87248000000000003,18750,18.75,3590,7180,7.18,26.802479999999999,19625.612297708562,19.62561229770856]
[872.48,0.87248000000000003,18750,18.75,3930,7860,7.86,27.482479999999999,19460.936247558628,19.460936247558628]
[872.48,0.87248000000000003,18750,18.75,3730,7460,7.46,27.08248,18463.226363095237,18.463226363095238]
[872.48,0.87248000000000003,18750,18.75,3720,7440,7.44,27.062480000000001,18125.26799677849,18.12526799677849]
[872.48,0.87248000000000003,18750,18.75,3900,7800,7.8,27.42248,19073.752527477838,19.07375252747784]
[872.48,0.87248000000000003,18750,18.75,4830,9660,9.66,29.28248,19195.526974560129,19.195526974560128]
[872.48,0.87248000000000003,18750,18.75,5110,10220,10.220000000000001,29.842480000000002,18106.858992597638,18.106858992597637]
[872.48,0.87248000000000003,18750,18.75,5000,10000,10,29.622479999999999,18120.265353322993,18.120265353322992]
[872.48,0.87248000000000003,18750,18.75,4640,9280,9.2799999999999994,28.902479999999997,18126.651613768779,18.126651613768779]
[872.48,0.87248000000000003,18750,18.75,4110,8220,8.2200000000000006,27.842480000000002,18708.428857536841,18.708428857536841]
[872.48,0.87248000000000003,18750,18.75,670,1340,1.34,20.962479999999999,19193.710619405854,19.193710619405856]
[872.48,0.87248000000000003,18750,18.75,520,1040,1.04,20.662479999999999,19268.450981526523,19.268450981526524]
[872.48,0.87248000000000003,18750,18.75,130,260,0.26,19.882480000000001,19110.302544191105,19.110302544191104]
[872.48,0.87248000000000003,18750,18.75,110,220,0.22,19.842479999999998,19234.612016343279,19.234612016343277]
[872.48,0.87248000000000003,18750,18.75,240,480,0.48,20.10248,19947.565104131048,19.947565104131048]
[872.48,0.87248000000000003,18750,18.75,230,460,0.46,20.08248,20388.202808893882,20.388202808893883]
[872.48,0.87248000000000003,18750,18.75,20,40,0.04,19.662479999999999,20525.533577703918,20.525533577703918]
[872.48,0.87248000000000003,18750,18.75,270,540,0.54,20.162479999999999,20619.70042311386,20.619700423113859]
[872.48,0.87248000000000003,18750,18.75,180,360,0.36,19.982479999999999,20659.539265733187,20.659539265733187]
[872.48,0.87248000000000003,18750,18.75,510,1020,1.02,20.642479999999999,20671.939354870581,20.671939354870581]
[872.48,0.87248000000000003,18750,18.75,1100,2200,2.2000000000000002,21.822479999999999,20747.112354875655,20.747112354875654]
[872.48,0.87248000000000003,18750,18.75,1260,2520,2.52,22.142479999999999,20527.088435641195,20.527088435641197]
[872.48,0.87248000000000003,18750,18.75,850,1700,1.7,21.322479999999999,20319.389636185104,20.319389636185104]
[872.48,0.87248000000000003,18750,18.75,950,1900,1.9,21.522479999999998,20590.472509460637,20.590472509460636]
[872.48,0.87248000000000003,18750,18.75,1260,2520,2.52,22.142479999999999,20604.49258188477,20.60449258188477]
[872.48,0.87248000000000003,18750,18.75,1710,3420,3.42,23.042479999999998,20440.651634799942,20.440651634799941]
[872.48,0.87248000000000003,18750,18.75,630,1260,1.26,20.882480000000001,21112.085701693599,21.112085701693598]
[872.48,0.87248000000000003,18750,18.75,1900,3800,3.8,23.42248,21195.582435681798,21.195582435681796]
[872.48,0.87248000000000003,18750,18.75,2140,4280,4.28,23.902480000000001,21235.703838190315,21.235703838190314]
[872.48,0.87248000000000003,18750,18.75,3270,6540,6.54,26.162479999999999,22081.121501195375,22.081121501195376]
[872.48,0.87248000000000003,18750,18.75,3180,6360,6.36,25.982479999999999,23115.554068111865,23.115554068111866]
[872.48,0.87248000000000003,18750,18.75,2520,5040,5.04,24.662479999999999,18699.852459320849,18.699852459320848]
[872.48,0.87248000000000003,18750,18.75,3860,7720,7.72,27.342479999999998,19590.136637636249,19.590136637636249]
[872.48,0.87248000000000003,18750,18.75,3840,7680,7.68,27.302479999999999,19717.618645987804,19.717618645987805]
[872.48,0.87248000000000003,18750,18.75,3480,6960,6.96,26.58248,20103.180984438965,20.103180984438964]
[872.48,0.87248000000000003,18750,18.75,3650,7300,7.3,26.92248,20333.711123716144,20.333711123716146]
[872.48,0.87248000000000003,18750,18.75,1740,3480,3.48,23.10248,21601.280907849203,21.601280907849201]
[872.48,0.87248000000000003,18750,18.75,1160,2320,2.3199999999999998,21.94248,20941.088137613409,20.941088137613409]
[872.48,0.87248000000000003,18750,18.75,660,1320,1.32,20.94248,21787.33225048122,21.787332250481221]
[872.48,0.87248000000000003,18750,18.75,1030,2060,2.06,21.682479999999998,21757.381971926861,21.757381971926861]
[872.48,0.87248000000000003,18750,18.75,600,1200,1.2,20.822479999999999,23374.834678171293,23.374834678171293]
[872.48,0.87248000000000003,18750,18.75,60,120,0.12,19.74248,22072.153659966283,22.072153659966283]
[872.48,0.87248000000000003,18750,18.75,130,260,0.26,19.882480000000001,21080.367793662219,21.080367793662219]
[872.48,0.87248000000000003,18750,18.75,120,240,0.24,19.862479999999998,21382.079196119976,21.382079196119975]
[872.48,0.87248000000000003,18750,18.75,50,100,0.1,19.722480000000001,22496.289698923283,22.496289698923285]
[872.48,0.87248000000000003,18750,18.75,410,820,0.82,20.44248,22836.179205907451,22.836179205907449]
[872.48,0.87248000000000003,18750,18.75,490,980,0.98,20.60248,23312.96093434994,23.312960934349938]
[872.48,0.87248000000000003,18750,18.75,740,1480,1.48,21.10248,20080.582758855617,20.080582758855616]
[872.48,0.87248000000000003,18750,18.75,760,1520,1.52,21.142479999999999,21127.235495614132,21.12723549561413]
[872.48,0.87248000000000003,18750,18.75,600,1200,1.2,20.822479999999999,20549.935313122955,20.549935313122955]
[872.48,0.87248000000000003,18750,18.75,560,1120,1.1200000000000001,20.74248,20464.336820076664,20.464336820076664]
[872.48,0.87248000000000003,18750,18.75,110,220,0.22,19.842479999999998,21089.907786685671,21.089907786685671]
[872.48,0.87248000000000003,18750,18.75,30,60,0.06,19.682479999999998,20808.019364658052,20.808019364658051]
[872.48,0.87248000000000003,18750,18.75,50,100,0.1,19.722480000000001,21030.196655754971,21.03019665575497]
[872.48,0.87248000000000003,18750,18.75,20,40,0.04,19.662479999999999,20952.63447886534,20.952634478865342]
[872.48,0.87248000000000003,18750,18.75,20,40,0.04,19.662479999999999,20845.055857684041,20.845055857684041]
[872.48,{"$f":"A7491/1000","v":0.87248000000000003},18750,{"$f":"C7491/1000","v":18.75},110,{"$f":"E7491*2","v":220},{"$f":"F7491/1000","v":0.22},{"$f":"B7491+D7491+G7491","v":19.842479999999998},21073.901913405061,{"$f":"I7491/1000","v":21.073901913405063}]
[872.48,0.87248000000000003,18750,18.75,510,1020,1.02,20.642479999999999,21101.07919752544,21.10107919752544]
[872.48,0.87248000000000003,18750,18.75,440,880,0.88,20.502479999999998,21387.284274140573,21.387284274140573]
[872.48,0.87248000000000003,18750,18.75,510,1020,1.02,20.642479999999999,21356.562487227045,21.356562487227045]
[872.48,0.87248000000000003,18750,18.75,60,120,0.12,19.74248,22088.174094511083,22.088174094511082]
[872.48,0.87248000000000003,18750,18.75,0,0,0,19.622479999999999,22019.473258848007,22.019473258848006]
[872.48,0.87248000000000003,18750,18.75,0,0,0,19.622479999999999,20951.970140393874,20.951970140393875]
[872.48,0.87248000000000003,18750,18.75,0,0,0,19.622479999999999,22287.357187768419,22.287357187768418]
[872.48,0.87248000000000003,18750,18.75,10,20,0.02,19.642479999999999,22472.98562510384,22.472985625103838]
[872.48,0.87248000000000003,18750,18.75,0,0,0,19.622479999999999,21935.838788025147,21.935838788025148]
[872.48,0.87248000000000003,18750,18.75,0,0,0,19.622479999999999,21366.108962083552,21.366108962083551]
[872.48,0.87248000000000003,18750,18.75,0,0,0,19.622479999999999,21116.666250369552,21.116666250369551]
[872.48,0.87248000000000003,18750,18.75,0,0,0,19.622479999999999,18066.801300483956,18.066801300483956]
[872.48,0.87248000000000003,18750,18.75,0,0,0,19.622479999999999,20540.187523337598,20.540187523337597]
[872.48,0.87248000000000003,18750,18.75,0,0,0,19.622479999999999,19932.884896595362,19.932884896595361]
[872.48,0.87248000000000003,18750,18.75,0,0,0,19.622479999999999,19886.369637539803,19.886369637539804]
[872.48,0.87248000000000003,18750,18.75,0,0,0,19.622479999999999,20090.202042844016,20.090202042844016]
[872.48,0.87248000000000003,18750,18.75,0,0,0,19.622479999999999,20265.2332239145,20.2652332239145]
[872.48,0.87248000000000003,18750,18.75,0,0,0,19.622479999999999,20070.024552593419,20.07002455259342]
[872.48,0.87248000000000003,18750,18.75,0,0,0,19.622479999999999,20518.156013623724,20.518156013623724]
[872.48,0.87248000000000003,18750,18.75,0,0,0,19.622479999999999,21769.437446849355,21.769437446849356]
[872.48,0.87248000000000003,18750,18.75,140,280,0.28000000000000003,19.902480000000001,20699.324567951975,20.699324567951976]
[872.48,0.87248000000000003,18750,18.75,170,340,0.34,19.962479999999999,20549.471228110582,20.549471228110583]
[872.48,0.87248000000000003,18750,18.75,0,0,0,19.622479999999999,20560.015067944365,20.560015067944367]
[872.48,0.87248000000000003,18750,18.75,0,0,0,19.622479999999999,20984.395087468547,20.984395087468545]
[872.48,0.87248000000000003,18750,18.75,0,0,0,19.622479999999999,20800.103923111325,20.800103923111326]
[872.48,0.87248000000000003,18750,18.75,0,0,0,19.622479999999999,21008.200223960186,21.008200223960188]
[872.48,0.87248000000000003,18750,18.75,40,80,0.08,19.702479999999998,21726.638414813067,21.726638414813067]
[872.48,0.87248000000000003,18750,18.75,150,300,0.3,19.92248,21493.425680814711,21.49342568081471]
[872.48,0.87248000000000003,18750,18.75,0,0,0,19.622479999999999,21085.437024801431,21.085437024801433]
[872.48,0.87248000000000003,18750,18.75,60,120,0.12,19.74248,20958.276244849221,20.95827624484922]
[872.48,0.87248000000000003,18750,18.75,140,280,0.28000000000000003,19.902480000000001,20379.068923085943,20.379068923085942]
[872.48,0.87248000000000003,18750,18.75,130,260,0.26,19.882480000000001,20142.099950926149,20.142099950926148]
[872.48,0.87248000000000003,18750,18.75,470,940,0.94,20.562480000000001,20269.123290767544,20.269123290767546]
[872.48,0.87248000000000003,18750,18.75,190,380,0.38,20.002479999999998,20442.14554008131,20.442145540081309]
[872.48,0.87248000000000003,18750,18.75,150,300,0.3,19.92248,20919.293722501425,20.919293722501425]
[872.48,0.87248000000000003,18750,18.75,0,0,0,19.622479999999999,21101.339934212891,21.101339934212891]
[872.48,0.87248000000000003,18750,18.75,100,200,0.2,19.822479999999999,21002.527930026961,21.002527930026961]
[872.48,0.87248000000000003,18750,18.75,120,240,0.24,19.862479999999998,20726.708718310419,20.726708718310419]
[872.48,0.87248000000000003,18750,18.75,290,580,0.57999999999999996,20.202479999999998,21749.467696092055,21.749467696092054]
[872.48,0.87248000000000003,18750,18.75,990,1980,1.98,21.60248,21380.197821416139,21.380197821416139]
[872.48,0.87248000000000003,18750,18.75,1060,2120,2.12,21.74248,21685.720928677336,21.685720928677338]
[872.48,0.87248000000000003,18750,18.75,1010,2020,2.02,21.642479999999999,21111.663751762324,21.111663751762325]
[872.48,0.87248000000000003,18750,18.75,2540,5080,5.08,24.702480000000001,20660.288389616275,20.660288389616277]
[872.48,0.87248000000000003,18750,18.75,2140,4280,4.28,23.902480000000001,20655.347137527118,20.655347137527119]
[872.48,0.87248000000000003,18750,18.75,2120,4240,4.24,23.862479999999998,20494.936134731422,20.494936134731422]
[872.48,0.87248000000000003,18750,18.75,2150,4300,4.3,23.92248,20534.478956461706,20.534478956461705]
[872.48,0.87248000000000003,18750,18.75,2880,5760,5.76,25.382480000000001,20668.745941148831,20.668745941148831]
[872.48,0.87248000000000003,18750,18.75,1640,3280,3.28,22.902480000000001,20424.050819964992,20.424050819964993]
[872.48,0.87248000000000003,18750,18.75,1590,3180,3.18,22.802479999999999,20694.036208561018,20.694036208561016]
[872.48,0.87248000000000003,18750,18.75,1160,2320,2.3199999999999998,21.94248,20476.347336680796,20.476347336680796]
[872.48,0.87248000000000003,18750,18.75,1540,3080,3.08,22.702480000000001,20721.53007625023,20.721530076250229]
[872.48,0.87248000000000003,18750,18.75,1560,3120,3.12,22.74248,20816.848173749335,20.816848173749335]
[872.48,0.87248000000000003,18750,18.75,560,1120,1.1200000000000001,20.74248,20770.667878481716,20.770667878481717]
[872.48,0.87248000000000003,18750,18.75,2150,4300,4.3,23.92248,20962.655409135379,20.96265540913538]
[872.48,0.87248000000000003,18750,18.75,2600,5200,5.2,24.822479999999999,21468.314761534566,21.468314761534565]
[872.48,0.87248000000000003,18750,18.75,2340,4680,4.68,24.302479999999999,17450.14330190972,17.450143301909719]
[872.48,0.87248000000000003,18750,18.75,1520,3040,3.04,22.662479999999999,17645.836005241716,17.645836005241716]
[872.48,0.87248000000000003,18750,18.75,2260,4520,4.5199999999999996,24.142479999999999,18582.988240653143,18.582988240653144]
[872.48,0.87248000000000003,18750,18.75,3430,6860,6.86,26.482479999999999,18705.850498298158,18.705850498298158]
[872.48,0.87248000000000003,18750,18.75,2380,4760,4.76,24.382480000000001,18726.912137552496,18.726912137552496]
[872.48,0.87248000000000003,18750,18.75,2070,4140,4.1399999999999997,23.76248,20051.141134756803,20.051141134756804]
[872.48,0.87248000000000003,18750,18.75,2530,5060,5.0599999999999996,24.682479999999998,21055.243239222302,21.055243239222303]
[872.48,0.87248000000000003,18750,18.75,4450,8900,8.9,28.522480000000002,21393.350320023368,21.393350320023369]
[872.48,{"$f":"A7555/1000","v":0.87248000000000003},18750,{"$f":"C7555/1000","v":18.75},3030,{"$f":"E7555*2","v":6060},{"$f":"F7555/1000","v":6.06},{"$f":"B7555+D7555+G7555","v":25.682479999999998},22151.507548483623,{"$f":"I7555/1000","v":22.151507548483622}]
[872.48,0.87248000000000003,18750,18.75,3160,6320,6.32,25.94248,21871.822176600865,21.871822176600865]
[872.48,0.87248000000000003,18750,18.75,3330,6660,6.66,26.28248,21590.215457920465,21.590215457920465]
[872.48,0.87248000000000003,18750,18.75,3470,6940,6.94,26.562480000000001,21984.071565186736,21.984071565186735]
[872.48,0.87248000000000003,18750,18.75,2540,5080,5.08,24.702480000000001,22346.606281086668,22.346606281086668]
[872.48,0.87248000000000003,18750,18.75,2840,5680,5.68,25.302479999999999,22104.871115334136,22.104871115334134]
[872.48,0.87248000000000003,18750,18.75,3320,6640,6.64,26.26248,21969.117703068605,21.969117703068605]
[872.48,0.87248000000000003,18750,18.75,1950,3900,3.9,23.522479999999998,21767.922782443908,21.767922782443907]
[872.48,0.87248000000000003,18750,18.75,2240,4480,4.4800000000000004,24.10248,21625.080666836235,21.625080666836233]
[872.48,0.87248000000000003,18750,18.75,2080,4160,4.16,23.78248,21936.721242063679,21.93672124206368]
[872.48,0.87248000000000003,18750,18.75,1310,2620,2.62,22.24248,21804.806728128344,21.804806728128344]
[872.48,0.87248000000000003,18750,18.75,1700,3400,3.4,23.022479999999998,23674.854409302887,23.674854409302888]
[872.48,0.87248000000000003,18750,18.75,2380,4760,4.76,24.382480000000001,21411.18290500783,21.411182905007831]
[872.48,0.87248000000000003,18750,18.75,2660,5320,5.32,24.94248,19984.32254429262,19.98432254429262]
[872.48,0.87248000000000003,18750,18.75,2600,5200,5.2,24.822479999999999,19391.286179350882,19.391286179350882]
[872.48,0.87248000000000003,18750,18.75,2190,4380,4.38,24.002479999999998,18719.513091563109,18.719513091563108]
[872.48,0.87248000000000003,18750,18.75,1670,3340,3.34,22.962479999999999,17655.855115171707,17.655855115171708]
[872.48,0.87248000000000003,18750,18.75,1530,3060,3.06,22.682479999999998,17163.823147172461,17.163823147172462]
[872.48,0.87248000000000003,18750,18.75,790,1580,1.58,21.202480000000001,16916.650156904103,16.916650156904105]
[872.48,0.87248000000000003,18750,18.75,470,940,0.94,20.562480000000001,19527.190920295321,19.527190920295322]
[872.48,0.87248000000000003,18750,18.75,860,1720,1.72,21.342479999999998,18981.556058141665,18.981556058141663]
[872.48,0.87248000000000003,18750,18.75,900,1800,1.8,21.42248,18543.968175104037,18.543968175104037]
[872.48,0.87248000000000003,18750,18.75,1060,2120,2.12,21.74248,18139.061805996669,18.139061805996668]
[872.48,0.87248000000000003,18750,18.75,1470,2940,2.94,22.562480000000001,17845.224702911255,17.845224702911256]
[872.48,0.87248000000000003,18750,18.75,2720,5440,5.44,25.062480000000001,17588.640438269384,17.588640438269383]
[872.48,0.87248000000000003,18750,18.75,2660,5320,5.32,24.94248,18759.973651431996,18.759973651431995]
[872.48,0.87248000000000003,18750,18.75,2600,5200,5.2,24.822479999999999,18359.919797645114,18.359919797645116]
[872.48,0.87248000000000003,18750,18.75,3730,7460,7.46,27.08248,18650.602503788032,18.650602503788033]
[872.48,0.87248000000000003,18750,18.75,2560,5120,5.12,24.74248,20042.519574903145,20.042519574903146]
[872.48,0.87248000000000003,18750,18.75,1260,2520,2.52,22.142479999999999,18250.653385374513,18.250653385374513]
[872.48,0.87248000000000003,18750,18.75,910,1820,1.82,21.44248,19273.416925825804,19.273416925825803]
[872.48,0.87248000000000003,18750,18.75,1520,3040,3.04,22.662479999999999,20438.793811689578,20.438793811689578]
[872.48,0.87248000000000003,18750,18.75,1170,2340,2.34,21.962479999999999,19571.557010797573,19.571557010797573]
[872.48,0.87248000000000003,18750,18.75,2000,4000,4,23.622479999999999,19159.990507984112,19.159990507984112]
[872.48,0.87248000000000003,18750,18.75,1820,3640,3.64,23.26248,18498.937453622868,18.498937453622869]
[872.48,0.87248000000000003,18750,18.75,1590,3180,3.18,22.802479999999999,18388.954063641686,18.388954063641687]
[872.48,0.87248000000000003,18750,18.75,1550,3100,3.1,22.722480000000001,18303.103434108834,18.303103434108834]
[872.48,0.87248000000000003,18750,18.75,1460,2920,2.92,22.542479999999998,18498.928137461131,18.498928137461132]
[872.48,0.87248000000000003,18750,18.75,1570,3140,3.14,22.76248,21836.274418938083,21.836274418938082]
[872.48,0.87248000000000003,18750,18.75,1190,2380,2.38,22.002479999999998,22967.791382797081,22.967791382797081]
[872.48,0.87248000000000003,18750,18.75,2330,4660,4.66,24.28248,22830.156818721964,22.830156818721964]
[872.48,0.87248000000000003,18750,18.75,1550,3100,3.1,22.722480000000001,21108.477457890011,21.108477457890011]
[872.48,0.87248000000000003,18750,18.75,3130,6260,6.26,25.882480000000001,20363.828014947969,20.36382801494797]
[872.48,0.87248000000000003,18750,18.75,1980,3960,3.96,23.58248,21099.924964853868,21.099924964853869]
[872.48,0.87248000000000003,18750,18.75,3320,6640,6.64,26.26248,21161.513963463636,21.161513963463637]
[872.48,0.87248000000000003,18750,18.75,3680,7360,7.36,26.982479999999999,21411.585668216314,21.411585668216315]
[872.48,0.87248000000000003,18750,18.75,4200,8400,8.4,28.022480000000002,21186.619283801148,21.18661928380115]
[872.48,0.87248000000000003,18750,18.75,4350,8700,8.6999999999999993,28.322479999999999,21656.528335361625,21.656528335361624]
[872.48,0.87248000000000003,18750,18.75,4730,9460,9.4600000000000009,29.08248,20848.909559544587,20.848909559544587]
[872.48,0.87248000000000003,18750,18.75,4290,8580,8.58,28.202480000000001,20238.705960622257,20.238705960622259]
[872.48,0.87248000000000003,18750,18.75,1920,3840,3.84,23.462479999999999,20960.02155258834,20.960021552588341]
[872.48,0.87248000000000003,18750,18.75,2350,4700,4.7,24.322479999999999,20896.491229465286,20.896491229465287]
[872.48,0.87248000000000003,18750,18.75,2090,4180,4.18,23.802479999999999,21317.883797736482,21.317883797736481]
[872.48,0.87248000000000003,18750,18.75,1260,2520,2.52,22.142479999999999,21300.071059572503,21.300071059572502]
[872.48,0.87248000000000003,18750,18.75,860,1720,1.72,21.342479999999998,21719.891173805172,21.719891173805173]
[872.48,0.87248000000000003,18750,18.75,1570,3140,3.14,22.76248,21637.63689942659,21.637636899426589]
[872.48,0.87248000000000003,18750,18.75,1580,3160,3.16,22.78248,21434.329496907925,21.434329496907925]
[872.48,0.87248000000000003,18750,18.75,4790,9580,9.58,29.202480000000001,20978.971580443776,20.978971580443776]
[872.48,0.87248000000000003,18750,18.75,4080,8160,8.16,27.78248,21462.702045654936,21.462702045654936]
[872.48,0.87248000000000003,18750,18.75,3810,7620,7.62,27.24248,21567.841512236031,21.567841512236033]
[872.48,0.87248000000000003,18750,18.75,5340,10680,10.68,30.302479999999999,21222.651943969904,21.222651943969904]
[872.48,0.87248000000000003,18750,18.75,5200,10400,10.4,30.022480000000002,20983.40291609924,20.983402916099241]
[872.48,0.87248000000000003,18750,18.75,4630,9260,9.26,28.882480000000001,19649.742257356251,19.649742257356252]
[872.48,0.87248000000000003,18750,18.75,4960,9920,9.92,29.542479999999998,21500.969758850537,21.500969758850538]
[872.48,{"$f":"A7619/1000","v":0.87248000000000003},18750,{"$f":"C7619/1000","v":18.75},4780,{"$f":"E7619*2","v":9560},{"$f":"F7619/1000","v":9.56},{"$f":"B7619+D7619+G7619","v":29.182479999999998},23248.909240840949,{"$f":"I7619/1000","v":23.248909240840948}]
[872.48,0.87248000000000003,18750,18.75,2720,5440,5.44,25.062480000000001,25112.09684261481,25.112096842614811]
[872.48,0.87248000000000003,18750,18.75,1640,3280,3.28,22.902480000000001,23662.344171202356,23.662344171202356]
[872.48,0.87248000000000003,18750,18.75,850,1700,1.7,21.322479999999999,23728.259790922359,23.728259790922358]
[872.48,0.87248000000000003,18750,18.75,590,1180,1.18,20.802479999999999,23618.929044396675,23.618929044396676]
[872.48,0.87248000000000003,18750,18.75,450,900,0.9,20.522479999999998,23743.349746353662,23.743349746353662]
[872.48,0.87248000000000003,18750,18.75,190,380,0.38,20.002479999999998,25037.509004095118,25.037509004095117]
[872.48,0.87248000000000003,18750,18.75,240,480,0.48,20.10248,25110.125765938763,25.110125765938761]
[872.48,0.87248000000000003,18750,18.75,380,760,0.76,20.382480000000001,23069.053203137133,23.069053203137134]
[872.48,0.87248000000000003,18750,18.75,900,1800,1.8,21.42248,22069.154542907461,22.069154542907462]
[872.48,0.87248000000000003,18750,18.75,730,1460,1.46,21.08248,22620.726856314112,22.620726856314111]
[872.48,0.87248000000000003,18750,18.75,1010,2020,2.02,21.642479999999999,21914.925988579209,21.91492598857921]
[872.48,0.87248000000000003,18750,18.75,1020,2040,2.04,21.662479999999999,22443.226877192999,22.443226877192998]
[872.48,0.87248000000000003,18750,18.75,1320,2640,2.64,22.26248,21824.043144564581,21.82404314456458]
[872.48,0.87248000000000003,18750,18.75,300,600,0.6,20.222480000000001,21674.588368788143,21.674588368788143]
[872.48,0.87248000000000003,18750,18.75,110,220,0.22,19.842479999999998,22141.873769931804,22.141873769931806]
[872.48,0.87248000000000003,18750,18.75,400,800,0.8,20.42248,22424.522959363996,22.424522959363998]
[872.48,0.87248000000000003,18750,18.75,480,960,0.96,20.58248,22584.871591687472,22.58487159168747]
[872.48,0.87248000000000003,18750,18.75,290,580,0.57999999999999996,20.202479999999998,24442.045455312578,24.442045455312577]
[872.48,0.87248000000000003,18750,18.75,1870,3740,3.74,23.362479999999998,23752.559907915187,23.752559907915188]
[872.48,0.87248000000000003,18750,18.75,2450,4900,4.9000000000000004,24.522480000000002,23074.07323099257,23.074073230992571]
[872.48,0.87248000000000003,18750,18.75,1550,3100,3.1,22.722480000000001,22690.037079157602,22.690037079157602]
[872.48,0.87248000000000003,18750,18.75,520,1040,1.04,20.662479999999999,22724.019834034836,22.724019834034838]
[872.48,0.87248000000000003,18750,18.75,400,800,0.8,20.42248,22807.586584736302,22.807586584736303]
[872.48,0.87248000000000003,18750,18.75,440,880,0.88,20.502479999999998,23331.25975468491,23.331259754684911]
[872.48,0.87248000000000003,18750,18.75,1010,2020,2.02,21.642479999999999,22504.562236528123,22.504562236528123]
[872.48,0.87248000000000003,18750,18.75,620,1240,1.24,20.862479999999998,22447.074412012294,22.447074412012295]
[872.48,0.87248000000000003,18750,18.75,210,420,0.42,20.042480000000001,25074.275476242226,25.074275476242228]
[872.48,0.87248000000000003,18750,18.75,70,140,0.14000000000000001,19.76248,25850.187746485633,25.850187746485634]
[872.48,0.87248000000000003,18750,18.75,190,380,0.38,20.002479999999998,23987.72136196895,23.987721361968951]
[872.48,0.87248000000000003,18750,18.75,100,200,0.2,19.822479999999999,23979.431334113513,23.979431334113514]
[872.48,0.87248000000000003,18750,18.75,90,180,0.18,19.802479999999999,23723.089673929528,23.723089673929529]
[872.48,0.87248000000000003,18750,18.75,70,140,0.14000000000000001,19.76248,23373.326354967026,23.373326354967027]
[872.48,0.87248000000000003,18750,18.75,30,60,0.06,19.682479999999998,23472.799438538401,23.472799438538402]
[872.48,0.87248000000000003,18750,18.75,130,260,0.26,19.882480000000001,24016.16150124613,24.016161501246131]
[872.48,0.87248000000000003,18750,18.75,150,300,0.3,19.92248,24027.711612667877,24.027711612667879]
[872.48,0.87248000000000003,18750,18.75,10,20,0.02,19.642479999999999,23629.48164328347,23.629481643283469]
[872.48,0.87248000000000003,18750,18.75,0,0,0,19.622479999999999,23505.373367509583,23.505373367509584]
[872.48,0.87248000000000003,18750,18.75,120,240,0.24,19.862479999999998,23947.24738285799,23.947247382857988]
[872.48,0.87248000000000003,18750,18.75,340,680,0.68,20.302479999999999,23197.249047156842,23.197249047156841]
[872.48,0.87248000000000003,18750,18.75,290,580,0.57999999999999996,20.202479999999998,24542.922239440566,24.542922239440568]
[872.48,0.87248000000000003,18750,18.75,20,40,0.04,19.662479999999999,22572.906388342788,22.572906388342787]
[872.48,0.87248000000000003,18750,18.75,0,0,0,19.622479999999999,22788.483952422979,22.788483952422979]
[872.48,0.87248000000000003,18750,18.75,0,0,0,19.622479999999999,22751.466300610853,22.751466300610854]
[872.48,0.87248000000000003,18750,18.75,10,20,0.02,19.642479999999999,23036.984360517807,23.036984360517806]
[872.48,0.87248000000000003,18750,18.75,110,220,0.22,19.842479999999998,23191.767705930288,23.191767705930289]
[872.48,0.87248000000000003,18750,18.75,10,20,0.02,19.642479999999999,23128.12484520239,23.12812484520239]
[872.48,0.87248000000000003,18750,18.75,30,60,0.06,19.682479999999998,23220.342942701496,23.220342942701496]
[872.48,0.87248000000000003,18750,18.75,0,0,0,19.622479999999999,24002.660215730451,24.002660215730451]
[872.48,0.87248000000000003,18750,18.75,0,0,0,19.622479999999999,24149.488625210433,24.149488625210434]
[872.48,0.87248000000000003,18750,18.75,0,0,0,19.622479999999999,24454.300463669209,24.45430046366921]
[872.48,0.87248000000000003,18750,18.75,0,0,0,19.622479999999999,24073.977878684746,24.073977878684744]
[872.48,0.87248000000000003,18750,18.75,0,0,0,19.622479999999999,24035.192836901591,24.03519283690159]
[872.48,0.87248000000000003,18750,18.75,0,0,0,19.622479999999999,25358.673452582869,25.35867345258287]
[872.48,0.87248000000000003,18750,18.75,0,0,0,19.622479999999999,24785.968690708778,24.785968690708778]
[872.48,0.87248000000000003,18750,18.75,0,0,0,19.622479999999999,24269.101820203556,24.269101820203556]
[872.48,0.87248000000000003,18750,18.75,0,0,0,19.622479999999999,23516.393434362628,23.516393434362627]
[872.48,0.87248000000000003,18750,18.75,0,0,0,19.622479999999999,23164.212485872344,23.164212485872344]
[872.48,0.87248000000000003,18750,18.75,0,0,0,19.622479999999999,22373.928801978243,22.373928801978245]
[872.48,0.87248000000000003,18750,18.75,0,0,0,19.622479999999999,22111.272339567855,22.111272339567854]
[872.48,0.87248000000000003,18750,18.75,0,0,0,19.622479999999999,22117.062367423292,22.117062367423291]
[872.48,0.87248000000000003,18750,18.75,140,280,0.28000000000000003,19.902480000000001,22461.565775523199,22.461565775523198]
[872.48,0.87248000000000003,18750,18.75,250,500,0.5,20.122479999999999,22968.720180847711,22.968720180847711]
[872.48,0.87248000000000003,18750,18.75,190,380,0.38,20.002479999999998,22303.594717016626,22.303594717016626]
[872.48,{"$f":"A7683/1000","v":0.87248000000000003},18750,{"$f":"C7683/1000","v":18.75},340,{"$f":"E7683*2","v":680},{"$f":"F7683/1000","v":0.68},{"$f":"B7683+D7683+G7683","v":20.302479999999999},22281.202145985266,{"$f":"I7683/1000","v":22.281202145985265}]
[872.48,0.87248000000000003,18750,18.75,660,1320,1.32,20.94248,23414.945236583957,23.414945236583957]
[872.48,0.87248000000000003,18750,18.75,610,1220,1.22,20.842479999999998,23089.910737956423,23.089910737956423]
[872.48,0.87248000000000003,18750,18.75,1090,2180,2.1800000000000002,21.802479999999999,22855.950608415955,22.855950608415956]
[872.48,0.87248000000000003,18750,18.75,2160,4320,4.32,23.94248,22775.90122540118,22.775901225401178]
[872.48,0.87248000000000003,18750,18.75,2390,4780,4.78,24.402480000000001,22758.01369058188,22.75801369058188]
[872.48,0.87248000000000003,18750,18.75,2090,4180,4.18,23.802479999999999,20970.24366408115,20.970243664081149]
[872.48,0.87248000000000003,18750,18.75,1480,2960,2.96,22.58248,22586.39771285608,22.58639771285608]
[872.48,0.87248000000000003,18750,18.75,1380,2760,2.76,22.382480000000001,22895.349646023333,22.895349646023334]
[872.48,0.87248000000000003,18750,18.75,1410,2820,2.82,22.44248,22643.599399490035,22.643599399490036]
[872.48,0.87248000000000003,18750,18.75,1980,3960,3.96,23.58248,22008.492928697637,22.008492928697638]
[872.48,0.87248000000000003,18750,18.75,1800,3600,3.6,23.222480000000001,22054.109512266485,22.054109512266486]
[872.48,0.87248000000000003,18750,18.75,1730,3460,3.46,23.08248,22312.520999746765,22.312520999746763]
[872.48,0.87248000000000003,18750,18.75,1940,3880,3.88,23.502479999999998,21650.966966279637,21.650966966279636]
[872.48,0.87248000000000003,18750,18.75,440,880,0.88,20.502479999999998,21881.205921726167,21.881205921726167]
[872.48,0.87248000000000003,18750,18.75,790,1580,1.58,21.202480000000001,22045.41440920137,22.045414409201371]
[872.48,0.87248000000000003,18750,18.75,600,1200,1.2,20.822479999999999,21936.17869888775,21.936178698887751]
[872.48,0.87248000000000003,18750,18.75,270,540,0.54,20.162479999999999,21048.999544236787,21.048999544236786]
[872.48,0.87248000000000003,18750,18.75,260,520,0.52,20.142479999999999,18141.486189087591,18.14148618908759]
[872.48,0.87248000000000003,18750,18.75,560,1120,1.1200000000000001,20.74248,19281.009911928544,19.281009911928543]
[872.48,0.87248000000000003,18750,18.75,300,600,0.6,20.222480000000001,19906.191645942123,19.906191645942123]
[872.48,0.87248000000000003,18750,18.75,30,60,0.06,19.682479999999998,20271.706867405526,20.271706867405527]
[872.48,0.87248000000000003,18750,18.75,80,160,0.16,19.78248,22116.783679490465,22.116783679490464]
[872.48,0.87248000000000003,18750,18.75,360,720,0.72,20.342479999999998,20345.712097200187,20.345712097200188]
[872.48,0.87248000000000003,18750,18.75,20,40,0.04,19.662479999999999,20489.523538706308,20.489523538706308]
[872.48,0.87248000000000003,18750,18.75,10,20,0.02,19.642479999999999,20534.374233686744,20.534374233686744]
[872.48,0.87248000000000003,18750,18.75,20,40,0.04,19.662479999999999,21605.82170722408,21.605821707224081]
[872.48,0.87248000000000003,18750,18.75,560,1120,1.1200000000000001,20.74248,21298.089829767694,21.298089829767694]
[872.48,0.87248000000000003,18750,18.75,940,1880,1.88,21.502479999999998,21826.586867405527,21.826586867405528]
[872.48,0.87248000000000003,18750,18.75,480,960,0.96,20.58248,22225.750526204356,22.225750526204354]
[872.48,0.87248000000000003,18750,18.75,990,1980,1.98,21.60248,21486.293570727368,21.486293570727369]
[872.48,0.87248000000000003,18750,18.75,720,1440,1.44,21.062480000000001,21225.09700803741,21.225097008037409]
[872.48,0.87248000000000003,18750,18.75,1130,2260,2.2599999999999998,21.882480000000001,21176.840424468563,21.176840424468562]
[872.48,0.87248000000000003,18750,18.75,840,1680,1.68,21.302479999999999,22174.291555450021,22.174291555450022]
[872.48,0.87248000000000003,18750,18.75,150,300,0.3,19.92248,19960.404903622668,19.960404903622667]
[872.48,0.87248000000000003,18750,18.75,260,520,0.52,20.142479999999999,20874.135594488242,20.874135594488241]
[872.48,0.87248000000000003,18750,18.75,340,680,0.68,20.302479999999999,20867.421698943592,20.867421698943591]
[872.48,0.87248000000000003,18750,18.75,860,1720,1.72,21.342479999999998,19629.000288002306,19.629000288002306]
[872.48,0.87248000000000003,18750,18.75,410,820,0.82,20.44248,19127.435804682576,19.127435804682577]
[872.48,0.87248000000000003,18750,18.75,610,1220,1.22,20.842479999999998,19657.751462096243,19.657751462096243]
[872.48,0.87248000000000003,18750,18.75,930,1860,1.86,21.482479999999999,19751.409403604906,19.751409403604907]
[872.48,0.87248000000000003,18750,18.75,970,1940,1.94,21.562480000000001,20625.45214739073,20.625452147390728]
[872.48,0.87248000000000003,18750,18.75,1020,2040,2.04,21.662479999999999,19777.296849286806,19.777296849286806]
[872.48,0.87248000000000003,18750,18.75,520,1040,1.04,20.662479999999999,19202.084391031891,19.202084391031892]
[872.48,0.87248000000000003,18750,18.75,60,120,0.12,19.74248,18831.992067888525,18.831992067888525]
[872.48,0.87248000000000003,18750,18.75,160,320,0.32,19.94248,19167.01398434252,19.167013984342521]
[872.48,0.87248000000000003,18750,18.75,50,100,0.1,19.722480000000001,19242.490512200497,19.242490512200497]
[872.48,0.87248000000000003,18750,18.75,290,580,0.57999999999999996,20.202479999999998,18568.006306029667,18.568006306029666]
[872.48,0.87248000000000003,18750,18.75,140,280,0.28000000000000003,19.902480000000001,19186.113767070121,19.186113767070122]
[872.48,0.87248000000000003,18750,18.75,420,840,0.84,20.462479999999999,18987.149925830883,18.987149925830884]
[872.48,0.87248000000000003,18750,18.75,420,840,0.84,20.462479999999999,19324.271858998134,19.324271858998134]
[872.48,0.87248000000000003,18750,18.75,1040,2080,2.08,21.702480000000001,19316.906750361937,19.316906750361937]
[872.48,0.87248000000000003,18750,18.75,630,1260,1.26,20.882480000000001,19344.974262896885,19.344974262896883]
[872.48,0.87248000000000003,18750,18.75,320,640,0.64,20.26248,18975.103074849849,18.975103074849848]
[872.48,0.87248000000000003,18750,18.75,350,700,0.7,20.322479999999999,19579.236701627615,19.579236701627615]
[872.48,0.87248000000000003,18750,18.75,700,1400,1.4,21.022479999999998,19813.513024760821,19.81351302476082]
[872.48,0.87248000000000003,18750,18.75,1600,3200,3.2,22.822479999999999,19807.559062363125,19.807559062363126]
[872.48,0.87248000000000003,18750,18.75,1520,3040,3.04,22.662479999999999,19992.835079086537,19.992835079086536]
[872.48,0.87248000000000003,18750,18.75,1090,2180,2.1800000000000002,21.802479999999999,19619.990168198554,19.619990168198555]
[872.48,0.87248000000000003,18750,18.75,2380,4760,4.76,24.382480000000001,21403.191031818584,21.403191031818583]
[872.48,0.87248000000000003,18750,18.75,1110,2220,2.2200000000000002,21.842479999999998,20463.767680784258,20.463767680784258]
[872.48,0.87248000000000003,18750,18.75,710,1420,1.42,21.042479999999998,20356.346867405526,20.356346867405527]
[872.48,0.87248000000000003,18750,18.75,1340,2680,2.68,22.302479999999999,20644.194715611167,20.644194715611167]
[872.48,0.87248000000000003,18750,18.75,790,1580,1.58,21.202480000000001,19830.817141743501,19.830817141743502]
[872.48,{"$f":"A7747/1000","v":0.87248000000000003},18750,{"$f":"C7747/1000","v":18.75},1210,{"$f":"E7747*2","v":2420},{"$f":"F7747/1000","v":2.42},{"$f":"B7747+D7747+G7747","v":22.042479999999998},19766.537831152855,{"$f":"I7747/1000","v":19.766537831152856}]
[872.48,0.87248000000000003,18750,18.75,1870,3740,3.74,23.362479999999998,20931.35241339745,20.931352413397448]
[872.48,0.87248000000000003,18750,18.75,1820,3640,3.64,23.26248,19393.852875696168,19.393852875696169]
[872.48,0.87248000000000003,18750,18.75,1610,3220,3.22,22.842479999999998,20863.370476064567,20.863370476064567]
[872.48,0.87248000000000003,18750,18.75,1050,2100,2.1,21.722480000000001,19619.826577658238,19.619826577658237]
[872.48,0.87248000000000003,18750,18.75,330,660,0.66,20.28248,19451.890404944381,19.451890404944383]
[872.48,0.87248000000000003,18750,18.75,350,700,0.7,20.322479999999999,19660.666533089538,19.660666533089536]
[872.48,0.87248000000000003,18750,18.75,500,1000,1,20.622479999999999,21477.113813145803,21.477113813145802]
[872.48,0.87248000000000003,18750,18.75,630,1260,1.26,20.882480000000001,21103.730081922837,21.103730081922837]
[872.48,0.87248000000000003,18750,18.75,800,1600,1.6,21.222480000000001,19905.840251764861,19.905840251764861]
[872.48,0.87248000000000003,18750,18.75,550,1100,1.1000000000000001,20.722480000000001,20447.487111127903,20.447487111127902]
[872.48,0.87248000000000003,18750,18.75,310,620,0.62,20.24248,20669.247084677929,20.669247084677927]
[872.48,0.87248000000000003,18750,18.75,320,640,0.64,20.26248,20887.292066584581,20.887292066584582]
[872.48,0.87248000000000003,18750,18.75,630,1260,1.26,20.882480000000001,19979.23759716719,19.979237597167192]
[872.48,0.87248000000000003,18750,18.75,380,760,0.76,20.382480000000001,19071.392003795641,19.071392003795641]
[872.48,0.87248000000000003,18750,18.75,410,820,0.82,20.44248,19092.119477332981,19.092119477332982]
[872.48,0.87248000000000003,18750,18.75,460,920,0.92,20.542480000000001,19253.544113832231,19.253544113832231]
[872.48,0.87248000000000003,18750,18.75,770,1540,1.54,21.162479999999999,21511.501625113993,21.511501625113993]
[872.48,0.87248000000000003,18750,18.75,630,1260,1.26,20.882480000000001,19956.613189082516,19.956613189082518]
[872.48,0.87248000000000003,18750,18.75,450,900,0.9,20.522479999999998,19307.844058121358,19.307844058121358]
[872.48,0.87248000000000003,18750,18.75,320,640,0.64,20.26248,19248.779845024736,19.248779845024735]
[872.48,0.87248000000000003,18750,18.75,0,0,0,19.622479999999999,19038.844729411987,19.038844729411988]
[872.48,0.87248000000000003,18750,18.75,10,20,0.02,19.642479999999999,20136.297746130324,20.136297746130325]
[872.48,0.87248000000000003,18750,18.75,10,20,0.02,19.642479999999999,19414.745771154532,19.414745771154532]
[872.48,0.87248000000000003,18750,18.75,70,140,0.14000000000000001,19.76248,19565.968104034608,19.565968104034607]
[872.48,0.87248000000000003,18750,18.75,200,400,0.4,20.022479999999998,19895.278757257271,19.89527875725727]
[872.48,0.87248000000000003,18750,18.75,90,180,0.18,19.802479999999999,18824.584704265955,18.824584704265956]
[872.48,0.87248000000000003,18750,18.75,210,420,0.42,20.042480000000001,18285.813893647392,18.28581389364739]
[872.48,0.87248000000000003,18750,18.75,280,560,0.56000000000000005,20.182479999999998,18541.257963301206,18.541257963301206]
[872.48,0.87248000000000003,18750,18.75,390,780,0.78,20.402480000000001,18462.221340734752,18.46222134073475]
[872.48,0.87248000000000003,18750,18.75,270,540,0.54,20.162479999999999,18282.28634768592,18.282286347685922]
[872.48,0.87248000000000003,18750,18.75,280,560,0.56000000000000005,20.182479999999998,18298.335201447419,18.298335201447419]
[872.48,0.87248000000000003,18750,18.75,210,420,0.42,20.042480000000001,18674.353790607656,18.674353790607658]
[872.48,0.87248000000000003,18750,18.75,390,780,0.78,20.402480000000001,19153.359286459796,19.153359286459796]
[872.48,0.87248000000000003,18750,18.75,250,500,0.5,20.122479999999999,19048.913576146177,19.048913576146177]
[872.48,0.87248000000000003,18750,18.75,550,1100,1.1000000000000001,20.722480000000001,20099.880010751891,20.099880010751892]
[872.48,0.87248000000000003,18750,18.75,200,400,0.4,20.022479999999998,18794.692110950247,18.794692110950248]
[872.48,0.87248000000000003,18750,18.75,360,720,0.72,20.342479999999998,18453.963577500879,18.453963577500879]
[872.48,0.87248000000000003,18750,18.75,1400,2800,2.8,22.42248,18130.889290574662,18.130889290574661]
[872.48,0.87248000000000003,18750,18.75,1460,2920,2.92,22.542479999999998,18411.295847693531,18.41129584769353]
[872.48,0.87248000000000003,18750,18.75,1880,3760,3.76,23.382480000000001,19965.109191802072,19.965109191802071]
[872.48,0.87248000000000003,18750,18.75,2390,4780,4.78,24.402480000000001,21002.036911923464,21.002036911923465]
[872.48,0.87248000000000003,18750,18.75,800,1600,1.6,21.222480000000001,21109.142360395985,21.109142360395985]
[872.48,0.87248000000000003,18750,18.75,1970,3940,3.94,23.562480000000001,21153.474024745592,21.153474024745591]
[872.48,0.87248000000000003,18750,18.75,2580,5160,5.16,24.78248,21524.617421703322,21.524617421703322]
[872.48,0.87248000000000003,18750,18.75,2570,5140,5.14,24.76248,20316.821297673036,20.316821297673037]
[872.48,0.87248000000000003,18750,18.75,3320,6640,6.64,26.26248,19821.860843604045,19.821860843604046]
[872.48,0.87248000000000003,18750,18.75,2010,4020,4.0199999999999996,23.642479999999999,20042.268452252934,20.042268452252934]
[872.48,0.87248000000000003,18750,18.75,2240,4480,4.4800000000000004,24.10248,20406.749484309526,20.406749484309525]
[872.48,0.87248000000000003,18750,18.75,3460,6920,6.92,26.542479999999998,20681.023548392259,20.681023548392258]
[872.48,0.87248000000000003,18750,18.75,2780,5560,5.56,25.182479999999998,20209.518280954693,20.209518280954693]
[872.48,0.87248000000000003,18750,18.75,3030,6060,6.06,25.682479999999998,19567.882984256234,19.567882984256233]
[872.48,0.87248000000000003,18750,18.75,2690,5380,5.38,25.002479999999998,19421.98579900997,19.42198579900997]
[872.48,0.87248000000000003,18750,18.75,1590,3180,3.18,22.802479999999999,19802.98554555088,19.802985545550879]
[872.48,0.87248000000000003,18750,18.75,1320,2640,2.64,22.26248,19754.296691789383,19.754296691789381]
[872.48,0.87248000000000003,18750,18.75,1500,3000,3,22.622479999999999,19967.769208515336,19.967769208515335]
[872.48,0.87248000000000003,18750,18.75,1080,2160,2.16,21.78248,20223.650779561922,20.223650779561922]
[872.48,0.87248000000000003,18750,18.75,930,1860,1.86,21.482479999999999,20109.17381715915,20.109173817159149]
[872.48,0.87248000000000003,18750,18.75,2960,5920,5.92,25.542479999999998,20241.970734993225,20.241970734993224]
[872.48,0.87248000000000003,18750,18.75,2560,5120,5.12,24.74248,20240.154658393312,20.240154658393312]
[872.48,0.87248000000000003,18750,18.75,3100,6200,6.2,25.822479999999999,20189.486677887042,20.189486677887043]
[872.48,0.87248000000000003,18750,18.75,1810,3620,3.62,23.24248,16820.187315801908,16.82018731580191]
[872.48,0.87248000000000003,18750,18.75,2150,4300,4.3,23.92248,21437.560123731371,21.43756012373137]
[872.48,0.87248000000000003,18750,18.75,1850,3700,3.7,23.322479999999999,18036.541730913894,18.036541730913893]
[872.48,{"$f":"A7811/1000","v":0.87248000000000003},18750,{"$f":"C7811/1000","v":18.75},1010,{"$f":"E7811*2","v":2020},{"$f":"F7811/1000","v":2.02},{"$f":"B7811+D7811+G7811","v":21.642479999999999},19840.079903597292,{"$f":"I7811/1000","v":19.840079903597292}]
[872.48,0.87248000000000003,18750,18.75,740,1480,1.48,21.10248,19816.3667517674,19.816366751767401]
[872.48,0.87248000000000003,18750,18.75,810,1620,1.62,21.24248,20597.948530349677,20.597948530349676]
[872.48,0.87248000000000003,18750,18.75,750,1500,1.5,21.122479999999999,21682.197183552034,21.682197183552034]
[872.48,0.87248000000000003,18750,18.75,520,1040,1.04,20.662479999999999,21832.20291615,21.832202916149999]
[872.48,0.87248000000000003,18750,18.75,850,1700,1.7,21.322479999999999,21566.935307501109,21.566935307501108]
[872.48,0.87248000000000003,18750,18.75,960,1920,1.92,21.542479999999998,21368.294026151059,21.368294026151059]
[872.48,0.87248000000000003,18750,18.75,800,1600,1.6,21.222480000000001,20905.302420272485,20.905302420272484]
[872.48,0.87248000000000003,18750,18.75,370,740,0.74,20.362479999999998,21060.450941174211,21.06045094117421]
[872.48,0.87248000000000003,18750,18.75,600,1200,1.2,20.822479999999999,20507.814955066398,20.507814955066397]
[872.48,0.87248000000000003,18750,18.75,500,1000,1,20.622479999999999,20725.752513575502,20.725752513575504]
[872.48,0.87248000000000003,18750,18.75,550,1100,1.1000000000000001,20.722480000000001,21737.514913359384,21.737514913359384]
[872.48,0.87248000000000003,18750,18.75,120,240,0.24,19.862479999999998,21486.278696076828,21.486278696076827]
[872.48,0.87248000000000003,18750,18.75,0,0,0,19.622479999999999,21857.127034538142,21.857127034538141]
[872.48,0.87248000000000003,18750,18.75,0,0,0,19.622479999999999,21749.472648737818,21.749472648737818]
[872.48,0.87248000000000003,18750,18.75,130,260,0.26,19.882480000000001,22406.686609780812,22.406686609780813]
[872.48,0.87248000000000003,18750,18.75,160,320,0.32,19.94248,22429.996776913427,22.429996776913427]
[872.48,0.87248000000000003,18750,18.75,130,260,0.26,19.882480000000001,22098.709718396709,22.098709718396709]
[872.48,0.87248000000000003,18750,18.75,190,380,0.38,20.002479999999998,22712.150935704638,22.712150935704638]
[872.48,0.87248000000000003,18750,18.75,50,100,0.1,19.722480000000001,23353.067417639217,23.353067417639217]
[872.48,0.87248000000000003,18750,18.75,0,0,0,19.622479999999999,22669.960584726152,22.669960584726152]
[872.48,0.87248000000000003,18750,18.75,110,220,0.22,19.842479999999998,24926.650917738192,24.926650917738193]
[872.48,0.87248000000000003,18750,18.75,10,20,0.02,19.642479999999999,25032.936449777022,25.032936449777022]
[872.48,0.87248000000000003,18750,18.75,0,0,0,19.622479999999999,26110.326713074344,26.110326713074343]
[872.48,0.87248000000000003,18750,18.75,0,0,0,19.622479999999999,26362.257199164385,26.362257199164386]
[872.48,0.87248000000000003,18750,18.75,80,160,0.16,19.78248,26901.061543206943,26.901061543206943]
[872.48,0.87248000000000003,18750,18.75,420,840,0.84,20.462479999999999,26170.815934527596,26.170815934527596]
[872.48,0.87248000000000003,18750,18.75,290,580,0.57999999999999996,20.202479999999998,26183.15972422159,26.183159724221589]
[872.48,0.87248000000000003,18750,18.75,880,1760,1.76,21.382480000000001,26049.275210286258,26.049275210286257]
[872.48,0.87248000000000003,18750,18.75,1070,2140,2.14,21.76248,25821.328775731305,25.821328775731306]
[872.48,0.87248000000000003,18750,18.75,1460,2920,2.92,22.542479999999998,26211.586107231298,26.211586107231298]
[872.48,0.87248000000000003,18750,18.75,770,1540,1.54,21.162479999999999,23893.433231043327,23.893433231043328]
[872.48,0.87248000000000003,18750,18.75,720,1440,1.44,21.062480000000001,20794.885602717972,20.794885602717972]
[872.48,0.87248000000000003,18750,18.75,940,1880,1.88,21.502479999999998,20885.728725286968,20.885728725286967]
[872.48,0.87248000000000003,18750,18.75,1410,2820,2.82,22.44248,21657.758201655532,21.657758201655533]
[872.48,0.87248000000000003,18750,18.75,1320,2640,2.64,22.26248,21176.69666820109,21.176696668201089]
[872.48,0.87248000000000003,18750,18.75,2000,4000,4,23.622479999999999,21051.960863178992,21.051960863178991]
[872.48,0.87248000000000003,18750,18.75,1190,2380,2.38,22.002479999999998,21329.944988543681,21.32994498854368]
[872.48,0.87248000000000003,18750,18.75,1010,2020,2.02,21.642479999999999,23115.530994226436,23.115530994226436]
[872.48,0.87248000000000003,18750,18.75,1720,3440,3.44,23.062480000000001,22600.617723998253,22.600617723998255]
[872.48,0.87248000000000003,18750,18.75,2770,5540,5.54,25.162479999999999,21463.230927271874,21.463230927271873]
[872.48,0.87248000000000003,18750,18.75,3470,6940,6.94,26.562480000000001,21297.557292162855,21.297557292162857]
[872.48,0.87248000000000003,18750,18.75,2310,4620,4.62,24.24248,20889.212275424215,20.889212275424214]
[872.48,0.87248000000000003,18750,18.75,2300,4600,4.5999999999999996,24.222479999999997,20985.687913313701,20.985687913313701]
[872.48,0.87248000000000003,18750,18.75,2120,4240,4.24,23.862479999999998,20573.066636129268,20.573066636129269]
[872.48,0.87248000000000003,18750,18.75,1530,3060,3.06,22.682479999999998,20450.703429993966,20.450703429993965]
[872.48,0.87248000000000003,18750,18.75,1470,2940,2.94,22.562480000000001,20545.322813008752,20.545322813008752]
[872.48,0.87248000000000003,18750,18.75,540,1080,1.08,20.702480000000001,21114.388693265908,21.114388693265909]
[872.48,0.87248000000000003,18750,18.75,230,460,0.46,20.08248,21802.687935648806,21.802687935648805]
[872.48,0.87248000000000003,18750,18.75,250,500,0.5,20.122479999999999,21496.73980331772,21.49673980331772]
[872.48,0.87248000000000003,18750,18.75,450,900,0.9,20.522479999999998,21873.738398049041,21.873738398049042]
[872.48,0.87248000000000003,18750,18.75,800,1600,1.6,21.222480000000001,21966.823974656567,21.966823974656567]
[872.48,0.87248000000000003,18750,18.75,1050,2100,2.1,21.722480000000001,21930.887469082943,21.930887469082943]
[872.48,0.87248000000000003,18750,18.75,1050,2100,2.1,21.722480000000001,21268.427186312201,21.268427186312202]
[872.48,0.87248000000000003,18750,18.75,840,1680,1.68,21.302479999999999,21231.466952326537,21.231466952326535]
[872.48,0.87248000000000003,18750,18.75,660,1320,1.32,20.94248,21214.179400793982,21.214179400793981]
[872.48,0.87248000000000003,18750,18.75,990,1980,1.98,21.60248,21156.502839509481,21.156502839509482]
[872.48,0.87248000000000003,18750,18.75,350,700,0.7,20.322479999999999,20463.273546986798,20.463273546986798]
[872.48,0.87248000000000003,18750,18.75,190,380,0.38,20.002479999999998,21442.241945375368,21.442241945375368]
[872.48,0.87248000000000003,18750,18.75,1500,3000,3,22.622479999999999,21656.070794971241,21.656070794971242]
[872.48,0.87248000000000003,18750,18.75,1410,2820,2.82,22.44248,21865.449494147761,21.865449494147761]
[872.48,0.87248000000000003,18750,18.75,820,1640,1.64,21.26248,21810.959243448837,21.810959243448838]
[872.48,0.87248000000000003,18750,18.75,320,640,0.64,20.26248,21638.728179371181,21.638728179371181]
[872.48,0.87248000000000003,18750,18.75,180,360,0.36,19.982479999999999,21207.766840904795,21.207766840904796]
[872.48,{"$f":"A7875/1000","v":0.87248000000000003},18750,{"$f":"C7875/1000","v":18.75},20,{"$f":"E7875*2","v":40},{"$f":"F7875/1000","v":0.04},{"$f":"B7875+D7875+G7875","v":19.662479999999999},21271.174648707365,{"$f":"I7875/1000","v":21.271174648707365}]
[872.48,0.87248000000000003,18750,18.75,0,0,0,19.622479999999999,20873.439648681982,20.873439648681984]
[872.48,0.87248000000000003,18750,18.75,0,0,0,19.622479999999999,20966.320294928097,20.966320294928096]
[872.48,0.87248000000000003,18750,18.75,0,0,0,19.622479999999999,20871.80361665077,20.871803616650769]
[872.48,0.87248000000000003,18750,18.75,0,0,0,19.622479999999999,20907.444918879712,20.907444918879712]
[872.48,0.87248000000000003,18750,18.75,0,0,0,19.622479999999999,20994.481747576392,20.994481747576391]
[872.48,0.87248000000000003,18750,18.75,0,0,0,19.622479999999999,20237.838381234265,20.237838381234265]
[872.48,0.87248000000000003,18750,18.75,0,0,0,19.622479999999999,19084.982482909145,19.084982482909144]
[872.48,0.87248000000000003,18750,18.75,0,0,0,19.622479999999999,20880.668491301309,20.880668491301307]
[872.48,0.87248000000000003,18750,18.75,10,20,0.02,19.642479999999999,22817.01044685443,22.817010446854429]
[872.48,0.87248000000000003,18750,18.75,20,40,0.04,19.662479999999999,22159.776016485404,22.159776016485406]
[872.48,0.87248000000000003,18750,18.75,0,0,0,19.622479999999999,20298.092272664053,20.298092272664054]
[872.48,0.87248000000000003,18750,18.75,0,0,0,19.622479999999999,19834.305485725141,19.834305485725142]
[872.48,0.87248000000000003,18750,18.75,0,0,0,19.622479999999999,20064.108225294582,20.064108225294582]
[872.48,0.87248000000000003,18750,18.75,0,0,0,19.622479999999999,20531.106069334593,20.531106069334594]
[872.48,0.87248000000000003,18750,18.75,0,0,0,19.622479999999999,20346.088755953326,20.346088755953325]
[872.48,0.87248000000000003,18750,18.75,50,100,0.1,19.722480000000001,20410.725356235434,20.410725356235435]
[872.48,0.87248000000000003,18750,18.75,170,340,0.34,19.962479999999999,20349.988739240063,20.349988739240064]
[872.48,0.87248000000000003,18750,18.75,190,380,0.38,20.002479999999998,20060.487001060857,20.060487001060856]
[872.48,0.87248000000000003,18750,18.75,180,360,0.36,19.982479999999999,18727.589311605829,18.727589311605829]
[872.48,0.87248000000000003,18750,18.75,0,0,0,19.622479999999999,19617.245473177507,19.617245473177508]
[872.48,0.87248000000000003,18750,18.75,0,0,0,19.622479999999999,19996.186677937803,19.996186677937803]
[872.48,0.87248000000000003,18750,18.75,0,0,0,19.622479999999999,19786.176514970812,19.786176514970812]
[872.48,0.87248000000000003,18750,18.75,0,0,0,19.622479999999999,19456.719540020404,19.456719540020405]
[872.48,0.87248000000000003,18750,18.75,0,0,0,19.622479999999999,19724.471161206777,19.724471161206775]
[872.48,0.87248000000000003,18750,18.75,10,20,0.02,19.642479999999999,19726.748751736945,19.726748751736945]
[872.48,0.87248000000000003,18750,18.75,110,220,0.22,19.842479999999998,20375.406446763063,20.375406446763062]
[872.48,0.87248000000000003,18750,18.75,20,40,0.04,19.662479999999999,20461.480721141645,20.461480721141644]
[872.48,0.87248000000000003,18750,18.75,0,0,0,19.622479999999999,21214.158042854164,21.214158042854162]
[872.48,0.87248000000000003,18750,18.75,150,300,0.3,19.92248,20542.101471782196,20.542101471782196]
[872.48,0.87248000000000003,18750,18.75,20,40,0.04,19.662479999999999,20226.8821096463,20.226882109646301]
[872.48,0.87248000000000003,18750,18.75,0,0,0,19.622479999999999,20101.454957826561,20.101454957826562]
[872.48,0.87248000000000003,18750,18.75,10,20,0.02,19.642479999999999,20433.993357569834,20.433993357569832]
[872.48,0.87248000000000003,18750,18.75,0,0,0,19.622479999999999,19808.150793464261,19.808150793464261]
[872.48,0.87248000000000003,18750,18.75,0,0,0,19.622479999999999,19938.815379823729,19.93881537982373]
[872.48,0.87248000000000003,18750,18.75,0,0,0,19.622479999999999,19990.146732192454,19.990146732192454]
[872.48,0.87248000000000003,18750,18.75,30,60,0.06,19.682479999999998,20261.400985692151,20.261400985692152]
[872.48,0.87248000000000003,18750,18.75,20,40,0.04,19.662479999999999,18607.396719695578,18.607396719695579]
[872.48,0.87248000000000003,18750,18.75,20,40,0.04,19.662479999999999,18236.128658383164,18.236128658383166]
[872.48,0.87248000000000003,18750,18.75,20,40,0.04,19.662479999999999,19002.385062322515,19.002385062322514]
[872.48,0.87248000000000003,18750,18.75,0,0,0,19.622479999999999,19272.679765674813,19.272679765674813]
[872.48,0.87248000000000003,18750,18.75,0,0,0,19.622479999999999,19721.200491321611,19.721200491321611]
[872.48,0.87248000000000003,18750,18.75,0,0,0,19.622479999999999,19844.841732268593,19.844841732268591]
[872.48,0.87248000000000003,18750,18.75,0,0,0,19.622479999999999,19684.382509409876,19.684382509409875]
[872.48,0.87248000000000003,18750,18.75,0,0,0,19.622479999999999,19680.657884052802,19.680657884052803]
[872.48,0.87248000000000003,18750,18.75,0,0,0,19.622479999999999,20222.895988528453,20.222895988528453]
[872.48,0.87248000000000003,18750,18.75,100,200,0.2,19.822479999999999,21103.963735049063,21.103963735049064]
[872.48,0.87248000000000003,18750,18.75,90,180,0.18,19.802479999999999,17687.151019169432,17.687151019169434]
[872.48,0.87248000000000003,18750,18.75,80,160,0.16,19.78248,21567.456503879399,21.567456503879399]
[872.48,0.87248000000000003,18750,18.75,250,500,0.5,20.122479999999999,21643.539392462728,21.643539392462728]
[872.48,0.87248000000000003,18750,18.75,70,140,0.14000000000000001,19.76248,21409.196792170471,21.409196792170469]
[872.48,0.87248000000000003,18750,18.75,0,0,0,19.622479999999999,21625.05686042898,21.62505686042898]
[872.48,0.87248000000000003,18750,18.75,0,0,0,19.622479999999999,20967.690233646135,20.967690233646135]
[872.48,0.87248000000000003,18750,18.75,60,120,0.12,19.74248,20468.00992442542,20.46800992442542]
[872.48,0.87248000000000003,18750,18.75,240,480,0.48,20.10248,20990.84169186552,20.990841691865519]
[872.48,0.87248000000000003,18750,18.75,260,520,0.52,20.142479999999999,21577.72279775171,21.577722797751711]
[872.48,0.87248000000000003,18750,18.75,50,100,0.1,19.722480000000001,22599.187902273043,22.599187902273044]
[872.48,0.87248000000000003,18750,18.75,0,0,0,19.622479999999999,21670.932091629096,21.670932091629098]
[872.48,0.87248000000000003,18750,18.75,30,60,0.06,19.682479999999998,20762.216715529954,20.762216715529952]
[872.48,0.87248000000000003,18750,18.75,10,20,0.02,19.642479999999999,20315.216417451407,20.315216417451406]
[872.48,0.87248000000000003,18750,18.75,30,60,0.06,19.682479999999998,20326.896384024883,20.326896384024884]
[872.48,0.87248000000000003,18750,18.75,210,420,0.42,20.042480000000001,20713.771378479178,20.713771378479176]
[872.48,0.87248000000000003,18750,18.75,240,480,0.48,20.10248,22427.069386942399,22.427069386942399]
[872.48,0.87248000000000003,18750,18.75,400,800,0.8,20.42248,21258.969612495293,21.258969612495292]
[872.48,{"$f":"A7939/1000","v":0.87248000000000003},18750,{"$f":"C7939/1000","v":18.75},1120,{"$f":"E7939*2","v":2240},{"$f":"F7939/1000","v":2.2400000000000002},{"$f":"B7939+D7939+G7939","v":21.862479999999998},20924.422559549665,{"$f":"I7939/1000","v":20.924422559549665}]
[872.48,0.87248000000000003,18750,18.75,220,440,0.44,20.062480000000001,21084.816127805629,21.084816127805627]
[872.48,0.87248000000000003,18750,18.75,520,1040,1.04,20.662479999999999,20300.633701571776,20.300633701571776]
[872.48,0.87248000000000003,18750,18.75,530,1060,1.06,20.682479999999998,21213.33682419153,21.213336824191529]
[872.48,0.87248000000000003,18750,18.75,490,980,0.98,20.60248,21707.634879932855,21.707634879932854]
[872.48,0.87248000000000003,18750,18.75,0,0,0,19.622479999999999,21735.597618096836,21.735597618096836]
[872.48,0.87248000000000003,18750,18.75,0,0,0,19.622479999999999,21403.019296348783,21.403019296348784]
[872.48,0.87248000000000003,18750,18.75,20,40,0.04,19.662479999999999,21163.099138952883,21.163099138952884]
[872.48,0.87248000000000003,18750,18.75,510,1020,1.02,20.642479999999999,21497.144755963476,21.497144755963475]
[872.48,0.87248000000000003,18750,18.75,710,1420,1.42,21.042479999999998,21430.963108327131,21.430963108327131]
[872.48,0.87248000000000003,18750,18.75,420,840,0.84,20.462479999999999,22322.11855127932,22.322118551279321]
[872.48,0.87248000000000003,18750,18.75,270,540,0.54,20.162479999999999,22361.677644597567,22.361677644597567]
[872.48,0.87248000000000003,18750,18.75,160,320,0.32,19.94248,18167.402166864151,18.16740216686415]
[872.48,0.87248000000000003,18750,18.75,360,720,0.72,20.342479999999998,20123.852687735427,20.123852687735425]
[872.48,0.87248000000000003,18750,18.75,210,420,0.42,20.042480000000001,20564.947051251405,20.564947051251405]
[872.48,0.87248000000000003,18750,18.75,470,940,0.94,20.562480000000001,21815.312042894773,21.815312042894774]
[872.48,0.87248000000000003,18750,18.75,340,680,0.68,20.302479999999999,21843.729449579063,21.843729449579062]
[872.48,0.87248000000000003,18750,18.75,10,20,0.02,19.642479999999999,21598.750466277095,21.598750466277096]
[872.48,0.87248000000000003,18750,18.75,0,0,0,19.622479999999999,22047.479534550832,22.047479534550831]
[872.48,0.87248000000000003,18750,18.75,50,100,0.1,19.722480000000001,21650.751555500778,21.650751555500779]
[872.48,0.87248000000000003,18750,18.75,240,480,0.48,20.10248,22695.859530435966,22.695859530435968]
[872.48,0.87248000000000003,18750,18.75,310,620,0.62,20.24248,22443.031771367721,22.443031771367721]
[872.48,0.87248000000000003,18750,18.75,180,360,0.36,19.982479999999999,22937.097442683727,22.937097442683726]
[872.48,0.87248000000000003,18750,18.75,220,440,0.44,20.062480000000001,22760.375120945824,22.760375120945824]
[872.48,0.87248000000000003,18750,18.75,510,1020,1.02,20.642479999999999,22624.900551299626,22.624900551299625]
[872.48,0.87248000000000003,18750,18.75,230,460,0.46,20.08248,22258.294549884013,22.258294549884013]
[872.48,0.87248000000000003,18750,18.75,240,480,0.48,20.10248,22216.936697512745,22.216936697512747]
[872.48,0.87248000000000003,18750,18.75,790,1580,1.58,21.202480000000001,21729.91867519794,21.72991867519794]
[872.48,0.87248000000000003,18750,18.75,670,1340,1.34,20.962479999999999,22417.252998361608,22.417252998361608]
[872.48,0.87248000000000003,18750,18.75,460,920,0.92,20.542480000000001,22473.648318699121,22.473648318699119]
[872.48,0.87248000000000003,18750,18.75,90,180,0.18,19.802479999999999,22412.571696132662,22.412571696132662]
[872.48,0.87248000000000003,18750,18.75,260,520,0.52,20.142479999999999,22354.24760002887,22.35424760002887]
[872.48,0.87248000000000003,18750,18.75,300,600,0.6,20.222480000000001,22500.902375805304,22.500902375805303]
[872.48,0.87248000000000003,18750,18.75,170,340,0.34,19.962479999999999,22539.467451014978,22.539467451014978]
[872.48,0.87248000000000003,18750,18.75,60,120,0.12,19.74248,22467.000705884606,22.467000705884605]
[872.48,0.87248000000000003,18750,18.75,70,140,0.14000000000000001,19.76248,21360.830281025759,21.360830281025759]
[872.48,0.87248000000000003,18750,18.75,80,160,0.16,19.78248,21700.438452354454,21.700438452354454]
[872.48,0.87248000000000003,18750,18.75,30,60,0.06,19.682479999999998,21299.734938403893,21.299734938403894]
[872.48,0.87248000000000003,18750,18.75,0,0,0,19.622479999999999,23007.020386977933,23.007020386977931]
[872.48,0.87248000000000003,18750,18.75,40,80,0.08,19.702479999999998,23480.84949424928,23.480849494249281]
[872.48,0.87248000000000003,18750,18.75,60,120,0.12,19.74248,22300.30236325767,22.300302363257671]
[872.48,0.87248000000000003,18750,18.75,30,60,0.06,19.682479999999998,21564.924033127605,21.564924033127603]
[872.48,0.87248000000000003,18750,18.75,100,200,0.2,19.822479999999999,22781.002666907301,22.781002666907302]
[872.48,0.87248000000000003,18750,18.75,120,240,0.24,19.862479999999998,22669.715721217788,22.669715721217788]
[872.48,0.87248000000000003,18750,18.75,10,20,0.02,19.642479999999999,21486.751021980355,21.486751021980357]
[872.48,0.87248000000000003,18750,18.75,0,0,0,19.622479999999999,21393.549112502908,21.393549112502907]
[872.48,0.87248000000000003,18750,18.75,40,80,0.08,19.702479999999998,22223.10405405725,22.223104054057249]
[872.48,0.87248000000000003,18750,18.75,170,340,0.34,19.962479999999999,21783.885381330707,21.783885381330705]
[872.48,0.87248000000000003,18750,18.75,340,680,0.68,20.302479999999999,21465.285874346544,21.465285874346545]
[872.48,0.87248000000000003,18750,18.75,280,560,0.56000000000000005,20.182479999999998,21295.463619461691,21.295463619461689]
[872.48,0.87248000000000003,18750,18.75,380,760,0.76,20.382480000000001,22001.061732319351,22.00106173231935]
[872.48,0.87248000000000003,18750,18.75,690,1380,1.38,21.002479999999998,23067.023281132351,23.06702328113235]
[872.48,0.87248000000000003,18750,18.75,1170,2340,2.34,21.962479999999999,22753.87135910727,22.753871359107269]
[872.48,0.87248000000000003,18750,18.75,790,1580,1.58,21.202480000000001,21355.084037293229,21.355084037293228]
[872.48,0.87248000000000003,18750,18.75,2700,5400,5.4,25.022480000000002,21491.685930057418,21.491685930057418]
[872.48,0.87248000000000003,18750,18.75,2710,5420,5.42,25.042479999999998,21417.079368772916,21.417079368772917]
[872.48,0.87248000000000003,18750,18.75,1850,3700,3.7,23.322479999999999,21504.417321423753,21.504417321423752]
[872.48,0.87248000000000003,18750,18.75,2070,4140,4.1399999999999997,23.76248,21082.583417497091,21.082583417497091]
[872.48,0.87248000000000003,18750,18.75,550,1100,1.1000000000000001,20.722480000000001,20803.281885448108,20.803281885448108]
[872.48,0.87248000000000003,18750,18.75,710,1420,1.42,21.042479999999998,21191.010469037261,21.191010469037259]
[872.48,0.87248000000000003,18750,18.75,590,1180,1.18,20.802479999999999,21255.124581854314,21.255124581854314]
[872.48,0.87248000000000003,18750,18.75,70,140,0.14000000000000001,19.76248,21536.537516411805,21.536537516411805]
[872.48,0.87248000000000003,18750,18.75,90,180,0.18,19.802479999999999,21365.098967654638,21.365098967654639]
[872.48,0.87248000000000003,18750,18.75,50,100,0.1,19.722480000000001,19262.27078658923,19.26227078658923]
[872.48,{"$f":"A8003/1000","v":0.87248000000000003},18750,{"$f":"C8003/1000","v":18.75},270,{"$f":"E8003*2","v":540},{"$f":"F8003/1000","v":0.54},{"$f":"B8003+D8003+G8003","v":20.162479999999999},18881.382186286821,{"$f":"I8003/1000","v":18.881382186286821}]
[872.48,0.87248000000000003,18750,18.75,230,460,0.46,20.08248,19128.952360395982,19.128952360395981]
[872.48,0.87248000000000003,18750,18.75,0,0,0,19.622479999999999,19372.78005818227,19.372780058182272]
[872.48,0.87248000000000003,18750,18.75,0,0,0,19.622479999999999,20226.551405030667,20.226551405030666]
[872.48,0.87248000000000003,18750,18.75,0,0,0,19.622479999999999,19875.271703058457,19.875271703058456]
[872.48,0.87248000000000003,18750,18.75,80,160,0.16,19.78248,20026.605037328765,20.026605037328764]
[872.48,0.87248000000000003,18750,18.75,0,0,0,19.622479999999999,19973.582154316515,19.973582154316514]
[872.48,0.87248000000000003,18750,18.75,0,0,0,19.622479999999999,20152.200647362806,20.152200647362807]
[872.48,0.87248000000000003,18750,18.75,0,0,0,19.622479999999999,20731.274146005569,20.731274146005571]
[872.48,0.87248000000000003,18750,18.75,0,0,0,19.622479999999999,20240.491065194346,20.240491065194348]
[872.48,0.87248000000000003,18750,18.75,0,0,0,19.622479999999999,20050.712243453912,20.050712243453912]
[872.48,0.87248000000000003,18750,18.75,70,140,0.14000000000000001,19.76248,19155.245498272783,19.155245498272784]
[872.48,0.87248000000000003,18750,18.75,120,240,0.24,19.862479999999998,19683.806164043075,19.683806164043077]
[872.48,0.87248000000000003,18750,18.75,40,80,0.08,19.702479999999998,19555.761488546217,19.555761488546217]
[872.48,0.87248000000000003,18750,18.75,10,20,0.02,19.642479999999999,19241.453250364473,19.241453250364472]
[872.48,0.87248000000000003,18750,18.75,0,0,0,19.622479999999999,19289.377262901959,19.289377262901958]
[872.48,0.87248000000000003,18750,18.75,40,80,0.08,19.702479999999998,19470.015800516947,19.470015800516947]
[872.48,0.87248000000000003,18750,18.75,0,0,0,19.622479999999999,19424.182956502314,19.424182956502314]
[872.48,0.87248000000000003,18750,18.75,0,0,0,19.622479999999999,19363.744981567135,19.363744981567134]
[872.48,0.87248000000000003,18750,18.75,10,20,0.02,19.642479999999999,19241.521647296824,19.241521647296825]
[872.48,0.87248000000000003,18750,18.75,60,120,0.12,19.74248,19390.693657053842,19.390693657053841]
[872.48,0.87248000000000003,18750,18.75,170,340,0.34,19.962479999999999,19311.431959277706,19.311431959277705]
[872.48,0.87248000000000003,18750,18.75,280,560,0.56000000000000005,20.182479999999998,20339.960658504988,20.339960658504989]
[872.48,0.87248000000000003,18750,18.75,380,760,0.76,20.382480000000001,21988.498215710144,21.988498215710145]
[872.48,0.87248000000000003,18750,18.75,190,380,0.38,20.002479999999998,23008.324388474761,23.008324388474762]
[872.48,0.87248000000000003,18750,18.75,1440,2880,2.88,22.502479999999998,22009.18071988846,22.009180719888459]
[872.48,0.87248000000000003,18750,18.75,1020,2040,2.04,21.662479999999999,21952.632795093061,21.952632795093059]
[872.48,0.87248000000000003,18750,18.75,1760,3520,3.52,23.142479999999999,22333.509987315876,22.333509987315875]
[872.48,0.87248000000000003,18750,18.75,1970,3940,3.94,23.562480000000001,23435.896689333771,23.43589668933377]
[872.48,0.87248000000000003,18750,18.75,1450,2900,2.9,22.522479999999998,22380.921478961784,22.380921478961785]
[872.48,0.87248000000000003,18750,18.75,1470,2940,2.94,22.562480000000001,20964.470150181347,20.964470150181349]
[872.48,0.87248000000000003,18750,18.75,1250,2500,2.5,22.122479999999999,20355.126378555313,20.355126378555312]
[872.48,0.87248000000000003,18750,18.75,830,1660,1.66,21.28248,20394.321593042168,20.394321593042168]
[872.48,0.87248000000000003,18750,18.75,1660,3320,3.32,22.94248,20950.608636251091,20.95060863625109]
[872.48,0.87248000000000003,18750,18.75,890,1780,1.78,21.402480000000001,20250.07803035729,20.25007803035729]
[872.48,0.87248000000000003,18750,18.75,510,1020,1.02,20.642479999999999,21049.820384167011,21.04982038416701]
[872.48,0.87248000000000003,18750,18.75,160,320,0.32,19.94248,21754.802125157137,21.754802125157138]
[872.48,0.87248000000000003,18750,18.75,370,740,0.74,20.362479999999998,21349.330803404013,21.349330803404012]
[872.48,0.87248000000000003,18750,18.75,590,1180,1.18,20.802479999999999,21385.353407861894,21.385353407861896]
[872.48,0.87248000000000003,18750,18.75,200,400,0.4,20.022479999999998,21003.33604850647,21.003336048506469]
[872.48,0.87248000000000003,18750,18.75,270,540,0.54,20.162479999999999,21219.309750468532,21.219309750468533]
[872.48,0.87248000000000003,18750,18.75,170,340,0.34,19.962479999999999,21601.106987260042,21.601106987260042]
[872.48,0.87248000000000003,18750,18.75,0,0,0,19.622479999999999,21794.59437306544,21.79459437306544]
[872.48,0.87248000000000003,18750,18.75,80,160,0.16,19.78248,21980.007852184019,21.98000785218402]
[872.48,0.87248000000000003,18750,18.75,250,500,0.5,20.122479999999999,21622.260648819029,21.622260648819029]
[872.48,0.87248000000000003,18750,18.75,10,20,0.02,19.642479999999999,20972.687856298882,20.972687856298883]
[872.48,0.87248000000000003,18750,18.75,260,520,0.52,20.142479999999999,21454.818254656999,21.454818254656999]
[872.48,0.87248000000000003,18750,18.75,70,140,0.14000000000000001,19.76248,21825.860421809917,21.825860421809917]
[872.48,0.87248000000000003,18750,18.75,60,120,0.12,19.74248,22263.551765847395,22.263551765847396]
[872.48,0.87248000000000003,18750,18.75,260,520,0.52,20.142479999999999,21887.223176687156,21.887223176687154]
[872.48,0.87248000000000003,18750,18.75,0,0,0,19.622479999999999,21415.74397064322,21.41574397064322]
[872.48,0.87248000000000003,18750,18.75,0,0,0,19.622479999999999,22497.479240790195,22.497479240790195]
[872.48,0.87248000000000003,18750,18.75,40,80,0.08,19.702479999999998,22009.424930174158,22.009424930174159]
[872.48,0.87248000000000003,18750,18.75,50,100,0.1,19.722480000000001,22392.142194821106,22.392142194821105]
[872.48,0.87248000000000003,18750,18.75,0,0,0,19.622479999999999,22600.499686477164,22.600499686477164]
[872.48,0.87248000000000003,18750,18.75,0,0,0,19.622479999999999,22395.259595934309,22.395259595934309]
[872.48,0.87248000000000003,18750,18.75,0,0,0,19.622479999999999,22492.527582011666,22.492527582011665]
[872.48,0.87248000000000003,18750,18.75,0,0,0,19.622479999999999,21890.916325706126,21.890916325706126]
[872.48,0.87248000000000003,18750,18.75,0,0,0,19.622479999999999,21849.313520689102,21.849313520689101]
[872.48,0.87248000000000003,18750,18.75,0,0,0,19.622479999999999,21122.372814515729,21.122372814515728]
[872.48,0.87248000000000003,18750,18.75,0,0,0,19.622479999999999,21605.145661341285,21.605145661341286]
[872.48,0.87248000000000003,18750,18.75,0,0,0,19.622479999999999,21761.725289483908,21.761725289483909]
[872.48,0.87248000000000003,18750,18.75,0,0,0,19.622479999999999,21471.022221220319,21.47102222122032]
[872.48,0.87248000000000003,18750,18.75,0,0,0,19.622479999999999,20725.093824237214,20.725093824237213]
[872.48,{"$f":"A8067/1000","v":0.87248000000000003},18750,{"$f":"C8067/1000","v":18.75},0,{"$f":"E8067*2","v":0},{"$f":"F8067/1000","v":0},{"$f":"B8067+D8067+G8067","v":19.622479999999999},20473.849659874915,{"$f":"I8067/1000","v":20.473849659874915}]
[872.48,0.87248000000000003,18750,18.75,0,0,0,19.622479999999999,21037.375501134458,21.037375501134459]
[872.48,0.87248000000000003,18750,18.75,0,0,0,19.622479999999999,20690.074580499611,20.690074580499612]
[872.48,0.87248000000000003,18750,18.75,0,0,0,19.622479999999999,21240.416637636248,21.240416637636248]
[872.48,0.87248000000000003,18750,18.75,0,0,0,19.622479999999999,22594.657270030784,22.594657270030783]
[872.48,0.87248000000000003,18750,18.75,0,0,0,19.622479999999999,20525.603327004992,20.52560332700499]
[872.48,0.87248000000000003,18750,18.75,20,40,0.04,19.662479999999999,20478.700505274708,20.478700505274709]
[872.48,0.87248000000000003,18750,18.75,0,0,0,19.622479999999999,20000.131247584006,20.000131247584005]
[872.48,0.87248000000000003,18750,18.75,0,0,0,19.622479999999999,20026.613785188845,20.026613785188847]
[872.48,0.87248000000000003,18750,18.75,0,0,0,19.622479999999999,20644.94633815224,20.644946338152241]
[872.48,0.87248000000000003,18750,18.75,0,0,0,19.622479999999999,20391.817193288749,20.391817193288748]
[872.48,0.87248000000000003,18750,18.75,0,0,0,19.622479999999999,20075.247725302197,20.075247725302198]
[872.48,0.87248000000000003,18750,18.75,0,0,0,19.622479999999999,19498.580275403914,19.498580275403913]
[872.48,0.87248000000000003,18750,18.75,0,0,0,19.622479999999999,20391.930438370899,20.391930438370899]
[872.48,0.87248000000000003,18750,18.75,0,0,0,19.622479999999999,21652.99820165553,21.652998201655528]
[872.48,0.87248000000000003,18750,18.75,40,80,0.08,19.702479999999998,21592.556587445702,21.592556587445703]
[872.48,0.87248000000000003,18750,18.75,0,0,0,19.622479999999999,21249.778427259182,21.24977842725918]
[872.48,0.87248000000000003,18750,18.75,0,0,0,19.622479999999999,21415.384232281282,21.41538423228128]
[872.48,0.87248000000000003,18750,18.75,20,40,0.04,19.662479999999999,21265.368443972446,21.265368443972445]
[872.48,0.87248000000000003,18750,18.75,220,440,0.44,20.062480000000001,21100.047352039357,21.100047352039358]
[872.48,0.87248000000000003,18750,18.75,500,1000,1,20.622479999999999,21100.877524743057,21.100877524743058]
[872.48,0.87248000000000003,18750,18.75,500,1000,1,20.622479999999999,21116.186183516504,21.116186183516504]
[872.48,0.87248000000000003,18750,18.75,360,720,0.72,20.342479999999998,20055.608402113154,20.055608402113155]
[872.48,0.87248000000000003,18750,18.75,40,80,0.08,19.702479999999998,19626.076000974572,19.626076000974571]
[872.48,0.87248000000000003,18750,18.75,0,0,0,19.622479999999999,19705.675099863907,19.705675099863907]
[872.48,0.87248000000000003,18750,18.75,0,0,0,19.622479999999999,20154.301530253229,20.154301530253228]
[872.48,0.87248000000000003,18750,18.75,10,20,0.02,19.642479999999999,20389.290441131066,20.389290441131067]
[872.48,0.87248000000000003,18750,18.75,180,360,0.36,19.982479999999999,19990.811879826266,19.990811879826264]
[872.48,0.87248000000000003,18750,18.75,410,820,0.82,20.44248,19750.212812957991,19.75021281295799]
[872.48,0.87248000000000003,18750,18.75,360,720,0.72,20.342479999999998,21979.62652897467,21.97962652897467]
[872.48,0.87248000000000003,18750,18.75,280,560,0.56000000000000005,20.182479999999998,20582.116675126879,20.58211667512688]
[872.48,0.87248000000000003,18750,18.75,230,460,0.46,20.08248,20832.825741995155,20.832825741995155]
[872.48,0.87248000000000003,18750,18.75,390,780,0.78,20.402480000000001,20995.876722506502,20.995876722506502]
[872.48,0.87248000000000003,18750,18.75,930,1860,1.86,21.482479999999999,21074.95102474052,21.074951024740521]
[872.48,0.87248000000000003,18750,18.75,1070,2140,2.14,21.76248,18640.841286581617,18.640841286581619]
[872.48,0.87248000000000003,18750,18.75,650,1300,1.3,20.92248,21416.960559580119,21.416960559580119]
[872.48,0.87248000000000003,18750,18.75,260,520,0.52,20.142479999999999,21636.721840930175,21.636721840930175]
[872.48,0.87248000000000003,18750,18.75,20,40,0.04,19.662479999999999,21553.420198864915,21.553420198864913]
[872.48,0.87248000000000003,18750,18.75,10,20,0.02,19.642479999999999,21613.739147334894,21.613739147334893]
[872.48,0.87248000000000003,18750,18.75,0,0,0,19.622479999999999,21733.602559600426,21.733602559600424]
[872.48,0.87248000000000003,18750,18.75,0,0,0,19.622479999999999,22199.680386927175,22.199680386927174]
[872.48,0.87248000000000003,18750,18.75,30,60,0.06,19.682479999999998,22128.797509486016,22.128797509486017]
[872.48,0.87248000000000003,18750,18.75,190,380,0.38,20.002479999999998,22112.401120905222,22.112401120905222]
[872.48,0.87248000000000003,18750,18.75,300,600,0.6,20.222480000000001,22479.644590287084,22.479644590287084]
[872.48,0.87248000000000003,18750,18.75,210,420,0.42,20.042480000000001,22817.38793153394,22.81738793153394]
[872.48,0.87248000000000003,18750,18.75,350,700,0.7,20.322479999999999,22611.236722608017,22.611236722608016]
[872.48,0.87248000000000003,18750,18.75,340,680,0.68,20.302479999999999,22619.554246285137,22.619554246285137]
[872.48,0.87248000000000003,18750,18.75,330,660,0.66,20.28248,22466.694545718383,22.466694545718383]
[872.48,0.87248000000000003,18750,18.75,880,1760,1.76,21.382480000000001,22388.240304766328,22.388240304766327]
[872.48,0.87248000000000003,18750,18.75,2530,5060,5.0599999999999996,24.682479999999998,22657.938147400877,22.657938147400877]
[872.48,0.87248000000000003,18750,18.75,730,1460,1.46,21.08248,22552.357556865638,22.552357556865637]
[872.48,0.87248000000000003,18750,18.75,90,180,0.18,19.802479999999999,22170.680247649994,22.170680247649994]
[872.48,0.87248000000000003,18750,18.75,350,700,0.7,20.322479999999999,18459.136212828162,18.459136212828163]
[872.48,0.87248000000000003,18750,18.75,320,640,0.64,20.26248,20259.512555485551,20.25951255548555]
[872.48,0.87248000000000003,18750,18.75,670,1340,1.34,20.962479999999999,25202.358721375138,25.202358721375138]
[872.48,0.87248000000000003,18750,18.75,840,1680,1.68,21.302479999999999,23599.773991471346,23.599773991471345]
[872.48,0.87248000000000003,18750,18.75,280,560,0.56000000000000005,20.182479999999998,23987.608790937589,23.987608790937589]
[872.48,0.87248000000000003,18750,18.75,540,1080,1.08,20.702480000000001,23944.001077843499,23.944001077843499]
[872.48,0.87248000000000003,18750,18.75,680,1360,1.36,20.982479999999999,23640.063006794375,23.640063006794374]
[872.48,0.87248000000000003,18750,18.75,70,140,0.14000000000000001,19.76248,23786.025072262266,23.786025072262266]
[872.48,0.87248000000000003,18750,18.75,320,640,0.64,20.26248,23761.899896773015,23.761899896773016]
[872.48,0.87248000000000003,18750,18.75,380,760,0.76,20.382480000000001,23843.568005414294,23.843568005414294]
[872.48,0.87248000000000003,18750,18.75,420,840,0.84,20.462479999999999,23594.098788126663,23.594098788126662]
[872.48,0.87248000000000003,18750,18.75,700,1400,1.4,21.022479999999998,23473.441942716727,23.473441942716725]
[872.48,{"$f":"A8131/1000","v":0.87248000000000003},18750,{"$f":"C8131/1000","v":18.75},70,{"$f":"E8131*2","v":140},{"$f":"F8131/1000","v":0.14000000000000001},{"$f":"B8131+D8131+G8131","v":19.76248},22178.325183582489,{"$f":"I8131/1000","v":22.178325183582487}]
[872.48,0.87248000000000003,18750,18.75,630,1260,1.26,20.882480000000001,21677.908452354452,21.677908452354451]
[872.48,0.87248000000000003,18750,18.75,230,460,0.46,20.08248,22088.262033158058,22.08826203315806]
[872.48,0.87248000000000003,18750,18.75,160,320,0.32,19.94248,23152.675001192834,23.152675001192833]
[872.48,0.87248000000000003,18750,18.75,170,340,0.34,19.962479999999999,23417.426633521383,23.417426633521384]
[872.48,0.87248000000000003,18750,18.75,0,0,0,19.622479999999999,22317.201049886549,22.317201049886549]
[872.48,0.87248000000000003,18750,18.75,0,0,0,19.622479999999999,22394.340293624151,22.39434029362415]
[872.48,0.87248000000000003,18750,18.75,0,0,0,19.622479999999999,22539.844974692103,22.539844974692102]
[872.48,0.87248000000000003,18750,18.75,0,0,0,19.622479999999999,22988.88889533202,22.988888895332021]
[872.48,0.87248000000000003,18750,18.75,0,0,0,19.622479999999999,24134.471012395916,24.134471012395917]
[872.48,0.87248000000000003,18750,18.75,0,0,0,19.622479999999999,24166.072548610522,24.166072548610522]
[872.48,0.87248000000000003,18750,18.75,10,20,0.02,19.642479999999999,23761.971143291088,23.761971143291088]
[872.48,0.87248000000000003,18750,18.75,90,180,0.18,19.802479999999999,23231.031590332768,23.231031590332769]
[872.48,0.87248000000000003,18750,18.75,330,660,0.66,20.28248,24719.40832858811,24.719408328588109]
[872.48,0.87248000000000003,18750,18.75,2350,4700,4.7,24.322479999999999,27553.950663025924,27.553950663025923]
[872.48,0.87248000000000003,18750,18.75,3580,7160,7.16,26.78248,27451.496360791905,27.451496360791904]
[872.48,0.87248000000000003,18750,18.75,2410,4820,4.82,24.44248,27310.219075266072,27.310219075266073]
[872.48,0.87248000000000003,18750,18.75,3890,7780,7.78,27.402480000000001,27281.92893598889,27.281928935988891]
[872.48,0.87248000000000003,18750,18.75,4530,9060,9.06,28.682479999999998,27525.309193664365,27.525309193664366]
[872.48,0.87248000000000003,18750,18.75,4690,9380,9.3800000000000008,29.002479999999998,27332.325502844473,27.332325502844473]
[872.48,0.87248000000000003,18750,18.75,4590,9180,9.18,28.802479999999999,27891.07025914748,27.89107025914748]
[872.48,0.87248000000000003,18750,18.75,4610,9220,9.2200000000000006,28.842480000000002,28080.097689521579,28.08009768952158]
[872.48,0.87248000000000003,18750,18.75,4410,8820,8.82,28.44248,28193.983327411064,28.193983327411065]
[872.48,0.87248000000000003,18750,18.75,5050,10100,10.1,29.722479999999997,24422.79393024015,24.42279393024015]
[872.48,0.87248000000000003,18750,18.75,5130,10260,10.26,29.882480000000001,24231.150295131127,24.231150295131126]
[872.48,0.87248000000000003,18750,18.75,4900,9800,9.8000000000000007,29.42248,23510.38716277467,23.51038716277467]
[872.48,0.87248000000000003,18750,18.75,5100,10200,10.199999999999999,29.822479999999999,23180.010198966429,23.180010198966428]
[872.48,0.87248000000000003,18750,18.75,2970,5940,5.94,25.562480000000001,21147.807393949402,21.147807393949403]
[872.48,0.87248000000000003,18750,18.75,2810,5620,5.62,25.24248,21881.679240790188,21.881679240790188]
[872.48,0.87248000000000003,18750,18.75,4580,9160,9.16,28.78248,21826.331377276751,21.826331377276752]
[872.48,0.87248000000000003,18750,18.75,3550,7100,7.1,26.722479999999997,21702.484175317226,21.702484175317228]
[872.48,0.87248000000000003,18750,18.75,3800,7600,7.6,27.222479999999997,22228.981140530923,22.228981140530923]
[872.48,0.87248000000000003,18750,18.75,4020,8040,8.0399999999999991,27.662479999999999,23532.763981836153,23.532763981836155]
[872.48,0.87248000000000003,18750,18.75,4720,9440,9.44,29.062480000000001,20848.513729579492,20.848513729579491]
[872.48,0.87248000000000003,18750,18.75,4780,9560,9.56,29.182479999999998,20924.801559666408,20.92480155966641]
[872.48,0.87248000000000003,18750,18.75,4360,8720,8.7200000000000006,28.342480000000002,21332.891467768848,21.332891467768849]
[872.48,0.87248000000000003,18750,18.75,4520,9040,9.0399999999999991,28.662479999999999,20616.228229561722,20.616228229561724]
[872.48,0.87248000000000003,18750,18.75,4240,8480,8.48,28.10248,20993.207937105024,20.993207937105023]
[872.48,0.87248000000000003,18750,18.75,4340,8680,8.68,28.302479999999999,20719.897439872806,20.719897439872806]
[872.48,0.87248000000000003,18750,18.75,4590,9180,9.18,28.802479999999999,20902.507190579345,20.902507190579346]
[872.48,0.87248000000000003,18750,18.75,3600,7200,7.2,26.822479999999999,20790.811463552462,20.790811463552462]
[872.48,0.87248000000000003,18750,18.75,3530,7060,7.06,26.682479999999998,20706.459537361756,20.706459537361756]
[872.48,0.87248000000000003,18750,18.75,4160,8320,8.32,27.94248,20728.579576359367,20.728579576359365]
[872.48,0.87248000000000003,18750,18.75,4920,9840,9.84,29.462479999999999,20687.63673234473,20.687636732344732]
[872.48,0.87248000000000003,18750,18.75,4840,9680,9.68,29.302479999999999,20831.91251508248,20.831912515082479]
[872.48,0.87248000000000003,18750,18.75,4630,9260,9.26,28.882480000000001,21123.249239333971,21.123249239333969]
[872.48,0.87248000000000003,18750,18.75,4160,8320,8.32,27.94248,20751.038134853246,20.751038134853246]
[872.48,0.87248000000000003,18750,18.75,4510,9020,9.02,28.642479999999999,21500.495134898923,21.500495134898923]
[872.48,0.87248000000000003,18750,18.75,3290,6580,6.58,26.202480000000001,21001.225637651478,21.001225637651476]
[872.48,0.87248000000000003,18750,18.75,2970,5940,5.94,25.562480000000001,21125.012588912075,21.125012588912075]
[872.48,0.87248000000000003,18750,18.75,2650,5300,5.3,24.92248,22357.272608487023,22.357272608487023]
[872.48,0.87248000000000003,18750,18.75,3030,6060,6.06,25.682479999999998,21020.776733750197,21.020776733750196]
[872.48,0.87248000000000003,18750,18.75,1950,3900,3.9,23.522479999999998,20846.576860479734,20.846576860479733]
[872.48,0.87248000000000003,18750,18.75,1790,3580,3.58,23.202480000000001,21007.406555475402,21.007406555475402]
[872.48,0.87248000000000003,18750,18.75,1220,2440,2.44,22.062480000000001,19761.434151576657,19.761434151576658]
[872.48,0.87248000000000003,18750,18.75,4410,8820,8.82,28.44248,21002.036237923432,21.002036237923431]
[872.48,0.87248000000000003,18750,18.75,3540,7080,7.08,26.702480000000001,21896.702871682821,21.89670287168282]
[872.48,0.87248000000000003,18750,18.75,3270,6540,6.54,26.162479999999999,24708.836179655431,24.708836179655432]
[872.48,0.87248000000000003,18750,18.75,2160,4320,4.32,23.94248,21746.723009554538,21.74672300955454]
[872.48,0.87248000000000003,18750,18.75,1930,3860,3.86,23.482479999999999,21632.480966370997,21.632480966370995]
[872.48,0.87248000000000003,18750,18.75,2450,4900,4.9000000000000004,24.522480000000002,21087.972509511397,21.087972509511395]
[872.48,0.87248000000000003,18750,18.75,900,1800,1.8,21.42248,20840.770854898499,20.840770854898498]
[872.48,0.87248000000000003,18750,18.75,4380,8760,8.76,28.382480000000001,21355.180218439858,21.355180218439859]
[872.48,0.87248000000000003,18750,18.75,4260,8520,8.52,28.142479999999999,20945.697611171046,20.945697611171045]
[872.48,{"$f":"A8195/1000","v":0.87248000000000003},18750,{"$f":"C8195/1000","v":18.75},110,{"$f":"E8195*2","v":220},{"$f":"F8195/1000","v":0.22},{"$f":"B8195+D8195+G8195","v":19.842479999999998},21973.728781150116,{"$f":"I8195/1000","v":21.973728781150115}]
[872.48,0.87248000000000003,18750,18.75,1890,3780,3.78,23.402480000000001,21207.362860489888,21.207362860489887]
[872.48,0.87248000000000003,18750,18.75,190,380,0.38,20.002479999999998,21259.769265783943,21.259769265783945]
[872.48,0.87248000000000003,18750,18.75,10,20,0.02,19.642479999999999,21328.169488627431,21.328169488627431]
[872.48,0.87248000000000003,18750,18.75,850,1700,1.7,21.322479999999999,20840.17274625722,20.84017274625722]
[872.48,0.87248000000000003,18750,18.75,690,1380,1.38,21.002479999999998,20899.457999741691,20.899457999741692]
[872.48,0.87248000000000003,18750,18.75,460,920,0.92,20.542480000000001,19075.061171045007,19.075061171045007]
[872.48,0.87248000000000003,18750,18.75,60,120,0.12,19.74248,21400.743367458825,21.400743367458826]
[872.48,0.87248000000000003,18750,18.75,260,520,0.52,20.142479999999999,21425.635893921488,21.425635893921488]
[872.48,0.87248000000000003,18750,18.75,30,60,0.06,19.682479999999998,21743.047810375483,21.743047810375483]
[872.48,0.87248000000000003,18750,18.75,70,140,0.14000000000000001,19.76248,21961.081607046024,21.961081607046022]
[872.48,0.87248000000000003,18750,18.75,0,0,0,19.622479999999999,21515.472455205985,21.515472455205984]
[872.48,0.87248000000000003,18750,18.75,0,0,0,19.622479999999999,21507.047357711959,21.507047357711958]
[872.48,0.87248000000000003,18750,18.75,0,0,0,19.622479999999999,22041.795458021981,22.04179545802198]
[872.48,0.87248000000000003,18750,18.75,0,0,0,19.622479999999999,22970.951123817664,22.970951123817663]
[872.48,0.87248000000000003,18750,18.75,70,140,0.14000000000000001,19.76248,22720.003242185503,22.720003242185502]
[872.48,0.87248000000000003,18750,18.75,290,580,0.57999999999999996,20.202479999999998,21709.619417608763,21.709619417608764]
[872.48,0.87248000000000003,18750,18.75,910,1820,1.82,21.44248,22454.955115425502,22.454955115425502]
[872.48,0.87248000000000003,18750,18.75,2240,4480,4.4800000000000004,24.10248,22385.145871687895,22.385145871687897]
[872.48,0.87248000000000003,18750,18.75,1560,3120,3.12,22.74248,23022.607211559749,23.022607211559748]
[872.48,0.87248000000000003,18750,18.75,2730,5460,5.46,25.08248,23059.806037465813,23.059806037465812]
[872.48,0.87248000000000003,18750,18.75,3820,7640,7.64,27.26248,23096.227406547801,23.096227406547801]
[872.48,0.87248000000000003,18750,18.75,3160,6320,6.32,25.94248,23180.880339699826,23.180880339699826]
[872.48,0.87248000000000003,18750,18.75,4430,8860,8.86,28.482479999999999,22839.184455277045,22.839184455277046]
[872.48,0.87248000000000003,18750,18.75,4320,8640,8.64,28.26248,23186.297763097376,23.186297763097375]
[872.48,0.87248000000000003,18750,18.75,5010,10020,10.02,29.642479999999999,23000.532341074831,23.00053234107483]
[872.48,0.87248000000000003,18750,18.75,5030,10060,10.06,29.682479999999998,22940.944772879771,22.940944772879771]
[872.48,0.87248000000000003,18750,18.75,4990,9980,9.98,29.60248,27125.238291198999,27.125238291199]
[872.48,0.87248000000000003,18750,18.75,5070,10140,10.14,29.76248,23808.290314604557,23.808290314604559]
[872.48,0.87248000000000003,18750,18.75,4860,9720,9.7200000000000006,29.342480000000002,23233.298056908778,23.233298056908776]
[872.48,0.87248000000000003,18750,18.75,5150,10300,10.3,29.92248,23068.557020686563,23.068557020686562]
[872.48,0.87248000000000003,18750,18.75,4950,9900,9.9,29.522480000000002,22883.364554100401,22.8833645541004]
[872.48,0.87248000000000003,18750,18.75,4980,9960,9.9600000000000009,29.58248,23022.850604250329,23.02285060425033]
[872.48,0.87248000000000003,18750,18.75,4980,9960,9.9600000000000009,29.58248,23317.58857501989,23.31758857501989]
[872.48,0.87248000000000003,18750,18.75,4990,9980,9.98,29.60248,23412.692815971946,23.412692815971948]
[872.48,0.87248000000000003,18750,18.75,4880,9760,9.76,29.382480000000001,23290.110878639069,23.290110878639069]
[872.48,0.87248000000000003,18750,18.75,4990,9980,9.98,29.60248,25319.824342551361,25.31982434255136]
[872.48,0.87248000000000003,18750,18.75,5070,10140,10.14,29.76248,26010.006284100626,26.010006284100626]
[872.48,0.87248000000000003,18750,18.75,4860,9720,9.7200000000000006,29.342480000000002,23902.437015166233,23.902437015166232]
[872.48,0.87248000000000003,18750,18.75,4900,9800,9.8000000000000007,29.42248,23948.729797898912,23.948729797898913]
[872.48,0.87248000000000003,18750,18.75,5220,10440,10.44,30.062480000000001,23732.929885630845,23.732929885630845]
[872.48,0.87248000000000003,18750,18.75,4580,9160,9.16,28.78248,23805.006541623818,23.805006541623818]
[872.48,0.87248000000000003,18750,18.75,5110,10220,10.220000000000001,29.842480000000002,23836.192952488964,23.836192952488965]
[872.48,0.87248000000000003,18750,18.75,4880,9760,9.76,29.382480000000001,23534.772327121736,23.534772327121736]
[872.48,0.87248000000000003,18750,18.75,5070,10140,10.14,29.76248,20345.290118160283,20.345290118160282]
[872.48,0.87248000000000003,18750,18.75,4610,9220,9.2200000000000006,28.842480000000002,19492.805693362352,19.492805693362353]
[872.48,0.87248000000000003,18750,18.75,4900,9800,9.8000000000000007,29.42248,20554.344474699716,20.554344474699715]
[872.48,0.87248000000000003,18750,18.75,5110,10220,10.220000000000001,29.842480000000002,23595.8014594376,23.595801459437599]
[872.48,0.87248000000000003,18750,18.75,4490,8980,8.98,28.60248,27017.221098925424,27.017221098925425]
[872.48,0.87248000000000003,18750,18.75,3560,7120,7.12,26.74248,24368.113679541224,24.368113679541224]
[872.48,0.87248000000000003,18750,18.75,4990,9980,9.98,29.60248,24398.585076478648,24.39858507647865]
[872.48,0.87248000000000003,18750,18.75,5030,10060,10.06,29.682479999999998,24510.580825789879,24.51058082578988]
[872.48,0.87248000000000003,18750,18.75,4660,9320,9.32,28.94248,22160.101066701329,22.16010106670133]
[872.48,0.87248000000000003,18750,18.75,5070,10140,10.14,29.76248,21770.821490053197,21.770821490053198]
[872.48,0.87248000000000003,18750,18.75,4520,9040,9.0399999999999991,28.662479999999999,22405.649310403402,22.405649310403401]
[872.48,0.87248000000000003,18750,18.75,4710,9420,9.42,29.042479999999998,23670.355683676396,23.670355683676398]
[872.48,0.87248000000000003,18750,18.75,4730,9460,9.4600000000000009,29.08248,23569.622588962833,23.569622588962833]
[872.48,0.87248000000000003,18750,18.75,5020,10040,10.039999999999999,29.662479999999999,23462.160735196263,23.462160735196264]
[872.48,0.87248000000000003,18750,18.75,4940,9880,9.8800000000000008,29.502479999999998,23270.19573100526,23.270195731005259]
[872.48,0.87248000000000003,18750,18.75,4770,9540,9.5399999999999991,29.162479999999999,22930.254882794539,22.930254882794539]
[872.48,0.87248000000000003,18750,18.75,4750,9500,9.5,29.122479999999999,23658.401893982398,23.658401893982397]
[872.48,0.87248000000000003,18750,18.75,4730,9460,9.4600000000000009,29.08248,22904.127236553504,22.904127236553503]
[872.48,0.87248000000000003,18750,18.75,4810,9620,9.6199999999999992,29.24248,22350.197572173434,22.350197572173435]
[872.48,0.87248000000000003,18750,18.75,4900,9800,9.8000000000000007,29.42248,22126.428772717347,22.126428772717347]
[872.48,{"$f":"A8259/1000","v":0.87248000000000003},18750,{"$f":"C8259/1000","v":18.75},4960,{"$f":"E8259*2","v":9920},{"$f":"F8259/1000","v":9.92},{"$f":"B8259+D8259+G8259","v":29.542479999999998},22310.455941250351,{"$f":"I8259/1000","v":22.31045594125035}]
[872.48,0.87248000000000003,18750,18.75,4720,9440,9.44,29.062480000000001,22471.664523434039,22.47166452343404]
[872.48,0.87248000000000003,18750,18.75,5000,10000,10,29.622479999999999,22233.298105592345,22.233298105592343]
[872.48,0.87248000000000003,18750,18.75,4990,9980,9.98,29.60248,22009.458076331448,22.009458076331448]
[872.48,0.87248000000000003,18750,18.75,4970,9940,9.94,29.562480000000001,22512.458480260648,22.512458480260648]
[872.48,0.87248000000000003,18750,18.75,4790,9580,9.58,29.202480000000001,22517.313588896846,22.517313588896847]
[872.48,0.87248000000000003,18750,18.75,4550,9100,9.1,28.722479999999997,21525.236269893736,21.525236269893735]
[872.48,0.87248000000000003,18750,18.75,4930,9860,9.86,29.482479999999999,21077.440969029649,21.077440969029649]
[872.48,0.87248000000000003,18750,18.75,5090,10180,10.18,29.802479999999999,21381.597943980061,21.381597943980061]
[872.48,0.87248000000000003,18750,18.75,4690,9380,9.3800000000000008,29.002479999999998,22156.715183582492,22.156715183582492]
[872.48,0.87248000000000003,18750,18.75,5120,10240,10.24,29.862479999999998,22705.235888350402,22.705235888350401]
[872.48,0.87248000000000003,18750,18.75,4710,9420,9.42,29.042479999999998,22832.994353541257,22.832994353541256]
[872.48,0.87248000000000003,18750,18.75,4750,9500,9.5,29.122479999999999,22390.90152900005,22.39090152900005]
[872.48,0.87248000000000003,18750,18.75,4860,9720,9.7200000000000006,29.342480000000002,24133.396059750161,24.133396059750162]
[872.48,0.87248000000000003,18750,18.75,4960,9920,9.92,29.542479999999998,22396.934116744673,22.396934116744674]
[872.48,0.87248000000000003,18750,18.75,4870,9740,9.74,29.362479999999998,22417.29925323631,22.417299253236308]
[872.48,0.87248000000000003,18750,18.75,3600,7200,7.2,26.822479999999999,22409.482898082038,22.40948289808204]
[872.48,0.87248000000000003,18750,18.75,4610,9220,9.2200000000000006,28.842480000000002,22365.24512370599,22.365245123705989]
[872.48,0.87248000000000003,18750,18.75,3760,7520,7.52,27.142479999999999,22483.948441263037,22.483948441263038]
[872.48,0.87248000000000003,18750,18.75,4410,8820,8.82,28.44248,22422.203048501389,22.422203048501391]
[872.48,0.87248000000000003,18750,18.75,4860,9720,9.7200000000000006,29.342480000000002,23160.427471944629,23.160427471944629]
[872.48,0.87248000000000003,18750,18.75,3230,6460,6.46,26.08248,23057.40318085278,23.057403180852781]
[872.48,0.87248000000000003,18750,18.75,3180,6360,6.36,25.982479999999999,23155.741272780797,23.155741272780798]
[872.48,0.87248000000000003,18750,18.75,2590,5180,5.18,24.802479999999999,23258.168207328141,23.25816820732814]
[872.48,0.87248000000000003,18750,18.75,860,1720,1.72,21.342479999999998,23224.845391168939,23.224845391168941]
[872.48,0.87248000000000003,18750,18.75,850,1700,1.7,21.322479999999999,22461.792047111154,22.461792047111153]
[872.48,0.87248000000000003,18750,18.75,220,440,0.44,20.062480000000001,23142.17235216625,23.142172352166249]
[872.48,0.87248000000000003,18750,18.75,1150,2300,2.2999999999999998,21.92248,23663.875544399216,23.663875544399215]
[872.48,0.87248000000000003,18750,18.75,150,300,0.3,19.92248,23502.937107063794,23.502937107063794]
[872.48,0.87248000000000003,18750,18.75,570,1140,1.1399999999999999,20.76248,22539.973728174031,22.539973728174029]
[872.48,0.87248000000000003,18750,18.75,980,1960,1.96,21.58248,23533.07980065907,23.53307980065907]
[872.48,0.87248000000000003,18750,18.75,660,1320,1.32,20.94248,23745.612451091125,23.745612451091127]
[872.48,0.87248000000000003,18750,18.75,1790,3580,3.58,23.202480000000001,23588.768927403849,23.588768927403848]
[872.48,0.87248000000000003,18750,18.75,530,1060,1.06,20.682479999999998,23479.46445246612,23.479464452466122]
[872.48,0.87248000000000003,18750,18.75,520,1040,1.04,20.662479999999999,23837.619173937142,23.837619173937142]
[872.48,0.87248000000000003,18750,18.75,810,1620,1.62,21.24248,23812.022829925045,23.812022829925045]
[872.48,0.87248000000000003,18750,18.75,1280,2560,2.56,22.182479999999998,23310.862130728223,23.310862130728221]
[872.48,0.87248000000000003,18750,18.75,1660,3320,3.32,22.94248,23789.262740787653,23.789262740787652]
[872.48,0.87248000000000003,18750,18.75,1000,2000,2,21.622479999999999,24130.196009610372,24.130196009610373]
[872.48,0.87248000000000003,18750,18.75,1690,3380,3.38,23.002479999999998,24308.253339704905,24.308253339704905]
[872.48,0.87248000000000003,18750,18.75,1270,2540,2.54,22.162479999999999,24223.566538863663,24.223566538863661]
[872.48,0.87248000000000003,18750,18.75,620,1240,1.24,20.862479999999998,22429.565619532754,22.429565619532752]
[872.48,0.87248000000000003,18750,18.75,320,640,0.64,20.26248,22126.287604194495,22.126287604194495]
[872.48,0.87248000000000003,18750,18.75,2120,4240,4.24,23.862479999999998,22574.008953803062,22.574008953803062]
[872.48,0.87248000000000003,18750,18.75,300,600,0.6,20.222480000000001,22527.532425945086,22.527532425945086]
[872.48,0.87248000000000003,18750,18.75,350,700,0.7,20.322479999999999,22755.252555485553,22.755252555485551]
[872.48,0.87248000000000003,18750,18.75,320,640,0.64,20.26248,22575.727679429554,22.575727679429555]
[872.48,0.87248000000000003,18750,18.75,530,1060,1.06,20.682479999999998,22339.072446823975,22.339072446823977]
[872.48,0.87248000000000003,18750,18.75,710,1420,1.42,21.042479999999998,20133.491215613703,20.133491215613702]
[872.48,0.87248000000000003,18750,18.75,0,0,0,19.622479999999999,20526.606120930603,20.526606120930602]
[872.48,0.87248000000000003,18750,18.75,0,0,0,19.622479999999999,20956.062517893406,20.956062517893407]
[872.48,0.87248000000000003,18750,18.75,0,0,0,19.622479999999999,20903.760847972706,20.903760847972706]
[872.48,0.87248000000000003,18750,18.75,70,140,0.14000000000000001,19.76248,20745.013701724056,20.745013701724055]
[872.48,0.87248000000000003,18750,18.75,160,320,0.32,19.94248,20021.037207241843,20.021037207241843]
[872.48,0.87248000000000003,18750,18.75,600,1200,1.2,20.822479999999999,21026.666494193447,21.026666494193446]
[872.48,0.87248000000000003,18750,18.75,1640,3280,3.28,22.902480000000001,22886.368396795857,22.886368396795856]
[872.48,0.87248000000000003,18750,18.75,2860,5720,5.72,25.342479999999998,22873.907024852189,22.873907024852191]
[872.48,0.87248000000000003,18750,18.75,2460,4920,4.92,24.542479999999998,22437.716871621909,22.437716871621909]
[872.48,0.87248000000000003,18750,18.75,2260,4520,4.5199999999999996,24.142479999999999,22178.272712830698,22.178272712830697]
[872.48,0.87248000000000003,18750,18.75,2150,4300,4.3,23.92248,22106.958650153429,22.10695865015343]
[872.48,0.87248000000000003,18750,18.75,2510,5020,5.0199999999999996,24.642479999999999,21969.981442622819,21.969981442622817]
[872.48,0.87248000000000003,18750,18.75,3840,7680,7.68,27.302479999999999,21380.144187712587,21.380144187712588]
[872.48,0.87248000000000003,18750,18.75,3930,7860,7.86,27.482479999999999,21685.882230906278,21.685882230906277]
[872.48,0.87248000000000003,18750,18.75,4700,9400,9.4,29.022480000000002,21340.787531719609,21.340787531719609]
[872.48,{"$f":"A8323/1000","v":0.87248000000000003},18750,{"$f":"C8323/1000","v":18.75},4250,{"$f":"E8323*2","v":8500},{"$f":"F8323/1000","v":8.5},{"$f":"B8323+D8323+G8323","v":28.122479999999999},21773.291742056066,{"$f":"I8323/1000","v":21.773291742056067}]
[872.48,0.87248000000000003,18750,18.75,5410,10820,10.82,30.44248,19335.342358990521,19.33534235899052]
[872.48,0.87248000000000003,18750,18.75,4840,9680,9.68,29.302479999999999,20075.336115207239,20.075336115207239]
[872.48,0.87248000000000003,18750,18.75,4740,9480,9.48,29.10248,20836.241957872244,20.836241957872243]
[872.48,0.87248000000000003,18750,18.75,5120,10240,10.24,29.862479999999998,20759.92527402383,20.759925274023828]
[872.48,0.87248000000000003,18750,18.75,5020,10040,10.039999999999999,29.662479999999999,20533.338934177358,20.533338934177358]
[872.48,0.87248000000000003,18750,18.75,4760,9520,9.52,29.142479999999999,20659.172218307882,20.65917221830788]
[872.48,0.87248000000000003,18750,18.75,4970,9940,9.94,29.562480000000001,20385.577975950364,20.385577975950365]
[872.48,0.87248000000000003,18750,18.75,5070,10140,10.14,29.76248,20267.893551152421,20.267893551152422]
[872.48,0.87248000000000003,18750,18.75,5060,10120,10.119999999999999,29.74248,20121.661441115837,20.121661441115837]
[872.48,0.87248000000000003,18750,18.75,4950,9900,9.9,29.522480000000002,19967.967978710523,19.967967978710522]
[872.48,0.87248000000000003,18750,18.75,4910,9820,9.82,29.44248,19844.152207114948,19.844152207114949]
[872.48,0.87248000000000003,18750,18.75,5110,10220,10.220000000000001,29.842480000000002,20126.952771200216,20.126952771200216]
[872.48,0.87248000000000003,18750,18.75,4960,9920,9.92,29.542479999999998,20594.120620811314,20.594120620811314]
[872.48,0.87248000000000003,18750,18.75,5030,10060,10.06,29.682479999999998,21771.942726733039,21.771942726733041]
[872.48,0.87248000000000003,18750,18.75,4950,9900,9.9,29.522480000000002,21766.245242053526,21.766245242053525]
[872.48,0.87248000000000003,18750,18.75,5020,10040,10.039999999999999,29.662479999999999,21122.130028921372,21.122130028921372]
[872.48,0.87248000000000003,18750,18.75,4990,9980,9.98,29.60248,20445.809723866278,20.445809723866276]
[872.48,0.87248000000000003,18750,18.75,4830,9660,9.66,29.28248,20412.039411885395,20.412039411885395]
[872.48,0.87248000000000003,18750,18.75,4860,9720,9.7200000000000006,29.342480000000002,20237.819677892119,20.237819677892119]
[872.48,0.87248000000000003,18750,18.75,4140,8280,8.2799999999999994,27.902479999999997,20350.176467591191,20.35017646759119]
[872.48,0.87248000000000003,18750,18.75,3200,6400,6.4,26.022480000000002,20381.25431996246,20.381254319962459]
[872.48,0.87248000000000003,18750,18.75,3500,7000,7,26.622479999999999,20718.530081821318,20.718530081821317]
[872.48,0.87248000000000003,18750,18.75,2850,5700,5.7,25.322479999999999,20749.821528898534,20.749821528898533]
[872.48,0.87248000000000003,18750,18.75,4260,8520,8.52,28.142479999999999,19478.8050316054,19.4788050316054]
[872.48,0.87248000000000003,18750,18.75,4790,9580,9.58,29.202480000000001,19614.918282309398,19.614918282309397]
[872.48,0.87248000000000003,18750,18.75,4120,8240,8.24,27.862479999999998,21221.714492716921,21.22171449271692]
[872.48,0.87248000000000003,18750,18.75,4560,9120,9.1199999999999992,28.74248,21777.437801942717,21.777437801942717]
[872.48,0.87248000000000003,18750,18.75,3930,7860,7.86,27.482479999999999,21909.67486462506,21.90967486462506]
[872.48,0.87248000000000003,18750,18.75,3300,6600,6.6,26.222479999999997,21961.96529916986,21.961965299169862]
[872.48,0.87248000000000003,18750,18.75,2640,5280,5.28,24.902480000000001,21573.458996915539,21.573458996915537]
[872.48,0.87248000000000003,18750,18.75,2170,4340,4.34,23.962479999999999,21486.503503874319,21.486503503874317]
[872.48,0.87248000000000003,18750,18.75,3080,6160,6.16,25.78248,21900.939856268429,21.90093985626843]
[872.48,0.87248000000000003,18750,18.75,2120,4240,4.24,23.862479999999998,22393.890221200021,22.393890221200021]
[872.48,0.87248000000000003,18750,18.75,2290,4580,4.58,24.202480000000001,22060.130781068903,22.060130781068903]
[872.48,0.87248000000000003,18750,18.75,2220,4440,4.4400000000000004,24.062480000000001,22232.131756009159,22.23213175600916]
[872.48,0.87248000000000003,18750,18.75,1740,3480,3.48,23.10248,22013.133023406117,22.013133023406116]
[872.48,0.87248000000000003,18750,18.75,1950,3900,3.9,23.522479999999998,21604.159197474677,21.604159197474676]
[872.48,0.87248000000000003,18750,18.75,1180,2360,2.36,21.982479999999999,22865.194498389526,22.865194498389528]
[872.48,0.87248000000000003,18750,18.75,760,1520,1.52,21.142479999999999,22415.184200310978,22.415184200310978]
[872.48,0.87248000000000003,18750,18.75,1020,2040,2.04,21.662479999999999,22306.173492782909,22.306173492782911]
[872.48,0.87248000000000003,18750,18.75,1330,2660,2.66,22.28248,22143.08387578246,22.143083875782459]
[872.48,0.87248000000000003,18750,18.75,830,1660,1.66,21.28248,21788.065336762011,21.78806533676201]
[872.48,0.87248000000000003,18750,18.75,720,1440,1.44,21.062480000000001,21879.890952367146,21.879890952367145]
[872.48,0.87248000000000003,18750,18.75,560,1120,1.1200000000000001,20.74248,20262.635606985117,20.262635606985118]
[872.48,0.87248000000000003,18750,18.75,990,1980,1.98,21.60248,19790.227322829214,19.790227322829214]
[872.48,0.87248000000000003,18750,18.75,1320,2640,2.64,22.26248,19165.65688406803,19.165656884068031]
[872.48,0.87248000000000003,18750,18.75,310,620,0.62,20.24248,20426.777960744079,20.426777960744079]
[872.48,0.87248000000000003,18750,18.75,920,1840,1.84,21.462479999999999,20248.124086078315,20.248124086078313]
[872.48,0.87248000000000003,18750,18.75,1580,3160,3.16,22.78248,20017.844690515896,20.017844690515897]
[872.48,0.87248000000000003,18750,18.75,2130,4260,4.26,23.882480000000001,20412.3266459675,20.4123266459675]
[872.48,0.87248000000000003,18750,18.75,2110,4220,4.22,23.842479999999998,20038.565301930026,20.038565301930028]
[872.48,0.87248000000000003,18750,18.75,1940,3880,3.88,23.502479999999998,20431.0496947069,20.4310496947069]
[872.48,0.87248000000000003,18750,18.75,2430,4860,4.8600000000000003,24.482479999999999,20089.717315852668,20.089717315852667]
[872.48,0.87248000000000003,18750,18.75,1850,3700,3.7,23.322479999999999,19914.299506644635,19.914299506644635]
[872.48,0.87248000000000003,18750,18.75,2490,4980,4.9800000000000004,24.60248,19278.72281300875,19.278722813008748]
[872.48,0.87248000000000003,18750,18.75,1980,3960,3.96,23.58248,19567.399219708266,19.567399219708268]
[872.48,0.87248000000000003,18750,18.75,2010,4020,4.0199999999999996,23.642479999999999,21589.012388352941,21.589012388352941]
[872.48,0.87248000000000003,18750,18.75,640,1280,1.28,20.902480000000001,20064.648927251568,20.064648927251568]
[872.48,0.87248000000000003,18750,18.75,1470,2940,2.94,22.562480000000001,20742.40770723423,20.742407707234229]
[872.48,0.87248000000000003,18750,18.75,2180,4360,4.3600000000000003,23.982479999999999,21540.565808949716,21.540565808949715]
[872.48,0.87248000000000003,18750,18.75,1410,2820,2.82,22.44248,22651.535632080388,22.651535632080389]
[872.48,0.87248000000000003,18750,18.75,460,920,0.92,20.542480000000001,21295.601093100544,21.295601093100544]
[872.48,0.87248000000000003,18750,18.75,920,1840,1.84,21.462479999999999,22769.967574984355,22.769967574984356]
[872.48,{"$f":"A8387/1000","v":0.87248000000000003},18750,{"$f":"C8387/1000","v":18.75},90,{"$f":"E8387*2","v":180},{"$f":"F8387/1000","v":0.18},{"$f":"B8387+D8387+G8387","v":19.802479999999999},22598.875258817548,{"$f":"I8387/1000","v":22.59887525881755}]
[872.48,0.87248000000000003,18750,18.75,120,240,0.24,19.862479999999998,22312.008579134756,22.312008579134755]
[872.48,0.87248000000000003,18750,18.75,0,0,0,19.622479999999999,21828.881459386837,21.828881459386839]
[872.48,0.87248000000000003,18750,18.75,10,20,0.02,19.642479999999999,22754.463768577101,22.7544637685771]
[872.48,0.87248000000000003,18750,18.75,390,780,0.78,20.402480000000001,22845.681871647288,22.845681871647287]
[872.48,0.87248000000000003,18750,18.75,600,1200,1.2,20.822479999999999,23089.75710982396,23.08975710982396]
[872.48,0.87248000000000003,18750,18.75,560,1120,1.1200000000000001,20.74248,24302.064541654276,24.302064541654275]
[872.48,0.87248000000000003,18750,18.75,320,640,0.64,20.26248,24704.54951939531,24.704549519395311]
[872.48,0.87248000000000003,18750,18.75,1270,2540,2.54,22.162479999999999,23437.402966391302,23.437402966391303]
[872.48,0.87248000000000003,18750,18.75,1810,3620,3.62,23.24248,23248.61181874734,23.248611818747339]
[872.48,0.87248000000000003,18750,18.75,1440,2880,2.88,22.502479999999998,23231.653065265411,23.231653065265412]
[872.48,0.87248000000000003,18750,18.75,1410,2820,2.82,22.44248,22714.97606662519,22.714976066625191]
[872.48,0.87248000000000003,18750,18.75,1330,2660,2.66,22.28248,22576.136371629524,22.576136371629524]
[872.48,0.87248000000000003,18750,18.75,4240,8480,8.48,28.10248,23248.005641867861,23.248005641867863]
[872.48,0.87248000000000003,18750,18.75,4700,9400,9.4,29.022480000000002,22711.204792251683,22.711204792251682]
[872.48,0.87248000000000003,18750,18.75,2080,4160,4.16,23.78248,22776.995243509748,22.776995243509749]
[872.48,0.87248000000000003,18750,18.75,2320,4640,4.6399999999999997,24.26248,22924.902361902965,22.924902361902966]
[872.48,0.87248000000000003,18750,18.75,4690,9380,9.3800000000000008,29.002479999999998,22992.455289483907,22.992455289483907]
[872.48,0.87248000000000003,18750,18.75,4680,9360,9.36,28.982479999999999,22312.966119525139,22.312966119525139]
[872.48,0.87248000000000003,18750,18.75,4790,9580,9.58,29.202480000000001,22247.485551274247,22.247485551274249]
[872.48,0.87248000000000003,18750,18.75,4350,8700,8.6999999999999993,28.322479999999999,21625.881918925392,21.625881918925391]
[872.48,0.87248000000000003,18750,18.75,2930,5860,5.86,25.482479999999999,23436.382960820218,23.436382960820218]
[872.48,0.87248000000000003,18750,18.75,640,1280,1.28,20.902480000000001,18192.607976051881,18.192607976051882]
[872.48,0.87248000000000003,18750,18.75,1770,3540,3.54,23.162479999999999,19564.614612571429,19.564614612571429]
[872.48,0.87248000000000003,18750,18.75,1840,3680,3.68,23.302479999999999,21522.76547749541,21.522765477495408]
[872.48,0.87248000000000003,18750,18.75,730,1460,1.46,21.08248,22371.799821487202,22.371799821487201]
[872.48,0.87248000000000003,18750,18.75,980,1960,1.96,21.58248,21845.831937044117,21.845831937044117]
[872.48,0.87248000000000003,18750,18.75,330,660,0.66,20.28248,21987.184097220488,21.987184097220489]
[872.48,0.87248000000000003,18750,18.75,440,880,0.88,20.502479999999998,21784.760233696896,21.784760233696897]
[872.48,0.87248000000000003,18750,18.75,430,860,0.86,20.482479999999999,21538.748918920315,21.538748918920316]
[872.48,0.87248000000000003,18750,18.75,320,640,0.64,20.26248,22154.168806143869,22.154168806143868]
[872.48,0.87248000000000003,18750,18.75,300,600,0.6,20.222480000000001,22608.181636256166,22.608181636256166]
[872.48,0.87248000000000003,18750,18.75,220,440,0.44,20.062480000000001,21848.12451921765,21.848124519217649]
[872.48,0.87248000000000003,18750,18.75,80,160,0.16,19.78248,19815.004761534565,19.815004761534563]
[872.48,0.87248000000000003,18750,18.75,100,200,0.2,19.822479999999999,20317.635558200032,20.317635558200031]
[872.48,0.87248000000000003,18750,18.75,460,920,0.92,20.542480000000001,21694.533527564134,21.694533527564133]
[872.48,0.87248000000000003,18750,18.75,750,1500,1.5,21.122479999999999,22197.761850717645,22.197761850717644]
[872.48,0.87248000000000003,18750,18.75,1900,3800,3.8,23.42248,24263.671942767476,24.263671942767477]
[872.48,0.87248000000000003,18750,18.75,1540,3080,3.08,22.702480000000001,21484.875017804581,21.48487501780458]
[872.48,0.87248000000000003,18750,18.75,2990,5980,5.98,25.60248,21077.682455104466,21.077682455104465]
[872.48,0.87248000000000003,18750,18.75,1880,3760,3.76,23.382480000000001,21451.508595797262,21.451508595797261]
[872.48,0.87248000000000003,18750,18.75,2540,5080,5.08,24.702480000000001,21278.298789379849,21.27829878937985]
[872.48,0.87248000000000003,18750,18.75,4690,9380,9.3800000000000008,29.002479999999998,21070.668737834603,21.070668737834602]
[872.48,0.87248000000000003,18750,18.75,4940,9880,9.8800000000000008,29.502479999999998,21354.135467657179,21.35413546765718]
[872.48,0.87248000000000003,18750,18.75,3620,7240,7.24,26.862479999999998,21482.884978806964,21.482884978806965]
[872.48,0.87248000000000003,18750,18.75,3350,6700,6.7,26.322479999999999,21197.732083247087,21.197732083247086]
[872.48,0.87248000000000003,18750,18.75,4670,9340,9.34,28.962479999999999,24347.055126618434,24.347055126618432]
[872.48,0.87248000000000003,18750,18.75,4850,9700,9.6999999999999993,29.322479999999999,21954.870496943455,21.954870496943453]
[872.48,0.87248000000000003,18750,18.75,5000,10000,10,29.622479999999999,21577.958079091615,21.577958079091616]
[872.48,0.87248000000000003,18750,18.75,4910,9820,9.82,29.44248,22437.815881373852,22.437815881373851]
[872.48,0.87248000000000003,18750,18.75,3000,6000,6,25.622479999999999,22416.474501149689,22.41647450114969]
[872.48,0.87248000000000003,18750,18.75,880,1760,1.76,21.382480000000001,21975.248059618185,21.975248059618185]
[872.48,0.87248000000000003,18750,18.75,2640,5280,5.28,24.902480000000001,21691.269955142539,21.691269955142538]
[872.48,0.87248000000000003,18750,18.75,3570,7140,7.14,26.76248,22124.539006703009,22.12453900670301]
[872.48,0.87248000000000003,18750,18.75,2620,5240,5.24,24.862479999999998,21958.942928697641,21.958942928697642]
[872.48,0.87248000000000003,18750,18.75,2300,4600,4.5999999999999996,24.222479999999997,21384.185796351325,21.384185796351325]
[872.48,0.87248000000000003,18750,18.75,3010,6020,6.02,25.642479999999999,20500.880347828046,20.500880347828048]
[872.48,0.87248000000000003,18750,18.75,3570,7140,7.14,26.76248,20602.06083251263,20.602060832512631]
[872.48,0.87248000000000003,18750,18.75,2820,5640,5.64,25.26248,20733.445513580577,20.733445513580577]
[872.48,0.87248000000000003,18750,18.75,3670,7340,7.34,26.962479999999999,20696.626453688852,20.696626453688854]
[872.48,0.87248000000000003,18750,18.75,3490,6980,6.98,26.60248,20772.750666785476,20.772750666785477]
[872.48,0.87248000000000003,18750,18.75,2710,5420,5.42,25.042479999999998,20703.287694635837,20.703287694635836]
[872.48,0.87248000000000003,18750,18.75,4080,8160,8.16,27.78248,20536.145384040112,20.536145384040111]
[872.48,0.87248000000000003,18750,18.75,3840,7680,7.68,27.302479999999999,20855.744863168838,20.855744863168837]
[872.48,{"$f":"A8451/1000","v":0.87248000000000003},18750,{"$f":"C8451/1000","v":18.75},3920,{"$f":"E8451*2","v":7840},{"$f":"F8451/1000","v":7.84},{"$f":"B8451+D8451+G8451","v":27.462479999999999},21183.784269873431,{"$f":"I8451/1000","v":21.183784269873431}]
[872.48,0.87248000000000003,18750,18.75,4670,9340,9.34,28.962479999999999,21194.288098565037,21.194288098565035]
[872.48,0.87248000000000003,18750,18.75,4690,9380,9.3800000000000008,29.002479999999998,20844.887283780845,20.844887283780846]
[872.48,0.87248000000000003,18750,18.75,4670,9340,9.34,28.962479999999999,20824.882158431385,20.824882158431386]
[872.48,0.87248000000000003,18750,18.75,4560,9120,9.1199999999999992,28.74248,20845.685953696466,20.845685953696467]
[872.48,0.87248000000000003,18750,18.75,4740,9480,9.48,29.10248,24354.010012411141,24.354010012411141]
[872.48,0.87248000000000003,18750,18.75,4590,9180,9.18,28.802479999999999,20551.756054077556,20.551756054077554]
[872.48,0.87248000000000003,18750,18.75,4640,9280,9.2799999999999994,28.902479999999997,20430.444237903128,20.430444237903128]
[872.48,0.87248000000000003,18750,18.75,4680,9360,9.36,28.982479999999999,19995.211879927781,19.99521187992778]
[872.48,0.87248000000000003,18750,18.75,4030,8060,8.06,27.682479999999998,19837.151204420767,19.837151204420767]
[872.48,0.87248000000000003,18750,18.75,4080,8160,8.16,27.78248,21128.356815911036,21.128356815911037]
[872.48,0.87248000000000003,18750,18.75,3430,6860,6.86,26.482479999999999,22148.834601480015,22.148834601480015]
[872.48,0.87248000000000003,18750,18.75,4050,8100,8.1,27.722479999999997,19383.589878502018,19.383589878502018]
[872.48,0.87248000000000003,18750,18.75,4350,8700,8.6999999999999993,28.322479999999999,19155.154244778161,19.15515424477816]
[872.48,0.87248000000000003,18750,18.75,4960,9920,9.92,29.542479999999998,18910.469271202754,18.910469271202754]
[872.48,0.87248000000000003,18750,18.75,3450,6900,6.9,26.522480000000002,20889.787629188249,20.889787629188248]
[872.48,0.87248000000000003,18750,18.75,4910,9820,9.82,29.44248,21070.258754547867,21.070258754547869]
[872.48,0.87248000000000003,18750,18.75,4080,8160,8.16,27.78248,21167.70302335536,21.167703023355358]
[872.48,0.87248000000000003,18750,18.75,5010,10020,10.02,29.642479999999999,22484.914868841443,22.484914868841443]
[872.48,0.87248000000000003,18750,18.75,4870,9740,9.74,29.362479999999998,21905.642627858932,21.905642627858931]
[872.48,0.87248000000000003,18750,18.75,4920,9840,9.84,29.462479999999999,21514.622647332355,21.514622647332356]
[872.48,0.87248000000000003,18750,18.75,4980,9960,9.9600000000000009,29.58248,21515.494055411953,21.515494055411953]
[872.48,0.87248000000000003,18750,18.75,4840,9680,9.68,29.302479999999999,21303.731354840125,21.303731354840124]
[872.48,0.87248000000000003,18750,18.75,5000,10000,10,29.622479999999999,21410.780815850128,21.410780815850128]
[872.48,0.87248000000000003,18750,18.75,4900,9800,9.8000000000000007,29.42248,22189.796842361011,22.189796842361012]
[872.48,0.87248000000000003,18750,18.75,5150,10300,10.3,29.92248,22285.592335402231,22.285592335402232]
[872.48,0.87248000000000003,18750,18.75,4940,9880,9.8800000000000008,29.502479999999998,20716.558247680448,20.71655824768045]
[872.48,0.87248000000000003,18750,18.75,4810,9620,9.6199999999999992,29.24248,24058.891523631995,24.058891523631996]
[872.48,0.87248000000000003,18750,18.75,4130,8260,8.26,27.882480000000001,22210.21666137682,22.210216661376819]
[872.48,0.87248000000000003,18750,18.75,4330,8660,8.66,28.28248,23253.507072231812,23.253507072231812]
[872.48,0.87248000000000003,18750,18.75,4960,9920,9.92,29.542479999999998,21626.627385618158,21.626627385618157]
[872.48,0.87248000000000003,18750,18.75,4340,8680,8.68,28.302479999999999,21210.219306187017,21.210219306187017]
[872.48,0.87248000000000003,18750,18.75,2130,4260,4.26,23.882480000000001,20781.611249040227,20.781611249040228]
[872.48,0.87248000000000003,18750,18.75,3190,6380,6.38,26.002479999999998,23659.622129424279,23.659622129424278]
[872.48,0.87248000000000003,18750,18.75,2710,5420,5.42,25.042479999999998,23789.015385699367,23.789015385699368]
[872.48,0.87248000000000003,18750,18.75,1240,2480,2.48,22.10248,23607.339244955816,23.607339244955817]
[872.48,0.87248000000000003,18750,18.75,2210,4420,4.42,24.042479999999998,23748.832634936993,23.748832634936992]
[872.48,0.87248000000000003,18750,18.75,2710,5420,5.42,25.042479999999998,24100.690973398305,24.100690973398304]
[872.48,0.87248000000000003,18750,18.75,2280,4560,4.5599999999999996,24.182479999999998,22570.614218429702,22.570614218429704]
[872.48,0.87248000000000003,18750,18.75,690,1380,1.38,21.002479999999998,23165.537717072461,23.165537717072461]
[872.48,0.87248000000000003,18750,18.75,540,1080,1.08,20.702480000000001,22751.174013704938,22.751174013704937]
[872.48,0.87248000000000003,18750,18.75,1710,3420,3.42,23.042479999999998,22412.198218419551,22.412198218419551]
[872.48,0.87248000000000003,18750,18.75,1600,3200,3.2,22.822479999999999,22402.219375800225,22.402219375800225]
[872.48,0.87248000000000003,18750,18.75,3450,6900,6.9,26.522480000000002,22283.552324260058,22.283552324260057]
[872.48,0.87248000000000003,18750,18.75,3840,7680,7.68,27.302479999999999,22134.741583305462,22.134741583305463]
[872.48,0.87248000000000003,18750,18.75,4280,8560,8.56,28.182479999999998,22212.981995565911,22.212981995565912]
[872.48,0.87248000000000003,18750,18.75,4940,9880,9.8800000000000008,29.502479999999998,22358.46544682905,22.358465446829051]
[872.48,0.87248000000000003,18750,18.75,3660,7320,7.32,26.94248,22105.173825642676,22.105173825642677]
[872.48,0.87248000000000003,18750,18.75,4230,8460,8.4600000000000009,28.08248,22142.335200295754,22.142335200295754]
[872.48,0.87248000000000003,18750,18.75,3980,7960,7.96,27.58248,22319.730171060233,22.319730171060232]
[872.48,0.87248000000000003,18750,18.75,4900,9800,9.8000000000000007,29.42248,22446.7821139642,22.446782113964201]
[872.48,0.87248000000000003,18750,18.75,4920,9840,9.84,29.462479999999999,22410.121796412233,22.410121796412234]
[872.48,0.87248000000000003,18750,18.75,5100,10200,10.199999999999999,29.822479999999999,22410.061818696584,22.410061818696583]
[872.48,0.87248000000000003,18750,18.75,4980,9960,9.9600000000000009,29.58248,22690.212354926418,22.69021235492642]
[872.48,0.87248000000000003,18750,18.75,4880,9760,9.76,29.382480000000001,21133.741587420325,21.133741587420324]
[872.48,0.87248000000000003,18750,18.75,4810,9620,9.6199999999999992,29.24248,22831.300586131609,22.831300586131608]
[872.48,0.87248000000000003,18750,18.75,5150,10300,10.3,29.92248,21012.934625017548,21.012934625017547]
[872.48,0.87248000000000003,18750,18.75,4830,9660,9.66,29.28248,20659.827555358657,20.659827555358657]
[872.48,0.87248000000000003,18750,18.75,4740,9480,9.48,29.10248,22292.279976072183,22.292279976072184]
[872.48,0.87248000000000003,18750,18.75,4560,9120,9.1199999999999992,28.74248,22113.017581910146,22.113017581910146]
[872.48,0.87248000000000003,18750,18.75,5300,10600,10.6,30.222479999999997,21685.632476034116,21.685632476034115]
[872.48,0.87248000000000003,18750,18.75,4980,9960,9.9600000000000009,29.58248,21872.936122285304,21.872936122285303]
[872.48,0.87248000000000003,18750,18.75,4910,9820,9.82,29.44248,23254.073327106507,23.254073327106507]
[872.48,0.87248000000000003,18750,18.75,5120,10240,10.24,29.862479999999998,23288.474824323501,23.288474824323501]
[872.48,{"$f":"A8515/1000","v":0.87248000000000003},18750,{"$f":"C8515/1000","v":18.75},4870,{"$f":"E8515*2","v":9740},{"$f":"F8515/1000","v":9.74},{"$f":"B8515+D8515+G8515","v":29.362479999999998},23315.194974742855,{"$f":"I8515/1000","v":23.315194974742855}]
[872.48,0.87248000000000003,18750,18.75,5040,10080,10.08,29.702480000000001,22632.253256037082,22.632253256037082]
[872.48,0.87248000000000003,18750,18.75,4340,8680,8.68,28.302479999999999,22156.771678013938,22.156771678013939]
[872.48,0.87248000000000003,18750,18.75,5140,10280,10.28,29.902479999999997,22373.391723988101,22.373391723988099]
[872.48,0.87248000000000003,18750,18.75,4870,9740,9.74,29.362479999999998,23405.51179229737,23.405511792297368]
[872.48,0.87248000000000003,18750,18.75,5140,10280,10.28,29.902479999999997,23853.48333689398,23.85348333689398]
[872.48,0.87248000000000003,18750,18.75,4730,9460,9.4600000000000009,29.08248,23733.640052763461,23.733640052763462]
[872.48,0.87248000000000003,18750,18.75,4540,9080,9.08,28.702480000000001,23224.310761646237,23.224310761646237]
[872.48,0.87248000000000003,18750,18.75,2880,5760,5.76,25.382480000000001,26743.277129551177,26.743277129551178]
[872.48,0.87248000000000003,18750,18.75,2750,5500,5.5,25.122479999999999,26385.669993039239,26.38566999303924]
[872.48,0.87248000000000003,18750,18.75,2210,4420,4.42,24.042479999999998,23558.632644673708,23.558632644673708]
[872.48,0.87248000000000003,18750,18.75,1270,2540,2.54,22.162479999999999,23458.055760266154,23.458055760266152]
[872.48,0.87248000000000003,18750,18.75,2300,4600,4.5999999999999996,24.222479999999997,23325.547478921177,23.325547478921177]
[872.48,0.87248000000000003,18750,18.75,1540,3080,3.08,22.702480000000001,22822.635733765423,22.822635733765424]
[872.48,0.87248000000000003,18750,18.75,590,1180,1.18,20.802479999999999,23208.941813176254,23.208941813176253]
[872.48,0.87248000000000003,18750,18.75,1360,2720,2.72,22.342479999999998,23345.386354967024,23.345386354967022]
[872.48,0.87248000000000003,18750,18.75,480,960,0.96,20.58248,23646.45699704751,23.646456997047508]
[872.48,0.87248000000000003,18750,18.75,220,440,0.44,20.062480000000001,22974.790359122497,22.974790359122498]
[872.48,0.87248000000000003,18750,18.75,570,1140,1.1399999999999999,20.76248,23036.461962190144,23.036461962190145]
[872.48,0.87248000000000003,18750,18.75,1330,2660,2.66,22.28248,22285.582430110713,22.285582430110715]
[872.48,0.87248000000000003,18750,18.75,1490,2980,2.98,22.60248,22134.025217009013,22.134025217009015]
[872.48,0.87248000000000003,18750,18.75,1580,3160,3.16,22.78248,22991.490453830978,22.991490453830977]
[872.48,0.87248000000000003,18750,18.75,2380,4760,4.76,24.382480000000001,23135.172586151908,23.135172586151906]
[872.48,0.87248000000000003,18750,18.75,2010,4020,4.0199999999999996,23.642479999999999,23395.851731015409,23.395851731015409]
[872.48,0.87248000000000003,18750,18.75,1300,2600,2.6,22.222480000000001,23354.145225441778,23.35414522544178]
[872.48,0.87248000000000003,18750,18.75,1660,3320,3.32,22.94248,23447.094519319169,23.447094519319169]
[872.48,0.87248000000000003,18750,18.75,1910,3820,3.82,23.44248,23062.815880019145,23.062815880019144]
[872.48,0.87248000000000003,18750,18.75,2200,4400,4.4000000000000004,24.022480000000002,22747.901587521847,22.747901587521845]
[872.48,0.87248000000000003,18750,18.75,2590,5180,5.18,24.802479999999999,22388.978029002588,22.388978029002587]
[872.48,0.87248000000000003,18750,18.75,2720,5440,5.44,25.062480000000001,22069.958583300384,22.069958583300384]
[872.48,0.87248000000000003,18750,18.75,3280,6560,6.56,26.182479999999998,22275.199853508264,22.275199853508266]
[872.48,0.87248000000000003,18750,18.75,1830,3660,3.66,23.28248,21829.969599998418,21.829969599998417]
[872.48,0.87248000000000003,18750,18.75,1880,3760,3.76,23.382480000000001,21739.268937039044,21.739268937039043]
[872.48,0.87248000000000003,18750,18.75,1820,3640,3.64,23.26248,21735.08031169212,21.735080311692119]
[872.48,0.87248000000000003,18750,18.75,1740,3480,3.48,23.10248,22070.41098162804,22.07041098162804]
[872.48,0.87248000000000003,18750,18.75,1840,3680,3.68,23.302479999999999,22415.054451009906,22.415054451009905]
[872.48,0.87248000000000003,18750,18.75,1190,2380,2.38,22.002479999999998,22237.823297794857,22.237823297794858]
[872.48,0.87248000000000003,18750,18.75,390,780,0.78,20.402480000000001,22383.58178527006,22.38358178527006]
[872.48,0.87248000000000003,18750,18.75,290,580,0.57999999999999996,20.202479999999998,20921.083027622502,20.921083027622501]
[872.48,0.87248000000000003,18750,18.75,950,1900,1.9,21.522479999999998,23773.690701871252,23.773690701871253]
[872.48,0.87248000000000003,18750,18.75,1480,2960,2.96,22.58248,21876.378927353086,21.876378927353084]
[872.48,0.87248000000000003,18750,18.75,1110,2220,2.2200000000000002,21.842479999999998,22679.823517878176,22.679823517878177]
[872.48,0.87248000000000003,18750,18.75,1370,2740,2.74,22.362479999999998,22181.956769936882,22.181956769936882]
[872.48,0.87248000000000003,18750,18.75,1180,2360,2.36,21.982479999999999,21691.309999711233,21.691309999711233]
[872.48,0.87248000000000003,18750,18.75,640,1280,1.28,20.902480000000001,21367.156881307867,21.367156881307867]
[872.48,0.87248000000000003,18750,18.75,0,0,0,19.622479999999999,21293.03759857265,21.293037598572649]
[872.48,0.87248000000000003,18750,18.75,0,0,0,19.622479999999999,21154.710457895082,21.154710457895082]
[872.48,0.87248000000000003,18750,18.75,0,0,0,19.622479999999999,21235.653463471248,21.235653463471248]
[872.48,0.87248000000000003,18750,18.75,0,0,0,19.622479999999999,21973.20930056517,21.97320930056517]
[872.48,0.87248000000000003,18750,18.75,50,100,0.1,19.722480000000001,23893.867304862772,23.89386730486277]
[872.48,0.87248000000000003,18750,18.75,380,760,0.76,20.382480000000001,21294.932645926892,21.294932645926892]
[872.48,0.87248000000000003,18750,18.75,670,1340,1.34,20.962479999999999,21801.431959328464,21.801431959328465]
[872.48,0.87248000000000003,18750,18.75,1190,2380,2.38,22.002479999999998,21302.635161247381,21.30263516124738]
[872.48,0.87248000000000003,18750,18.75,1250,2500,2.5,22.122479999999999,21510.56147323842,21.510561473238422]
[872.48,0.87248000000000003,18750,18.75,2460,4920,4.92,24.542479999999998,21744.57909860057,21.744579098600571]
[872.48,0.87248000000000003,18750,18.75,3650,7300,7.3,26.92248,22008.2331626833,22.0082331626833]
[872.48,0.87248000000000003,18750,18.75,3500,7000,7,26.622479999999999,21823.165793591157,21.823165793591158]
[872.48,0.87248000000000003,18750,18.75,3110,6220,6.22,25.842479999999998,24897.287094617677,24.897287094617678]
[872.48,0.87248000000000003,18750,18.75,3200,6400,6.4,26.022480000000002,22551.047735140426,22.551047735140425]
[872.48,0.87248000000000003,18750,18.75,3300,6600,6.6,26.222479999999997,22105.482612551128,22.105482612551128]
[872.48,0.87248000000000003,18750,18.75,3170,6340,6.34,25.962479999999999,21605.111946780828,21.605111946780827]
[872.48,0.87248000000000003,18750,18.75,3050,6100,6.1,25.722479999999997,21621.445831183308,21.621445831183308]
[872.48,0.87248000000000003,18750,18.75,4200,8400,8.4,28.022480000000002,21603.841963494087,21.603841963494087]
[872.48,0.87248000000000003,18750,18.75,4710,9420,9.42,29.042479999999998,21587.766771291583,21.587766771291584]
[872.48,{"$f":"A8579/1000","v":0.87248000000000003},18750,{"$f":"C8579/1000","v":18.75},4950,{"$f":"E8579*2","v":9900},{"$f":"F8579/1000","v":9.9},{"$f":"B8579+D8579+G8579","v":29.522480000000002},21435.00849551769,{"$f":"I8579/1000","v":21.435008495517689}]
[872.48,0.87248000000000003,18750,18.75,3400,6800,6.8,26.42248,21029.792276829678,21.029792276829678]
[872.48,0.87248000000000003,18750,18.75,3440,6880,6.88,26.502479999999998,20353.448076229932,20.353448076229931]
[872.48,0.87248000000000003,18750,18.75,4340,8680,8.68,28.302479999999999,20824.644662609699,20.8246446626097]
[872.48,0.87248000000000003,18750,18.75,4400,8800,8.8000000000000007,28.42248,21720.665125060696,21.720665125060695]
[872.48,0.87248000000000003,18750,18.75,4940,9880,9.8800000000000008,29.502479999999998,20503.91642442796,20.50391642442796]
[872.48,0.87248000000000003,18750,18.75,4770,9540,9.5399999999999991,29.162479999999999,20528.887849220817,20.528887849220816]
[872.48,0.87248000000000003,18750,18.75,5020,10040,10.039999999999999,29.662479999999999,20646.458606888675,20.646458606888675]
[872.48,0.87248000000000003,18750,18.75,4900,9800,9.8000000000000007,29.42248,20773.904339486642,20.773904339486641]
[872.48,0.87248000000000003,18750,18.75,4650,9300,9.3000000000000007,28.92248,20818.418430019345,20.818418430019346]
[872.48,0.87248000000000003,18750,18.75,3810,7620,7.62,27.24248,20364.90063611912,20.36490063611912]
[872.48,0.87248000000000003,18750,18.75,390,780,0.78,20.402480000000001,20208.188436945136,20.208188436945136]
[872.48,0.87248000000000003,18750,18.75,1830,3660,3.66,23.28248,20474.127553953196,20.474127553953196]
[872.48,0.87248000000000003,18750,18.75,170,340,0.34,19.962479999999999,20532.640503818486,20.532640503818484]
[872.48,0.87248000000000003,18750,18.75,410,820,0.82,20.44248,20181.329527472764,20.181329527472766]
[872.48,0.87248000000000003,18750,18.75,930,1860,1.86,21.482479999999999,20251.784964803108,20.251784964803107]
[872.48,0.87248000000000003,18750,18.75,2860,5720,5.72,25.342479999999998,20382.419467596268,20.382419467596268]
[872.48,0.87248000000000003,18750,18.75,210,420,0.42,20.042480000000001,20368.510608263685,20.368510608263684]
[872.48,0.87248000000000003,18750,18.75,680,1360,1.36,20.982479999999999,20390.468304644502,20.390468304644504]
[872.48,0.87248000000000003,18750,18.75,1820,3640,3.64,23.26248,20627.476069283839,20.627476069283841]
[872.48,0.87248000000000003,18750,18.75,1010,2020,2.02,21.642479999999999,22629.584446844281,22.62958444684428]
[872.48,0.87248000000000003,18750,18.75,150,300,0.3,19.92248,22128.795155727053,22.128795155727055]
[872.48,0.87248000000000003,18750,18.75,120,240,0.24,19.862479999999998,20514.187799081032,20.514187799081032]
[872.48,0.87248000000000003,18750,18.75,110,220,0.22,19.842479999999998,23500.315999822906,23.500315999822906]
[872.48,0.87248000000000003,18750,18.75,110,220,0.22,19.842479999999998,20688.12521274187,20.68812521274187]
[872.48,0.87248000000000003,18750,18.75,100,200,0.2,19.822479999999999,22793.302951032743,22.793302951032743]
[872.48,0.87248000000000003,18750,18.75,130,260,0.26,19.882480000000001,21711.376466287245,21.711376466287245]
[872.48,0.87248000000000003,18750,18.75,0,0,0,19.622479999999999,20732.981573467227,20.732981573467228]
[872.48,0.87248000000000003,18750,18.75,10,20,0.02,19.642479999999999,20907.681346458117,20.907681346458116]
[872.48,0.87248000000000003,18750,18.75,0,0,0,19.622479999999999,19427.226594371496,19.427226594371497]
[872.48,0.87248000000000003,18750,18.75,0,0,0,19.622479999999999,20441.004232230523,20.441004232230522]
[872.48,0.87248000000000003,18750,18.75,0,0,0,19.622479999999999,20808.665158436459,20.808665158436458]
[872.48,0.87248000000000003,18750,18.75,0,0,0,19.622479999999999,20814.611530303988,20.814611530303988]
[872.48,0.87248000000000003,18750,18.75,0,0,0,19.622479999999999,20967.791197444221,20.967791197444221]
[872.48,0.87248000000000003,18750,18.75,0,0,0,19.622479999999999,21700.159327015142,21.700159327015143]
[872.48,0.87248000000000003,18750,18.75,0,0,0,19.622479999999999,21319.145774066972,21.319145774066971]
[872.48,0.87248000000000003,18750,18.75,0,0,0,19.622479999999999,21170.019907762915,21.170019907762914]
[872.48,0.87248000000000003,18750,18.75,0,0,0,19.622479999999999,21140.598521967662,21.140598521967661]
[872.48,0.87248000000000003,18750,18.75,0,0,0,19.622479999999999,20494.23079351502,20.494230793515019]
[872.48,0.87248000000000003,18750,18.75,0,0,0,19.622479999999999,20601.181456474398,20.601181456474396]
[872.48,0.87248000000000003,18750,18.75,0,0,0,19.622479999999999,19254.225427254107,19.254225427254106]
[872.48,0.87248000000000003,18750,18.75,0,0,0,19.622479999999999,21242.516441191976,21.242516441191977]
[872.48,0.87248000000000003,18750,18.75,0,0,0,19.622479999999999,21227.512729493199,21.227512729493199]
[872.48,0.87248000000000003,18750,18.75,0,0,0,19.622479999999999,21850.401453764993,21.850401453764992]
[872.48,0.87248000000000003,18750,18.75,0,0,0,19.622479999999999,23773.165807645775,23.773165807645775]
[872.48,0.87248000000000003,18750,18.75,0,0,0,19.622479999999999,22157.546002532308,22.157546002532307]
[872.48,0.87248000000000003,18750,18.75,0,0,0,19.622479999999999,21283.996909163303,21.283996909163303]
[872.48,0.87248000000000003,18750,18.75,30,60,0.06,19.682479999999998,21074.100925866409,21.074100925866411]
[872.48,0.87248000000000003,18750,18.75,0,0,0,19.622479999999999,25011.925348107219,25.011925348107219]
[872.48,0.87248000000000003,18750,18.75,10,20,0.02,19.642479999999999,22695.126010914319,22.695126010914318]
[872.48,0.87248000000000003,18750,18.75,0,0,0,19.622479999999999,22798.686774153262,22.798686774153261]
[872.48,0.87248000000000003,18750,18.75,40,80,0.08,19.702479999999998,22751.58403598929,22.751584035989289]
[872.48,0.87248000000000003,18750,18.75,0,0,0,19.622479999999999,22440.294484436425,22.440294484436425]
[872.48,0.87248000000000003,18750,18.75,10,20,0.02,19.642479999999999,22212.158418978692,22.212158418978692]
[872.48,0.87248000000000003,18750,18.75,0,0,0,19.622479999999999,22983.302857729726,22.983302857729726]
[872.48,0.87248000000000003,18750,18.75,0,0,0,19.622479999999999,21754.092029043197,21.754092029043196]
[872.48,0.87248000000000003,18750,18.75,0,0,0,19.622479999999999,22560.924385562317,22.560924385562316]
[872.48,0.87248000000000003,18750,18.75,0,0,0,19.622479999999999,21699.524157096981,21.699524157096981]
[872.48,0.87248000000000003,18750,18.75,0,0,0,19.622479999999999,21668.529020605351,21.668529020605352]
[872.48,0.87248000000000003,18750,18.75,0,0,0,19.622479999999999,18697.125496968834,18.697125496968834]
[872.48,0.87248000000000003,18750,18.75,0,0,0,19.622479999999999,19308.758751838461,19.308758751838461]
[872.48,0.87248000000000003,18750,18.75,0,0,0,19.622479999999999,18326.47114318957,18.326471143189572]
[872.48,0.87248000000000003,18750,18.75,0,0,0,19.622479999999999,18202.154864625059,18.202154864625058]
[872.48,0.87248000000000003,18750,18.75,0,0,0,19.622479999999999,18256.694708634615,18.256694708634615]
[872.48,{"$f":"A8643/1000","v":0.87248000000000003},18750,{"$f":"C8643/1000","v":18.75},0,{"$f":"E8643*2","v":0},{"$f":"F8643/1000","v":0},{"$f":"B8643+D8643+G8643","v":19.622479999999999},18769.081105597419,{"$f":"I8643/1000","v":18.769081105597419}]
[872.48,0.87248000000000003,18750,18.75,0,0,0,19.622479999999999,18891.466364652977,18.891466364652977]
[872.48,0.87248000000000003,18750,18.75,0,0,0,19.622479999999999,19331.17606662519,19.33117606662519]
[872.48,0.87248000000000003,18750,18.75,0,0,0,19.622479999999999,19025.838707269766,19.025838707269767]
[872.48,0.87248000000000003,18750,18.75,0,0,0,19.622479999999999,21782.660094622752,21.782660094622752]
[872.48,0.87248000000000003,18750,18.75,0,0,0,19.622479999999999,19390.445786665368,19.390445786665367]
[872.48,0.87248000000000003,18750,18.75,0,0,0,19.622479999999999,20377.513704484216,20.377513704484215]
[872.48,0.87248000000000003,18750,18.75,0,0,0,19.622479999999999,18776.186388342787,18.776186388342786]
[872.48,0.87248000000000003,18750,18.75,0,0,0,19.622479999999999,18489.478944015591,18.489478944015591]
[872.48,0.87248000000000003,18750,18.75,60,120,0.12,19.74248,18380.396331175692,18.380396331175692]
[872.48,0.87248000000000003,18750,18.75,20,40,0.04,19.662479999999999,19270.658092993952,19.270658092993951]
[872.48,0.87248000000000003,18750,18.75,0,0,0,19.622479999999999,19071.718147299362,19.071718147299361]
[872.48,0.87248000000000003,18750,18.75,0,0,0,19.622479999999999,19464.146758743947,19.464146758743947]
[872.48,0.87248000000000003,18750,18.75,10,20,0.02,19.642479999999999,19841.625275480052,19.841625275480052]
[872.48,0.87248000000000003,18750,18.75,0,0,0,19.622479999999999,19695.609286612074,19.695609286612076]
[872.48,0.87248000000000003,18750,18.75,60,120,0.12,19.74248,20220.528833999306,20.220528833999307]
[872.48,0.87248000000000003,18750,18.75,150,300,0.3,19.92248,19949.645866015297,19.949645866015295]
[872.48,0.87248000000000003,18750,18.75,20,40,0.04,19.662479999999999,19840.275186342653,19.840275186342652]
[872.48,0.87248000000000003,18750,18.75,0,0,0,19.622479999999999,19414.357531719605,19.414357531719606]
[872.48,0.87248000000000003,18750,18.75,10,20,0.02,19.642479999999999,19400.338761524414,19.400338761524413]
[872.48,0.87248000000000003,18750,18.75,200,400,0.4,20.022479999999998,19335.414503859094,19.335414503859095]
[872.48,0.87248000000000003,18750,18.75,10,20,0.02,19.642479999999999,19307.408098565036,19.307408098565038]
[872.48,0.87248000000000003,18750,18.75,0,0,0,19.622479999999999,19347.983307480808,19.34798330748081]
[872.48,0.87248000000000003,18750,18.75,10,20,0.02,19.642479999999999,19373.794682133885,19.373794682133884]
[872.48,0.87248000000000003,18750,18.75,0,0,0,19.622479999999999,19457.102629213634,19.457102629213633]
[872.48,0.87248000000000003,18750,18.75,0,0,0,19.622479999999999,19482.016496902845,19.482016496902844]
[872.48,0.87248000000000003,18750,18.75,0,0,0,19.622479999999999,19652.798746216617,19.652798746216618]
[872.48,0.87248000000000003,18750,18.75,0,0,0,19.622479999999999,19804.711006672558,19.804711006672559]
[872.48,0.87248000000000003,18750,18.75,0,0,0,19.622479999999999,19348.674414721696,19.348674414721696]
[872.48,0.87248000000000003,18750,18.75,0,0,0,19.622479999999999,19091.592843675109,19.091592843675109]
[872.48,0.87248000000000003,18750,18.75,0,0,0,19.622479999999999,19301.449105526361,19.301449105526359]
[872.48,0.87248000000000003,18750,18.75,0,0,0,19.622479999999999,19547.409340917482,19.547409340917483]
[872.48,0.87248000000000003,18750,18.75,0,0,0,19.622479999999999,19910.292771301731,19.91029277130173]
[872.48,0.87248000000000003,18750,18.75,0,0,0,19.622479999999999,20043.436066574432,20.043436066574433]
[872.48,0.87248000000000003,18750,18.75,0,0,0,19.622479999999999,19887.796338152242,19.887796338152242]
[872.48,0.87248000000000003,18750,18.75,0,0,0,19.622479999999999,19906.042682164338,19.906042682164337]
[872.48,0.87248000000000003,18750,18.75,0,0,0,19.622479999999999,19623.449630614017,19.623449630614019]
[872.48,0.87248000000000003,18750,18.75,0,0,0,19.622479999999999,19670.727427274411,19.670727427274411]
[872.48,0.87248000000000003,18750,18.75,0,0,0,19.622479999999999,20629.553271344877,20.629553271344879]
[872.48,0.87248000000000003,18750,18.75,0,0,0,19.622479999999999,20112.591308916722,20.112591308916723]
[872.48,0.87248000000000003,18750,18.75,0,0,0,19.622479999999999,20096.151230921503,20.096151230921503]
[872.48,0.87248000000000003,18750,18.75,0,0,0,19.622479999999999,19725.681489951679,19.725681489951679]
[872.48,0.87248000000000003,18750,18.75,0,0,0,19.622479999999999,19393.930619456616,19.393930619456615]
[872.48,0.87248000000000003,18750,18.75,0,0,0,19.622479999999999,19773.156632014405,19.773156632014405]
[872.48,0.87248000000000003,18750,18.75,0,0,0,19.622479999999999,19966.15157492345,19.966151574923451]
[872.48,0.87248000000000003,18750,18.75,0,0,0,19.622479999999999,19359.669161237234,19.359669161237235]
[872.48,0.87248000000000003,18750,18.75,0,0,0,19.622479999999999,19346.022700232301,19.3460227002323]
[872.48,0.87248000000000003,18750,18.75,0,0,0,19.622479999999999,19403.594375724089,19.40359437572409]
[872.48,0.87248000000000003,18750,18.75,0,0,0,19.622479999999999,19342.635193268445,19.342635193268446]
[872.48,0.87248000000000003,18750,18.75,0,0,0,19.622479999999999,19046.117094363883,19.046117094363883]
[872.48,0.87248000000000003,18750,18.75,0,0,0,19.622479999999999,19553.678917514855,19.553678917514855]
[872.48,0.87248000000000003,18750,18.75,0,0,0,19.622479999999999,19823.306771291584,19.823306771291584]
[872.48,0.87248000000000003,18750,18.75,0,0,0,19.622479999999999,18888.049792124784,18.888049792124786]
[872.48,0.87248000000000003,18750,18.75,0,0,0,19.622479999999999,18572.724091547883,18.572724091547883]
[872.48,0.87248000000000003,18750,18.75,0,0,0,19.622479999999999,20536.40609724079,20.536406097240789]
[872.48,0.87248000000000003,18750,18.75,0,0,0,19.622479999999999,20695.449587501538,20.695449587501539]
[872.48,0.87248000000000003,18750,18.75,10,20,0.02,19.642479999999999,19802.9315679469,19.802931567946899]
[872.48,0.87248000000000003,18750,18.75,50,100,0.1,19.722480000000001,19302.575971815193,19.302575971815195]
[872.48,0.87248000000000003,18750,18.75,130,260,0.26,19.882480000000001,19383.672733658826,19.383672733658827]
[872.48,0.87248000000000003,18750,18.75,340,680,0.68,20.302479999999999,19705.393409165838,19.705393409165836]
[872.48,0.87248000000000003,18750,18.75,400,800,0.8,20.42248,19466.205705808468,19.46620570580847]
[872.48,0.87248000000000003,18750,18.75,800,1600,1.6,21.222480000000001,19517.1059509363,19.517105950936301]
[872.48,0.87248000000000003,18750,18.75,1080,2160,2.16,21.78248,20118.433345123714,20.118433345123716]
[872.48,0.87248000000000003,18750,18.75,1020,2040,2.04,21.662479999999999,20839.535230962112,20.839535230962113]
[872.48,{"$f":"A8707/1000","v":0.87248000000000003},18750,{"$f":"C8707/1000","v":18.75},1130,{"$f":"E8707*2","v":2260},{"$f":"F8707/1000","v":2.2599999999999998},{"$f":"B8707+D8707+G8707","v":21.882480000000001},21091.576829864134,{"$f":"I8707/1000","v":21.091576829864135}]
[872.48,0.87248000000000003,18750,18.75,740,1480,1.48,21.10248,21278.9379329394,21.2789379329394]
[872.48,0.87248000000000003,18750,18.75,680,1360,1.36,20.982479999999999,21329.998205922675,21.329998205922674]
[872.48,0.87248000000000003,18750,18.75,710,1420,1.42,21.042479999999998,20774.658530400433,20.774658530400433]
[872.48,0.87248000000000003,18750,18.75,840,1680,1.68,21.302479999999999,20584.578623703455,20.584578623703454]
[872.48,0.87248000000000003,18750,18.75,930,1860,1.86,21.482479999999999,20350.726006697936,20.350726006697936]
[872.48,0.87248000000000003,18750,18.75,590,1180,1.18,20.802479999999999,20943.88071843224,20.94388071843224]
[872.48,0.87248000000000003,18750,18.75,200,400,0.4,20.022479999999998,20968.80588277931,20.968805882779311]
[872.48,0.87248000000000003,18750,18.75,460,920,0.92,20.542480000000001,21215.167398115031,21.215167398115032]
[872.48,0.87248000000000003,18750,18.75,1250,2500,2.5,22.122479999999999,21076.053980278415,21.076053980278417]
[872.48,0.87248000000000003,18750,18.75,2160,4320,4.32,23.94248,21586.91082849928,21.586910828499281]
[872.48,0.87248000000000003,18750,18.75,1880,3760,3.76,23.382480000000001,21864.210023502561,21.864210023502562]
[872.48,0.87248000000000003,18750,18.75,2270,4540,4.54,24.162479999999999,21414.148473334859,21.414148473334858]
[872.48,0.87248000000000003,18750,18.75,1480,2960,2.96,22.58248,20824.309905053513,20.824309905053514]
[872.48,0.87248000000000003,18750,18.75,1530,3060,3.06,22.682479999999998,20529.941800577861,20.529941800577859]
[872.48,0.87248000000000003,18750,18.75,1270,2540,2.54,22.162479999999999,21090.729016490477,21.090729016490478]
[872.48,0.87248000000000003,18750,18.75,870,1740,1.74,21.362479999999998,21103.850257437469,21.103850257437468]
[872.48,0.87248000000000003,18750,18.75,550,1100,1.1000000000000001,20.722480000000001,20799.899620928067,20.799899620928066]
[872.48,0.87248000000000003,18750,18.75,1580,3160,3.16,22.78248,24248.680696350926,24.248680696350927]
[872.48,0.87248000000000003,18750,18.75,1610,3220,3.22,22.842479999999998,20799.475820091891,20.799475820091892]
[872.48,0.87248000000000003,18750,18.75,2150,4300,4.3,23.92248,20243.176177996178,20.24317617799618]
[872.48,0.87248000000000003,18750,18.75,1730,3460,3.46,23.08248,20346.224197500054,20.346224197500053]
[872.48,0.87248000000000003,18750,18.75,740,1480,1.48,21.10248,20877.12750672585,20.877127506725849]
[872.48,0.87248000000000003,18750,18.75,310,620,0.62,20.24248,20941.78412372122,20.94178412372122]
[872.48,0.87248000000000003,18750,18.75,790,1580,1.58,21.202480000000001,21127.989044345919,21.12798904434592]
[872.48,0.87248000000000003,18750,18.75,1220,2440,2.44,22.062480000000001,22401.209247766739,22.40120924776674]
[872.48,0.87248000000000003,18750,18.75,1920,3840,3.84,23.462479999999999,20773.830483041118,20.773830483041117]
[872.48,0.87248000000000003,18750,18.75,880,1760,1.76,21.382480000000001,20701.996325655367,20.701996325655369]
[872.48,0.87248000000000003,18750,18.75,1410,2820,2.82,22.44248,20645.006002532307,20.645006002532309]
[872.48,0.87248000000000003,18750,18.75,2000,4000,4,23.622479999999999,20283.804964904626,20.283804964904625]
[872.48,0.87248000000000003,18750,18.75,2220,4440,4.4400000000000004,24.062480000000001,20581.099246259761,20.581099246259761]
[872.48,0.87248000000000003,18750,18.75,2140,4280,4.28,23.902480000000001,21003.488047121311,21.003488047121312]
[872.48,0.87248000000000003,18750,18.75,1980,3960,3.96,23.58248,22929.938550026134,22.929938550026133]
[872.48,0.87248000000000003,18750,18.75,3270,6540,6.54,26.162479999999999,21011.055509516471,21.011055509516471]
[872.48,0.87248000000000003,18750,18.75,3270,6540,6.54,26.162479999999999,20706.341116739593,20.706341116739594]
[872.48,0.87248000000000003,18750,18.75,2460,4920,4.92,24.542479999999998,23695.638143387525,23.695638143387526]
[872.48,0.87248000000000003,18750,18.75,2230,4460,4.46,24.08248,23274.813121077801,23.274813121077802]
[872.48,0.87248000000000003,18750,18.75,2400,4800,4.8,24.42248,21579.04895244836,21.57904895244836]
[872.48,0.87248000000000003,18750,18.75,2130,4260,4.26,23.882480000000001,20147.457712805321,20.14745771280532]
[872.48,0.87248000000000003,18750,18.75,1630,3260,3.26,22.882480000000001,20412.660574938676,20.412660574938677]
[872.48,0.87248000000000003,18750,18.75,2570,5140,5.14,24.76248,20436.50684095555,20.436506840955548]
[872.48,0.87248000000000003,18750,18.75,2910,5820,5.82,25.44248,21620.974127937603,21.620974127937604]
[872.48,0.87248000000000003,18750,18.75,4110,8220,8.2200000000000006,27.842480000000002,24447.870201929629,24.447870201929629]
[872.48,0.87248000000000003,18750,18.75,3400,6800,6.8,26.42248,21990.783857765258,21.990783857765258]
[872.48,0.87248000000000003,18750,18.75,3190,6380,6.38,26.002479999999998,21433.367860515267,21.433367860515268]
[872.48,0.87248000000000003,18750,18.75,2340,4680,4.68,24.302479999999999,22152.738538833204,22.152738538833205]
[872.48,0.87248000000000003,18750,18.75,1530,3060,3.06,22.682479999999998,22110.518265849929,22.11051826584993]
[872.48,0.87248000000000003,18750,18.75,2720,5440,5.44,25.062480000000001,21628.355218465233,21.628355218465234]
[872.48,0.87248000000000003,18750,18.75,3780,7560,7.56,27.182479999999998,21402.782629315152,21.402782629315151]
[872.48,0.87248000000000003,18750,18.75,3710,7420,7.42,27.042479999999998,21261.215538777367,21.261215538777368]
[872.48,0.87248000000000003,18750,18.75,4270,8540,8.5399999999999991,28.162479999999999,21238.256629304997,21.238256629304995]
[872.48,0.87248000000000003,18750,18.75,4220,8440,8.44,28.062480000000001,22122.184515153545,22.122184515153545]
[872.48,0.87248000000000003,18750,18.75,5080,10160,10.16,29.78248,23426.744336982982,23.426744336982981]
[872.48,0.87248000000000003,18750,18.75,4730,9460,9.4600000000000009,29.08248,23234.733161483589,23.234733161483589]
[872.48,0.87248000000000003,18750,18.75,3700,7400,7.4,27.022480000000002,23347.915104387561,23.34791510438756]

{"sheet":"Net Import Export","index":4,"n_rows":56,"n_cols":3,"rows_kept":56,"cut":false,"hidden":false,"merged":[]}
["LAES"]
[null,"Storage Characteristics"]
["Round-trip efficiency ",0.55000000000000004]
["Self discharge (hours)",0.99]
["Charging rate (kW/hour)",30000]
["Discharging rate (kW/hour)",30000]
[]
["Capacity (MWh)","% Hours of Autonomy over ayer ","Net Import/Export (£)"]
["No Storage",0.48730000000000001,-360891]
[2.5,0.55469999999999997,-362910]
[5,0.5756,-369718]
[10,0.60019999999999996,-382611]
[20,0.62519999999999998,-406761]
[50,0.66259999999999997,-471179]
[100,0.68569999999999998,-559223]
[200,0.70320000000000005,-676281]
[500,0.70750000000000002,-740793]
[1000,0.70750000000000002,-740793]
[]
["Electrochemical batteries"]
[null,"Storage Characteristics"]
["Round-trip efficiency ",0.7]
["Self discharge (hours)",0.997]
["Charging rate (kW/hour)",20000]
["Discharging rate (kW/hour)",20000]
[]
["Capacity (kWh)","% Hours of Autonomy over a year ","Net Import/Export (£)"]
["No Storage",0.48730000000000001,-360891]
[2.5,0.55792717726287,-354659]
[5,0.58086976372560195,-354530]
[10,0.60803561237301695,-355558]
[20,0.63839744321424496,-359382]
[50,0.68462504280333303,-374039]
[100,0.72092226914735802,-400307]
[200,0.76110033101244101,-460417]
[500,0.79522885515352104,-578864]
[1000,0.79728341513525902,-614325]
[]
["Flow batteries"]
[null,"Storage Characteristics"]
["Round-trip efficiency ",0.8]
["Self discharge (hours)",0.999]
["Charging rate (kW/hour)",3000]
["Discharging rate (kW/hour)",3000]
[]
["Capacity (kWh)","% Hours of Autonomy over a year ","Net Import/Export (£)"]
["No Storage",0.48730000000000001,-360891]
[2.5,0.56040000000000001,-350807]
[5,0.58340000000000003,-347123]
[10,0.61309999999999998,-342506]
[20,0.64319999999999999,-337030]
[50,0.68789999999999996,-330024]
[100,0.72750000000000004,-328575]
[200,0.76990000000000003,-340178]
[500,0.81059999999999999,-387777]
[1000,0.81420000000000003,-401750]