{"text_format":"1","workbook":"xlsx","n_sheets":23,"sheets":["Input","Resource and Financial Summary","Decision Matrices","Tidal Stream 1","Tidal Stream 2","Tidal Stream 3","Tidal Stream 4","Tidal Stream 5","Tidal Barrage 1","Tidal Barrage 2","Tidal Barrage 3","Tidal Barrage 4","Tidal Barrage 5","Wave 1","Wave 2","Wave 3","Wave 4","Wave 5","Tidal Device Database","Location Database","Storage Device Database","Wave Device Database","Wave Areas"],"not_rendered":{"charts":15,"images":0,"macros":1,"external_links":0,"defined_names":8,"comments":0,"pivot_tables":0},"unopened":[],"bounds":{"document_bytes":16777216,"sheet_cells":100000,"rows_first":2000,"rows_last":500,"rows_between":2000,"halvings":0,"cell_chars":16384,"cell_head_chars":4096},"cells_cut":0,"cells_raw":0,"read":"whole","date_system":"1900"}

{"sheet":"Input","index":0,"n_rows":469,"n_cols":10,"rows_kept":469,"cut":false,"hidden":false,"merged":[[89,5,89,6],[90,5,90,6],[91,5,91,6],[92,5,92,6],[74,5,74,6],[79,5,79,6],[80,5,80,6],[81,5,81,6],[82,5,82,6],[84,5,84,6],[92,1,92,2],[52,5,52,6],[64,5,64,6],[69,5,69,6],[70,5,70,6],[71,5,71,6],[81,1,81,2],[82,1,82,2],[84,1,84,2],[89,1,89,2],[90,1,90,2],[91,1,91,2],[69,1,69,2],[70,1,70,2],[71,1,71,2],[59,5,59,6],[74,1,74,2],[79,1,79,2],[80,1,80,2],[44,9,44,10],[61,9,61,10],[66,9,66,10],[72,9,72,10],[49,1,49,2],[50,1,50,2],[51,1,51,2],[52,1,52,2],[59,1,59,2],[72,1,72,2],[44,5,44,6],[54,5,54,6],[47,9,47,10],[7,1,7,2],[8,1,8,2],[28,2,28,3],[44,1,44,2],[54,1,54,2],[11,0,11,2],[14,0,14,2],[45,9,45,10],[46,9,46,10],[57,9,57,10],[72,5,72,6],[61,1,61,2],[62,1,62,2],[64,1,64,2],[60,1,60,2],[62,5,62,6],[51,5,51,6],[50,5,50,6],[49,5,49,6],[61,5,61,6],[60,5,60,6],[54,9,54,10],[55,9,55,10],[56,9,56,10],[58,9,58,10],[48,9,48,10],[49,9,49,10],[50,9,50,10],[51,9,51,10],[59,9,59,10],[60,9,60,10],[64,9,64,10],[65,9,65,10],[68,9,68,10],[67,9,67,10],[69,9,69,10],[70,9,70,10],[71,9,71,10],[74,9,74,10],[75,9,75,10],[90,9,90,10],[91,9,91,10],[84,9,84,10],[85,9,85,10],[86,9,86,10],[88,9,88,10],[89,9,89,10],[87,9,87,10],[76,9,76,10],[78,9,78,10],[79,9,79,10],[80,9,80,10],[81,9,81,10],[77,9,77,10]]}
["Decision Making Tool for Island Communities"]
["Coastal Renewable Generation and Storage Devices"]
[]
["Input Cells"]
[]
["Data"]
[]
["Island","Eigg"]
["Population",87]
["Average Daily Demand",602,"kWh"]
["Non-Renewable Generation Capacity"]
["Demand"]
["Average Summer",23,"kW"]
["Average Winter",28.2,"kW"]
["Generation"]
["Average Summer",31.8,"kW"]
["Average Winter",42.2,"kW"]
[]
["Main Grid Connection","No"]
["Generation Excess?",{"$f":"IF(OR(B17>B14,B16>B13),\"Yes\", \"No\")","v":"Yes"}]
[{"$f":"IF(B20=\"No\",\"\",\"Max Excess\")","v":"Max Excess"},{"$f":"IF(A21=\"Max Excess\",MAX((B16-B13),(B17-B14)),\"\")","v":14.000000000000004},{"$f":"IF(B21<>\"\",\"kW\",\"\")","v":"kW"}]
[]
["Required Storage"]
["Rated Capacity",70,"kW"]
["Capacity",50000,"kWh"]
[]
["Current Renewable Generation"]
[]
["Device","Resource Type","Rated Power"]
["4 x WT 6000","Wind",24,"kW"]
["3 x Solar Arrays","PV",53.4,"kW"]
["Large Hydro Scheme","Hydro",100,"kW"]
["2 x Small Hydro Scheme","Hydro",19,"kW"]
[null,"[Select]",null,"kW"]
[null,"[Select]",null,"kW"]
[null,"[Select]",null,"kW"]
[null,"[Select]",null,"kW"]
[null,"[Select]",null,"kW"]
[]
["Potential Generation and Storage"]
[]
["Resource Type:","Tidal Stream",null,null,"Resource Type:","Tidal Barrage",null,null,"Resource Type:","Wave"]
["No. of Sites",4,null,null,"No. of Sites",3,null,null,"No. of Sites",2]
[]
["Site Name","Eigg - Castle Island",null,null,"Site Name","Galmisdale Pier (Outer)",null,null,"Site Name","Southwest Eigg (Transitional Water)"]
["Peak Flow (Springs)",1.2,{"$f":"IF(A46<>\"\",\"m/s\",\"\")","v":"m/s"},null,"Max Tidal Range",4.2,{"$f":"IF(E46<>\"\",\"m\",\"\")","v":"m"},null,"Position Relevant to Island","SW"]
["Peak Flow (Neaps)",0.76,{"$f":"IF(A47<>\"\",\"m/s\",\"\")","v":"m/s"},null,"Mean Tidal Range",2.7,{"$f":"IF(E47<>\"\",\"m\",\"\")","v":"m"},null,"Relevant Ocean Wave Area","North Sea (AREA 10)"]
["Lunar Cycle Period",28.74,{"$f":"IF(A48<>\"\",\"days\",\"\")","v":"days"},null,"Lunar Cycle Period",28.74,{"$f":"IF(E48<>\"\",\"days\",\"\")","v":"days"},null,"Average Wave Height",1.6]
["Tidal Period",12.4,{"$f":"IF(A49<>\"\",\"hours\",\"\")","v":"hours"},null,"Proposed Lagoon Surface Area",26546.5,{"$f":"IF(E49<>\"\",\"m^2\",\"\")","v":"m^2"},null,"Proximity to Grid Connection","1-2 km"]
["Proximity to Grid Connection","< 1 km",null,null,"Proximity to Grid Connection","< 1 km",null,null,"Average Water Depth","10 -15 m"]
["Average Water Depth","10 -15 m",null,null,"Average Water Depth","< 5 m",null,null,"Seabed Topography","Moderate (Sandy, Steep Gradient)"]
["Seabed Topography","Moderate (Rocky, Gentle Gradient)",null,null,"Seabed Topography","Moderate (Rocky, Gentle Gradient)",null,null,"Accessibility","Partially Accessible (Temporary Works, Obstacles)"]
["Accessibility","Fully Accessible (Exisiting Infrastructure for Transport)",null,null,"Accessibility","Partially Accessible (Temporary Works, No Obstacles)"]
[]
["Site Name","East Castle Island",null,null,"Site Name","Galmisdale Pier (Inner)",null,null,"Site Name","Southwest Eigg (Deepwater)"]
["Peak Flow (Springs)",1,{"$f":"IF(A56<>\"\",\"m/s\",\"\")","v":"m/s"},null,"Max Tidal Range",4.2,{"$f":"IF(E56<>\"\",\"m\",\"\")","v":"m"},null,"Position Relevant to Island","SW"]
["Peak Flow (Neaps)",0.76,{"$f":"IF(A57<>\"\",\"m/s\",\"\")","v":"m/s"},null,"Mean Tidal Range",2.7,{"$f":"IF(E57<>\"\",\"m\",\"\")","v":"m"},null,"Relevant Ocean Wave Area","North Sea (AREA 10)"]
["Lunar Cycle Period",28.74,{"$f":"IF(A58<>\"\",\"days\",\"\")","v":"days"},null,"Lunar Cycle Period",28.74,{"$f":"IF(E58<>\"\",\"days\",\"\")","v":"days"},null,"Average Wave Height",1.6]
["Tidal Period",12.4,{"$f":"IF(A59<>\"\",\"hours\",\"\")","v":"hours"},null,"Proposed Lagoon Surface Area",49500,{"$f":"IF(E59<>\"\",\"m^2\",\"\")","v":"m^2"},null,"Proximity to Grid Connection","3-5 km"]
["Proximity to Grid Connection","1-2 km",null,null,"Proximity to Grid Connection","< 1 km",null,null,"Average Water Depth","> 20m"]
["Average Water Depth","5 - 10 m",null,null,"Average Water Depth","< 5 m",null,null,"Seabed Topography","Benign (Sandy, Flat/Gentle Gradient)"]
["Seabed Topography","Harsh (Rocky, Moderate/Steep Gradient)",null,null,"Seabed Topography","Benign (Sandy, Flat/Gentle Gradient)",null,null,"Accessibility","Partially Accessible (Temporary Works, Obstacles)"]
["Accessibility","Partially Accessible (Complex Temporary Works, Obstacles)",null,null,"Accessibility","Partially Accessible (Temporary Works, No Obstacles)"]
[]
["Site Name","Southwest Eigg",null,null,"Site Name","Bay of Laig",null,null,"Site Name",{"$f":"IF(I65<>\"\", \"[Enter Name]\",\"\")","v":"[Enter Name]"}]
["Peak Flow (Springs)",0.5,{"$f":"IF(A66<>\"\",\"m/s\",\"\")","v":"m/s"},null,"Max Tidal Range",4.5999999999999996,{"$f":"IF(E66<>\"\",\"m\",\"\")","v":"m"},null,"Position Relevant to Island",{"$f":"IF(I66<>\"\", \"[Select Value]\",\"\")","v":"[Select Value]"}]
["Peak Flow (Neaps)",0.26,{"$f":"IF(A67<>\"\",\"m/s\",\"\")","v":"m/s"},null,"Mean Tidal Range",3,{"$f":"IF(E67<>\"\",\"m\",\"\")","v":"m"},null,"Relevant Ocean Wave Area","North Sea (AREA 10)"]
["Lunar Cycle Period",28.74,{"$f":"IF(A68<>\"\",\"days\",\"\")","v":"days"},null,"Lunar Cycle Period",28.74,{"$f":"IF(E68<>\"\",\"days\",\"\")","v":"days"},null,"Average Wave Height","[Enter Value]"]
["Tidal Period",12.4,{"$f":"IF(A69<>\"\",\"hours\",\"\")","v":"hours"},null,"Proposed Lagoon Surface Area",164933.6,{"$f":"IF(E69<>\"\",\"m^2\",\"\")","v":"m^2"},null,"Proximity to Grid Connection",{"$f":"IF(I69<>\"\", \"[Select Value]\",\"\")","v":"[Select Value]"}]
["Proximity to Grid Connection","2-3 km",null,null,"Proximity to Grid Connection","2-3 km",null,null,"Average Water Depth",{"$f":"IF(I70<>\"\", \"[Select Value]\",\"\")","v":"[Select Value]"}]
["Average Water Depth","5 - 10 m",null,null,"Average Water Depth","5 - 10 m",null,null,"Seabed Topography",{"$f":"IF(I71<>\"\", \"[Select Value]\",\"\")","v":"[Select Value]"}]
["Seabed Topography","Moderate (Rocky, Gentle Gradient)",null,null,"Seabed Topography","Benign (Sandy, Flat/Gentle Gradient)",null,null,"Accessibility",{"$f":"IF(I72<>\"\", \"[Select Value]\",\"\")","v":"[Select Value]"}]
["Accessibility","Partially Accessible (Complex Temporary Works, Obstacles)",null,null,"Accessibility","Partially Accessible (Temporary Works, No Obstacles)"]
[]
["Site Name","Northeast Eigg",null,null,"Site Name",{"$f":"IF(E75<>\"\", \"[Enter Name]\",\"\")","v":"[Enter Name]"},null,null,"Site Name",{"$f":"IF(I75<>\"\", \"[Enter Name]\",\"\")","v":"[Enter Name]"}]
["Peak Flow (Springs)",0.75,{"$f":"IF(A76<>\"\",\"m/s\",\"\")","v":"m/s"},null,"Max Tidal Range",{"$f":"IF(E76<>\"\", \"[Enter Value]\",\"\")","v":"[Enter Value]"},{"$f":"IF(E76<>\"\",\"m\",\"\")","v":"m"},null,"Position Relevant to Island",{"$f":"IF(I76<>\"\", \"[Select Value]\",\"\")","v":"[Select Value]"}]
["Peak Flow (Neaps)",0.51,{"$f":"IF(A77<>\"\",\"m/s\",\"\")","v":"m/s"},null,"Mean Tidal Range",{"$f":"IF(E77<>\"\", \"[Enter Value]\",\"\")","v":"[Enter Value]"},{"$f":"IF(E77<>\"\",\"m\",\"\")","v":"m"},null,"Relevant Ocean Wave Area","North Sea (AREA 10)"]
["Lunar Cycle Period",28.74,{"$f":"IF(A78<>\"\",\"days\",\"\")","v":"days"},null,"Lunar Cycle Period","[Enter Value]",{"$f":"IF(E78<>\"\",\"days\",\"\")","v":"days"},null,"Average Wave Height","[Enter Value]"]
["Tidal Period",12.4,{"$f":"IF(A79<>\"\",\"hours\",\"\")","v":"hours"},null,"Proposed Lagoon Surface Area","[Enter Value]",{"$f":"IF(E79<>\"\",\"m^2\",\"\")","v":"m^2"},null,"Proximity to Grid Connection",{"$f":"IF(I79<>\"\", \"[Select Value]\",\"\")","v":"[Select Value]"}]
["Proximity to Grid Connection","1-2 km",null,null,"Proximity to Grid Connection",{"$f":"IF(E80<>\"\", \"[Select Value]\",\"\")","v":"[Select Value]"},null,null,"Average Water Depth",{"$f":"IF(I80<>\"\", \"[Select Value]\",\"\")","v":"[Select Value]"}]
["Average Water Depth","10 -15 m",null,null,"Average Water Depth",{"$f":"IF(E81<>\"\", \"[Select Value]\",\"\")","v":"[Select Value]"},null,null,"Seabed Topography",{"$f":"IF(I81<>\"\", \"[Select Value]\",\"\")","v":"[Select Value]"}]
["Seabed Topography","Harsh (Rocky, Moderate/Steep Gradient)",null,null,"Seabed Topography",{"$f":"IF(E82<>\"\", \"[Select Value]\",\"\")","v":"[Select Value]"},null,null,"Accessibility",{"$f":"IF(I82<>\"\", \"[Select Value]\",\"\")","v":"[Select Value]"}]
["Accessibility","Inaccessible (No Infrastructure, Extremely Difficult)",null,null,"Accessibility",{"$f":"IF(E83<>\"\", \"[Select Value]\",\"\")","v":"[Select Value]"}]
[]
["Site Name",{"$f":"IF(A85<>\"\", \"[Enter Name]\",\"\")","v":"[Enter Name]"},null,null,"Site Name",{"$f":"IF(E85<>\"\", \"[Enter Name]\",\"\")","v":"[Enter Name]"},null,null,"Site Name",{"$f":"IF(I85<>\"\", \"[Enter Name]\",\"\")","v":"[Enter Name]"}]
["Peak Flow (Springs)",{"$f":"IF(A86<>\"\", \"[Enter Value]\",\"\")","v":"[Enter Value]"},{"$f":"IF(A86<>\"\",\"m/s\",\"\")","v":"m/s"},null,"Max Tidal Range",{"$f":"IF(E86<>\"\", \"[Enter Value]\",\"\")","v":"[Enter Value]"},{"$f":"IF(E86<>\"\",\"m\",\"\")","v":"m"},null,"Position Relevant to Island",{"$f":"IF(I86<>\"\", \"[Select Value]\",\"\")","v":"[Select Value]"}]
["Peak Flow (Neaps)",{"$f":"IF(A87<>\"\", \"[Enter Value]\",\"\")","v":"[Enter Value]"},{"$f":"IF(A87<>\"\",\"m/s\",\"\")","v":"m/s"},null,"Mean Tidal Range",{"$f":"IF(E87<>\"\", \"[Enter Value]\",\"\")","v":"[Enter Value]"},{"$f":"IF(E87<>\"\",\"m\",\"\")","v":"m"},null,"Relevant Ocean Wave Area","North Sea (AREA 10)"]
["Lunar Cycle Period","[Enter Value]",{"$f":"IF(A88<>\"\",\"days\",\"\")","v":"days"},null,"Lunar Cycle Period","[Enter Value]",{"$f":"IF(E88<>\"\",\"days\",\"\")","v":"days"},null,"Average Wave Height","[Enter Value]"]
["Tidal Period","[Enter Value]",{"$f":"IF(A89<>\"\",\"hours\",\"\")","v":"hours"},null,"Proposed Lagoon Surface Area","[Enter Value]",{"$f":"IF(E89<>\"\",\"m^2\",\"\")","v":"m^2"},null,"Proximity to Grid Connection",{"$f":"IF(I89<>\"\", \"[Select Value]\",\"\")","v":"[Select Value]"}]
["Proximity to Grid Connection",{"$f":"IF(A90<>\"\", \"[Select Value]\",\"\")","v":"[Select Value]"},null,null,"Proximity to Grid Connection",{"$f":"IF(E90<>\"\", \"[Select Value]\",\"\")","v":"[Select Value]"},null,null,"Average Water Depth",{"$f":"IF(I90<>\"\", \"[Select Value]\",\"\")","v":"[Select Value]"}]
["Average Water Depth",{"$f":"IF(A91<>\"\", \"[Select Value]\",\"\")","v":"[Select Value]"},null,null,"Average Water Depth",{"$f":"IF(E91<>\"\", \"[Select Value]\",\"\")","v":"[Select Value]"},null,null,"Seabed Topography",{"$f":"IF(I91<>\"\", \"[Select Value]\",\"\")","v":"[Select Value]"}]
["Seabed Topography",{"$f":"IF(A92<>\"\", \"[Select Value]\",\"\")","v":"[Select Value]"},null,null,"Seabed Topography",{"$f":"IF(E92<>\"\", \"[Select Value]\",\"\")","v":"[Select Value]"},null,null,"Accessibility",{"$f":"IF(I92<>\"\", \"[Select Value]\",\"\")","v":"[Select Value]"}]
["Accessibility",{"$f":"IF(A93<>\"\", \"[Select Value]\",\"\")","v":"[Select Value]"},null,null,"Accessibility",{"$f":"IF(E93<>\"\", \"[Select Value]\",\"\")","v":"[Select Value]"}]
[]
[]
[]
[]
[]
[]
[]
[]
[]
[]
[]
[]
[]
[]
[]
[]
[]
[]
[]
[]
[]
[]
[]
[]
[]
[]
[]
[]
[]
[]
[]
[]
[]
[]
[]
[]
[]
[]
[]
[]
[]
[]
[]
[]
[]
[]
[]
[]
[]
[]
[]
[]
[]
[]
[]
[]
[]
[]
[]
[]
[]
[]
[]
[]
[]
[]
[]
[]
[]
[]
[]
[]
[]
[]
[]
[]
[]
[]
[]
[]
[]
[]
[]
[]
[]
[]
[]
[]
[]
[]
[]
[]
[]
[]
[]
[]
[]
[]
[]
[]
[]
[]
[]
[]
[]
[]
[]
[]
[]
[]
[]
[]
[]
[]
[]
[]
[]
[]
[]
[]
[]
[]
[]
[]
[]
[]
[]
[]
[]
[]
[]
[]
[]
[]
[]
[]
[]
[]
[]
[]
[]
[]
[]
[]
[]
[]
[]
[]
[]
[]
[]
[]
[]
[]
[]
[]
[]
[]
[]
[]
[]
[]
[]
[]
[]
[]
[]
[]
[]
[]
[]
[]
[]
[]
[]
[]
[]
[]
[]
[]
[]
[]
[]
[]
[]
[]
[]
[]
[]
[]
[]
[]
[]
[]
[]
[]
[]
[]
[]
[]
[]
[]
[]
[]
[]
[]
[]
[]
[]
[]
[]
[]
[]
[]
[]
[]
[]
[]
[]
[]
[]
[]
[]
[]
[]
[]
[]
[]
[]
[]
[]
[]
[]
[]
[]
[]
[]
[]
[]
[]
[]
[]
[]
[]
[]
[]
[]
[]
[]
[]
[]
[]
[]
[]
[]
[]
[]
[]
[]
[]
[]
[]
[]
[]
[]
[]
[]
[]
[]
[]
[]
[]
[]
[]
[]
[]
[]
[]
[]
[]
[]
[]
[]
[]
[]
[]
[]
[]
[]
[]
[]
[]
[]
[]
[]
[]
[]
[]
[]
[]
[]
[]
[]
[]
[]
[]
[]
[]
[]
[]
[]
[]
[]
[]
[]
[]
[]
[]
[]
[]
[]
[]
[]
[]
[]
[]
[]
[]
[]
[]
[]
[]
[]
[]
[]
[]
[]
[]
[]
[]
[]
[]
[]
[]
[]
[]
[]
[]
[]
[]
[]
[]
[]
[]
[]
[]
[]
[]
[]
[]
[]
[]
[]
[]
[]
[]
[]
[]
[]
[]
[]
[]
[]
[]
[]
[null,"[Enter Value]"]

{"sheet":"Resource and Financial Summary","index":1,"n_rows":68,"n_cols":20,"rows_kept":68,"cut":false,"hidden":false,"merged":[[5,17,7,17],[5,16,7,16],[36,0,36,3],[17,0,19,0],[29,0,29,3],[30,1,30,3],[29,5,29,8],[17,10,19,10],[30,6,30,8],[48,2,50,2],[51,2,53,2],[54,2,56,2],[57,2,59,2],[30,11,30,13]]}
["Summary of Assessed Resources"]
[]
["Tidal Stream",null,null,null,null,"Tidal Barrage",null,null,null,null,"Wave",null,null,null,null,"Storage"]
[]
["Site Name","Energy per lunar cycle (kWh/m^2)","Energy per year (kWh/m^2)","Average Power (kW/m^2)",null,"Site Name","Available Energy per lunar cycle (MWh)","Annual Available Energy(MWh)","Required Rated Power (kW)",null,"Site Name","Position","Average Power (kW/m)","Annual Energy (kWh/m)",null,"Name","Rated Capacity (kW)","Required Capacity (kWh)","Cost (£/kW)","Self Discharge Rate"]
[{"$f":"IF(Input!B45=\"[Enter Name]\",\"\",Input!B45)","v":"Eigg - Castle Island"},{"$f":"IF(A6<>\"\",'Tidal Stream 1'!$H$2780,\"\")","v":152.03236447150297},{"$f":"IF(A6<>\"\",'Tidal Stream 1'!$H$2781,\"\")","v":1930.8216086325187},{"$f":"IF(A6<>\"\",'Tidal Stream 1'!$G$2782,\"\")","v":0.22033676010362749},null,{"$f":"IF(Input!F45=\"[Enter Name]\",\"\",Input!F45)","v":"Galmisdale Pier (Outer)"},{"$f":"IF(F6<>\"\",'Tidal Barrage 1'!$B$26,\"\")","v":4.660507260160144},{"$f":"IF(F6<>\"\",'Tidal Barrage 1'!$B$27,\"\")","v":59.188766526042194},{"$f":"IF(F6<>\"\",'Tidal Barrage 1'!$B$23,\"\")","v":6.7567085075390629},null,{"$f":"IF(Input!J45=\"[Enter Name]\",\"\",Input!J45)","v":"Southwest Eigg (Transitional Water)"},{"$f":"IF(Input!J46=\"[Select Value]\",\"\",Input!J46)","v":"SW"},{"$f":"IF(K6<>\"\",'Wave 1'!$B$12,\"\")","v":8.0550962642741215},{"$f":"IF(K6<>\"\",M6*365*24,\"\")","v":70562.643275041308},null,{"$f":"VLOOKUP(LARGE('Decision Matrices'!$B$69:$B$80,1),'Decision Matrices'!$B$69:$C$80,2,FALSE)","v":"Pumped Hydro"},{"$f":"Input!B24","v":70},{"$f":"Input!B25","v":50000},{"$f":"0.78*(VLOOKUP(P6,'Storage Device Database'!$B$4:$K$15,10,FALSE))","v":40000},{"$f":"VLOOKUP(P6,'Storage Device Database'!$B$4:$M$15,12,FALSE)","v":0}]
[{"$f":"IF(Input!B55=\"[Enter Name]\",\"\",Input!B55)","v":"East Castle Island"},{"$f":"IF(A7<>\"\",'Tidal Stream 2'!$H$2780,\"\")","v":105.24373951518928},{"$f":"IF(A7<>\"\",'Tidal Stream 2'!$H$2781,\"\")","v":1336.6028156939487},{"$f":"IF(A7<>\"\",'Tidal Stream 2'!$G$2782,\"\")","v":0.15252715871766562},null,{"$f":"IF(Input!F55=\"[Enter Name]\",\"\",Input!F55)","v":"Galmisdale Pier (Inner)"},{"$f":"IF(F7<>\"\",'Tidal Barrage 2'!$B$26,\"\")","v":8.6902269368062495},{"$f":"IF(F7<>\"\",'Tidal Barrage 2'!$B$27,\"\")","v":110.36648684531249},{"$f":"IF(F7<>\"\",'Tidal Barrage 2'!$B$23,\"\")","v":12.5989140234375},null,{"$f":"IF(Input!J55=\"[Enter Name]\",\"\",Input!J55)","v":"Southwest Eigg (Deepwater)"},{"$f":"IF(Input!J56=\"[Select Value]\",\"\",Input!J56)","v":"SW"},{"$f":"IF(K7<>\"\",'Wave 2'!$B$12,\"\")","v":4.3146196115096336},{"$f":"IF(K7<>\"\",M7*365*24,\"\")","v":37796.067796824391},null,{"$f":"VLOOKUP(LARGE('Decision Matrices'!$B$69:$B$80,2),'Decision Matrices'!$B$69:$C$80,2,FALSE)","v":"Compressed Air"},null,null,{"$f":"0.78*(VLOOKUP(P7,'Storage Device Database'!$B$4:$K$15,10,FALSE))","v":506.649},{"$f":"VLOOKUP(P7,'Storage Device Database'!$B$4:$M$15,12,FALSE)","v":0}]
[{"$f":"IF(Input!B65=\"[Enter Name]\",\"\",Input!B65)","v":"Southwest Eigg"},{"$f":"IF(A8<>\"\",'Tidal Stream 3'!$H$2780,\"\")","v":9.4699577522897798},{"$f":"IF(A8<>\"\",'Tidal Stream 3'!$H$2781,\"\")","v":120.26912246297042},{"$f":"IF(A8<>\"\",'Tidal Stream 3'!$G$2782,\"\")","v":1.3724576452593883E-2},null,{"$f":"IF(Input!F65=\"[Enter Name]\",\"\",Input!F65)","v":"Bay of Laig"},{"$f":"IF(F8<>\"\",'Tidal Barrage 3'!$B$26,\"\")","v":35.747859172077},{"$f":"IF(F8<>\"\",'Tidal Barrage 3'!$B$27,\"\")","v":454.00029915824996},{"$f":"IF(F8<>\"\",'Tidal Barrage 3'!$B$23,\"\")","v":51.826518168749999},null,{"$f":"IF(Input!J65=\"[Enter Name]\",\"\",Input!J65)","v":""},{"$f":"IF(Input!J66=\"[Select Value]\",\"\",Input!J66)","v":""},{"$f":"IF(K8<>\"\",'Wave 3'!$B$12,\"\")","v":""},{"$f":"IF(K8<>\"\",M8*365*24,\"\")","v":""},null,{"$f":"VLOOKUP(LARGE('Decision Matrices'!$B$69:$B$80,3),'Decision Matrices'!$B$69:$C$80,2,FALSE)","v":"Zinc Air"},null,null,{"$f":"0.78*(VLOOKUP(P8,'Storage Device Database'!$B$4:$K$15,10,FALSE))","v":1195.74},{"$f":"VLOOKUP(P8,'Storage Device Database'!$B$4:$M$15,12,FALSE)","v":7.0000000000000001E-3}]
[{"$f":"IF(Input!B75=\"[Enter Name]\",\"\",Input!B75)","v":"Northeast Eigg"},{"$f":"IF(A9<>\"\",'Tidal Stream 4'!$H$2780,\"\")","v":39.601750892567594},{"$f":"IF(A9<>\"\",'Tidal Stream 4'!$H$2781,\"\")","v":502.94499219857943},{"$f":"IF(A9<>\"\",'Tidal Stream 4'!$G$2782,\"\")","v":5.7393841873286368E-2},null,{"$f":"IF(Input!F75=\"[Enter Name]\",\"\",Input!F66)","v":""},{"$f":"IF(F9<>\"\",'Tidal Barrage 3'!$B$26,\"\")","v":""},{"$f":"IF(F9<>\"\",'Tidal Barrage 3'!$B$27,\"\")","v":""},{"$f":"IF(F9<>\"\",'Tidal Barrage 4'!$B$23,\"\")","v":""},null,{"$f":"IF(Input!J75=\"[Enter Name]\",\"\",Input!J75)","v":""},{"$f":"IF(Input!J76=\"[Select Value]\",\"\",Input!J76)","v":""},{"$f":"IF(K9<>\"\",'Wave 4'!$B$12,\"\")","v":""},{"$f":"IF(K9<>\"\",M9*365*24,\"\")","v":""}]
[{"$f":"IF(Input!B85=\"[Enter Name]\",\"\",Input!B85)","v":""},{"$f":"IF(A10<>\"\",'Tidal Stream 5'!$H$2780,\"\")","v":""},{"$f":"IF(A10<>\"\",'Tidal Stream 5'!$H$2781,\"\")","v":""},{"$f":"IF(A10<>\"\",'Tidal Stream 5'!$G$2782,\"\")","v":""},null,{"$f":"IF(Input!F85=\"[Enter Name]\",\"\",Input!F67)","v":""},{"$f":"IF(F10<>\"\",'Tidal Barrage 3'!$B$26,\"\")","v":""},{"$f":"IF(F10<>\"\",'Tidal Barrage 3'!$B$27,\"\")","v":""},{"$f":"IF(F10<>\"\",'Tidal Barrage 5'!$B$23,\"\")","v":""},null,{"$f":"IF(Input!J85=\"[Enter Name]\",\"\",Input!J85)","v":""},{"$f":"IF(Input!J86=\"[Select Value]\",\"\",Input!J86)","v":""},{"$f":"IF(K10<>\"\",'Wave 5'!$B$12,\"\")","v":""},{"$f":"IF(K10<>\"\",M10*365*24,\"\")","v":""}]
[]
["Proposed Location and Devices",null,null,null,null,null,null,null,null,null,"Proposed Location and Devices"]
[]
["Site Name","Energy per year (kWh/m^2)","Average Power (kW/m^2)",null,null,null,null,null,null,null,"Site Name","Position","Average Power (kW/m)","Annual Energy (kWh/m)"]
[{"$f":"VLOOKUP((MAX('Decision Matrices'!B5:B9)),'Decision Matrices'!B5:C9,2,FALSE)","v":"Eigg - Castle Island"},{"$f":"VLOOKUP(A15,A6:D10,3,FALSE)","v":1930.8216086325187},{"$f":"VLOOKUP(A15,A6:D10,4,FALSE)","v":0.22033676010362749},null,null,"Site Name",{"$f":"VLOOKUP((MAX('Decision Matrices'!B10:B14)),'Decision Matrices'!B10:C14,2,FALSE)","v":"Bay of Laig"},{"$f":"VLOOKUP(LARGE(('Decision Matrices'!B10:B14),2),'Decision Matrices'!B10:C14,2,FALSE)","v":"Galmisdale Pier (Inner)"},{"$f":"VLOOKUP(LARGE(('Decision Matrices'!B10:B14),3),'Decision Matrices'!B10:C14,2,FALSE)","v":"Galmisdale Pier (Outer)"},null,{"$f":"K6","v":"Southwest Eigg (Transitional Water)"},{"$f":"VLOOKUP(K15,K6:L10,2,FALSE)","v":"SW"},{"$f":"VLOOKUP(K15,K6:N10,2,FALSE)","v":"SW"},{"$f":"VLOOKUP(K15,K6:N10,3,FALSE)","v":8.0550962642741215}]
[]
[null,"Name","Rated Power (kW)","Capture Area",null,"Available Energy (MWh)",{"$f":"VLOOKUP(G15,$F$6:$H$10,3,FALSE)","v":454.00029915824996},{"$f":"VLOOKUP(H15,$F$6:$H$10,3,FALSE)","v":110.36648684531249},59.188766526042194,null,null,"Name","Rated Power (kW)","Availability"]
["Potential Devices ",{"$f":"VLOOKUP((MAX('Decision Matrices'!B25:B63)),'Decision Matrices'!B25:C63,2,FALSE)","v":"Oryon Watermill"},{"$f":"VLOOKUP(B18,'Tidal Device Database'!$B$4:$D$42,3,FALSE)","v":50},{"$f":"VLOOKUP(B18,'Tidal Device Database'!$B$4:$G$42,5,FALSE)","v":3},null,"Rated Power (kW)",{"$f":"VLOOKUP(G15,$F$6:$I$10,4,FALSE)","v":51.826518168749999},{"$f":"VLOOKUP(H15,$F$6:$I$10,4,FALSE)","v":12.5989140234375},6.7567085075390629,null,"Potential Devices ",{"$f":"VLOOKUP(LARGE('Decision Matrices'!$B$86:$B$89,1),'Decision Matrices'!$B$86:$C$89,2,FALSE)","v":"Yam Pro Energy"},{"$f":"VLOOKUP(L18,'Wave Device Database'!$B$3:$G$8,6,FALSE)","v":100},{"$f":"VLOOKUP(L18,'Wave Device Database'!$B$3:$D$8,3,FALSE)","v":0.186}]
[null,{"$f":"VLOOKUP((LARGE('Decision Matrices'!B25:B63,2)),'Decision Matrices'!B25:C63,2,FALSE)","v":"ENC-025L"},{"$f":"VLOOKUP(B19,'Tidal Device Database'!$B$4:$D$42,3,FALSE)","v":25},{"$f":"VLOOKUP(B19,'Tidal Device Database'!$B$4:$G$42,5,FALSE)","v":2.4},null,null,null,null,null,null,null,{"$f":"VLOOKUP(LARGE('Decision Matrices'!$B$86:$B$89,2),'Decision Matrices'!$B$86:$C$89,2,FALSE)","v":"Rotary Wave"},{"$f":"VLOOKUP(L19,'Wave Device Database'!$B$3:$G$8,6,FALSE)","v":200},{"$f":"VLOOKUP(L19,'Wave Device Database'!$B$3:$D$8,3,FALSE)","v":9.5666666666666664E-2}]
[null,{"$f":"VLOOKUP((LARGE('Decision Matrices'!B25:B63,3)),'Decision Matrices'!B25:C63,2,FALSE)","v":"EVG-005H"},{"$f":"VLOOKUP(B20,'Tidal Device Database'!$B$4:$D$42,3,FALSE)","v":5},{"$f":"VLOOKUP(B20,'Tidal Device Database'!$B$4:$G$42,5,FALSE)","v":0.75},null,null,null,null,null,null,null,{"$f":"VLOOKUP(LARGE('Decision Matrices'!$B$86:$B$89,3),'Decision Matrices'!$B$86:$C$89,2,FALSE)","v":"Wave El Buoy"},{"$f":"VLOOKUP(L20,'Wave Device Database'!$B$3:$G$8,6,FALSE)","v":150},{"$f":"VLOOKUP(L20,'Wave Device Database'!$B$3:$D$8,3,FALSE)","v":0.26033333333333336}]
[]
[null,null,null,null,null,null,null,null,null,null,null,null,null,null,null,null,null,null,null,"."]
[]
["Financial Comparison",null,null,null,null,null,null,null,null,null,"Financial Comparison",null,null,null,null,"Financial Comparison"]
[]
["Tidal Power Option",null,null,null,null,"Tidal Barrage Option",null,null,null,null,"Wave Options",null,null,null,null,"Storage Options"]
[]
["Device ",{"$f":"B18","v":"Oryon Watermill"},{"$f":"B19","v":"ENC-025L"},{"$f":"B20","v":"EVG-005H"},null,null,null,null,null,null,"Device ",{"$f":"L18","v":"Yam Pro Energy"},{"$f":"L19","v":"Rotary Wave"},{"$f":"L20","v":"Wave El Buoy"},null,"Device ",{"$f":"P6","v":"Pumped Hydro"},{"$f":"P7","v":"Compressed Air"},{"$f":"P8","v":"Zinc Air"}]
[]
["Capital Expenditure",null,null,null,null,"Capital Expenditure",null,null,null,null,"Capital Expenditure",null,null,null,null,"Capital Expenditure"]
["Average Cost per kW Installed",{"$f":"4400*0.85","v":3740},null,null,null,"Average Cost per kW Installed",20000,null,null,null,"Average Cost per kW Installed",{"$f":"0.85*5790","v":4921.5},null,null,null,"Average Cost per kW Installed",{"$f":"S6","v":40000},{"$f":"S7","v":506.649},{"$f":"S8","v":1195.74}]
["Major Equipment Cost",{"$f":"0.46*B36","v":86020},{"$f":"0.46*C36","v":43010},8602,null,"Capital Cost",{"$f":"(G31*G18)+500000","v":1536530.363375},{"$f":"(G31*H18)+500000","v":751978.28046875005},{"$f":"(G31*I18)+500000","v":635134.17015078128},null,"Major Equipment Cost",{"$f":"0.46*L36","v":226389},{"$f":"0.46*M36","v":452778},339583.5,null,"Total Capital Cost",{"$f":"$Q$6*Q31","v":2800000},{"$f":"$Q$6*R31","v":35465.43},83701.8]
["Civil and Structural Cost",{"$f":"0.31*B36","v":57970},{"$f":"0.31*C36","v":28985},5797,null,"Total",{"$f":"G32","v":1536530.363375},{"$f":"SUM(H32:H32)","v":751978.28046875005},{"$f":"SUM(I32:I32)","v":635134.17015078128},null,"Civil and Structural Cost",{"$f":"0.31*L36","v":152566.5},{"$f":"0.31*M36","v":305133},228849.75,null,"Operating Expenditure"]
["Electrical and Installation",{"$f":"0.07*B36","v":13090.000000000002},{"$f":"0.07*C36","v":6545.0000000000009},1309.0000000000002,null,null,null,null,null,null,"Electrical and Installation",{"$f":"0.07*L36","v":34450.5},{"$f":"0.07*M36","v":68901},51675.750000000007,null,"Maintenance Cost (@5% Capital)",{"$f":"0.05*Q32","v":140000},{"$f":"0.05*R32","v":1773.2715000000001},4185.09]
["Indirect Project Costs",{"$f":"0.16*B36","v":29920},{"$f":"0.16*C36","v":14960},2992,null,"Maintenance Cost (@1% Capital)",{"$f":"0.01*G33","v":15365.30363375},{"$f":"0.01*H33","v":7519.7828046875002},{"$f":"0.01*I33","v":6351.341701507813},null,"Indirect Project Costs",{"$f":"0.16*L36","v":78744},{"$f":"0.16*M36","v":157488},{"$f":"0.16*N36","v":118116},null,"Lifespan",{"$f":"VLOOKUP(Q28,'Storage Device Database'!$B$4:$H$15,7,FALSE)","v":49.2},{"$f":"VLOOKUP(R28,'Storage Device Database'!$B$4:$H$15,7,FALSE)","v":30},{"$f":"VLOOKUP(S28,'Storage Device Database'!$B$4:$H$15,7,FALSE)","v":8.08}]
["Total",{"$f":"C18*B31","v":187000},{"$f":"C19*B31","v":93500},{"$f":"C20*B31","v":18700},null,"Lifespan",25,25,25,null,"Total",{"$f":"M18*L31","v":492150},{"$f":"M19*L31","v":984300},{"$f":"M20*L31","v":738225},null,"Efficiency",{"$f":"(VLOOKUP(Q28,'Storage Device Database'!$B$4:$G$15,6,FALSE))/100","v":0.76590000000000003},{"$f":"(VLOOKUP(R28,'Storage Device Database'!$B$4:$G$15,6,FALSE))/100","v":0.68299999999999994},{"$f":"(VLOOKUP(S28,'Storage Device Database'!$B$4:$G$15,6,FALSE))/100","v":0.4425}]
["Operating Expenditure",null,null,null,null,"Annual Energy Production (kWh)",{"$f":"G17*1000","v":454000.29915824998},{"$f":"H17*1000","v":110366.48684531249},{"$f":"I17*1000","v":59188.766526042193},null,"Operating Expenditure",null,null,null,null,"Annual Capacity (kWh)",{"$f":"R6","v":50000},{"$f":"R6","v":50000},{"$f":"R6","v":50000}]
["Maintenance Cost (@7% Capital)",{"$f":"0.07*B32","v":6021.4000000000005},{"$f":"0.07*C32","v":3010.7000000000003},{"$f":"0.07*D32","v":602.1400000000001},null,null,null,null,null,null,"Maintenance Cost (@5% Capital)",{"$f":"0.05*L32","v":11319.45},{"$f":"0.05*M32","v":22638.9},{"$f":"0.05*N32","v":16979.174999999999}]
["Lifespan",{"$f":"VLOOKUP(B18,'Tidal Device Database'!$B$4:$H$43,7,FALSE)","v":25},{"$f":"VLOOKUP(B19,'Tidal Device Database'!$B$4:$H$43,7,FALSE)","v":25},{"$f":"VLOOKUP(B20,'Tidal Device Database'!$B$4:$H$43,7,FALSE)","v":25},null,"Levelised Cost of Energy (£/kWh)",{"$f":"IF(ISERROR(G37),0,(G33+(G35*G36))/(G37*G36))","v":0.16922129415155018},{"$f":"IF(ISERROR(H37),0,(H33+(H35*H36))/(H37*H36))","v":0.34067328858746226},0.5365326965137307,null,"Lifespan",{"$f":"VLOOKUP(L28,'Wave Device Database'!$B$3:$F$7,5,FALSE)","v":25},{"$f":"VLOOKUP(M28,'Wave Device Database'!$B$3:$F$7,5,FALSE)","v":20},{"$f":"VLOOKUP(N28,'Wave Device Database'!$B$3:$F$7,5,FALSE)","v":25},null,"Levelised Cost of Energy (£/kWh)",{"$f":"IF(ISERROR(Q37),0,(Q32+(Q35*Q34))/(Q35*Q37))","v":3.9382113821138209},{"$f":"IF(ISERROR(R37),0,(R32+(R35*R34))/(R35*R37))","v":5.910905000000001E-2},{"$f":"IF(ISERROR(S37),0,(S32+(S35*S34))/(S35*S37))","v":0.29088447326732675}]
["Annual Energy Production (kWh)",{"$f":"0.3*$B$15*D18","v":1737.7394477692669},{"$f":"0.3*$B$15*D19","v":1390.1915582154134},{"$f":"0.3*$B$15*D20","v":434.43486194231673},null,null,null,null,null,null,"Annual Energy Production (kWh)",{"$f":"(M18*365*24)*N18","v":162936},{"$f":"(M19*365*24)*N19","v":167608},{"$f":"(M20*365*24)*N20","v":342078.00000000006}]
[]
["Levelised Cost of Energy (£/kWh)",{"$f":"IF(ISERROR(B40),0,(B36+(B39*B38))/(B39*B40))","v":7.7695191976747289},{"$f":"IF(ISERROR(C40),0,(C36+(C39*C38))/(C39*C40))","v":4.855949498546706},3.1078076790698916,null,null,null,null,null,null,"Levelised Cost of Energy (£/kWh)",{"$f":"IF(ISERROR(L40),0,(L36+(L39*L38))/(L39*L40))","v":0.19029220061864782},{"$f":"IF(ISERROR(M40),0,(M36+(M39*M38))/(M39*M40))","v":0.42870209059233449},0.13595780786838085]
[]
[]
[]
["Summary"]
[]
["Levelised Cost of Energy","Method/Location","Type"]
[{"$f":"B42","v":7.7695191976747289},{"$f":"B28","v":"Oryon Watermill"},"Tidal Strean"]
[{"$f":"C42","v":4.855949498546706},{"$f":"C28","v":"ENC-025L"}]
[{"$f":"D42","v":3.1078076790698916},{"$f":"D28","v":"EVG-005H"}]
[{"$f":"G39","v":0.16922129415155018},{"$f":"G15","v":"Bay of Laig"},"Tidal Range"]
[{"$f":"H39","v":0.34067328858746226},{"$f":"H15","v":"Galmisdale Pier (Inner)"}]
[{"$f":"I39","v":0.5365326965137307},{"$f":"I15","v":"Galmisdale Pier (Outer)"}]
[{"$f":"L42","v":0.19029220061864782},{"$f":"L28","v":"Yam Pro Energy"},"Wave"]
[{"$f":"M42","v":0.42870209059233449},{"$f":"M28","v":"Rotary Wave"}]
[{"$f":"N42","v":0.13595780786838085},{"$f":"N28","v":"Wave El Buoy"}]
[{"$f":"Q39","v":3.9382113821138209},{"$f":"Q28","v":"Pumped Hydro"},"Storage"]
[{"$f":"R39","v":5.910905000000001E-2},{"$f":"R28","v":"Compressed Air"}]
[{"$f":"S39","v":0.29088447326732675},{"$f":"S28","v":"Zinc Air"}]
[]
["Recommeded Options"]
[]
["Generation Method","Levelised Cost of Energy (£/kWh)"]
[{"$f":"VLOOKUP(MIN(A49:A57),A49:B60,2,FALSE)","v":"Wave El Buoy"},{"$f":"VLOOKUP(MIN(A49:A57),A49:B60,1,FALSE)","v":0.13595780786838085}]
[]
["Storage Method","Levelised Cost of Energy"]
[{"$f":"VLOOKUP(MIN(A58:A60),A58:B60,2,FALSE)","v":"Compressed Air"},{"$f":"VLOOKUP(MIN(A58:A60),A58:B60,1,FALSE)","v":5.910905000000001E-2}]

{"sheet":"Decision Matrices","index":2,"n_rows":91,"n_cols":20,"rows_kept":91,"cut":false,"hidden":false,"merged":[[22,0,23,0],[22,15,23,15],[2,0,3,0],[4,3,8,3],[9,3,13,3],[14,3,18,3],[2,12,3,12],[2,1,3,1],[22,1,23,1],[83,1,84,1],[83,0,84,0],[83,17,84,17],[66,19,67,19],[66,0,67,0],[66,1,67,1]]}
[]
[]
["No.",{"$f":"M3","v":"Score"},null,"Criteria",{"$f":"'Location Database'!D2","v":"Assessed Resource"},{"$f":"'Location Database'!E2","v":"Proximity to Load (Shore)"},{"$f":"'Location Database'!F2","v":"Wave Height"},{"$f":"'Location Database'!G2","v":"Average Water Depth"},{"$f":"'Location Database'!H2","v":"Peak Flow Rate"},{"$f":"'Location Database'!I2","v":"Tidal Range"},{"$f":"'Location Database'!J2","v":"Seabed Topography"},{"$f":"'Location Database'!K2","v":"Accessibility"},"Score"]
[null,null,"Location","Type",4,3,4,3,4,4,2,3]
[{"$f":"'Location Database'!A4","v":1},{"$f":"M5","v":68},{"$f":"'Location Database'!B4","v":"Eigg - Castle Island"},{"$f":"'Location Database'!C4","v":"Tidal Stream "},{"$f":"IF('Location Database'!D4=\"\",0,(VLOOKUP('Location Database'!D4,'Location Database'!$F$30:$G$34,2,FALSE)))","v":2},{"$f":"IF((AND('Location Database'!E4<>\"\",'Location Database'!E4<>\"[Select Value]\")),(VLOOKUP('Location Database'!E4,'Location Database'!$D$36:$E$40,2,FALSE)),0)","v":5},{"$f":"IF((AND('Location Database'!F4<>\"\",'Location Database'!F4<>\"[Select Value]\")),(VLOOKUP('Location Database'!F4,'Location Database'!$D$42:$E$47,2,FALSE)),0)","v":0},{"$f":"IF((AND('Location Database'!G4<>\"\",'Location Database'!G4<>\"[Select Value]\")),(VLOOKUP('Location Database'!G4,'Location Database'!$D$49:$E$53,2,FALSE)),0)","v":4},{"$f":"IF((AND('Location Database'!H4<>\"\",'Location Database'!H4<>\"[Select Value]\")),(VLOOKUP('Location Database'!H4,'Location Database'!$D$55:$E$60,2,FALSE)),0)","v":3},{"$f":"IF((AND('Location Database'!I4<>\"\",'Location Database'!I4<>\"[Select Value]\")),(VLOOKUP('Location Database'!I4,'Location Database'!$D$62:$E$67,2,FALSE)),0)","v":0},{"$f":"IF((AND('Location Database'!J4<>\"\",'Location Database'!J4<>\"[Select Value]\")),(VLOOKUP('Location Database'!J4,'Location Database'!$A$30:$B$34,2,FALSE)),0)","v":3},{"$f":"IF((AND('Location Database'!K4<>\"\",'Location Database'!K4<>\"[Select Value]\")),(VLOOKUP('Location Database'!K4,'Location Database'!$A$36:$B$40,2,FALSE)),0)","v":5},{"$f":"SUMPRODUCT(E5:L5,$E$4:$L$4)","v":68}]
[{"$f":"'Location Database'!A5","v":2},{"$f":"M6","v":51},{"$f":"'Location Database'!B5","v":"East Castle Island"},null,{"$f":"IF('Location Database'!D5=\"\",0,(VLOOKUP('Location Database'!D5,'Location Database'!$F$30:$G$34,2,FALSE)))","v":2},{"$f":"IF((AND('Location Database'!E5<>\"\",'Location Database'!E5<>\"[Select Value]\")),(VLOOKUP('Location Database'!E5,'Location Database'!$D$36:$E$40,2,FALSE)),0)","v":4},{"$f":"IF((AND('Location Database'!F5<>\"\",'Location Database'!F5<>\"[Select Value]\")),(VLOOKUP('Location Database'!F5,'Location Database'!$D$42:$E$47,2,FALSE)),0)","v":0},{"$f":"IF((AND('Location Database'!G5<>\"\",'Location Database'!G5<>\"[Select Value]\")),(VLOOKUP('Location Database'!G5,'Location Database'!$D$49:$E$53,2,FALSE)),0)","v":5},{"$f":"IF((AND('Location Database'!H5<>\"\",'Location Database'!H5<>\"[Select Value]\")),(VLOOKUP('Location Database'!H5,'Location Database'!$D$55:$E$60,2,FALSE)),0)","v":2},{"$f":"IF((AND('Location Database'!I5<>\"\",'Location Database'!I5<>\"[Select Value]\")),(VLOOKUP('Location Database'!I5,'Location Database'!$D$62:$E$67,2,FALSE)),0)","v":0},{"$f":"IF((AND('Location Database'!J5<>\"\",'Location Database'!J5<>\"[Select Value]\")),(VLOOKUP('Location Database'!J5,'Location Database'!$A$30:$B$34,2,FALSE)),0)","v":1},{"$f":"IF((AND('Location Database'!K5<>\"\",'Location Database'!K5<>\"[Select Value]\")),(VLOOKUP('Location Database'!K5,'Location Database'!$A$36:$B$40,2,FALSE)),0)","v":2},{"$f":"SUMPRODUCT(E6:L6,$E$4:$L$4)","v":51}]
[{"$f":"'Location Database'!A6","v":3},52,{"$f":"'Location Database'!B6","v":"Southwest Eigg"},null,{"$f":"IF('Location Database'!D6=\"\",0,(VLOOKUP('Location Database'!D6,'Location Database'!$F$30:$G$34,2,FALSE)))","v":2},{"$f":"IF((AND('Location Database'!E6<>\"\",'Location Database'!E6<>\"[Select Value]\")),(VLOOKUP('Location Database'!E6,'Location Database'!$D$36:$E$40,2,FALSE)),0)","v":3},{"$f":"IF((AND('Location Database'!F6<>\"\",'Location Database'!F6<>\"[Select Value]\")),(VLOOKUP('Location Database'!F6,'Location Database'!$D$42:$E$47,2,FALSE)),0)","v":0},{"$f":"IF((AND('Location Database'!G6<>\"\",'Location Database'!G6<>\"[Select Value]\")),(VLOOKUP('Location Database'!G6,'Location Database'!$D$49:$E$53,2,FALSE)),0)","v":5},{"$f":"IF((AND('Location Database'!H6<>\"\",'Location Database'!H6<>\"[Select Value]\")),(VLOOKUP('Location Database'!H6,'Location Database'!$D$55:$E$60,2,FALSE)),0)","v":2},{"$f":"IF((AND('Location Database'!I6<>\"\",'Location Database'!I6<>\"[Select Value]\")),(VLOOKUP('Location Database'!I6,'Location Database'!$D$62:$E$67,2,FALSE)),0)","v":0},{"$f":"IF((AND('Location Database'!J6<>\"\",'Location Database'!J6<>\"[Select Value]\")),(VLOOKUP('Location Database'!J6,'Location Database'!$A$30:$B$34,2,FALSE)),0)","v":3},{"$f":"IF((AND('Location Database'!K6<>\"\",'Location Database'!K6<>\"[Select Value]\")),(VLOOKUP('Location Database'!K6,'Location Database'!$A$36:$B$40,2,FALSE)),0)","v":2},52]
[{"$f":"'Location Database'!A7","v":4},45,{"$f":"'Location Database'!B7","v":"Northeast Eigg"},null,{"$f":"IF('Location Database'!D7=\"\",0,(VLOOKUP('Location Database'!D7,'Location Database'!$F$30:$G$34,2,FALSE)))","v":2},{"$f":"IF((AND('Location Database'!E7<>\"\",'Location Database'!E7<>\"[Select Value]\")),(VLOOKUP('Location Database'!E7,'Location Database'!$D$36:$E$40,2,FALSE)),0)","v":4},{"$f":"IF((AND('Location Database'!F7<>\"\",'Location Database'!F7<>\"[Select Value]\")),(VLOOKUP('Location Database'!F7,'Location Database'!$D$42:$E$47,2,FALSE)),0)","v":0},{"$f":"IF((AND('Location Database'!G7<>\"\",'Location Database'!G7<>\"[Select Value]\")),(VLOOKUP('Location Database'!G7,'Location Database'!$D$49:$E$53,2,FALSE)),0)","v":4},{"$f":"IF((AND('Location Database'!H7<>\"\",'Location Database'!H7<>\"[Select Value]\")),(VLOOKUP('Location Database'!H7,'Location Database'!$D$55:$E$60,2,FALSE)),0)","v":2},{"$f":"IF((AND('Location Database'!I7<>\"\",'Location Database'!I7<>\"[Select Value]\")),(VLOOKUP('Location Database'!I7,'Location Database'!$D$62:$E$67,2,FALSE)),0)","v":0},{"$f":"IF((AND('Location Database'!J7<>\"\",'Location Database'!J7<>\"[Select Value]\")),(VLOOKUP('Location Database'!J7,'Location Database'!$A$30:$B$34,2,FALSE)),0)","v":1},{"$f":"IF((AND('Location Database'!K7<>\"\",'Location Database'!K7<>\"[Select Value]\")),(VLOOKUP('Location Database'!K7,'Location Database'!$A$36:$B$40,2,FALSE)),0)","v":1},45]
[{"$f":"'Location Database'!A8","v":5},0,{"$f":"'Location Database'!B8","v":"[Enter Name]"},null,{"$f":"IF('Location Database'!D8=\"\",0,(VLOOKUP('Location Database'!D8,'Location Database'!$F$30:$G$34,2,FALSE)))","v":0},{"$f":"IF((AND('Location Database'!E8<>\"\",'Location Database'!E8<>\"[Select Value]\")),(VLOOKUP('Location Database'!E8,'Location Database'!$D$36:$E$40,2,FALSE)),0)","v":0},{"$f":"IF((AND('Location Database'!F8<>\"\",'Location Database'!F8<>\"[Select Value]\")),(VLOOKUP('Location Database'!F8,'Location Database'!$D$42:$E$47,2,FALSE)),0)","v":0},{"$f":"IF((AND('Location Database'!G8<>\"\",'Location Database'!G8<>\"[Select Value]\")),(VLOOKUP('Location Database'!G8,'Location Database'!$D$49:$E$53,2,FALSE)),0)","v":0},{"$f":"IF((AND('Location Database'!H8<>\"\",'Location Database'!H8<>\"[Select Value]\")),(VLOOKUP('Location Database'!H8,'Location Database'!$D$55:$E$60,2,FALSE)),0)","v":0},{"$f":"IF((AND('Location Database'!I8<>\"\",'Location Database'!I8<>\"[Select Value]\")),(VLOOKUP('Location Database'!I8,'Location Database'!$D$62:$E$67,2,FALSE)),0)","v":0},{"$f":"IF((AND('Location Database'!J8<>\"\",'Location Database'!J8<>\"[Select Value]\")),(VLOOKUP('Location Database'!J8,'Location Database'!$A$30:$B$34,2,FALSE)),0)","v":0},{"$f":"IF((AND('Location Database'!K8<>\"\",'Location Database'!K8<>\"[Select Value]\")),(VLOOKUP('Location Database'!K8,'Location Database'!$A$36:$B$40,2,FALSE)),0)","v":0},0]
[{"$f":"'Location Database'!A9","v":6},55,{"$f":"'Location Database'!B9","v":"Galmisdale Pier (Outer)"},{"$f":"'Location Database'!C9","v":"Tidal Barrage "},{"$f":"IF('Location Database'!D9=\"\",0,(VLOOKUP('Location Database'!D9,'Location Database'!$H$30:$I$34,2,FALSE)))","v":2},{"$f":"IF((AND('Location Database'!E9<>\"\",'Location Database'!E9<>\"[Select Value]\")),(VLOOKUP('Location Database'!E9,'Location Database'!$D$36:$E$40,2,FALSE)),0)","v":5},{"$f":"IF((AND('Location Database'!F9<>\"\",'Location Database'!F9<>\"[Select Value]\")),(VLOOKUP('Location Database'!F9,'Location Database'!$D$42:$E$47,2,FALSE)),0)","v":0},{"$f":"IF((AND('Location Database'!G9<>\"\",'Location Database'!G9<>\"[Select Value]\")),(VLOOKUP('Location Database'!G9,'Location Database'!$D$49:$E$53,2,FALSE)),0)","v":2},{"$f":"IF((AND('Location Database'!H9<>\"\",'Location Database'!H9<>\"[Select Value]\")),(VLOOKUP('Location Database'!H9,'Location Database'!$D$55:$E$60,2,FALSE)),0)","v":0},{"$f":"IF((AND('Location Database'!I9<>\"\",'Location Database'!I9<>\"[Select Value]\")),(VLOOKUP('Location Database'!I9,'Location Database'!$D$62:$E$67,2,FALSE)),0)","v":2},{"$f":"IF((AND('Location Database'!J9<>\"\",'Location Database'!J9<>\"[Select Value]\")),(VLOOKUP('Location Database'!J9,'Location Database'!$A$30:$B$34,2,FALSE)),0)","v":3},{"$f":"IF((AND('Location Database'!K9<>\"\",'Location Database'!K9<>\"[Select Value]\")),(VLOOKUP('Location Database'!K9,'Location Database'!$A$36:$B$40,2,FALSE)),0)","v":4},55]
[{"$f":"'Location Database'!A10","v":7},63,{"$f":"'Location Database'!B10","v":"Galmisdale Pier (Inner)"},null,{"$f":"IF('Location Database'!D10=\"\",0,(VLOOKUP('Location Database'!D10,'Location Database'!$H$30:$I$34,2,FALSE)))","v":3},{"$f":"IF((AND('Location Database'!E10<>\"\",'Location Database'!E10<>\"[Select Value]\")),(VLOOKUP('Location Database'!E10,'Location Database'!$D$36:$E$40,2,FALSE)),0)","v":5},{"$f":"IF((AND('Location Database'!F10<>\"\",'Location Database'!F10<>\"[Select Value]\")),(VLOOKUP('Location Database'!F10,'Location Database'!$D$42:$E$47,2,FALSE)),0)","v":0},{"$f":"IF((AND('Location Database'!G10<>\"\",'Location Database'!G10<>\"[Select Value]\")),(VLOOKUP('Location Database'!G10,'Location Database'!$D$49:$E$53,2,FALSE)),0)","v":2},{"$f":"IF((AND('Location Database'!H10<>\"\",'Location Database'!H10<>\"[Select Value]\")),(VLOOKUP('Location Database'!H10,'Location Database'!$D$55:$E$60,2,FALSE)),0)","v":0},{"$f":"IF((AND('Location Database'!I10<>\"\",'Location Database'!I10<>\"[Select Value]\")),(VLOOKUP('Location Database'!I10,'Location Database'!$D$62:$E$67,2,FALSE)),0)","v":2},{"$f":"IF((AND('Location Database'!J10<>\"\",'Location Database'!J10<>\"[Select Value]\")),(VLOOKUP('Location Database'!J10,'Location Database'!$A$30:$B$34,2,FALSE)),0)","v":5},{"$f":"IF((AND('Location Database'!K10<>\"\",'Location Database'!K10<>\"[Select Value]\")),(VLOOKUP('Location Database'!K10,'Location Database'!$A$36:$B$40,2,FALSE)),0)","v":4},63]
[{"$f":"'Location Database'!A11","v":8},74,{"$f":"'Location Database'!B11","v":"Bay of Laig"},null,{"$f":"IF('Location Database'!D11=\"\",0,(VLOOKUP('Location Database'!D11,'Location Database'!$H$30:$I$34,2,FALSE)))","v":5},{"$f":"IF((AND('Location Database'!E11<>\"\",'Location Database'!E11<>\"[Select Value]\")),(VLOOKUP('Location Database'!E11,'Location Database'!$D$36:$E$40,2,FALSE)),0)","v":3},{"$f":"IF((AND('Location Database'!F11<>\"\",'Location Database'!F11<>\"[Select Value]\")),(VLOOKUP('Location Database'!F11,'Location Database'!$D$42:$E$47,2,FALSE)),0)","v":0},{"$f":"IF((AND('Location Database'!G11<>\"\",'Location Database'!G11<>\"[Select Value]\")),(VLOOKUP('Location Database'!G11,'Location Database'!$D$49:$E$53,2,FALSE)),0)","v":5},{"$f":"IF((AND('Location Database'!H11<>\"\",'Location Database'!H11<>\"[Select Value]\")),(VLOOKUP('Location Database'!H11,'Location Database'!$D$55:$E$60,2,FALSE)),0)","v":0},{"$f":"IF((AND('Location Database'!I11<>\"\",'Location Database'!I11<>\"[Select Value]\")),(VLOOKUP('Location Database'!I11,'Location Database'!$D$62:$E$67,2,FALSE)),0)","v":2},{"$f":"IF((AND('Location Database'!J11<>\"\",'Location Database'!J11<>\"[Select Value]\")),(VLOOKUP('Location Database'!J11,'Location Database'!$A$30:$B$34,2,FALSE)),0)","v":5},{"$f":"IF((AND('Location Database'!K11<>\"\",'Location Database'!K11<>\"[Select Value]\")),(VLOOKUP('Location Database'!K11,'Location Database'!$A$36:$B$40,2,FALSE)),0)","v":4},74]
[{"$f":"'Location Database'!A12","v":9},0,{"$f":"'Location Database'!B12","v":"[Enter Name]"},null,{"$f":"IF('Location Database'!D12=\"\",0,(VLOOKUP('Location Database'!D12,'Location Database'!$H$30:$I$34,2,FALSE)))","v":0},{"$f":"IF((AND('Location Database'!E12<>\"\",'Location Database'!E12<>\"[Select Value]\")),(VLOOKUP('Location Database'!E12,'Location Database'!$D$36:$E$40,2,FALSE)),0)","v":0},{"$f":"IF((AND('Location Database'!F12<>\"\",'Location Database'!F12<>\"[Select Value]\")),(VLOOKUP('Location Database'!F12,'Location Database'!$D$42:$E$47,2,FALSE)),0)","v":0},{"$f":"IF((AND('Location Database'!G12<>\"\",'Location Database'!G12<>\"[Select Value]\")),(VLOOKUP('Location Database'!G12,'Location Database'!$D$49:$E$53,2,FALSE)),0)","v":0},{"$f":"IF((AND('Location Database'!H12<>\"\",'Location Database'!H12<>\"[Select Value]\")),(VLOOKUP('Location Database'!H12,'Location Database'!$D$55:$E$60,2,FALSE)),0)","v":0},{"$f":"IF((AND('Location Database'!I12<>\"\",'Location Database'!I12<>\"[Select Value]\")),(VLOOKUP('Location Database'!I12,'Location Database'!$D$62:$E$67,2,FALSE)),0)","v":0},{"$f":"IF((AND('Location Database'!J12<>\"\",'Location Database'!J12<>\"[Select Value]\")),(VLOOKUP('Location Database'!J12,'Location Database'!$A$30:$B$34,2,FALSE)),0)","v":0},{"$f":"IF((AND('Location Database'!K12<>\"\",'Location Database'!K12<>\"[Select Value]\")),(VLOOKUP('Location Database'!K12,'Location Database'!$A$36:$B$40,2,FALSE)),0)","v":0},0]
[{"$f":"'Location Database'!A13","v":10},0,{"$f":"'Location Database'!B13","v":"[Enter Name]"},null,{"$f":"IF('Location Database'!D13=\"\",0,(VLOOKUP('Location Database'!D13,'Location Database'!$H$30:$I$34,2,FALSE)))","v":0},{"$f":"IF((AND('Location Database'!E13<>\"\",'Location Database'!E13<>\"[Select Value]\")),(VLOOKUP('Location Database'!E13,'Location Database'!$D$36:$E$40,2,FALSE)),0)","v":0},{"$f":"IF((AND('Location Database'!F13<>\"\",'Location Database'!F13<>\"[Select Value]\")),(VLOOKUP('Location Database'!F13,'Location Database'!$D$42:$E$47,2,FALSE)),0)","v":0},{"$f":"IF((AND('Location Database'!G13<>\"\",'Location Database'!G13<>\"[Select Value]\")),(VLOOKUP('Location Database'!G13,'Location Database'!$D$49:$E$53,2,FALSE)),0)","v":0},{"$f":"IF((AND('Location Database'!H13<>\"\",'Location Database'!H13<>\"[Select Value]\")),(VLOOKUP('Location Database'!H13,'Location Database'!$D$55:$E$60,2,FALSE)),0)","v":0},{"$f":"IF((AND('Location Database'!I13<>\"\",'Location Database'!I13<>\"[Select Value]\")),(VLOOKUP('Location Database'!I13,'Location Database'!$D$62:$E$67,2,FALSE)),0)","v":0},{"$f":"IF((AND('Location Database'!J13<>\"\",'Location Database'!J13<>\"[Select Value]\")),(VLOOKUP('Location Database'!J13,'Location Database'!$A$30:$B$34,2,FALSE)),0)","v":0},{"$f":"IF((AND('Location Database'!K13<>\"\",'Location Database'!K13<>\"[Select Value]\")),(VLOOKUP('Location Database'!K13,'Location Database'!$A$36:$B$40,2,FALSE)),0)","v":0},0]
[{"$f":"'Location Database'!A14","v":11},53,{"$f":"Input!J45","v":"Southwest Eigg (Transitional Water)"},{"$f":"'Location Database'!C14","v":"Wave"},{"$f":"IF('Location Database'!D14=\"\",0,(VLOOKUP('Location Database'!D14,'Location Database'!$D$30:$E$34,2,FALSE)))","v":2},{"$f":"IF((AND('Location Database'!E14<>\"\",'Location Database'!E14<>\"[Select Value]\")),(VLOOKUP('Location Database'!E14,'Location Database'!$D$36:$E$40,2,FALSE)),0)","v":4},{"$f":"IF((AND('Location Database'!F14<>\"\",'Location Database'!F14<>\"[Select Value]\")),(VLOOKUP('Location Database'!F14,'Location Database'!$D$42:$E$47,2,FALSE)),0)","v":2},{"$f":"IF((AND('Location Database'!G14<>\"\",'Location Database'!G14<>\"[Select Value]\")),(VLOOKUP('Location Database'!G14,'Location Database'!$D$49:$E$53,2,FALSE)),0)","v":4},{"$f":"IF((AND('Location Database'!H14<>\"\",'Location Database'!H14<>\"[Select Value]\")),(VLOOKUP('Location Database'!H14,'Location Database'!$D$55:$E$60,2,FALSE)),0)","v":0},{"$f":"IF((AND('Location Database'!I14<>\"\",'Location Database'!I14<>\"[Select Value]\")),(VLOOKUP('Location Database'!I14,'Location Database'!$D$62:$E$67,2,FALSE)),0)","v":0},{"$f":"IF((AND('Location Database'!J14<>\"\",'Location Database'!J14<>\"[Select Value]\")),(VLOOKUP('Location Database'!J14,'Location Database'!$A$30:$B$34,2,FALSE)),0)","v":2},{"$f":"IF((AND('Location Database'!K14<>\"\",'Location Database'!K14<>\"[Select Value]\")),(VLOOKUP('Location Database'!K14,'Location Database'!$A$36:$B$40,2,FALSE)),0)","v":3},53]
[{"$f":"'Location Database'!A15","v":12},40,{"$f":"Input!J55","v":"Southwest Eigg (Deepwater)"},null,{"$f":"IF('Location Database'!D15=\"\",0,(VLOOKUP('Location Database'!D15,'Location Database'!$D$30:$E$34,2,FALSE)))","v":1},{"$f":"IF((AND('Location Database'!E15<>\"\",'Location Database'!E15<>\"[Select Value]\")),(VLOOKUP('Location Database'!E15,'Location Database'!$D$36:$E$40,2,FALSE)),0)","v":2},{"$f":"IF((AND('Location Database'!F15<>\"\",'Location Database'!F15<>\"[Select Value]\")),(VLOOKUP('Location Database'!F15,'Location Database'!$D$42:$E$47,2,FALSE)),0)","v":2},{"$f":"IF((AND('Location Database'!G15<>\"\",'Location Database'!G15<>\"[Select Value]\")),(VLOOKUP('Location Database'!G15,'Location Database'!$D$49:$E$53,2,FALSE)),0)","v":1},{"$f":"IF((AND('Location Database'!H15<>\"\",'Location Database'!H15<>\"[Select Value]\")),(VLOOKUP('Location Database'!H15,'Location Database'!$D$55:$E$60,2,FALSE)),0)","v":0},{"$f":"IF((AND('Location Database'!I15<>\"\",'Location Database'!I15<>\"[Select Value]\")),(VLOOKUP('Location Database'!I15,'Location Database'!$D$62:$E$67,2,FALSE)),0)","v":0},{"$f":"IF((AND('Location Database'!J15<>\"\",'Location Database'!J15<>\"[Select Value]\")),(VLOOKUP('Location Database'!J15,'Location Database'!$A$30:$B$34,2,FALSE)),0)","v":5},{"$f":"IF((AND('Location Database'!K15<>\"\",'Location Database'!K15<>\"[Select Value]\")),(VLOOKUP('Location Database'!K15,'Location Database'!$A$36:$B$40,2,FALSE)),0)","v":3},{"$f":"SUMPRODUCT(E16:L16,$E$4:$L$4)","v":40}]
[{"$f":"'Location Database'!A16","v":13},0,{"$f":"Input!J65","v":"[Enter Name]"},null,{"$f":"IF('Location Database'!D16=\"\",0,(VLOOKUP('Location Database'!D16,'Location Database'!$D$30:$E$34,2,FALSE)))","v":0},{"$f":"IF((AND('Location Database'!E16<>\"\",'Location Database'!E16<>\"[Select Value]\")),(VLOOKUP('Location Database'!E16,'Location Database'!$D$36:$E$40,2,FALSE)),0)","v":0},{"$f":"IF((AND('Location Database'!F16<>\"\",'Location Database'!F16<>\"[Select Value]\")),(VLOOKUP('Location Database'!F16,'Location Database'!$D$42:$E$47,2,FALSE)),0)","v":0},{"$f":"IF((AND('Location Database'!G16<>\"\",'Location Database'!G16<>\"[Select Value]\")),(VLOOKUP('Location Database'!G16,'Location Database'!$D$49:$E$53,2,FALSE)),0)","v":0},{"$f":"IF((AND('Location Database'!H16<>\"\",'Location Database'!H16<>\"[Select Value]\")),(VLOOKUP('Location Database'!H16,'Location Database'!$D$55:$E$60,2,FALSE)),0)","v":0},{"$f":"IF((AND('Location Database'!I16<>\"\",'Location Database'!I16<>\"[Select Value]\")),(VLOOKUP('Location Database'!I16,'Location Database'!$D$62:$E$67,2,FALSE)),0)","v":0},{"$f":"IF((AND('Location Database'!J16<>\"\",'Location Database'!J16<>\"[Select Value]\")),(VLOOKUP('Location Database'!J16,'Location Database'!$A$30:$B$34,2,FALSE)),0)","v":0},{"$f":"IF((AND('Location Database'!K16<>\"\",'Location Database'!K16<>\"[Select Value]\")),(VLOOKUP('Location Database'!K16,'Location Database'!$A$36:$B$40,2,FALSE)),0)","v":0},0]
[{"$f":"'Location Database'!A17","v":14},0,{"$f":"Input!J75","v":"[Enter Name]"},null,{"$f":"IF('Location Database'!D17=\"\",0,(VLOOKUP('Location Database'!D17,'Location Database'!$D$30:$E$34,2,FALSE)))","v":0},{"$f":"IF((AND('Location Database'!E17<>\"\",'Location Database'!E17<>\"[Select Value]\")),(VLOOKUP('Location Database'!E17,'Location Database'!$D$36:$E$40,2,FALSE)),0)","v":0},{"$f":"IF((AND('Location Database'!F17<>\"\",'Location Database'!F17<>\"[Select Value]\")),(VLOOKUP('Location Database'!F17,'Location Database'!$D$42:$E$47,2,FALSE)),0)","v":0},{"$f":"IF((AND('Location Database'!G17<>\"\",'Location Database'!G17<>\"[Select Value]\")),(VLOOKUP('Location Database'!G17,'Location Database'!$D$49:$E$53,2,FALSE)),0)","v":0},{"$f":"IF((AND('Location Database'!H17<>\"\",'Location Database'!H17<>\"[Select Value]\")),(VLOOKUP('Location Database'!H17,'Location Database'!$D$55:$E$60,2,FALSE)),0)","v":0},{"$f":"IF((AND('Location Database'!I17<>\"\",'Location Database'!I17<>\"[Select Value]\")),(VLOOKUP('Location Database'!I17,'Location Database'!$D$62:$E$67,2,FALSE)),0)","v":0},{"$f":"IF((AND('Location Database'!J17<>\"\",'Location Database'!J17<>\"[Select Value]\")),(VLOOKUP('Location Database'!J17,'Location Database'!$A$30:$B$34,2,FALSE)),0)","v":0},{"$f":"IF((AND('Location Database'!K17<>\"\",'Location Database'!K17<>\"[Select Value]\")),(VLOOKUP('Location Database'!K17,'Location Database'!$A$36:$B$40,2,FALSE)),0)","v":0},0]
[{"$f":"'Location Database'!A18","v":15},0,{"$f":"Input!J85","v":"[Enter Name]"},null,{"$f":"IF('Location Database'!D18=\"\",0,(VLOOKUP('Location Database'!D18,'Location Database'!$D$30:$E$34,2,FALSE)))","v":0},{"$f":"IF((AND('Location Database'!E18<>\"\",'Location Database'!E18<>\"[Select Value]\")),(VLOOKUP('Location Database'!E18,'Location Database'!$D$36:$E$40,2,FALSE)),0)","v":0},{"$f":"IF((AND('Location Database'!F18<>\"\",'Location Database'!F18<>\"[Select Value]\")),(VLOOKUP('Location Database'!F18,'Location Database'!$D$42:$E$47,2,FALSE)),0)","v":0},{"$f":"IF((AND('Location Database'!G18<>\"\",'Location Database'!G18<>\"[Select Value]\")),(VLOOKUP('Location Database'!G18,'Location Database'!$D$49:$E$53,2,FALSE)),0)","v":0},{"$f":"IF((AND('Location Database'!H18<>\"\",'Location Database'!H18<>\"[Select Value]\")),(VLOOKUP('Location Database'!H18,'Location Database'!$D$55:$E$60,2,FALSE)),0)","v":0},{"$f":"IF((AND('Location Database'!I18<>\"\",'Location Database'!I18<>\"[Select Value]\")),(VLOOKUP('Location Database'!I18,'Location Database'!$D$62:$E$67,2,FALSE)),0)","v":0},{"$f":"IF((AND('Location Database'!J18<>\"\",'Location Database'!J18<>\"[Select Value]\")),(VLOOKUP('Location Database'!J18,'Location Database'!$A$30:$B$34,2,FALSE)),0)","v":0},{"$f":"IF((AND('Location Database'!K18<>\"\",'Location Database'!K18<>\"[Select Value]\")),(VLOOKUP('Location Database'!K18,'Location Database'!$A$36:$B$40,2,FALSE)),0)","v":0},0]
[]
["Tidal Device Decision Matrix"]
[]
["No.",{"$f":"P23","v":"Score"},null,"Criteria",{"$f":"'Tidal Device Database'!I2","v":"Rated capacity"},{"$f":"'Tidal Device Database'!J2","v":"Required Flow Velocity"},{"$f":"'Tidal Device Database'!K2","v":"Operating Water Depth"},{"$f":"'Tidal Device Database'!L2","v":"Installation Complexity"},{"$f":"'Tidal Device Database'!M2","v":"Lifespan"},{"$f":"'Tidal Device Database'!N2","v":"Primary Seabed Attachment"},{"$f":"'Tidal Device Database'!O2","v":"Planned Inspection/Maintenance Period"},{"$f":"'Tidal Device Database'!P2","v":"Maintenance Complexity"},{"$f":"'Tidal Device Database'!Q2","v":"Access Complexity"},{"$f":"'Tidal Device Database'!R2","v":"Shore Connection"},{"$f":"'Tidal Device Database'!S2","v":"Technology Readiness Level"},"Score"]
[null,null,{"$f":"'Tidal Device Database'!B2","v":"Name"},{"$f":"'Tidal Device Database'!C2","v":"Type"},3,3,{"$f":"IF(Input!B19=\"YES\",2,5)","v":5},1,4,4,2,3,4,2,5]
[{"$f":"'Tidal Device Database'!A4","v":1},{"$f":"P25","v":103},{"$f":"'Tidal Device Database'!B4","v":"ANDRITZ HYDRO Hammerfest HS1000"},{"$f":"'Tidal Device Database'!C4","v":"Horizontal Axis"},{"$f":"IF('Tidal Device Database'!I4=\"\",0,(VLOOKUP('Tidal Device Database'!I4,'Tidal Device Database'!$A$131:$B$135,2,FALSE)))","v":2},{"$f":"IF('Tidal Device Database'!J4=\"\",0,(VLOOKUP('Tidal Device Database'!J4,'Tidal Device Database'!$A$137:$B$141,2,FALSE)))","v":4},{"$f":"IF('Tidal Device Database'!K4=\"\",0,(VLOOKUP('Tidal Device Database'!K4,'Tidal Device Database'!$A$143:$B$147,2,FALSE)))","v":1},{"$f":"IF('Tidal Device Database'!L4=\"\",0,(VLOOKUP('Tidal Device Database'!L4,'Tidal Device Database'!$A$69:$B$73,2,FALSE)))","v":2},{"$f":"IF('Tidal Device Database'!M4=\"\",0,(VLOOKUP('Tidal Device Database'!M4,'Tidal Device Database'!$A$75:$B$79,2,FALSE)))","v":4},{"$f":"IF('Tidal Device Database'!N4=\"\",0,(VLOOKUP('Tidal Device Database'!N4,'Tidal Device Database'!$A$81:$B$85,2,FALSE)))","v":3},{"$f":"IF('Tidal Device Database'!O4=\"\",0,(VLOOKUP('Tidal Device Database'!O4,'Tidal Device Database'!$A$87:$B$91,2,FALSE)))","v":5},{"$f":"IF('Tidal Device Database'!P4=\"\",0,(VLOOKUP('Tidal Device Database'!P4,'Tidal Device Database'!$A$93:$B$97,2,FALSE)))","v":2},{"$f":"IF('Tidal Device Database'!Q4=\"\",0,(VLOOKUP('Tidal Device Database'!Q4,'Tidal Device Database'!$A$99:$B$103,2,FALSE)))","v":3},{"$f":"IF('Tidal Device Database'!R4=\"\",0,(VLOOKUP('Tidal Device Database'!R4,'Tidal Device Database'!$A$115:$B$119,2,FALSE)))","v":1},{"$f":"IF('Tidal Device Database'!S4=\"\",0,(VLOOKUP('Tidal Device Database'!S4,'Tidal Device Database'!$A$105:$B$109,2,FALSE)))","v":4},{"$f":"SUMPRODUCT(E25:O25,$E$24:$O$24)","v":103}]
[{"$f":"'Tidal Device Database'!A5","v":2},111,{"$f":"'Tidal Device Database'!B5","v":"ANDRITZ HYDRO Hammerfest HS300"},{"$f":"'Tidal Device Database'!C5","v":"Horizontal Axis"},{"$f":"IF('Tidal Device Database'!I5=\"\",0,(VLOOKUP('Tidal Device Database'!I5,'Tidal Device Database'!$A$131:$B$135,2,FALSE)))","v":3},{"$f":"IF('Tidal Device Database'!J5=\"\",0,(VLOOKUP('Tidal Device Database'!J5,'Tidal Device Database'!$A$137:$B$141,2,FALSE)))","v":4},{"$f":"IF('Tidal Device Database'!K5=\"\",0,(VLOOKUP('Tidal Device Database'!K5,'Tidal Device Database'!$A$143:$B$147,2,FALSE)))","v":1},{"$f":"IF('Tidal Device Database'!L5=\"\",0,(VLOOKUP('Tidal Device Database'!L5,'Tidal Device Database'!$A$69:$B$73,2,FALSE)))","v":2},{"$f":"IF('Tidal Device Database'!M5=\"\",0,(VLOOKUP('Tidal Device Database'!M5,'Tidal Device Database'!$A$75:$B$79,2,FALSE)))","v":4},{"$f":"IF('Tidal Device Database'!N5=\"\",0,(VLOOKUP('Tidal Device Database'!N5,'Tidal Device Database'!$A$81:$B$85,2,FALSE)))","v":3},{"$f":"IF('Tidal Device Database'!O5=\"\",0,(VLOOKUP('Tidal Device Database'!O5,'Tidal Device Database'!$A$87:$B$91,2,FALSE)))","v":5},{"$f":"IF('Tidal Device Database'!P5=\"\",0,(VLOOKUP('Tidal Device Database'!P5,'Tidal Device Database'!$A$93:$B$97,2,FALSE)))","v":2},{"$f":"IF('Tidal Device Database'!Q5=\"\",0,(VLOOKUP('Tidal Device Database'!Q5,'Tidal Device Database'!$A$99:$B$103,2,FALSE)))","v":3},{"$f":"IF('Tidal Device Database'!R5=\"\",0,(VLOOKUP('Tidal Device Database'!R5,'Tidal Device Database'!$A$115:$B$119,2,FALSE)))","v":1},{"$f":"IF('Tidal Device Database'!S5=\"\",0,(VLOOKUP('Tidal Device Database'!S5,'Tidal Device Database'!$A$105:$B$109,2,FALSE)))","v":5},111]
[{"$f":"'Tidal Device Database'!A6","v":3},74,{"$f":"'Tidal Device Database'!B6","v":"EEL"},{"$f":"'Tidal Device Database'!C6","v":"Oscillating Hydrofoil"},{"$f":"IF('Tidal Device Database'!I6=\"\",0,(VLOOKUP('Tidal Device Database'!I6,'Tidal Device Database'!$A$131:$B$135,2,FALSE)))","v":0},{"$f":"IF('Tidal Device Database'!J6=\"\",0,(VLOOKUP('Tidal Device Database'!J6,'Tidal Device Database'!$A$137:$B$141,2,FALSE)))","v":5},{"$f":"IF('Tidal Device Database'!K6=\"\",0,(VLOOKUP('Tidal Device Database'!K6,'Tidal Device Database'!$A$143:$B$147,2,FALSE)))","v":0},{"$f":"IF('Tidal Device Database'!L6=\"\",0,(VLOOKUP('Tidal Device Database'!L6,'Tidal Device Database'!$A$69:$B$73,2,FALSE)))","v":0},{"$f":"IF('Tidal Device Database'!M6=\"\",0,(VLOOKUP('Tidal Device Database'!M6,'Tidal Device Database'!$A$75:$B$79,2,FALSE)))","v":4},{"$f":"IF('Tidal Device Database'!N6=\"\",0,(VLOOKUP('Tidal Device Database'!N6,'Tidal Device Database'!$A$81:$B$85,2,FALSE)))","v":3},{"$f":"IF('Tidal Device Database'!O6=\"\",0,(VLOOKUP('Tidal Device Database'!O6,'Tidal Device Database'!$A$87:$B$91,2,FALSE)))","v":0},{"$f":"IF('Tidal Device Database'!P6=\"\",0,(VLOOKUP('Tidal Device Database'!P6,'Tidal Device Database'!$A$93:$B$97,2,FALSE)))","v":1},{"$f":"IF('Tidal Device Database'!Q6=\"\",0,(VLOOKUP('Tidal Device Database'!Q6,'Tidal Device Database'!$A$99:$B$103,2,FALSE)))","v":2},{"$f":"IF('Tidal Device Database'!R6=\"\",0,(VLOOKUP('Tidal Device Database'!R6,'Tidal Device Database'!$A$115:$B$119,2,FALSE)))","v":0},{"$f":"IF('Tidal Device Database'!S6=\"\",0,(VLOOKUP('Tidal Device Database'!S6,'Tidal Device Database'!$A$105:$B$109,2,FALSE)))","v":4},74]
[{"$f":"'Tidal Device Database'!A7","v":4},85,{"$f":"'Tidal Device Database'!B7","v":"Atlantis AR-1000"},{"$f":"'Tidal Device Database'!C7","v":"Horizontal Axis"},{"$f":"IF('Tidal Device Database'!I7=\"\",0,(VLOOKUP('Tidal Device Database'!I7,'Tidal Device Database'!$A$131:$B$135,2,FALSE)))","v":1},{"$f":"IF('Tidal Device Database'!J7=\"\",0,(VLOOKUP('Tidal Device Database'!J7,'Tidal Device Database'!$A$137:$B$141,2,FALSE)))","v":3},{"$f":"IF('Tidal Device Database'!K7=\"\",0,(VLOOKUP('Tidal Device Database'!K7,'Tidal Device Database'!$A$143:$B$147,2,FALSE)))","v":1},{"$f":"IF('Tidal Device Database'!L7=\"\",0,(VLOOKUP('Tidal Device Database'!L7,'Tidal Device Database'!$A$69:$B$73,2,FALSE)))","v":2},{"$f":"IF('Tidal Device Database'!M7=\"\",0,(VLOOKUP('Tidal Device Database'!M7,'Tidal Device Database'!$A$75:$B$79,2,FALSE)))","v":4},{"$f":"IF('Tidal Device Database'!N7=\"\",0,(VLOOKUP('Tidal Device Database'!N7,'Tidal Device Database'!$A$81:$B$85,2,FALSE)))","v":4},{"$f":"IF('Tidal Device Database'!O7=\"\",0,(VLOOKUP('Tidal Device Database'!O7,'Tidal Device Database'!$A$87:$B$91,2,FALSE)))","v":0},{"$f":"IF('Tidal Device Database'!P7=\"\",0,(VLOOKUP('Tidal Device Database'!P7,'Tidal Device Database'!$A$93:$B$97,2,FALSE)))","v":0},{"$f":"IF('Tidal Device Database'!Q7=\"\",0,(VLOOKUP('Tidal Device Database'!Q7,'Tidal Device Database'!$A$99:$B$103,2,FALSE)))","v":3},{"$f":"IF('Tidal Device Database'!R7=\"\",0,(VLOOKUP('Tidal Device Database'!R7,'Tidal Device Database'!$A$115:$B$119,2,FALSE)))","v":1},{"$f":"IF('Tidal Device Database'!S7=\"\",0,(VLOOKUP('Tidal Device Database'!S7,'Tidal Device Database'!$A$105:$B$109,2,FALSE)))","v":4},85]
[{"$f":"'Tidal Device Database'!A8","v":5},85,{"$f":"'Tidal Device Database'!B8","v":"Seagen S"},{"$f":"'Tidal Device Database'!C8","v":"Horizontal Axis"},{"$f":"IF('Tidal Device Database'!I8=\"\",0,(VLOOKUP('Tidal Device Database'!I8,'Tidal Device Database'!$A$131:$B$135,2,FALSE)))","v":1},{"$f":"IF('Tidal Device Database'!J8=\"\",0,(VLOOKUP('Tidal Device Database'!J8,'Tidal Device Database'!$A$137:$B$141,2,FALSE)))","v":3},{"$f":"IF('Tidal Device Database'!K8=\"\",0,(VLOOKUP('Tidal Device Database'!K8,'Tidal Device Database'!$A$143:$B$147,2,FALSE)))","v":2},{"$f":"IF('Tidal Device Database'!L8=\"\",0,(VLOOKUP('Tidal Device Database'!L8,'Tidal Device Database'!$A$69:$B$73,2,FALSE)))","v":1},{"$f":"IF('Tidal Device Database'!M8=\"\",0,(VLOOKUP('Tidal Device Database'!M8,'Tidal Device Database'!$A$75:$B$79,2,FALSE)))","v":4},{"$f":"IF('Tidal Device Database'!N8=\"\",0,(VLOOKUP('Tidal Device Database'!N8,'Tidal Device Database'!$A$81:$B$85,2,FALSE)))","v":2},{"$f":"IF('Tidal Device Database'!O8=\"\",0,(VLOOKUP('Tidal Device Database'!O8,'Tidal Device Database'!$A$87:$B$91,2,FALSE)))","v":0},{"$f":"IF('Tidal Device Database'!P8=\"\",0,(VLOOKUP('Tidal Device Database'!P8,'Tidal Device Database'!$A$93:$B$97,2,FALSE)))","v":0},{"$f":"IF('Tidal Device Database'!Q8=\"\",0,(VLOOKUP('Tidal Device Database'!Q8,'Tidal Device Database'!$A$99:$B$103,2,FALSE)))","v":3},{"$f":"IF('Tidal Device Database'!R8=\"\",0,(VLOOKUP('Tidal Device Database'!R8,'Tidal Device Database'!$A$115:$B$119,2,FALSE)))","v":3},{"$f":"IF('Tidal Device Database'!S8=\"\",0,(VLOOKUP('Tidal Device Database'!S8,'Tidal Device Database'!$A$105:$B$109,2,FALSE)))","v":4},85]
[{"$f":"'Tidal Device Database'!A9","v":7},40,{"$f":"'Tidal Device Database'!B9","v":"BioStream"},{"$f":"'Tidal Device Database'!C9","v":"Oscillating Hydrofoil"},{"$f":"IF('Tidal Device Database'!I9=\"\",0,(VLOOKUP('Tidal Device Database'!I9,'Tidal Device Database'!$A$131:$B$135,2,FALSE)))","v":4},{"$f":"IF('Tidal Device Database'!J9=\"\",0,(VLOOKUP('Tidal Device Database'!J9,'Tidal Device Database'!$A$137:$B$141,2,FALSE)))","v":0},{"$f":"IF('Tidal Device Database'!K9=\"\",0,(VLOOKUP('Tidal Device Database'!K9,'Tidal Device Database'!$A$143:$B$147,2,FALSE)))","v":0},{"$f":"IF('Tidal Device Database'!L9=\"\",0,(VLOOKUP('Tidal Device Database'!L9,'Tidal Device Database'!$A$69:$B$73,2,FALSE)))","v":0},{"$f":"IF('Tidal Device Database'!M9=\"\",0,(VLOOKUP('Tidal Device Database'!M9,'Tidal Device Database'!$A$75:$B$79,2,FALSE)))","v":4},{"$f":"IF('Tidal Device Database'!N9=\"\",0,(VLOOKUP('Tidal Device Database'!N9,'Tidal Device Database'!$A$81:$B$85,2,FALSE)))","v":3},{"$f":"IF('Tidal Device Database'!O9=\"\",0,(VLOOKUP('Tidal Device Database'!O9,'Tidal Device Database'!$A$87:$B$91,2,FALSE)))","v":0},{"$f":"IF('Tidal Device Database'!P9=\"\",0,(VLOOKUP('Tidal Device Database'!P9,'Tidal Device Database'!$A$93:$B$97,2,FALSE)))","v":0},{"$f":"IF('Tidal Device Database'!Q9=\"\",0,(VLOOKUP('Tidal Device Database'!Q9,'Tidal Device Database'!$A$99:$B$103,2,FALSE)))","v":0},{"$f":"IF('Tidal Device Database'!R9=\"\",0,(VLOOKUP('Tidal Device Database'!R9,'Tidal Device Database'!$A$115:$B$119,2,FALSE)))","v":0},{"$f":"IF('Tidal Device Database'!S9=\"\",0,(VLOOKUP('Tidal Device Database'!S9,'Tidal Device Database'!$A$105:$B$109,2,FALSE)))","v":0},40]
[{"$f":"'Tidal Device Database'!A10","v":8},66,{"$f":"'Tidal Device Database'!B10","v":"C2C Tidal turbine"},{"$f":"'Tidal Device Database'!C10","v":"Vertical Axis"},{"$f":"IF('Tidal Device Database'!I10=\"\",0,(VLOOKUP('Tidal Device Database'!I10,'Tidal Device Database'!$A$131:$B$135,2,FALSE)))","v":5},{"$f":"IF('Tidal Device Database'!J10=\"\",0,(VLOOKUP('Tidal Device Database'!J10,'Tidal Device Database'!$A$137:$B$141,2,FALSE)))","v":5},{"$f":"IF('Tidal Device Database'!K10=\"\",0,(VLOOKUP('Tidal Device Database'!K10,'Tidal Device Database'!$A$143:$B$147,2,FALSE)))","v":0},{"$f":"IF('Tidal Device Database'!L10=\"\",0,(VLOOKUP('Tidal Device Database'!L10,'Tidal Device Database'!$A$69:$B$73,2,FALSE)))","v":0},{"$f":"IF('Tidal Device Database'!M10=\"\",0,(VLOOKUP('Tidal Device Database'!M10,'Tidal Device Database'!$A$75:$B$79,2,FALSE)))","v":4},{"$f":"IF('Tidal Device Database'!N10=\"\",0,(VLOOKUP('Tidal Device Database'!N10,'Tidal Device Database'!$A$81:$B$85,2,FALSE)))","v":5},{"$f":"IF('Tidal Device Database'!O10=\"\",0,(VLOOKUP('Tidal Device Database'!O10,'Tidal Device Database'!$A$87:$B$91,2,FALSE)))","v":0},{"$f":"IF('Tidal Device Database'!P10=\"\",0,(VLOOKUP('Tidal Device Database'!P10,'Tidal Device Database'!$A$93:$B$97,2,FALSE)))","v":0},{"$f":"IF('Tidal Device Database'!Q10=\"\",0,(VLOOKUP('Tidal Device Database'!Q10,'Tidal Device Database'!$A$99:$B$103,2,FALSE)))","v":0},{"$f":"IF('Tidal Device Database'!R10=\"\",0,(VLOOKUP('Tidal Device Database'!R10,'Tidal Device Database'!$A$115:$B$119,2,FALSE)))","v":0},{"$f":"IF('Tidal Device Database'!S10=\"\",0,(VLOOKUP('Tidal Device Database'!S10,'Tidal Device Database'!$A$105:$B$109,2,FALSE)))","v":0},66]
[{"$f":"'Tidal Device Database'!A11","v":9},147,{"$f":"'Tidal Device Database'!B11","v":"Oryon Watermill"},{"$f":"'Tidal Device Database'!C11","v":"Vertical Axis"},{"$f":"IF('Tidal Device Database'!I11=\"\",0,(VLOOKUP('Tidal Device Database'!I11,'Tidal Device Database'!$A$131:$B$135,2,FALSE)))","v":5},{"$f":"IF('Tidal Device Database'!J11=\"\",0,(VLOOKUP('Tidal Device Database'!J11,'Tidal Device Database'!$A$137:$B$141,2,FALSE)))","v":5},{"$f":"IF('Tidal Device Database'!K11=\"\",0,(VLOOKUP('Tidal Device Database'!K11,'Tidal Device Database'!$A$143:$B$147,2,FALSE)))","v":5},{"$f":"IF('Tidal Device Database'!L11=\"\",0,(VLOOKUP('Tidal Device Database'!L11,'Tidal Device Database'!$A$69:$B$73,2,FALSE)))","v":4},{"$f":"IF('Tidal Device Database'!M11=\"\",0,(VLOOKUP('Tidal Device Database'!M11,'Tidal Device Database'!$A$75:$B$79,2,FALSE)))","v":4},{"$f":"IF('Tidal Device Database'!N11=\"\",0,(VLOOKUP('Tidal Device Database'!N11,'Tidal Device Database'!$A$81:$B$85,2,FALSE)))","v":5},{"$f":"IF('Tidal Device Database'!O11=\"\",0,(VLOOKUP('Tidal Device Database'!O11,'Tidal Device Database'!$A$87:$B$91,2,FALSE)))","v":0},{"$f":"IF('Tidal Device Database'!P11=\"\",0,(VLOOKUP('Tidal Device Database'!P11,'Tidal Device Database'!$A$93:$B$97,2,FALSE)))","v":3},{"$f":"IF('Tidal Device Database'!Q11=\"\",0,(VLOOKUP('Tidal Device Database'!Q11,'Tidal Device Database'!$A$99:$B$103,2,FALSE)))","v":5},{"$f":"IF('Tidal Device Database'!R11=\"\",0,(VLOOKUP('Tidal Device Database'!R11,'Tidal Device Database'!$A$115:$B$119,2,FALSE)))","v":4},{"$f":"IF('Tidal Device Database'!S11=\"\",0,(VLOOKUP('Tidal Device Database'!S11,'Tidal Device Database'!$A$105:$B$109,2,FALSE)))","v":3},147]
[{"$f":"'Tidal Device Database'!A12","v":11},35,{"$f":"'Tidal Device Database'!B12","v":"MAKO"},{"$f":"'Tidal Device Database'!C12","v":"Horizontal Axis"},{"$f":"IF('Tidal Device Database'!I12=\"\",0,(VLOOKUP('Tidal Device Database'!I12,'Tidal Device Database'!$A$131:$B$135,2,FALSE)))","v":0},{"$f":"IF('Tidal Device Database'!J12=\"\",0,(VLOOKUP('Tidal Device Database'!J12,'Tidal Device Database'!$A$137:$B$141,2,FALSE)))","v":5},{"$f":"IF('Tidal Device Database'!K12=\"\",0,(VLOOKUP('Tidal Device Database'!K12,'Tidal Device Database'!$A$143:$B$147,2,FALSE)))","v":0},{"$f":"IF('Tidal Device Database'!L12=\"\",0,(VLOOKUP('Tidal Device Database'!L12,'Tidal Device Database'!$A$69:$B$73,2,FALSE)))","v":0},{"$f":"IF('Tidal Device Database'!M12=\"\",0,(VLOOKUP('Tidal Device Database'!M12,'Tidal Device Database'!$A$75:$B$79,2,FALSE)))","v":0},{"$f":"IF('Tidal Device Database'!N12=\"\",0,(VLOOKUP('Tidal Device Database'!N12,'Tidal Device Database'!$A$81:$B$85,2,FALSE)))","v":5},{"$f":"IF('Tidal Device Database'!O12=\"\",0,(VLOOKUP('Tidal Device Database'!O12,'Tidal Device Database'!$A$87:$B$91,2,FALSE)))","v":0},{"$f":"IF('Tidal Device Database'!P12=\"\",0,(VLOOKUP('Tidal Device Database'!P12,'Tidal Device Database'!$A$93:$B$97,2,FALSE)))","v":0},{"$f":"IF('Tidal Device Database'!Q12=\"\",0,(VLOOKUP('Tidal Device Database'!Q12,'Tidal Device Database'!$A$99:$B$103,2,FALSE)))","v":0},{"$f":"IF('Tidal Device Database'!R12=\"\",0,(VLOOKUP('Tidal Device Database'!R12,'Tidal Device Database'!$A$115:$B$119,2,FALSE)))","v":0},{"$f":"IF('Tidal Device Database'!S12=\"\",0,(VLOOKUP('Tidal Device Database'!S12,'Tidal Device Database'!$A$105:$B$109,2,FALSE)))","v":0},35]
[{"$f":"'Tidal Device Database'!A13","v":12},35,{"$f":"'Tidal Device Database'!B13","v":"Guinard MegaWattBlue"},{"$f":"'Tidal Device Database'!C13","v":"Horizontal Axis"},{"$f":"IF('Tidal Device Database'!I13=\"\",0,(VLOOKUP('Tidal Device Database'!I13,'Tidal Device Database'!$A$131:$B$135,2,FALSE)))","v":5},{"$f":"IF('Tidal Device Database'!J13=\"\",0,(VLOOKUP('Tidal Device Database'!J13,'Tidal Device Database'!$A$137:$B$141,2,FALSE)))","v":0},{"$f":"IF('Tidal Device Database'!K13=\"\",0,(VLOOKUP('Tidal Device Database'!K13,'Tidal Device Database'!$A$143:$B$147,2,FALSE)))","v":0},{"$f":"IF('Tidal Device Database'!L13=\"\",0,(VLOOKUP('Tidal Device Database'!L13,'Tidal Device Database'!$A$69:$B$73,2,FALSE)))","v":0},{"$f":"IF('Tidal Device Database'!M13=\"\",0,(VLOOKUP('Tidal Device Database'!M13,'Tidal Device Database'!$A$75:$B$79,2,FALSE)))","v":0},{"$f":"IF('Tidal Device Database'!N13=\"\",0,(VLOOKUP('Tidal Device Database'!N13,'Tidal Device Database'!$A$81:$B$85,2,FALSE)))","v":5},{"$f":"IF('Tidal Device Database'!O13=\"\",0,(VLOOKUP('Tidal Device Database'!O13,'Tidal Device Database'!$A$87:$B$91,2,FALSE)))","v":0},{"$f":"IF('Tidal Device Database'!P13=\"\",0,(VLOOKUP('Tidal Device Database'!P13,'Tidal Device Database'!$A$93:$B$97,2,FALSE)))","v":0},{"$f":"IF('Tidal Device Database'!Q13=\"\",0,(VLOOKUP('Tidal Device Database'!Q13,'Tidal Device Database'!$A$99:$B$103,2,FALSE)))","v":0},{"$f":"IF('Tidal Device Database'!R13=\"\",0,(VLOOKUP('Tidal Device Database'!R13,'Tidal Device Database'!$A$115:$B$119,2,FALSE)))","v":0},{"$f":"IF('Tidal Device Database'!S13=\"\",0,(VLOOKUP('Tidal Device Database'!S13,'Tidal Device Database'!$A$105:$B$109,2,FALSE)))","v":0},35]
[{"$f":"'Tidal Device Database'!A14","v":13},50,{"$f":"'Tidal Device Database'!B14","v":"HydroGen"},{"$f":"'Tidal Device Database'!C14","v":"Vertical Axis"},{"$f":"IF('Tidal Device Database'!I14=\"\",0,(VLOOKUP('Tidal Device Database'!I14,'Tidal Device Database'!$A$131:$B$135,2,FALSE)))","v":5},{"$f":"IF('Tidal Device Database'!J14=\"\",0,(VLOOKUP('Tidal Device Database'!J14,'Tidal Device Database'!$A$137:$B$141,2,FALSE)))","v":5},{"$f":"IF('Tidal Device Database'!K14=\"\",0,(VLOOKUP('Tidal Device Database'!K14,'Tidal Device Database'!$A$143:$B$147,2,FALSE)))","v":0},{"$f":"IF('Tidal Device Database'!L14=\"\",0,(VLOOKUP('Tidal Device Database'!L14,'Tidal Device Database'!$A$69:$B$73,2,FALSE)))","v":0},{"$f":"IF('Tidal Device Database'!M14=\"\",0,(VLOOKUP('Tidal Device Database'!M14,'Tidal Device Database'!$A$75:$B$79,2,FALSE)))","v":0},{"$f":"IF('Tidal Device Database'!N14=\"\",0,(VLOOKUP('Tidal Device Database'!N14,'Tidal Device Database'!$A$81:$B$85,2,FALSE)))","v":5},{"$f":"IF('Tidal Device Database'!O14=\"\",0,(VLOOKUP('Tidal Device Database'!O14,'Tidal Device Database'!$A$87:$B$91,2,FALSE)))","v":0},{"$f":"IF('Tidal Device Database'!P14=\"\",0,(VLOOKUP('Tidal Device Database'!P14,'Tidal Device Database'!$A$93:$B$97,2,FALSE)))","v":0},{"$f":"IF('Tidal Device Database'!Q14=\"\",0,(VLOOKUP('Tidal Device Database'!Q14,'Tidal Device Database'!$A$99:$B$103,2,FALSE)))","v":0},{"$f":"IF('Tidal Device Database'!R14=\"\",0,(VLOOKUP('Tidal Device Database'!R14,'Tidal Device Database'!$A$115:$B$119,2,FALSE)))","v":0},{"$f":"IF('Tidal Device Database'!S14=\"\",0,(VLOOKUP('Tidal Device Database'!S14,'Tidal Device Database'!$A$105:$B$109,2,FALSE)))","v":0},50]
[{"$f":"'Tidal Device Database'!A15","v":14},28,{"$f":"'Tidal Device Database'!B15","v":"HydroQuest"},{"$f":"'Tidal Device Database'!C15","v":"Vertical Axis"},{"$f":"IF('Tidal Device Database'!I15=\"\",0,(VLOOKUP('Tidal Device Database'!I15,'Tidal Device Database'!$A$131:$B$135,2,FALSE)))","v":0},{"$f":"IF('Tidal Device Database'!J15=\"\",0,(VLOOKUP('Tidal Device Database'!J15,'Tidal Device Database'!$A$137:$B$141,2,FALSE)))","v":0},{"$f":"IF('Tidal Device Database'!K15=\"\",0,(VLOOKUP('Tidal Device Database'!K15,'Tidal Device Database'!$A$143:$B$147,2,FALSE)))","v":0},{"$f":"IF('Tidal Device Database'!L15=\"\",0,(VLOOKUP('Tidal Device Database'!L15,'Tidal Device Database'!$A$69:$B$73,2,FALSE)))","v":0},{"$f":"IF('Tidal Device Database'!M15=\"\",0,(VLOOKUP('Tidal Device Database'!M15,'Tidal Device Database'!$A$75:$B$79,2,FALSE)))","v":4},{"$f":"IF('Tidal Device Database'!N15=\"\",0,(VLOOKUP('Tidal Device Database'!N15,'Tidal Device Database'!$A$81:$B$85,2,FALSE)))","v":3},{"$f":"IF('Tidal Device Database'!O15=\"\",0,(VLOOKUP('Tidal Device Database'!O15,'Tidal Device Database'!$A$87:$B$91,2,FALSE)))","v":0},{"$f":"IF('Tidal Device Database'!P15=\"\",0,(VLOOKUP('Tidal Device Database'!P15,'Tidal Device Database'!$A$93:$B$97,2,FALSE)))","v":0},{"$f":"IF('Tidal Device Database'!Q15=\"\",0,(VLOOKUP('Tidal Device Database'!Q15,'Tidal Device Database'!$A$99:$B$103,2,FALSE)))","v":0},{"$f":"IF('Tidal Device Database'!R15=\"\",0,(VLOOKUP('Tidal Device Database'!R15,'Tidal Device Database'!$A$115:$B$119,2,FALSE)))","v":0},{"$f":"IF('Tidal Device Database'!S15=\"\",0,(VLOOKUP('Tidal Device Database'!S15,'Tidal Device Database'!$A$105:$B$109,2,FALSE)))","v":0},28]
[{"$f":"'Tidal Device Database'!A16","v":15},35,{"$f":"'Tidal Device Database'!B16","v":"Jupiter Hydro"},{"$f":"'Tidal Device Database'!C16","v":"Archimedes Screw"},{"$f":"IF('Tidal Device Database'!I16=\"\",0,(VLOOKUP('Tidal Device Database'!I16,'Tidal Device Database'!$A$131:$B$135,2,FALSE)))","v":0},{"$f":"IF('Tidal Device Database'!J16=\"\",0,(VLOOKUP('Tidal Device Database'!J16,'Tidal Device Database'!$A$137:$B$141,2,FALSE)))","v":5},{"$f":"IF('Tidal Device Database'!K16=\"\",0,(VLOOKUP('Tidal Device Database'!K16,'Tidal Device Database'!$A$143:$B$147,2,FALSE)))","v":0},{"$f":"IF('Tidal Device Database'!L16=\"\",0,(VLOOKUP('Tidal Device Database'!L16,'Tidal Device Database'!$A$69:$B$73,2,FALSE)))","v":0},{"$f":"IF('Tidal Device Database'!M16=\"\",0,(VLOOKUP('Tidal Device Database'!M16,'Tidal Device Database'!$A$75:$B$79,2,FALSE)))","v":0},{"$f":"IF('Tidal Device Database'!N16=\"\",0,(VLOOKUP('Tidal Device Database'!N16,'Tidal Device Database'!$A$81:$B$85,2,FALSE)))","v":5},{"$f":"IF('Tidal Device Database'!O16=\"\",0,(VLOOKUP('Tidal Device Database'!O16,'Tidal Device Database'!$A$87:$B$91,2,FALSE)))","v":0},{"$f":"IF('Tidal Device Database'!P16=\"\",0,(VLOOKUP('Tidal Device Database'!P16,'Tidal Device Database'!$A$93:$B$97,2,FALSE)))","v":0},{"$f":"IF('Tidal Device Database'!Q16=\"\",0,(VLOOKUP('Tidal Device Database'!Q16,'Tidal Device Database'!$A$99:$B$103,2,FALSE)))","v":0},{"$f":"IF('Tidal Device Database'!R16=\"\",0,(VLOOKUP('Tidal Device Database'!R16,'Tidal Device Database'!$A$115:$B$119,2,FALSE)))","v":0},{"$f":"IF('Tidal Device Database'!S16=\"\",0,(VLOOKUP('Tidal Device Database'!S16,'Tidal Device Database'!$A$105:$B$109,2,FALSE)))","v":0},35]
[{"$f":"'Tidal Device Database'!A17","v":16},59,{"$f":"'Tidal Device Database'!B17","v":"Minesto"},{"$f":"'Tidal Device Database'!C17","v":"Tidal Kite"},{"$f":"IF('Tidal Device Database'!I17=\"\",0,(VLOOKUP('Tidal Device Database'!I17,'Tidal Device Database'!$A$131:$B$135,2,FALSE)))","v":3},{"$f":"IF('Tidal Device Database'!J17=\"\",0,(VLOOKUP('Tidal Device Database'!J17,'Tidal Device Database'!$A$137:$B$141,2,FALSE)))","v":4},{"$f":"IF('Tidal Device Database'!K17=\"\",0,(VLOOKUP('Tidal Device Database'!K17,'Tidal Device Database'!$A$143:$B$147,2,FALSE)))","v":1},{"$f":"IF('Tidal Device Database'!L17=\"\",0,(VLOOKUP('Tidal Device Database'!L17,'Tidal Device Database'!$A$69:$B$73,2,FALSE)))","v":3},{"$f":"IF('Tidal Device Database'!M17=\"\",0,(VLOOKUP('Tidal Device Database'!M17,'Tidal Device Database'!$A$75:$B$79,2,FALSE)))","v":0},{"$f":"IF('Tidal Device Database'!N17=\"\",0,(VLOOKUP('Tidal Device Database'!N17,'Tidal Device Database'!$A$81:$B$85,2,FALSE)))","v":5},{"$f":"IF('Tidal Device Database'!O17=\"\",0,(VLOOKUP('Tidal Device Database'!O17,'Tidal Device Database'!$A$87:$B$91,2,FALSE)))","v":0},{"$f":"IF('Tidal Device Database'!P17=\"\",0,(VLOOKUP('Tidal Device Database'!P17,'Tidal Device Database'!$A$93:$B$97,2,FALSE)))","v":0},{"$f":"IF('Tidal Device Database'!Q17=\"\",0,(VLOOKUP('Tidal Device Database'!Q17,'Tidal Device Database'!$A$99:$B$103,2,FALSE)))","v":2},{"$f":"IF('Tidal Device Database'!R17=\"\",0,(VLOOKUP('Tidal Device Database'!R17,'Tidal Device Database'!$A$115:$B$119,2,FALSE)))","v":1},{"$f":"IF('Tidal Device Database'!S17=\"\",0,(VLOOKUP('Tidal Device Database'!S17,'Tidal Device Database'!$A$105:$B$109,2,FALSE)))","v":0},59]
[{"$f":"'Tidal Device Database'!A18","v":17},60,{"$f":"'Tidal Device Database'!B18","v":"CoRMat"},{"$f":"'Tidal Device Database'!C18","v":"Horizontal Contra-Rotating"},{"$f":"IF('Tidal Device Database'!I18=\"\",0,(VLOOKUP('Tidal Device Database'!I18,'Tidal Device Database'!$A$131:$B$135,2,FALSE)))","v":0},{"$f":"IF('Tidal Device Database'!J18=\"\",0,(VLOOKUP('Tidal Device Database'!J18,'Tidal Device Database'!$A$137:$B$141,2,FALSE)))","v":0},{"$f":"IF('Tidal Device Database'!K18=\"\",0,(VLOOKUP('Tidal Device Database'!K18,'Tidal Device Database'!$A$143:$B$147,2,FALSE)))","v":5},{"$f":"IF('Tidal Device Database'!L18=\"\",0,(VLOOKUP('Tidal Device Database'!L18,'Tidal Device Database'!$A$69:$B$73,2,FALSE)))","v":0},{"$f":"IF('Tidal Device Database'!M18=\"\",0,(VLOOKUP('Tidal Device Database'!M18,'Tidal Device Database'!$A$75:$B$79,2,FALSE)))","v":0},{"$f":"IF('Tidal Device Database'!N18=\"\",0,(VLOOKUP('Tidal Device Database'!N18,'Tidal Device Database'!$A$81:$B$85,2,FALSE)))","v":5},{"$f":"IF('Tidal Device Database'!O18=\"\",0,(VLOOKUP('Tidal Device Database'!O18,'Tidal Device Database'!$A$87:$B$91,2,FALSE)))","v":0},{"$f":"IF('Tidal Device Database'!P18=\"\",0,(VLOOKUP('Tidal Device Database'!P18,'Tidal Device Database'!$A$93:$B$97,2,FALSE)))","v":0},{"$f":"IF('Tidal Device Database'!Q18=\"\",0,(VLOOKUP('Tidal Device Database'!Q18,'Tidal Device Database'!$A$99:$B$103,2,FALSE)))","v":0},{"$f":"IF('Tidal Device Database'!R18=\"\",0,(VLOOKUP('Tidal Device Database'!R18,'Tidal Device Database'!$A$115:$B$119,2,FALSE)))","v":0},{"$f":"IF('Tidal Device Database'!S18=\"\",0,(VLOOKUP('Tidal Device Database'!S18,'Tidal Device Database'!$A$105:$B$109,2,FALSE)))","v":3},60]
[{"$f":"'Tidal Device Database'!A19","v":18},68,{"$f":"'Tidal Device Database'!B19","v":"Nova M100"},{"$f":"'Tidal Device Database'!C19","v":"Horizontal Axis"},{"$f":"IF('Tidal Device Database'!I19=\"\",0,(VLOOKUP('Tidal Device Database'!I19,'Tidal Device Database'!$A$131:$B$135,2,FALSE)))","v":5},{"$f":"IF('Tidal Device Database'!J19=\"\",0,(VLOOKUP('Tidal Device Database'!J19,'Tidal Device Database'!$A$137:$B$141,2,FALSE)))","v":0},{"$f":"IF('Tidal Device Database'!K19=\"\",0,(VLOOKUP('Tidal Device Database'!K19,'Tidal Device Database'!$A$143:$B$147,2,FALSE)))","v":0},{"$f":"IF('Tidal Device Database'!L19=\"\",0,(VLOOKUP('Tidal Device Database'!L19,'Tidal Device Database'!$A$69:$B$73,2,FALSE)))","v":4},{"$f":"IF('Tidal Device Database'!M19=\"\",0,(VLOOKUP('Tidal Device Database'!M19,'Tidal Device Database'!$A$75:$B$79,2,FALSE)))","v":0},{"$f":"IF('Tidal Device Database'!N19=\"\",0,(VLOOKUP('Tidal Device Database'!N19,'Tidal Device Database'!$A$81:$B$85,2,FALSE)))","v":3},{"$f":"IF('Tidal Device Database'!O19=\"\",0,(VLOOKUP('Tidal Device Database'!O19,'Tidal Device Database'!$A$87:$B$91,2,FALSE)))","v":0},{"$f":"IF('Tidal Device Database'!P19=\"\",0,(VLOOKUP('Tidal Device Database'!P19,'Tidal Device Database'!$A$93:$B$97,2,FALSE)))","v":0},{"$f":"IF('Tidal Device Database'!Q19=\"\",0,(VLOOKUP('Tidal Device Database'!Q19,'Tidal Device Database'!$A$99:$B$103,2,FALSE)))","v":3},{"$f":"IF('Tidal Device Database'!R19=\"\",0,(VLOOKUP('Tidal Device Database'!R19,'Tidal Device Database'!$A$115:$B$119,2,FALSE)))","v":0},{"$f":"IF('Tidal Device Database'!S19=\"\",0,(VLOOKUP('Tidal Device Database'!S19,'Tidal Device Database'!$A$105:$B$109,2,FALSE)))","v":5},68]
[{"$f":"'Tidal Device Database'!A20","v":19},16,{"$f":"'Tidal Device Database'!B20","v":"TidGen"},{"$f":"'Tidal Device Database'!C20","v":"Darrieus"},{"$f":"IF('Tidal Device Database'!I20=\"\",0,(VLOOKUP('Tidal Device Database'!I20,'Tidal Device Database'!$A$131:$B$135,2,FALSE)))","v":0},{"$f":"IF('Tidal Device Database'!J20=\"\",0,(VLOOKUP('Tidal Device Database'!J20,'Tidal Device Database'!$A$137:$B$141,2,FALSE)))","v":0},{"$f":"IF('Tidal Device Database'!K20=\"\",0,(VLOOKUP('Tidal Device Database'!K20,'Tidal Device Database'!$A$143:$B$147,2,FALSE)))","v":0},{"$f":"IF('Tidal Device Database'!L20=\"\",0,(VLOOKUP('Tidal Device Database'!L20,'Tidal Device Database'!$A$69:$B$73,2,FALSE)))","v":0},{"$f":"IF('Tidal Device Database'!M20=\"\",0,(VLOOKUP('Tidal Device Database'!M20,'Tidal Device Database'!$A$75:$B$79,2,FALSE)))","v":0},{"$f":"IF('Tidal Device Database'!N20=\"\",0,(VLOOKUP('Tidal Device Database'!N20,'Tidal Device Database'!$A$81:$B$85,2,FALSE)))","v":4},{"$f":"IF('Tidal Device Database'!O20=\"\",0,(VLOOKUP('Tidal Device Database'!O20,'Tidal Device Database'!$A$87:$B$91,2,FALSE)))","v":0},{"$f":"IF('Tidal Device Database'!P20=\"\",0,(VLOOKUP('Tidal Device Database'!P20,'Tidal Device Database'!$A$93:$B$97,2,FALSE)))","v":0},{"$f":"IF('Tidal Device Database'!Q20=\"\",0,(VLOOKUP('Tidal Device Database'!Q20,'Tidal Device Database'!$A$99:$B$103,2,FALSE)))","v":0},{"$f":"IF('Tidal Device Database'!R20=\"\",0,(VLOOKUP('Tidal Device Database'!R20,'Tidal Device Database'!$A$115:$B$119,2,FALSE)))","v":0},{"$f":"IF('Tidal Device Database'!S20=\"\",0,(VLOOKUP('Tidal Device Database'!S20,'Tidal Device Database'!$A$105:$B$109,2,FALSE)))","v":0},16]
[{"$f":"'Tidal Device Database'!A21","v":20},12,{"$f":"'Tidal Device Database'!B21","v":"Oceana"},{"$f":"'Tidal Device Database'!C21","v":"Horizontal Axis"},{"$f":"IF('Tidal Device Database'!I21=\"\",0,(VLOOKUP('Tidal Device Database'!I21,'Tidal Device Database'!$A$131:$B$135,2,FALSE)))","v":0},{"$f":"IF('Tidal Device Database'!J21=\"\",0,(VLOOKUP('Tidal Device Database'!J21,'Tidal Device Database'!$A$137:$B$141,2,FALSE)))","v":0},{"$f":"IF('Tidal Device Database'!K21=\"\",0,(VLOOKUP('Tidal Device Database'!K21,'Tidal Device Database'!$A$143:$B$147,2,FALSE)))","v":0},{"$f":"IF('Tidal Device Database'!L21=\"\",0,(VLOOKUP('Tidal Device Database'!L21,'Tidal Device Database'!$A$69:$B$73,2,FALSE)))","v":0},{"$f":"IF('Tidal Device Database'!M21=\"\",0,(VLOOKUP('Tidal Device Database'!M21,'Tidal Device Database'!$A$75:$B$79,2,FALSE)))","v":0},{"$f":"IF('Tidal Device Database'!N21=\"\",0,(VLOOKUP('Tidal Device Database'!N21,'Tidal Device Database'!$A$81:$B$85,2,FALSE)))","v":3},{"$f":"IF('Tidal Device Database'!O21=\"\",0,(VLOOKUP('Tidal Device Database'!O21,'Tidal Device Database'!$A$87:$B$91,2,FALSE)))","v":0},{"$f":"IF('Tidal Device Database'!P21=\"\",0,(VLOOKUP('Tidal Device Database'!P21,'Tidal Device Database'!$A$93:$B$97,2,FALSE)))","v":0},{"$f":"IF('Tidal Device Database'!Q21=\"\",0,(VLOOKUP('Tidal Device Database'!Q21,'Tidal Device Database'!$A$99:$B$103,2,FALSE)))","v":0},{"$f":"IF('Tidal Device Database'!R21=\"\",0,(VLOOKUP('Tidal Device Database'!R21,'Tidal Device Database'!$A$115:$B$119,2,FALSE)))","v":0},{"$f":"IF('Tidal Device Database'!S21=\"\",0,(VLOOKUP('Tidal Device Database'!S21,'Tidal Device Database'!$A$105:$B$109,2,FALSE)))","v":0},12]
[{"$f":"'Tidal Device Database'!A22","v":21},50,{"$f":"'Tidal Device Database'!B22","v":"Stream Cube"},{"$f":"'Tidal Device Database'!C22","v":"Vertical Axis"},{"$f":"IF('Tidal Device Database'!I22=\"\",0,(VLOOKUP('Tidal Device Database'!I22,'Tidal Device Database'!$A$131:$B$135,2,FALSE)))","v":5},{"$f":"IF('Tidal Device Database'!J22=\"\",0,(VLOOKUP('Tidal Device Database'!J22,'Tidal Device Database'!$A$137:$B$141,2,FALSE)))","v":5},{"$f":"IF('Tidal Device Database'!K22=\"\",0,(VLOOKUP('Tidal Device Database'!K22,'Tidal Device Database'!$A$143:$B$147,2,FALSE)))","v":0},{"$f":"IF('Tidal Device Database'!L22=\"\",0,(VLOOKUP('Tidal Device Database'!L22,'Tidal Device Database'!$A$69:$B$73,2,FALSE)))","v":0},{"$f":"IF('Tidal Device Database'!M22=\"\",0,(VLOOKUP('Tidal Device Database'!M22,'Tidal Device Database'!$A$75:$B$79,2,FALSE)))","v":0},{"$f":"IF('Tidal Device Database'!N22=\"\",0,(VLOOKUP('Tidal Device Database'!N22,'Tidal Device Database'!$A$81:$B$85,2,FALSE)))","v":5},{"$f":"IF('Tidal Device Database'!O22=\"\",0,(VLOOKUP('Tidal Device Database'!O22,'Tidal Device Database'!$A$87:$B$91,2,FALSE)))","v":0},{"$f":"IF('Tidal Device Database'!P22=\"\",0,(VLOOKUP('Tidal Device Database'!P22,'Tidal Device Database'!$A$93:$B$97,2,FALSE)))","v":0},{"$f":"IF('Tidal Device Database'!Q22=\"\",0,(VLOOKUP('Tidal Device Database'!Q22,'Tidal Device Database'!$A$99:$B$103,2,FALSE)))","v":0},{"$f":"IF('Tidal Device Database'!R22=\"\",0,(VLOOKUP('Tidal Device Database'!R22,'Tidal Device Database'!$A$115:$B$119,2,FALSE)))","v":0},{"$f":"IF('Tidal Device Database'!S22=\"\",0,(VLOOKUP('Tidal Device Database'!S22,'Tidal Device Database'!$A$105:$B$109,2,FALSE)))","v":0},50]
[{"$f":"'Tidal Device Database'!A23","v":22},114,{"$f":"'Tidal Device Database'!B23","v":"Capricorn 5"},{"$f":"'Tidal Device Database'!C23","v":"Horizontal Contra-Rotating"},{"$f":"IF('Tidal Device Database'!I23=\"\",0,(VLOOKUP('Tidal Device Database'!I23,'Tidal Device Database'!$A$131:$B$135,2,FALSE)))","v":5},{"$f":"IF('Tidal Device Database'!J23=\"\",0,(VLOOKUP('Tidal Device Database'!J23,'Tidal Device Database'!$A$137:$B$141,2,FALSE)))","v":5},{"$f":"IF('Tidal Device Database'!K23=\"\",0,(VLOOKUP('Tidal Device Database'!K23,'Tidal Device Database'!$A$143:$B$147,2,FALSE)))","v":4},{"$f":"IF('Tidal Device Database'!L23=\"\",0,(VLOOKUP('Tidal Device Database'!L23,'Tidal Device Database'!$A$69:$B$73,2,FALSE)))","v":4},{"$f":"IF('Tidal Device Database'!M23=\"\",0,(VLOOKUP('Tidal Device Database'!M23,'Tidal Device Database'!$A$75:$B$79,2,FALSE)))","v":0},{"$f":"IF('Tidal Device Database'!N23=\"\",0,(VLOOKUP('Tidal Device Database'!N23,'Tidal Device Database'!$A$81:$B$85,2,FALSE)))","v":5},{"$f":"IF('Tidal Device Database'!O23=\"\",0,(VLOOKUP('Tidal Device Database'!O23,'Tidal Device Database'!$A$87:$B$91,2,FALSE)))","v":0},{"$f":"IF('Tidal Device Database'!P23=\"\",0,(VLOOKUP('Tidal Device Database'!P23,'Tidal Device Database'!$A$93:$B$97,2,FALSE)))","v":0},{"$f":"IF('Tidal Device Database'!Q23=\"\",0,(VLOOKUP('Tidal Device Database'!Q23,'Tidal Device Database'!$A$99:$B$103,2,FALSE)))","v":3},{"$f":"IF('Tidal Device Database'!R23=\"\",0,(VLOOKUP('Tidal Device Database'!R23,'Tidal Device Database'!$A$115:$B$119,2,FALSE)))","v":4},{"$f":"IF('Tidal Device Database'!S23=\"\",0,(VLOOKUP('Tidal Device Database'!S23,'Tidal Device Database'!$A$105:$B$109,2,FALSE)))","v":4},114]
[{"$f":"'Tidal Device Database'!A24","v":23},65,{"$f":"'Tidal Device Database'!B24","v":"Capricorn 125"},{"$f":"'Tidal Device Database'!C24","v":"Horizontal Contra-Rotating"},{"$f":"IF('Tidal Device Database'!I24=\"\",0,(VLOOKUP('Tidal Device Database'!I24,'Tidal Device Database'!$A$131:$B$135,2,FALSE)))","v":1},{"$f":"IF('Tidal Device Database'!J24=\"\",0,(VLOOKUP('Tidal Device Database'!J24,'Tidal Device Database'!$A$137:$B$141,2,FALSE)))","v":5},{"$f":"IF('Tidal Device Database'!K24=\"\",0,(VLOOKUP('Tidal Device Database'!K24,'Tidal Device Database'!$A$143:$B$147,2,FALSE)))","v":1},{"$f":"IF('Tidal Device Database'!L24=\"\",0,(VLOOKUP('Tidal Device Database'!L24,'Tidal Device Database'!$A$69:$B$73,2,FALSE)))","v":4},{"$f":"IF('Tidal Device Database'!M24=\"\",0,(VLOOKUP('Tidal Device Database'!M24,'Tidal Device Database'!$A$75:$B$79,2,FALSE)))","v":0},{"$f":"IF('Tidal Device Database'!N24=\"\",0,(VLOOKUP('Tidal Device Database'!N24,'Tidal Device Database'!$A$81:$B$85,2,FALSE)))","v":5},{"$f":"IF('Tidal Device Database'!O24=\"\",0,(VLOOKUP('Tidal Device Database'!O24,'Tidal Device Database'!$A$87:$B$91,2,FALSE)))","v":0},{"$f":"IF('Tidal Device Database'!P24=\"\",0,(VLOOKUP('Tidal Device Database'!P24,'Tidal Device Database'!$A$93:$B$97,2,FALSE)))","v":0},{"$f":"IF('Tidal Device Database'!Q24=\"\",0,(VLOOKUP('Tidal Device Database'!Q24,'Tidal Device Database'!$A$99:$B$103,2,FALSE)))","v":3},{"$f":"IF('Tidal Device Database'!R24=\"\",0,(VLOOKUP('Tidal Device Database'!R24,'Tidal Device Database'!$A$115:$B$119,2,FALSE)))","v":3},{"$f":"IF('Tidal Device Database'!S24=\"\",0,(VLOOKUP('Tidal Device Database'!S24,'Tidal Device Database'!$A$105:$B$109,2,FALSE)))","v":0},65]
[{"$f":"'Tidal Device Database'!A25","v":24},34,{"$f":"'Tidal Device Database'!B25","v":"Sabella D10"},{"$f":"'Tidal Device Database'!C25","v":"Horizontal Axis"},{"$f":"IF('Tidal Device Database'!I25=\"\",0,(VLOOKUP('Tidal Device Database'!I25,'Tidal Device Database'!$A$131:$B$135,2,FALSE)))","v":3},{"$f":"IF('Tidal Device Database'!J25=\"\",0,(VLOOKUP('Tidal Device Database'!J25,'Tidal Device Database'!$A$137:$B$141,2,FALSE)))","v":3},{"$f":"IF('Tidal Device Database'!K25=\"\",0,(VLOOKUP('Tidal Device Database'!K25,'Tidal Device Database'!$A$143:$B$147,2,FALSE)))","v":0},{"$f":"IF('Tidal Device Database'!L25=\"\",0,(VLOOKUP('Tidal Device Database'!L25,'Tidal Device Database'!$A$69:$B$73,2,FALSE)))","v":0},{"$f":"IF('Tidal Device Database'!M25=\"\",0,(VLOOKUP('Tidal Device Database'!M25,'Tidal Device Database'!$A$75:$B$79,2,FALSE)))","v":0},{"$f":"IF('Tidal Device Database'!N25=\"\",0,(VLOOKUP('Tidal Device Database'!N25,'Tidal Device Database'!$A$81:$B$85,2,FALSE)))","v":4},{"$f":"IF('Tidal Device Database'!O25=\"\",0,(VLOOKUP('Tidal Device Database'!O25,'Tidal Device Database'!$A$87:$B$91,2,FALSE)))","v":0},{"$f":"IF('Tidal Device Database'!P25=\"\",0,(VLOOKUP('Tidal Device Database'!P25,'Tidal Device Database'!$A$93:$B$97,2,FALSE)))","v":0},{"$f":"IF('Tidal Device Database'!Q25=\"\",0,(VLOOKUP('Tidal Device Database'!Q25,'Tidal Device Database'!$A$99:$B$103,2,FALSE)))","v":0},{"$f":"IF('Tidal Device Database'!R25=\"\",0,(VLOOKUP('Tidal Device Database'!R25,'Tidal Device Database'!$A$115:$B$119,2,FALSE)))","v":0},{"$f":"IF('Tidal Device Database'!S25=\"\",0,(VLOOKUP('Tidal Device Database'!S25,'Tidal Device Database'!$A$105:$B$109,2,FALSE)))","v":0},34]
[{"$f":"'Tidal Device Database'!A26","v":25},34,{"$f":"'Tidal Device Database'!B26","v":"Sabella D12"},{"$f":"'Tidal Device Database'!C26","v":"Horizontal Axis"},{"$f":"IF('Tidal Device Database'!I26=\"\",0,(VLOOKUP('Tidal Device Database'!I26,'Tidal Device Database'!$A$131:$B$135,2,FALSE)))","v":3},{"$f":"IF('Tidal Device Database'!J26=\"\",0,(VLOOKUP('Tidal Device Database'!J26,'Tidal Device Database'!$A$137:$B$141,2,FALSE)))","v":3},{"$f":"IF('Tidal Device Database'!K26=\"\",0,(VLOOKUP('Tidal Device Database'!K26,'Tidal Device Database'!$A$143:$B$147,2,FALSE)))","v":0},{"$f":"IF('Tidal Device Database'!L26=\"\",0,(VLOOKUP('Tidal Device Database'!L26,'Tidal Device Database'!$A$69:$B$73,2,FALSE)))","v":0},{"$f":"IF('Tidal Device Database'!M26=\"\",0,(VLOOKUP('Tidal Device Database'!M26,'Tidal Device Database'!$A$75:$B$79,2,FALSE)))","v":0},{"$f":"IF('Tidal Device Database'!N26=\"\",0,(VLOOKUP('Tidal Device Database'!N26,'Tidal Device Database'!$A$81:$B$85,2,FALSE)))","v":4},{"$f":"IF('Tidal Device Database'!O26=\"\",0,(VLOOKUP('Tidal Device Database'!O26,'Tidal Device Database'!$A$87:$B$91,2,FALSE)))","v":0},{"$f":"IF('Tidal Device Database'!P26=\"\",0,(VLOOKUP('Tidal Device Database'!P26,'Tidal Device Database'!$A$93:$B$97,2,FALSE)))","v":0},{"$f":"IF('Tidal Device Database'!Q26=\"\",0,(VLOOKUP('Tidal Device Database'!Q26,'Tidal Device Database'!$A$99:$B$103,2,FALSE)))","v":0},{"$f":"IF('Tidal Device Database'!R26=\"\",0,(VLOOKUP('Tidal Device Database'!R26,'Tidal Device Database'!$A$115:$B$119,2,FALSE)))","v":0},{"$f":"IF('Tidal Device Database'!S26=\"\",0,(VLOOKUP('Tidal Device Database'!S26,'Tidal Device Database'!$A$105:$B$109,2,FALSE)))","v":0},34]
[{"$f":"'Tidal Device Database'!A27","v":26},31,{"$f":"'Tidal Device Database'!B27","v":"Sabella D15"},{"$f":"'Tidal Device Database'!C27","v":"Horizontal Axis"},{"$f":"IF('Tidal Device Database'!I27=\"\",0,(VLOOKUP('Tidal Device Database'!I27,'Tidal Device Database'!$A$131:$B$135,2,FALSE)))","v":2},{"$f":"IF('Tidal Device Database'!J27=\"\",0,(VLOOKUP('Tidal Device Database'!J27,'Tidal Device Database'!$A$137:$B$141,2,FALSE)))","v":3},{"$f":"IF('Tidal Device Database'!K27=\"\",0,(VLOOKUP('Tidal Device Database'!K27,'Tidal Device Database'!$A$143:$B$147,2,FALSE)))","v":0},{"$f":"IF('Tidal Device Database'!L27=\"\",0,(VLOOKUP('Tidal Device Database'!L27,'Tidal Device Database'!$A$69:$B$73,2,FALSE)))","v":0},{"$f":"IF('Tidal Device Database'!M27=\"\",0,(VLOOKUP('Tidal Device Database'!M27,'Tidal Device Database'!$A$75:$B$79,2,FALSE)))","v":0},{"$f":"IF('Tidal Device Database'!N27=\"\",0,(VLOOKUP('Tidal Device Database'!N27,'Tidal Device Database'!$A$81:$B$85,2,FALSE)))","v":4},{"$f":"IF('Tidal Device Database'!O27=\"\",0,(VLOOKUP('Tidal Device Database'!O27,'Tidal Device Database'!$A$87:$B$91,2,FALSE)))","v":0},{"$f":"IF('Tidal Device Database'!P27=\"\",0,(VLOOKUP('Tidal Device Database'!P27,'Tidal Device Database'!$A$93:$B$97,2,FALSE)))","v":0},{"$f":"IF('Tidal Device Database'!Q27=\"\",0,(VLOOKUP('Tidal Device Database'!Q27,'Tidal Device Database'!$A$99:$B$103,2,FALSE)))","v":0},{"$f":"IF('Tidal Device Database'!R27=\"\",0,(VLOOKUP('Tidal Device Database'!R27,'Tidal Device Database'!$A$115:$B$119,2,FALSE)))","v":0},{"$f":"IF('Tidal Device Database'!S27=\"\",0,(VLOOKUP('Tidal Device Database'!S27,'Tidal Device Database'!$A$105:$B$109,2,FALSE)))","v":0},31]
[{"$f":"'Tidal Device Database'!A28","v":27},116,{"$f":"'Tidal Device Database'!B28","v":"Shottel Instream Turbine I"},{"$f":"'Tidal Device Database'!C28","v":"Horizontal Axis"},{"$f":"IF('Tidal Device Database'!I28=\"\",0,(VLOOKUP('Tidal Device Database'!I28,'Tidal Device Database'!$A$131:$B$135,2,FALSE)))","v":5},{"$f":"IF('Tidal Device Database'!J28=\"\",0,(VLOOKUP('Tidal Device Database'!J28,'Tidal Device Database'!$A$137:$B$141,2,FALSE)))","v":5},{"$f":"IF('Tidal Device Database'!K28=\"\",0,(VLOOKUP('Tidal Device Database'!K28,'Tidal Device Database'!$A$143:$B$147,2,FALSE)))","v":0},{"$f":"IF('Tidal Device Database'!L28=\"\",0,(VLOOKUP('Tidal Device Database'!L28,'Tidal Device Database'!$A$69:$B$73,2,FALSE)))","v":0},{"$f":"IF('Tidal Device Database'!M28=\"\",0,(VLOOKUP('Tidal Device Database'!M28,'Tidal Device Database'!$A$75:$B$79,2,FALSE)))","v":4},{"$f":"IF('Tidal Device Database'!N28=\"\",0,(VLOOKUP('Tidal Device Database'!N28,'Tidal Device Database'!$A$81:$B$85,2,FALSE)))","v":5},{"$f":"IF('Tidal Device Database'!O28=\"\",0,(VLOOKUP('Tidal Device Database'!O28,'Tidal Device Database'!$A$87:$B$91,2,FALSE)))","v":0},{"$f":"IF('Tidal Device Database'!P28=\"\",0,(VLOOKUP('Tidal Device Database'!P28,'Tidal Device Database'!$A$93:$B$97,2,FALSE)))","v":0},{"$f":"IF('Tidal Device Database'!Q28=\"\",0,(VLOOKUP('Tidal Device Database'!Q28,'Tidal Device Database'!$A$99:$B$103,2,FALSE)))","v":5},{"$f":"IF('Tidal Device Database'!R28=\"\",0,(VLOOKUP('Tidal Device Database'!R28,'Tidal Device Database'!$A$115:$B$119,2,FALSE)))","v":5},{"$f":"IF('Tidal Device Database'!S28=\"\",0,(VLOOKUP('Tidal Device Database'!S28,'Tidal Device Database'!$A$105:$B$109,2,FALSE)))","v":4},116]
[{"$f":"'Tidal Device Database'!A29","v":28},106,{"$f":"'Tidal Device Database'!B29","v":"Shottel Instream Turbine II"},{"$f":"'Tidal Device Database'!C29","v":"Horizontal Axis"},{"$f":"IF('Tidal Device Database'!I29=\"\",0,(VLOOKUP('Tidal Device Database'!I29,'Tidal Device Database'!$A$131:$B$135,2,FALSE)))","v":5},{"$f":"IF('Tidal Device Database'!J29=\"\",0,(VLOOKUP('Tidal Device Database'!J29,'Tidal Device Database'!$A$137:$B$141,2,FALSE)))","v":5},{"$f":"IF('Tidal Device Database'!K29=\"\",0,(VLOOKUP('Tidal Device Database'!K29,'Tidal Device Database'!$A$143:$B$147,2,FALSE)))","v":0},{"$f":"IF('Tidal Device Database'!L29=\"\",0,(VLOOKUP('Tidal Device Database'!L29,'Tidal Device Database'!$A$69:$B$73,2,FALSE)))","v":0},{"$f":"IF('Tidal Device Database'!M29=\"\",0,(VLOOKUP('Tidal Device Database'!M29,'Tidal Device Database'!$A$75:$B$79,2,FALSE)))","v":4},{"$f":"IF('Tidal Device Database'!N29=\"\",0,(VLOOKUP('Tidal Device Database'!N29,'Tidal Device Database'!$A$81:$B$85,2,FALSE)))","v":5},{"$f":"IF('Tidal Device Database'!O29=\"\",0,(VLOOKUP('Tidal Device Database'!O29,'Tidal Device Database'!$A$87:$B$91,2,FALSE)))","v":0},{"$f":"IF('Tidal Device Database'!P29=\"\",0,(VLOOKUP('Tidal Device Database'!P29,'Tidal Device Database'!$A$93:$B$97,2,FALSE)))","v":0},{"$f":"IF('Tidal Device Database'!Q29=\"\",0,(VLOOKUP('Tidal Device Database'!Q29,'Tidal Device Database'!$A$99:$B$103,2,FALSE)))","v":3},{"$f":"IF('Tidal Device Database'!R29=\"\",0,(VLOOKUP('Tidal Device Database'!R29,'Tidal Device Database'!$A$115:$B$119,2,FALSE)))","v":4},{"$f":"IF('Tidal Device Database'!S29=\"\",0,(VLOOKUP('Tidal Device Database'!S29,'Tidal Device Database'!$A$105:$B$109,2,FALSE)))","v":4},106]
[{"$f":"'Tidal Device Database'!A30","v":29},104,{"$f":"'Tidal Device Database'!B30","v":"Shottel Instream Turbine III"},{"$f":"'Tidal Device Database'!C30","v":"Horizontal Axis"},{"$f":"IF('Tidal Device Database'!I30=\"\",0,(VLOOKUP('Tidal Device Database'!I30,'Tidal Device Database'!$A$131:$B$135,2,FALSE)))","v":5},{"$f":"IF('Tidal Device Database'!J30=\"\",0,(VLOOKUP('Tidal Device Database'!J30,'Tidal Device Database'!$A$137:$B$141,2,FALSE)))","v":5},{"$f":"IF('Tidal Device Database'!K30=\"\",0,(VLOOKUP('Tidal Device Database'!K30,'Tidal Device Database'!$A$143:$B$147,2,FALSE)))","v":0},{"$f":"IF('Tidal Device Database'!L30=\"\",0,(VLOOKUP('Tidal Device Database'!L30,'Tidal Device Database'!$A$69:$B$73,2,FALSE)))","v":0},{"$f":"IF('Tidal Device Database'!M30=\"\",0,(VLOOKUP('Tidal Device Database'!M30,'Tidal Device Database'!$A$75:$B$79,2,FALSE)))","v":4},{"$f":"IF('Tidal Device Database'!N30=\"\",0,(VLOOKUP('Tidal Device Database'!N30,'Tidal Device Database'!$A$81:$B$85,2,FALSE)))","v":5},{"$f":"IF('Tidal Device Database'!O30=\"\",0,(VLOOKUP('Tidal Device Database'!O30,'Tidal Device Database'!$A$87:$B$91,2,FALSE)))","v":0},{"$f":"IF('Tidal Device Database'!P30=\"\",0,(VLOOKUP('Tidal Device Database'!P30,'Tidal Device Database'!$A$93:$B$97,2,FALSE)))","v":0},{"$f":"IF('Tidal Device Database'!Q30=\"\",0,(VLOOKUP('Tidal Device Database'!Q30,'Tidal Device Database'!$A$99:$B$103,2,FALSE)))","v":3},{"$f":"IF('Tidal Device Database'!R30=\"\",0,(VLOOKUP('Tidal Device Database'!R30,'Tidal Device Database'!$A$115:$B$119,2,FALSE)))","v":3},{"$f":"IF('Tidal Device Database'!S30=\"\",0,(VLOOKUP('Tidal Device Database'!S30,'Tidal Device Database'!$A$105:$B$109,2,FALSE)))","v":4},104]
[{"$f":"'Tidal Device Database'!A31","v":30},61,{"$f":"'Tidal Device Database'!B31","v":"SeaPower GEM"},{"$f":"'Tidal Device Database'!C31","v":"Horizontal Axis"},{"$f":"IF('Tidal Device Database'!I31=\"\",0,(VLOOKUP('Tidal Device Database'!I31,'Tidal Device Database'!$A$131:$B$135,2,FALSE)))","v":0},{"$f":"IF('Tidal Device Database'!J31=\"\",0,(VLOOKUP('Tidal Device Database'!J31,'Tidal Device Database'!$A$137:$B$141,2,FALSE)))","v":0},{"$f":"IF('Tidal Device Database'!K31=\"\",0,(VLOOKUP('Tidal Device Database'!K31,'Tidal Device Database'!$A$143:$B$147,2,FALSE)))","v":5},{"$f":"IF('Tidal Device Database'!L31=\"\",0,(VLOOKUP('Tidal Device Database'!L31,'Tidal Device Database'!$A$69:$B$73,2,FALSE)))","v":0},{"$f":"IF('Tidal Device Database'!M31=\"\",0,(VLOOKUP('Tidal Device Database'!M31,'Tidal Device Database'!$A$75:$B$79,2,FALSE)))","v":4},{"$f":"IF('Tidal Device Database'!N31=\"\",0,(VLOOKUP('Tidal Device Database'!N31,'Tidal Device Database'!$A$81:$B$85,2,FALSE)))","v":5},{"$f":"IF('Tidal Device Database'!O31=\"\",0,(VLOOKUP('Tidal Device Database'!O31,'Tidal Device Database'!$A$87:$B$91,2,FALSE)))","v":0},{"$f":"IF('Tidal Device Database'!P31=\"\",0,(VLOOKUP('Tidal Device Database'!P31,'Tidal Device Database'!$A$93:$B$97,2,FALSE)))","v":0},{"$f":"IF('Tidal Device Database'!Q31=\"\",0,(VLOOKUP('Tidal Device Database'!Q31,'Tidal Device Database'!$A$99:$B$103,2,FALSE)))","v":0},{"$f":"IF('Tidal Device Database'!R31=\"\",0,(VLOOKUP('Tidal Device Database'!R31,'Tidal Device Database'!$A$115:$B$119,2,FALSE)))","v":0},{"$f":"IF('Tidal Device Database'!S31=\"\",0,(VLOOKUP('Tidal Device Database'!S31,'Tidal Device Database'!$A$105:$B$109,2,FALSE)))","v":0},61]
[{"$f":"'Tidal Device Database'!A32","v":31},68,{"$f":"'Tidal Device Database'!B32","v":"Tydal Energy Pty (1.5)"},{"$f":"'Tidal Device Database'!C32","v":"Venturi Rotor"},{"$f":"IF('Tidal Device Database'!I32=\"\",0,(VLOOKUP('Tidal Device Database'!I32,'Tidal Device Database'!$A$131:$B$135,2,FALSE)))","v":5},{"$f":"IF('Tidal Device Database'!J32=\"\",0,(VLOOKUP('Tidal Device Database'!J32,'Tidal Device Database'!$A$137:$B$141,2,FALSE)))","v":4},{"$f":"IF('Tidal Device Database'!K32=\"\",0,(VLOOKUP('Tidal Device Database'!K32,'Tidal Device Database'!$A$143:$B$147,2,FALSE)))","v":5},{"$f":"IF('Tidal Device Database'!L32=\"\",0,(VLOOKUP('Tidal Device Database'!L32,'Tidal Device Database'!$A$69:$B$73,2,FALSE)))","v":0},{"$f":"IF('Tidal Device Database'!M32=\"\",0,(VLOOKUP('Tidal Device Database'!M32,'Tidal Device Database'!$A$75:$B$79,2,FALSE)))","v":0},{"$f":"IF('Tidal Device Database'!N32=\"\",0,(VLOOKUP('Tidal Device Database'!N32,'Tidal Device Database'!$A$81:$B$85,2,FALSE)))","v":4},{"$f":"IF('Tidal Device Database'!O32=\"\",0,(VLOOKUP('Tidal Device Database'!O32,'Tidal Device Database'!$A$87:$B$91,2,FALSE)))","v":0},{"$f":"IF('Tidal Device Database'!P32=\"\",0,(VLOOKUP('Tidal Device Database'!P32,'Tidal Device Database'!$A$93:$B$97,2,FALSE)))","v":0},{"$f":"IF('Tidal Device Database'!Q32=\"\",0,(VLOOKUP('Tidal Device Database'!Q32,'Tidal Device Database'!$A$99:$B$103,2,FALSE)))","v":0},{"$f":"IF('Tidal Device Database'!R32=\"\",0,(VLOOKUP('Tidal Device Database'!R32,'Tidal Device Database'!$A$115:$B$119,2,FALSE)))","v":0},{"$f":"IF('Tidal Device Database'!S32=\"\",0,(VLOOKUP('Tidal Device Database'!S32,'Tidal Device Database'!$A$105:$B$109,2,FALSE)))","v":0},68]
[{"$f":"'Tidal Device Database'!A33","v":32},68,{"$f":"'Tidal Device Database'!B33","v":"Tydal Energy Pty (2.4)"},{"$f":"'Tidal Device Database'!C33","v":"Venturi Rotor"},{"$f":"IF('Tidal Device Database'!I33=\"\",0,(VLOOKUP('Tidal Device Database'!I33,'Tidal Device Database'!$A$131:$B$135,2,FALSE)))","v":5},{"$f":"IF('Tidal Device Database'!J33=\"\",0,(VLOOKUP('Tidal Device Database'!J33,'Tidal Device Database'!$A$137:$B$141,2,FALSE)))","v":4},{"$f":"IF('Tidal Device Database'!K33=\"\",0,(VLOOKUP('Tidal Device Database'!K33,'Tidal Device Database'!$A$143:$B$147,2,FALSE)))","v":5},{"$f":"IF('Tidal Device Database'!L33=\"\",0,(VLOOKUP('Tidal Device Database'!L33,'Tidal Device Database'!$A$69:$B$73,2,FALSE)))","v":0},{"$f":"IF('Tidal Device Database'!M33=\"\",0,(VLOOKUP('Tidal Device Database'!M33,'Tidal Device Database'!$A$75:$B$79,2,FALSE)))","v":0},{"$f":"IF('Tidal Device Database'!N33=\"\",0,(VLOOKUP('Tidal Device Database'!N33,'Tidal Device Database'!$A$81:$B$85,2,FALSE)))","v":4},{"$f":"IF('Tidal Device Database'!O33=\"\",0,(VLOOKUP('Tidal Device Database'!O33,'Tidal Device Database'!$A$87:$B$91,2,FALSE)))","v":0},{"$f":"IF('Tidal Device Database'!P33=\"\",0,(VLOOKUP('Tidal Device Database'!P33,'Tidal Device Database'!$A$93:$B$97,2,FALSE)))","v":0},{"$f":"IF('Tidal Device Database'!Q33=\"\",0,(VLOOKUP('Tidal Device Database'!Q33,'Tidal Device Database'!$A$99:$B$103,2,FALSE)))","v":0},{"$f":"IF('Tidal Device Database'!R33=\"\",0,(VLOOKUP('Tidal Device Database'!R33,'Tidal Device Database'!$A$115:$B$119,2,FALSE)))","v":0},{"$f":"IF('Tidal Device Database'!S33=\"\",0,(VLOOKUP('Tidal Device Database'!S33,'Tidal Device Database'!$A$105:$B$109,2,FALSE)))","v":0},68]
[{"$f":"'Tidal Device Database'!A34","v":33},68,{"$f":"'Tidal Device Database'!B34","v":"Tydal Energy Pty (5)"},{"$f":"'Tidal Device Database'!C34","v":"Venturi Rotor"},{"$f":"IF('Tidal Device Database'!I34=\"\",0,(VLOOKUP('Tidal Device Database'!I34,'Tidal Device Database'!$A$131:$B$135,2,FALSE)))","v":5},{"$f":"IF('Tidal Device Database'!J34=\"\",0,(VLOOKUP('Tidal Device Database'!J34,'Tidal Device Database'!$A$137:$B$141,2,FALSE)))","v":4},{"$f":"IF('Tidal Device Database'!K34=\"\",0,(VLOOKUP('Tidal Device Database'!K34,'Tidal Device Database'!$A$143:$B$147,2,FALSE)))","v":5},{"$f":"IF('Tidal Device Database'!L34=\"\",0,(VLOOKUP('Tidal Device Database'!L34,'Tidal Device Database'!$A$69:$B$73,2,FALSE)))","v":0},{"$f":"IF('Tidal Device Database'!M34=\"\",0,(VLOOKUP('Tidal Device Database'!M34,'Tidal Device Database'!$A$75:$B$79,2,FALSE)))","v":0},{"$f":"IF('Tidal Device Database'!N34=\"\",0,(VLOOKUP('Tidal Device Database'!N34,'Tidal Device Database'!$A$81:$B$85,2,FALSE)))","v":4},{"$f":"IF('Tidal Device Database'!O34=\"\",0,(VLOOKUP('Tidal Device Database'!O34,'Tidal Device Database'!$A$87:$B$91,2,FALSE)))","v":0},{"$f":"IF('Tidal Device Database'!P34=\"\",0,(VLOOKUP('Tidal Device Database'!P34,'Tidal Device Database'!$A$93:$B$97,2,FALSE)))","v":0},{"$f":"IF('Tidal Device Database'!Q34=\"\",0,(VLOOKUP('Tidal Device Database'!Q34,'Tidal Device Database'!$A$99:$B$103,2,FALSE)))","v":0},{"$f":"IF('Tidal Device Database'!R34=\"\",0,(VLOOKUP('Tidal Device Database'!R34,'Tidal Device Database'!$A$115:$B$119,2,FALSE)))","v":0},{"$f":"IF('Tidal Device Database'!S34=\"\",0,(VLOOKUP('Tidal Device Database'!S34,'Tidal Device Database'!$A$105:$B$109,2,FALSE)))","v":0},68]
[{"$f":"'Tidal Device Database'!A35","v":34},125,{"$f":"'Tidal Device Database'!B35","v":"EVG-005H"},{"$f":"'Tidal Device Database'!C35","v":"Vertical Axis"},{"$f":"IF('Tidal Device Database'!I35=\"\",0,(VLOOKUP('Tidal Device Database'!I35,'Tidal Device Database'!$A$131:$B$135,2,FALSE)))","v":5},{"$f":"IF('Tidal Device Database'!J35=\"\",0,(VLOOKUP('Tidal Device Database'!J35,'Tidal Device Database'!$A$137:$B$141,2,FALSE)))","v":2},{"$f":"IF('Tidal Device Database'!K35=\"\",0,(VLOOKUP('Tidal Device Database'!K35,'Tidal Device Database'!$A$143:$B$147,2,FALSE)))","v":5},{"$f":"IF('Tidal Device Database'!L35=\"\",0,(VLOOKUP('Tidal Device Database'!L35,'Tidal Device Database'!$A$69:$B$73,2,FALSE)))","v":5},{"$f":"IF('Tidal Device Database'!M35=\"\",0,(VLOOKUP('Tidal Device Database'!M35,'Tidal Device Database'!$A$75:$B$79,2,FALSE)))","v":4},{"$f":"IF('Tidal Device Database'!N35=\"\",0,(VLOOKUP('Tidal Device Database'!N35,'Tidal Device Database'!$A$81:$B$85,2,FALSE)))","v":5},{"$f":"IF('Tidal Device Database'!O35=\"\",0,(VLOOKUP('Tidal Device Database'!O35,'Tidal Device Database'!$A$87:$B$91,2,FALSE)))","v":0},{"$f":"IF('Tidal Device Database'!P35=\"\",0,(VLOOKUP('Tidal Device Database'!P35,'Tidal Device Database'!$A$93:$B$97,2,FALSE)))","v":0},{"$f":"IF('Tidal Device Database'!Q35=\"\",0,(VLOOKUP('Tidal Device Database'!Q35,'Tidal Device Database'!$A$99:$B$103,2,FALSE)))","v":3},{"$f":"IF('Tidal Device Database'!R35=\"\",0,(VLOOKUP('Tidal Device Database'!R35,'Tidal Device Database'!$A$115:$B$119,2,FALSE)))","v":3},{"$f":"IF('Tidal Device Database'!S35=\"\",0,(VLOOKUP('Tidal Device Database'!S35,'Tidal Device Database'!$A$105:$B$109,2,FALSE)))","v":4},125]
[{"$f":"'Tidal Device Database'!A36","v":35},125,{"$f":"'Tidal Device Database'!B36","v":"EVG-010H"},{"$f":"'Tidal Device Database'!C36","v":"Vertical Axis"},{"$f":"IF('Tidal Device Database'!I36=\"\",0,(VLOOKUP('Tidal Device Database'!I36,'Tidal Device Database'!$A$131:$B$135,2,FALSE)))","v":5},{"$f":"IF('Tidal Device Database'!J36=\"\",0,(VLOOKUP('Tidal Device Database'!J36,'Tidal Device Database'!$A$137:$B$141,2,FALSE)))","v":2},{"$f":"IF('Tidal Device Database'!K36=\"\",0,(VLOOKUP('Tidal Device Database'!K36,'Tidal Device Database'!$A$143:$B$147,2,FALSE)))","v":5},{"$f":"IF('Tidal Device Database'!L36=\"\",0,(VLOOKUP('Tidal Device Database'!L36,'Tidal Device Database'!$A$69:$B$73,2,FALSE)))","v":5},{"$f":"IF('Tidal Device Database'!M36=\"\",0,(VLOOKUP('Tidal Device Database'!M36,'Tidal Device Database'!$A$75:$B$79,2,FALSE)))","v":4},{"$f":"IF('Tidal Device Database'!N36=\"\",0,(VLOOKUP('Tidal Device Database'!N36,'Tidal Device Database'!$A$81:$B$85,2,FALSE)))","v":5},{"$f":"IF('Tidal Device Database'!O36=\"\",0,(VLOOKUP('Tidal Device Database'!O36,'Tidal Device Database'!$A$87:$B$91,2,FALSE)))","v":0},{"$f":"IF('Tidal Device Database'!P36=\"\",0,(VLOOKUP('Tidal Device Database'!P36,'Tidal Device Database'!$A$93:$B$97,2,FALSE)))","v":0},{"$f":"IF('Tidal Device Database'!Q36=\"\",0,(VLOOKUP('Tidal Device Database'!Q36,'Tidal Device Database'!$A$99:$B$103,2,FALSE)))","v":3},{"$f":"IF('Tidal Device Database'!R36=\"\",0,(VLOOKUP('Tidal Device Database'!R36,'Tidal Device Database'!$A$115:$B$119,2,FALSE)))","v":3},{"$f":"IF('Tidal Device Database'!S36=\"\",0,(VLOOKUP('Tidal Device Database'!S36,'Tidal Device Database'!$A$105:$B$109,2,FALSE)))","v":4},125]
[{"$f":"'Tidal Device Database'!A37","v":36},125,{"$f":"'Tidal Device Database'!B37","v":"EVG-025H"},{"$f":"'Tidal Device Database'!C37","v":"Vertical Axis"},{"$f":"IF('Tidal Device Database'!I37=\"\",0,(VLOOKUP('Tidal Device Database'!I37,'Tidal Device Database'!$A$131:$B$135,2,FALSE)))","v":5},{"$f":"IF('Tidal Device Database'!J37=\"\",0,(VLOOKUP('Tidal Device Database'!J37,'Tidal Device Database'!$A$137:$B$141,2,FALSE)))","v":2},{"$f":"IF('Tidal Device Database'!K37=\"\",0,(VLOOKUP('Tidal Device Database'!K37,'Tidal Device Database'!$A$143:$B$147,2,FALSE)))","v":5},{"$f":"IF('Tidal Device Database'!L37=\"\",0,(VLOOKUP('Tidal Device Database'!L37,'Tidal Device Database'!$A$69:$B$73,2,FALSE)))","v":5},{"$f":"IF('Tidal Device Database'!M37=\"\",0,(VLOOKUP('Tidal Device Database'!M37,'Tidal Device Database'!$A$75:$B$79,2,FALSE)))","v":4},{"$f":"IF('Tidal Device Database'!N37=\"\",0,(VLOOKUP('Tidal Device Database'!N37,'Tidal Device Database'!$A$81:$B$85,2,FALSE)))","v":5},{"$f":"IF('Tidal Device Database'!O37=\"\",0,(VLOOKUP('Tidal Device Database'!O37,'Tidal Device Database'!$A$87:$B$91,2,FALSE)))","v":0},{"$f":"IF('Tidal Device Database'!P37=\"\",0,(VLOOKUP('Tidal Device Database'!P37,'Tidal Device Database'!$A$93:$B$97,2,FALSE)))","v":0},{"$f":"IF('Tidal Device Database'!Q37=\"\",0,(VLOOKUP('Tidal Device Database'!Q37,'Tidal Device Database'!$A$99:$B$103,2,FALSE)))","v":3},{"$f":"IF('Tidal Device Database'!R37=\"\",0,(VLOOKUP('Tidal Device Database'!R37,'Tidal Device Database'!$A$115:$B$119,2,FALSE)))","v":3},{"$f":"IF('Tidal Device Database'!S37=\"\",0,(VLOOKUP('Tidal Device Database'!S37,'Tidal Device Database'!$A$105:$B$109,2,FALSE)))","v":4},125]
[{"$f":"'Tidal Device Database'!A38","v":37},125,{"$f":"'Tidal Device Database'!B38","v":"EVG-050H"},{"$f":"'Tidal Device Database'!C38","v":"Vertical Axis"},{"$f":"IF('Tidal Device Database'!I38=\"\",0,(VLOOKUP('Tidal Device Database'!I38,'Tidal Device Database'!$A$131:$B$135,2,FALSE)))","v":5},{"$f":"IF('Tidal Device Database'!J38=\"\",0,(VLOOKUP('Tidal Device Database'!J38,'Tidal Device Database'!$A$137:$B$141,2,FALSE)))","v":2},{"$f":"IF('Tidal Device Database'!K38=\"\",0,(VLOOKUP('Tidal Device Database'!K38,'Tidal Device Database'!$A$143:$B$147,2,FALSE)))","v":5},{"$f":"IF('Tidal Device Database'!L38=\"\",0,(VLOOKUP('Tidal Device Database'!L38,'Tidal Device Database'!$A$69:$B$73,2,FALSE)))","v":5},{"$f":"IF('Tidal Device Database'!M38=\"\",0,(VLOOKUP('Tidal Device Database'!M38,'Tidal Device Database'!$A$75:$B$79,2,FALSE)))","v":4},{"$f":"IF('Tidal Device Database'!N38=\"\",0,(VLOOKUP('Tidal Device Database'!N38,'Tidal Device Database'!$A$81:$B$85,2,FALSE)))","v":5},{"$f":"IF('Tidal Device Database'!O38=\"\",0,(VLOOKUP('Tidal Device Database'!O38,'Tidal Device Database'!$A$87:$B$91,2,FALSE)))","v":0},{"$f":"IF('Tidal Device Database'!P38=\"\",0,(VLOOKUP('Tidal Device Database'!P38,'Tidal Device Database'!$A$93:$B$97,2,FALSE)))","v":0},{"$f":"IF('Tidal Device Database'!Q38=\"\",0,(VLOOKUP('Tidal Device Database'!Q38,'Tidal Device Database'!$A$99:$B$103,2,FALSE)))","v":3},{"$f":"IF('Tidal Device Database'!R38=\"\",0,(VLOOKUP('Tidal Device Database'!R38,'Tidal Device Database'!$A$115:$B$119,2,FALSE)))","v":3},{"$f":"IF('Tidal Device Database'!S38=\"\",0,(VLOOKUP('Tidal Device Database'!S38,'Tidal Device Database'!$A$105:$B$109,2,FALSE)))","v":4},125]
[{"$f":"'Tidal Device Database'!A39","v":38},128,{"$f":"'Tidal Device Database'!B39","v":"ENC-025L"},{"$f":"'Tidal Device Database'!C39","v":"Vertical Axis"},{"$f":"IF('Tidal Device Database'!I39=\"\",0,(VLOOKUP('Tidal Device Database'!I39,'Tidal Device Database'!$A$131:$B$135,2,FALSE)))","v":5},{"$f":"IF('Tidal Device Database'!J39=\"\",0,(VLOOKUP('Tidal Device Database'!J39,'Tidal Device Database'!$A$137:$B$141,2,FALSE)))","v":3},{"$f":"IF('Tidal Device Database'!K39=\"\",0,(VLOOKUP('Tidal Device Database'!K39,'Tidal Device Database'!$A$143:$B$147,2,FALSE)))","v":5},{"$f":"IF('Tidal Device Database'!L39=\"\",0,(VLOOKUP('Tidal Device Database'!L39,'Tidal Device Database'!$A$69:$B$73,2,FALSE)))","v":5},{"$f":"IF('Tidal Device Database'!M39=\"\",0,(VLOOKUP('Tidal Device Database'!M39,'Tidal Device Database'!$A$75:$B$79,2,FALSE)))","v":4},{"$f":"IF('Tidal Device Database'!N39=\"\",0,(VLOOKUP('Tidal Device Database'!N39,'Tidal Device Database'!$A$81:$B$85,2,FALSE)))","v":5},{"$f":"IF('Tidal Device Database'!O39=\"\",0,(VLOOKUP('Tidal Device Database'!O39,'Tidal Device Database'!$A$87:$B$91,2,FALSE)))","v":0},{"$f":"IF('Tidal Device Database'!P39=\"\",0,(VLOOKUP('Tidal Device Database'!P39,'Tidal Device Database'!$A$93:$B$97,2,FALSE)))","v":0},{"$f":"IF('Tidal Device Database'!Q39=\"\",0,(VLOOKUP('Tidal Device Database'!Q39,'Tidal Device Database'!$A$99:$B$103,2,FALSE)))","v":3},{"$f":"IF('Tidal Device Database'!R39=\"\",0,(VLOOKUP('Tidal Device Database'!R39,'Tidal Device Database'!$A$115:$B$119,2,FALSE)))","v":3},{"$f":"IF('Tidal Device Database'!S39=\"\",0,(VLOOKUP('Tidal Device Database'!S39,'Tidal Device Database'!$A$105:$B$109,2,FALSE)))","v":4},128]
[{"$f":"'Tidal Device Database'!A40","v":39},125,{"$f":"'Tidal Device Database'!B40","v":"ENC-025H"},{"$f":"'Tidal Device Database'!C40","v":"Vertical Axis"},{"$f":"IF('Tidal Device Database'!I40=\"\",0,(VLOOKUP('Tidal Device Database'!I40,'Tidal Device Database'!$A$131:$B$135,2,FALSE)))","v":5},{"$f":"IF('Tidal Device Database'!J40=\"\",0,(VLOOKUP('Tidal Device Database'!J40,'Tidal Device Database'!$A$137:$B$141,2,FALSE)))","v":2},{"$f":"IF('Tidal Device Database'!K40=\"\",0,(VLOOKUP('Tidal Device Database'!K40,'Tidal Device Database'!$A$143:$B$147,2,FALSE)))","v":5},{"$f":"IF('Tidal Device Database'!L40=\"\",0,(VLOOKUP('Tidal Device Database'!L40,'Tidal Device Database'!$A$69:$B$73,2,FALSE)))","v":5},{"$f":"IF('Tidal Device Database'!M40=\"\",0,(VLOOKUP('Tidal Device Database'!M40,'Tidal Device Database'!$A$75:$B$79,2,FALSE)))","v":4},{"$f":"IF('Tidal Device Database'!N40=\"\",0,(VLOOKUP('Tidal Device Database'!N40,'Tidal Device Database'!$A$81:$B$85,2,FALSE)))","v":5},{"$f":"IF('Tidal Device Database'!O40=\"\",0,(VLOOKUP('Tidal Device Database'!O40,'Tidal Device Database'!$A$87:$B$91,2,FALSE)))","v":0},{"$f":"IF('Tidal Device Database'!P40=\"\",0,(VLOOKUP('Tidal Device Database'!P40,'Tidal Device Database'!$A$93:$B$97,2,FALSE)))","v":0},{"$f":"IF('Tidal Device Database'!Q40=\"\",0,(VLOOKUP('Tidal Device Database'!Q40,'Tidal Device Database'!$A$99:$B$103,2,FALSE)))","v":3},{"$f":"IF('Tidal Device Database'!R40=\"\",0,(VLOOKUP('Tidal Device Database'!R40,'Tidal Device Database'!$A$115:$B$119,2,FALSE)))","v":3},{"$f":"IF('Tidal Device Database'!S40=\"\",0,(VLOOKUP('Tidal Device Database'!S40,'Tidal Device Database'!$A$105:$B$109,2,FALSE)))","v":4},125]
[{"$f":"'Tidal Device Database'!A41","v":40},117,{"$f":"'Tidal Device Database'!B41","v":"ENC-125H"},{"$f":"'Tidal Device Database'!C41","v":"Vertical Axis"},{"$f":"IF('Tidal Device Database'!I41=\"\",0,(VLOOKUP('Tidal Device Database'!I41,'Tidal Device Database'!$A$131:$B$135,2,FALSE)))","v":4},{"$f":"IF('Tidal Device Database'!J41=\"\",0,(VLOOKUP('Tidal Device Database'!J41,'Tidal Device Database'!$A$137:$B$141,2,FALSE)))","v":2},{"$f":"IF('Tidal Device Database'!K41=\"\",0,(VLOOKUP('Tidal Device Database'!K41,'Tidal Device Database'!$A$143:$B$147,2,FALSE)))","v":5},{"$f":"IF('Tidal Device Database'!L41=\"\",0,(VLOOKUP('Tidal Device Database'!L41,'Tidal Device Database'!$A$69:$B$73,2,FALSE)))","v":5},{"$f":"IF('Tidal Device Database'!M41=\"\",0,(VLOOKUP('Tidal Device Database'!M41,'Tidal Device Database'!$A$75:$B$79,2,FALSE)))","v":4},{"$f":"IF('Tidal Device Database'!N41=\"\",0,(VLOOKUP('Tidal Device Database'!N41,'Tidal Device Database'!$A$81:$B$85,2,FALSE)))","v":5},{"$f":"IF('Tidal Device Database'!O41=\"\",0,(VLOOKUP('Tidal Device Database'!O41,'Tidal Device Database'!$A$87:$B$91,2,FALSE)))","v":0},{"$f":"IF('Tidal Device Database'!P41=\"\",0,(VLOOKUP('Tidal Device Database'!P41,'Tidal Device Database'!$A$93:$B$97,2,FALSE)))","v":0},{"$f":"IF('Tidal Device Database'!Q41=\"\",0,(VLOOKUP('Tidal Device Database'!Q41,'Tidal Device Database'!$A$99:$B$103,2,FALSE)))","v":3},{"$f":"IF('Tidal Device Database'!R41=\"\",0,(VLOOKUP('Tidal Device Database'!R41,'Tidal Device Database'!$A$115:$B$119,2,FALSE)))","v":3},{"$f":"IF('Tidal Device Database'!S41=\"\",0,(VLOOKUP('Tidal Device Database'!S41,'Tidal Device Database'!$A$105:$B$109,2,FALSE)))","v":3},117]
[{"$f":"'Tidal Device Database'!A42","v":41},110,{"$f":"'Tidal Device Database'!B42","v":"ENC-250H"},{"$f":"'Tidal Device Database'!C42","v":"Vertical Axis"},{"$f":"IF('Tidal Device Database'!I42=\"\",0,(VLOOKUP('Tidal Device Database'!I42,'Tidal Device Database'!$A$131:$B$135,2,FALSE)))","v":4},{"$f":"IF('Tidal Device Database'!J42=\"\",0,(VLOOKUP('Tidal Device Database'!J42,'Tidal Device Database'!$A$137:$B$141,2,FALSE)))","v":2},{"$f":"IF('Tidal Device Database'!K42=\"\",0,(VLOOKUP('Tidal Device Database'!K42,'Tidal Device Database'!$A$143:$B$147,2,FALSE)))","v":4},{"$f":"IF('Tidal Device Database'!L42=\"\",0,(VLOOKUP('Tidal Device Database'!L42,'Tidal Device Database'!$A$69:$B$73,2,FALSE)))","v":5},{"$f":"IF('Tidal Device Database'!M42=\"\",0,(VLOOKUP('Tidal Device Database'!M42,'Tidal Device Database'!$A$75:$B$79,2,FALSE)))","v":4},{"$f":"IF('Tidal Device Database'!N42=\"\",0,(VLOOKUP('Tidal Device Database'!N42,'Tidal Device Database'!$A$81:$B$85,2,FALSE)))","v":5},{"$f":"IF('Tidal Device Database'!O42=\"\",0,(VLOOKUP('Tidal Device Database'!O42,'Tidal Device Database'!$A$87:$B$91,2,FALSE)))","v":0},{"$f":"IF('Tidal Device Database'!P42=\"\",0,(VLOOKUP('Tidal Device Database'!P42,'Tidal Device Database'!$A$93:$B$97,2,FALSE)))","v":0},{"$f":"IF('Tidal Device Database'!Q42=\"\",0,(VLOOKUP('Tidal Device Database'!Q42,'Tidal Device Database'!$A$99:$B$103,2,FALSE)))","v":3},{"$f":"IF('Tidal Device Database'!R42=\"\",0,(VLOOKUP('Tidal Device Database'!R42,'Tidal Device Database'!$A$115:$B$119,2,FALSE)))","v":2},{"$f":"IF('Tidal Device Database'!S42=\"\",0,(VLOOKUP('Tidal Device Database'!S42,'Tidal Device Database'!$A$105:$B$109,2,FALSE)))","v":3},110]
[{"$f":"'Tidal Device Database'!A43","v":42},110,{"$f":"'Tidal Device Database'!B43","v":"EC-OG"},{"$f":"'Tidal Device Database'!C43","v":"Vertical Axis"},{"$f":"IF('Tidal Device Database'!I43=\"\",0,(VLOOKUP('Tidal Device Database'!I43,'Tidal Device Database'!$A$131:$B$135,2,FALSE)))","v":0},{"$f":"IF('Tidal Device Database'!J43=\"\",0,(VLOOKUP('Tidal Device Database'!J43,'Tidal Device Database'!$A$137:$B$141,2,FALSE)))","v":5},{"$f":"IF('Tidal Device Database'!K43=\"\",0,(VLOOKUP('Tidal Device Database'!K43,'Tidal Device Database'!$A$143:$B$147,2,FALSE)))","v":2},{"$f":"IF('Tidal Device Database'!L43=\"\",0,(VLOOKUP('Tidal Device Database'!L43,'Tidal Device Database'!$A$69:$B$73,2,FALSE)))","v":4},{"$f":"IF('Tidal Device Database'!M43=\"\",0,(VLOOKUP('Tidal Device Database'!M43,'Tidal Device Database'!$A$75:$B$79,2,FALSE)))","v":4},{"$f":"IF('Tidal Device Database'!N43=\"\",0,(VLOOKUP('Tidal Device Database'!N43,'Tidal Device Database'!$A$81:$B$85,2,FALSE)))","v":4},{"$f":"IF('Tidal Device Database'!O43=\"\",0,(VLOOKUP('Tidal Device Database'!O43,'Tidal Device Database'!$A$87:$B$91,2,FALSE)))","v":5},{"$f":"IF('Tidal Device Database'!P43=\"\",0,(VLOOKUP('Tidal Device Database'!P43,'Tidal Device Database'!$A$93:$B$97,2,FALSE)))","v":2},{"$f":"IF('Tidal Device Database'!Q43=\"\",0,(VLOOKUP('Tidal Device Database'!Q43,'Tidal Device Database'!$A$99:$B$103,2,FALSE)))","v":3},{"$f":"IF('Tidal Device Database'!R43=\"\",0,(VLOOKUP('Tidal Device Database'!R43,'Tidal Device Database'!$A$115:$B$119,2,FALSE)))","v":3},{"$f":"IF('Tidal Device Database'!S43=\"\",0,(VLOOKUP('Tidal Device Database'!S43,'Tidal Device Database'!$A$105:$B$109,2,FALSE)))","v":3},110]
[]
[]
["No.","Score",null,"Criteria","Captial Energy Cost","Capital Power Cost","Lifetime Energy Cost","Specific Energy","Specific Power","Energy Density","Power Density","Environmental Impact","Cycle Life","Lifetime","Scalability","Power Regulation","Technical Maturity","Self Discharge Rate","Efficiency ","Score"]
[null,null,"Name","Type",2,2,3,1,1,3,3,3,4,4,3,5,4,4,3]
[1,{"$f":"T69","v":171},"Pumped Hydro","Mechanical Storage",5,3,5,1,1,1,1,2,5,5,3,5,5,5,4,{"$f":"SUMPRODUCT($E$68:$S$68,E69:S69)","v":171}]
[2,167,"Compressed Air","Mechanical Storage",5,4,5,1,1,1,1,4,5,5,4,5,2,5,3,167]
[3,135,"Lead Acid Battery","Battery Storage",4,5,4,1,3,2,4,1,2,3,5,1,5,2,4,135]
[4,131,"Nickel Iron","Battery Storage",3,1,4,2,2,2,2,5,3,5,5,1,3,1,4,131]
[5,138,"Nickel Zinc","Battery Storage",4,5,4,2,4,3,5,5,1,2,5,1,3,1,5,138]
[6,127,"Nickel Cadmium","Battery Storage",2,4,2,2,4,2,3,1,3,4,5,1,5,2,3,127]
[7,141,"Lithium Ion","Battery Storage",2,3,2,3,5,3,5,2,2,4,5,1,4,3,5,141]
[8,133,"Zinc Manganese","Battery Storage",4,2,2,3,1,4,2,3,1,2,5,1,5,5,4,133]
[9,128,"Zinc Silver","Battery Storage",1,1,1,3,2,4,4,5,1,2,5,1,5,4,3,128]
[10,147,"Zinc Air","Battery Storage",4,3,4,4,3,5,3,5,1,3,5,1,4,5,1,147]
[11,137,"Vanadium Redox","Flow Battery",4,3,3,1,3,1,2,4,4,4,4,1,2,5,4,137]
[12,112,"Solid Oxide","Fuel Cell",5,2,3,5,2,3,1,4,0,1,5,1,2,5,2,112]
[]
[]
[]
["No.","Score",null,"Criteria",{"$f":"'Wave Device Database'!H2","v":"Distance from Shore"},{"$f":"'Wave Device Database'!I2","v":"Visual Impact"},{"$f":"'Wave Device Database'!J2","v":"Access Complexity"},{"$f":"'Wave Device Database'!K2","v":"Capital Cost"},{"$f":"'Wave Device Database'!L2","v":"Technology Readiness Level"},{"$f":"'Wave Device Database'!M2","v":"Lifespan"},{"$f":"'Wave Device Database'!N2","v":"Efficiency"},{"$f":"'Wave Device Database'!O2","v":"Scale (kW)"},{"$f":"'Wave Device Database'!P2","v":"Shore Connection"},{"$f":"'Wave Device Database'!Q2","v":"Planned Inspection/Maintenance Period"},{"$f":"'Wave Device Database'!R2","v":"Primary Attachment"},{"$f":"'Wave Device Database'!S2","v":"Installation Complexity"},{"$f":"'Wave Device Database'!T2","v":"Maintenanc Complexity"},"Score"]
[null,null,"Name","Type",1,2,4,3,5,3,3,3,4,3,4,3,3]
[1,{"$f":"R86","v":181},{"$f":"'Wave Device Database'!B3","v":"Yam Pro Energy"},{"$f":"'Wave Device Database'!C3","v":"Shore based"},{"$f":"IF('Wave Device Database'!H3=\"\",0,VLOOKUP('Wave Device Database'!H3,'Wave Device Database'!$B$24:$C$28,2,FALSE))","v":5},{"$f":"IF('Wave Device Database'!I3=\"\",0,VLOOKUP('Wave Device Database'!I3,'Wave Device Database'!$B$30:$C$34,2,FALSE))","v":2},{"$f":"IF('Wave Device Database'!J3=\"\",0,VLOOKUP('Wave Device Database'!J3,'Wave Device Database'!$B$36:$C$40,2,FALSE))","v":5},{"$f":"IF('Wave Device Database'!K3=\"\",0,VLOOKUP('Wave Device Database'!K3,'Wave Device Database'!$B$42:$C$46,2,FALSE))","v":5},{"$f":"IF('Wave Device Database'!L3=\"\",0,VLOOKUP('Wave Device Database'!L3,'Wave Device Database'!$B$48:$C$52,2,FALSE))","v":5},{"$f":"IF('Wave Device Database'!M3=\"\",0,VLOOKUP('Wave Device Database'!M3,'Wave Device Database'!$B$54:$C$58,2,FALSE))","v":5},{"$f":"IF('Wave Device Database'!N3=\"\",0,VLOOKUP('Wave Device Database'!N3,'Wave Device Database'!$B$60:$C$64,2,FALSE))","v":5},{"$f":"IF('Wave Device Database'!O3=\"\",0,VLOOKUP('Wave Device Database'!O3,'Wave Device Database'!$B$66:$C$70,2,FALSE))","v":5},{"$f":"IF('Wave Device Database'!P3=\"\",0,VLOOKUP('Wave Device Database'!P3,'Wave Device Database'!$B$72:$C$76,2,FALSE))","v":5},{"$f":"IF('Wave Device Database'!Q3=\"\",0,VLOOKUP('Wave Device Database'!Q3,'Wave Device Database'!$B$78:$C$82,2,FALSE))","v":1},{"$f":"IF('Wave Device Database'!R3=\"\",0,VLOOKUP('Wave Device Database'!R3,'Wave Device Database'!$B$84:$C$88,2,FALSE))","v":5},{"$f":"IF('Wave Device Database'!S3=\"\",0,VLOOKUP('Wave Device Database'!S3,'Wave Device Database'!$B$90:$C$94,2,FALSE))","v":5},{"$f":"IF('Wave Device Database'!T3=\"\",0,VLOOKUP('Wave Device Database'!T3,'Wave Device Database'!$B$96:$C$100,2,FALSE))","v":3},{"$f":"SUMPRODUCT($E$85:$Q$85,E86:Q86)","v":181}]
[2,{"$f":"R87","v":130},{"$f":"'Wave Device Database'!B4","v":"Wave El Buoy"},{"$f":"'Wave Device Database'!C4","v":"Point Absorber"},{"$f":"IF('Wave Device Database'!H4=\"\",0,VLOOKUP('Wave Device Database'!H4,'Wave Device Database'!$B$24:$C$28,2,FALSE))","v":1},{"$f":"IF('Wave Device Database'!I4=\"\",0,VLOOKUP('Wave Device Database'!I4,'Wave Device Database'!$B$30:$C$34,2,FALSE))","v":3},{"$f":"IF('Wave Device Database'!J4=\"\",0,VLOOKUP('Wave Device Database'!J4,'Wave Device Database'!$B$36:$C$40,2,FALSE))","v":3},{"$f":"IF('Wave Device Database'!K4=\"\",0,VLOOKUP('Wave Device Database'!K4,'Wave Device Database'!$B$42:$C$46,2,FALSE))","v":3},{"$f":"IF('Wave Device Database'!L4=\"\",0,VLOOKUP('Wave Device Database'!L4,'Wave Device Database'!$B$48:$C$52,2,FALSE))","v":5},{"$f":"IF('Wave Device Database'!M4=\"\",0,VLOOKUP('Wave Device Database'!M4,'Wave Device Database'!$B$54:$C$58,2,FALSE))","v":5},{"$f":"IF('Wave Device Database'!N4=\"\",0,VLOOKUP('Wave Device Database'!N4,'Wave Device Database'!$B$60:$C$64,2,FALSE))","v":3},{"$f":"IF('Wave Device Database'!O4=\"\",0,VLOOKUP('Wave Device Database'!O4,'Wave Device Database'!$B$66:$C$70,2,FALSE))","v":3},{"$f":"IF('Wave Device Database'!P4=\"\",0,VLOOKUP('Wave Device Database'!P4,'Wave Device Database'!$B$72:$C$76,2,FALSE))","v":1},{"$f":"IF('Wave Device Database'!Q4=\"\",0,VLOOKUP('Wave Device Database'!Q4,'Wave Device Database'!$B$78:$C$82,2,FALSE))","v":3},{"$f":"IF('Wave Device Database'!R4=\"\",0,VLOOKUP('Wave Device Database'!R4,'Wave Device Database'!$B$84:$C$88,2,FALSE))","v":4},{"$f":"IF('Wave Device Database'!S4=\"\",0,VLOOKUP('Wave Device Database'!S4,'Wave Device Database'!$B$90:$C$94,2,FALSE))","v":2},{"$f":"IF('Wave Device Database'!T4=\"\",0,VLOOKUP('Wave Device Database'!T4,'Wave Device Database'!$B$96:$C$100,2,FALSE))","v":3},{"$f":"SUMPRODUCT($E$85:$Q$85,E87:Q87)","v":130}]
[3,{"$f":"R88","v":140},{"$f":"'Wave Device Database'!B5","v":"Rotary Wave"},{"$f":"'Wave Device Database'!C5","v":"Attenuator "},{"$f":"IF('Wave Device Database'!H5=\"\",0,VLOOKUP('Wave Device Database'!H5,'Wave Device Database'!$B$24:$C$28,2,FALSE))","v":2},{"$f":"IF('Wave Device Database'!I5=\"\",0,VLOOKUP('Wave Device Database'!I5,'Wave Device Database'!$B$30:$C$34,2,FALSE))","v":3},{"$f":"IF('Wave Device Database'!J5=\"\",0,VLOOKUP('Wave Device Database'!J5,'Wave Device Database'!$B$36:$C$40,2,FALSE))","v":3},{"$f":"IF('Wave Device Database'!K5=\"\",0,VLOOKUP('Wave Device Database'!K5,'Wave Device Database'!$B$42:$C$46,2,FALSE))","v":2},{"$f":"IF('Wave Device Database'!L5=\"\",0,VLOOKUP('Wave Device Database'!L5,'Wave Device Database'!$B$48:$C$52,2,FALSE))","v":4},{"$f":"IF('Wave Device Database'!M5=\"\",0,VLOOKUP('Wave Device Database'!M5,'Wave Device Database'!$B$54:$C$58,2,FALSE))","v":5},{"$f":"IF('Wave Device Database'!N5=\"\",0,VLOOKUP('Wave Device Database'!N5,'Wave Device Database'!$B$60:$C$64,2,FALSE))","v":5},{"$f":"IF('Wave Device Database'!O5=\"\",0,VLOOKUP('Wave Device Database'!O5,'Wave Device Database'!$B$66:$C$70,2,FALSE))","v":4},{"$f":"IF('Wave Device Database'!P5=\"\",0,VLOOKUP('Wave Device Database'!P5,'Wave Device Database'!$B$72:$C$76,2,FALSE))","v":3},{"$f":"IF('Wave Device Database'!Q5=\"\",0,VLOOKUP('Wave Device Database'!Q5,'Wave Device Database'!$B$78:$C$82,2,FALSE))","v":1},{"$f":"IF('Wave Device Database'!R5=\"\",0,VLOOKUP('Wave Device Database'!R5,'Wave Device Database'!$B$84:$C$88,2,FALSE))","v":4},{"$f":"IF('Wave Device Database'!S5=\"\",0,VLOOKUP('Wave Device Database'!S5,'Wave Device Database'!$B$90:$C$94,2,FALSE))","v":4},{"$f":"IF('Wave Device Database'!T5=\"\",0,VLOOKUP('Wave Device Database'!T5,'Wave Device Database'!$B$96:$C$100,2,FALSE))","v":3},140]
[4,{"$f":"R89","v":93},{"$f":"'Wave Device Database'!B6","v":"Electric Buoy"},{"$f":"'Wave Device Database'!C6","v":"Point Absorber"},{"$f":"IF('Wave Device Database'!H6=\"\",0,VLOOKUP('Wave Device Database'!H6,'Wave Device Database'!$B$24:$C$28,2,FALSE))","v":1},{"$f":"IF('Wave Device Database'!I6=\"\",0,VLOOKUP('Wave Device Database'!I6,'Wave Device Database'!$B$30:$C$34,2,FALSE))","v":2},{"$f":"IF('Wave Device Database'!J6=\"\",0,VLOOKUP('Wave Device Database'!J6,'Wave Device Database'!$B$36:$C$40,2,FALSE))","v":3},{"$f":"IF('Wave Device Database'!K6=\"\",0,VLOOKUP('Wave Device Database'!K6,'Wave Device Database'!$B$42:$C$46,2,FALSE))","v":4},{"$f":"IF('Wave Device Database'!L6=\"\",0,VLOOKUP('Wave Device Database'!L6,'Wave Device Database'!$B$48:$C$52,2,FALSE))","v":1},{"$f":"IF('Wave Device Database'!M6=\"\",0,VLOOKUP('Wave Device Database'!M6,'Wave Device Database'!$B$54:$C$58,2,FALSE))","v":5},{"$f":"IF('Wave Device Database'!N6=\"\",0,VLOOKUP('Wave Device Database'!N6,'Wave Device Database'!$B$60:$C$64,2,FALSE))","v":3},{"$f":"IF('Wave Device Database'!O6=\"\",0,VLOOKUP('Wave Device Database'!O6,'Wave Device Database'!$B$66:$C$70,2,FALSE))","v":1},{"$f":"IF('Wave Device Database'!P6=\"\",0,VLOOKUP('Wave Device Database'!P6,'Wave Device Database'!$B$72:$C$76,2,FALSE))","v":1},{"$f":"IF('Wave Device Database'!Q6=\"\",0,VLOOKUP('Wave Device Database'!Q6,'Wave Device Database'!$B$78:$C$82,2,FALSE))","v":1},{"$f":"IF('Wave Device Database'!R6=\"\",0,VLOOKUP('Wave Device Database'!R6,'Wave Device Database'!$B$84:$C$88,2,FALSE))","v":4},{"$f":"IF('Wave Device Database'!S6=\"\",0,VLOOKUP('Wave Device Database'!S6,'Wave Device Database'!$B$90:$C$94,2,FALSE))","v":2},{"$f":"IF('Wave Device Database'!T6=\"\",0,VLOOKUP('Wave Device Database'!T6,'Wave Device Database'!$B$96:$C$100,2,FALSE))","v":1},93]
[5,{"$f":"U90","v":0},{"$f":"'Wave Device Database'!B7","v":"Wave Dragon"},{"$f":"'Wave Device Database'!C7","v":"Overtopping/Terminator Device"},{"$f":"IF('Wave Device Database'!H7=\"\",0,VLOOKUP('Wave Device Database'!H7,'Wave Device Database'!$B$24:$C$28,2,FALSE))","v":3},{"$f":"IF('Wave Device Database'!I7=\"\",0,VLOOKUP('Wave Device Database'!I7,'Wave Device Database'!$B$30:$C$34,2,FALSE))","v":3},{"$f":"IF('Wave Device Database'!J7=\"\",0,VLOOKUP('Wave Device Database'!J7,'Wave Device Database'!$B$36:$C$40,2,FALSE))","v":3},{"$f":"IF('Wave Device Database'!K7=\"\",0,VLOOKUP('Wave Device Database'!K7,'Wave Device Database'!$B$42:$C$46,2,FALSE))","v":0},{"$f":"IF('Wave Device Database'!L7=\"\",0,VLOOKUP('Wave Device Database'!L7,'Wave Device Database'!$B$48:$C$52,2,FALSE))","v":5},{"$f":"IF('Wave Device Database'!M7=\"\",0,VLOOKUP('Wave Device Database'!M7,'Wave Device Database'!$B$54:$C$58,2,FALSE))","v":4},{"$f":"IF('Wave Device Database'!N7=\"\",0,VLOOKUP('Wave Device Database'!N7,'Wave Device Database'!$B$60:$C$64,2,FALSE))","v":5},{"$f":"IF('Wave Device Database'!O7=\"\",0,VLOOKUP('Wave Device Database'!O7,'Wave Device Database'!$B$66:$C$70,2,FALSE))","v":2},{"$f":"IF('Wave Device Database'!P7=\"\",0,VLOOKUP('Wave Device Database'!P7,'Wave Device Database'!$B$72:$C$76,2,FALSE))","v":2},{"$f":"IF('Wave Device Database'!Q7=\"\",0,VLOOKUP('Wave Device Database'!Q7,'Wave Device Database'!$B$78:$C$82,2,FALSE))","v":0},{"$f":"IF('Wave Device Database'!R7=\"\",0,VLOOKUP('Wave Device Database'!R7,'Wave Device Database'!$B$84:$C$88,2,FALSE))","v":4},{"$f":"IF('Wave Device Database'!S7=\"\",0,VLOOKUP('Wave Device Database'!S7,'Wave Device Database'!$B$90:$C$94,2,FALSE))","v":4},{"$f":"IF('Wave Device Database'!T7=\"\",0,VLOOKUP('Wave Device Database'!T7,'Wave Device Database'!$B$96:$C$100,2,FALSE))","v":0},115]
[6,0,{"$f":"'Wave Device Database'!B8","v":"Limpet"},{"$f":"'Wave Device Database'!C8","v":"Oscillating Water Column"},{"$f":"IF('Wave Device Database'!H8=\"\",0,VLOOKUP('Wave Device Database'!H8,'Wave Device Database'!$B$24:$C$28,2,FALSE))","v":5},{"$f":"IF('Wave Device Database'!I8=\"\",0,VLOOKUP('Wave Device Database'!I8,'Wave Device Database'!$B$30:$C$34,2,FALSE))","v":1},{"$f":"IF('Wave Device Database'!J8=\"\",0,VLOOKUP('Wave Device Database'!J8,'Wave Device Database'!$B$36:$C$40,2,FALSE))","v":5},{"$f":"IF('Wave Device Database'!K8=\"\",0,VLOOKUP('Wave Device Database'!K8,'Wave Device Database'!$B$42:$C$46,2,FALSE))","v":0},{"$f":"IF('Wave Device Database'!L8=\"\",0,VLOOKUP('Wave Device Database'!L8,'Wave Device Database'!$B$48:$C$52,2,FALSE))","v":5},{"$f":"IF('Wave Device Database'!M8=\"\",0,VLOOKUP('Wave Device Database'!M8,'Wave Device Database'!$B$54:$C$58,2,FALSE))","v":0},{"$f":"IF('Wave Device Database'!N8=\"\",0,VLOOKUP('Wave Device Database'!N8,'Wave Device Database'!$B$60:$C$64,2,FALSE))","v":1},{"$f":"IF('Wave Device Database'!O8=\"\",0,VLOOKUP('Wave Device Database'!O8,'Wave Device Database'!$B$66:$C$70,2,FALSE))","v":4},{"$f":"IF('Wave Device Database'!P8=\"\",0,VLOOKUP('Wave Device Database'!P8,'Wave Device Database'!$B$72:$C$76,2,FALSE))","v":5},{"$f":"IF('Wave Device Database'!Q8=\"\",0,VLOOKUP('Wave Device Database'!Q8,'Wave Device Database'!$B$78:$C$82,2,FALSE))","v":0},{"$f":"IF('Wave Device Database'!R8=\"\",0,VLOOKUP('Wave Device Database'!R8,'Wave Device Database'!$B$84:$C$88,2,FALSE))","v":5},{"$f":"IF('Wave Device Database'!S8=\"\",0,VLOOKUP('Wave Device Database'!S8,'Wave Device Database'!$B$90:$C$94,2,FALSE))","v":5},{"$f":"IF('Wave Device Database'!T8=\"\",0,VLOOKUP('Wave Device Database'!T8,'Wave Device Database'!$B$96:$C$100,2,FALSE))","v":0},122]

{"sheet":"Tidal Stream 1","index":3,"n_rows":2782,"n_cols":9,"rows_kept":2782,"cut":false,"hidden":false,"merged":[[2781,4,2781,5],[2,1,2,2],[17,0,18,0],[17,1,17,3],[13,0,14,0],[2779,4,2780,5],[7,1,7,2],[8,1,8,2],[9,1,9,2],[10,1,10,2]]}
["Tidal Stream Resource"]
[]
[{"$f":"Input!A45","v":"Site Name"},{"$f":"IF(Input!B45<>\"\",Input!B45,\"-\")","v":"Eigg - Castle Island"},{"$f":"Input!C45","v":0},null,null,null,null,null,"Plots:"]
[{"$f":"Input!A46","v":"Peak Flow (Springs)"},{"$f":"IF((AND(Input!B46<>\"\",Input!B46<>\"[Enter Value]\")),Input!B46,\"0\")","v":1.2},{"$f":"Input!C46","v":"m/s"}]
[{"$f":"Input!A47","v":"Peak Flow (Neaps)"},{"$f":"IF((AND(Input!B47<>\"\",Input!B47<>\"[Enter Value]\")),Input!B47,\"0\")","v":0.76},{"$f":"Input!C47","v":"m/s"}]
[{"$f":"Input!A48","v":"Lunar Cycle Period"},{"$f":"IF((AND(Input!B48<>\"\",Input!B48<>\"[Enter Value]\")),Input!B48,\"0\")","v":28.74},{"$f":"Input!C48","v":"days"}]
[{"$f":"Input!A49","v":"Tidal Period"},{"$f":"IF((AND(Input!B49<>\"\",Input!B49<>\"[Enter Value]\")),Input!B49,\"0\")","v":12.4},{"$f":"Input!C49","v":"hours"}]
[{"$f":"Input!A50","v":"Proximity to Grid Connection"},{"$f":"IF(Input!B50<>\"\",Input!B50,\"-\")","v":"< 1 km"}]
[{"$f":"Input!A51","v":"Average Water Depth"},{"$f":"IF(Input!B51<>\"\",Input!B51,\"-\")","v":"10 -15 m"}]
[{"$f":"Input!A52","v":"Seabed Topography"},{"$f":"IF(Input!B52<>\"\",Input!B52,\"-\")","v":"Moderate (Rocky, Gentle Gradient)"}]
[{"$f":"Input!A53","v":"Accessibility"},{"$f":"IF(Input!B53<>\"\",Input!B53,\"-\")","v":"Fully Accessible (Exisiting Infrastructure for Transport)"}]
[]
["Time Step",0.25,"hours"]
["Period",{"$f":"B6/2","v":14.37},"days"]
[null,{"$f":"B14*24","v":344.88},"hours"]
["Number of Steps",{"$f":"B15/B13*2","v":2759.04},"-"]
[]
["No.","Time",null,null,"Amplitude","Current","Power","Energy"]
[null,"Hours","Day","Time","m/s","m/s","kW/(m^2)","kWh/(m^2)"]
[0,{"$f":"A20*$B$13","v":0},{"$f":"ROUNDDOWN(A20*$B$1/24,0)","v":0},{"$f":"MOD(B20,24)/24","v":0},{"$f":"IF(A20<>\"\",($B$4+$B$5)/2+($B$5-$B$4)/2*COS(2*PI()/$B$15*B20),\"\")","v":0.76},{"$f":"IF(A20<>\"\",E20*COS(2*PI()/$B$7*B20),\"\")","v":0.76},{"$f":"ABS(0.5*1.025*1*(F20^3))","v":0.22497519999999999},{"$f":"G20*$B$13","v":5.6243799999999997E-2}]
[{"$f":"IF(IF(A20<>\"\",A20+1<=$B$16,0),A20+1,\"\")","v":1},{"$f":"IF(A21<>\"\",A21*$B$13,\"\")","v":0.25},{"$f":"IF(A21<>\"\",ROUNDDOWN(A21*$B$13/24,0),\"\")","v":0},{"$f":"IF(A21<>\"\",MOD(B21,24)/24,\"\")","v":1.0416666666666666E-2},{"$f":"IF(A21<>\"\",($B$4+$B$5)/2+($B$5-$B$4)/2*COS(2*PI()/$B$15*B21),\"\")","v":0.76000228189506314},{"$f":"IF(A21<>\"\",E21*COS(2*PI()/$B$7*B21),\"\")","v":0.75391251816920668},{"$f":"ABS(0.5*1.025*1*(F21^3))","v":0.21961233688512816},{"$f":"G21*$B$13","v":5.4903084221282039E-2}]
[{"$f":"IF(IF(A21<>\"\",A21+1<=$B$16,0),A21+1,\"\")","v":2},{"$f":"IF(A22<>\"\",A22*$B$13,\"\")","v":0.5},{"$f":"IF(A22<>\"\",ROUNDDOWN(A22*$B$13/24,0),\"\")","v":0},{"$f":"IF(A22<>\"\",MOD(B22,24)/24,\"\")","v":2.0833333333333332E-2},{"$f":"IF(A22<>\"\",($B$4+$B$5)/2+($B$5-$B$4)/2*COS(2*PI()/$B$15*B22),\"\")","v":0.76000912753291561},{"$f":"IF(A22<>\"\",E22*COS(2*PI()/$B$7*B22),\"\")","v":0.73574744649408252},{"$f":"ABS(0.5*1.025*1*(F22^3))","v":0.20411746226208638},5.1029365565521595E-2]
[3,0.75,0,3.125E-2,0.76002053677154824,0.70579535120941905,0.18018981950747942,4.5047454876869855E-2," "]
[4,1,0,4.1666666666666664E-2,0.76003650937428202,0.66453535011774345,0.15040010332129244,3.7600025830323111E-2]
[5,1.25,0,5.2083333333333336E-2,0.76005704500977322,0.61262746011521008,0.11783742624483971,2.9459356561209928E-2]
[6,1.5,0,6.25E-2,0.76008214325202039,0.550902055130715,8.5687416167616104E-2,2.1421854041904026E-2]
[7,1.75,0,7.2916666666666671E-2,0.76011180358037311,0.48034660260167755,5.6801269185380261E-2,1.4200317296345065E-2]
[8,2,0,8.3333333333333329E-2,0.76014602537954246,0.40208989001886369,3.3316803721461917E-2,8.3292009303654792E-3]
[9,2.25,0,9.375E-2,0.76018480793961452,0.31738399311328264,1.6385093698740721E-2,4.0962734246851804E-3]
[10,2.5,0,0.10416666666666667,0.76022815045606429,0.22758427329278727,6.041163824911531E-3,1.5102909562278828E-3]
[11,2.75,0,0.11458333333333333,0.76027605202977311,0.13412772339050191,1.2366577663529253E-3,3.0916444158823132E-4]
[12,3,0,0.125,0.76032851166704651,3.8510007160311263E-2,2.9269457152677025E-5,7.3173642881692563E-6]
[13,3.25,0,0.13541666666666666,0.76038552827963579,-5.7738441174081861E-2,9.8648170078844002E-5,2.4662042519711E-5]
[14,3.5,0,0.14583333333333334,0.76044710068475951,-0.15307687597355446,1.8383264720763864E-3,4.595816180190966E-4]
[15,3.75,0,0.15625,0.76051322760512907,-0.24597886753697332,7.6275886337495045E-3,1.9068971584373761E-3]
[16,4,0,0.16666666666666666,0.76058390766897455,-0.3349567047062682,1.9260160225887734E-2,4.8150400564719335E-3]
[17,4.25,0,0.17708333333333334,0.76065913941007324,-0.41858518319610655,3.7587671611136943E-2,9.3969179027842357E-3]
[18,4.5,0,0.1875,0.7607389212677802,-0.49552439984961921,6.2357544074915103E-2,1.5589386018728776E-2]
[19,4.75,0,0.19791666666666666,0.76082325158706077,-0.56454118880453541,9.2210583472466578E-2,2.3052645868116645E-2]
[20,5,0,0.20833333333333334,0.76091212861852442,-0.62452885714129369,0.12483932178808073,3.1209830447020182E-2]
[21,5.25,0,0.21875,0.76100555051846164,-0.67452490463360382,0.15728519219381171,3.9321298048452927E-2]
[22,5.5,0,0.22916666666666666,0.76110351534888188,-0.71372644430305221,0.18633276737887225,4.6583191844718062E-2]
[23,5.75,0,0.23958333333333334,0.76120602107755342,-0.7415030770829617,0.20894536539532366,5.2236341348830914E-2]
[24,6,0,0.25,0.76131306557804623,-0.75740701444104042,0.22268032080586475,5.5670080201466188E-2]
[25,6.25,0,0.26041666666666669,0.7614246466297756,-0.76118028665076543,0.22602499401572781,5.6506248503931954E-2]
[26,6.5,0,0.27083333333333331,0.76154076191804843,-0.75275892084068652,0.21860576088549752,5.465144022137438E-2]
[27,6.75,0,0.28125,0.76166140903411095,-0.73227402125006924,0.20124020487996735,5.0310051219991839E-2]
[28,7,0,0.29166666666666669,0.76178658547519884,-0.70004973350993638,0.17582497064513181,4.3956242661282952E-2]
[29,7.25,0,0.30208333333333331,0.76191628864458971,-0.65659812446434784,0.14507506816680496,3.626876704170124E-2]
[30,7.5,0,0.3125,0.76205051585165584,-0.60261105825634653,0.11215151912727495,2.8037879781818736E-2]
[31,7.75,0,0.32291666666666669,0.76218926431192091,-0.53894919734254498,8.02301045465387E-2,2.0057526136634675E-2]
[32,8,0,0.33333333333333331,0.76233253114711741,-0.46662830300585295,5.2072340808722431E-2,1.3018085202180608E-2]
[33,8.25,0,0.34375,0.76248031338524636,-0.38680305307554413,2.9659481176693363E-2,7.4148702941733407E-3]
[34,8.5,0,0.35416666666666669,0.76263260796063903,-0.30074863424961812,1.3941350988379645E-2,3.4853377470949114E-3]
[35,8.75,0,0.36458333333333331,0.76278941171402059,-0.2098404020128021,4.7354493800083322E-3,1.183862345002083E-3]
[36,9,0,0.375,0.76295072139257547,-0.1155319320859908,7.9031455186693797E-4,1.9757863796673449E-4]
[37,9.25,0,0.38541666666666669,0.76311653365001497,-1.9331813134626143E-2,3.7026412506472342E-6,9.2566031266180856E-7]
[38,9.5,0,0.39583333333333331,0.76328684504664657,7.7220449308450581E-2,2.3598850144702815E-4,5.8997125361757038E-5]
[39,9.75,0,0.40625,0.76346165204944527,0.17257903341044822,2.63425593049753E-3,6.585639826243825E-4]
[40,10,0,0.41666666666666669,0.76364095103212748,0.26521651358087206,9.5608290919183617E-3,2.3902072729795904E-3]
[41,10.25,0,0.42708333333333331,0.76382473827522501,0.35364829050590157,2.2667757557830768E-2,5.666939389457692E-3]
[42,10.5,0,0.4375,0.76401300996616328,0.4364563485125702,4.2610469018026557E-2,1.0652617254506639E-2]
[43,10.75,0,0.44791666666666669,0.76420576219934033,0.51231196064249362,6.8912396839323264E-2,1.7228099209830816E-2]
[44,11,0,0.45833333333333331,0.76440299097620723,0.57999697841386155,9.9993337198467036E-2,2.4998334299616759E-2]
[45,11.25,0,0.46875,0.76460469220535143,0.63842336564502555,0.13335834274351702,3.3339585685879254E-2]
[46,11.5,0,0.47916666666666669,0.76481086170258183,0.6866506635495887,0.16592101735583992,4.1480254338959979E-2]
[47,11.75,0,0.48958333333333331,0.76502149519101503,0.7239011071508914,0.19441581590159451,4.8603953975398628E-2]
[48,12,0,0.5,0.76523658830116448,0.74957215038289904,0.21584112547820813,5.3960281369552034E-2]
[49,12.25,0,0.51041666666666663,0.76545613657103129,0.76324619845272135,0.22787034995385835,5.6967587488464588E-2]
[50,12.5,0,0.52083333333333337,0.76568013544619595,0.76469739048308338,0.22917260122339986,5.7293150305849964E-2]
[51,12.75,0,0.53125,0.76590858027991382,0.75389532242495905,0.21959731002980851,5.4899327507452127E-2]
[52,13,0,0.54166666666666663,0.7661414663332109,0.73100564898441289,0.20019631026619109,5.0049077566547771E-2]
[53,13.25,0,0.55208333333333337,0.76637878877498222,0.69638755306790068,0.17307999345046965,4.3269998362617412E-2]
[54,13.5,0,0.5625,0.76662054268209245,0.65058812122466747,0.1411276981464365,3.5281924536609124E-2]
[55,13.75,0,0.57291666666666663,0.76686672303947734,0.59433371295742554,0.10759323541582069,2.6898308853955173E-2]
[56,14,0,0.58333333333333337,0.76711732474024841,0.52851845979587164,7.5661396313406112E-2,1.8915349078351528E-2]
[57,14.25,0,0.59375,0.76737234258579856,0.45419007591571781,4.801830121680787E-2,1.2004575304201967E-2]
[58,14.5,0,0.60416666666666663,0.76763177128590987,0.37253320510626181,2.6496519885188551E-2,6.6241299712971376E-3]
[59,14.75,0,0.61458333333333337,0.76789560545886359,0.28485056835461375,1.1845274807889314E-2,2.9613187019723285E-3]
[60,15,0,0.625,0.76816383963155155,0.19254221159323015,3.6582361541168096E-3,9.1455903852920241E-4]
[61,15.25,0,0.63541666666666663,0.76843646823958978,9.7083183684312929E-2,4.6894930800746472E-4,1.1723732700186618E-4]
[62,15.5,0,0.64583333333333337,0.76871348562743402,-4.4730769407078169E-16,4.5868334938002867E-47,1.1467083734500717E-47]
[63,15.75,0,0.65625,0.76899488604849675,-9.7153733405669934E-2,4.6997239840323914E-4,1.1749309960080979E-4]
[64,16,0,0.66666666666666663,0.76928066366526704,-0.19282214636536854,3.6742153583112875E-3,9.1855383957782188E-4]
[65,16.25,0,0.67708333333333337,0.76957081254943072,-0.28547198575623467,1.1922967435348363E-2,{"$f":"G85*$B$13","v":2.9807418588370907E-3}]
[{"$f":"IF(IF(A85<>\"\",A85+1<=$B$16,0),A85+1,\"\")","v":66},{"$f":"IF(A86<>\"\",A86*$B$13,\"\")","v":16.5},{"$f":"IF(A86<>\"\",ROUNDDOWN(A86*$B$13/24,0),\"\")","v":0},{"$f":"IF(A86<>\"\",MOD(B86,24)/24,\"\")","v":0.6875},{"$f":"IF(A86<>\"\",($B$4+$B$5)/2+($B$5-$B$4)/2*COS(2*PI()/$B$15*B86),\"\")","v":0.76986532668199414},{"$f":"IF(A86<>\"\",E86*COS(2*PI()/$B$7*B86),\"\")","v":-0.37361715392340417},{"$f":"ABS(0.5*1.025*1*(F86^3))","v":2.6728481924916069E-2},6.6821204812290173E-3]
[67,16.75,0,0.69791666666666663,0.77016419995340879,-0.45584251220950911,4.854431148836328E-2,1.213607787209082E-2]
[68,17,0,0.70833333333333337,0.7704674261636979,-0.53082656885217683,7.6657001180625864E-2,1.9164250295156466E-2]
[69,17.25,0,0.71875,0.77077499902258517,-0.5973626880146512,0.10924665478489912,2.7311663696224779E-2]
[70,17.5,0,0.72916666666666663,0.7710869121496251,-0.65437848002513899,0.14360874788359532,3.5902186970898829E-2]
[71,17.75,0,0.73958333333333337,0.77140315907433599,-0.70095306165154403,0.17650649085180684,4.4126622712951709E-2]
[72,18,0,0.75,0.77172373323633292,-0.73633190897638456,0.20460428879332351,5.1151072198330878E-2]
[73,18.25,0,0.76041666666666663,0.77204862798546525,-0.75993906362836683,0.22492108918461398,5.6230272296153495E-2]
[74,18.5,0,0.77083333333333337,0.77237783658195369,-0.77138649516746294,0.2352393461745288,5.8809836543632199E-2]
[75,18.75,0,0.78125,0.77271135219653031,-0.77048046764275357,0.2344114223489234,5.860285558723085E-2]
[76,19,0,0.79166666666666663,0.77304916791058009,-0.7572248060287402,0.22251964972614768,5.5629912431536921E-2]
[77,19.25,0,0.80208333333333337,0.77339127671628494,-0.73182100763844682,0.20086695048470393,5.0216737621175983E-2]
[78,19.5,0,0.8125,0.77373767151676842,-0.69466519392464965,0.17179894290315509,4.2949735725788772E-2]
[79,19.75,0,0.82291666666666663,0.77408834512624347,-0.64634194851286253,0.1383824130074349,3.4595603251858724E-2]
[80,20,0,0.83333333333333337,0.77444329027016112,-0.58761513705741564,0.10398550229637749,2.5996375574094371E-2]
[81,20.25,0,0.84375,0.77480249958536174,-0.51941585278146707,7.181901934497617E-2,1.7954754836244043E-2]
[82,20.5,0,0.85416666666666663,0.77516596562022733,-0.44282767758209807,4.4503907228405457E-2,1.1125976807101364E-2]
[83,20.75,0,0.86458333333333337,0.77553368083483665,-0.35906949161702056,2.3726265732376559E-2,5.9315664330941396E-3]
[84,21,0,0.875,0.77590563760112119,-0.26947610365077801,1.0028931097147338E-2,2.5072327742868346E-3]
[85,21.25,0,0.88541666666666663,0.77628182820302361,-0.17547700949450801,2.7692014043296308E-3,6.9230035108240769E-4]
[86,21.5,0,0.89583333333333337,0.7766622448366578,-7.8573616061116847E-2,2.4861314697595144E-4,6.2153286743987861E-5]
[87,21.75,0,0.90625,0.77704687961047048,1.9684706609126447E-2,3.9091353562874748E-6,9.7728383907186871E-7]
[88,22,0,0.91666666666666663,0.77743572454540555,0.11772536392057152,8.3618812297633633E-4,2.0904703074408408E-4]
[89,22.25,0,0.92708333333333337,0.77782877157506902,0.2139776714488931,5.0211042806073978E-3,1.2552760701518494E-3]
[90,22.5,0,0.9375,0.77822601254589652,0.30689798464896617,1.4814124125342089E-2,3.7035310313355222E-3]
[91,22.75,0,0.94791666666666663,0.77862743921732247,0.39499442203366497,3.1583972866767118E-2,7.8959932166917796E-3]
[92,23,0,0.95833333333333337,0.77903304326195111,0.47685078638295259,5.5570125710902606E-2,1.3892531427725651E-2]
[93,23.25,0,0.96875,0.77944281626572909,0.55114930092863745,8.5802837936631973E-2,2.1450709484157993E-2]
[94,23.5,0,0.97916666666666663,0.77985674972812014,0.61669179597209289,0.12019831581291998,3.0049578953229995E-2]
[95,23.75,0,0.98958333333333337,0.78027483506228124,0.67241900574146574,0.15581663107625676,3.895415776906419E-2]
[96,24,1,0,0.78069706359524083,0.71742766509982292,0.18924666238382179,4.7311665595955447E-2]
[97,24.25,1,1.0416666666666666E-2,0.78112342656807909,0.75098513050701721,0.21706404103909441,5.4266010259773602E-2]
[98,24.5,1,2.0833333333333332E-2,0.78155391513610906,0.77254128886666473,0.23629741418733927,5.9074353546834817E-2]
[99,24.75,1,3.125E-2,0.7819885203690603,0.78173756093496616,0.24483686392777063,6.1209215981942657E-2]
[100,25,1,4.1666666666666664E-2,0.78242723325126429,0.77841285214807776,0.24172627699976082,6.0431569249940205E-2]
[101,25.25,1,5.2083333333333336E-2,0.78287004468184151,0.7626063523064518,0.22729774400818722,5.6824436002046806E-2]
[102,25.5,1,6.25E-2,0.78331694547488984,0.73455713576601633,0.20312838504709682,5.0782096261774205E-2]
[103,25.75,1,7.2916666666666671E-2,0.78376792635967552,0.6947005648282879,0.17182518717158132,4.2956296792895331E-2]
[104,26,1,8.3333333333333329E-2,0.78422297798082552,0.64366155008136028,0.13666791537578704,3.416697884394676E-2]
[105,26.25,1,9.375E-2,0.78468209089852103,0.58224477170672873,0.10116042892365426,2.5290107230913565E-2]
[106,26.5,1,0.10416666666666667,0.78514525558869397,0.51142201443038071,6.8553893475749639E-2,1.713847336893741E-2]
[107,26.75,1,0.11458333333333333,0.78561246244322414,0.43231681508221415,4.140952542877032E-2,1.035238135719258E-2]
[108,27,1,0.125,0.78608370177013864,0.3461866648943448,2.1263016405135199E-2,5.3157541012837997E-3]
[109,27.25,1,0.13541666666666666,0.78655896379381307,0.25440304802366132,8.4384134571250918E-3,2.1096033642812729E-3]
[110,27.5,1,0.14583333333333334,0.78703823865517397,0.15842963269447191,2.0379950072965886E-3,5.0949875182414715E-4]
[111,27.75,1,0.15625,0.78752151641190382,5.979896126054373E-2,1.0959097484191651E-4,2.7397743710479128E-5]
[112,28,1,0.16666666666666666,0.78800878703864685,-3.9911990101110413E-2,3.2583971662510946E-5,8.1459929156277364E-6]
[113,28.25,1,0.17708333333333334,0.78850004042721733,-0.13910699282644323,1.3795605175086064E-3,3.4489012937715161E-4]
[114,28.5,1,0.1875,0.78899526638680895,-0.23619608695675151,6.7532365914135728E-3,1.6883091478533932E-3]
[115,28.75,1,0.19791666666666666,0.78949445464420664,-0.32962103417314831,1.8354333669305754E-2,4.5885834173264384E-3]
[116,29,1,0.20833333333333334,0.78999759484399923,-0.417880295917337,3.7398101024740289E-2,9.3495252561850723E-3]
[117,29.25,1,0.21875,0.79050467654879464,-0.49955313669958196,6.3890890382404669E-2,1.5972722595601167E-2]
[118,29.5,1,0.22916666666666666,0.79101568923943599,-0.57332246614581472,9.658078938145824E-2,2.414519734536456E-2]
[119,29.75,1,0.23958333333333334,0.79153062231522031,-0.63799605297540563,0.13309074174828783,3.3272685437071958E-2]
[120,30,1,0.25,0.79204946509411811,-0.69252576962416845,0.17021651145953037,4.2554127864882593E-2]
[121,30.25,1,0.26041666666666669,0.79257220681299523,-0.73602455723449534,0.20434818456181214,5.1087046140453035E-2]
[122,30.5,1,0.27083333333333331,0.79309883662783554,-0.76778083673881359,0.23195603394369704,5.7989008485924261E-2]
[123,30.75,1,0.28125,0.79362934361396653,-0.78727013219625286,0.25007207378786384,6.2518018446965959E-2]
[124,31,1,0.29166666666666669,0.79416371676628605,-0.79416371676628605,0.25669889192317852,6.417472298079463E-2]
[125,31.25,1,0.30208333333333331,0.79470194499948954,-0.78833413901677829,0.25108737267443593,6.2771843168608982E-2]
[126,31.5,1,0.3125,0.7952440171483014,-0.76985753691651393,0.23384331949424489,5.8460829873561222E-2]
[127,31.75,1,0.32291666666666669,0.79578992196770537,-0.7390126980646855,0.20684716449087298,5.1711791122718245E-2]
[128,32,1,0.33333333333333331,0.79633964813317881,-0.69627687664701188,0.17299748409264656,4.3249371023161641E-2]
[129,32.25,1,0.34375,0.79689318424092703,-0.64231842945204731,0.13581414963168886,{"$f":"G149*$B$13","v":3.3953537407922216E-2}]
[{"$f":"IF(IF(A149<>\"\",A149+1<=$B$16,0),A149+1,\"\")","v":130},{"$f":"IF(A150<>\"\",A150*$B$13,\"\")","v":32.5},{"$f":"IF(A150<>\"\",ROUNDDOWN(A150*$B$13/24,0),\"\")","v":1},{"$f":"IF(A150<>\"\",MOD(B150,24)/24,\"\")","v":0.35416666666666669},{"$f":"IF(A150<>\"\",($B$4+$B$5)/2+($B$5-$B$4)/2*COS(2*PI()/$B$15*B150),\"\")","v":0.79745051880811968},{"$f":"IF(A150<>\"\",E150*COS(2*PI()/$B$7*B150),\"\")","v":-0.57798638420424409},{"$f":"ABS(0.5*1.025*1*(F150^3))","v":9.8957039254754492E-2},2.4739259813688623E-2]
[131,32.75,1,0.36458333333333331,0.79801164027312965,-0.50429710265808037,6.5728434538127475E-2,1.6432108634531869E-2]
[132,33,1,0.375,0.79857653699577236,-0.42241824756230034,3.8629748555403243E-2,9.6574371388508107E-3]
[133,33.25,1,0.38541666666666669,0.7991451972575474,-0.33365030599644635,1.9035682486148536E-2,4.7589206215371341E-3]
[134,33.5,1,0.39583333333333331,0.79971760926188173,-0.23940596100542536,7.0323220127859049E-3,1.7580805031964762E-3]
[135,33.75,1,0.40625,0.80029376113437423,-0.14118763827690789,1.4423939448134108E-3,3.605984862033527E-4]
[136,34,1,0.41666666666666669,0.80087364092304181,-4.0563584257586077E-2,3.4206043089879196E-5,8.5515107724697991E-6]
[137,34.25,1,0.42708333333333331,0.80145723659856816,6.0857143893290631E-2,1.1551238986512238E-4,2.8878097466280595E-5]
[138,34.5,1,0.4375,0.80204453605455217,0.16145037815297747,2.1568059325537512E-3,5.3920148313843779E-4]
[139,34.75,1,0.44791666666666669,0.80263552710776009,0.25960281930220336,8.966482053627732E-3,2.241620513406933E-3]
[140,35,1,0.45833333333333331,0.80323019749837776,0.35373788133276968,2.2684989404122165E-2,5.6712473510305414E-3]
[141,35.25,1,0.46875,0.80382853489026473,0.44234098705005748,4.435733214932594E-2,1.1089333037331485E-2]
[142,35.5,1,0.47916666666666669,0.80443052687121086,0.52398390946564677,7.3730592218948024E-2,1.8432648054737006E-2]
[143,35.75,1,0.48958333333333331,0.80503616095319297,0.59734776820651525,0.10923846931339735,2.7309617328349339E-2]
[144,36,1,0.5,0.80564542457263455,0.66124431106513371,0.14817663080617891,3.7044157701544726E-2]
[145,36.25,1,0.51041666666666663,0.80625830509066598,0.71463513765546349,0.18704537237673544,4.6761343094183859E-2]
[146,36.5,1,0.52083333333333337,0.80687478979338723,0.75664855450447599,0.22201202083106678,5.5503005207766694E-2]
[147,36.75,1,0.53125,0.80749486589213093,0.78659378828889448,0.24942811644259311,6.2357029110648277E-2]
[148,37,1,0.54166666666666663,0.80811852052372801,0.80397232573390065,0.26632820927330603,6.6582052318326507E-2]
[149,37.25,1,0.55208333333333337,0.80874574075077477,0.8084861942636612,0.27083930741988216,6.770982685497054E-2]
[150,37.5,1,0.5625,0.80937651356190077,0.80004304611106092,0.26244235965247509,6.5610589913118772E-2]
[151,37.75,1,0.57291666666666663,0.81001082587203899,0.77875795948438686,0.24204792572968353,6.0511981432420883E-2]
[152,38,1,0.58333333333333337,0.81064866452269746,0.74495192274264022,0.21187445868739285,5.2968614671848213E-2]
[153,38.25,1,0.59375,0.81129001628223196,0.69914702051480615,0.17514566931380149,4.3786417328450372E-2]
[154,38.5,1,0.60416666666666663,0.81193486784612035,0.64205839346642801,0.1356492675310487,3.3912316882762174E-2]
[155,38.75,1,0.61458333333333337,0.8125832058372392,0.57458309512581596,9.7219280578911521E-2,2.430482014472788E-2]
[156,39,1,0.625,0.81323501680614052,0.49778601900428637,6.3215263683954637E-2,1.5803815920988659E-2]
[157,39.25,1,0.63541666666666663,0.81389028723133139,0.41288311638093228,3.607241692663448E-2,9.0181042316586201E-3]
[158,39.5,1,0.64583333333333337,0.81454900351955417,0.32122216881465587,1.6986754092506363E-2,4.2466885231265909E-3]
[159,39.75,1,0.65625,0.81521115200606831,0.22426141899096827,5.780395670323347E-3,1.4450989175808367E-3]
[160,40,1,0.66666666666666663,0.81587671895493408,0.12354639826907186,9.6646056218908395E-4,2.4161514054727099E-4]
[161,40.25,1,0.67708333333333337,0.81654569055929771,2.0685318702601822E-2,4.5360780574485641E-6,1.134019514362141E-6]
[162,40.5,1,0.6875,0.81721805294167726,-8.2676579113946422E-2,2.8962854709683816E-4,7.2407136774209539E-5]
[163,40.75,1,0.69791666666666663,0.81789379215425106,-0.18488331365888194,3.2388215398389758E-3,8.0970538495974396E-4]
[164,41,1,0.70833333333333337,0.81857289417914636,-0.28429466598480563,1.1776059842820619E-2,2.9440149607051548E-3]
[165,41.25,1,0.71875,0.81925534492873109,-0.37931247536718543,2.7969535221293328E-2,6.9923838053233319E-3]
[166,41.5,1,0.72916666666666663,0.81994113024590498,-0.46840630595838595,5.2669848508653611E-2,1.3167462127163403E-2]
[167,41.75,1,0.73958333333333337,0.82063023590439443,-0.55013807264257164,8.5331420345496248E-2,2.1332855086374062E-2]
[168,42,1,0.75,0.82132264760904661,-0.62318523022491412,0.12403530678401799,3.1008826696004497E-2]
[169,42.25,1,0.76041666666666663,0.82201835099612652,-0.68636215238393505,0.16571195928089169,4.1427989820222923E-2]
[170,42.5,1,0.77083333333333337,0.82271733163361471,-0.73863935512418644,0.2065338305440334,5.1633457636008351E-2]
[171,42.75,1,0.78125,0.82341957502150698,-0.77916025334550143,0.24242323376014779,6.0605808440036948E-2]
[172,43,1,0.79166666666666663,0.82412506659211515,-0.80725517806368263,0.26960403519471104,6.7401008798677761E-2]
[173,43.25,1,0.80208333333333337,0.82483379171036886,-0.82245242516239603,0.28511904411971017,7.1279761029927544E-2]
[174,43.5,1,0.8125,0.82554573567411937,-0.82448615364241362,0.28723937251767678,7.1809843129419196E-2]
[175,43.75,1,0.82291666666666663,0.82626088371444484,-0.81330100141635553,0.27570699885810424,6.8926749714526059E-2]
[176,44,1,0.83333333333333337,0.82697922099595622,-0.78905333897937302,0.25177520343983995,6.2943800859959986E-2]
[177,44.25,1,0.84375,0.82770073261710553,-0.75210913493715315,0.21804014409589154,5.4510036023972884E-2]
[178,44.5,1,0.85416666666666663,0.82842540361049433,-0.70303846153681648,0.17808655154432268,4.452163788608067E-2]
[179,44.75,1,0.86458333333333337,0.82915321894318483,-0.64260672215885917,0.13599710470491755,3.3999276176229387E-2]
[180,45,1,0.875,0.82988416351701166,-0.57176273532801736,9.579468419955095E-2,2.3948671049887738E-2]
[181,45.25,1,0.88541666666666663,0.83061822216889436,-0.49162386034480704,6.0896555421711344E-2,1.5224138855427836E-2]
[182,45.5,1,0.89583333333333337,0.83135537967115303,-0.40345839731518285,3.3658142653562435E-2,8.4145356633906088E-3]
[183,45.75,1,0.90625,0.83209562073182342,-0.30866553839595023,1.5071563343841422E-2,3.7678908359603555E-3]
[184,46,1,0.91666666666666663,0.83283892999497433,-0.2087531867668834,4.6622248170527739E-3,1.1655562042631935E-3]
[185,46.25,1,0.92708333333333337,0.83358529204102649,-0.10531399454421407,5.9862124679868015E-4,1.4965531169967004E-4]
[186,46.5,1,0.9375,0.83433469138707184,7.1543824187217377E-16,1.8767668391932384E-46,4.6919170979830959E-47]
[187,46.75,1,0.94791666666666663,0.83508711248719525,0.1055037324292098,6.0186257911017788E-4,1.5046564477754447E-4]
[188,47,1,0.95833333333333337,0.83584253973279676,0.20950604915358695,4.7128494959764082E-3,1.1782123739941021E-3]
[189,47.25,1,0.96875,0.83660095745291552,0.31033679125442459,1.5317703753173666E-2,3.8294259382934165E-3]
[190,47.5,1,0.97916666666666663,0.8373623499145546,0.40637359176317267,3.4393019209565889E-2,8.5982548023914723E-3]
[191,47.75,1,0.98958333333333337,0.83812670132300782,0.49606795681240679,6.2562975359055653E-2,1.5640743839763913E-2]
[192,48,2,0,0.83889399582218671,0.57797021173270546,9.8948732821426938E-2,2.4737183205356734E-2]
[193,48.25,2,1.0416666666666666E-2,0.83966421749495024,0.65075291054919815,0.14123496522580473,{"$f":"G213*$B$13","v":3.5308741306451182E-2}]
[{"$f":"IF(IF(A213<>\"\",A213+1<=$B$16,0),A213+1,\"\")","v":194},{"$f":"IF(A214<>\"\",A214*$B$13,\"\")","v":48.5},{"$f":"IF(A214<>\"\",ROUNDDOWN(A214*$B$13/24,0),\"\")","v":2},{"$f":"IF(A214<>\"\",MOD(B214,24)/24,\"\")","v":2.0833333333333332E-2},{"$f":"IF(A214<>\"\",($B$4+$B$5)/2+($B$5-$B$4)/2*COS(2*PI()/$B$15*B214),\"\")","v":0.84043735036343448},{"$f":"IF(A214<>\"\",E214*COS(2*PI()/$B$7*B214),\"\")","v":0.7132323311700326},{"$f":"ABS(0.5*1.025*1*(F214^3))","v":0.1859460404619247},4.6486510115481175E-2]
[195,48.75,2,3.125E-2,0.84121337838938415,0.76438770848675819,0.22889428763606851,5.7223571909017126E-2]
[196,49,2,4.1666666666666664E-2,0.84199228547448546,0.80337789315720332,0.2657379011191045,6.6434475279776126E-2]
[197,49.25,2,5.2083333333333336E-2,0.84277405546069983,0.82955516445674349,0.29256992739395388,7.3142481848488469E-2]
[198,49.5,2,6.25E-2,0.84355867213059954,0.84247597062412372,0.30645480672143582,7.6613701680358956E-2]
[199,49.75,2,7.2916666666666671E-2,0.84434611920770342,0.84190841888140788,0.30583587459373962,7.6458968648434905E-2]
[200,50,2,8.3333333333333329E-2,0.84513638035681526,0.82783638900125678,0.29075514451041468,7.2688786127603669E-2]
[201,50.25,2,9.375E-2,0.84592943918436214,0.80046019810749536,0.26285309547995134,6.5713273869987834E-2]
[202,50.5,2,0.10416666666666667,0.84672527923873464,0.760193799469839,0.22514734944771264,5.628683736192816E-2]
[203,50.75,2,0.11458333333333333,0.84752388401062861,0.7076585535121076,0.18162061873429486,4.5405154683573715E-2]
[204,51,2,0.125,0.84832523693338657,0.64367366420849381,0.13667563205699143,3.4168908014247858E-2]
[205,51.25,2,0.13541666666666666,0.84912932138334263,0.56924342761427194,9.4533980475671256E-2,2.3633495118917814E-2]
[206,51.5,2,0.14583333333333334,0.84993612068016622,0.48554149060555057,5.8664167434774622E-2,1.4666041858693656E-2]
[207,51.75,2,0.15625,0.85074561808720905,0.39389236616151302,3.1320346773217753E-2,7.8300866933044382E-3]
[208,52,2,0.16666666666666666,0.85155779681185151,0.29575049593371772,1.3257764930084704E-2,3.3144412325211759E-3]
[209,52.25,2,0.17708333333333334,0.85237264000585178,0.19267719069168499,3.6659352190081419E-3,9.1648380475203546E-4]
[210,52.5,2,0.1875,0.85319013076569461,8.6315813865802143E-2,3.2958313405566175E-4,8.2395783513915436E-5]
[211,52.75,2,0.19791666666666666,0.85401025213294257,-2.1634397737817196E-2,5.1895332507303831E-6,1.2973833126825958E-6]
[212,53,2,0.20833333333333334,0.85483298709458744,-0.12944545937333338,1.1116148322172755E-3,2.7790370805431887E-4]
[213,53.25,2,0.21875,0.85565831858340324,-0.23538827728832731,6.6841834565709761E-3,1.671045864142744E-3]
[214,53.5,2,0.22916666666666666,0.85648622947830055,-0.33776035941869914,1.9747853832587692E-2,4.9369634581469231E-3]
[215,53.75,2,0.23958333333333334,0.85731670260468129,-0.43491315408244657,4.2160087100164244E-2,1.0540021775041061E-2]
[216,54,2,0.25,0.85814972073479534,-0.52527857798337407,7.4278468165551281E-2,1.856961704138782E-2]
[217,54.25,2,0.26041666666666669,0.85898526658809737,-0.60739430694377894,0.11484339449433442,2.8710848623583606E-2]
[218,54.5,2,0.27083333333333331,0.85982332283160612,-0.67992742174838405,0.16109480672487875,4.0273701681219687E-2]
[219,54.75,2,0.28125,0.86066387208026329,-0.74169602701029991,0.20910851974776132,5.2277129936940329E-2]
[220,55,2,0.29166666666666669,0.86150689689729465,-0.79168849266847385,0.25430615234398241,6.3576538085995601E-2]
[221,55.25,2,0.30208333333333331,0.86235237979457124,-0.82908000510034696,0.29206747355335766,7.3016868388339415E-2]
[222,55.5,2,0.3125,0.8632003032329727,-0.85324615729621434,0.31835882481876698,7.9589706204691746E-2]
[223,55.75,2,0.32291666666666669,0.86405064962275069,-0.86377335442415148,0.33028836738229778,8.2572091845574444E-2]
[224,56,2,0.33333333333333331,0.86490340132389409,-0.86046586167445105,0.3265087346310756,8.1627183657768901E-2]
[225,56.25,2,0.34375,0.86575854064649482,-0.84334937470867111,0.30740891035186929,7.6852227587967323E-2]
[226,56.5,2,0.35416666666666669,0.86661604985111451,-0.81267104850076244,0.27506683758613509,6.8766709396533773E-2]
[227,56.75,2,0.36458333333333331,0.86747591114915323,-0.76889597696256973,0.232968195335816,5.8242048833954001E-2]
[228,57,2,0.375,0.86833810670321765,-0.7127001725891442,0.18553013544399216,4.638253386099804E-2]
[229,57.25,2,0.38541666666666669,0.8692026186274916,-0.64496015153110464,0.1374967770247876,3.4374194256196901E-2]
[230,57.5,2,0.39583333333333331,0.87006942898810702,-0.5667392841006893,9.3291874945392428E-2,2.3322968736348107E-2]
[231,57.75,2,0.40625,0.87093851980351578,-0.47927112286750956,5.6420594437397172E-2,1.4105148609349293E-2]
[232,58,2,0.41666666666666669,0.87180987304486313,-0.38393996935916069,2.900573316480554E-2,7.2514332912013849E-3]
[233,58.25,2,0.42708333333333331,0.87268347063636109,-0.28225898516103631,1.1524900826731953E-2,2.8812252066829883E-3]
[234,58.5,2,0.4375,0.87355929445566405,-0.17584619318361788,2.7867164576798101E-3,6.9667911441995253E-4]
[235,58.75,2,0.44791666666666669,0.8744373263342442,-6.6398749383357075E-2,1.5002843130958778E-4,3.7507107827396946E-5]
[236,59,2,0.45833333333333331,0.87531754805776874,4.4334106279067843E-2,4.46588714310426E-5,1.116471785776065E-5]
[237,59.25,2,0.46875,0.87619994136647761,0.15457898885098006,1.8929766462231188E-3,4.7324416155577971E-4]
[238,59.5,2,0.47916666666666669,0.87708448795556238,0.26256675142586805,9.2771176140784666E-3,2.3192794035196166E-3]
[239,59.75,2,0.48958333333333331,0.87797116947554588,0.3665608582230746,2.5242486675639067E-2,6.3106216689097668E-3]
[240,60,2,0.5,0.8788599675326626,0.46488529294190106,5.1490995823198625E-2,1.2872748955799656E-2]
[241,60.25,2,0.51041666666666663,0.87975086368924094,0.55595155412467678,8.8065279046451936E-2,2.2016319761612984E-2]
[242,60.5,2,0.52083333333333337,0.88064383946408498,0.6382843029613281,0.13327121656308688,3.331780414077172E-2]
[243,60.75,2,0.53125,0.88153887633285821,0.71054524965777,0.18385230991206195,4.5963077478015486E-2]
[244,61,2,0.54166666666666663,0.88243595572846789,0.77155489185549664,0.23539344081627958,5.8848360204069895E-2]
[245,61.25,2,0.55208333333333337,0.88333505904144993,0.82031175220618358,0.28289851665414795,7.0724629163536987E-2]
[246,61.5,2,0.5625,0.88423616762035506,0.85600880154720782,0.32146119896309083,8.0365299740772708E-2]
[247,61.75,2,0.57291666666666663,0.88513926277213606,0.87804679857410706,0.34693399812473508,8.6733499531183769E-2]
[248,62,2,0.58333333333333337,0.88604432576253478,0.88604432576253478,0.35650055952892373,8.9125139882230933E-2]
[249,62.25,2,0.59375,0.88695133781647162,0.87984435378194148,0.34906911416243158,8.7267278540607895E-2]
[250,62.5,2,0.60416666666666663,0.88786028011843454,0.85951722193279445,0.32543002428785206,8.1357506071963015E-2]
[251,62.75,2,0.61458333333333337,0.88877113381286943,0.8253599793485612,0.28815362653362314,7.2038406633405785E-2]
[252,63,2,0.625,0.88968388000457121,0.77789208992037928,0.24124145310219433,6.0310363275548583E-2]
[253,63.25,2,0.63541666666666663,0.89059849975907601,0.71784756219554902,0.18957914457984956,4.7394786144962391E-2]
[254,63.5,2,0.64583333333333337,0.89151497410305391,0.64616362293664664,0.13826790559007504,3.456697639751876E-2]
[255,63.75,2,0.65625,0.89243328402470223,0.56396610868390029,9.1929074481924708E-2,2.2982268620481177E-2]
[256,64,2,0.66666666666666663,0.89335341047414041,0.47255180264366936,5.4080679831969999E-2,1.35201699579925E-2]
[257,64.25,2,0.67708333333333337,0.89427533436380469,0.37336799367561729,2.6675042984687432E-2,{"$f":"G277*$B$13","v":6.6687607461718579E-3}]
[{"$f":"IF(IF(A277<>\"\",A277+1<=$B$16,0),A277+1,\"\")","v":258},{"$f":"IF(A278<>\"\",A278*$B$13,\"\")","v":64.5},{"$f":"IF(A278<>\"\",ROUNDDOWN(A278*$B$13/24,0),\"\")","v":2},{"$f":"IF(A278<>\"\",MOD(B278,24)/24,\"\")","v":0.6875},{"$f":"IF(A278<>\"\",($B$4+$B$5)/2+($B$5-$B$4)/2*COS(2*PI()/$B$15*B278),\"\")","v":0.89519903656884448},{"$f":"IF(A278<>\"\",E278*COS(2*PI()/$B$7*B278),\"\")","v":0.26798957926999195},{"$f":"ABS(0.5*1.025*1*(F278^3))","v":9.8638756897822429E-3},2.4659689224455607E-3]
[259,64.75,2,0.69791666666666663,0.89612449792751869,0.15809407446226845,2.0250728304359749E-3,5.0626820760899373E-4]
[260,65,2,0.70833333333333337,0.89705169924159378,4.5434922971939386E-2,4.8068797521928226E-5,1.2017199380482056E-5]
[261,65.25,2,0.71875,0.89798062127674161,-6.8186465087468548E-2,1.6247569333838882E-4,4.0618923334597206E-5]
[262,65.5,2,0.72916666666666663,0.89891124476293838,-0.1809495032618344,3.036449449449999E-3,7.5911236236249975E-4]
[263,65.75,2,0.73958333333333337,0.89984355039486474,-0.29104358668894043,1.2634788345310937E-2,3.1586970863277343E-3]
[264,66,2,0.75,0.90077751883230583,-0.3966971511483473,3.1994189635520524E-2,7.9985474088801311E-3]
[265,66.25,2,0.76041666666666663,0.90171313070055292,-0.49620616705841508,6.2615282226072932E-2,1.5653820556518233E-2]
[266,66.5,2,0.77083333333333337,0.90265036659080522,-0.58796161031637739,0.10416954849056512,2.6042387122641279E-2]
[267,66.75,2,0.78125,0.90358920706057211,-0.67047546730576235,0.15446943024267357,3.8617357560668392E-2]
[268,67,2,0.79166666666666663,0.90452963263407693,-0.74240485395469735,0.20970861781744549,5.2427154454361372E-2]
[269,67.25,2,0.80208333333333337,0.90547162380266089,-0.80257385807215254,0.26494083351852665,6.6235208379631663E-2]
[270,67.5,2,0.8125,0.9064151610251876,-0.84999274986180962,0.31473100879799959,7.8682752199499897E-2]
[271,67.75,2,0.82291666666666663,0.90736022472844868,-0.88387424695670602,0.35388757144441196,8.8471892861102991E-2]
[272,68,2,0.83333333333333337,0.90830679530756953,-0.90364656687990219,0.37817226842565482,9.4543067106413706E-2]
[273,68.25,2,0.84375,0.90925485312641618,-0.90896305078220752,0.38488639372420941,9.6221598431052352E-2]
[274,68.5,2,0.85416666666666663,0.91020437851800273,-0.89970819682979974,0.37324921343923134,9.3312303359807836E-2]
[275,68.75,2,0.86458333333333337,0.91115535178489926,-0.87599999884616542,0.34451345383865911,8.6128363459664778E-2]
[276,69,2,0.875,0.9121077531996401,-0.83818854484218652,0.30179985960024885,7.5449964900062214E-2]
[277,69.25,2,0.88541666666666663,0.91306156300513364,-0.78685088995296548,0.24967277644762459,6.2418194111906147E-2]
[278,69.5,2,0.89583333333333337,0.91401676141507182,-0.72278227808140949,0.1935157673260896,4.8378941831522401E-2]
[279,69.75,2,0.90625,0.91497332861434078,-0.6469838452680281,0.13879511467845493,3.4698778669613732E-2]
[280,70,2,0.91666666666666663,0.91593124475943144,-0.56064699451957445,9.0315515432603091E-2,2.2578878858150773E-2]
[281,70.25,2,0.92708333333333337,0.91689048997885214,-0.4651346856224447,5.1573908970894866E-2,1.2893477242723717E-2]
[282,70.5,2,0.9375,0.91785104437353948,-0.36195993347058081,2.4303866383094428E-2,6.075966595773607E-3]
[283,70.75,2,0.94791666666666663,0.91881288801727257,-0.25276185384226663,8.2761521391882288E-3,2.0690380347970572E-3]
[284,71,2,0.95833333333333337,0.91977600095708523,-0.13927963562697623,1.3847033266084026E-3,3.4617583165210065E-4]
[285,71.25,2,0.96875,0.92074036321368058,-2.3324852577908523E-2,6.5035516290606074E-6,1.6258879072651518E-6]
[286,71.5,2,0.97916666666666663,0.92170595478184536,9.3247444811103253E-2,4.1553220612532284E-4,1.0388305153133071E-4]
[287,71.75,2,0.98958333333333337,0.92267275563086448,0.20856839619053658,4.6498546184116623E-3,1.1624636546029156E-3]
[288,72,3,0,0.92364074570493737,0.32078528272483514,1.6917538561508325E-2,4.2293846403770813E-3]
[289,72.25,3,1.0416666666666666E-2,0.9246099049235933,0.42809128308597771,4.0207125344921844E-2,1.0051781336230461E-2]
[290,72.5,3,2.0833333333333332E-2,0.92558021318210826,0.52875455631160118,7.576283859641314E-2,1.8940709649103285E-2]
[291,72.75,3,3.125E-2,0.92655165035192211,0.62114618353860784,0.12282176475529755,3.0705441188824387E-2]
[292,73,3,4.1666666666666664E-2,0.92752419628105587,0.70376651792235256,0.17864039621470593,4.4660099053676482E-2]
[293,73.25,3,5.2083333333333336E-2,0.92849783079452997,0.77526951661806764,0.2388097168204816,5.9702429205120401E-2]
[294,73.5,3,6.25E-2,0.92947253369478278,0.83448466015749612,0.2978166285402119,7.4454157135052976E-2]
[295,73.75,3,7.2916666666666671E-2,0.93044828476208929,0.88043610241010117,0.34977389833679701,8.7443474584199252E-2]
[296,74,3,8.3333333333333329E-2,0.93142506375498102,0.91235873798101741,0.38921608250294781,9.7304020625736953E-2]
[297,74.25,3,9.375E-2,0.93240285041066551,0.92971092267986988,0.41184867165331795,0.10296216791332949]
[298,74.5,3,0.10416666666666667,0.93338162444544692,0.93218363582379993,0.41514354929414105,0.10378588732353526]
[299,74.75,3,0.11458333333333333,0.93436136555514682,0.91970592977191112,0.39869503695848518,9.9673759239621296E-2]
[300,75,3,0.125,0.93534205341552512,0.89244657132558369,0.3642843767664285,9.1071094191607124E-2]
[301,75.25,3,0.13541666666666666,0.93632366768270203,0.85081184052520309,0.31564175208940243,7.8910438022350607E-2]
[302,75.5,3,0.14583333333333334,0.93730618799357968,0.79543951395504442,0.25793801470212835,6.4484503675532087E-2]
[303,75.75,3,0.15625,0.93828959396626499,0.72718912094791499,0.19707702097435581,4.9269255243588952E-2]
[304,76,3,0.16666666666666666,0.93927386520049216,0.64712862107549352,0.13888831022775469,3.4722077556938673E-2]
[305,76.25,3,0.17708333333333334,0.94025898127804619,0.55651770905381626,8.83345977433561E-2,2.2083649435839025E-2]
[306,76.5,3,0.1875,0.94124492176318575,0.45678800775408868,4.8847006142976386E-2,1.2211751535744097E-2]
[307,76.75,3,0.19791666666666666,0.94223166620306809,0.34952046050488339,2.1883242922918492E-2,5.4708107307296231E-3]
[308,77,3,0.20833333333333334,0.94321919412817246,0.23642027948325325,6.7724849548767441E-3,1.693121238719186E-3]
[309,77.25,3,0.21875,0.94420748505272545,0.11928984697652036,8.6997007505708779E-4,2.1749251876427195E-4]
[310,77.5,3,0.22916666666666666,0.9451965184751252,-2.3149873242708568E-16,6.3582810659294417E-48,1.5895702664823604E-48]
[311,77.75,3,0.23958333333333334,0.94618627387836751,-0.11953984437640006,8.754511711781685E-4,2.1886279279454213E-4]
[312,78,3,0.25,0.9471767307304706,-0.23741224605413278,6.8580906271435401E-3,1.714522656785885E-3]
[313,78.25,3,0.26041666666666669,0.94816786848490198,-0.35172249237201236,2.229945739797113E-2,5.5748643494927825E-3]
[314,78.5,3,0.27083333333333331,0.94915966658100381,-0.46062904894710888,5.0089631627425454E-2,1.2522407906856364E-2]
[315,78.75,3,0.28125,0.95015210444442,-0.56237322157703562,9.1152328673412816E-2,2.2788082168353204E-2]
[316,79,3,0.29166666666666669,0.95114516148752259,-0.65530755150380382,0.14422129390738983,3.6055323476847458E-2]
[317,79.25,3,0.30208333333333331,0.95213881710983927,-0.73792248564507223,0.20593307396012778,5.1483268490031944E-2]
[318,79.5,3,0.3125,0.95313305069848042,-0.80887089010372004,0.27122610563531185,6.7806526408827963E-2]
[319,79.75,3,0.32291666666666669,0.95412784162856679,-0.86699000895856593,0.33399206430579725,8.3498016076449313E-2]
[320,80,3,0.33333333333333331,0.95512316926365737,-0.91132051049168405,0.38788885731139078,9.6972214327847694E-2]
[321,80.25,3,0.34375,0.95611901295617729,-0.94112230899123483,0.4272008171742363,{"$f":"G341*$B$13","v":0.10680020429355908}]
[{"$f":"IF(IF(A341<>\"\",A341+1<=$B$16,0),A341+1,\"\")","v":322},{"$f":"IF(A342<>\"\",A342*$B$13,\"\")","v":80.5},{"$f":"IF(A342<>\"\",ROUNDDOWN(A342*$B$13/24,0),\"\")","v":3},{"$f":"IF(A342<>\"\",MOD(B342,24)/24,\"\")","v":0.35416666666666669},{"$f":"IF(A342<>\"\",($B$4+$B$5)/2+($B$5-$B$4)/2*COS(2*PI()/$B$15*B342),\"\")","v":0.9571153520478467},{"$f":"IF(A342<>\"\",E342*COS(2*PI()/$B$7*B342),\"\")","v":-0.95588690135701815},{"$f":"ABS(0.5*1.025*1*(F342^3))","v":0.44762403843394544},0.11190600960848636]
[323,80.75,3,0.36458333333333331,0.95811216587010872,-0.95534601312037981,0.44686460464983768,0.11171615116245942]
[324,81,3,0.375,0.95910943374455837,-0.93947640729052029,0.42496337711917398,0.10624084427979349]
[325,81.25,3,0.38541666666666669,0.96010713498337175,-0.90850077071938351,0.38429945622786937,9.6074864056967343E-2]
[326,81.5,3,0.39583333333333331,0.96110524888973481,-0.86288465545847215,0.32926995774254364,8.231748943563591E-2]
[327,81.75,3,0.40625,0.96210375475827314,-0.80332951585853962,0.26568989790244218,6.6422474475610546E-2]
[328,82,3,0.41666666666666669,0.96310263187548117,-0.73076194492232471,0.19999615152331113,4.9999037880827782E-2]
[329,82.25,3,0.42708333333333331,0.96410185952015193,-0.64631927465237193,0.13836785003438978,3.4591962508597446E-2]
[330,82.5,3,0.4375,0.96510141696380702,-0.55133176385436944,8.5888083551914352E-2,2.1472020887978588E-2]
[331,82.75,3,0.44791666666666669,0.96610128347112645,-0.44730165211278028,4.5866476279095701E-2,1.1466619069773925E-2]
[332,83,3,0.45833333333333331,0.96710143830037876,-0.33587940955549922,1.9419766911587654E-2,4.8549417278969135E-3]
[333,83.25,3,0.46875,0.96810186070385185,-0.21883755774063074,5.3710531220026517E-3,1.3427632805006629E-3]
[334,83.5,3,0.47916666666666669,0.96910252992828216,-9.8042476786619023E-2,4.8298839050150988E-4,1.2074709762537747E-4]
[335,83.75,3,0.48958333333333331,0.97010342521528681,2.4575352925226522E-2,7.6066452046281209E-6,1.9016613011570302E-6]
[336,84,3,0.5,0.97110452580179274,0.14705220006680586,1.6297029399594204E-3,4.0742573498985511E-4]
[337,84.25,3,0.51041666666666663,0.97210581092046822,0.26742252977026021,9.8013940174022894E-3,2.4503485043505724E-3]
[338,84.5,3,0.52083333333333337,0.97310725980015367,0.3837505455554695,2.8962822816016733E-2,7.2407057040041831E-3]
[339,84.75,3,0.53125,0.97410885166629202,0.49416131962749188,6.1844362055341995E-2,1.5461090513835499E-2]
[340,85,3,0.54166666666666663,0.97511056574136046,0.59687101093572204,0.10897712065588309,2.7244280163970774E-2]
[341,85.25,3,0.55208333333333337,0.97611238124530064,0.69021568397870137,0.16851879333782452,4.212969833445613E-2]
[342,85.5,3,0.5625,0.97711427739595036,0.7726782627801313,0.23642312521817488,5.910578130454372E-2]
[343,85.75,3,0.57291666666666663,0.97811623340947418,0.84291318342502985,0.30693216933363116,7.6733042333407789E-2]
[344,86,3,0.58333333333333337,0.97911822850079522,0.89976834458056776,0.37332407638353626,9.3331019095884066E-2]
[345,86.25,3,0.59375,0.98012024188402558,0.94230399797091913,0.42881204012629454,0.10720301003157363]
[346,86.5,3,0.60416666666666663,0.98112225277289811,0.96980826915944895,0.46746760301554247,0.11686690075388562]
[347,86.75,3,0.61458333333333337,0.98212424038119739,0.98180905245048467,0.48503710811507494,0.12125927702876874]
[348,87,3,0.625,0.98312618392319084,0.9780820814085206,0.4795344114702737,0.11988360286756843]
[349,87.25,3,0.63541666666666663,0.98412806261406016,0.95865503748777059,0.45152411064385123,0.11288102766096281]
[350,87.5,3,0.64583333333333337,0.98512985567033218,0.9238076225966001,0.40405314728795838,0.1010132868219896]
[351,87.75,3,0.65625,0.98613154231031019,0.87406758607723678,0.34223854053869879,8.5559635134674697E-2]
[352,88,3,0.66666666666666663,0.98713310175450542,0.81020276152563886,0.27256810015376731,6.8142025038441828E-2]
[353,88.25,3,0.67708333333333337,0.98813451322606705,0.73320923306666141,0.20201222194116328,5.050305548529082E-2]
[354,88.5,3,0.6875,0.9891357559512145,0.64429581310326489,0.13707233063439347,3.4268082658598369E-2]
[355,88.75,3,0.69791666666666663,0.99013680915966729,0.5448650731689586,8.2901192729042825E-2,2.0725298182260706E-2]
[356,89,3,0.70833333333333337,0.99113765208507676,0.43649122536682966,4.2620684732935551E-2,1.0655171183233888E-2]
[357,89.25,3,0.71875,0.99213826396545612,0.32089520307072772,1.6934935422286298E-2,4.2337338555715745E-3]
[358,89.5,3,0.72916666666666663,0.99313862404361164,0.19991733526286629,4.0949182196653427E-3,1.0237295549163357E-3]
[359,89.75,3,0.73958333333333337,0.99413871156757316,7.5488048341196726E-2,2.2045931907416411E-4,5.5114829768541029E-5]
[360,90,3,0.75,0.99513850579102447,-5.0402938197718954E-2,6.5623808588423192E-5,1.6405952147105798E-5]
[361,90.25,3,0.76041666666666663,0.99613798597373371,-0.17573843064601025,2.7815963074562201E-3,6.9539907686405503E-4]
[362,90.5,3,0.77083333333333337,0.99713713138198368,-0.29850608568320824,1.3631807306212307E-2,3.4079518265530766E-3]
[363,90.75,3,0.78125,0.99813592128900186,-0.41673072266089811,3.7090306926956973E-2,9.2725767317392432E-3]
[364,91,3,0.79166666666666663,0.99913433497539039,-0.52850610468394454,7.565609025559468E-2,1.891402256389867E-2]
[365,91.25,3,0.80208333333333337,1.0001323517295562,-0.63202567706807267,0.12938920289791517,3.2347300724478792E-2]
[366,91.5,3,0.8125,1.0011299508481399,-0.72561176745377753,0.19579735527401998,4.8949338818504995E-2]
[367,91.75,3,0.82291666666666663,1.0021271116364461,-0.80774277555250162,0.27009286824298134,6.7523217060745336E-2]
[368,92,3,0.83333333333333337,1.0031238134088722,-0.8770779118280968,0.34578678487668518,8.6446696219171296E-2]
[369,92.25,3,0.84375,1.004120035489338,-0.93247908288778103,0.4155384022476411,0.10388460056191028]
[370,92.5,3,0.85416666666666663,1.0051157572117135,-0.97302956636854021,0.47214128795323795,0.11803532198830949]
[371,92.75,3,0.86458333333333337,1.0061109579202494,-0.99804916894712703,0.50950644477923623,0.12737661119480906]
[372,93,3,0.875,1.0071056169700034,-1.0071056169700034,0.52350269801246396,0.13087567450311599]
[373,93.25,3,0.88541666666666663,1.0080997137272709,-1.0000219892059772,0.51253380914761537,0.12813345228690384]
[374,93.5,3,0.89583333333333337,1.0090932275700109,-0.97688006441337549,0.47776860745099886,0.11944215186274972]
[375,93.75,3,0.90625,1.0100861378882746,-0.93801952177630754,0.4229894157306624,0.1057473539326656]
[376,94,3,0.91666666666666663,1.0110784240846338,-0.88403299875519481,0.35407828990820184,8.8519572477050459E-2]
[377,94.25,3,0.92708333333333337,1.0120700655746067,-0.81575707744887815,0.27821236039208064,6.9553090098020159E-2]
[378,94.5,3,0.9375,1.0130610417870858,-0.73425933611009786,0.20288143199433151,5.0720357998582877E-2]
[379,94.75,3,0.94791666666666663,1.0140513321647648,-0.64082166593738998,0.13486691695778663,3.3716729239446658E-2]
[380,95,3,0.95833333333333337,1.0150409161645642,-0.53692011366035841,7.9327339687605108E-2,1.9831834921901277E-2]
[381,95.25,3,0.96875,1.0160297732580579,-0.4242015667645937,3.9121065472854474E-2,9.7802663682136186E-3]
[382,95.5,3,0.97916666666666663,1.0170178829318997,-0.30445764955424526,1.446353798493852E-2,3.61588449623463E-3]
[383,95.75,3,0.98958333333333337,1.0180052246882476,-0.17959624378872505,2.9688319661324816E-3,7.4220799153312041E-4]
[384,96,4,0,1.0189917780451903,-5.1611086611465372E-2,7.0456794058140792E-5,1.7614198514535198E-5]
[385,96.25,4,1.0416666666666666E-2,1.019977522537171,7.7450069725999146E-2,2.3809995260769596E-4,{"$f":"G405*$B$13","v":5.9524988151923989E-5}]
[{"$f":"IF(IF(A405<>\"\",A405+1<=$B$16,0),A405+1,\"\")","v":386},{"$f":"IF(A406<>\"\",A406*$B$13,\"\")","v":96.5},{"$f":"IF(A406<>\"\",ROUNDDOWN(A406*$B$13/24,0),\"\")","v":4},{"$f":"IF(A406<>\"\",MOD(B406,24)/24,\"\")","v":2.0833333333333332E-2},{"$f":"IF(A406<>\"\",($B$4+$B$5)/2+($B$5-$B$4)/2*COS(2*PI()/$B$15*B406),\"\")","v":1.0209624377154125},{"$f":"IF(A406<>\"\",E406*COS(2*PI()/$B$7*B406),\"\")","v":0.20551822777822584},{"$f":"ABS(0.5*1.025*1*(F406^3))","v":4.4488207587509787E-3},1.1122051896877447E-3]
[387,96.75,4,3.125E-2,1.0219465031483412,0.33053631995250643,1.8507656580793622E-2,4.6269141451984056E-3]
[388,97,4,4.1666666666666664E-2,1.0229296984220113,0.45049225663966802,4.6854991242085774E-2,1.1713747810521443E-2]
[389,97.25,4,5.2083333333333336E-2,1.023912003140528,0.56345131637235901,9.167756364573186E-2,2.2919390911432965E-2]
[390,97.5,4,6.25E-2,1.0248933969264704,0.66758735648160983,0.15248185915351767,3.8120464788379417E-2]
[391,97.75,4,7.2916666666666671E-2,1.0258738594213144,0.76121234064957222,0.22605354957653365,5.6513387394133412E-2]
[392,98,4,8.3333333333333329E-2,1.0268533702858553,0.84280370581110875,0.30681259176101283,7.6703147940253208E-2]
[393,98.25,4,9.375E-2,1.0278319092006294,0.91102912463726027,0.38751690521578935,9.6879226303947338E-2]
[394,98.5,4,0.10416666666666667,1.0288094558663357,0.96476826081173572,0.46021724919657114,0.11505431229914279]
[395,98.75,4,0.11458333333333333,1.0297859900042567,1.0031311618425627,0.51732925098416893,0.12933231274604223]
[396,99,4,0.125,1.0307614913566796,1.0254729874844408,0.55267083161259789,0.13816770790314947]
[397,99.25,4,0.13541666666666666,1.0317359396873158,1.0314048301367096,0.56231718012940701,0.14057929503235175]
[398,99.5,4,0.14583333333333334,1.0327093147817217,1.0208004459003206,0.54515051033084516,0.13628762758271129]
[399,99.75,4,0.15625,1.0336815964477166,0.99379878033056679,0.50302462729833286,0.12575615682458322]
[400,100,4,0.16666666666666666,1.0346527645158035,0.95080224026626325,0.44051881138690863,0.11012970284672716]
[401,100.25,4,0.17708333333333334,1.0356227988395854,0.89247073137162125,0.36431396295968593,9.1078490739921483E-2]
[402,100.5,4,0.1875,1.0365916792961849,0.81971154909892685,0.28227800001875197,7.0569500004687993E-2]
[403,100.75,4,0.19791666666666666,1.0375593857866607,0.7336652775734952,0.20238940163195215,5.0597350407988038E-2]
[404,101,4,0.20833333333333334,1.0385258982364249,0.63568791534119728,0.13165147704234031,3.2912869260585079E-2]
[405,101.25,4,0.21875,1.0394911965956599,0.52732950796226097,7.5151921927647317E-2,1.8787980481911829E-2]
[406,101.5,4,0.22916666666666666,1.0404552608397328,0.41030962409560223,3.5402096456022082E-2,8.8505241140055205E-3]
[407,101.75,4,0.23958333333333334,1.0414180709696126,0.28649006307600394,1.2050985359497432E-2,3.012746339874358E-3]
[408,102,4,0.25,1.0423796070122839,0.15784522720596555,2.0155252046788674E-3,5.0388130116971685E-4]
[409,102.25,4,0.26041666666666669,1.0433398490211616,2.6430630326816917E-2,9.4627296200421521E-6,2.365682405010538E-6]
[410,102.5,4,0.27083333333333331,1.0442987770765051,-0.10564995493036049,6.0436849650376408E-4,1.5109212412594102E-4]
[411,102.75,4,0.28125,1.0452563712858307,-0.23627818599452305,6.7602810810630911E-3,1.6900702702657728E-3]
[412,103,4,0.29166666666666669,1.0462126117843247,-0.36335513566519462,2.4585994402732285E-2,6.1464986006830712E-3]
[413,103.25,4,0.30208333333333331,1.0471674787352556,-0.48483502847044563,5.8408471008925225E-2,1.4602117752231306E-2]
[414,103.5,4,0.3125,1.0481209523303852,-0.59875818564123651,0.11001407736091082,2.7503519340227704E-2]
[415,103.75,4,0.32291666666666669,1.0490730127903802,-0.70328264797822138,0.17827218048010088,4.456804512002522E-2]
[416,104,4,0.33333333333333331,1.0500236403652217,-0.79671396614656653,0.25917980606609875,6.4794951516524688E-2]
[417,104.25,4,0.34375,1.0509728153346156,-0.87753267643713562,0.34632493481378035,8.6581233703445087E-2]
[418,104.5,4,0.35416666666666669,1.0519205180084008,-0.94441901633555081,0.43170595499889919,0.1079264887497248]
[419,104.75,4,0.36458333333333331,1.0528667287269591,-0.99627447777461398,0.50679332283351319,0.1266983307083783]
[420,105,4,0.375,1.0538114278616215,-1.0322398460245019,0.56368402660882211,0.14092100665220553]
[421,105.25,4,0.38541666666666669,1.0547545958150764,-1.0517094280054671,0.59618517322457054,0.14904629330614264]
[422,105.5,4,0.39583333333333331,1.0556962130217755,-1.0543412345028154,0.60067207892687136,0.15016801973171784]
[423,105.75,4,0.40625,1.0566362599483401,-1.0400629453563877,0.57659748194541272,0.14414937048635318]
[424,106,4,0.41666666666666669,1.0575747170939662,-1.0090735541555278,0.52657755379140037,0.13164438844785009]
[425,106.25,4,0.42708333333333331,1.058511564990829,-0.9618406582159067,0.45604034298311702,0.11401008574577925]
[426,106.5,4,0.4375,1.059446784204487,-0.89909342953641813,0.37248461668968164,9.3121154172420409E-2]
[427,106.75,4,0.44791666666666669,1.0603803553342843,-0.82181137190965992,0.28445286310341983,7.1113215775854957E-2]
[428,107,4,0.45833333333333331,1.0613122590137543,-0.73120903726995967,0.20036345910140638,5.0090864775351594E-2]
[429,107.25,4,0.46875,1.0622424759110207,-0.62871693961394437,0.12736771425967292,3.1841928564918229E-2]
[430,107.5,4,0.47916666666666669,1.0631709867291981,-0.51595896636578387,7.039460265438291E-2,1.7598650663595727E-2]
[431,107.75,4,0.48958333333333331,1.0640977722067939,-0.39472664388651529,3.1519781336641621E-2,7.8799453341604053E-3]
[432,108,4,0.5,1.0650228131181056,-0.26695066502136028,9.7496020856144734E-3,2.4374005214036184E-3]
[433,108.25,4,0.51041666666666663,1.065946090273622,-0.13467013130790531,1.2517215246716667E-3,3.1293038116791668E-4]
[434,108.5,4,0.52083333333333337,1.0668675845204194,3.3980380391490694E-15,2.0108449207110969E-44,5.0271123017777422E-45]
[435,108.75,4,0.53125,1.0677872767425598,0.1349027442193873,1.2582189521471749E-3,3.1455473803679372E-4]
[436,109,4,0.54166666666666663,1.0687051478614877,0.26787365154941256,9.8510803933147314E-3,2.4627700983286828E-3]
[437,109.25,4,0.55208333333333337,1.0696211788364247,0.39677554937122461,3.2013162169164028E-2,8.0032905422910069E-3]
[438,109.5,4,0.5625,1.0705353506647659,0.51953290663651408,7.1867584984716237E-2,1.7966896246179059E-2]
[439,109.75,4,0.57291666666666663,1.0714476443824734,0.63416526754400415,0.13070771648360599,3.2676929120901498E-2]
[440,110,4,0.58333333333333337,1.0723580410644695,0.73881921569822728,0.20668474183487359,5.1671185458718398E-2]
[441,110.25,4,0.59375,1.0732665218250297,0.8317983526276137,0.29494975344099145,7.3737438360247862E-2]
[442,110.5,4,0.60416666666666663,1.0741730678181745,0.91159080555941663,0.38823409987991775,9.7058524969979437E-2]
[443,110.75,4,0.61458333333333337,1.0750776602380598,0.97689381822252563,0.47778878770956418,0.11944719692739104]
[444,111,4,0.625,1.0759802803193679,1.0266350245650386,0.55455177445331427,0.13863794361332857]
[445,111.25,4,0.63541666666666663,1.0768809093376956,1.0599900579018451,0.61037852483855648,0.15259463120963912]
[446,111.5,4,0.64583333333333337,1.0777795286099443,1.0763962063137873,0.63916111410358756,0.15979027852589689]
[447,111.75,4,0.65625,1.0786761194947054,1.0755618881757683,0.63767601833715626,0.15941900458428906]
[448,112,4,0.66666666666666663,1.0795706633926492,1.0574717884909173,0.6060385349718137,0.15150963374295343]
[449,112.25,4,0.67708333333333337,1.0804631417469091,1.0223875661833877,0.54769723342134846,{"$f":"G469*$B$13","v":0.13692430835533712}]
[{"$f":"IF(IF(A469<>\"\",A469+1<=$B$16,0),A469+1,\"\")","v":450},{"$f":"IF(A470<>\"\",A470*$B$13,\"\")","v":112.5},{"$f":"IF(A470<>\"\",ROUNDDOWN(A470*$B$13/24,0),\"\")","v":4},{"$f":"IF(A470<>\"\",MOD(B470,24)/24,\"\")","v":0.6875},{"$f":"IF(A470<>\"\",($B$4+$B$5)/2+($B$5-$B$4)/2*COS(2*PI()/$B$15*B470),\"\")","v":1.0813535360434674},{"$f":"IF(A470<>\"\",E470*COS(2*PI()/$B$7*B470),\"\")","v":0.97084411354069822},{"$f":"ABS(0.5*1.025*1*(F470^3))","v":0.46896709859100455},0.11724177464775114]
[451,112.75,4,0.69791666666666663,1.0822418278115391,0.90364142045796036,0.37816580719496834,9.4541451798742085E-2]
[452,113,4,0.70833333333333337,1.083127998623955,0.8218321668719083,0.28447445687699091,7.1118614219247728E-2]
[453,113.25,4,0.71875,1.0840120300975444,0.72670523564367084,0.1966838664449431,4.9170966611235774E-2]
[454,113.5,4,0.72916666666666663,1.0848939038935159,0.61976540404446789,0.1220045027270881,3.0501125681772025E-2]
[455,113.75,4,0.73958333333333337,1.0857736017178377,0.50270953385328454,6.5109631104413992E-2,1.6277407776103498E-2]
[456,114,4,0.75,1.0866511053216181,0.37739963688782868,2.7548522005424875E-2,6.8871305013562187E-3]
[457,114.25,4,0.76041666666666663,1.087526396501483,0.24583324363804052,7.614049644634335E-3,1.9035124111585837E-3]
[458,114.5,4,0.77083333333333337,1.0883994570999538,0.11011154672683068,6.8421479249754225E-4,1.7105369812438556E-4]
[459,114.75,4,0.78125,1.0892702690058247,-2.759417253458003E-2,1.076827147849907E-5,2.6920678696247675E-6]
[460,115,4,0.79166666666666663,1.0901388141545376,-0.16507729779889702,2.3054511435907717E-3,5.7636278589769292E-4]
[461,115.25,4,0.80208333333333337,1.0910050745285571,-0.30013125499821852,1.3855670357894515E-2,3.4639175894736287E-3]
[462,115.5,4,0.8125,1.0918690321577442,-0.43058494584832352,4.0913854413501038E-2,1.022846360337526E-2]
[463,115.75,4,0.82291666666666663,1.0927306691197298,-0.55433766824513042,8.7300562461684883E-2,2.1825140615421221E-2]
[464,116,4,0.83333333333333337,1.0935899675402849,-0.66939296158551431,0.1537224489326223,3.8430612233155574E-2]
[465,116.25,4,0.84375,1.0944469095936935,-0.77389083142236403,0.23753793355925798,5.9384483389814495E-2]
[466,116.5,4,0.85416666666666663,1.0953014775031202,-0.86613783304147918,0.33300817639818431,8.3252044099546077E-2]
[467,116.75,4,0.86458333333333337,1.0961536535409806,-0.94463452713436313,0.43200156063297535,0.10800039015824384]
[468,117,4,0.875,1.0970034200293086,-1.0080998622100434,0.52505468244058062,0.13126367061014516]
[469,117.25,4,0.88541666666666663,1.0978507593401228,-1.0554920870862068,0.6026411943202975,0.15066029858007438]
[470,117.5,4,0.89583333333333337,1.0986956538957922,-1.0860258519529522,0.65646920771415274,0.16411730192853818]
[471,117.75,4,0.90625,1.0995380861694011,-1.0991852172350338,0.68062282100816029,0.17015570525204007]
[472,118,4,0.91666666666666663,1.100378038685113,-1.0947323548219585,0.67238455864125457,0.16809613966031364]
[473,118.25,4,0.92708333333333337,1.1012154940185324,-1.0727117951461702,0.63262017462382647,0.15815504365595662]
[474,118.5,4,0.9375,1.1020504347970665,-1.0334501449645657,0.56566910712248175,0.14141727678062044]
[475,118.75,4,0.94791666666666663,1.102882843700286,-0.97755127339366843,0.47875410090480575,0.11968852522620144]
[476,119,4,0.95833333333333337,1.1037127034602838,-0.90588703659624525,0.38099212966584511,9.5248032416461278E-2]
[477,119.25,4,0.96875,1.1045399968620337,-0.819583683345535,0.28214592407351563,7.0536481018378908E-2]
[478,119.5,4,0.97916666666666663,1.1053647067437473,-0.72000415334519363,0.19129291040134921,4.7823227600337304E-2]
[479,119.75,4,0.98958333333333337,1.1061868159972301,-0.60872654653491609,0.11560073487541753,2.8900183718854382E-2]
[480,120,5,0,1.1070063075682359,-0.48751910359046313,5.938390936927454E-2,1.4845977342318635E-2]
[481,120.25,5,1.0416666666666666E-2,1.1078231644568215,-0.35831209442921186,2.3576442406867917E-2,5.8941106017169793E-3]
[482,120.5,5,2.0833333333333332E-2,1.1086373697176988,-0.22316706183915325,5.6961859295461027E-3,1.4240464823865257E-3]
[483,120.75,5,3.125E-2,1.1094489064605859,-8.4243910541347541E-2,3.0641457877293807E-4,7.6603644693234519E-5]
[484,121,5,4.1666666666666664E-2,1.110257757850559,5.6233632631864608E-2,9.1134389333726918E-5,2.278359733343173E-5]
[485,121.25,5,5.2083333333333336E-2,1.1110639071083994,0.19601363478955453,3.8596925894156414E-3,9.6492314735391034E-4]
[486,121.5,5,6.25E-2,1.1118673375109438,0.33285207848935416,1.8899385753367862E-2,4.7248464383419656E-3]
[487,121.75,5,7.2916666666666671E-2,1.1126680323914295,0.46454890895154982,5.1379302356681145E-2,1.2844825589170286E-2]
[488,122,5,8.3333333333333329E-2,1.1134659751398412,0.58898342757259436,0.10471360102696528,2.617840025674132E-2]
[489,122.25,5,9.375E-2,1.114261149203255,0.70414846198902992,0.17893140611969036,4.4732851529922589E-2]
[490,122.5,5,0.10416666666666667,1.1150535380861819,0.80818276177917492,0.27053447622455046,6.7633619056137614E-2]
[491,122.75,5,0.11458333333333333,1.1158431253509109,0.89940109661368528,0.37286713691591117,9.3216784228977792E-2]
[492,123,5,0.125,1.1166298946178479,0.97632156984499852,0.47694963695421311,0.11923740923855328]
[493,123.25,5,0.13541666666666666,1.1174138295658578,1.0376897045898645,0.5726593994314082,0.14316484985785205]
[494,123.5,5,0.14583333333333334,1.1181949139326013,1.0824989106107161,0.65009417343428644,0.16252354335857161]
[495,123.75,5,0.15625,1.1189731315148734,1.1100069979270695,0.70092414413296145,0.17523103603324036]
[496,124,5,0.16666666666666666,1.1197484661689392,1.1197484661689392,0.71954059073358656,0.17988514768339664]
[497,124.25,5,0.17708333333333334,1.1205209018108684,1.111542366213716,0.70383673648043577,0.17595918412010894]
[498,124.5,5,0.1875,1.1212904224168692,1.0854956015455914,0.65550811695570832,0.16387702923892708]
[499,124.75,5,0.19791666666666666,1.1220570120236213,1.0420016099068241,0.57982780762166941,0.14495695190541735]
[500,125,5,0.20833333333333334,1.1228206547286059,0.98173443999919752,0.48492653552254888,0.12123163388063722]
[501,125.25,5,0.21875,1.1235813346904366,0.90563831204986533,0.38067839492345679,9.5169598730864197E-2]
[502,125.5,5,0.22916666666666666,1.1243390361291874,0.81491282378657359,0.27734946085624135,6.9337365214060337E-2]
[503,125.75,5,0.23958333333333334,1.1250937433267205,0.71099403360106606,0.18420089611123261,4.6050224027808152E-2]
[504,126,5,0.25,1.1258454406270118,0.59553171928239013,0.10824517910565286,2.7061294776413215E-2]
[505,126.25,5,0.26041666666666669,1.1265941124364764,0.47036317259763621,5.33327285059257E-2,1.3333182126481425E-2]
[506,126.5,5,0.27083333333333331,1.1273397432242915,0.33748394618360283,1.9699410294758617E-2,4.9248525736896543E-3]
[507,126.75,5,0.28125,1.1280823175227188,0.19901601877692582,4.0397823938744535E-3,1.0099455984686134E-3]
[508,127,5,0.29166666666666669,1.1288218199274254,5.7173886946317677E-2,9.5782689044480177E-5,2.3945672261120044E-5]
[509,127.25,5,0.30208333333333331,1.1295582350978028,-8.5770874489752846E-2,3.2338016907840824E-4,8.084504226960206E-5]
[510,127.5,5,0.3125,1.1302915477572868,-0.22752601583226104,6.036525726136336E-3,1.509131431534084E-3]
[511,127.75,5,0.32291666666666669,1.1310217426936719,-0.3658153958788728,2.5088795298115456E-2,6.2721988245288641E-3]
[512,128,5,0.33333333333333331,1.1317488047594291,-0.49841555464839804,6.3455406700969594E-2,1.5863851675242398E-2]
[513,128.25,5,0.34375,1.1324727188720189,-0.62319148740035202,0.1240390430012616,{"$f":"G533*$B$13","v":3.1009760750315401E-2}]
[{"$f":"IF(IF(A533<>\"\",A533+1<=$B$16,0),A533+1,\"\")","v":514},{"$f":"IF(A534<>\"\",A534*$B$13,\"\")","v":128.5},{"$f":"IF(A534<>\"\",ROUNDDOWN(A534*$B$13/24,0),\"\")","v":5},{"$f":"IF(A534<>\"\",MOD(B534,24)/24,\"\")","v":0.35416666666666669},{"$f":"IF(A534<>\"\",($B$4+$B$5)/2+($B$5-$B$4)/2*COS(2*PI()/$B$15*B534),\"\")","v":1.1331934700142048},{"$f":"IF(A534<>\"\",E534*COS(2*PI()/$B$7*B534),\"\")","v":-0.73813104396776841},{"$f":"ABS(0.5*1.025*1*(F534^3))","v":0.20610773131421029},5.1526932828552571E-2]
[515,128.75,5,0.36458333333333331,1.1339110432343638,-0.84137739877271422,0.30525753644101161,7.6314384110252903E-2]
[516,129,5,0.375,1.1346254236467983,-0.93125906719360774,0.41390951732676196,0.10347737933169049]
[517,129.25,5,0.38541666666666669,1.1353365964320432,-1.0063169827258549,0.52227384294552048,0.13056846073638012]
[518,129.5,5,0.39583333333333331,1.1360445468371745,-1.0653281960106245,0.61964669068803424,0.15491167267200856]
[519,129.75,5,0.40625,1.1367492601761142,-1.1073258105593613,0.69585722147278606,0.17396430536819651]
[520,130,5,0.41666666666666669,1.1374507218299363,-1.131614830018572,0.74265953396215845,0.18566488349053961]
[521,130.25,5,0.42708333333333331,1.138148917247169,-1.1377836571432836,0.7548713520022593,0.18871783800056482]
[522,130.5,5,0.4375,1.1388438319440974,-1.1257110542331858,0.73109642809483422,0.18277410702370855]
[523,130.75,5,0.44791666666666669,1.1395354515050626,-1.0955684475189862,0.67392631982970586,0.16848157995742646]
[524,131,5,0.45833333333333331,1.1402237615827628,-1.0478175327014836,0.58959101002712788,0.14739775250678197]
[525,131.25,5,0.46875,1.1409087478985489,-0.98320321434234581,0.48710629132249422,0.12177657283062356]
[526,131.5,5,0.47916666666666669,1.1415903962427218,-0.90274198686983542,0.3770377161768167,9.4259429044204174E-2]
[527,131.75,5,0.48958333333333331,1.1422686924748273,-0.80770593838604277,0.27005591711506344,6.7513979278765859E-2]
[528,132,5,0.5,1.1429436225239487,-0.69960262906159987,0.17548830058094225,4.3872075145235563E-2]
[529,132.25,5,0.51041666666666663,1.1436151723889989,-0.58015116253903443,0.10007310391098535,2.5018275977746338E-2]
[530,132.5,5,0.52083333333333337,1.1442833281390117,-0.45125483036017677,4.7093336528421133E-2,1.1773334132105283E-2]
[531,132.75,5,0.53125,1.1449480759134298,-0.31497076498949633,1.601417630389949E-2,4.0035440759748726E-3]
[532,133,5,0.54166666666666663,1.1456094019223926,-0.17347708562145336,2.6755940541811096E-3,6.6889851354527739E-4]
[533,133.25,5,0.55208333333333337,1.1462672924470221,-2.9038061846115751E-2,1.2548642516701709E-5,3.1371606291754273E-6]
[534,133.5,5,0.5625,1.146921733839708,0.11603214726348617,8.0062446620757851E-4,2.0015611655189463E-4]
[535,133.75,5,0.57291666666666663,1.1475727125243904,0.25940659752068235,8.9461653687931998E-3,2.2365413421983E-3]
[536,134,5,0.58333333333333337,1.1482202149968419,0.39878291209100747,3.2501506451745515E-2,8.1253766129363789E-3]
[537,134.25,5,0.59375,1.1488642278249468,0.53192028201537633,7.7131809564599293E-2,1.9282952391149823E-2]
[538,134.5,5,0.60416666666666663,1.1495047376489809,0.6566755197197407,0.14512637555748592,3.628159388937148E-2]
[539,134.75,5,0.61458333333333337,1.1501417311818873,0.77103758498598141,0.23492028322417993,5.8730070806044983E-2]
[540,135,5,0.625,1.1507751952095537,0.87316002675863402,0.34117359067642833,8.5293397669107082E-2]
[541,135.25,5,0.63541666666666663,1.1514051165910852,0.9613908170440052,0.4554007886306275,0.11385019715765687]
[542,135.5,5,0.64583333333333337,1.1520314822590774,1.0342990945006143,0.56706429525138624,0.14176607381284656]
[543,135.75,5,0.65625,1.1526542792198871,1.0906983844697722,0.66497892159717431,0.16624473039929358]
[544,136,5,0.66666666666666663,1.1532734945539023,1.1296659183684425,0.7388290260559176,0.1847072565139794]
[545,136.25,5,0.67708333333333337,1.1538891154158104,1.1505577376677882,0.78058306000280664,0.19514576500070166]
[546,136.5,5,0.6875,1.1545011290348641,1.1530193351147362,0.78560391669888818,0.19640097917472205]
[547,136.75,5,0.69791666666666663,1.1551095227151462,1.136991657340118,0.75329607389360775,0.18832401847340194]
[548,137,5,0.70833333333333337,1.1557142838358343,1.1027123673900356,0.68719597312949121,0.1717989932823728]
[549,137.25,5,0.71875,1.1563153998514601,1.0507123418230695,0.59449111804111454,0.14862277951027864]
[550,137.5,5,0.72916666666666663,1.1569128582921728,0.98180745361149313,0.48503473852505335,0.12125868463126334]
[551,137.75,5,0.73958333333333337,1.1575066467639954,0.89708576793822759,0.36999492740252765,9.2498731850631913E-2]
[552,138,5,0.75,1.158096752949082,0.79789035187088497,0.26032957568570064,6.5082393921425161E-2]
[553,138.25,5,0.76041666666666663,1.158683164605975,0.68579796962882389,0.16530365441821337,4.1325913604553344E-2]
[554,138.5,5,0.77083333333333337,1.1592658695698574,0.56259400159754713,9.1259726290704668E-2,2.2814931572676167E-2]
[555,138.75,5,0.78125,1.1598448557528056,0.43024398631235677,4.0816738207591269E-2,1.0204184551897817E-2]
[556,139,5,0.79166666666666663,1.1604201111440404,0.29086223934218947,1.261118509762303E-2,3.1527962744057575E-3]
[557,139.25,5,0.80208333333333337,1.1609916238101763,0.14667805046853422,1.6172950480157985E-3,4.0432376200394963E-4]
[558,139.5,5,0.8125,1.1615593818954681,1.1385920821316077E-15,7.5648156295815154E-46,1.8912039073953788E-46]
[559,139.75,5,0.82291666666666663,1.162123373622058,-0.14682103414958483,1.6220293411337266E-3,4.0550733528343165E-4]
[560,140,5,0.83333333333333337,1.1626835872902193,-0.29142958536995023,1.2685125987759432E-2,3.1712814969398579E-3]
[561,140.25,5,0.84375,1.1632400112785994,-0.43150341789953867,4.1176230837786015E-2,1.0294057709446504E-2]
[562,140.5,5,0.85416666666666663,1.1637926340444602,-0.56479084928100021,9.2332974120102995E-2,2.3083243530025749E-2]
[563,140.75,5,0.86458333333333337,1.1643414441239188,-0.68914697539979808,0.1677372169224203,4.1934304230605075E-2]
[564,141,5,0.875,1.164886430132184,-0.80256821484124352,0.26493524482993586,6.6233811207483964E-2]
[565,141.25,5,0.88541666666666663,1.1654275807637933,-0.90322461576244728,0.37764276147495296,9.441069036873824E-2]
[566,141.5,5,0.89583333333333337,1.165964884792847,-0.9894894039199793,0.49650921511476698,0.12412730377869174]
[567,141.75,5,0.90625,1.1664983310732415,-1.0599652943583679,0.61033574675236557,0.15258393668809139]
[568,142,5,0.91666666666666663,1.1670279085388999,-1.1135071408514123,0.70757566658241922,0.1768939166456048]
[569,142.25,5,0.92708333333333337,1.1675536062040026,-1.1492405556755898,0.77790524568114539,0.19447631142028635]
[570,142.5,5,0.9375,1.1680754131632136,-1.1665761967467496,0.81364170604430897,0.20341042651107724]
[571,142.75,5,0.94791666666666663,1.1685933185919084,-1.1652194885366323,0.81080625192730538,0.20270156298182634]
[572,143,5,0.95833333333333337,1.1691073117463975,-1.1451756163928104,0.76967990223676375,0.19241997555919094]
[573,143.25,5,0.96875,1.1696173819641498,-1.1067497097390269,0.69477169980424813,0.17369292495106203]
[574,143.5,5,0.97916666666666663,1.1701235186640129,-1.0505422069150381,0.59420237874200588,0.14855059468550147]
[575,143.75,5,0.98958333333333337,1.170625711346434,-0.97743947188290881,0.47858985588214692,0.11964746397053673]
[576,144,6,0,1.1711239495936769,-0.88859980943425887,0.35959406650711595,8.9898516626778988E-2]
[577,144.25,6,1.0416666666666666E-2,1.1716182230700376,-0.78543509964913671,0.24832748223709214,{"$f":"G597*$B$13","v":6.2081870559273035E-2}]
[{"$f":"IF(IF(A597<>\"\",A597+1<=$B$16,0),A597+1,\"\")","v":578},{"$f":"IF(A598<>\"\",A598*$B$13,\"\")","v":144.5},{"$f":"IF(A598<>\"\",ROUNDDOWN(A598*$B$13/24,0),\"\")","v":6},{"$f":"IF(A598<>\"\",MOD(B598,24)/24,\"\")","v":2.0833333333333332E-2},{"$f":"IF(A598<>\"\",($B$4+$B$5)/2+($B$5-$B$4)/2*COS(2*PI()/$B$15*B598),\"\")","v":1.1721085215220601},{"$f":"IF(A598<>\"\",E598*COS(2*PI()/$B$7*B598),\"\")","v":-0.66958834298730507},{"$f":"ABS(0.5*1.025*1*(F598^3))","v":0.15385709305003606},3.8464273262509015E-2]
[579,144.75,6,3.125E-2,1.1725948347787476,-0.54290747339755108,8.201085311857971E-2,2.0502713279644928E-2]
[580,145,6,4.1666666666666664E-2,1.1730771527517747,-0.40741585714293443,3.4658331758749245E-2,8.6645829396873111E-3]
[581,145.25,6,5.2083333333333336E-2,1.1735554654356957,-0.26527994868473903,9.5676910770801059E-3,2.3919227692700265E-3]
[582,145.5,6,6.25E-2,1.1740297629081529,-0.11877462107671312,8.5874620427455893E-4,2.1468655106863973E-4]
[583,145.75,6,7.2916666666666671E-2,1.1745000353300821,2.9753273855847796E-2,1.3498892804285527E-5,3.3747232010713818E-6]
[584,146,6,8.3333333333333329E-2,1.1749662729459167,0.1779225313550318,2.8866007230011199E-3,7.2165018075027998E-4]
[585,146.25,6,9.375E-2,1.1754284660837906,0.32335580184061602,1.7327497421446944E-2,4.331874355361736E-3]
[586,146.5,6,0.10416666666666667,1.1758866051557375,0.46371776769248868,5.1104021753334297E-2,1.2776005438333574E-2]
[587,146.75,6,0.11458333333333333,1.1763406806578915,0.59675267511536023,0.10891231599878667,2.7228078999696669E-2]
[588,147,6,0.125,1.1767906831706831,0.72032061737513076,0.19154525868418504,4.7886314671046259E-2]
[589,147.25,6,0.13541666666666666,1.1772366033590345,0.832431985296191,0.29562431188610278,7.3906077971525694E-2]
[590,147.5,6,0.14583333333333334,1.1776784319725546,0.93127952991873664,0.41393680265397437,0.10348420066349359]
[591,147.75,6,0.15625,1.1781161598457293,1.0152675201785639,0.53633402307020028,0.13408350576755007]
[592,148,6,0.16666666666666666,1.1785497778981122,1.0830375247827575,0.65106504975475765,0.16276626243868941]
[593,148.25,6,0.17708333333333334,1.1789792771345136,1.1334904013748288,0.74635837434219987,0.18658959358554997]
[594,148.5,6,0.1875,1.1794046486451863,1.1658041367510927,0.81202732912198639,0.2030068322804966]
[595,148.75,6,0.19791666666666666,1.1798258836060111,1.1794472483340512,0.84087111517150126,0.21021777879287531]
[596,149,6,0.20833333333333334,1.1802429732786786,1.1741875282637966,0.82967166680234061,0.20741791670058515]
[597,149.25,6,0.21875,1.1806559090108721,1.1500959861936624,0.77964362671777621,0.19491090667944405]
[598,149.5,6,0.22916666666666666,1.1810646822364461,1.1075459239708425,0.6962722699273689,0.17406806748184223]
[599,149.75,6,0.23958333333333334,1.1814692844756038,1.0472071536081429,0.58856125698248207,0.14714031424562052]
[600,150,6,0.25,1.1818697073350743,0.97003544805097119,0.46779619472093809,0.11694904868023452]
[601,150.25,6,0.26041666666666669,1.1822659425082853,0.877257390957076,0.34599910653304317,8.6499776633260791E-2]
[602,150.5,6,0.27083333333333331,1.1826579817755358,0.77035086580037848,0.23429315182726718,5.8573287956816794E-2]
[603,150.75,6,0.28125,1.1830458170041673,0.65102149488946071,0.14140991254176627,3.5352478135441567E-2]
[604,151,6,0.29166666666666669,1.1834294401487313,0.52117540422261632,7.2551367953045648E-2,1.8137841988261412E-2]
[605,151.25,6,0.30208333333333331,1.1838088432511573,0.3828887494306169,2.8768133551500149E-2,7.1920333878750372E-3]
[606,151.5,6,0.3125,1.1841840184409178,0.23837449042479966,6.9418176726341206E-3,1.7354544181585301E-3]
[607,151.75,6,0.32291666666666669,1.1845549579351906,8.9946946926964144E-2,3.7295217968937754E-4,9.3238044922344386E-5]
[608,152,6,0.33333333333333331,1.1849216540390211,-6.0015296916073692E-2,1.1078469001840025E-4,2.7696172504600062E-5]
[609,152.25,6,0.34375,1.1852840991454818,-0.20910754372034165,4.6860074161342588E-3,1.1715018540335647E-3]
[610,152.5,6,0.35416666666666669,1.1856422857358302,-0.35493757738715764,2.291658034413676E-2,5.7291450860341899E-3]
[611,152.75,6,0.36458333333333331,1.1859962063796639,-0.4951640809794845,6.2221613740342949E-2,1.5555403435085737E-2]
[612,153,6,0.375,1.1863458537350764,-0.62753426042646798,0.12665029142610948,3.166257285652737E-2]
[613,153.25,6,0.38541666666666669,1.1866912205488076,-0.74992006891995266,0.21614181697201831,5.4035454243004578E-2]
[614,153.5,6,0.39583333333333331,1.1870322996563956,-0.86035244899895258,0.32637964636514938,8.1594911591287345E-2]
[615,153.75,6,0.40625,1.1873690839823248,-0.95705304084124387,0.44926428205674779,0.11231607051418695]
[616,154,6,0.41666666666666669,1.1877015665401722,-1.0384628456940226,0.57394035020043688,0.14348508755010922]
[617,154.25,6,0.42708333333333331,1.1880297404327533,-1.1032673820339329,0.68823412915031867,0.17205853228757967]
[618,154.5,6,0.4375,1.1883535988522647,-1.1504179281711844,0.78029853799994531,0.19507463449998633]
[619,154.75,6,0.44791666666666669,1.1886731350804254,-1.1791485077044885,0.84023232760722522,0.2100580819018063]
[620,155,6,0.45833333333333331,1.1889883424886154,-1.1889883424886154,0.86144322439037901,0.21536080609759475]
[621,155.25,6,0.46875,1.189299214538015,-1.1797695704982301,0.84156068939250028,0.21039017234812507]
[622,155.5,6,0.47916666666666669,1.1896057447797383,-1.1516301019930528,0.78276769573858884,0.19569192393464721]
[623,155.75,6,0.48958333333333331,1.189907926854969,-1.1050115654886792,0.69150343273162884,0.17287585818290721]
[624,156,6,0.5,1.1902057544950906,-1.0406523739585867,0.57757835246172351,0.14439458811543088]
[625,156.25,6,0.51041666666666663,1.1904992215218175,-0.95957602016657273,0.45282670282030224,0.11320667570507556]
[626,156.5,6,0.52083333333333337,1.1907883218473228,-0.86307478679160843,0.32948766354309061,8.2371915885772654E-2]
[627,156.75,6,0.53125,1.1910730494743644,-0.75268913082327804,0.21854496418812006,5.4636241047030014E-2]
[628,157,6,0.54166666666666663,1.1913533984964104,-0.63018307138531404,0.12826083630471724,3.206520907617931E-2]
[629,157.25,6,0.55208333333333337,1.1916293630977599,-0.49751597456423957,6.3112438349287356E-2,1.5778109587321839E-2]
[630,157.5,6,0.5625,1.1919009375536653,-0.35681118694093045,2.3281408772411659E-2,5.8203521931029147E-3]
[631,157.75,6,0.57291666666666663,1.19216811623045,-0.21032202040538533,4.7681301893899072E-3,1.1920325473474768E-3]
[632,158,6,0.58333333333333337,1.1924308935856258,-6.0395633657718877E-2,1.1290430355571687E-4,2.8226075888929218E-5]
[633,158.25,6,0.59375,1.192689264168008,9.0564610131301793E-2,3.8068821748614591E-4,9.5172054371536478E-5]
[634,158.5,6,0.60416666666666663,1.1929432226178274,0.24013770526276712,7.0970021766597665E-3,1.7742505441649416E-3]
[635,158.75,6,0.61458333333333337,1.1931927636668431,0.38592386576143606,2.9457696205654093E-2,7.3644240514135232E-3]
[636,159,6,0.625,1.1934378821384506,0.52558306354110884,7.4407712919143512E-2,1.8601928229785878E-2]
[637,159.25,6,0.63541666666666663,1.1936785729477899,0.65687262302813432,0.14525709525667552,3.6314273814168879E-2]
[638,159.5,6,0.64583333333333337,1.1939148311018497,0.77768326769370311,0.2410472241498936,6.02618060374734E-2]
[639,159.75,6,0.65625,1.1941466516995733,0.88607303858180408,0.35653521852131093,8.9133804630327731E-2]
[640,160,6,0.66666666666666663,1.1943740299319578,0.98029853889555585,0.4828018613147026,0.12070046532867565]
[641,160.25,6,0.67708333333333337,1.1945969610821554,1.0588430014742574,0.6083991254157135,{"$f":"G661*$B$13","v":0.15209978135392838}]
[{"$f":"IF(IF(A661<>\"\",A661+1<=$B$16,0),A661+1,\"\")","v":642},{"$f":"IF(A662<>\"\",A662*$B$13,\"\")","v":160.5},{"$f":"IF(A662<>\"\",ROUNDDOWN(A662*$B$13/24,0),\"\")","v":6},{"$f":"IF(A662<>\"\",MOD(B662,24)/24,\"\")","v":0.6875},{"$f":"IF(A662<>\"\",($B$4+$B$5)/2+($B$5-$B$4)/2*COS(2*PI()/$B$15*B662),\"\")","v":1.1948154405255706},{"$f":"IF(A662<>\"\",E662*COS(2*PI()/$B$7*B662),\"\")","v":1.1204407268751087},{"$f":"ABS(0.5*1.025*1*(F662^3))","v":0.72087593800587024},0.18021898450146756]
[643,160.75,6,0.69791666666666663,1.1950294637299568,1.1640974979496184,0.80846632891986181,0.20211658222996545]
[644,161,6,0.70833333333333337,1.195239026255509,1.1891066413424067,0.86170037885210859,0.21542509471302715]
[645,161.25,6,0.71875,1.1954441237549578,1.1950604762039077,0.87470884851139064,0.21867721212784766]
[646,161.5,6,0.72916666666666663,1.1956447519736579,1.1818569644751025,0.84603557679373953,0.21150889419843488]
[647,161.75,6,0.73958333333333337,1.1958409067496767,1.1497014541821109,0.77884154880575274,0.19471038720143818]
[648,162,6,0.75,1.1960325840138819,1.0991034860318856,0.68047100677798134,0.17011775169449533]
[649,162.25,6,0.76041666666666663,1.1962197797900238,1.0308687129586589,0.56144076996385173,0.14036019249096293]
[650,162.5,6,0.77083333333333337,1.19640249019482,0.94608606085790192,0.43399607447737076,0.10849901861934269]
[651,162.75,6,0.78125,1.1965807114380342,0.84611033529485646,0.31043799496699109,7.7609498741747773E-2]
[652,163,6,0.79166666666666663,1.1967544398225558,0.73254055225586689,0.20146002537439009,5.0365006343597522E-2]
[653,163.25,6,0.80208333333333337,1.196923671744476,0.60719433984288385,0.11473000518188095,2.8682501295470238E-2]
[654,163.5,6,0.8125,1.1970884036931633,0.47207882108465449,5.3918452726508491E-2,1.3479613181627123E-2]
[655,163.75,6,0.82291666666666663,1.1972486322513356,0.32935844473294706,1.831050319255435E-2,4.5776257981385874E-3]
[656,164,6,0.83333333333333337,1.1974043540951318,0.18132028011492357,3.0551533472883679E-3,7.6378833682209197E-4]
[657,164.25,6,0.84375,1.1975555659941794,3.0337333027499174E-2,1.4309552978278839E-5,3.5773882445697097E-6]
[658,164.5,6,0.85416666666666663,1.1977022648116638,-0.12116952837155355,9.1174653645551918E-4,2.2793663411387979E-4]
[659,164.75,6,0.86458333333333337,1.1978444475043908,-0.27077042621781172,1.0174136394118327E-2,2.5435340985295817E-3]
[660,165,6,0.875,1.1979821111228515,-0.41606548000709204,3.6912964443727887E-2,9.2282411109319718E-3]
[661,165.25,6,0.88541666666666663,1.1981152528112828,-0.55472334130279066,8.7482903879083806E-2,2.1870725969770952E-2]
[662,165.5,6,0.89583333333333337,1.1982438698077273,-0.6845186367533399,0.16438027399829458,4.1095068499573645E-2]
[663,165.75,6,0.90625,1.1983679594440895,-0.80336771749412794,0.2657278036601573,6.6431950915039326E-2]
[664,166,6,0.91666666666666663,1.1984875191461914,-0.90936214009811001,0.38539358100328253,9.6348395250820631E-2]
[665,166.25,6,0.92708333333333337,1.1986025464338272,-1.0007993405819529,0.51372996878500432,0.12843249219625108]
[666,166.5,6,0.9375,1.1987130389208132,-1.0762100079857435,0.63882947930839773,0.15970736982709943]
[667,166.75,6,0.94791666666666663,1.1988189943150378,-1.134381717001941,0.7481204469498256,0.1870301117374564]
[668,167,6,0.95833333333333337,1.1989204104185092,-1.1743784391836591,0.83007642106473312,0.20751910526618328]
[669,167.25,6,0.96875,1.1990172851274012,-1.1955556184474727,0.8757965376644975,0.21894913441612437]
[670,167.5,6,0.97916666666666663,1.199109616432096,-1.1975705678382835,0.8802321192947582,0.22005802982368955]
[671,167.75,6,0.98958333333333337,1.1991974024172274,-1.1803880196982544,0.84288485157244364,0.21072121289311091]
[672,168,7,0,1.1992806412617183,-1.1442807392684262,0.76787695382855325,0.19196923845713831]
[673,168.25,7,1.0416666666666666E-2,1.1993593312388211,-1.0898251910985299,0.66338308963305659,0.16584577240826415]
[674,168.5,7,2.0833333333333332E-2,1.1994334707161509,-1.0178923271702605,0.54050459674104911,0.13512614918526228]
[675,168.75,7,3.125E-2,1.1995030581557216,-0.92963364407295113,0.41174598022934827,0.10293649505733707]
[676,169,7,4.1666666666666664E-2,1.1995680921139766,-0.82646273264526271,0.28931016592383657,7.2327541480959143E-2]
[677,169.25,7,5.2083333333333336E-2,1.1996285712418187,-0.71003261598793788,0.18345466780505257,4.5863666951263142E-2]
[678,169.5,7,6.25E-2,1.1996844942846385,-0.58220923949443426,0.10114190973039011,2.5285477432597528E-2]
[679,169.75,7,7.2916666666666671E-2,1.1997358600823409,-0.44504153844668881,4.5174724681330242E-2,1.129368117033256E-2]
[680,170,7,8.3333333333333329E-2,1.1997826675693677,-0.30072856378638729,1.3938560046032399E-2,3.4846400115080998E-3]
[681,170.25,7,9.375E-2,1.1998249157747209,-0.15158419401153195,1.785071541984005E-3,4.4626788549600126E-4]
[682,170.5,7,0.10416666666666667,1.1998626038219828,2.3516254361876931E-15,6.6649718104271076E-45,1.6662429526067769E-45]
[683,170.75,7,0.11458333333333333,1.1998957309293337,0.15159314069866955,1.7853876320484952E-3,4.463469080121238E-4]
[684,171,7,0.125,1.199924296409568,0.30076406341382889,1.3943496777966941E-2,3.4858741944917351E-3]
[685,171.25,7,0.13541666666666666,1.1999482996701092,0.44512034282698471,4.5198726462849753E-2,1.1299681615712438E-2]
[686,171.5,7,0.14583333333333334,1.199967740213022,0.58234669929937677,0.10121356556641302,2.5303391391603255E-2]
[687,171.75,7,0.15625,1.1999826176350217,0.71024216792157635,0.18361714468170404,4.5904286170426009E-2]
[688,172,7,0.16666666666666666,1.1999929316274836,0.82675543301598853,0.28961766141180018,7.2404415352950044E-2]
[689,172.25,7,0.17708333333333334,1.199998681976449,0.93001776029127659,0.41225658029776019,0.10306414507444005]
[690,172.5,7,0.1875,1.1999998685626303,1.018372997450135,0.54127067148197827,0.13531766787049457]
[691,172.75,7,0.19791666666666666,1.1999964913614116,1.0904041611655304,0.66444091899840596,0.16611022974960149]
[692,173,7,0.20833333333333334,1.199988550442852,1.1449561832081185,0.76923753964386687,0.19230938491096672]
[693,173.25,7,0.21875,1.1999760459716815,1.1811544502470874,0.84452778314568633,0.21113194578642158]
[694,173.5,7,0.22916666666666666,1.199958978207299,1.1984188394637392,0.88210392117344438,0.2205259802933611]
[695,173.75,7,0.23958333333333334,1.1999373475037669,1.1964730245241224,0.87781420479181105,0.21945355119795276]
[696,174,7,0.25,1.1999111543098033,1.1753489024892938,0.8321359562575894,0.20803398906439735]
[697,174.25,7,0.26041666666666669,1.1998803991687732,1.1353860706751162,0.75010930913380158,0.1875273272834504]
[698,174.5,7,0.27083333333333331,1.1998450827186762,1.0772263620464557,0.64064108751535598,0.16016027187883899]
[699,174.75,7,0.28125,1.1998052056921349,1.001803527162598,0.51527792706097231,0.12881948176524308]
[700,175,7,0.29166666666666669,1.1997607689163778,0.91032822870345265,0.3866231902676634,9.6655797566915849E-2]
[701,175.25,7,0.30208333333333331,1.1997117733132239,0.80426858994509043,0.26662274402482317,6.6655686006205792E-2]
[702,175.5,7,0.3125,1.1996582198990624,0.68532661000553219,0.16496304130719308,4.124076032679827E-2]
[703,175.75,7,0.32291666666666669,1.1996001097848323,0.55541082509850093,8.7808567009267521E-2,2.195214175231688E-2]
[704,176,7,0.33333333333333331,1.1995374441759987,0.41660565534636884,3.7056922829275168E-2,9.2642307073187921E-3]
[705,176.25,7,0.34375,1.1994702243725286,0.27113792994204938,1.0215619249254796E-2,{"$f":"G725*$B$13","v":2.553904812313699E-3}]
[{"$f":"IF(IF(A725<>\"\",A725+1<=$B$16,0),A725+1,\"\")","v":706},{"$f":"IF(A726<>\"\",A726*$B$13,\"\")","v":176.5},{"$f":"IF(A726<>\"\",ROUNDDOWN(A726*$B$13/24,0),\"\")","v":7},{"$f":"IF(A726<>\"\",MOD(B726,24)/24,\"\")","v":0.35416666666666669},{"$f":"IF(A726<>\"\",($B$4+$B$5)/2+($B$5-$B$4)/2*COS(2*PI()/$B$15*B726),\"\")","v":1.1993984517688629},{"$f":"IF(A726<>\"\",E726*COS(2*PI()/$B$7*B726),\"\")","v":0.12134112875976874},{"$f":"ABS(0.5*1.025*1*(F726^3))","v":9.1562567355003865E-4},2.2890641838750966E-4]
[707,176.75,7,0.36458333333333331,1.1993221278538888,-3.038208483441247E-2,1.4372972211281108E-5,3.5932430528202769E-6]
[708,177,7,0.375,1.1992412542109077,-0.18159843781695803,3.0692353701150961E-3,7.6730884252877404E-4]
[709,177.25,7,0.38541666666666669,1.1991558325176026,-0.3298831081124623,1.8398147784733001E-2,4.5995369461832502E-3]
[710,177.5,7,0.39583333333333331,1.1990658645460044,-0.47285864435023406,5.4186096754109202E-2,1.35465241885273E-2]
[711,177.75,7,0.40625,1.1989713521624532,-0.60823311949856196,0.11531984863313036,2.8829962158282589E-2]
[712,178,7,0.41666666666666669,1.1988722973275616,-0.73383690550486813,0.20253147105443497,5.0632867763608744E-2]
[713,178.25,7,0.42708333333333331,1.1987687020961726,-0.84765747832640226,0.3121440517078361,7.8036012926959025E-2]
[714,178.5,7,0.4375,1.1986605686173173,-0.9478716944865182,0.43645807530083552,0.10911451882520888]
[715,178.75,7,0.44791666666666669,1.1985478991341709,-1.0328750210238367,0.56472523334491964,0.14118130833622991]
[716,179,7,0.45833333333333331,1.1984306959840056,-1.1013072497599727,0.68457236609751204,0.17114309152437801]
[717,179.25,7,0.46875,1.1983089615981422,-1.1520742834040147,0.78367378089523432,0.19591844522380858]
[718,179.5,7,0.47916666666666669,1.1981826985018997,-1.1843656442271087,0.85143455680592517,0.21285863920148129]
[719,179.75,7,0.48958333333333331,1.198051909314543,-1.1976674248606853,0.88044571061026389,0.22011142765256597]
[720,180,7,0.5,1.1979165967492282,-1.1917704740878252,0.86750449679439146,0.21687612419859786]
[721,180.25,7,0.51041666666666663,1.1977767636129473,-1.1667736871290242,0.81405500167705869,0.20351375041926467]
[722,180.5,7,0.52083333333333337,1.1976324128064688,-1.1230823486377186,0.72598671638873402,0.18149667909718351]
[723,180.75,7,0.53125,1.197483547324278,-1.0614015561501728,0.61282014013001018,0.15320503503250255]
[724,181,7,0.54166666666666663,1.1973301702545147,-0.98272483079938655,0.48639562357032634,0.12159890589258159]
[725,181.25,7,0.55208333333333337,1.1971722847789101,-0.8883180994312585,0.35925217199175158,8.9813042997937895E-2]
[726,181.5,7,0.5625,1.1970098941727194,-0.77969930661034093,0.24292673531098352,6.073168382774588E-2]
[727,181.75,7,0.57291666666666663,1.1968430018046543,-0.65861398517594982,0.14641538536962909,3.6603846342407272E-2]
[728,182,7,0.58333333333333337,1.1966716111368141,-0.52700717887970616,7.5014196770746555E-2,1.8753549192686639E-2]
[729,182.25,7,0.59375,1.1964957257246123,-0.38699216916102674,2.9703005867969274E-2,7.4257514669923185E-3]
[730,182.5,7,0.60416666666666663,1.1963153492167038,-0.24081650935666796,7.1573563553076697E-3,1.7893390888269174E-3]
[731,182.75,7,0.61458333333333337,1.1961304853549097,-9.0825912772756479E-2,3.8399288992950947E-4,9.5998222482377368E-5]
[732,183,7,0.625,1.195941137974138,6.0573424618422474E-2,1.1390433515229753E-4,2.8476083788074382E-5]
[733,183.25,7,0.63541666666666663,1.1957473110023058,0.21095346111043189,4.8112047048080378E-3,1.2028011762020095E-3]
[734,183.5,7,0.64583333333333337,1.1955490084602567,0.35790328484036033,2.3495837117969303E-2,5.8739592794923258E-3]
[735,183.75,7,0.65625,1.1953462344616781,0.49906780178184651,6.3704853933501115E-2,1.5926213483375279E-2]
[736,184,7,0.66666666666666663,1.195138993213015,0.63218551474808571,0.12948739432324075,3.2371848580810186E-2]
[737,184.25,7,0.67708333333333337,1.1949272890133837,0.75512478681424289,0.22067343135520204,5.5168357838800509E-2]
[738,184.5,7,0.6875,1.1947111262544825,0.86591800713163158,0.33275468817147835,8.3188672042869588E-2]
[739,184.75,7,0.69791666666666663,1.1944905094204994,0.96279311102049503,0.45739645272766405,0.11434911318191601]
[740,185,7,0.70833333333333337,1.1942654430880204,1.0442019489424261,0.58350874357976834,0.14587718589494209]
[741,185.25,7,0.71875,1.1940359319259346,1.1088450497800826,0.69872527891445046,0.17468131972861262]
[742,185.5,7,0.72916666666666663,1.1938019806953362,1.1556923819683087,0.79108039425930166,0.19777009856482541]
[743,185.75,7,0.73958333333333337,1.1935635942494263,1.1839997804900282,0.85064574767847967,0.21266143691961992]
[744,186,7,0.75,1.1933207775334131,1.1933207775334131,0.87089435791106706,0.21772358947776677]
[745,186.25,7,0.76041666666666663,1.1930735355844082,1.1835136485783266,0.84959839204671173,0.21239959801167793]
[746,186.5,7,0.77083333333333337,1.1928218735313221,1.1547435626487879,0.78913357093141134,0.19728339273285284]
[747,186.75,7,0.78125,1.1925657965947583,1.1074798041950054,0.69614757635828117,0.17403689408957029]
[748,187,7,0.79166666666666663,1.1923053100869052,1.0424881132857038,0.5806403397053731,0.14516008492634327]
[749,187.25,7,0.80208333333333337,1.1920404194114251,0.96081826922517011,0.45458764331932627,0.11364691082983157]
[750,187.5,7,0.8125,1.1917711300633429,0.86378711909780692,0.33030415758008791,8.2576039395021977E-2]
[751,187.75,7,0.82291666666666663,1.1914974476289317,0.75295732585819852,0.21877866051374986,5.4694665128437465E-2]
[752,188,7,0.83333333333333337,1.1912193777855968,0.63011217925265217,0.12821755525609754,3.2054388814024386E-2]
[753,188.25,7,0.84375,1.1909369263017582,0.49722687597531662,6.3002481377683953E-2,1.5750620344420988E-2]
[754,188.5,7,0.85416666666666663,1.190650099036731,0.35643673201616227,2.3208187757194087E-2,5.8020469392985217E-3]
[755,188.75,7,0.86458333333333337,1.1903589019406036,0.21000283924325688,4.7464550139427837E-3,1.1866137534856959E-3]
[756,189,7,0.875,1.1900633410541142,6.0275719089812316E-2,1.1223312884311038E-4,2.8058282210777596E-5]
[757,189.25,7,0.88541666666666663,1.1897634225085256,-9.0342441862370809E-2,3.778934326660566E-4,9.4473358166514149E-5]
[758,189.5,7,0.89583333333333337,1.1894591525254987,-0.23943636710929964,7.0350018041044444E-3,1.7587504510261111E-3]
[759,189.75,7,0.90625,1.189150537416962,-0.38461645623957602,2.9159324296178929E-2,7.2898310740447322E-3]
[760,190,7,0.91666666666666663,1.1888375835849816,-0.52355711896274504,7.3550575854165759E-2,1.838764396354144E-2]
[761,190.25,7,0.92708333333333337,1.1885202975216291,-0.65403406163793287,0.14338211085445302,3.5845527713613254E-2]
[762,190.5,7,0.9375,1.1881986858088449,-0.77395992794258739,0.23760156466627844,5.9400391166569609E-2]
[763,190.75,7,0.94791666666666663,1.1878727551183035,-0.88141772208479019,0.35094511752670482,8.7736279381676205E-2]
[764,191,7,0.95833333333333337,1.1875425122112744,-0.97469147890246122,0.47456464226353007,0.11864116056588252]
[765,191.25,7,0.96875,1.1872079639384814,-1.0522936897244497,0.597179331047897,0.14929483276197425]
[766,191.5,7,0.97916666666666663,1.1868691172399619,-1.1129890452713003,0.70658845796119629,0.17664711449029907]
[767,191.75,7,0.98958333333333337,1.186525979144921,-1.155814116301106,0.79133040487562056,0.19783260121890514]
[768,192,8,0,1.1861785567715875,-1.1800926581973252,0.84225227963543314,0.21056306990885829]
[769,192.25,8,1.0416666666666666E-2,1.1858268573270645,-1.1854462961943919,0.85376730992271688,{"$f":"G789*$B$13","v":0.21344182748067922}]
[{"$f":"IF(IF(A789<>\"\",A789+1<=$B$16,0),A789+1,\"\")","v":770},{"$f":"IF(A790<>\"\",A790*$B$13,\"\")","v":192.5},{"$f":"IF(A790<>\"\",ROUNDDOWN(A790*$B$13/24,0),\"\")","v":8},{"$f":"IF(A790<>\"\",MOD(B790,24)/24,\"\")","v":2.0833333333333332E-2},{"$f":"IF(A790<>\"\",($B$4+$B$5)/2+($B$5-$B$4)/2*COS(2*PI()/$B$15*B790),\"\")","v":1.1854708881071816},{"$f":"IF(A790<>\"\",E790*COS(2*PI()/$B$7*B790),\"\")","v":-1.1718004223070637},{"$f":"ABS(0.5*1.025*1*(F790^3))","v":0.824621816153979},0.20615545403849475]
[771,192.75,8,3.125E-2,1.1851106564963425,-1.1393852120713368,0.75806353307981866,0.18951588326995467]
[772,193,8,4.1666666666666664E-2,1.1847461699673723,-1.0887317476786638,0.66138833576772371,0.16534708394193093]
[773,193.25,8,5.2083333333333336E-2,1.1843774360813615,-1.0206633127273506,0.5449308351424863,0.13623270878562158]
[774,193.5,8,6.25E-2,1.1840044624875108,-0.93628200136107842,0.42064322081215577,0.10516080520303894]
[775,193.75,8,7.2916666666666671E-2,1.1836272569229709,-0.8369508597674612,0.30046490260497871,7.5116225651244678E-2]
[776,194,8,8.3333333333333329E-2,1.1832458272126831,-0.72427184966144231,0.19471467631683234,4.8678669079208085E-2]
[777,194.25,8,9.375E-2,1.1828601812692161,-0.60005999032954349,0.11073320796744253,2.7683301991860632E-2]
[778,194.5,8,0.10416666666666667,1.1824703270926022,-0.4663140969867251,5.1967222270666684E-2,1.2991805567666671E-2]
[779,194.75,8,0.11458333333333333,1.1820762727701719,-0.32518458761837832,1.7623157832176536E-2,4.4057894580441341E-3]
[780,195,8,0.125,1.1816780264763853,-0.17893887727530458,2.936351174494649E-3,7.3408779362366225E-4]
[781,195.25,8,0.13541666666666666,1.1812755964726627,-2.9924917210579705E-2,1.3733863999452385E-5,3.4334659998630963E-6]
[782,195.5,8,0.14583333333333334,1.1808689911072134,0.11946653431730576,8.7384149802869227E-4,2.1846037450717307E-4]
[783,195.75,8,0.15625,1.1804582188148631,0.26684030276781973,9.7375150962207488E-3,2.4343787740551872E-3]
[784,196,8,0.16666666666666666,1.1800432881168776,0.40983523254726711,3.5279444845288853E-2,8.8198612113222132E-3]
[785,196.25,8,0.17708333333333334,1.1796242076207868,0.54616204943359781,8.3494607647565444E-2,2.0873651911891361E-2]
[786,196.5,8,0.1875,1.1792009860202066,0.67364004252178822,0.1566670094789282,3.916675236973205E-2]
[787,196.75,8,0.19791666666666666,1.1787736320946578,0.79023197741155349,0.25290514766481531,6.3226286916203828E-2]
[788,197,8,0.20833333333333334,1.1783421547093837,0.89407668119707784,0.36628419018128389,9.1571047545320972E-2]
[789,197.25,8,0.21875,1.1779065628151677,0.9835187776298111,0.48757545842998185,0.12189386460749546]
[790,197.5,8,0.22916666666666666,1.1774668654481459,1.057135096993477,0.6054598441825495,0.15136496104563738]
[791,197.75,8,0.23958333333333334,1.1770230717296204,1.113757339007152,0.70805273736655605,0.17701318434163901]
[792,198,8,0.25,1.1765751908658704,1.1524906275879896,0.78452371553628863,0.19613092888407216]
[793,198.25,8,0.26041666666666669,1.1761232321479607,1.1727276625805167,0.82658092389698867,0.20664523097424717]
[794,198.5,8,0.27083333333333331,1.1756672049515491,1.1741582445247649,0.82960959337182727,0.20740239834295682]
[795,198.75,8,0.28125,1.1752071187366924,1.1567740230463381,0.7933036488685864,0.1983259122171466]
[796,199,8,0.29166666666666669,1.1747429830476488,1.1208683963062593,0.72170172276883715,0.18042543069220929]
[797,199.25,8,0.30208333333333331,1.1742748075126819,1.0670315669098394,0.62262373573839691,0.15565593393459923]
[798,199.5,8,0.3125,1.173802601843859,0.99614083748718707,0.50658940637612171,0.12664735159403043]
[799,199.75,8,0.32291666666666669,1.1733263758368508,0.90934630557192453,0.38537344902872694,9.6343362257181736E-2]
[800,200,8,0.33333333333333331,1.1728461393707283,0.8080521911920584,0.27040337417525778,6.7600843543814446E-2]
[801,200.25,8,0.34375,1.1723619024077572,0.69389410056271117,0.17122747610687805,4.2806869026719513E-2]
[802,200.5,8,0.35416666666666669,1.1718736749931911,0.56871259431269483,9.4269761331367039E-2,2.356744033284176E-2]
[803,200.75,8,0.36458333333333331,1.171381467255064,0.43452348774450267,4.2046866896739865E-2,1.0511716724184966E-2]
[804,201,8,0.375,1.1708852894039796,0.29348536277359155,1.2955471055306323E-2,3.2388677638265809E-3]
[805,201.25,8,0.38541666666666669,1.1703851517328998,0.14786481558764603,1.6568698976417804E-3,4.142174744104451E-4]
[806,201.5,8,0.39583333333333331,1.1698810646169306,-5.7324777211732326E-15,9.6543045866213233E-44,2.4135761466553308E-44]
[807,201.75,8,0.40625,1.1693730385131074,-0.14773694662556669,1.6525751827541192E-3,4.1314379568852981E-4]
[808,202,8,0.41666666666666669,1.1688610839601783,-0.29297799055330187,1.2888395591396281E-2,3.2220988978490703E-3]
[809,202.25,8,0.42708333333333331,1.1683452115783846,-0.43339718991311049,4.172075345841092E-2,1.043018836460273E-2]
[810,202.5,8,0.4375,1.1678254320692414,-0.56674797407690947,9.3296166424534852E-2,2.3324041606133713E-2]
[811,202.75,8,0.44791666666666669,1.1673017562153147,-0.69089911617802702,0.16901987690836867,4.2254969227092168E-2]
[812,203,8,0.45833333333333331,1.1667741948799988,-0.8038688223034901,0.26622536120113238,6.6556340300283096E-2]
[813,203.25,8,0.46875,1.1662427590072901,-0.90385639165990006,0.37843576194924167,9.4608940487310417E-2]
[814,203.5,8,0.47916666666666669,1.1657074596215602,-0.98927094152663586,0.4961804254033223,0.12404510635083058]
[815,203.75,8,0.48958333333333331,1.1651683078273278,-1.058756738423223,0.60825044023059982,0.15206261005764996]
[816,204,8,0.5,1.1646253148090275,-1.1112147318565573,0.70321453851692806,0.17580363462923201]
[817,204.25,8,0.51041666666666663,1.1640784918307781,-1.1458199483886113,0.77097981239981972,0.19274495309995493]
[818,204.5,8,0.52083333333333337,1.1635278502361495,-1.162034470584091,0.80417562116061081,0.2010439052901527]
[819,204.75,8,0.53125,1.1629734014479263,-1.1596157965798612,0.7991646001496262,0.19979115003740655]
[820,205,8,0.54166666666666663,1.1624151569678718,-1.1386204504157473,0.75653810810442956,0.18913452702610739]
[821,205.25,8,0.55208333333333337,1.1618531283764888,-1.0994027896803922,0.68102706794400192,0.17025676698600048]
[822,205.5,8,0.5625,1.16128732733278,-1.0426090342253387,0.58084241314557583,0.14521060328639396]
[823,205.75,8,0.57291666666666663,1.1607177655740053,-0.9691666164438183,0.46654034722621551,0.11663508680655388]
[824,206,8,0.58333333333333337,1.1601444549154389,-0.88026902866408974,0.34957481422388997,8.7393703555972493E-2]
[825,206.25,8,0.59375,1.1595674072501245,-0.77735641536615341,0.2407434228176521,6.0185855704413024E-2]
[826,206.5,8,0.60416666666666663,1.1589866345486273,-0.66209222603731077,0.14874738367543094,3.7186845918857736E-2]
[827,206.75,8,0.61458333333333337,1.1584021488587868,-0.53633630744577987,7.9068857345239607E-2,1.9767214336309902E-2]
[828,207,8,0.625,1.1578139623054671,-0.4021148709257546,3.3323013793149336E-2,8.3307534482873341E-3]
[829,207.25,8,0.63541666666666663,1.1572220870903043,-0.2615878200236425,9.1737399644587995E-3,2.2934349911146999E-3]
[830,207.5,8,0.64583333333333337,1.1566265354914542,-0.11701396576180974,8.2112063270647743E-4,2.0528015817661936E-4]
[831,207.75,8,0.65625,1.1560273198633373,2.9285309832346708E-2,1.2871920213322664E-5,3.2179800533306659E-6]
[832,208,8,0.66666666666666663,1.1554244526363826,0.17496335693717205,2.7449546757826585E-3,6.8623866894566463E-4]
[833,208.25,8,0.67708333333333337,1.1548179463167696,0.31768592797084988,1.6431900774231529E-2,{"$f":"G853*$B$13","v":4.1079751935578822E-3}]
[{"$f":"IF(IF(A853<>\"\",A853+1<=$B$16,0),A853+1,\"\")","v":834},{"$f":"IF(A854<>\"\",A854*$B$13,\"\")","v":208.5},{"$f":"IF(A854<>\"\",ROUNDDOWN(A854*$B$13/24,0),\"\")","v":8},{"$f":"IF(A854<>\"\",MOD(B854,24)/24,\"\")","v":0.6875},{"$f":"IF(A854<>\"\",($B$4+$B$5)/2+($B$5-$B$4)/2*COS(2*PI()/$B$15*B854),\"\")","v":1.1542078134861686},{"$f":"IF(A854<>\"\",E854*COS(2*PI()/$B$7*B854),\"\")","v":0.45516860926581865},{"$f":"ABS(0.5*1.025*1*(F854^3))","v":4.8329330565259315E-2},1.2082332641314829E-2]
[835,208.75,8,0.69791666666666663,1.1535940668014812,0.58521341366514246,0.10271566585097874,2.5678916462744686E-2]
[836,209,8,0.70833333333333337,1.1529767189945752,0.70574394743476465,0.18015045216557912,4.5037613041394781E-2]
[837,209.25,8,0.71875,1.152355782872023,0.81483858840834478,0.27727367140001824,6.931841785000456E-2]
[838,209.5,8,0.72916666666666663,1.151731271314834,0.91076114482818082,0.38717504074663178,9.6793760186657946E-2]
[839,209.75,8,0.73958333333333337,1.1511031972781887,0.99198850538072736,0.50028074646095,0.1250701866152375]
[840,210,8,0.75,1.1504715737911693,1.0572348397824178,0.60563123935732344,0.15140780983933086]
[841,210.25,8,0.76041666666666663,1.1498364139564896,1.1054719651550169,0.69236813123369867,0.17309203280842467]
[842,210.5,8,0.77083333333333337,1.1491977309502233,1.1359455554340365,0.75121875086676393,0.18780468771669098]
[843,210.75,8,0.78125,1.14855553802153,1.1481869381759575,0.77576766868571634,0.19394191717142908]
[844,211,8,0.79166666666666663,1.1479098484923815,1.1420202942845086,0.76333527895136988,0.19083381973784247]
[845,211.25,8,0.80208333333333337,1.147260675757285,1.117565150215269,0.71533985277900602,0.17883496319475151]
[846,211.5,8,0.8125,1.146608033283004,1.0752341279481064,0.63709323136364737,0.15927330784091184]
[847,211.75,8,0.82291666666666663,1.1459519346082812,1.0157259942187418,0.53706094364882739,0.13426523591220685]
[848,212,8,0.83333333333333337,1.1452923933435555,0.94001412594916933,0.42569349088474484,0.10642337272118621]
[849,212.25,8,0.84375,1.1446294231706813,0.84933058229948322,0.31399602951440247,7.8499007378600619E-2]
[850,212.5,8,0.85416666666666663,1.1439630378426437,0.74514604410202068,0.21204013411637077,5.3010033529092691E-2]
[851,212.75,8,0.86458333333333337,1.1432932511832736,0.62914594750622244,0.12762862204532247,3.1907155511330616E-2]
[852,213,8,0.875,1.1426200770869608,0.50320319940142944,6.5301634362870287E-2,1.6325408590717572E-2]
[853,213.25,8,0.88541666666666663,1.1419435295183653,0.36934791662550515,2.5822651296810904E-2,6.4556628242027261E-3]
[854,213.5,8,0.89583333333333337,1.1412636225121289,0.22973467824270852,6.2140327706070664E-3,1.5535081926517666E-3]
[855,213.75,8,0.90625,1.140580370172583,8.6607819531387811E-2,3.329393935229611E-4,8.3234848380740276E-5]
[856,214,8,0.91666666666666663,1.1398937866734555,-5.7734672859434524E-2,9.8628856442607512E-5,2.4657214110651878E-5]
[857,214.25,8,0.92708333333333337,1.1392038862575791,-0.20097808333355441,4.1604467735046171E-3,1.0401116933761543E-3]
[858,214.5,8,0.9375,1.1385106832365925,-0.34082811367223759,2.0290843562028409E-2,5.0727108905071023E-3]
[859,214.75,8,0.94791666666666663,1.1378141919906468,-0.47504765670566751,5.4942119632945624E-2,1.3735529908236406E-2]
[860,215,8,0.95833333333333337,1.1371144269681048,-0.60149260748969835,0.11152821516642954,2.7882053791607384E-2]
[861,215.25,8,0.96875,1.1364114026852423,-0.71814613832653473,0.18981579936749698,4.7453949841874246E-2]
[862,215.5,8,0.97916666666666663,1.1357051337259474,-0.82315088934365621,0.28584606955570369,7.1461517388925921E-2]
[863,215.75,8,0.98958333333333337,1.1349956347414163,-0.91483856049850198,0.39239842477623199,9.8099606194057998E-2]
[864,216,9,0,1.1342829204498515,-0.99175643324592078,0.49992971196550906,0.12498242799137727]
[865,216.25,9,1.0416666666666666E-2,1.1335670056361549,-1.0526904000001658,0.59785498795893233,0.14946374698973308]
[866,216.5,9,2.0833333333333332E-2,1.1328479051516218,-1.0966841361327977,0.67598732628802294,0.16899683157200573]
[867,216.75,9,3.125E-2,1.1321256339136325,-1.1230541116527668,0.72593195862158366,0.18148298965539592]
[868,217,9,4.1666666666666664E-2,1.1314002069053433,-1.1314002069053433,0.74223705362207293,0.18555926340551823]
[869,217.25,9,5.2083333333333336E-2,1.1306716391753753,-1.1216117675169166,0.72313859485186271,0.18078464871296568]
[870,217.5,9,6.25E-2,1.1299399458375017,-1.0938690072582005,0.67079500878610165,0.16769875219652541]
[871,217.75,9,7.2916666666666671E-2,1.1292051420703357,-1.0486397423160374,0.59098003399124466,0.14774500849781116]
[872,218,9,8.3333333333333329E-2,1.1284672431170146,-0.98667151544936693,0.49227937608282912,0.12306984402070728]
[873,218.25,9,9.375E-2,1.1277262642848833,-0.90897924245301043,0.38490696243090516,9.6226740607726291E-2]
[874,218.5,9,0.10416666666666667,1.1269822209451781,-0.8168285850765159,0.27931010779621523,6.9827526949053809E-2]
[875,218.75,9,0.11458333333333333,1.1262351285327059,-0.71171532289479367,0.18476206945254497,4.6190517363136244E-2]
[876,219,9,0.125,1.1254850025455261,-0.59534106050932456,0.10814124868912588,2.7035312172281469E-2]
[877,219.25,9,0.13541666666666666,1.1247318585446275,-0.46958566485186964,5.3068689319075366E-2,1.3267172329768841E-2]
[878,219.5,9,0.14583333333333334,1.1239757121536063,-0.33647687933650888,1.9523584308322468E-2,4.8808960770806171E-3]
[879,219.75,9,0.15625,1.1232165790583417,-0.19815760633435903,3.9877333669000748E-3,9.969333417250187E-4]
[880,220,9,0.16666666666666666,1.1224544750066705,-5.6851386218378146E-2,9.4170970388213131E-5,2.3542742597053283E-5]
[881,220.25,9,0.17708333333333334,1.1216894158080613,8.5173370535801027E-2,3.166688690509262E-4,7.9167217262731551E-5]
[882,220.5,9,0.1875,1.120921417333284,0.22563982244488123,5.8876382439573853E-3,1.4719095609893463E-3]
[883,220.75,9,0.19791666666666666,1.1201504955140844,0.36229922157329936,2.4372275153337206E-2,6.0930687883343016E-3]
[884,221,9,0.20833333333333334,1.1193766663428502,0.49296693724748403,6.1397013642582682E-2,1.534925341064567E-2]
[885,221.25,9,0.21875,1.1185999458722808,0.61555740147846238,0.1195362266894479,2.9884056672361974E-2]
[886,221.5,9,0.22916666666666666,1.117820350215055,0.72811741675700536,0.19783272292368967,4.9458180730922417E-2]
[887,221.75,9,0.23958333333333334,1.1170378955434952,0.82885729395677665,0.29183216739808315,7.2958041849520788E-2]
[888,222,9,0.25,1.1162525980892324,0.91617932366428456,0.3941262207332904,9.85315551833226E-2]
[889,222.25,9,0.26041666666666669,1.1154644741428705,0.98870312776403313,0.49532653477443211,0.12383163369360803]
[890,222.5,9,0.27083333333333331,1.1146735400536472,1.0452874888332455,0.58533046229405439,0.1463326155735136]
[891,222.75,9,0.28125,1.1138798122290947,1.085048312018432,0.65469812440938668,0.16367453110234667]
[892,223,9,0.29166666666666669,1.1130833071347008,1.1073724366479127,0.69594512640456174,0.17398628160114044]
[893,223.25,9,0.30208333333333331,1.1122840412935657,1.1119270818673284,0.7045678037282197,0.17614195093205492]
[894,223.5,9,0.3125,1.11148203128606,1.0986647809861367,0.67965650588420734,0.16991412647105184]
[895,223.75,9,0.32291666666666669,1.1106772937494809,1.0678237318554398,0.62401147431440418,0.15600286857860104]
[896,224,9,0.33333333333333331,1.1098698453777067,1.0199235642915776,0.54374684145641428,0.13593671036410357]
[897,224.25,9,0.34375,1.1090597029208504,0.95575659913014632,0.44744100906564072,{"$f":"G917*$B$13","v":0.11186025226641018}]
[{"$f":"IF(IF(A917<>\"\",A917+1<=$B$16,0),A917+1,\"\")","v":898},{"$f":"IF(A918<>\"\",A918*$B$13,\"\")","v":224.5},{"$f":"IF(A918<>\"\",ROUNDDOWN(A918*$B$13/24,0),\"\")","v":9},{"$f":"IF(A918<>\"\",MOD(B918,24)/24,\"\")","v":0.35416666666666669},{"$f":"IF(A918<>\"\",($B$4+$B$5)/2+($B$5-$B$4)/2*COS(2*PI()/$B$15*B918),\"\")","v":1.108246883184913},{"$f":"IF(A918<>\"\",E918*COS(2*PI()/$B$7*B918),\"\")","v":0.87637474575945862},{"$f":"ABS(0.5*1.025*1*(F918^3))","v":0.34495578463270893},8.6238946158177232E-2]
[899,224.75,9,0.36458333333333331,1.1074314030314338,0.78307225478245379,0.24609306748920451,6.1523266872301127E-2]
[900,225,9,0.375,1.1066132793771413,0.67736460867343462,0.15928004680774493,3.9820011701936234E-2]
[901,225.25,9,0.38541666666666669,1.1057925291936022,0.56096389487251708,9.0468751960054369E-2,2.2617187990013592E-2]
[902,225.5,9,0.39583333333333331,1.1049691695068689,0.43575106171472838,4.2404234893988306E-2,1.0601058723497076E-2]
[903,225.75,9,0.40625,1.1041432173971271,0.30374550703017095,1.436228225920916E-2,3.59057056480229E-3]
[904,226,9,0.41666666666666669,1.103314689998341,0.16707249139458838,2.3900595199571589E-3,5.9751487998928971E-4]
[905,226.25,9,0.42708333333333331,1.1024836044978974,2.7928902187712934E-2,1.1164916126278802E-5,2.7912290315697004E-6]
[906,226.5,9,0.4375,1.1016499781362501,-0.11145207970553621,7.0950980303624361E-4,1.773774507590609E-4]
[907,226.75,9,0.44791666666666669,1.1008138282065614,-0.24883684193799843,7.8965595085042431E-3,1.9741398771260608E-3]
[908,227,9,0.45833333333333331,1.099975172054344,-0.38202715525336334,2.8574364035515665E-2,7.1435910088789162E-3]
[909,227.25,9,0.46875,1.0991340270771015,-0.50889536595844453,6.754284631576718E-2,1.6885711578941795E-2]
[910,227.5,9,0.47916666666666669,1.0982904107239657,-0.62741840259001402,0.12658015635567518,3.1645039088918796E-2]
[911,227.75,9,0.48958333333333331,1.0974443404953369,-0.73571005295367042,0.20408634171918252,5.1021585429795631E-2]
[912,228,9,0.5,1.0965958339425192,-0.83205099631496049,0.29521859201921946,7.3804648004804865E-2]
[913,228.25,9,0.51041666666666663,1.0957449086673576,-0.91491611235357106,0.39249822535365353,9.8124556338413382E-2]
[914,228.5,9,0.52083333333333337,1.0948915823218714,-0.98299863294636991,0.48680228860066349,0.12170057215016587]
[915,228.75,9,0.53125,1.0940358726078903,-1.0352307541971719,0.5685980497869394,0.14214951244673485]
[916,229,9,0.54166666666666663,1.0931777972766841,-1.0708003835449633,0.62924449380055292,0.15731112345013823]
[917,229.25,9,0.55208333333333337,1.0923173741285974,-1.0891637593268499,0.662175970163566,0.1655439925408915]
[918,229.5,9,0.5625,1.091454621012679,-1.0900537468334872,0.66380054688349854,0.16595013672087464]
[919,229.75,9,0.57291666666666663,1.0905895558263108,-1.0734836845965161,0.63398679788597256,0.15849669947149314]
[920,230,9,0.58333333333333337,1.0897221965148383,-1.0397467262652953,0.57607171847379668,0.14401792961844917]
[921,230.25,9,0.59375,1.0888525610711972,-0.98941069581026664,0.49639074130441463,0.12409768532610366]
[922,230.5,9,0.60416666666666663,1.0879806675355406,-0.9233085457693393,0.40339864530168035,0.10084966132542009]
[923,230.75,9,0.61458333333333337,1.0871065339948645,-0.84252457867595443,0.3065078540407335,7.6626963510183374E-2]
[924,231,9,0.625,1.0862301785826323,-0.74837665954510146,0.2148100382155185,5.3702509553879625E-2]
[925,231.25,9,0.63541666666666663,1.0853516194783996,-0.64239471126237768,0.13586254329041872,3.396563582260468E-2]
[926,231.5,9,0.64583333333333337,1.0844708749074363,-0.52629584390037787,7.4710852340287778E-2,1.8677713085071945E-2]
[927,231.75,9,0.65625,1.0835879631403484,-0.40195652243418811,3.3283662564915613E-2,8.3209156412289032E-3]
[928,232,9,0.66666666666666663,1.0827029024927,-0.27138222419365798,1.0243256838838189E-2,2.5608142097095473E-3]
[929,232.25,9,0.67708333333333337,1.0818157113246316,-0.13667507693343914,1.3084642183799353E-3,3.2711605459498382E-4]
[930,232.5,9,0.6875,1.0809264080404815,8.4746696796246846E-15,3.1193363660153793E-43,7.7983409150384483E-44]
[931,232.75,9,0.69791666666666663,1.0800350110884016,0.1364501057676179,1.3020135371684582E-3,3.2550338429211456E-4]
[932,233,9,0.70833333333333337,1.079141538959977,0.27048955940588865,1.014250870654187E-2,2.5356271766354675E-3]
[933,233.25,9,0.71875,1.0782460101898406,0.39997492711934796,3.2793832457970865E-2,8.1984581144927161E-3]
[934,233.5,9,0.72916666666666663,1.0773484433552891,0.52283931389012883,7.3248473419498319E-2,1.831211835487458E-2]
[935,233.75,9,0.73958333333333337,1.076448857075899,0.63712537054335283,0.13254659245780925,3.3136648114452313E-2]
[936,234,9,0.75,1.0755472700131379,0.74101648894122207,0.20853429373492297,5.2133573433730741E-2]
[937,234.25,9,0.76041666666666663,1.074643700869979,0.83286568794234273,0.29608661941412517,7.4021654853531293E-2]
[938,234.5,9,0.77083333333333337,1.0737381683905134,0.91122173065754686,0.38776273885933865,9.6940684714834663E-2]
[939,234.75,9,0.78125,1.0728306913595596,0.97485205874009251,0.47479923363018955,0.11869980840754739]
[940,235,9,0.79166666666666663,1.0719212886022755,1.0227621812263574,0.54829950251403248,0.13707487562850812]
[941,235.25,9,0.80208333333333337,1.0710099789837677,1.0542112129508057,0.60044988136185273,0.15011247034046318]
[942,235.5,9,0.8125,1.0700967814086983,1.0687233198634809,0.62558989854454861,0.15639747463613715]
[943,235.75,9,0.82291666666666663,1.0691817148208955,1.0660948946700151,0.62098550143065112,0.15524637535766278]
[944,236,9,0.83333333333333337,1.0682647982029585,1.0463973550258499,0.58719692061205764,0.14679923015301441]
[945,236.25,9,0.84375,1.0673460505758643,1.0099755269387272,0.52799087978898274,0.13199771994724568]
[946,236.5,9,0.85416666666666663,1.066425490998574,0.95744164693247746,0.44981176812724122,0.1124529420318103]
[947,236.75,9,0.86458333333333337,1.0655031385676359,0.88966508676223299,0.36088889062455815,9.0222222656139536E-2]
[948,237,9,0.875,1.0645790124167909,0.80775797291950768,0.27010811360746179,6.7527028401865447E-2]
[949,237.25,9,0.88541666666666663,1.0636531317165745,0.71305693872942455,0.18580889506471074,4.6452223766177685E-2]
[950,237.5,9,0.89583333333333337,1.0627255156739188,0.60710130847472621,0.11467727813852506,2.8669319534631265E-2]
[951,237.75,9,0.90625,1.061796183531756,0.49160806969882609,6.089068773419555E-2,1.5222671933548888E-2]
[952,238,9,0.91666666666666663,1.060865154568617,0.36844404074170178,2.5633533681499246E-2,6.4083834203748115E-3]
[953,238.25,9,0.92708333333333337,1.0599324480982326,0.23959568484169388,7.0490541364131186E-3,1.7622635341032796E-3]
[954,238.5,9,0.9375,1.0589980834691326,0.10713705909247766,6.3025025815167067E-4,1.5756256453791767E-4]
[955,238.75,9,0.94791666666666663,1.0580620800642451,-2.680358439989575E-2,9.8689851607207296E-6,2.4672462901801824E-6]
[956,239,9,0.95833333333333337,1.0571244573004928,-0.16007800711475087,2.1022718572169165E-3,5.2556796430422914E-4]
[957,239.25,9,0.96875,1.0561852346283915,-0.29055245239494715,1.2570932835452877E-2,3.1427332088632192E-3]
[958,239.5,9,0.97916666666666663,1.0552444315316472,-0.41614182015023959,3.6933286663634685E-2,9.2333216659086711E-3]
[959,239.75,9,0.98958333333333337,1.0543020675267496,-0.53484300043450739,7.8410246514774115E-2,1.9602561628693529E-2]
[960,240,10,0,1.0533581621625698,-0.64476683282511971,0.13737317528359286,3.4343293820898214E-2]
[961,240.25,10,1.0416666666666666E-2,1.0524127350199526,-0.74416818153969599,0.21120644200794825,{"$f":"G981*$B$13","v":5.2801610501987062E-2}]
[{"$f":"IF(IF(A981<>\"\",A981+1<=$B$16,0),A981+1,\"\")","v":962},{"$f":"IF(A982<>\"\",A982*$B$13,\"\")","v":240.5},{"$f":"IF(A982<>\"\",ROUNDDOWN(A982*$B$13/24,0),\"\")","v":10},{"$f":"IF(A982<>\"\",MOD(B982,24)/24,\"\")","v":2.0833333333333332E-2},{"$f":"IF(A982<>\"\",($B$4+$B$5)/2+($B$5-$B$4)/2*COS(2*PI()/$B$15*B982),\"\")","v":1.0514658057113122},{"$f":"IF(A982<>\"\",E982*COS(2*PI()/$B$7*B982),\"\")","v":-0.83147364737615614},{"$f":"ABS(0.5*1.025*1*(F982^3))","v":0.29460447377391324},7.3651118443478311E-2]
[963,240.75,10,3.125E-2,1.0505173938802246,-0.9053064763400599,0.38026009414038459,9.5065023535096146E-2]
[964,241,10,4.1666666666666664E-2,1.049567519201019,-0.96450827059264599,0.45984528502600652,0.11496132125650163]
[965,241.25,10,5.2083333333333336E-2,1.0486162013783713,-1.0081571593670222,0.52514421479230999,0.1312860536980775]
[966,241.5,10,6.25E-2,1.047663460146895,-1.0355821449111922,0.56917724790337532,0.14229431197584383]
[967,241.75,10,7.2916666666666671E-2,1.0467093152707307,-1.0463734003940044,0.5871565943517284,0.1467891485879321]
[968,242,10,8.3333333333333329E-2,1.0457537865431374,-1.0403883620526833,0.57713887175845902,0.14428471793961475]
[969,242.25,10,9.375E-2,1.0447968937860819,-1.017753525612441,0.54028351446667899,0.13507087861666975]
[970,242.5,10,0.10416666666666667,1.0438386568498257,-0.97886192607846645,0.48068235378196444,0.12017058844549111]
[971,242.75,10,0.11458333333333333,1.0428790956125158,-0.92436634927716665,0.40478671508214303,0.10119667877053576]
[972,243,10,0.125,1.0419182299797711,-0.85516839189478522,0.32051531869346939,8.0128829673367347E-2]
[973,243.25,10,0.13541666666666666,1.040956079884269,-0.7724035531318475,0.23617104891954002,5.9042762229885005E-2]
[974,243.5,10,0.14583333333333334,1.0399926652853326,-0.67742260439980795,0.15932096282032918,3.9830240705082294E-2]
[975,243.75,10,0.15625,1.0390280061685171,-0.57176954272215819,9.5798105828291583E-2,2.3949526457072896E-2]
[976,244,10,0.16666666666666666,1.0380621225451936,-0.45715648772240347,4.8965312663854198E-2,1.2241328165963549E-2]
[977,244.25,10,0.17708333333333334,1.0370950344521355,-0.33543593042566905,1.9342945634013717E-2,4.8357364085034292E-3]
[978,244.5,10,0.1875,1.0361267619511028,-0.20857078380500374,4.6500143097280757E-3,1.1625035774320189E-3]
[979,244.75,10,0.19791666666666666,1.0351573251284243,-7.8602719410073435E-2,2.4888950521893621E-4,6.2222376304734052E-5]
[980,245,10,0.20833333333333334,1.0341867440945833,5.238069901240356E-2,7.3655933644000137E-5,1.8413983411000034E-5]
[981,245.25,10,0.21875,1.0332150389837982,0.18227955567158191,3.1039002330806929E-3,7.7597505827017323E-4]
[982,245.5,10,0.22916666666666666,1.0322422299536063,0.30901525762389731,1.5122849823375389E-2,3.7807124558438474E-3]
[983,245.75,10,0.23958333333333334,1.0312683371844453,0.43056380423338153,4.0907828128832091E-2,1.0226957032208023E-2]
[984,246,10,0.25,1.0302933808792341,0.54498811856321017,8.2957369464504715E-2,2.0739342366126179E-2]
[985,246.25,10,0.26041666666666669,1.0293173812629544,0.65046892412352431,0.1410501424851128,3.52625356212782E-2]
[986,246.5,10,0.27083333333333331,1.0283403585822308,0.7453336747170155,0.21220035199578099,5.3050087998945249E-2]
[987,246.75,10,0.28125,1.0273623331049109,0.82808307729061004,0.29101514974578002,7.2753787436445005E-2]
[988,247,10,0.29166666666666669,1.0263833251196446,0.89741478718558609,0.37040217978774553,9.2600544946936383E-2]
[989,247.25,10,0.30208333333333331,1.025403354935464,0.95224390133228354,0.4425256711376368,0.1106314177844092]
[990,247.5,10,0.3125,1.0244224428813606,0.99171992700646772,0.499874507235676,0.124968626808919]
[991,247.75,10,0.32291666666666669,1.0234406093058657,1.015239960904418,0.53629034815243271,0.13407258703810818]
[992,248,10,0.33333333333333331,1.022457874576626,1.022457874576626,0.54781023468014955,0.13695255867003739]
[993,248.25,10,0.34375,1.0214742590799826,1.0132893666947507,0.53320513780326972,0.13330128445081743]
[994,248.5,10,0.35416666666666669,1.020489783220548,0.98791280917254565,0.49413966808811627,0.12353491702202907]
[995,248.75,10,0.36458333333333331,1.0195044674207825,0.9467658817476281,0.43493230532741373,0.10873307633185343]
[996,249,10,0.375,1.0185183321205695,0.89053805717084189,0.36195228367517124,9.048807091879281E-2]
[997,249.25,10,0.38541666666666669,1.0175313977767939,0.82015906555995666,0.28274057626323956,7.0685144065809891E-2]
[998,249.5,10,0.39583333333333331,1.0165436848629155,0.73678353069194724,0.20498099565040967,5.1245248912602417E-2]
[999,249.75,10,0.40625,1.0155552138685455,0.64177203200685884,0.13546784758424479,3.3866961896061198E-2]
[1000,250,10,0.41666666666666669,1.0145660052990213,0.53666890290436642,7.9216046266900611E-2,1.9804011566725153E-2]
[1001,250.25,10,0.42708333333333331,1.01357607967498,0.42317712762933946,3.8838319396944078E-2,9.7095798492360195E-3]
[1002,250.5,10,0.4375,1.0125854575319346,0.30313074484416475,1.4275253515548128E-2,3.5688133788870321E-3]
[1003,250.75,10,0.44791666666666669,1.0115941594198472,0.17846520515260275,2.9130942527853879E-3,7.2827356319634697E-4]
[1004,251,10,0.45833333333333331,1.0106022059027011,5.1186161755535434E-2,6.8730826127148855E-5,1.7182706531787214E-5]
[1005,251.25,10,0.46875,1.0096096175580773,-7.6662802412945624E-2,2.3091276536242074E-4,5.7728191340605185E-5]
[1006,251.5,10,0.47916666666666669,1.0086164149767252,-0.2030329916719546,4.28937199121961E-3,1.0723429978049025E-3]
[1007,251.75,10,0.48958333333333331,1.0076226187621358,-0.32590343161847418,1.7740288162916434E-2,4.4350720407291084E-3]
[1008,252,10,0.5,1.006628249530116,-0.44331319388576207,4.4650450043687749E-2,1.1162612510921937E-2]
[1009,252.25,10,0.51041666666666663,1.0056333279083585,-0.55339269454791229,8.6854862005583233E-2,2.1713715501395808E-2]
[1010,252.5,10,0.52083333333333337,1.0046378745360154,-0.65439346657330399,0.14361861487390473,3.5904653718476183E-2]
[1011,252.75,10,0.53125,1.0036419100632699,-0.74471593219485643,0.21167316570344613,5.2918291425861533E-2]
[1012,253,10,0.54166666666666663,1.0026454551509074,-0.82293473408049944,0.28562094348361283,7.1405235870903208E-2]
[1013,253.25,10,0.55208333333333337,1.0016485304698877,-0.88782122420958731,0.35864967269618342,8.9662418174045855E-2]
[1014,253.5,10,0.5625,1.0006511567009151,-0.9383627557317249,0.42345391820081613,0.10586347955020403]
[1015,253.75,10,0.57291666666666663,0.99965335453401072,-0.97377847504933601,0.47323230184913001,0.1183080754622825]
[1016,254,10,0.58333333333333337,0.9986551446680817,-0.99353136807777132,0.5026186736204723,0.12565466840511808]
[1017,254.25,10,0.59375,0.99765654781049362,-0.99733637517862306,0.50841557555626216,0.12710389388906554]
[1018,254.5,10,0.60416666666666663,0.99665758467663923,-0.98516445265421937,0.49002706623977654,0.12250676655994414]
[1019,254.75,10,0.61458333333333337,0.99565827598950984,-0.95724252391143116,0.4495311789593629,0.11238279473984072]
[1020,255,10,0.625,0.9946586424792655,-0.91404932940189654,0.39138373445662211,9.7845933614155528E-2]
[1021,255.25,10,0.63541666666666663,0.99365870488280361,-0.85630725016310216,0.32179754983855746,8.0449387459639365E-2]
[1022,255.5,10,0.64583333333333337,0.99265848394333045,-0.78497024416773653,0.24788682933872552,6.1971707334681381E-2]
[1023,255.75,10,0.65625,0.99165800040993002,-0.70120809670774664,0.17669922154519743,4.4174805386299358E-2]
[1024,256,10,0.66666666666666663,0.9906572750371333,-0.60638724470459082,0.1142731086266737,2.8568277156668424E-2]
[1025,256.25,10,0.67708333333333337,0.98965632858448838,-0.50204848921601197,6.4853118359729026E-2,{"$f":"G1045*$B$13","v":1.6213279589932256E-2}]
[{"$f":"IF(IF(A1045<>\"\",A1045+1<=$B$16,0),A1045+1,\"\")","v":1026},{"$f":"IF(A1046<>\"\",A1046*$B$13,\"\")","v":256.5},{"$f":"IF(A1046<>\"\",ROUNDDOWN(A1046*$B$13/24,0),\"\")","v":10},{"$f":"IF(A1046<>\"\",MOD(B1046,24)/24,\"\")","v":0.6875},{"$f":"IF(A1046<>\"\",($B$4+$B$5)/2+($B$5-$B$4)/2*COS(2*PI()/$B$15*B1046),\"\")","v":0.98865518181612977},{"$f":"IF(A1046<>\"\",E1046*COS(2*PI()/$B$7*B1046),\"\")","v":-0.38988195963731787},{"$f":"ABS(0.5*1.025*1*(F1046^3))","v":3.0373391672583759E-2},7.5933479181459398E-3]
[1027,256.75,10,0.69791666666666663,0.9876538555003469,-0.27169973639510098,1.0279252185136086E-2,2.5698130462840215E-3]
[1028,257,10,0.70833333333333337,0.9866523704091541,-0.1494065756206675,1.7092398334462558E-3,4.2730995836156395E-4]
[1029,257.25,10,0.71875,0.98565074731785984,-2.4969208794375294E-2,7.9782605034136408E-6,1.9945651258534102E-6]
[1030,257.5,10,0.72916666666666663,0.98464900700463431,9.9615287785253484E-2,5.0660777605346992E-4,1.2665194401336748E-4]
[1031,257.75,10,0.73958333333333337,0.98364717025008042,0.22235154497017962,5.6339673258309266E-3,1.4084918314577317E-3]
[1032,258,10,0.75,0.98264525783680123,0.34127785972976771,2.0371275080277598E-2,5.0928187700693996E-3]
[1033,258.25,10,0.76041666666666663,0.98164329054896926,0.4544975492324953,4.8115888181438318E-2,1.202897204535958E-2]
[1034,258.5,10,0.77083333333333337,0.98064128917189575,0.5602091989134943,9.01041050337862E-2,2.252602625844655E-2]
[1035,258.75,10,0.78125,0.97963927449159838,0.65673532216349695,0.14516602848522811,3.6291507121307028E-2]
[1036,259,10,0.79166666666666663,0.9786372672943715,0.74254897572948142,0.20983077264573283,5.2457693161433207E-2]
[1037,259.25,10,0.80208333333333337,0.97763528836635427,0.81629790862513218,0.27876607558618427,6.9691518896546067E-2]
[1038,259.5,10,0.8125,0.97663335849309874,0.87682586275131991,0.34548876051079364,8.6372190127698409E-2]
[1039,259.75,10,0.82291666666666663,0.97563149845913977,0.92319068986357644,0.40324418931431771,0.10081104732857943]
[1040,260,10,0.83333333333333337,0.97462972904756373,0.95467900123689664,0.44592927041175751,0.11148231760293938]
[1041,260.25,10,0.84375,0.97362807103957649,0.97081712252868557,0.46892798558251436,0.11723199639562859]
[1042,260.5,10,0.85416666666666663,0.9726265452140731,0.97137818601804715,0.46974147696182156,0.11743536924045539]
[1043,260.75,10,0.86458333333333337,0.97162517234720691,0.95638525464122504,0.44832451219300606,0.11208112804825152]
[1044,261,10,0.875,0.97062397321195759,0.92611043604451282,0.40708228556083209,0.10177057139020802]
[1045,261.25,10,0.88541666666666663,0.96962296857770147,0.88107000921252265,0.35052994547302296,8.7632486368255741E-2]
[1046,261.5,10,0.89583333333333337,0.96862217920977967,0.82201565006842681,0.28466503570457746,7.1166258926144366E-2]
[1047,261.75,10,0.90625,0.96762162586906775,0.74992190476239717,0.21614340435436533,5.4035851088591332E-2]
[1048,262,10,0.91666666666666663,0.96662132931154499,0.66597011916862103,0.15137637486286551,3.7844093715716377E-2]
[1049,262.25,10,0.92708333333333337,0.96562131028786413,0.57152908944779635,9.5677295183355521E-2,2.391932379583888E-2]
[1050,262.5,10,0.9375,0.96462158954292021,0.46813275050501602,5.2577622734524113E-2,1.3144405683631028E-2]
[1051,262.75,10,0.94791666666666663,0.96362218781542075,0.35745526595937233,2.3407712133733438E-2,5.8519280334333595E-3]
[1052,263,10,0.95833333333333337,0.9626231258374558,0.24128392410195715,7.1991136853207767E-3,1.7997784213301942E-3]
[1053,263.25,10,0.96875,0.96162442433406659,0.1214902786131658,9.1900622641917691E-4,2.2975155660479423E-4]
[1054,263.5,10,0.97916666666666663,0.96062610402281756,3.2954509951385308E-15,1.8341651750851357E-44,4.5854129377128392E-45]
[1055,263.75,10,0.98958333333333337,0.9596281856133646,-0.12123807661805662,9.1329479674852939E-4,2.2832369918713235E-4]
[1056,264,11,0,0.95863068980702681,-0.24028320990106919,7.1099106771763971E-3,1.7774776692940993E-3]
[1057,264.25,11,1.0416666666666666E-2,0.95763363729635687,-0.35523381553455641,2.2974008185175563E-2,5.7435020462938908E-3]
[1058,264.5,11,2.0833333333333332E-2,0.95663704876471056,-0.4642578371954596,5.1282784885262354E-2,1.2820696221315589E-2]
[1059,264.75,11,3.125E-2,0.95564094488581952,-0.56562194024777346,9.2741178723748235E-2,2.3185294680937059E-2]
[1060,265,11,4.1666666666666664E-2,0.95464534632336162,-0.65771906306634476,0.14581935003364285,3.6454837508410713E-2]
[1061,265.25,11,5.2083333333333336E-2,0.95365027373053113,-0.73909388818265731,0.20691534650248594,5.1728836625621485E-2]
[1062,265.5,11,6.25E-2,0.95265574774961237,-0.80846582969708314,0.27081884181557009,6.7704710453892522E-2]
[1063,265.75,11,7.2916666666666671E-2,0.95166178901155041,-0.8647491740439609,0.33140902981480153,8.2852257453700381E-2]
[1064,266,11,8.3333333333333329E-2,0.95066841813552228,-0.90707005756283887,0.38248672178744836,9.562168044686209E-2]
[1065,266.25,11,9.375E-2,0.94967565572851087,-0.93478001566834779,0.418622076204063,0.10465551905101575]
[1066,266.5,11,0.10416666666666667,0.94868352238487696,-0.94746589388695523,0.43589774904215506,0.10897443726053876]
[1067,266.75,11,0.11458333333333333,0.94769203868593066,-0.94495596974526774,0.43244271844743076,0.10811067961185769]
[1068,267,11,0.125,0.94670122519950628,-0.92732219550333472,0.40868230486832552,0.10217057621708138]
[1069,267.25,11,0.13541666666666666,0.94571110247953516,-0.89487853404548945,0.36727058044217681,9.1817645110544202E-2]
[1070,267.5,11,0.14583333333333334,0.94472169106561799,-0.84817542286965897,0.31271658997901008,7.8179147494752521E-2]
[1071,267.75,11,0.15625,0.94373301148260103,-0.78799046304992304,0.25075912957060398,6.2689782392650995E-2]
[1072,268,11,0.16666666666666666,0.94274508424014802,-0.7153154902959169,0.18758009840724338,4.6895024601810845E-2]
[1073,268.25,11,0.17708333333333334,0.94175792983231632,-0.63134024283521495,0.12896869003852937,3.2242172509632343E-2]
[1074,268.5,11,0.1875,0.9407715687371313,-0.53743289488438106,7.9554839629181737E-2,1.9888709907295434E-2]
[1075,268.75,11,0.19791666666666666,0.93978602141616097,-0.43511777409258168,4.2219622136862665E-2,1.0554905534215666E-2]
[1076,269,11,0.20833333333333334,0.93880130831409248,-0.3260506257550741,1.7764336200162035E-2,4.4410840500405087E-3]
[1077,269.25,11,0.21875,0.93781744985830739,-0.21199182510023359,4.8826007247639094E-3,1.2206501811909774E-3]
[1078,269.5,11,0.22916666666666666,0.9368344664584578,-9.4777970951576501E-2,4.3633102111961683E-4,1.0908275527990421E-4]
[1079,269.75,11,0.23958333333333334,0.93585237850604353,2.3707680944023368E-2,6.8290625632826162E-6,1.707265640820654E-6]
[1080,270,11,0.25,0.93487120637398879,0.14156546903424311,1.454004887277423E-3,3.6350122181935576E-4]
[1081,270.25,11,0.26041666666666669,0.93389097041621916,0.25690977569801204,8.6903198203930609E-3,2.1725799550982652E-3]
[1082,270.5,11,0.27083333333333331,0.93291169096724025,0.36789918763659646,2.5519981564016688E-2,6.379995391004172E-3]
[1083,270.75,11,0.28125,0.93193338834171513,0.47276588463402969,5.415421428086787E-2,1.3538553570216967E-2]
[1084,271,11,0.29166666666666669,0.93095608283404307,0.56984378779186751,9.4833400613447499E-2,2.3708350153361875E-2]
[1085,271.25,11,0.30208333333333331,0.92997979471793868,0.6575950192115354,0.14573686230823479,3.6434215577058698E-2]
[1086,271.5,11,0.3125,0.92900454424601175,0.73463425309461439,0.20319236793802209,5.0798091984505522E-2]
[1087,271.75,11,0.32291666666666669,0.92803035164934566,0.79975057289159723,0.26215464024045415,6.5538660060113538E-2]
[1088,272,11,0.33333333333333331,0.92705723713707966,0.85192648988618669,0.31688394570172296,7.9220986425430739E-2]
[1089,272.25,11,0.34375,0.92608522089598844,0.89035382478645653,0.36172769067530569,{"$f":"G1109*$B$13","v":9.0431922668826423E-2}]
[{"$f":"IF(IF(A1109<>\"\",A1109+1<=$B$16,0),A1109+1,\"\")","v":1090},{"$f":"IF(A1110<>\"\",A1110*$B$13,\"\")","v":272.5},{"$f":"IF(A1110<>\"\",ROUNDDOWN(A1110*$B$13/24,0),\"\")","v":11},{"$f":"IF(A1110<>\"\",MOD(B1110,24)/24,\"\")","v":0.35416666666666669},{"$f":"IF(A1110<>\"\",($B$4+$B$5)/2+($B$5-$B$4)/2*COS(2*PI()/$B$15*B1110),\"\")","v":0.92511432309006314},{"$f":"IF(A1110<>\"\",E1110*COS(2*PI()/$B$7*B1110),\"\")","v":0.91444620475677185},{"$f":"ABS(0.5*1.025*1*(F1110^3))","v":0.3918937660500037},9.7973441512500925E-2]
[1091,272.75,11,0.36458333333333331,0.92414456386009403,0.92384798303988214,0.40410610791380458,0.10102652697845114]
[1092,273,11,0.375,0.92317596332325191,0.91843944600306426,0.39705023148644636,9.926255787161159E-2]
[1093,273.25,11,0.38541666666666669,0.92220854157267107,0.89833823216521425,0.37154679471827506,9.2886698679568766E-2]
[1094,273.5,11,0.39583333333333331,0.9212423186770331,0.86389694856350963,0.33043016689811983,8.2607541724529956E-2]
[1095,273.75,11,0.40625,0.92027731468014873,0.81569703072228938,0.27815092845721667,6.9537732114304168E-2]
[1096,274,11,0.41666666666666669,0.91931354960054423,0.75453895251861192,0.22016022692711348,5.5040056731778371E-2]
[1097,274.25,11,0.42708333333333331,0.91835104343104512,0.68142895043884988,0.16216443432613201,4.0541108581533002E-2]
[1098,274.5,11,0.4375,0.91738981613836068,0.59756248216212471,0.10935630748194317,2.7339076870485791E-2]
[1099,274.75,11,0.44791666666666669,0.91642988766267131,0.50430469120659038,6.5731401782537377E-2,1.6432850445634344E-2]
[1100,275,11,0.45833333333333331,0.91547127791721394,0.40316819671374032,3.3585565733735445E-2,8.3963914334338613E-3]
[1101,275.25,11,0.46875,0.91451400678786865,0.29578856957523864,1.3262885831464089E-2,3.3157214578660222E-3]
[1102,275.5,11,0.47916666666666669,0.91355809413274713,0.18389789236392856,3.1873086789161263E-3,7.9682716972903156E-4]
[1103,275.75,11,0.48958333333333331,0.91260355978178009,6.9296830347270424E-2,1.7054303236118331E-4,4.2635758090295827E-5]
[1104,276,11,0.5,0.91165042353630577,-4.6174336223575599E-2,5.0454029021843924E-5,1.2613507255460981E-5]
[1105,276.25,11,0.51041666666666663,0.91069870516865958,-0.16066525269714052,2.125493367090297E-3,5.3137334177257424E-4]
[1106,276.5,11,0.52083333333333337,0.90974842442176385,-0.27234512945498363,1.0352678048242256E-2,2.5881695120605641E-3]
[1107,276.75,11,0.53125,0.90879960100871793,-0.37943200560622947,2.7995985120105087E-2,6.9989962800262717E-3]
[1108,277,11,0.54166666666666663,0.90785225461238983,-0.48022116938415182,5.675678314811812E-2,1.418919578702953E-2]
[1109,277.25,11,0.55208333333333337,0.90690640488500718,-0.57311228218304389,9.6474606771536964E-2,2.4118651692884241E-2]
[1110,277.5,11,0.5625,0.90596207144775032,-0.65663477488848188,0.1450993632083758,3.6274840802093949E-2]
[1111,277.75,11,0.57291666666666663,0.90501927389034498,-0.72947111372623652,0.19893819200168444,4.9734548000421111E-2]
[1112,278,11,0.58333333333333337,0.90407803177065527,-0.79047756780933431,0.25314101655890076,6.3285254139725189E-2]
[1113,278.25,11,0.59375,0.90313836461427899,-0.83870215132784198,0.3023549901861744,7.55887475465436E-2]
[1114,278.5,11,0.60416666666666663,0.90220029191414219,-0.87339945923649309,0.34145433110563389,8.5363582776408473E-2]
[1115,278.75,11,0.61458333333333337,0.90126383313009428,-0.89404216560465444,0.36624177090775639,9.1560442726939098E-2]
[1116,279,11,0.625,0.90032900768850521,-0.90032900768850521,0.37402238775380847,9.3505596938452118E-2]
[1117,279.25,11,0.63541666666666663,0.89939583498186204,-0.892189135394854,0.36396922230889489,9.0992305577223723E-2]
[1118,279.5,11,0.64583333333333337,0.89846433436836604,-0.86978276421936607,0.33723004600949025,8.4307511502372562E-2]
[1119,279.75,11,0.65625,0.89753452517153265,-0.83349812902020615,0.29676163667431188,7.419040916857797E-2]
[1120,280,11,0.66666666666666663,0.89660642667978918,-0.78394479518095628,0.24691661406457885,6.1729153516144712E-2]
[1121,280.25,11,0.67708333333333337,0.89568005814607521,-0.72194344187786252,0.19284278577797292,4.8210696444493231E-2]
[1122,280.5,11,0.6875,0.89475543878744335,-0.64851228836716746,0.13978111453658373,3.4945278634145933E-2]
[1123,280.75,11,0.69791666666666663,0.89383258778466068,-0.56485038755437944,9.2362177454718239E-2,2.309054436367956E-2]
[1124,281,11,0.70833333333333337,0.89291152428180998,-0.47231806075125593,5.4000468506571052E-2,1.3500117126642763E-2]
[1125,281.25,11,0.71875,0.89199226738589388,-0.37241479268234523,2.6471261573247296E-2,6.6178153933118241E-3]
[1126,281.5,11,0.72916666666666663,0.89107483616643735,-0.26675494575775399,9.7281735613744674E-3,2.4320433903436169E-3]
[1127,281.75,11,0.73958333333333337,0.89015924965509297,-0.15704168675637795,1.9849004199359757E-3,4.9622510498399392E-4]
[1128,282,11,0.75,0.88924552684524572,-4.5039546828259634E-2,4.6824797315710461E-5,1.1706199328927615E-5]
[1129,282.25,11,0.76041666666666663,0.88833368669161883,6.7453943301704844E-2,1.5729535556414123E-4,3.9323838891035308E-5]
[1130,282.5,11,0.77083333333333337,0.88742374810988101,0.17863708718606225,2.9215192724992944E-3,7.3037981812482361E-4]
[1131,282.75,11,0.78125,0.88651572997625372,0.28673286327966374,1.2081650948421124E-2,3.020412737105281E-3]
[1132,283,11,0.79166666666666663,0.88560965112711942,0.39001731091938269,3.040503590310463E-2,7.6012589757761574E-3]
[1133,283.25,11,0.80208333333333337,0.88470553035863142,0.48684700848658613,5.9138647363475239E-2,1.478466184086881E-2]
[1134,283.5,11,0.8125,0.88380338642632372,0.57568520605481721,9.7779784788462776E-2,2.4444946197115694E-2]
[1135,283.75,11,0.82291666666666663,0.88290323804472137,0.65512619726779242,0.14410158871783352,3.6025397179458379E-2]
[1136,284,11,0.83333333333333337,0.88200510388695308,0.72391754422864263,0.19442905956324275,4.8607264890810686E-2]
[1137,284.25,11,0.84375,0.88110900258436353,0.78097980433272973,0.24412557545179653,6.1031393862949132E-2]
[1138,284.5,11,0.85416666666666663,0.88021495272612649,0.82542344866666706,0.28822010778208879,7.2055026945522196E-2]
[1139,284.75,11,0.86458333333333337,0.87932297285885985,0.85656270716512417,0.32208563555878522,8.0521408889696305E-2]
[1140,285,11,0.875,0.87843308148624066,0.87392612542327552,0.34207240194602101,8.5518100486505252E-2]
[1141,285.25,11,0.88541666666666663,0.87754529706862072,0.87726367110428993,0.34600653744523491,8.6501634361308727E-2]
[1142,285.5,11,0.89583333333333337,0.87665963802264446,0.86655028340233076,0.33348413329341137,8.3371033323352842E-2]
[1143,285.75,11,0.90625,0.87577612272086669,0.84198581612906864,0.30592022948511732,7.6480057371279331E-2]
[1144,286,11,0.91666666666666663,0.87489476949137079,0.80399138276977644,0.26634714853172275,6.6586787132930689E-2]
[1145,286.25,11,0.92708333333333337,0.87401559661738959,0.75320216937803752,0.21899215451625173,5.4748038629062933E-2]
[1146,286.5,11,0.9375,0.87313862233692496,0.69045683752723908,0.16869549073711343,4.2173872684278357E-2]
[1147,286.75,11,0.94791666666666663,0.87226386484237062,0.61678369381401843,0.12025205876209778,3.0063014690524446E-2]
[1148,287,11,0.95833333333333337,0.87139134228013404,0.53338385374990271,7.7770244503290148E-2,1.9442561125822537E-2]
[1149,287.25,11,0.96875,0.87052107275025969,0.44161167546927554,4.4138290672949415E-2,1.1034572668237354E-2]
[1150,287.5,11,0.97916666666666663,0.86965307430605443,0.34295278176989213,2.0672683677743827E-2,5.1681709194359568E-3]
[1151,287.75,11,0.98958333333333337,0.86878736495371267,0.2390000269089784,6.9966108507419382E-3,1.7491527126854845E-3]
[1152,288,12,0,0.86792396265194227,0.13142779670733484,1.1634709702958062E-3,2.9086774257395154E-4]
[1153,288.25,12,1.0416666666666666E-2,0.86706288531159292,2.1965056365157224E-2,5.4311379745381618E-6,{"$f":"G1173*$B$13","v":1.3577844936345405E-6}]
[{"$f":"IF(IF(A1173<>\"\",A1173+1<=$B$16,0),A1173+1,\"\")","v":1154},{"$f":"IF(A1174<>\"\",A1174*$B$13,\"\")","v":288.5},{"$f":"IF(A1174<>\"\",ROUNDDOWN(A1174*$B$13/24,0),\"\")","v":12},{"$f":"IF(A1174<>\"\",MOD(B1174,24)/24,\"\")","v":2.0833333333333332E-2},{"$f":"IF(A1174<>\"\",($B$4+$B$5)/2+($B$5-$B$4)/2*COS(2*PI()/$B$15*B1174),\"\")","v":0.86620415079528423},{"$f":"IF(A1174<>\"\",E1174*COS(2*PI()/$B$7*B1174),\"\")","v":-8.763242043451297E-2},{"$f":"ABS(0.5*1.025*1*(F1174^3))","v":3.4489610623187049E-4},8.6224026557967624E-5]
[1155,288.75,12,3.125E-2,0.86534777691703435,-0.19561019535602089,3.8359093036973877E-3,9.5897732592434694E-4]
[1156,289,12,4.1666666666666664E-2,0.86449378144189215,-0.30024323134644815,1.3871184433175891E-2,3.4677961082939727E-3]
[1157,289.25,12,5.2083333333333336E-2,0.86364218208556709,-0.39986343201325625,3.276641574420687E-2,8.1916039360517175E-3]
[1158,289.5,12,6.25E-2,0.86279299651406249,-0.49288621511488617,6.1366857747750844E-2,1.5341714436937711E-2]
[1159,289.75,12,7.2916666666666671E-2,0.86194624234330885,-0.57783569717202588,9.8879662058435416E-2,2.4719915514608854E-2]
[1160,290,12,8.3333333333333329E-2,0.8611019371387989,-0.65336808927056322,0.1429445587563597,3.5736139689089924E-2]
[1161,290.25,12,9.375E-2,0.86026009841522189,-0.71829293353703871,0.18993222307895039,4.7483055769737596E-2]
[1162,290.5,12,0.10416666666666667,0.85942074363610221,-0.77159184503775313,0.23542726454067198,5.8856816135167994E-2]
[1163,290.75,12,0.11458333333333333,0.85858389021343517,-0.81243446440971123,0.27482667585755771,6.8706668964389428E-2]
[1164,291,12,0.125,0.85774955550732723,-0.84019137171544778,0.30396845882158952,7.5992114705397379E-2]
[1165,291.25,12,0.13541666666666666,0.85691775682563542,-0.85444376109343256,0.31970123858668775,7.9925309646671938E-2]
[1166,291.5,12,0.14583333333333334,0.85608851142360753,-0.85498972795825112,0.32031447205525154,8.0078618013812886E-2]
[1167,291.75,12,0.15625,0.8552618365035255,-0.84184707495109079,0.30576902715333809,7.6442256788334523E-2]
[1168,292,12,0.16666666666666666,0.8544377492143479,-0.81525259867551114,0.2776965250199635,6.9424131254990876E-2]
[1169,292.25,12,0.17708333333333334,0.85361626665135348,-0.77565787558197319,0.23916878044369602,5.9792195110924005E-2]
[1170,292.5,12,0.1875,0.85279740585578812,-0.72372162128592998,0.19427123991190806,4.8567809977977015E-2]
[1171,292.75,12,0.19791666666666666,0.85198118381451005,-0.6602987522256476,0.14754187540488212,3.6885468851220529E-2]
[1172,293,12,0.20833333333333334,0.85116761745963765,-0.58642633101815844,0.10335565806245467,2.5838914515613667E-2]
[1173,293.25,12,0.21875,0.8503567236681987,-0.50330662632021983,6.5341908362263459E-2,1.6335477090565865E-2]
[1174,293.5,12,0.22916666666666666,0.84954851926178021,-0.41228756366310126,3.5916546761364646E-2,8.9791366903411614E-3]
[1175,293.75,12,0.23958333333333334,0.8487430210061786,-0.31484088488323142,1.5994373843478613E-2,3.9985934608696531E-3]
[1176,294,12,0.25,0.84794024561105297,-0.21253836976648405,4.9204622585550147E-3,1.2301155646387537E-3]
[1177,294.25,12,0.26041666666666669,0.84714020972957815,-0.10702650379926894,6.2830119514323724E-4,1.5707529878580931E-4]
[1178,294.5,12,0.27083333333333331,0.84634292995809868,-4.1503357523739808E-16,3.6638995993268672E-47,9.159748998317168E-48]
[1179,294.75,12,0.28125,0.84554842283578524,0.10682539967969087,6.2476608891453276E-4,1.5619152222863319E-4]
[1180,295,12,0.29166666666666669,0.84475670484429177,0.21174040721176893,4.8652493311919847E-3,1.2163123327979962E-3]
[1181,295.25,12,0.30208333333333331,0.84396779240741193,0.31306951574047859,1.5725925509125258E-2,3.9314813772813144E-3]
[1182,295.5,12,0.3125,0.84318170189074082,0.40919773469787918,3.5115069487555155E-2,8.7787673718887887E-3]
[1183,295.75,12,0.32291666666666669,0.84239844960133303,0.49859630656800097,6.3524468630215047E-2,1.5881117157553762E-2]
[1184,296,12,0.33333333333333331,0.84161805178736648,0.57984699617842217,9.9915785002605492E-2,2.4978946250651373E-2]
[1185,296.25,12,0.34375,0.84084052463780412,0.65166456699585718,0.14182937623223835,3.5457344058059587E-2]
[1186,296.5,12,0.35416666666666669,0.8400658842820582,0.71291708861322578,0.18569958977069229,4.6424897442673072E-2]
[1187,296.75,12,0.36458333333333331,0.83929414678965597,0.76264375495218928,0.22733118965393331,5.6832797413483328E-2]
[1188,297,12,0.375,0.83852532816990655,0.80006993309264307,0.26246882017882012,6.5617205044705029E-2]
[1189,297.25,12,0.38541666666666669,0.83775944437156791,0.82461920742320904,0.28737845715452576,7.1844614288631439E-2]
[1190,297.5,12,0.39583333333333331,0.83699651128251717,0.83592223226243212,0.29935843344872598,7.4839608362181495E-2]
[1191,297.75,12,0.40625,0.83623654472942022,0.83382225744654492,0.2971079828367883,7.4276995709197075E-2]
[1192,298,12,0.41666666666666669,0.83547956047740346,0.81837724479208851,0.28090178911111513,7.0225447277778782E-2]
[1193,298.25,12,0.42708333333333331,0.83472557422972726,0.78985854796300359,0.25254678096904587,6.3136695242261467E-2]
[1194,298.5,12,0.4375,0.83397460162746007,0.74874618322783282,0.21512839366842168,5.378209841710542E-2]
[1195,298.75,12,0.44791666666666669,0.83322665824915287,0.69572077300529356,0.17258330526039725,4.3145826315099313E-2]
[1196,299,12,0.45833333333333331,0.83248175961051796,0.63165229709807091,0.12916002169537411,3.2290005423843526E-2]
[1197,299.25,12,0.46875,0.83173992116410544,0.55758583726179523,8.8844198147646908E-2,2.2211049536911727E-2]
[1198,299.5,12,0.47916666666666669,0.83100115829898336,0.47472454844315642,5.4830087623522442E-2,1.370752190588061E-2]
[1199,299.75,12,0.48958333333333331,0.83026548634041841,0.38441013389191397,2.911242307754586E-2,7.2781057693864651E-3]
[1200,300,12,0.5,0.82953292054955796,0.28810114071456427,1.2255437041349914E-2,3.0638592603374785E-3]
[1201,300.25,12,0.51041666666666663,0.82880347612311345,0.18734942667072416,3.3701635325235051E-3,8.4254088313087628E-4]
[1202,300.5,12,0.52083333333333337,0.82807716819304533,8.3775177582201016E-2,3.0132831359657125E-4,7.5332078399142812E-5]
[1203,300.75,12,0.53125,0.82735401182624868,-2.095912281747762E-2,4.7186001529559908E-6,1.1796500382389977E-6]
[1204,301,12,0.54166666666666663,0.8266340220242413,-0.12517535276480923,1.0051950509442195E-3,2.5129876273605488E-4]
[1205,301.25,12,0.55208333333333337,0.82591721372285209,-0.22720661495217095,6.0111391838985331E-3,1.5027847959746333E-3]
[1206,301.5,12,0.5625,0.8252036017919111,-0.32542387202724038,1.7662090034055403E-2,4.4155225085138507E-3]
[1207,301.75,12,0.57291666666666663,0.8244932010349415,-0.41826192991714395,3.7500657369765614E-2,9.3751643424414034E-3]
[1208,302,12,0.58333333333333337,0.82378602618885233,-0.50424435496937481,6.5707811811800992E-2,1.6426952952950248E-2]
[1209,302.25,12,0.59375,0.82308209192363246,-0.58200692867241821,0.10103650951344822,2.5259127378362056E-2]
[1210,302.5,12,0.60416666666666663,0.82238141284204669,-0.65031926778403992,0.14095280874197771,3.5238202185494429E-2]
[1211,302.75,12,0.61458333333333337,0.82168400347933268,-0.70810426765735612,0.18196401263037612,4.549100315759403E-2]
[1212,303,12,0.625,0.82098987830289927,-0.7544550619275916,0.22008680201728253,5.5021700504320634E-2]
[1213,303.25,12,0.63541666666666663,0.82029905171202655,-0.78864923192909409,0.25138856784274427,6.2847141960686068E-2]
[1214,303.5,12,0.64583333333333337,0.81961153803756737,-0.81016004360398253,0.2725249889867612,6.8131247246690299E-2]
[1215,303.75,12,0.65625,0.8189273515416492,-0.81866453752411106,0.281197726137071,7.0299431534267751E-2]
[1216,304,12,0.66666666666666663,0.81824650641737962,-0.81404834820723981,0.27646774354347264,6.9116935885868161E-2]
[1217,304.25,12,0.67708333333333337,0.81756901678855021,-0.796407181354438,0.25888051994973588,{"$f":"G1237*$B$13","v":6.4720129987433969E-2}]
[{"$f":"IF(IF(A1237<>\"\",A1237+1<=$B$16,0),A1237+1,\"\")","v":1218},{"$f":"IF(A1238<>\"\",A1238*$B$13,\"\")","v":304.5},{"$f":"IF(A1238<>\"\",ROUNDDOWN(A1238*$B$13/24,0),\"\")","v":12},{"$f":"IF(A1238<>\"\",MOD(B1238,24)/24,\"\")","v":0.6875},{"$f":"IF(A1238<>\"\",($B$4+$B$5)/2+($B$5-$B$4)/2*COS(2*PI()/$B$15*B1238),\"\")","v":0.81689489670934523},{"$f":"IF(A1238<>\"\",E1238*COS(2*PI()/$B$7*B1238),\"\")","v":-0.7660449311292582},{"$f":"ABS(0.5*1.025*1*(F1238^3))","v":0.23038627312752669},5.7596568281881672E-2]
[1219,304.75,12,0.69791666666666663,0.81622416016404908,-0.72346847328407793,0.19406745088108857,4.8516862720272141E-2]
[1220,305,12,0.70833333333333337,0.81555682106675631,-0.66937922295881036,0.15371298412442433,3.8428246031106082E-2]
[1221,305.25,12,0.71875,0.81489289326108327,-0.60466159748711668,0.1133002925028247,2.8325073125706174E-2]
[1222,305.5,12,0.72916666666666663,0.81423239051988083,-0.53036857372578106,7.6458754226493508E-2,1.9114688556623377E-2]
[1223,305.75,12,0.73958333333333337,0.81357532654494813,-0.44770457549456616,4.5990535699340175E-2,1.1497633924835044E-2]
[1224,306,12,0.75,0.81292171496674948,-0.35800596894556158,2.3516066113166961E-2,5.8790165282917401E-3]
[1225,306.25,12,0.76041666666666663,0.8122715693441307,-0.26271948140720347,9.2933159902842729E-3,2.3233289975710682E-3]
[1226,306.5,12,0.77083333333333337,0.81162490316403757,-0.16337889187401136,2.2350215145529977E-3,5.5875537863824942E-4]
[1227,306.75,12,0.78125,0.81098172984123751,-6.1580368326614933E-2,1.1967976184516655E-4,2.9919940461291637E-5]
[1228,307,12,0.79166666666666663,0.81034206271803977,4.1043151951720251E-2,3.5433657760157475E-5,8.8584144400393689E-6]
[1229,307.25,12,0.80208333333333337,0.80970591506401912,0.14284812827315863,1.4938862584894211E-3,3.7347156462235527E-4]
[1230,307.5,12,0.8125,0.80907330007574119,0.24220670982503029,7.2820285999732311E-3,1.8205071499933078E-3]
[1231,307.75,12,0.82291666666666663,0.80844423087648798,0.33753273615192841,1.9707955346214143E-2,4.9269888365535358E-3]
[1232,308,12,0.83333333333333337,0.80781872051598569,0.42730703002134018,3.9986554423101957E-2,9.9966386057754892E-3]
[1233,308.25,12,0.84375,0.80719678197013445,0.5101015798255083,6.8024267744645484E-2,1.7006066936161371E-2]
[1234,308.5,12,0.85416666666666663,0.80657842814073877,0.58460222705100995,0.10239417852674901,2.5598544631687252E-2]
[1235,308.75,12,0.86458333333333337,0.80596367185523998,0.64962949883249155,0.14050477441647416,3.512619360411854E-2]
[1236,309,12,0.875,0.80535252586645023,0.70415725579481991,0.17893810999438775,4.4734527498596938E-2]
[1237,309.25,12,0.88541666666666663,0.80474500285228778,0.7473288607895705,0.21390903721019058,5.3477259302547646E-2]
[1238,309.5,12,0.89583333333333337,0.80414111541551425,0.77847061417330909,0.24178009279451981,6.0445023198629953E-2]
[1239,309.75,12,0.90625,0.80354087608347291,0.79710224531092577,0.25955892520375151,6.4889731300937878E-2]
[1240,310,12,0.91666666666666663,0.80294429730782879,0.80294429730782879,0.26530786436240394,6.6326966090600986E-2]
[1241,310.25,12,0.92708333333333337,0.80235139146431078,0.7959222918214176,0.25840795247918336,6.4601988119795839E-2]
[1242,310.5,12,0.9375,0.80176217085245449,0.77616761237475362,0.23964061190092631,5.9910152975231577E-2]
[1243,310.75,12,0.94791666666666663,0.80117664769534702,0.74401509706952929,0.21107612559687008,5.2769031399217521E-2]
[1244,311,12,0.95833333333333337,0.80059483413937416,0.69999738413259105,0.17578552927825528,4.3946382319563819E-2]
[1245,311.25,12,0.96875,0.80001674225396746,0.64483610549309367,0.13741745747205528,3.4354364368013819E-2]
[1246,311.5,12,0.97916666666666663,0.79944238403135415,0.57943007375117805,9.9700415154945751E-2,2.4925103788736438E-2]
[1247,311.75,12,0.98958333333333337,0.79887177138630894,0.50484065566707736,6.5941198462328973E-2,1.6485299615582243E-2]
[1248,312,13,0,0.79830491615590615,0.42227456991354573,3.85903444064351E-2,9.6475861016087749E-3]
[1249,312.25,13,1.0416666666666666E-2,0.79774183009927435,0.33306438758838092,1.8935573643470146E-2,4.7338934108675365E-3]
[1250,312.5,13,2.0833333333333332E-2,0.79718252489735264,0.23864705023305235,6.9656569439768565E-3,1.7414142359942141E-3]
[1251,312.75,13,3.125E-2,0.7966270121526482,0.14054075127862448,1.4226585624901751E-3,3.5566464062254378E-4]
[1252,313,13,4.1666666666666664E-2,0.79607530338899513,4.0320552449680573E-2,3.3594895270131396E-5,8.398723817532849E-6]
[1253,313.25,13,5.2083333333333336E-2,0.79552741005131655,-6.0406873696735079E-2,1.1296735206900185E-4,2.8241838017250461E-5]
[1254,313.5,13,6.25E-2,0.79498334350538591,-0.16002897054278153,2.1003404870422603E-3,5.2508512176056507E-4]
[1255,313.75,13,7.2916666666666671E-2,0.79444311503759202,-0.25695308203233763,8.6947152468106158E-3,2.1736788117026539E-3]
[1256,314,13,8.3333333333333329E-2,0.79390673585470473,-0.34963188335262785,2.190417792587792E-2,5.47604448146948E-3]
[1257,314.25,13,9.375E-2,0.79337421708364231,-0.43658805211829765,4.2649054636346745E-2,1.0662263659086686E-2]
[1258,314.5,13,0.10416666666666667,0.79284556977124054,-0.51643778719720534,7.059076762660009E-2,1.7647691906650022E-2]
[1259,314.75,13,0.11458333333333333,0.79232080488402412,-0.58791280125935652,0.10414360804508369,2.6035902011270921E-2]
[1260,315,13,0.125,0.79179993330797838,-0.64988043800955475,0.14066766006352838,3.5166915015882094E-2]
[1261,315.25,13,0.13541666666666666,0.79128296584832403,-0.70136159547510457,0.17681528859010401,4.4203822147526002E-2]
[1262,315.5,13,0.14583333333333334,0.79076991322929302,-0.74154617216853258,0.20898179831928324,5.2245449579820809E-2]
[1263,315.75,13,0.15625,0.79026078609390549,-0.76980579286160167,0.2337961710762661,5.8449042769066525E-2]
[1264,316,13,0.16666666666666666,0.7897555950037497,-0.78570361444634362,0.24858225466229708,6.214556366557427E-2]
[1265,316.25,13,0.17708333333333334,0.78925435043876258,-0.78900105922030672,0.25172516167119602,6.2931290417799005E-2]
[1266,316.5,13,0.1875,0.78875706279701208,-0.77966137216492393,0.24289127994032308,6.0722819985080771E-2]
[1267,316.75,13,0.19791666666666666,0.78826374239448205,-0.75784994960009033,0.22307122279257063,5.5767805698142658E-2]
[1268,317,13,0.20833333333333334,0.78777439946485805,-0.72393143818266659,0.19444025465148196,4.861006366287049E-2]
[1269,317.25,13,0.21875,0.78728904415931455,-0.67846365474865022,0.16005661660147755,4.0014154150369387E-2]
[1270,317.5,13,0.22916666666666666,0.78680768654630495,-0.62218842815690367,0.12344106456045856,3.0860266140114639E-2]
[1271,317.75,13,0.23958333333333334,0.78633033661135276,-0.55601951327057919,8.8097578116664271E-2,2.2024394529166068E-2]
[1272,318,13,0.25,0.78585700425684379,-0.48102777373259148,5.7043258686740206E-2,1.4260814671685051E-2]
[1273,318.25,13,0.26041666666666669,0.7853876993018214,-0.39842387351505004,3.2413798645511756E-2,8.1034496613779389E-3]
[1274,318.5,13,0.27083333333333331,0.78492243148178242,-0.30953875666462288,1.5199838417028379E-2,3.7999596042570948E-3]
[1275,318.75,13,0.28125,0.7844612104484755,-0.21580222960105133,5.1506454028162783E-3,1.2876613507040696E-3]
[1276,319,13,0.29166666666666669,0.78400404576970062,-0.11871999020548725,8.5756179776057663E-4,2.1439044944014416E-4]
[1277,319.25,13,0.30208333333333331,0.78355094692911065,-1.9849472288371885E-2,4.0081204610444017E-6,1.0020301152611004E-6]
[1278,319.5,13,0.3125,0.7831019233260148,7.9225107528030872E-2,2.5484867599056876E-4,6.371216899764219E-5]
[1279,319.75,13,0.32291666666666669,0.7826569842751836,0.17691810122429297,2.8379888096870184E-3,7.0949720242175461E-4]
[1280,320,13,0.33333333333333331,0.7822161390066551,0.27166777393700481,1.027562489212335E-2,2.5689062230308374E-3]
[1281,320.25,13,0.34375,0.78177939666554452,0.36196123708666911,2.4304128978667055E-2,{"$f":"G1301*$B$13","v":6.0760322446667637E-3}]
[{"$f":"IF(IF(A1301<>\"\",A1301+1<=$B$16,0),A1301+1,\"\")","v":1282},{"$f":"IF(A1302<>\"\",A1302*$B$13,\"\")","v":320.5},{"$f":"IF(A1302<>\"\",ROUNDDOWN(A1302*$B$13/24,0),\"\")","v":13},{"$f":"IF(A1302<>\"\",MOD(B1302,24)/24,\"\")","v":0.35416666666666669},{"$f":"IF(A1302<>\"\",($B$4+$B$5)/2+($B$5-$B$4)/2*COS(2*PI()/$B$15*B1302),\"\")","v":0.78134676631185362},{"$f":"IF(A1302<>\"\",E1302*COS(2*PI()/$B$7*B1302),\"\")","v":0.4463585725610717},{"$f":"ABS(0.5*1.025*1*(F1302^3))","v":4.5576976337797739E-2},1.1394244084449435E-2]
[1283,320.75,13,0.36458333333333331,0.78091825692028283,0.52351576380812015,7.3533148213092092E-2,1.8383287053273023E-2]
[1284,321,13,0.375,0.7804938773800455,0.59220606917410457,0.10644185423974054,2.6610463559935134E-2]
[1285,321.25,13,0.38541666666666669,0.78007363649468342,0.65133949809470582,0.14161723645593724,3.540430911398431E-2]
[1286,321.5,13,0.39583333333333331,0.77965754298188372,0.69998008139970502,0.1757724942515016,4.39431235628754E-2]
[1287,321.75,13,0.40625,0.77924560547329846,0.73736066253110832,0.20546306566822065,5.1365766417055161E-2]
[1288,322,13,0.41666666666666669,0.77883783251436578,0.76289497632801939,0.22755591817993556,5.6888979544983891E-2]
[1289,322.25,13,0.42708333333333331,0.7784342325641318,0.77618682555940566,0.23965840846919667,5.9914602117299168E-2]
[1290,322.5,13,0.4375,0.77803481399507612,0.77703621189064198,0.2404460490631615,6.0111512265790375E-2]
[1291,322.75,13,0.44791666666666669,0.77763958509293729,0.76544232670665902,0.22984300497598217,5.7460751243995543E-2]
[1292,323,13,0.45833333333333331,0.77724855405654159,0.74160335740552275,0.20903014970612818,5.2257537426532046E-2]
[1293,323.25,13,0.46875,0.77686172899763251,0.70591311561938108,0.18028003045272636,4.5070007613181591E-2]
[1294,323.5,13,0.47916666666666669,0.7764791179407029,0.65895454450496116,0.1466426303770231,3.6660657594255776E-2]
[1295,323.75,13,0.48958333333333331,0.77610072882282777,0.60149021196540653,0.11152688264389495,2.7881720660973736E-2]
[1296,324,13,0.5,0.77572656949350072,0.53444994462908635,7.8237502594711572E-2,1.9559375648677893E-2]
[1297,324.25,13,0.51041666666666663,0.77535664771446977,0.45891580285592265,4.9532803429641045E-2,1.2383200857410261E-2]
[1298,324.5,13,0.52083333333333337,0.77499097115957782,0.37610463924761556,2.7265906503260724E-2,6.8164766258151811E-3]
[1299,324.75,13,0.53125,0.77462954741460233,0.28734852143536299,1.2159641477355685E-2,3.0399103693389213E-3]
[1300,325,13,0.54166666666666663,0.77427238397709819,0.19407333370184668,3.7462043845990596E-3,9.3655109614976489E-4]
[1301,325.25,13,0.55208333333333337,0.77391948825624268,9.7775900729141232E-2,4.7905937775504832E-4,1.1976484443876208E-4]
[1302,325.5,13,0.5625,0.77357086757268134,-1.8950589527303855E-15,3.4878840921837432E-45,8.7197102304593579E-46]
[1303,325.75,13,0.57291666666666663,0.77322652915837597,-9.7688353250382012E-2,4.7777369594860991E-4,1.1944342398715248E-4]
[1304,326,13,0.58333333333333337,0.772886480156455,-0.19372595339973914,3.7261238879232467E-3,9.3153097198081167E-4]
[1305,326.25,13,0.59375,0.77255072762106536,-0.28657738406269423,1.206200799000008E-2,3.0155019975000199E-3]
[1306,326.5,13,0.60416666666666663,0.77221927851722549,-0.37475953136875229,2.6974408571992521E-2,6.7436021429981303E-3]
[1307,326.75,13,0.61458333333333337,0.77189213972068171,-0.45686524009599239,4.8871787046847762E-2,1.221794676171194E-2]
[1308,327,13,0.625,0.77156931801776496,-0.53158573588802849,7.6986367156086893E-2,1.9246591789021723E-2]
[1309,327.25,13,0.63541666666666663,0.77125082010524992,-0.59773145680102002,0.10944910280705035,2.7362275701762587E-2]
[1310,327.5,13,0.64583333333333337,0.77093665259021715,-0.65425096311292141,0.14352481033197764,3.5881202582994411E-2]
[1311,327.75,13,0.65625,0.77062682198991461,-0.70024762526618034,0.17597412068648111,4.3993530171620276E-2]
[1312,328,13,0.66666666666666663,0.77032133473162334,-0.73499382550992631,0.20349087622421139,5.0872719056052847E-2]
[1313,328.25,13,0.67708333333333337,0.77002019715252401,-0.75794244868476912,0.22315291337987206,5.5788228344968015E-2]
[1314,328.5,13,0.6875,0.76972341549956536,-0.76873548101549893,0.23282233953180584,5.820558488295146E-2]
[1315,328.75,13,0.69791666666666663,0.76943099592933439,-0.76720958204802403,0.23143866986657208,5.7859667466643019E-2]
[1316,329,13,0.70833333333333337,0.7691429445079293,-0.75339854324861988,0.21916348520978843,5.4790871302447107E-2]
[1317,329.25,13,0.71875,0.76885926721083275,-0.72753259650328217,0.19735641095043174,4.9339102737607936E-2]
[1318,329.5,13,0.72916666666666663,0.76857996992278865,-0.69003458601982115,0.16838618086523885,4.2096545216309712E-2]
[1319,329.75,13,0.73958333333333337,0.76830505843767982,-0.64151306714469514,0.1353039236825592,3.3825980920639799E-2]
[1320,330,13,0.75,0.76803453845840752,-0.58275244456392672,0.10142527215635219,2.5356318039088048E-2]
[1321,330.25,13,0.76041666666666663,0.76776841559677389,-0.51470030948440681,6.9880685711239204E-2,1.7470171427809801E-2]
[1322,330.5,13,0.77083333333333337,0.76750669537336469,-0.43845217993923458,4.3197694703072907E-2,1.0799423675768227E-2]
[1323,330.75,13,0.78125,0.76724938321743519,-0.35523388962138897,2.2974022559413984E-2,5.743505639853496E-3]
[1324,331,13,0.79166666666666663,0.76699648446679747,-0.26638190796882522,9.6874181349355937E-3,2.4218545337338984E-3]
[1325,331.25,13,0.80208333333333337,0.76674800436771007,-0.17332190701124944,2.6684203630370508E-3,6.6710509075926271E-4]
[1326,331.5,13,0.8125,0.76650394807476829,-7.7545918223469443E-2,2.3898503033301021E-4,5.9746257583252552E-5]
[1327,331.75,13,0.82291666666666663,0.76626432065079819,1.941155512345032E-2,3.7486496960121569E-6,9.3716242400303922E-7]
[1328,332,13,0.83333333333333337,0.76602912706675097,0.11599808821549971,7.9991964850703872E-4,1.9997991212675968E-4]
[1329,332.25,13,0.84375,0.76579837220159996,0.21066815534637381,4.7917102325302418E-3,1.1979275581325605E-3]
[1330,332.5,13,0.85416666666666663,0.76557206084223983,0.30190782470430988,1.4103177657796494E-2,3.5257944144491235E-3]
[1331,332.75,13,0.86458333333333337,0.76535019768338641,0.38825893329829425,2.9995647469188605E-2,7.4989118672971512E-3]
[1332,333,13,0.875,0.76513278732748036,0.46834235656651574,5.26482791259551E-2,1.3162069781488775E-2]
[1333,333.25,13,0.88541666666666663,0.76491983428459087,0.5408800018867338,8.1095478943502414E-2,2.0273869735875603E-2]
[1334,333.5,13,0.89583333333333337,0.76471134297232246,0.60471517578356127,0.11333041335683847,2.8332603339209617E-2]
[1335,333.75,13,0.90625,0.76450731771572322,0.65883100077096624,0.14656016619856657,3.6640041549641643E-2]
[1336,334,13,0.91666666666666663,0.76430776274719525,0.70236658905851768,0.17757646362545795,4.4394115906364488E-2]
[1337,334.25,13,0.92708333333333337,0.7641126822064066,0.73463071628774379,0.20318943321764898,5.0797358304412246E-2]
[1338,334.5,13,0.9375,0.76392208014020591,0.75511277847343694,0.22066290377217171,5.5165725943042927E-2]
[1339,334.75,13,0.94791666666666663,0.76373596050253767,0.76349085876580836,0.22808955328919842,5.7022388322299604E-2]
[1340,335,13,0.95833333333333337,0.76355432715436078,0.75963677682901187,0.22465279016767062,5.6163197541917655E-2]
[1341,335.25,13,0.96875,0.76337718386356845,0.74361804181274471,0.21073837371138629,5.2684593427846572E-2]
[1342,335.5,13,0.97916666666666663,0.76320453430490975,0.71569667930874858,0.1878801404902844,4.6970035122571099E-2]
[1343,335.75,13,0.98958333333333337,0.76303638205991353,0.67632495254507119,0.15854775682001057,3.9636939205002643E-2]
[1344,336,14,0,0.76287273061681404,0.62613804758423952,0.12580681100361399,3.1451702750903497E-2]
[1345,336.25,14,1.0416666666666666E-2,0.7627135833704789,0.56594384066883396,9.2899608314742546E-2,{"$f":"G1365*$B$13","v":2.3224902078685637E-2}]
[{"$f":"IF(IF(A1365<>\"\",A1365+1<=$B$16,0),A1365+1,\"\")","v":1346},{"$f":"IF(A1366<>\"\",A1366*$B$13,\"\")","v":336.5},{"$f":"IF(A1366<>\"\",ROUNDDOWN(A1366*$B$13/24,0),\"\")","v":14},{"$f":"IF(A1366<>\"\",MOD(B1366,24)/24,\"\")","v":2.0833333333333332E-2},{"$f":"IF(A1366<>\"\",($B$4+$B$5)/2+($B$5-$B$4)/2*COS(2*PI()/$B$15*B1366),\"\")","v":0.76255894362233811},{"$f":"IF(A1366<>\"\",E1366*COS(2*PI()/$B$7*B1366),\"\")","v":0.49670991232931222},{"$f":"ABS(0.5*1.025*1*(F1366^3))","v":6.2806175769686834E-2},1.5701543942421708E-2]
[1347,336.75,14,3.125E-2,0.76240881458031606,0.41954801669632047,3.7847647220532347E-2,9.4619118051330869E-3]
[1348,337,14,4.1666666666666664E-2,0.76226319935876485,0.33569625494521182,1.9388015510078502E-2,4.8470038775196254E-3]
[1349,337.25,14,5.2083333333333336E-2,0.76212210097839939,0.24649923830240625,7.6760998362507245E-3,1.9190249590626811E-3]
[1350,337.5,14,6.25E-2,0.76198552236623529,0.15338655798129483,1.8495061317223044E-3,4.623765329305761E-4]
[1351,337.75,14,7.2916666666666671E-2,0.76185346635552742,5.7849906283664737E-2,9.9220599997554491E-5,2.4805149999388623E-5]
[1352,338,14,8.3333333333333329E-2,0.76172593568571179,-3.8580785525377595E-2,2.9431138829365647E-5,7.3577847073414117E-6]
[1353,338.25,14,9.375E-2,0.76160293300234871,-0.13436181142153741,1.2431439490410109E-3,3.1078598726025272E-4]
[1354,338.5,14,0.10416666666666667,0.76148446085706711,-0.22796036629785335,6.0711632111251183E-3,1.5177908027812796E-3]
[1355,338.75,14,0.11458333333333333,0.76137052170751274,-0.31787903927367073,1.646188430284545E-2,4.1154710757113624E-3]
[1356,339,14,0.125,0.76126111791729612,-0.40267973383952971,3.3463640685283999E-2,8.3659101713209998E-3]
[1357,339.25,14,0.13541666666666666,0.76115625175594437,-0.4810066333108059,5.7035738130025743E-2,1.4258934532506436E-2]
[1358,339.5,14,0.14583333333333334,0.76105592539885358,-0.55160784540707519,8.6017174561748164E-2,2.1504293640437041E-2]
[1359,339.75,14,0.15625,0.76096014092724407,-0.61335538094930175,0.11825796702634983,2.9564491756587458E-2]
[1360,340,14,0.16666666666666666,0.7608689003281166,-0.66526314833153644,0.15089479868289365,3.7723699670723414E-2]
[1361,340.25,14,0.17708333333333334,0.76078220549421205,-0.70650267715340653,0.18073210434667422,4.5183026086668555E-2]
[1362,340.5,14,0.1875,0.76070005822397135,-0.73641632068681873,0.20467466321724492,5.1168665804311231E-2]
[1363,340.75,14,0.19791666666666666,0.7606224602214986,-0.75452772711651628,0.22015040099182906,5.5037600247957265E-2]
[1364,341,14,0.20833333333333334,0.76054941309652568,-0.76054941309652568,0.22546346459677122,5.6365866149192805E-2]
[1365,341.25,14,0.21875,0.7604809183643787,-0.75438731940923665,0.220027522559893,5.5006880639973249E-2]
[1366,341.5,14,0.22916666666666666,0.76041697744594661,-0.73614227666282062,0.20444625030799016,5.1111562576997539E-2]
[1367,341.75,14,0.23958333333333334,0.76035759166765171,-0.7061083582497012,0.18042965828656055,4.5107414571640136E-2]
[1368,342,14,0.25,0.76030276226142268,-0.66476814742864909,0.15055822135019425,3.7639555337548564E-2]
[1369,342.25,14,0.26041666666666669,0.7602524903646678,-0.61278499459521263,0.11792835376343079,2.9482088440857698E-2]
[1370,342.5,14,0.27083333333333331,0.76020677702025263,-0.55099238878697387,8.5729574624801727E-2,2.1432393656200432E-2]
[1371,342.75,14,0.28125,0.76016562317647762,-0.48038061346694988,5.6813335454349724E-2,1.4203333863587431E-2]
[1372,343,14,0.29166666666666669,0.76012902968705887,-0.40208089990919604,3.3314569034418998E-2,8.3286422586047494E-3]
[1373,343.25,14,0.30208333333333331,0.7600969973111098,-0.31734733138625304,1.6379416319357552E-2,4.0948540798393879E-3]
[1374,343.5,14,0.3125,0.76006952671312611,-0.22753678719371589,6.0373830963830885E-3,1.5093457740957721E-3]
[1375,343.75,14,0.32291666666666669,0.76004661846297172,-0.13408724677427103,1.2355385208362559E-3,3.0888463020906396E-4]
[1376,344,14,0.33333333333333331,0.76002827303586684,-3.8494800323188458E-2,2.9234797060611359E-5,7.3086992651528397E-6]
[1377,344.25,14,0.34375,0.76001449081237815,5.7710267143695308E-2,9.8503831549203466E-5,2.4625957887300867E-5]
[1378,344.5,14,0.35416666666666669,0.76000527207841095,0.15298793652897766,1.8351240662755996E-3,4.5878101656889991E-4]
[1379,344.75,14,0.36458333333333331,0.76000061702520327,0.24581306980282072,7.6121753011685177E-3,1.9030438252921294E-3]
[1380,345,14,0.375,0.76000052574932209,0.33469978672073475,1.9215875513471915E-2,4.8039688783679787E-3]
[1381,345.25,14,0.38541666666666669,0.76000499825266044,0.41822521408244789,3.7490782597681897E-2,9.3726956494204743E-3]
[1382,345.5,14,0.39583333333333331,0.76001403444243898,0.49505222851850333,6.2179457601210512E-2,1.5544864400302628E-2]
[1383,345.75,14,0.40625,0.76002763413120611,0.56395082984346612,9.1921603120152906E-2,2.2980400780038227E-2]
[1384,346,14,0.41666666666666669,0.76004579703684327,0.62381780385109409,0.12441340207779986,3.1103350519449964E-2]
[1385,346.25,14,0.42708333333333331,0.76006852278256987,0.67369436069899313,0.15670491051827001,3.9176227629567503E-2]
[1386,346.5,14,0.4375,0.76009581089695177,0.7127814673046825,0.18559363061618941,4.6398407654047354E-2]
[1387,346.75,14,0.44791666666666669,0.7601276608139107,0.7404526289367912,0.20805861728562605,5.2014654321406513E-2]
[1388,347,14,0.45833333333333331,0.76016407187273605,0.75626391585085662,0.22167361668639843,5.5418404171599607E-2]
[1389,347.25,14,0.46875,0.76020504331809846,0.75996107473991914,0.22494063380398538,5.6235158450996345E-2]
[1390,347.5,14,0.47916666666666669,0.76025057430006593,0.75148361124786878,0.21749656923488864,5.4374142308722159E-2]
[1391,347.75,14,0.48958333333333331,0.76030066387412076,0.73096577808796925,0.20016355441396796,5.0040888603491991E-2]
[1392,348,14,0.5,0.76035531100118003,0.69873445265146261,0.17483579096036336,4.3708947740090841E-2]
[1393,348.25,14,0.51041666666666663,0.76041451454761622,0.65530393759613415,0.14421890785416341,3.6054726963540853E-2]
[1394,348.5,14,0.52083333333333337,0.76047827328528128,0.6013677669822789,0.11145878613663907,2.7864696534159766E-2]
[1395,348.75,14,0.53125,0.76054658589153212,0.53778764829216918,7.9712483406228121E-2,1.992812085155703E-2]
[1396,349,14,0.54166666666666663,0.76061945094925776,0.46557971636815093,5.1722085033651125E-2,1.2930521258412781E-2]
[1397,349.25,14,0.55208333333333337,0.76069686694690908,0.38589831820535841,2.9451846432723503E-2,7.3629616081808758E-3]
[1398,349.5,14,0.5625,0.76077883227852983,0.30001758695530895,1.3839933737608747E-2,3.4599834344021868E-3]
[1399,349.75,14,0.57291666666666663,0.76086534524379013,0.20931109880616147,4.6997054797054752E-3,1.1749263699263688E-3]
[1400,350,14,0.58333333333333337,0.76095640404802167,0.11522993704287127,7.8413320248203744E-4,1.9603330062050936E-4]
[1401,350.25,14,0.59375,0.76105200680225515,1.9279513065786815E-2,3.6726712262282479E-6,9.1816780655706197E-7]
[1402,350.5,14,0.60416666666666663,0.7611521515232591,-7.7004485946741044E-2,2.3401405804396793E-4,5.8503514510991983E-5]
[1403,350.75,14,0.61458333333333337,0.7612568361335813,-0.17208063902667975,2.611499218279364E-3,6.5287480456984099E-4]
[1404,351,14,0.625,0.76136605846159178,-0.26442643144146888,9.4756380199615704E-3,2.3689095049903926E-3]
[1405,351.25,14,0.63541666666666663,0.76147981624152805,-0.35256259947360957,2.2459629540856112E-2,5.6149073852140279E-3]
[1406,351.5,14,0.64583333333333337,0.76159810711354159,-0.4350767912703381,4.2207693529901426E-2,1.0551923382475356E-2]
[1407,351.75,14,0.65625,0.7617209286237473,-0.51064616587367118,6.8242369190247426E-2,1.7060592297561857E-2]
[1408,352,14,0.66666666666666663,0.76184827822427448,-0.5780585693621908,9.8994120344539346E-2,2.4748530086134837E-2]
[1409,352.25,14,0.67708333333333337,0.76198015327331925,-0.63623194961614926,0.13198977620418448,{"$f":"G1429*$B$13","v":3.2997444051046119E-2}]
[{"$f":"IF(IF(A1429<>\"\",A1429+1<=$B$16,0),A1429+1,\"\")","v":1410},{"$f":"IF(A1430<>\"\",A1430*$B$13,\"\")","v":352.5},{"$f":"IF(A1430<>\"\",ROUNDDOWN(A1430*$B$13/24,0),\"\")","v":14},{"$f":"IF(A1430<>\"\",MOD(B1430,24)/24,\"\")","v":0.6875},{"$f":"IF(A1430<>\"\",($B$4+$B$5)/2+($B$5-$B$4)/2*COS(2*PI()/$B$15*B1430),\"\")","v":0.76211655103519937},{"$f":"IF(A1430<>\"\",E1430*COS(2*PI()/$B$7*B1430),\"\")","v":-0.68423169920139892},{"$f":"ABS(0.5*1.025*1*(F1430^3))","v":0.1641736451258636},4.1043411281465901E-2]
[1411,352.75,14,0.69791666666666663,0.76225746868041155,-0.72128564880913371,0.19231614436831124,4.8079036092077809E-2]
[1412,353,14,0.70833333333333337,0.7624029032856896,-0.74679647106616565,0.21345220273230034,5.3363050683075085E-2]
[1413,353.25,14,0.71875,0.76255285183406529,-0.76035129575007787,0.22528731592910317,5.6321828982275793E-2]
[1414,353.5,14,0.72916666666666663,0.76270731121493085,-0.76172838185040048,0.22651360009672211,5.6628400024180528E-2]
[1415,353.75,14,0.73958333333333337,0.76286627822410358,-0.75090073880449426,0.21699087176534315,5.4247717941335788E-2]
[1416,354,14,0.75,0.76302974956389213,-0.72803663786000783,0.19776688627738082,4.9441721569345204E-2]
[1417,354.25,14,0.76041666666666663,0.76319772184316548,-0.69349700410016069,0.17093367801248796,4.273341950312199E-2]
[1418,354.5,14,0.77083333333333337,0.76337019157742225,-0.64782972942484041,0.13934022019029574,3.4835055047573935E-2]
[1419,354.75,14,0.78125,0.76354715518886429,-0.59176099591703335,0.10620204500865441,2.6550511252163601E-2]
[1420,355,14,0.79166666666666663,0.76372860900646955,-0.52618374675714308,7.4663123921642816E-2,1.8665780980410704E-2]
[1421,355.25,14,0.80208333333333337,0.76391454926606939,-0.45214348741723526,4.7372107804023289E-2,1.1843026951005822E-2]
[1422,355.5,14,0.8125,0.76410497211042594,-0.37082164254494859,2.6132989233803236E-2,6.533247308450809E-3]
[1423,355.75,14,0.82291666666666663,0.7642998735893124,-0.28351673305275493,1.1679653462874641E-2,2.9199133657186603E-3]
[1424,356,14,0.83333333333333337,0.76449924965959482,-0.19162367283705781,3.6061297580673949E-3,9.0153243951684872E-4]
[1425,356.25,14,0.84375,0.7647030961853164,-9.6611514704646781E-2,4.6214743100998556E-4,1.1553685775249639E-4]
[1426,356.5,14,0.85416666666666663,0.76491140893778264,4.1227916125013097E-15,3.5914350870428747E-44,8.9785877176071868E-45]
[1427,356.75,14,0.86458333333333337,0.76512418359564949,9.6664714296415849E-2,4.6291130255227825E-4,1.1572782563806956E-4]
[1428,357,14,0.875,0.76534141574501313,0.19183476389895832,3.6180603396950822E-3,9.0451508492377054E-4]
[1429,357.25,14,0.88541666666666663,0.76556310087950097,0.28398532671188598,1.1737661280095058E-2,2.9344153200237645E-3]
[1430,357.5,14,0.89583333333333337,0.7657892344003655,0.3716390183396806,2.6306179698064949E-2,6.5765449245162371E-3]
[1431,357.75,14,0.90625,0.76601981161657995,0.45338954387997399,4.7764844717622046E-2,1.1941211179405511E-2]
[1432,358,14,0.91666666666666663,0.76625482774493514,0.52792422789830096,7.5406476834394706E-2,1.8851619208598677E-2]
[1433,358.25,14,0.92708333333333337,0.76649427791013869,0.59404506215286879,0.10743654671231172,2.6859136678077929E-2]
[1434,358.5,14,0.9375,0.76673815714491667,0.65068793406313885,0.14119266329217214,3.5298165823043036E-2]
[1435,358.75,14,0.94791666666666663,0.76698646039011609,0.69693972773052759,0.17349203205852393,4.3373008014630982E-2]
[1436,359,14,0.95833333333333337,0.76723918249481016,0.73205302306658238,0.20105805872534652,5.0264514681336629E-2]
[1437,359.25,14,0.96875,0.76749631821640496,0.75545815672970151,0.22096582686453198,5.5241456716132994E-2]
[1438,359.5,14,0.97916666666666663,0.76775786222074838,0.76677245051022025,0.23104329611721694,5.7760824029304235E-2]
[1439,359.75,14,0.98958333333333337,0.76802380908224088,0.7658064578711532,0.23017117922893066,5.7542794807232664E-2]
[1440,360,15,0,0.76829415328394735,0.7525671268308568,0.21843870902083679,5.4609677255209196E-2]
[1441,360.25,15,1.0416666666666666E-2,0.76856888921771238,0.72725782651049897,0.19713288636019013,4.9283221590047534E-2]
[1442,360.5,15,2.0833333333333332E-2,0.76884801118427648,0.69027523468117635,0.16856241569509919,4.2140603923774798E-2]
[1443,360.75,15,3.125E-2,0.76913151339339358,0.64220313373696003,0.13574102712013159,3.3935256780032896E-2]
[1444,361,15,4.1666666666666664E-2,0.76941938996395209,0.58380321189248052,0.10197490507939684,2.549372626984921E-2]
[1445,361.25,15,5.2083333333333336E-2,0.76971163492409633,0.51600301426992512,7.0412633154667517E-2,1.7603158288666879E-2]
[1446,361.5,15,6.25E-2,0.77000824221135056,0.43988123413634489,4.3621457694421856E-2,1.0905364423605464E-2]
[1447,361.75,15,7.2916666666666671E-2,0.77030920567274452,0.35665057714975262,2.3249984258790161E-2,5.8124960646975402E-3]
[1448,362,15,8.3333333333333329E-2,0.77061451906494183,0.26763847038973293,9.8251567342814185E-3,2.4562891835703546E-3]
[1449,362.25,15,9.375E-2,0.77092417605436858,0.17426592256344281,2.7122597500954639E-3,6.7806493752386597E-4]
[1450,362.5,15,0.10416666666666667,0.77123817021734498,7.8024871533547438E-2,2.4344062624820497E-4,6.0860156562051243E-5]
[1451,362.75,15,0.11458333333333333,0.77155649504021906,-1.9545620265333536E-2,3.826857058705678E-6,9.567142646764195E-7]
[1452,363,15,0.125,0.77187914391950141,-0.11688394326587834,8.1838645740954226E-4,2.0459661435238556E-4]
[1453,363.25,15,0.13541666666666666,0.77220611016200202,-0.21243089915083196,4.9130018960505716E-3,1.2282504740126429E-3]
[1454,363.5,15,0.14583333333333334,0.77253738698496965,-0.3046546418514714,1.4491631049653803E-2,3.6229077624134508E-3]
[1455,363.75,15,0.15625,0.77287296751623191,-0.39207520276499264,3.0888868293693951E-2,7.7222170734234877E-3]
[1456,364,15,0.16666666666666666,0.77321284479433838,-0.47328820808131017,5.433390540965425E-2,1.3583476352413562E-2]
[1457,364.25,15,0.17708333333333334,0.77355701176870473,-0.54698740865606421,8.387371072656466E-2,2.0968427681641165E-2]
[1458,364.5,15,0.1875,0.77390546129975868,-0.61198566147943356,0.11746746879292405,2.9366867198231013E-2]
[1459,364.75,15,0.19791666666666666,0.77425818615908903,-0.66723402617839389,0.15223987755603322,3.8059969389008304E-2]
[1460,365,15,0.20833333333333334,0.77461517902959465,-0.71183866976885113,0.18485814904881484,4.621453726220371E-2]
[1461,365.25,15,0.21875,0.77497643250563664,-0.7450753075760993,0.21197975309942474,5.2994938274856185E-2]
[1462,365.5,15,0.22916666666666666,0.77534193909319216,-0.76640094731675568,0.23070763561246097,5.7676908903115241E-2]
[1463,365.75,15,0.23958333333333334,0.7757116912100096,-0.77546274616545297,0.2389883254001178,5.974708135002945E-2]
[1464,366,15,0.25,0.77608568118576593,-0.77210383653541992,0.23589623045315289,5.8974057613288222E-2]
[1465,366.25,15,0.26041666666666669,0.77646390126222586,-0.75636602455502855,0.22176341812278386,5.5440854530695964E-2]
[1466,366.5,15,0.27083333333333331,0.77684634359340277,-0.72848931505537595,0.19813601702177147,4.9534004255442868E-2]
[1467,366.75,15,0.28125,0.77723300024572151,-0.68890826750430789,0.16756297398781189,4.1890743496952973E-2]
[1468,367,15,0.29166666666666669,0.777623863198183,-0.6382452379234399,0.13324674818840826,3.3311687047102065E-2]
[1469,367.25,15,0.30208333333333331,0.7780189243425305,-0.57730061160005319,9.8605223660741578E-2,2.4651305915185395E-2]
[1470,367.5,15,0.3125,0.77841817548341785,-0.50704017956072933,6.680685027418129E-2,1.6701712568545322E-2]
[1471,367.75,15,0.32291666666666669,0.7788216083385795,-0.42857985753818456,4.0344945967493072E-2,1.0086236491873268E-2]
[1472,368,15,0.33333333333333331,0.77922921453900229,-0.34316798880582439,2.0711625184063095E-2,5.1779062960157739E-3]
[1473,368.25,15,0.34375,0.77964098562909934,-0.25216551109092628,8.2177122886876539E-3,{"$f":"G1493*$B$13","v":2.0544280721719135E-3}]
[{"$f":"IF(IF(A1493<>\"\",A1493+1<=$B$16,0),A1493+1,\"\")","v":1474},{"$f":"IF(A1494<>\"\",A1494*$B$13,\"\")","v":368.5},{"$f":"IF(A1494<>\"\",ROUNDDOWN(A1494*$B$13/24,0),\"\")","v":15},{"$f":"IF(A1494<>\"\",MOD(B1494,24)/24,\"\")","v":0.35416666666666669},{"$f":"IF(A1494<>\"\",($B$4+$B$5)/2+($B$5-$B$4)/2*COS(2*PI()/$B$15*B1494),\"\")","v":0.78005691306688496},{"$f":"IF(A1494<>\"\",E1494*COS(2*PI()/$B$7*B1494),\"\")","v":-0.15702430218527702},{"$f":"ABS(0.5*1.025*1*(F1494^3))","v":1.9842413053384215E-3},4.9606032633460538E-4]
[1475,368.75,15,0.36458333333333331,0.78047698822415212,-5.9264048296988864E-2,1.0667626793419449E-4,2.6669066983548623E-5]
[1476,369,15,0.375,0.78090120238665151,3.9551996846043262E-2,3.1710209628451004E-5,7.9275524071127511E-6]
[1477,369.25,15,0.38541666666666669,0.78132954675427224,0.13784197600871215,1.3422652301544851E-3,3.3556630753862128E-4]
[1478,369.5,15,0.39583333333333331,0.78176201244122423,0.23403071746634216,6.5691996615751987E-3,1.6422999153937997E-3]
[1479,369.75,15,0.40625,0.78219859047622298,0.3265749452765212,1.7850174167846407E-2,4.4625435419616017E-3]
[1480,370,15,0.41666666666666669,0.7826392718026749,0.41398800785212886,3.6362786204542398E-2,9.0906965511355995E-3]
[1481,370.25,15,0.42708333333333331,0.78308404727886627,0.49486372911219684,6.2108457040985561E-2,1.552711426024639E-2]
[1482,370.5,15,0.4375,0.78353290767815165,0.56789900004178895,9.3865755854326646E-2,2.3466438963581662E-2]
[1483,370.75,15,0.44791666666666669,0.78398584368914659,0.63191474816128745,0.1293210862800977,3.2330271570024424E-2]
[1484,371,15,0.45833333333333331,0.7844428459159194,0.68587494788540937,0.1653593248170091,4.1339831204252275E-2]
[1485,371.25,15,0.46875,0.7849039048781874,0.72890336564110836,0.19847405205839375,4.9618513014598437E-2]
[1486,371.5,15,0.47916666666666669,0.78536901101151257,0.7602977694268287,0.22523974073767958,5.6309935184419894E-2]
[1487,371.75,15,0.48958333333333331,0.7858381546675004,0.77954137266737999,0.24277914531329978,6.0694786328324944E-2]
[1488,372,15,0.5,0.78631132611400012,0.78631132611400012,0.24915950748856866,6.2289876872142165E-2]
[1489,372.25,15,0.51041666666666663,0.78678851553530649,0.7804841184618132,0.24366103279815093,6.0915258199537733E-2]
[1490,372.5,15,0.52083333333333337,0.78726971303236293,0.76213779556299399,0.22687903597833506,5.6719758994583765E-2]
[1491,372.75,15,0.53125,0.78775490862296815,0.73155095882048671,0.20064466716156817,5.0161166790392044E-2]
[1492,373,15,0.54166666666666663,0.78824409224198155,0.68919855474772862,0.16777488272148006,4.1943720680370014E-2]
[1493,373.25,15,0.55208333333333337,0.78873725374153358,0.63574451895476447,0.13168664813518219,3.2921662033795547E-2]
[1494,373.5,15,0.5625,0.78923438289123504,0.57203138815278998,9.5929780132339659E-2,2.3982445033084915E-2]
[1495,373.75,15,0.57291666666666663,0.78973546937839001,0.4990670423523284,6.3704563115663956E-2,1.5926140778915989E-2]
[1496,374,15,0.58333333333333337,0.79024050280820957,0.41800878548822906,3.7432609066909796E-2,9.3581522667274489E-3]
[1497,374.25,15,0.59375,0.79074947270402762,0.33014501549859027,1.8442003660139948E-2,4.610500915034987E-3]
[1498,374.5,15,0.60416666666666663,0.79126236850751752,0.23687477372769625,6.8116183551527381E-3,1.7029045887881845E-3]
[1499,374.75,15,0.61458333333333337,0.79177917957891242,0.13968549778910444,1.3968437506624999E-3,3.4921093766562497E-4]
[1500,375,15,0.625,0.79229989519722444,4.0129331162735857E-2,3.3119184451806821E-5,8.2797961129517052E-6]
[1501,375.25,15,0.63541666666666663,0.79282450456046805,-6.0201633665363095E-2,1.1181979706753252E-4,2.7954949266883131E-5]
[1502,375.5,15,0.64583333333333337,0.79335299678588433,-0.15970078416089692,2.0874448752527461E-3,5.2186121881318652E-4]
[1503,375.75,15,0.65625,0.79388536091016582,-0.25677268316004309,8.6764152225816422E-3,2.1691038056454105E-3]
[1504,376,15,0.66666666666666663,0.79442158588968459,-0.3498586202969664,2.1946820271269596E-2,5.486705067817399E-3]
[1505,376.25,15,0.67708333333333337,0.79496166060072149,-0.43746161072160117,4.2905573638705716E-2,1.0726393409676429E-2]
[1506,376.5,15,0.6875,0.79550557383969611,-0.51817044065133,7.1303652014087213E-2,1.7825913003521803E-2]
[1507,376.75,15,0.69791666666666663,0.7960533143234001,-0.59068237397118528,0.10562236915957762,2.6405592289894406E-2]
[1508,377,15,0.70833333333333337,0.79660487068923058,-0.6538241549493794,0.1432441033367168,3.5811025834179201E-2]
[1509,377.25,15,0.71875,0.79716023149542614,-0.70657096884619053,0.18078451898640605,4.5196129746601511E-2]
[1510,377.5,15,0.72916666666666663,0.79771938522130448,-0.74806305434633935,0.2145401046795091,5.3635026169877274E-2]
[1511,377.75,15,0.73958333333333337,0.79828232026750068,-0.7776196988317986,0.24098811842197809,6.0247029605494523E-2]
[1512,378,15,0.75,0.79884902495620824,-0.79475038895045802,0.25726820543527146,6.4317051358817864E-2]
[1513,378.25,15,0.76041666666666663,0.79941948753142156,-0.79916293406935801,0.26157718865928725,6.5394297164821813E-2]
[1514,378.5,15,0.77083333333333337,0.79999369615917937,-0.79076842831551408,0.25342055321859275,6.3355138304648187E-2]
[1515,378.75,15,0.78125,0.80057163892781036,-0.76968296723849006,0.2336842795610653,5.8421069890266325E-2]
[1516,379,15,0.79166666666666663,0.80115330384818073,-0.73622608687663915,0.20451608722143794,5.1129021805359484E-2]
[1517,379.25,15,0.80208333333333337,0.80173867885394201,-0.69091594534945044,0.16903222835173967,4.2258057087934918E-2]
[1518,379.5,15,0.8125,0.80232775180178184,-0.63446131919662174,0.1308908594516561,3.2722714862914025E-2]
[1519,379.75,15,0.82291666666666663,0.80292051047167656,-0.56775053770829065,9.3792158860565231E-2,2.3448039715141308E-2]
[1520,380,15,0.83333333333333337,0.80351694256714334,-0.49183752762374461,6.0975989669342118E-2,1.5243997417335529E-2]
[1521,380.25,15,0.84375,0.80411703571549609,-0.40792518703057001,3.4788478399076041E-2,8.6971195997690102E-3]
[1522,380.5,15,0.85416666666666663,0.80472077746810255,-0.31734635032588315,1.6379264411857785E-2,4.0948161029644463E-3]
[1523,380.75,15,0.86458333333333337,0.80532815530064128,-0.22154264501493973,5.5727027619026709E-3,1.3931756904756677E-3]
[1524,381,15,0.875,0.80593915661336257,-0.12204157528987705,9.3157383943094402E-4,2.32893459857736E-4]
[1525,381.25,15,0.88541666666666663,0.80655376873134932,-2.04321962014801E-2,4.3715859406510321E-6,1.092896485162758E-6]
[1526,381.5,15,0.89583333333333337,0.80717197890478021,8.1660234661083742E-2,2.790780890190746E-4,6.9769522254768649E-5]
[1527,381.75,15,0.90625,0.80779377430919375,0.18260022411215412,3.1203103267101692E-3,7.8007758167754229E-4]
[1528,382,15,0.91666666666666663,0.80841914204575493,0.28076821453279743,1.1343254873243929E-2,2.8358137183109823E-3]
[1529,382.25,15,0.92708333333333337,0.80904806914152239,0.37458654093225263,2.6937071341058157E-2,6.7342678352645393E-3]
[1530,382.5,15,0.9375,0.80968054254971766,0.46254475833935693,5.0717187406010826E-2,1.2679296851502707E-2]
[1531,382.75,15,0.94791666666666663,0.81031654914999574,0.54322393335712105,8.2154348742755096E-2,2.0538587185688774E-2]
[1532,383,15,0.95833333333333337,0.81095607574871709,0.61531950962141635,0.11939769026787268,2.9849422566968171E-2]
[1533,383.25,15,0.96875,0.81159910907922228,0.67766237907640914,0.15949019833901687,3.9872549584754217E-2]
[1534,383.5,15,0.97916666666666663,0.81224563580210574,0.72923781906965501,0.19874738372307188,4.968684593076797E-2]
[1535,383.75,15,0.98958333333333337,0.8128956425054934,0.76920198884206814,0.23324646215308095,5.8311615538270238E-2]
[1536,384,16,0,0.81354911570532107,0.79689571751285559,0.25935722368220437,6.4839305920551094E-2]
[1537,384.25,16,1.0416666666666666E-2,0.81420604184561352,0.81185535853135793,0.2742394026725451,{"$f":"G1557*$B$13","v":6.8559850668136274E-2}]
[{"$f":"IF(IF(A1557<>\"\",A1557+1<=$B$16,0),A1557+1,\"\")","v":1538},{"$f":"IF(A1558<>\"\",A1558*$B$13,\"\")","v":384.5},{"$f":"IF(A1558<>\"\",ROUNDDOWN(A1558*$B$13/24,0),\"\")","v":16},{"$f":"IF(A1558<>\"\",MOD(B1558,24)/24,\"\")","v":2.0833333333333332E-2},{"$f":"IF(A1558<>\"\",($B$4+$B$5)/2+($B$5-$B$4)/2*COS(2*PI()/$B$15*B1558),\"\")","v":0.81486640729876592},{"$f":"IF(A1558<>\"\",E1558*COS(2*PI()/$B$7*B1558),\"\")","v":0.81382053210844751},{"$f":"ABS(0.5*1.025*1*(F1558^3))","v":0.27623569524493907},6.9058923811234768E-2]
[1539,384.75,16,3.125E-2,0.81553019836582685,0.80273862661206563,0.26510404420611089,6.6276011051527722E-2]
[1540,385,16,4.1666666666666664E-2,0.8161974012767822,0.77876598152988086,0.24205540586950158,6.0513851467375396E-2]
[1541,385.25,16,5.2083333333333336E-2,0.81686800219084055,0.74226572754503528,0.20959074194546765,5.2397685486366911E-2]
[1542,385.5,16,6.25E-2,0.81754198719672122,0.69380231269533599,0.17115953551206231,4.2789883878015578E-2]
[1543,385.75,16,7.2916666666666671E-2,0.81821934231294169,0.63413279663902389,0.13068763979027803,3.2671909947569508E-2]
[1544,386,16,8.3333333333333329E-2,0.81890005348810813,0.5641950468826108,9.2041073879039023E-2,2.3010268469759756E-2]
[1545,386.25,16,9.375E-2,0.81958410660120762,0.48509302060869541,5.8501762203218476E-2,1.4625440550804619E-2]
[1546,386.5,16,0.10416666666666667,0.82027148746189948,0.39807936267354888,3.2329788228021905E-2,8.0824470570054763E-3]
[1547,386.75,16,0.11458333333333333,0.8209621818108116,0.30453559367189814,1.4474649247979138E-2,3.6186623119947845E-3]
[1548,387,16,0.125,0.82165617531983437,0.20595020098991712,4.4769323315536382E-3,1.1192330828884095E-3]
[1549,387.25,16,0.13541666666666666,0.82235345359241885,0.10389497985621567,5.7474811999727268E-4,1.4368702999931817E-4]
[1550,387.5,16,0.14583333333333334,0.82305400216387592,-6.8560675843470171E-15,1.6516542523734663E-43,4.1291356309336658E-44]
[1551,387.75,16,0.15625,0.82375780650167507,-0.10407240382955951,5.7769768516466324E-4,1.4442442129116581E-4]
[1552,388,16,0.16666666666666666,0.82446485200574671,-0.2066542029135503,4.5230000939842146E-3,1.1307500234960537E-3]
[1553,388.25,16,0.17708333333333334,0.82517512400878523,-0.30609838289873664,1.4698633982757827E-2,3.6746584956894568E-3]
[1554,388.5,16,0.1875,0.82588860777655271,-0.4008053621860353,3.2998518259550691E-2,8.2496295648876727E-3]
[1555,388.75,16,0.19791666666666666,0.82660528850818438,-0.48924869702076235,6.0018191217652991E-2,1.5004547804413248E-2]
[1556,389,16,0.20833333333333334,0.82732515133649676,-0.56999966059013629,9.4911242953418948E-2,2.3727810738354737E-2]
[1557,389.25,16,0.21875,0.82804818132829472,-0.64175030071184247,0.13545408666012632,3.3863521665031579E-2]
[1558,389.5,16,0.22916666666666666,0.82877436348468214,-0.70333460433014139,0.17831169399489694,4.4577923498724234E-2]
[1559,389.75,16,0.23958333333333334,0.82950368274137332,-0.75374742665886751,0.2194680965678405,5.4867024141960125E-2]
[1560,390,16,0.25,0.83023612396900404,-0.79216087796024803,0.25476164278331975,6.3690410695829938E-2]
[1561,390.25,16,0.26041666666666669,0.8309716719734469,-0.81793790107362152,0.28044962773122334,7.0112406932805835E-2]
[1562,390.5,16,0.27083333333333331,0.83171031149612606,-0.83064281727555955,0.29372222656140201,7.3430556640350503E-2]
[1563,390.75,16,0.28125,0.83245202721433353,-0.83004866616108453,0.29309238692942308,7.3273096732355769E-2]
[1564,391,16,0.29166666666666669,0.83319680374154692,-0.81614121622072444,0.27860557483504778,6.9651393708761944E-2]
[1565,391.25,16,0.30208333333333331,0.83394462562774951,-0.78911957584110215,0.25183861435953925,6.2959653589884812E-2]
[1566,391.5,16,0.3125,0.83469547735974936,-0.7493933887327453,0.21568673774617822,5.3921684436544555E-2]
[1567,391.75,16,0.32291666666666669,0.83544934336150267,-0.69757665242201472,0.17396812362511305,4.3492030906278262E-2]
[1568,392,16,0.33333333333333331,0.83620620799443546,-0.63447825256191348,0.13090133991039241,3.2725334977598101E-2]
[1569,392.25,16,0.34375,0.83696605555776893,-0.56108935855179798,9.052946753233504E-2,2.263236688308376E-2]
[1570,392.5,16,0.35416666666666669,0.83772887028884502,-0.47856787646327043,5.6172596674640883E-2,1.4043149168660221E-2]
[1571,392.75,16,0.36458333333333331,0.83849463636345301,-0.38822020273640995,2.9986671765384651E-2,7.4966679413461627E-3]
[1572,393,16,0.375,0.83926333789615803,-0.29148056577140385,1.2691784261130825E-2,3.1729460652827062E-3]
[1573,393.25,16,0.38541666666666669,0.84003495894063085,-0.18988828169141114,3.5090403602214748E-3,8.7726009005536869E-4]
[1574,393.5,16,0.39583333333333331,0.8408094834899783,-8.5063284555799354E-2,3.1544257855764893E-4,7.8860644639412231E-5]
[1575,393.75,16,0.40625,0.84158689547707521,2.131968039284059E-2,4.9663341766277265E-6,1.2415835441569316E-6]
[1576,394,16,0.41666666666666669,0.84236717877489831,0.12755778972469986,1.063689386188806E-3,2.659223465472015E-4]
[1577,394.25,16,0.42708333333333331,0.8431503171968604,0.2319473747285736,6.3953196150154041E-3,1.598829903753851E-3]
[1578,394.5,16,0.4375,0.84393629449714569,0.33281121907759503,1.8892426599037917E-2,4.7231066497594792E-3]
[1579,394.75,16,0.44791666666666669,0.84472509437104804,0.42852548423393005,4.0329592401392868E-2,1.0082398100348217E-2]
[1580,395,16,0.45833333333333331,0.8455167004553078,0.51754583069265403,7.1046111422849306E-2,1.7761527855712327E-2]
[1581,395.25,16,0.46875,0.84631109632845192,0.5984323152072667,0.10983455166151279,2.7458637915378198E-2]
[1582,395.5,16,0.47916666666666669,0.84710826551113505,0.66987266292559289,0.15405316822261275,3.8513292055653188E-2]
[1583,395.75,16,0.48958333333333331,0.84790819146648055,0.73070353860691939,0.19994820114164955,4.9987050285412386E-2]
[1584,396,16,0.5,0.84871085760042386,0.77992947239881738,0.24314193338900039,6.0785483347250098E-2]
[1585,396.25,16,0.51041666666666663,0.84951624726205721,0.81673913253493402,0.27921835440965159,6.9804588602412898E-2]
[1586,396.5,16,0.52083333333333337,0.85032434374397381,0.84051867919600654,0.30432384183389544,7.6080960458473859E-2]
[1587,396.75,16,0.53125,0.85113513028261611,0.8508619799932331,0.31569755893689511,7.8924389734223777E-2]
[1588,397,16,0.54166666666666663,0.85194859005862233,0.84757751735629927,0.31205572480419336,7.8013931201048339E-2]
[1589,397.25,16,0.55208333333333337,0.85276470619717526,0.83069187074720818,0.29377426678433982,7.3443566696084955E-2]
[1590,397.5,16,0.5625,0.85358346176835365,0.80044971123875763,0.26284276466099304,6.5710691165248261E-2]
[1591,397.75,16,0.57291666666666663,0.85440483978748194,0.75731030172316616,0.22259503006192766,5.5648757515481914E-2]
[1592,398,16,0.58333333333333337,0.8552288232154831,0.70194055196199101,0.17725351995925751,4.4313379989814376E-2]
[1593,398.25,16,0.59375,0.85605539495923277,0.63520473295828439,0.13135150278952953,3.2837875697382383E-2]
[1594,398.5,16,0.60416666666666663,0.85688453787191288,0.55815100883990232,8.9114630742110207E-2,2.2278657685527552E-2]
[1595,398.75,16,0.61458333333333337,0.85771623475336756,0.47199499572561532,5.3889735502066771E-2,1.3472433875516693E-2]
[1596,399,16,0.625,0.85855046835046067,0.37810060507860693,2.7702310123995395E-2,6.9255775309988487E-3]
[1597,399.25,16,0.63541666666666663,0.85938722135743284,0.27795847305762494,1.1006104233422315E-2,2.7515260583555788E-3]
[1598,399.5,16,0.64583333333333337,0.86022647641626049,0.17316231664368026,2.6610561088818009E-3,6.6526402722045022E-4]
[1599,399.75,16,0.65625,0.861068216117017,6.5383591210126879E-2,1.432518309785549E-4,3.5812957744638726E-5]
[1600,400,16,0.66666666666666663,0.86191242299823256,-4.3655147836632796E-2,4.2638337174392289E-5,1.0659584293598072E-5]
[1601,400.25,16,0.67708333333333337,0.86275907954725672,-0.15220775515053594,1.8071916531618142E-3,{"$f":"G1621*$B$13","v":4.5179791329045356E-4}]
[{"$f":"IF(IF(A1621<>\"\",A1621+1<=$B$16,0),A1621+1,\"\")","v":1602},{"$f":"IF(A1622<>\"\",A1622*$B$13,\"\")","v":400.5},{"$f":"IF(A1622<>\"\",ROUNDDOWN(A1622*$B$13/24,0),\"\")","v":16},{"$f":"IF(A1622<>\"\",MOD(B1622,24)/24,\"\")","v":0.6875},{"$f":"IF(A1622<>\"\",($B$4+$B$5)/2+($B$5-$B$4)/2*COS(2*PI()/$B$15*B1622),\"\")","v":0.86360816820062269},{"$f":"IF(A1622<>\"\",E1622*COS(2*PI()/$B$7*B1622),\"\")","v":-0.258532438257842},{"$f":"ABS(0.5*1.025*1*(F1622^3))","v":8.8560283070006195E-3},2.2140070767501549E-3]
[1603,400.75,16,0.69791666666666663,0.86445967134441004,-0.36091968625408005,2.4094925244580529E-2,6.0237313111451323E-3]
[1604,401,16,0.70833333333333337,0.86531357131461162,-0.45771973687293876,4.9146521936173353E-2,1.2286630484043338E-2]
[1605,401.25,16,0.71875,0.86616985039749883,-0.54736914090093669,8.4049434969087664E-2,2.1012358742271916E-2]
[1606,401.5,16,0.72916666666666663,0.86702849082998956,-0.62841599647573243,0.12718490339769031,3.1796225849422578E-2]
[1607,401.75,16,0.73958333333333337,0.86788947480001732,-0.69954344624306974,0.17544376809958537,4.3860942024896342E-2]
[1608,402,16,0.75,0.86875278444689941,-0.75959105734733068,0.2246122297658589,5.6153057441464725E-2]
[1609,402.25,16,0.76041666666666663,0.86961840186170813,-0.80757373737211102,0.26992333486739994,6.7480833716849986E-2]
[1610,402.5,16,0.77083333333333337,0.87048630908764291,-0.84269787811404584,0.30669703035714702,7.6674257589286754E-2]
[1611,402.75,16,0.78125,0.87135648812040167,-0.8643744628554082,0.33097840019734182,8.2744600049335454E-2]
[1612,403,16,0.79166666666666663,0.87222892090855475,-0.87222892090855475,0.34008330910179052,8.502082727544763E-2]
[1613,403.25,16,0.80208333333333337,0.87310358935392007,-0.86610756487606577,0.33297326557702273,8.3243316394255681E-2]
[1614,403.5,16,0.8125,0.87398047531193734,-0.84608050048529615,0.31040515693809351,7.7601289234523377E-2]
[1615,403.75,16,0.82291666666666663,0.87485956059204517,-0.81244095514827563,0.27483326288371113,6.8708315720927782E-2]
[1616,404,16,0.83333333333333337,0.87574082695805877,-0.765701028670429,0.23007612875292088,5.7519032188230221E-2]
[1617,404.25,16,0.84375,0.87662425612854733,-0.70658392686894511,0.18079446555784515,4.5198616389461287E-2]
[1618,404.5,16,0.85416666666666663,0.87750982977721381,-0.63601279534517252,0.13185342894647964,3.296335723661991E-2]
[1619,404.75,16,0.86458333333333337,0.87839752953327532,-0.55509632537945341,8.7659487441432191E-2,2.1914871860358048E-2]
[1620,405,16,0.875,0.87928733698184369,-0.46511135599963271,5.1566149028240249E-2,1.2891537257060062E-2]
[1621,405.25,16,0.88541666666666663,0.88017923366430795,-0.36748274487740717,2.543341774548518E-2,6.3583544363712951E-3]
[1622,405.5,16,0.89583333333333337,0.88107320107871656,-0.26376082504304416,9.4042625979920309E-3,2.3510656494980077E-3]
[1623,405.75,16,0.90625,0.88196922068016215,-0.15559680375896576,1.93061592568017E-3,4.826539814200425E-4]
[1624,406,16,0.91666666666666663,0.8828672738811657,-4.4716493616975515E-2,4.5824432422679174E-5,1.1456108105669793E-5]
[1625,406.25,16,0.92708333333333337,0.88376734205206198,6.7107206532582758E-2,1.5488214414575199E-4,3.8720536036437997E-5]
[1626,406.5,16,0.9375,0.88466940652138604,0.17808264230046508,2.8944006188422531E-3,7.2360015471056329E-4]
[1627,406.75,16,0.94791666666666663,0.8855734485762613,0.28642809368033184,1.2043166965222767E-2,3.0107917413056918E-3]
[1628,407,16,0.95833333333333337,0.88647944946278689,0.39040036501945452,3.0494710509237858E-2,7.6236776273094645E-3]
[1629,407.25,16,0.96875,0.88738739038642644,0.48832281652317688,5.9678090714206558E-2,1.491952267855164E-2]
[1630,407.5,16,0.97916666666666663,0.88829725251239955,0.57861238676433369,9.9278921289324112E-2,2.4819730322331028E-2]
[1631,407.75,16,0.98958333333333337,0.88920901696607046,0.65980517089427348,0.14721125464335263,3.6802813660838159E-2]
[1632,408,17,0,0.89012266483334079,0.73058014148520112,0.19984691984984831,4.9961729962462079E-2]
[1633,408.25,17,1.0416666666666666E-2,0.89103817716104217,0.78978062783508851,0.25247204656389477,6.3118011640973692E-2]
[1634,408.5,17,2.0833333333333332E-2,0.8919555349573286,0.83643320468662863,0.29990773368089352,7.4976933420223379E-2]
[1635,408.75,17,3.125E-2,0.89287471919207029,0.86976368210184407,0.33720785108062823,8.4301962770157057E-2]
[1636,409,17,4.1666666666666664E-2,0.89379571079724995,0.88920993405143833,0.36033528161447742,9.0083820403619355E-2]
[1637,409.25,17,5.2083333333333336E-2,0.89471849066735631,0.8944313534009608,0.36672026808707658,9.1680067021769146E-2]
[1638,409.5,17,6.25E-2,0.89564303965978198,0.88531477460863806,0.35562067813919035,8.8905169534797587E-2]
[1639,409.75,17,7.2916666666666671E-2,0.89656933859521992,0.86197676174142446,0.32823171572846088,8.2057928932115221E-2]
[1640,410,17,8.3333333333333329E-2,0.89749736825806103,0.82476221746933998,0.28752799939378509,7.1881999848446274E-2]
[1641,410.25,17,9.375E-2,0.89842710939679382,0.77423932758711611,0.23785898016729115,5.9464745041822788E-2]
[1642,410.5,17,0.10416666666666667,0.89935854272440252,0.71119091439410331,0.18435395925944795,4.6088489814861987E-2]
[1643,410.75,17,0.11458333333333333,0.90029164891876767,0.63660232999608146,0.13222042269128831,3.3055105672822077E-2]
[1644,411,17,0.125,0.9012264086230678,0.55164607634811036,8.6035060885243347E-2,2.1508765221310837E-2]
[1645,411.25,17,0.13541666666666666,0.90216280244617941,0.45766339173802317,4.9128374412809928E-2,1.2282093603202482E-2]
[1646,411.5,17,0.14583333333333334,0.90310081096308026,0.35614309256086896,2.3150876938652296E-2,5.7877192346630739E-3]
[1647,411.75,17,0.15625,0.90404041471525221,0.2486980038611081,7.8833492675440438E-3,1.9708373168860109E-3]
[1648,412,17,0.16666666666666666,0.90498159421108482,0.13703935149393354,1.3189543180534096E-3,3.2973857951335239E-4]
[1649,412.25,17,0.17708333333333334,0.90592432992627914,2.2949522239393491E-2,6.1946220822688265E-6,1.5486555205672066E-6]
[1650,412.5,17,0.1875,0.90686860230425392,-9.1746374758225613E-2,3.9578616379665541E-4,9.8946540949163852E-5]
[1651,412.75,17,0.19791666666666666,0.9078143917565501,-0.20520969170472647,4.428814328069965E-3,1.1072035820174912E-3]
[1652,413,17,0.20833333333333334,0.90876167866323776,-0.31561770458382593,1.6113056898206926E-2,4.0282642245517315E-3]
[1653,413.25,17,0.21875,0.90971044337332352,-0.42119288238923269,3.8294547348971406E-2,9.5736368372428514E-3]
[1654,413.5,17,0.22916666666666666,0.91066066620515695,-0.52023149334005292,7.2157883892090033E-2,1.8039470973022508E-2]
[1655,413.75,17,0.23958333333333334,0.91161232744683995,-0.6111310878840841,0.11697606274126046,2.9244015685315115E-2]
[1656,414,17,0.25,0.91256540735663561,-0.69241641532031251,0.17013588932315724,4.2533972330789309E-2]
[1657,414.25,17,0.26041666666666669,0.91351988616337687,-0.76276335504288695,0.22743815871300582,5.6859539678251456E-2]
[1658,414.5,17,0.27083333333333331,0.91447574406687793,-0.82102047435057735,0.28363239513995053,7.0908098784987633E-2]
[1659,414.75,17,0.28125,0.91543296123834372,-0.86622786199934632,0.33311202879082957,8.3278007197707393E-2]
[1660,415,17,0.29166666666666669,0.9163915178207821,-0.89763292961527419,0.37067235610444166,9.2668089026110415E-2]
[1661,415.25,17,0.30208333333333331,0.91735139392941556,-0.91470292105622142,0.39222391263355544,9.805597815838886E-2]
[1662,415.5,17,0.3125,0.91831256965209362,-0.9171339220542124,0.39535946533292876,9.883986633323219E-2]
[1663,415.75,17,0.32291666666666669,0.91927502504970582,-0.90485621815827844,0.37969300415748403,9.4923251039371007E-2]
[1664,416,17,0.33333333333333331,0.9202387401565959,-0.87803590724353098,0.3469210881317879,8.6730272032946976E-2]
[1665,416.25,17,0.34375,0.92120369498097499,-0.83707273272834082,0.30059617869859112,{"$f":"G1685*$B$13","v":7.514904467464778E-2}]
[{"$f":"IF(IF(A1685<>\"\",A1685+1<=$B$16,0),A1685+1,\"\")","v":1666},{"$f":"IF(A1686<>\"\",A1686*$B$13,\"\")","v":416.5},{"$f":"IF(A1686<>\"\",ROUNDDOWN(A1686*$B$13/24,0),\"\")","v":17},{"$f":"IF(A1686<>\"\",MOD(B1686,24)/24,\"\")","v":0.35416666666666669},{"$f":"IF(A1686<>\"\",($B$4+$B$5)/2+($B$5-$B$4)/2*COS(2*PI()/$B$15*B1686),\"\")","v":0.92216986950533708},{"$f":"IF(A1686<>\"\",E1686*COS(2*PI()/$B$7*B1686),\"\")","v":-0.78259416419039085},{"$f":"ABS(0.5*1.025*1*(F1686^3))","v":0.24564259962148616},6.1410649905371539E-2]
[1667,416.75,17,0.36458333333333331,0.92313724368687466,-0.71544581232461713,0.18768264171845236,4.6920660429613091E-2]
[1668,417,17,0.375,0.92410579745789323,-0.63667832417453651,0.1322677796429329,3.3066944910733226E-2]
[1669,417.25,17,0.38541666666666669,0.92507551072622818,-0.54753096134362567,8.412400039688829E-2,2.1031000099222073E-2]
[1670,417.5,17,0.39583333333333331,0.9260463633756626,-0.44941211754097732,4.6518767982524099E-2,1.1629691995631025E-2]
[1671,417.75,17,0.40625,0.92701833526634303,-0.34387708146600832,2.0840280795436213E-2,5.2100701988590532E-3]
[1672,418,17,0.41666666666666669,0.9279914062351976,-0.23260339588716419,6.4497372468840459E-3,1.6124343117210115E-3]
[1673,418.25,17,0.42708333333333331,0.92896555609635567,-0.11736420308825295,8.2851587145165253E-4,2.0712896786291313E-4]
[1674,418.5,17,0.4375,0.92994076464156428,1.0480593448628771E-14,5.899992963264803E-43,1.4749982408162008E-43]
[1675,418.75,17,0.44791666666666669,0.93091701164060969,0.11761074723978779,8.3374817739566417E-4,2.0843704434891604E-4]
[1676,419,17,0.45833333333333331,0.93189427684173531,0.23358166028779123,6.5314573142523039E-3,1.632864328563076E-3]
[1677,419.25,17,0.46875,0.93287253997206243,0.34604869636499974,2.1237604177625307E-2,5.3094010444063268E-3]
[1678,419.5,17,0.47916666666666669,0.93385178073801123,0.45320010190531768,4.7704996274032123E-2,1.1926249068508031E-2]
[1679,419.75,17,0.48958333333333331,0.93483197882572111,0.5533055908694422,8.6813855750939445E-2,2.1703463937734861E-2]
[1680,420,17,0.5,0.93581311390147182,0.64474427791532807,0.13735875922945459,3.4339689807363648E-2]
[1681,420.25,17,0.51041666666666663,0.93679516561210685,0.72603091558342436,0.19613685711727349,4.9034214279318374E-2]
[1682,420.5,17,0.52083333333333337,0.9377781135854536,0.79584001089855527,0.25832781960539786,6.4581954901349464E-2]
[1683,420.75,17,0.53125,0.9387619374307471,0.85302742990271418,0.3181140562495523,7.9528514062388075E-2]
[1684,421,17,0.54166666666666663,0.93974661673905335,0.89664913809986713,0.36945493820480357,9.2363734551200893E-2]
[1685,421.25,17,0.55208333333333337,0.9407321310836918,0.92597676999475131,0.40690604774136258,0.10172651193534064]
[1686,421.5,17,0.5625,0.9417184600206594,0.94050977113033607,0.42636721756265455,0.10659180439066364]
[1687,421.75,17,0.57291666666666663,0.94270558308905517,0.93998391047729091,0.42565244219440002,0.1064131105486]
[1688,422,17,0.58333333333333337,0.94369347981150387,0.92437601884012488,0.40479941832985605,0.10119985458246401]
[1689,422.25,17,0.59375,0.94468212969458132,0.89390486919693024,0.36607306759645292,9.1518266899113229E-2]
[1690,422.5,17,0.60416666666666663,0.94567151222923984,0.84902817662213292,0.31366075237011559,7.8415188092528898E-2]
[1691,422.75,17,0.61458333333333337,0.94666160689123258,0.79043575766614182,0.25310085108380048,6.3275212770950121E-2]
[1692,423,17,0.625,0.94765239314154004,0.7190389507854017,0.19052462732154232,4.7631156830385581E-2]
[1693,423.25,17,0.63541666666666663,0.94864385042679678,0.63595645963845049,0.13181839475427343,3.2954598688568357E-2]
[1694,423.5,17,0.64583333333333337,0.94963595817971602,0.54249683881916211,8.1824904157407743E-2,2.0456226039351936E-2]
[1695,423.75,17,0.65625,0.95062869581951859,0.4401378959544483,4.3697858974991483E-2,1.0924464743747871E-2]
[1696,424,17,0.66666666666666663,0.95162204275235751,0.33050333417079891,1.8502116234137882E-2,4.6255290585344704E-3]
[1697,424.25,17,0.67708333333333337,0.95261597837174661,0.21533700391816135,5.1174059340459007E-3,1.2793514835114752E-3]
[1698,424.5,17,0.6875,0.95361048205898824,9.6475172299529871E-2,4.6019358281501838E-4,1.1504839570375459E-4]
[1699,424.75,17,0.69791666666666663,0.95460553318359997,-2.4182749253928083E-2,7.247878227229266E-6,1.8119695568073165E-6]
[1700,425,17,0.70833333333333337,0.95560111110374302,-0.14470455243533861,1.5528891398233346E-3,3.8822228495583364E-4]
[1701,425.25,17,0.71875,0.95659719516665087,-0.26315616986219886,9.3397347005020857E-3,2.3349336751255214E-3]
[1702,425.5,17,0.72916666666666663,0.9575937647090571,-0.3776327079330335,2.7599593031592661E-2,6.8998982578981653E-3]
[1703,425.75,17,0.73958333333333337,0.9585907990576239,-0.48628907686732425,5.893555980918528E-2,1.473388995229632E-2]
[1704,426,17,0.75,0.95958827752937215,-0.58736972545833777,0.10385527117868651,2.5963817794671627E-2]
[1705,426.25,17,0.76041666666666663,0.96058617943210889,-0.67923700139052046,0.16060456219639896,4.015114054909974E-2]
[1706,426.5,17,0.77083333333333337,0.96158448406485741,-0.7603976790142567,0.22532854765427035,5.6332136913567588E-2]
[1707,426.75,17,0.78125,0.96258317071828692,-0.82952722491197584,0.29254036698992031,7.3135091747480077E-2]
[1708,427,17,0.79166666666666663,0.96358221867514149,-0.88549140698987883,0.35583357414672095,8.8958393536680239E-2]
[1709,427.25,17,0.80208333333333337,0.96458160721066999,-0.9273648946344083,0.408738761565621,0.10218469039140525]
[1710,427.5,17,0.8125,0.96558131559305682,-0.95444654502680237,0.44560360977610913,0.11140090244402728]
[1711,427.75,17,0.82291666666666663,0.96658132308385025,-0.96627112325926368,0.46237130384115516,0.11559282596028879]
[1712,428,17,0.83333333333333337,0.96758160893839495,-0.9626172606109803,0.45714587346201047,0.11428646836550262]
[1713,428.25,17,0.84375,0.96858215240626011,-0.94351151531906385,0.43046265965676811,0.10761566491419203]
[1714,428.5,17,0.85416666666666663,0.96958293273167107,-0.90922846246254063,0.38522364563604239,9.6305911409010597E-2]
[1715,428.75,17,0.86458333333333337,0.97058392915394021,-0.86028680317172823,0.32630494269984811,8.1576235674962028E-2]
[1716,429,17,0.875,0.97158512090789628,-0.79744154726215288,0.25989052511012278,6.4972631277530696E-2]
[1717,429.25,17,0.88541666666666663,0.9725864872243164,-0.72167238654642507,0.19262565751273444,4.8156414378183611E-2]
[1718,429.5,17,0.89583333333333337,0.97358800733035666,-0.6341684374833424,0.13070967656069282,3.2677419140173206E-2]
[1719,429.75,17,0.90625,0.97458966044998263,-0.53630959049129778,7.9057041770919337E-2,1.9764260442729834E-2]
[1720,430,17,0.91666666666666663,0.97559142580440028,-0.42964475823402482,4.0646431447437813E-2,1.0161607861859453E-2]
[1721,430.25,17,0.92708333333333337,0.97659328261248801,-0.31586736559164763,1.6151324570795968E-2,4.0378311426989919E-3]
[1722,430.5,17,0.9375,0.97759521009122663,-0.19678846903712879,3.9056454038060621E-3,9.7641135095151552E-4]
[1723,430.75,17,0.94791666666666663,0.97859718745613056,-7.4307932015590494E-2,2.1028069076724194E-4,5.2570172691810484E-5]
[1724,431,17,0.95833333333333337,0.97959919392168038,4.9615884967221843E-2,6.2597371269883324E-5,1.5649342817470831E-5]
[1725,431.25,17,0.96875,0.98060120870175216,0.17299743603129827,2.653461981081442E-3,6.6336549527036049E-4]
[1726,431.5,17,0.97916666666666663,0.98160321101004944,0.29385580276865014,1.3004590555818306E-2,3.2511476389545766E-3]
[1727,431.75,17,0.98958333333333337,0.98260518006053521,0.41024649854115802,3.538575928255782E-2,8.846439820639455E-3]
[1728,432,18,0,0.98360709506786148,0.52029275359314653,7.2183377912554247E-2,1.8045844478138562E-2]
[1729,432.25,18,1.0416666666666666E-2,0.98460893524780235,0.62221577761295599,0.12345734352461178,{"$f":"G1749*$B$13","v":3.0864335881152945E-2}]
[{"$f":"IF(IF(A1749<>\"\",A1749+1<=$B$16,0),A1749+1,\"\")","v":1730},{"$f":"IF(A1750<>\"\",A1750*$B$13,\"\")","v":432.5},{"$f":"IF(A1750<>\"\",ROUNDDOWN(A1750*$B$13/24,0),\"\")","v":18},{"$f":"IF(A1750<>\"\",MOD(B1750,24)/24,\"\")","v":2.0833333333333332E-2},{"$f":"IF(A1750<>\"\",($B$4+$B$5)/2+($B$5-$B$4)/2*COS(2*PI()/$B$15*B1750),\"\")","v":0.98561067981768324},{"$f":"IF(A1750<>\"\",E1750*COS(2*PI()/$B$7*B1750),\"\")","v":0.71436351174785617},{"$f":"ABS(0.5*1.025*1*(F1750^3))","v":0.18683217101930244},4.670804275482561E-2]
[1731,432.75,18,3.125E-2,0.98661230799681321,0.7952374053170248,0.25774145070728,6.4435362676819999E-2]
[1732,433,18,4.1666666666666664E-2,0.98761379900691648,0.86351678321939496,0.3299941328534734,8.249853321336835E-2]
[1733,433.25,18,5.2083333333333336E-2,0.9886151320725618,0.91808040782171252,0.39658476648747898,9.9146191621869745E-2]
[1734,433.5,18,6.25E-2,0.9896162864215946,0.95802488334208824,0.45063429275420086,0.11265857318855022]
[1735,433.75,18,7.2916666666666671E-2,0.9906172412855685,0.98267960072066807,0.48632846733555557,0.12158211683388889]
[1736,434,18,8.3333333333333329E-2,0.99161797590017453,0.99161797590017453,0.49972035831099698,0.12493008957774925]
[1737,434.25,18,9.375E-2,0.99261846950567256,0.98466479345336022,0.48928184333657737,0.12232046083414434]
[1738,434.5,18,0.10416666666666667,0.99361870134732289,0.96189952965189518,0.45612408677041499,0.11403102169260375]
[1739,434.75,18,0.11458333333333333,0.99461865067581534,0.92365559338061276,0.40385369740298804,0.10096342435074701]
[1740,435,18,0.125,0.99561829674770019,0.87051548873297391,0.33808303465177258,8.4520758662943146E-2]
[1741,435.25,18,0.13541666666666666,0.99661761882581945,0.80330196862983139,0.26566256626855156,6.641564156713789E-2]
[1742,435.5,18,0.14583333333333334,0.99761659617973542,0.72306531333113022,0.19374319363195672,4.8435798407989179E-2]
[1743,435.75,18,0.15625,0.99861520808616167,0.63106693022144444,0.12880126757714358,3.2200316894285895E-2]
[1744,436,18,0.16666666666666666,0.99961343382939327,0.52875953073510074,7.5764976904173151E-2,1.8941244226043288E-2]
[1745,436.25,18,0.17708333333333334,1.0006112527017357,0.41776419578459995,3.7366938620154673E-2,9.3417346550386682E-3]
[1746,436.5,18,0.1875,1.0016086440039342,0.29984469166610955,1.3816020333041003E-2,3.4540050832602507E-3]
[1747,436.75,18,0.19791666666666666,1.002605587045605,0.17687944331534425,2.8361288517507175E-3,7.0903221293767938E-4]
[1748,437,18,0.20833333333333334,1.0036020611456622,5.0831610241837341E-2,6.7312461490566758E-5,1.6828115372641689E-5]
[1749,437.25,18,0.21875,1.0045980456327488,-7.6282258149495047E-2,2.274911426473206E-4,5.687278566183015E-5]
[1750,437.5,18,0.22916666666666666,1.0055935198456634,-0.202424487355678,4.2509208039777672E-3,1.0627302009944418E-3]
[1751,437.75,18,0.23958333333333334,1.0065884631337909,-0.32556894640366002,1.7685721912710572E-2,4.4214304781776429E-3]
[1752,438,18,0.25,1.0075828548575296,-0.44373359648901678,4.47775992401407E-2,1.1194399810035175E-2]
[1753,438.25,18,0.26041666666666669,1.0085766743887201,-0.55501239667447788,8.76197319903321E-2,2.1904932997583025E-2]
[1754,438.5,18,0.27083333333333331,1.0095699011110721,-0.65760605296835328,0.14574419836781066,3.6436049591952666E-2]
[1755,438.75,18,0.28125,1.0105625144205939,-0.74985111464751442,0.21608220049289167,5.4020550123222918E-2]
[1756,439,18,0.29166666666666669,1.0115544937260175,-0.83024694723924897,0.29330247783249092,7.3325619458122729E-2]
[1757,439.25,18,0.30208333333333331,1.012545818449228,-0.8974801447391787,0.37048311341102963,9.2620778352757407E-2]
[1758,439.5,18,0.3125,1.0135364680256889,-0.95044598389991652,0.44002382253829347,0.11000595563457337]
[1759,439.75,18,0.32291666666666669,1.0145264219048695,-0.98826657014551689,0.49467069653185075,0.12366767413296269]
[1760,440,18,0.33333333333333331,1.0155156595506714,-1.0103053771110511,0.52850836193436912,0.13212709048359228]
[1761,440.25,18,0.34375,1.0165041604418532,-1.0161779391454864,0.53777815474161883,0.13444453868540471]
[1762,440.5,18,0.35416666666666669,1.0174919040724575,-1.0057585174359223,0.52140480272660317,0.13035120068165079]
[1763,440.75,18,0.36458333333333331,1.0184788699522369,-0.97918262473600759,0.48115495780786249,0.12028873945196562]
[1764,441,18,0.375,1.019465037607076,-0.93684535998272889,0.42140297780655506,0.10535074445163876]
[1765,441.25,18,0.38541666666666669,1.0204503865794199,-0.87939557130207047,0.34853523719889856,8.7133809299724641E-2]
[1766,441.5,18,0.39583333333333331,1.0214348964286966,-0.80772593295728168,0.27007597312437892,6.751899328109473E-2]
[1767,441.75,18,0.40625,1.0224185467317399,-0.72295908760490879,0.19365781757647169,4.8414454394117921E-2]
[1768,442,18,0.41666666666666669,1.0234013170832166,-0.62643006873377616,0.12598291619253463,3.1495729048133657E-2]
[1769,442.25,18,0.42708333333333331,1.0243831870960463,-0.51966527834508991,7.1922532374817744E-2,1.7980633093704436E-2]
[1770,442.5,18,0.4375,1.0253641364018256,-0.40435835081325944,3.3883878790244071E-2,8.4709696975610177E-3]
[1771,442.75,18,0.44791666666666669,1.0263441446512511,-0.28234328454187141,1.1535229980923215E-2,2.8838074952308038E-3]
[1772,443,18,0.45833333333333331,1.0273231915145418,-0.15556526766995299,1.9294422819709199E-3,4.8236057049272997E-4]
[1773,443.25,18,0.46875,1.0283012566818586,-2.6049661963416144E-2,9.0594148152151524E-6,2.2648537038037881E-6]
[1774,443.5,18,0.47916666666666669,1.0292783198637283,0.10413036047867835,5.7866336106890328E-4,1.4466584026722582E-4]
[1775,443.75,18,0.48958333333333331,1.0302543607914634,0.23288701046740537,6.4733586238178301E-3,1.6183396559544575E-3]
[1776,444,18,0.5,1.0312293592175827,0.35815137334407515,2.3544730957057843E-2,5.8861827392644606E-3]
[1777,444.25,18,0.51041666666666663,1.0322032949162299,0.47790666158046813,5.5940085061542556E-2,1.3985021265385639E-2]
[1778,444.5,18,0.52083333333333337,1.0331761476835957,0.59022069376572195,0.10537489781871767,2.6343724454679418E-2]
[1779,444.75,18,0.53125,1.034147897338336,0.69327707678487083,0.17077110601514123,4.2692776503785307E-2]
[1780,445,18,0.54166666666666663,1.0351185237219882,0.78540458782384193,0.24829854300167964,6.207463575041991E-2]
[1781,445.25,18,0.55208333333333337,1.0360880066993936,0.86510428079328106,0.33181747397641481,8.2954368494103703E-2]
[1782,445.5,18,0.5625,1.0370563261591121,0.93107387741621073,0.41366263682227022,0.10341565920556756]
[1783,445.75,18,0.57291666666666663,1.0380234620138398,0.98222904601236105,0.48565983496120385,0.12141495874030096]
[1784,446,18,0.58333333333333337,1.0389893942008261,1.0177212202635,0.54023206735397833,0.13505801683849458]
[1785,446.25,18,0.59375,1.0399541026822912,1.0369516651773751,0.57143838506616096,0.14285959626654024]
[1786,446.5,18,0.60416666666666663,1.0409175674458382,1.0395815572124953,0.57579722632043384,0.14394930658010846]
[1787,446.75,18,0.61458333333333337,1.0418797685048726,1.0255379091300407,0.55277580533270843,0.13819395133317711]
[1788,447,18,0.625,1.042840685899014,0.99501523658739977,0.50487406636890542,0.12621851659222635]
[1789,447.25,18,0.63541666666666663,1.0438002996945104,0.94847293171787428,0.43728914135713909,0.10932228533928477]
[1790,447.5,18,0.64583333333333337,1.0447585899846532,0.88662837785879034,0.35720600565101979,8.9301501412754947E-2]
[1791,447.75,18,0.65625,1.0457155368901891,0.81044590808931094,0.2728135716256096,6.8203392906402399E-2]
[1792,448,18,0.66666666666666663,1.0466711205597323,0.72112177721752324,0.19218509506814058,4.8046273767035144E-2]
[1793,448.25,18,0.67708333333333337,1.0476253211701765,0.62006538123349531,0.12218174536472066,{"$f":"G1813*$B$13","v":3.0545436341180166E-2}]
[{"$f":"IF(IF(A1813<>\"\",A1813+1<=$B$16,0),A1813+1,\"\")","v":1794},{"$f":"IF(A1814<>\"\",A1814*$B$13,\"\")","v":448.5},{"$f":"IF(A1814<>\"\",ROUNDDOWN(A1814*$B$13/24,0),\"\")","v":18},{"$f":"IF(A1814<>\"\",MOD(B1814,24)/24,\"\")","v":0.6875},{"$f":"IF(A1814<>\"\",($B$4+$B$5)/2+($B$5-$B$4)/2*COS(2*PI()/$B$15*B1814),\"\")","v":1.0485781189271073},{"$f":"IF(A1814<>\"\",E1814*COS(2*PI()/$B$7*B1814),\"\")","v":0.50887701898246906},{"$f":"ABS(0.5*1.025*1*(F1814^3))","v":6.7535541303466867E-2},1.6883885325866717E-2]
[1795,448.75,18,0.69791666666666663,1.0495294940652105,0.38932254692453827,3.0242837592009943E-2,7.5607093980024857E-3]
[1796,449,18,0.70833333333333337,1.0504794268486839,0.26330532842531623,9.3556251640583774E-3,2.3389062910145943E-3]
[1797,449.25,18,0.71875,1.0514278975716471,0.13283592324111021,1.2012695963325324E-3,3.0031739908313311E-4]
[1798,449.5,18,0.72916666666666663,1.0523748865585478,-1.4954576125241575E-14,1.7140212158031979E-42,4.2850530395079948E-43]
[1799,449.75,18,0.73958333333333337,1.0533203741645727,-0.13307501607481312,1.2077678134482352E-3,3.019419533620588E-4]
[1800,450,18,0.75,1.0542643407760541,-0.26425402668559289,9.4571158909122887E-3,2.3642789727280722E-3]
[1801,450.25,18,0.76041666666666663,1.0552067668108753,-0.3914285289835715,3.0736279505601295E-2,7.6840698764003238E-3]
[1802,450.5,18,0.77083333333333337,1.0561476327188792,-0.5125505188810483,6.9008708916168698E-2,1.7252177229042175E-2]
[1803,450.75,18,0.78125,1.0570869189822729,-0.62566548380442955,0.12552217624725498,3.1380544061813745E-2]
[1804,451,18,0.79166666666666663,1.0580246061160312,-0.72894395318203842,0.19850720880862244,4.9626802202155609E-2]
[1805,451.25,18,0.80208333333333337,1.0589606746683033,-0.82071109717342317,0.28331188061844736,7.0827970154611841E-2]
[1806,451.5,18,0.8125,1.0598951052208148,-0.89947389459244065,0.37295768440730365,9.3239421101825912E-2]
[1807,451.75,18,0.82291666666666663,1.0608278783892695,-0.96394542917682469,0.45904072282539315,0.11476018070634829]
[1808,452,18,0.83333333333333337,1.0617589748237548,-1.0130659187144222,0.53285247248254841,0.1332131181206371]
[1809,452.25,18,0.84375,1.0626883752091405,-1.046020133333351,0.58656210371270956,0.14664052592817739]
[1810,452.5,18,0.85416666666666663,1.0636160602654787,-1.0622509166793754,0.61429250052409456,0.15357312513102364]
[1811,452.75,18,0.86458333333333337,1.0645420107484067,-1.0614685858247603,0.61293624999011465,0.15323406249752866]
[1812,453,18,0.875,1.0654662074495442,-1.0436560515895701,0.58259406597140317,0.14564851649285079]
[1813,453.25,18,0.88541666666666663,1.0663886311968929,-1.009069569455441,0.52657131565743098,0.13164282891435775]
[1814,453.5,18,0.89583333333333337,1.0673092628552316,-0.95823510131731993,0.45093100388938268,0.11273275097234567]
[1815,453.75,18,0.90625,1.068228083326517,-0.89194033882633028,0.36366481697507319,9.0916204243768298E-2]
[1816,454,18,0.91666666666666663,1.0691450735502774,-0.81122250889324798,0.27359858511464819,6.8399646278662046E-2]
[1817,454.25,18,0.92708333333333337,1.0700602145040081,-0.71735214992408813,0.18918690936005361,4.7296727340013403E-2]
[1818,454.5,18,0.9375,1.0709734872035674,-0.61181311244862813,0.11736813713419916,2.9342034283549791E-2]
[1819,454.75,18,0.94791666666666663,1.0718848727035697,-0.49627909892877597,6.264289567296337E-2,1.5660723918240842E-2]
[1820,455,18,0.95833333333333337,1.072794352097777,-0.372587113705796,2.6508024338775586E-2,6.6270060846938964E-3]
[1821,455.25,18,0.96875,1.0737019065194942,-0.24270824435079624,7.3273587627063095E-3,1.8318396906765774E-3]
[1822,455.5,18,0.97916666666666663,1.0746075171419578,-0.10871623930432467,6.5853237768893284E-4,1.6463309442223321E-4]
[1823,455.75,18,0.98958333333333337,1.0755111651787277,2.7245617088119189E-2,1.0365346292874448E-5,2.5913365732186121E-6]
[1824,456,19,0,1.0764128318840767,0.16299880280961049,2.2194589328263245E-3,5.5486473320658113E-4]
[1825,456.25,19,1.0416666666666666E-2,1.0773124985533797,0.2963644805738706,1.3340506715384016E-2,3.335126678846004E-3]
[1826,456.5,19,2.0833333333333332E-2,1.0782101465235003,0.42519848432414714,3.9397529827086789E-2,9.8493824567716971E-3]
[1827,456.75,19,3.125E-2,1.0791057571731801,0.54742580777308147,8.4075541546831861E-2,2.1018885386707965E-2]
[1828,457,19,4.1666666666666664E-2,1.0799993119234237,0.66107403997569192,0.14806219337499987,3.7015548343749968E-2]
[1829,457.25,19,5.2083333333333336E-2,1.0808907922378834,0.76430520891350762,0.22882018266492488,5.7205045666231219E-2]
[1830,457.5,19,6.25E-2,1.0817801796232456,0.85544551874616515,0.32082701936875169,8.0206754842187922E-2]
[1831,457.75,19,7.2916666666666671E-2,1.0826674556296134,0.93301249937787067,0.41625192556444263,0.10406298139111066]
[1832,458,19,8.3333333333333329E-2,1.0835526018508888,0.99573912777230578,0.50597678266674695,0.12649419566668674]
[1833,458.25,19,9.375E-2,1.0844355999251558,1.0425945283888778,0.58081816967303812,0.14520454241825953]
[1834,458.5,19,0.10416666666666667,1.0853164315350605,1.0728009144452275,0.63277785915038576,0.15819446478759644]
[1835,458.75,19,0.11458333333333333,1.0861950784081904,1.0858464915746335,0.65614400793982108,0.16403600198495527]
[1836,459,19,0.125,1.0870715223174554,1.0814941098865618,0.64828555557436629,0.16207138889359157]
[1837,459.25,19,0.13541666666666666,1.0879457450814647,1.0597855184267235,0.61002525054257539,0.15250631263564385]
[1838,459.5,19,0.14583333333333334,1.0888177285649028,1.0210411464812741,0.54553623406808205,0.13638405851702051]
[1839,459.75,19,0.15625,1.0896874546789082,0.96585540794934166,0.46177478758017143,0.11544369689504286]
[1840,460,19,0.16666666666666666,1.0905549053814474,0.89508759696635087,0.36752804756264223,9.1882011890660559E-2]
[1841,460.25,19,0.17708333333333334,1.0914200626776882,0.80984851394053115,0.27221072894655457,6.8052682236638642E-2]
[1842,460.5,19,0.1875,1.0922829086203749,0.71148303002308666,0.18458121804846267,4.6145304512115667E-2]
[1843,460.75,19,0.19791666666666666,1.0931434253101997,0.601548863657838,0.11155951099669156,2.7889877749172891E-2]
[1844,461,19,0.20833333333333334,1.094001594896173,0.48179190418698831,5.7315536747364684E-2,1.4328884186841171E-2]
[1845,461.25,19,0.21875,1.0948573995759954,0.35411847353430315,2.2758289633024863E-2,5.6895724082562157E-3]
[1846,461.5,19,0.22916666666666666,1.0957108215964269,0.22056496683248986,5.4992500644382965E-3,1.3748125161095741E-3]
[1847,461.75,19,0.23958333333333334,1.096561843253653,8.3265355698831006E-2,2.9586043717912174E-4,7.3965109294780434E-5]
[1848,462,19,0.25,1.0974104468936547,-5.5582927010104782E-2,8.800718077472402E-5,2.2001795193681005E-5]
[1849,462.25,19,0.26041666666666669,1.0982566149125736,-0.19375417529398337,3.7277525844288894E-3,9.3193814610722234E-4]
[1850,462.5,19,0.27083333333333331,1.0991003297570772,-0.32903010717713566,1.8255796523627923E-2,4.5639491309069809E-3]
[1851,462.75,19,0.28125,1.0999415739247211,-0.45923549810176062,4.9636393907503948E-2,1.2409098476875987E-2]
[1852,463,19,0.29166666666666669,1.1007803299643162,-0.58227317782696075,0.10117523566289427,2.5293808915723567E-2]
[1853,463.25,19,0.30208333333333331,1.1016165804762872,-0.69615782745245092,0.1729087621028558,4.322719052571395E-2]
[1854,463.5,19,0.3125,1.1024503081130343,-0.7990480315988614,0.26146437733105715,6.5366094332764288E-2]
[1855,463.75,19,0.32291666666666669,1.1032814955792949,-0.88927606798272463,0.36041568611821428,9.0103921529553571E-2]
[1856,464,19,0.33333333333333331,1.1041101256324999,-0.9653749521977496,0.46108601365266855,0.11527150341316714]
[1857,464.25,19,0.34375,1.104936181083132,-1.0261022988987716,0.5536889438871051,{"$f":"G1877*$B$13","v":0.13842223597177628}]
[{"$f":"IF(IF(A1877<>\"\",A1877+1<=$B$16,0),A1877+1,\"\")","v":1858},{"$f":"IF(A1878<>\"\",A1878*$B$13,\"\")","v":464.5},{"$f":"IF(A1878<>\"\",ROUNDDOWN(A1878*$B$13/24,0),\"\")","v":19},{"$f":"IF(A1878<>\"\",MOD(B1878,24)/24,\"\")","v":0.35416666666666669},{"$f":"IF(A1878<>\"\",($B$4+$B$5)/2+($B$5-$B$4)/2*COS(2*PI()/$B$15*B1878),\"\")","v":1.1057596447950842},{"$f":"IF(A1878<>\"\",E1878*COS(2*PI()/$B$7*B1878),\"\")","v":-1.0704606110917418},{"$f":"ABS(0.5*1.025*1*(F1878^3))","v":0.62864569280390747},0.15716142320097687]
[1859,464.75,19,0.36458333333333331,1.1065804996860129,-1.0977136660629314,0.67789289608653747,0.16947322402163437]
[1860,465,19,0.375,1.1073987287276932,-1.1073987287276932,0.69599469855921947,0.17399867463980487]
[1861,465.25,19,0.38541666666666669,1.1082143149463721,-1.0993343898508732,0.68089996465379454,0.17022499116344864]
[1862,465.5,19,0.39583333333333331,1.1090272414231215,-1.0736238966210283,0.63423525303674033,0.15855881325918508]
[1863,465.75,19,0.40625,1.1098374912941869,-1.0306539153281009,0.56108988817098582,0.14027247204274645]
[1864,466,19,0.41666666666666669,1.1106450477513394,-0.97108873923912375,0.46932168789569317,0.11733042197392329]
[1865,466.25,19,0.42708333333333331,1.1114498940422246,-0.89586002801097975,0.36848036261953238,9.2120090654883094E-2]
[1866,466.5,19,0.4375,1.1122520134707068,-0.80615223694462357,0.26850047601932209,6.7125119004830522E-2]
[1867,466.75,19,0.44791666666666669,1.1130513893972198,-0.7033839639111622,0.17834923803784469,4.4587309509461173E-2]
[1868,467,19,0.45833333333333331,1.1138480052391095,-0.58918550774596312,0.10482141969895006,2.6205354924737516E-2]
[1869,467.25,19,0.46875,1.1146418444709774,-0.4653729932438429,5.1653219892661438E-2,1.291330497316536E-2]
[1870,467.5,19,0.47916666666666669,1.1154328906250253,-0.33391947360468383,1.9081789955755744E-2,4.7704474889389359E-3]
[1871,467.75,19,0.48958333333333331,1.1162211272913964,-0.1969234703687566,3.913689002086493E-3,9.7842225052162325E-4]
[1872,468,19,0.5,1.1170065381185139,-5.6575452743096881E-2,9.2806412266003635E-5,2.3201603066500909E-5]
[1873,468.25,19,0.51041666666666663,1.1177891068134227,8.4877207927407758E-2,3.13377003979401E-4,7.834425099485025E-5]
[1874,468.5,19,0.52083333333333337,1.1185688171421266,0.22516624750803557,5.8506449066013646E-3,1.4626612266503412E-3]
[1875,468.75,19,0.53125,1.1193456529299235,0.36203890490790119,2.4319777509137233E-2,6.0799443772843083E-3]
[1876,469,19,0.54166666666666663,1.1201195980617433,0.49329412003150058,6.1519342624992694E-2,1.5379835656248174E-2]
[1877,469.25,19,0.55208333333333337,1.1208906364824809,0.6168179518341268,0.12027209735735019,3.0068024339337546E-2]
[1878,469.5,19,0.5625,1.1216587521973289,0.73061764618589298,0.19987769915767753,4.9969424789419382E-2]
[1879,469.75,19,0.57291666666666663,1.1224239292721108,0.83285380415510268,0.29607394541313625,7.4018486353284063E-2]
[1880,470,19,0.58333333333333337,1.1231861518336104,0.92187013109531268,0.40151622681021926,0.10037905670255481]
[1881,470.25,19,0.59375,1.1239454040699011,0.9962202850913815,0.50671062575542392,0.12667765643885598]
[1882,470.5,19,0.60416666666666663,1.124701670230674,1.0546913892882046,0.60127074107344569,0.15031768526836142]
[1883,470.75,19,0.61458333333333337,1.1254549346275664,1.0963238256618086,0.67532126769263845,0.16883031692315961]
[1884,471,19,0.625,1.1262051816344838,1.1204269870531463,0.72084941830157556,0.18021235457539389]
[1885,471.25,19,0.63541666666666663,1.1269523956879268,1.1265907288244037,0.73281168969203092,0.18320292242300773]
[1886,471.5,19,0.64583333333333337,1.1276965612873131,1.1146923302862439,0.70983745033019185,0.17745936258254796]
[1887,471.75,19,0.65625,1.1284376629952995,1.0848988479795569,0.65442761014874407,0.16360690253718602]
[1888,472,19,0.66666666666666663,1.1291756854381001,1.0376648168249627,0.57261819673675185,0.14315454918418796]
[1889,472.25,19,0.67708333333333337,1.1299106133058088,0.97372532988991101,0.47315482437082168,0.11828870609270542]
[1890,472.5,19,0.6875,1.1306424313527141,0.89408460186596883,0.36629392505599945,9.1573481263999862E-2]
[1891,472.75,19,0.69791666666666663,1.1313711243976154,0.80000019410020118,0.26240019099464429,6.5600047748661072E-2]
[1892,473,19,0.70833333333333337,1.1320966773241399,0.69296314901243949,0.17053922677264174,4.2634806693160436E-2]
[1893,473.25,19,0.71875,1.1328190750810547,0.57467434782432192,9.7265607720022684E-2,2.4316401930005671E-2]
[1894,473.5,19,0.72916666666666663,1.1335383026825785,0.44701746665807179,4.5779110365230219E-2,1.1444777591307555E-2]
[1895,473.75,19,0.73958333333333337,1.1342543452086942,0.31202896124177615,1.556964052715868E-2,3.8924101317896701E-3]
[1896,474,19,0.75,1.1349671878054575,0.17186555878999368,2.6017192663264094E-3,6.5042981658160236E-4]
[1897,474.25,19,0.76041666666666663,1.1356768156853041,2.8769776323866205E-2,1.2204031668207711E-5,3.0510079170519277E-6]
[1898,474.5,19,0.77083333333333337,1.1363832141273587,-0.11496598290794462,7.7875695766539005E-4,1.9468923941634751E-4]
[1899,474.75,19,0.78125,1.1370863684777381,-0.2570361796814794,8.7031534886120223E-3,2.1757883721530056E-3]
[1900,475,19,0.79166666666666663,1.1377862641498564,-0.39515914615394421,3.1623503643475902E-2,7.9058759108689754E-3]
[1901,475.25,19,0.80208333333333337,1.1384828866247274,-0.5271137558783684,7.5059716481878092E-2,1.8764929120469523E-2]
[1902,475.5,19,0.8125,1.1391762214512664,-0.65077516670689839,0.14124945669459532,3.531236417364883E-2]
[1903,475.75,19,0.82291666666666663,1.1398662542465876,-0.76414906098412527,0.22867996708799573,5.7169991771998933E-2]
[1904,476,19,0.83333333333333337,1.1405529706963062,-0.86540383087723161,0.33216227763223521,8.3040569408058804E-2]
[1905,476.25,19,0.84375,1.1412363565548322,-0.95290018904635609,0.44344126965418129,0.11086031741354532]
[1906,476.5,19,0.85416666666666663,1.1419163976456668,-1.025217725616554,0.55225822003716463,0.13806455500929116]
[1907,476.75,19,0.86458333333333337,1.1425930798616977,-1.0811779809249811,0.64771722532440279,0.1619293063311007]
[1908,477,19,0.875,1.1432663891654904,-1.1198636590152249,0.71976267933184845,0.17994066983296211]
[1909,477.25,19,0.88541666666666663,1.1439363115895791,-1.1406336684476408,0.76055815902572843,0.19013953975643211]
[1910,477.5,19,0.89583333333333337,1.1446028332367579,-1.1431337437083047,0.76557017137431627,0.19139254284357907]
[1911,477.75,19,0.90625,1.1452659402803687,-1.1273024712615733,0.73420146526867858,0.18355036631716964]
[1912,478,19,0.91666666666666663,1.1459256189645861,-1.0933726179686323,0.66988221837842221,0.16747055459460555]
[1913,478.25,19,0.92708333333333337,1.1465818556047058,-1.041867735004669,0.57960434994858512,0.14490108748714628]
[1914,478.5,19,0.9375,1.1472346365874264,-0.97359408633899669,0.47296352766381933,0.11824088191595483]
[1915,478.75,19,0.94791666666666663,1.1478839483711323,-0.88962802607426128,0.36084379196792099,9.0210947991980248E-2]
[1916,479,19,0.95833333333333337,1.1485297774861749,-0.79129902226131799,0.25393101993529299,6.3482754983823247E-2]
[1917,479.25,19,0.96875,1.149172110535152,-0.68016859503353677,0.16126629067318893,4.0316572668297232E-2]
[1918,479.5,19,0.97916666666666663,1.1498109341931848,-0.55800550290363937,8.9044954287841205E-2,2.2261238571960301E-2]
[1919,479.75,19,0.98958333333333337,1.1504462352081959,-0.42675757177260321,3.9832501006366754E-2,9.9581252515916884E-3]
[1920,480,20,0,1.1510780004011829,-0.28852061562786241,1.2309046725914713E-2,3.0772616814786781E-3]
[1921,480.25,20,1.0416666666666666E-2,1.1517062166664926,-0.14550494517670062,1.5788000469973312E-3,{"$f":"G1941*$B$13","v":3.9470001174933279E-4}]
[{"$f":"IF(IF(A1941<>\"\",A1941+1<=$B$16,0),A1941+1,\"\")","v":1922},{"$f":"IF(A1942<>\"\",A1942*$B$13,\"\")","v":480.5},{"$f":"IF(A1942<>\"\",ROUNDDOWN(A1942*$B$13/24,0),\"\")","v":20},{"$f":"IF(A1942<>\"\",MOD(B1942,24)/24,\"\")","v":2.0833333333333332E-2},{"$f":"IF(A1942<>\"\",($B$4+$B$5)/2+($B$5-$B$4)/2*COS(2*PI()/$B$15*B1942),\"\")","v":1.1523308709720921},{"$f":"IF(A1942<>\"\",E1942*COS(2*PI()/$B$7*B1942),\"\")","v":1.9762995366158886E-14},{"$f":"ABS(0.5*1.025*1*(F1942^3))","v":3.9559625916515781E-42},9.8899064791289452E-43]
[1923,480.75,20,3.125E-2,1.1529519503598396,0.14566232942120444,1.5839286791625262E-3,3.9598216979063155E-4]
[1924,481,20,4.1666666666666664E-2,1.1535694419457541,0.28914510175999031,1.2389146499676658E-2,3.0972866249191645E-3]
[1925,481.25,20,5.2083333333333336E-2,1.1541833329202802,0.42814384667731853,4.0221937772780283E-2,1.0055484443195071E-2]
[1926,481.5,20,6.25E-2,1.1547936105485568,0.56042360551756454,9.0207600174552607E-2,2.2551900043638152E-2]
[1927,481.75,20,7.2916666666666671E-2,1.1554002621706791,0.68385489503054619,0.16390256478687018,4.0975641196717545E-2]
[1928,482,20,8.3333333333333329E-2,1.1560032752019622,0.79644801495731188,0.25892034216606152,6.4730085541515381E-2]
[1929,482.25,20,9.375E-2,1.1566026371332019,0.89638514632528254,0.36912870908891182,9.2282177272227955E-2]
[1930,482.5,20,0.10416666666666667,1.1571983355309343,0.98204972223081477,0.48539388540633505,0.12134847135158376]
[1931,482.75,20,0.11458333333333333,1.1577903580376936,1.0520525961949725,0.59676896151929038,0.14919224037982259]
[1932,483,20,0.125,1.1583786923722685,1.1052545841697357,0.69195976789948321,0.1729899419748708]
[1933,483.25,20,0.13541666666666666,1.1589633263299575,1.1407850141369453,0.76086094459772502,0.19021523614943125]
[1934,483.5,20,0.14583333333333334,1.1595442477828204,1.158055981055945,0.79594403342255848,0.19898600835563962]
[1935,483.75,20,0.15625,1.1601214446799322,1.1567720736579001,0.79329963826411887,0.19832490956602972]
[1936,484,20,0.16666666666666666,1.1606949050476318,1.1369354121533757,0.7531842863123146,0.18829607157807865]
[1937,484.25,20,0.17708333333333334,1.1612646169897698,1.0988459111520184,0.67999271378315207,0.16999817844578802]
[1938,484.5,20,0.1875,1.1618305686879566,1.0430967587800926,0.58165793547498235,0.14541448386874559]
[1939,484.75,20,0.19791666666666666,1.1623927484018073,0.9705651798913334,0.46856299728554324,0.11714074932138581]
[1940,485,20,0.20833333333333334,1.1629511444691838,0.88239862716086148,0.35211809288224066,8.8029523220560166E-2]
[1941,485.25,20,0.21875,1.1635057453064388,0.77999661750948446,0.24320473598135528,6.080118399533882E-2]
[1942,485.5,20,0.22916666666666666,1.1640565394086553,0.6649885015374013,0.15070798990221052,3.7676997475552629E-2]
[1943,485.75,20,0.23958333333333334,1.1646035153498844,0.53920751932002609,8.0345524337551322E-2,2.008638108438783E-2]
[1944,486,20,0.25,1.1651466617833832,0.40466155597195391,3.3960158697359077E-2,8.4900396743397694E-3]
[1945,486.25,20,0.26041666666666669,1.1656859674418509,0.26350106384674726,9.3765049792537414E-3,2.3441262448134353E-3]
[1946,486.5,20,0.27083333333333331,1.16622142113766,0.11798466424228349,8.4172563246511563E-4,2.1043140811627891E-4]
[1947,486.75,20,0.28125,1.1667530117630918,-2.9557020721052252E-2,1.3233534011468387E-5,3.3083835028670967E-6]
[1948,487,20,0.29166666666666669,1.167280728290564,-0.17675872640896412,2.8303259994644767E-3,7.0758149986611919E-4]
[1949,487.25,20,0.30208333333333331,1.1678045597728606,-0.32125849485049512,1.6992517684955116E-2,4.2481294212387789E-3]
[1950,487.5,20,0.3125,1.1683244953433591,-0.4607356054109869,5.0124401094193236E-2,1.2531100273548309E-2]
[1951,487.75,20,0.32291666666666669,1.1688405242162563,-0.59294787732683041,0.10684234852734403,2.6710587131836008E-2]
[1952,488,20,0.33333333333333331,1.1693526356867903,-0.71576774401177001,0.18793611240923463,4.6984028102308659E-2]
[1953,488.25,20,0.34375,1.1698608191314646,-0.8272165182523108,0.29010249493577228,7.252562373394307E-2]
[1954,488.5,20,0.35416666666666669,1.1703650640082677,-0.92549629597727368,0.40627296591376205,0.10156824147844051]
[1955,488.75,20,0.36458333333333331,1.1708653598568912,-1.0090189837652026,0.52649212695047121,0.1316230317376178]
[1956,489,20,0.375,1.1713616962989475,-1.0764319810466498,0.63922484503634602,0.15980621125908651]
[1957,489.25,20,0.38541666666666669,1.1718540630381853,-1.1266401013377012,0.73290803969634677,0.18322700992408669]
[1958,489.5,20,0.39583333333333331,1.1723424498607025,-1.1588233769525227,0.79752739995909383,0.19938184998977346]
[1959,489.75,20,0.40625,1.1728268466351581,-1.1724504575270633,0.8259949099588183,0.20649872748970458]
[1960,490,20,0.41666666666666669,1.173307243312983,-1.1672873832855974,0.81513068859452131,0.20378267214863033]
[1961,490.25,20,0.42708333333333331,1.1737836299285882,-1.143401588166074,0.76610843326505451,0.19152710831626363]
[1962,490.5,20,0.4375,1.1742559965995711,-1.1011610644977363,0.6842997960918259,0.17107494902295647]
[1963,490.75,20,0.44791666666666669,1.1747243335269213,-1.041228698664785,0.57853849169321514,0.14463462292330379]
[1964,491,20,0.45833333333333331,1.1751886309952229,-0.96455186484330357,0.45990764068635437,0.11497691017158859]
[1965,491.25,20,0.46875,1.1756488793728566,-0.87234744021479838,0.34022196048339165,8.5055490120847912E-2]
[1966,491.5,20,0.47916666666666669,1.1761050691122001,-0.76608247880978342,0.23042015192695026,5.7605037981737564E-2]
[1967,491.75,20,0.48958333333333331,1.1765571907498249,-0.64745085112978018,0.13909588693524993,3.4773971733812484E-2]
[1968,492,20,0.5,1.1770052349066935,-0.51834622180561296,7.1376242553762126E-2,1.7844060638440531E-2]
[1969,492.25,20,0.51041666666666663,1.1774491922883534,-0.38083179672423162,2.8306975878951368E-2,7.076743969737842E-3]
[1970,492.5,20,0.52083333333333337,1.1778890536851307,-0.23710732333544493,6.8316997860664577E-3,1.7079249465166144E-3]
[1971,492.75,20,0.53125,1.1783248099723205,-8.9473872390071485E-2,3.6709846725861738E-4,9.1774616814654345E-5]
[1972,493,20,0.54166666666666663,1.1787564521103757,5.9703034562686295E-2,1.0906441826908908E-4,2.726610456727227E-5]
[1973,493.25,20,0.55208333333333337,1.1791839711450964,0.20803136056439198,4.6140287691007606E-3,1.1535071922751901E-3]
[1974,493.5,20,0.5625,1.1796073582078133,0.35313094263545697,2.2568421839363376E-2,5.6421054598408439E-3]
[1975,493.75,20,0.57291666666666663,1.1800266045155732,0.49267171852086911,6.1286774835690686E-2,1.5321693708922671E-2]
[1976,494,20,0.58333333333333337,1.1804417013713211,0.62441117631455856,0.1247687641525715,3.1192191038142875E-2]
[1977,494.25,20,0.59375,1.18085264016408,0.74623042452998578,0.21296720182219925,5.3241800455549812E-2]
[1978,494.5,20,0.60416666666666663,1.1812594123691298,0.85616830193167048,0.3216409263411511,8.0410231585287775E-2]
[1979,494.75,20,0.61458333333333337,1.1816620095481842,0.95245297754570357,0.44281722010070312,0.11070430502517578]
[1980,495,20,0.625,1.1820604233495657,1.033530531234131,0.56580111803754063,0.14145027950938516]
[1981,495.25,20,0.63541666666666663,1.1824546455083793,1.0980900534095146,0.67859044904506494,0.16964761226126623]
[1982,495.5,20,0.64583333333333337,1.1828446678466831,1.1450848581152695,0.7694969190720502,0.19237422976801255]
[1983,495.75,20,0.65625,1.1832304822736581,1.1737494659110388,0.82874341896346948,0.20718585474086737]
[1984,496,20,0.66666666666666663,1.1836120807857773,1.1836120807857773,0.84981039163138783,0.21245259790784696]
[1985,496.25,20,0.67708333333333337,1.1839894554669697,1.1745023575865234,0.83033921352182771,{"$f":"G2005*$B$13","v":0.20758480338045693}]
[{"$f":"IF(IF(A2005<>\"\",A2005+1<=$B$16,0),A2005+1,\"\")","v":1986},{"$f":"IF(A2006<>\"\",A2006*$B$13,\"\")","v":496.5},{"$f":"IF(A2006<>\"\",ROUNDDOWN(A2006*$B$13/24,0),\"\")","v":20},{"$f":"IF(A2006<>\"\",MOD(B2006,24)/24,\"\")","v":0.6875},{"$f":"IF(A2006<>\"\",($B$4+$B$5)/2+($B$5-$B$4)/2*COS(2*PI()/$B$15*B2006),\"\")","v":1.184362598488786},{"$f":"IF(A2006<>\"\",E2006*COS(2*PI()/$B$7*B2006),\"\")","v":1.1465543320379126},{"$f":"ABS(0.5*1.025*1*(F2006^3))","v":0.77246318140864434},0.19311579535216108]
[1987,496.75,20,0.69791666666666663,1.1847315021105609,1.1002044631227228,0.68251794878930738,0.17062948719732685]
[1988,497,20,0.70833333333333337,1.185096158679573,1.0361848161474283,0.57017154784907276,0.14254288696226819]
[1989,497.25,20,0.71875,1.1854565606312033,0.95551149296571081,0.44709685525045006,0.11177421381261252]
[1990,497.5,20,0.72916666666666663,1.1858127004890939,0.85946849231916622,0.32537467747257603,8.1343669368144009E-2]
[1991,497.75,20,0.73958333333333337,1.1861645708653012,0.74958725684539296,0.21585417556916084,5.396354389229021E-2]
[1992,498,20,0.75,1.1865121644604499,0.62762223281471707,0.12670356321371404,3.1675890803428509E-2]
[1993,498.25,20,0.76041666666666663,1.1868554740638846,0.49552283296442134,6.2356952539136888E-2,1.5589238134784222E-2]
[1994,498.5,20,0.77083333333333337,1.1871944925538187,0.35540225086768568,2.3006703297323652E-2,5.7516758243309129E-3]
[1995,498.75,20,0.78125,1.1875292128974833,0.20950362616366958,4.7126859820140424E-3,1.1781714955035106E-3]
[1996,499,20,0.79166666666666663,1.1878596281512719,6.0164102862906195E-2,1.1161079588045279E-4,2.7902698970113198E-5]
[1997,499.25,20,0.80208333333333337,1.188185731460885,-9.0222642867839306E-2,3.7639210349901808E-4,9.4098025874754521E-5]
[1998,499.5,20,0.8125,1.1885075160614726,-0.2392448040974299,7.0181300785267207E-3,1.7545325196316802E-3]
[1999,499.75,20,0.82291666666666663,1.1888249752777733,-0.38451115707658595,2.9135381390076903E-2,7.2838453475192258E-3]
[2000,500,20,0.83333333333333337,1.1891381025242547,-0.52368946574604947,7.3606367147741131E-2,1.8401591786935283E-2]
[2001,500.25,20,0.84375,1.1894468913052485,-0.6545439594470579,0.14371772290341506,3.5929430725853764E-2]
[2002,500.5,20,0.85416666666666663,1.1897513352150852,-0.7749712810411411,0.23853422233359126,5.9633555583397814E-2]
[2003,500.75,20,0.86458333333333337,1.1900514279382284,-0.88303432691542794,0.3528796625767292,8.8219915644182301E-2]
[2004,501,20,0.875,1.1903471632494043,-0.9769934339399029,0.47793496570403987,0.11948374142600997]
[2005,501.25,20,0.88541666666666663,1.1906385350137314,-1.0553344108148486,0.60237115528356766,0.15059278882089192]
[2006,501.5,20,0.89583333333333337,1.1909255371868479,-1.1167929617253829,0.71385807173010807,0.17846451793252702]
[2007,501.75,20,0.90625,1.1912081638150376,-1.1603751079961671,0.80073549690516654,0.20018387422629164]
[2008,502,20,0.91666666666666663,1.1914864090353516,-1.1853732775876407,0.85360955399620186,0.21340238849905047]
[2009,502.25,20,0.92708333333333337,1.1917602670757321,-1.1913778017652947,0.86664728614682773,0.21666182153670693]
[2010,502.5,20,0.9375,1.192029732255131,-1.1782836319915164,0.83838481566437473,0.20959620391609368]
[2011,502.75,20,0.94791666666666663,1.1922947989836272,-1.1462921668494082,0.77193342024197487,0.19298335506049372]
[2012,503,20,0.95833333333333337,1.1925554617625442,-1.0959081573770517,0.67455342006522745,0.16863835501630686]
[2013,503.25,20,0.96875,1.1928117151845627,-1.0279317383049367,0.55665574579390897,0.13916393644847724]
[2014,503.5,20,0.97916666666666663,1.1930635539338335,-0.94344571107552933,0.43037259940730221,0.10759314985182555]
[2015,503.75,20,0.98958333333333337,1.1933109727860876,-0.84379828092135389,0.30790006351446325,7.6975015878615813E-2]
[2016,504,21,0,1.1935539666087442,-0.73058152345470573,0.19984805394666633,4.9962013486666582E-2]
[2017,504.25,21,1.0416666666666666E-2,1.1937925303610182,-0.6056059250005783,0.11383196062649319,2.8457990156623297E-2]
[2018,504.5,21,2.0833333333333332E-2,1.1940266590940234,-0.4708714041751022,5.3505794828726569E-2,1.3376448707181642E-2]
[2019,504.75,21,3.125E-2,1.1942563479508763,-0.32853527895362999,1.8173555678264057E-2,4.5433889195660142E-3]
[2020,505,21,4.1666666666666664E-2,1.1944815921667959,-0.18087769277193605,3.0328358048170899E-3,7.5820895120427248E-4]
[2021,505.25,21,5.2083333333333336E-2,1.1947023870692042,-3.0265054260869742E-2,1.4207518831506705E-5,3.5518797078766761E-6]
[2022,505.5,21,6.25E-2,1.1949187280778206,0.1208879226310218,9.0540442684086057E-4,2.2635110671021514E-4]
[2023,505.75,21,7.2916666666666671E-2,1.195130610704759,0.2701569686453969,1.010514136472012E-2,2.5262853411800301E-3]
[2024,506,21,8.3333333333333329E-2,1.1953380305546202,0.41514717693682074,3.6669090365201856E-2,9.1672725913004641E-3]
[2025,506.25,21,9.375E-2,1.1955409833245834,0.5535314631694308,8.6920217505486078E-2,2.1730054376371519E-2]
[2026,506.5,21,0.10416666666666667,1.1957394648044941,0.68308794977727216,0.16335173140125209,4.0837932850313022E-2]
[2027,506.75,21,0.11458333333333333,1.1959334708769533,0.80173567325593853,0.26411161061444632,6.6027902653611581E-2]
[2028,507,21,0.125,1.1961229975174021,0.90756804010597525,0.38311702469682668,9.577925617420667E-2]
[2029,507.25,21,0.13541666666666666,1.1963080407942051,0.99888349304939428,0.51078528647883148,0.12769632161970787]
[2030,507.5,21,0.14583333333333334,1.1964885968687315,1.0742128938133673,0.63527966279977444,0.15881991569994361]
[2031,507.75,21,0.15625,1.1966646619954362,1.1323431814037372,0.74409447096348025,0.18602361774087006]
[2032,508,21,0.16666666666666666,1.1968362325219357,1.1723369245310766,0.82575498017169591,0.20643874504292398]
[2033,508.25,21,0.17708333333333334,1.1970033048890854,1.1935474527444212,0.87139073994131544,0.21784768498532886]
[2034,508.5,21,0.1875,1.1971658756310521,1.1956293218146181,0.87595852042504552,0.21898963010626138]
[2035,508.75,21,0.19791666666666666,1.1973239413753876,1.1785439438482681,0.83894059795799958,0.20973514948949989]
[2036,509,21,0.20833333333333334,1.1974774988430963,1.1425602903019374,0.76441860369145076,0.19110465092286269]
[2037,509.25,21,0.21875,1.1976265448487056,1.0882506552529694,0.66051195367144055,0.16512798841786014]
[2038,509.5,21,0.22916666666666666,1.1977710763003304,1.0164815456955805,0.538260319578313,0.13456507989457825]
[2039,509.75,21,0.23958333333333334,1.1979110901997378,0.92839984399041142,0.41010876013504238,0.1025271900337606]
[2040,510,21,0.25,1.1980465836424097,0.82541446364126858,0.28821069575192304,7.205267393798076E-2]
[2041,510.25,21,0.26041666666666669,1.1981775538176023,0.70917379208006615,0.18278977682887404,4.569744420721851E-2]
[2042,510.5,21,0.27083333333333331,1.1983039980084043,0.58153928194233662,0.10079315448152366,2.5198288620380916E-2]
[2043,510.75,21,0.28125,1.1984259135917945,0.4445556143188239,4.5026912437870693E-2,1.1256728109467673E-2]
[2044,511,21,0.29166666666666669,1.198543298038695,0.30041791267508233,1.3895409261596905E-2,3.4738523153992262E-3]
[2045,511.25,21,0.30208333333333331,1.1986561489140237,0.15143653364853835,1.7798600296166766E-3,4.4496500740416915E-4]
[2046,511.5,21,0.3125,1.1987644638767461,-2.4083887168613216E-14,7.1593504464676835E-42,1.7898376116169209E-42]
[2047,511.75,21,0.32291666666666669,1.198868240679922,-0.15146332902428428,1.7808049889928156E-3,4.4520124724820389E-4]
[2048,512,21,0.33333333333333331,1.1989674771707535,-0.30052423424871078,1.3910167749440466E-2,3.4775419373601164E-3]
[2049,512.25,21,0.34375,1.1990621712906293,-0.44479163385830167,4.5098666391095277E-2,{"$f":"G2069*$B$13","v":1.1274666597773819E-2}]
[{"$f":"IF(IF(A2069<>\"\",A2069+1<=$B$16,0),A2069+1,\"\")","v":2050},{"$f":"IF(A2070<>\"\",A2070*$B$13,\"\")","v":512.5},{"$f":"IF(A2070<>\"\",ROUNDDOWN(A2070*$B$13/24,0),\"\")","v":21},{"$f":"IF(A2070<>\"\",MOD(B2070,24)/24,\"\")","v":0.35416666666666669},{"$f":"IF(A2070<>\"\",($B$4+$B$5)/2+($B$5-$B$4)/2*COS(2*PI()/$B$15*B2070),\"\")","v":1.1991523210751671},{"$f":"IF(A2070<>\"\",E2070*COS(2*PI()/$B$7*B2070),\"\")","v":-0.58195097479147961},{"$f":"ABS(0.5*1.025*1*(F2070^3))","v":0.10100737150297691},2.5251842875744227E-2]
[2051,512.75,21,0.36458333333333331,1.1992379246542546,-0.70980140123934687,0.18327550583708824,4.5818876459272059E-2]
[2052,513,21,0.375,1.1993189802520885,-0.8262911028132669,0.28912996199330088,7.2282490498325219E-2]
[2053,513.25,21,0.38541666666666669,1.1993954861872107,-0.92955027411368951,0.4116352134748551,0.10290880336871377]
[2054,513.5,21,0.39583333333333331,1.1994674408725436,-1.0179211557484322,0.54055052228715406,0.13513763057178851]
[2055,513.75,21,0.40625,1.1995348428154236,-1.0899846736927372,0.66367436627070331,0.16591859156767583]
[2056,514,21,0.41666666666666669,1.1995976906176309,-1.1445832485051317,0.76848611715246218,0.19212152928811554]
[2057,514.25,21,0.42708333333333331,1.1996559829754192,-1.1808394074313087,0.84385219465249861,0.21096304866312465]
[2058,514.5,21,0.4375,1.1997097186795427,-1.1981698998588002,0.88155433454276033,0.22038858363569008]
[2059,514.75,21,0.44791666666666669,1.199758896615281,-1.1962950888387966,0.8774226257725084,0.2193556564431271]
[2060,515,21,0.45833333333333331,1.1998035157624622,-1.1752434673093395,0.83191203500175115,0.20797800875043779]
[2061,515.25,21,0.46875,1.1998435751954848,-1.1353512260136238,0.75004024935714209,0.18751006233928552]
[2062,515.5,21,0.47916666666666669,1.1998790740833356,-1.0772568796479587,0.64069553674899959,0.1601738841872499]
[2063,515.75,21,0.48958333333333331,1.199910011689608,-1.0018910372162686,0.51541297131918362,0.12885324282979591]
[2064,516,21,0.5,1.1999363873725166,-0.9104614806335507,0.38679299438733844,9.669824859683461E-2]
[2065,516.25,21,0.51041666666666663,1.1999582005849114,-0.80443379105313839,0.26678707502547344,6.669676875636836E-2]
[2066,516.5,21,0.52083333333333337,1.1999754508742879,-0.68550783397849013,0.16509394165456118,4.1273485413640294E-2]
[2067,516.75,21,0.53125,1.1999881378827975,-0.55559048080565798,8.7893803447545507E-2,2.1973450861886377E-2]
[2068,517,21,0.54166666666666663,1.1999962613472546,-0.41676500496002095,3.7099461367943697E-2,9.2748653419859241E-3]
[2069,517.25,21,0.55208333333333337,1.199999821099142,-0.27125764426026661,1.0229156594688961E-2,2.5572891486722402E-3]
[2070,517.5,21,0.5625,1.1999988170646143,-0.12140186670931472,9.1700132586200152E-4,2.2925033146550038E-4]
[2071,517.75,21,0.57291666666666663,1.1999932492645,3.039908616138165E-2,1.439711436939477E-5,3.5992785923486924E-6]
[2072,518,21,0.58333333333333337,1.1999831178143001,0.18171077657363596,3.0749348809739172E-3,7.6873372024347929E-4]
[2073,518.25,21,0.59375,1.1999684229241865,0.33010664857456329,1.843557484223483E-2,4.6088937105587076E-3]
[2074,518.5,21,0.60416666666666663,1.1999491648989973,0.4732069790162492,5.4305934704928463E-2,1.3576483676232116E-2]
[2075,518.75,21,0.61458333333333337,1.1999253441382307,0.60871707561172883,0.11559533920808973,2.8898834802022433E-2]
[2076,519,21,0.625,1.1998969611360364,0.73446410835211251,0.20305121971414067,5.0762804928535167E-2]
[2077,519.25,21,0.63541666666666663,1.1998640164812058,0.8484319825556178,0.3130004513319346,7.8250112832983651E-2]
[2078,519.5,21,0.64583333333333337,1.1998265108571591,0.94879369332047969,0.4377329484574381,0.10943323711435952]
[2079,519.75,21,0.65625,1.1997844450419319,1.0339406416647903,0.56647492404645694,0.14161873101161424]
[2080,520,21,0.66666666666666663,1.1997378199081583,1.102508441500837,0.68681479176278204,0.17170369794069551]
[2081,520.25,21,0.67708333333333337,1.1996866364230536,1.1533988030292073,0.78637981765500697,0.19659495441375174]
[2082,520.5,21,0.6875,1.1996308956483936,1.1857971412338009,0.85452557797878737,0.21363139449469684]
[2083,520.75,21,0.69791666666666663,1.199570598740493,1.1991856269016816,0.8837982012940615,0.22094955032351538]
[2084,521,21,0.70833333333333337,1.1995057469501809,1.1933514708730162,0.87096156032050964,0.21774039008012741]
[2085,521.25,21,0.71875,1.1994363416227751,1.1683903088672583,0.81744343066780678,0.2043608576669517]
[2086,521.5,21,0.72916666666666663,1.1993623841980545,1.1247046329987358,0.72913731076386279,0.1822843276909657]
[2087,521.75,21,0.73958333333333337,1.1992838762102294,1.0629972957203881,0.61558828838055435,0.15389707209513859]
[2088,522,21,0.75,1.1992008192879082,0.98426019113730356,0.48867894811237256,0.12216973702809314]
[2089,522.25,21,0.76041666666666663,1.1991132151540658,0.88975829613801227,0.36100233247955515,9.0250583119888789E-2]
[2090,522.5,21,0.77083333333333337,1.1990210656260056,0.78100932835303161,0.24415326313673888,6.103831578418472E-2]
[2091,522.75,21,0.78125,1.1989243726153243,0.65975934837075112,0.14718058594136879,3.6795146485342198E-2]
[2092,523,21,0.79166666666666663,1.1988231381278693,0.52795469878346579,7.5419534587364931E-2,1.8854883646841233E-2]
[2093,523.25,21,0.80208333333333337,1.1987173642637001,0.38771073145827811,2.986876980304241E-2,7.4671924507606026E-3]
[2094,523.5,21,0.8125,1.1986070532170423,0.24127782598041275,7.1985678558267709E-3,1.7996419639566927E-3]
[2095,523.75,21,0.82291666666666663,1.1984922072762438,9.1005245673172724E-2,3.8627192945760625E-4,9.6567982364401562E-5]
[2096,524,21,0.83333333333333337,1.1983728288237261,-6.0696587738814506E-2,1.1460054924422021E-4,2.8650137311055052E-5]
[2097,524.25,21,0.84375,1.1982489203359357,-0.2113947944443271,4.8414643221424561E-3,1.210366080535614E-3]
[2098,524.5,21,0.85416666666666663,1.198120484383292,-0.3586730899033192,2.3647773238931954E-2,5.9119433097329886E-3]
[2099,524.75,21,0.86458333333333337,1.1979875236301349,-0.5001705637609376,6.4128082812625775E-2,1.6032020703156444E-2]
[2100,525,21,0.875,1.1978500408346688,-0.63361956137025599,0.13037058048502204,3.2592645121255509E-2]
[2101,525.25,21,0.88541666666666663,1.1977080388489059,-0.75688205953372889,0.22221762588941141,5.5554406472352852E-2]
[2102,525.5,21,0.89583333333333337,1.1975615206186059,-0.8679839524075218,0.33514207738265589,8.3785519345663972E-2]
[2103,525.75,21,0.90625,1.1974104891832167,-0.96514669723797175,0.46075903100141508,0.11518975775035377]
[2104,526,21,0.91666666666666663,1.1972549476758099,-1.0468158121627107,0.58790166728467164,0.14697541682116791]
[2105,526.25,21,0.92708333333333337,1.1970948993230166,-1.1116857690289783,0.70410918275319723,0.17602729568829931]
[2106,526.5,21,0.9375,1.1969303474449595,-1.1587208822380421,0.79731580141412728,0.19932895035353182]
[2107,526.75,21,0.94791666666666663,1.1967612954551856,-1.1871718590821796,0.85750102952604623,0.21437525738151156]
[2108,527,21,0.95833333333333337,1.1965877468605937,-1.1965877468605937,0.87806673339238162,0.2195166833480954]
[2109,527.25,21,0.96875,1.1964097052613627,-1.1868230861183324,0.85674548941088602,0.2141863723527215]
[2110,527.5,21,0.97916666666666663,1.196227174350877,-1.1580401564550626,0.79591140462547383,0.19897785115636846]
[2111,527.75,21,0.98958333333333337,1.1960401579156488,-1.1107062802572338,0.70224968365322693,0.17556242091330673]
[2112,528,22,0,1.1958486598352409,-1.045586229147959,0.58583246328853933,0.14645811582213483]
[2113,528.25,22,1.0416666666666666E-2,1.1956526840821851,-0.96372985664486621,0.45873281812664335,{"$f":"G2133*$B$13","v":0.11468320453166084}]
[{"$f":"IF(IF(A2133<>\"\",A2133+1<=$B$16,0),A2133+1,\"\")","v":2114},{"$f":"IF(A2134<>\"\",A2134*$B$13,\"\")","v":528.5},{"$f":"IF(A2134<>\"\",ROUNDDOWN(A2134*$B$13/24,0),\"\")","v":22},{"$f":"IF(A2134<>\"\",MOD(B2134,24)/24,\"\")","v":2.0833333333333332E-2},{"$f":"IF(A2134<>\"\",($B$4+$B$5)/2+($B$5-$B$4)/2*COS(2*PI()/$B$15*B2134),\"\")","v":1.1954522347219008},{"$f":"IF(A2134<>\"\",E2134*COS(2*PI()/$B$7*B2134),\"\")","v":-0.8664551572033502},{"$f":"ABS(0.5*1.025*1*(F2134^3))","v":0.33337431994617306},8.3343579986543265E-2]
[2115,528.75,22,3.125E-2,1.1952473159126094,-0.75532702526527407,0.22085078193601351,5.5212695484003378E-2]
[2116,529,22,4.1666666666666664E-2,1.1950379319052498,-0.63213205695343033,0.1294545486234161,3.2363637155854025E-2]
[2117,529.25,22,5.2083333333333336E-2,1.1948240870433884,-0.49884980053940037,6.362140832705479E-2,1.5905352081763698E-2]
[2118,529.5,22,6.25E-2,1.1946057857631303,-0.3576209187480931,2.3440270193869791E-2,5.8600675484674477E-3]
[2119,529.75,22,7.2916666666666671E-2,1.194383032593026,-0.21071277543236022,4.7947555690725915E-3,1.1986888922681479E-3]
[2120,530,22,8.3333333333333329E-2,1.1941558321539794,-6.0483000362512591E-2,1.1339498569696782E-4,2.8348746424241955E-5]
[2121,530.25,22,9.375E-2,1.1939241891591494,9.0658381831688076E-2,3.818719499427939E-4,9.5467987485698476E-5]
[2122,530.5,22,0.10416666666666667,1.1936881084138551,0.2402876496711838,7.1103047989989482E-3,1.777576199749737E-3]
[2123,530.75,22,0.11458333333333333,1.193447594815473,0.3860062878352517,2.9476574149252307E-2,7.3691435373130767E-3]
[2124,531,22,0.125,1.193202653353338,0.52547947015988972,7.4363723902479542E-2,1.8590930975619886E-2]
[2125,531.25,22,0.13541666666666666,1.1929532891086381,0.65647350461499054,0.14499247974027554,3.6248119935068886E-2]
[2126,531.5,22,0.14583333333333334,1.1926995072543101,0.77689163918182591,0.2403118643154534,6.007796607886335E-2]
[2127,531.75,22,0.15625,1.1924413130549318,0.88480765413969109,0.3550099148922109,8.8752478723052725E-2]
[2128,532,22,0.16666666666666666,1.192178711866613,0.97849670208570361,0.48014451112044471,0.12003612778011118]
[2129,532.25,22,0.17708333333333334,1.1919117091368843,1.056462901472266,0.6043056057250985,0.15107640143127463]
[2130,532.5,22,0.1875,1.1916403104045836,1.1174632418343056,0.71514417967956945,0.17878604491989236]
[2131,532.75,22,0.19791666666666666,1.1913645212997426,1.1605274183468712,0.80105085091269368,0.20026271272817342]
[2132,533,22,0.20833333333333334,1.191084347543468,1.1849732789432454,0.85274570596040189,0.21318642649010047]
[2133,533.25,22,0.21875,1.1907997949478248,1.1904176378766194,0.86455361029609112,0.21613840257402278]
[2134,533.5,22,0.22916666666666666,1.1905108694157145,1.1767822841857485,0.83518413283631321,0.2087960332090783]
[2135,533.75,22,0.23958333333333334,1.1902175769407528,1.1442950908254284,0.76790584630496617,0.19197646157624154]
[2136,534,22,0.25,1.1899199236071454,1.0934862090013235,0.67009102327427428,0.16752275581856857]
[2137,534.25,22,0.26041666666666669,1.1896179155895625,1.0251794112379775,0.55219630546265053,0.13804907636566263]
[2138,534.5,22,0.27083333333333331,1.1893115591530097,0.94047872463773496,0.42632499545041513,0.10658124886260378]
[2139,534.75,22,0.28125,1.1890008606526976,0.84075057140415688,0.30457579268634344,7.614394817158586E-2]
[2140,535,22,0.29166666666666669,1.1886858265339117,0.72760170579101791,0.19741265773593439,4.9353164433983597E-2]
[2141,535.25,22,0.30208333333333331,1.188366463331878,0.60285330403948667,0.11228682608087853,2.8071706520219633E-2]
[2142,535.5,22,0.3125,1.1880427776716258,0.46851162549990383,5.2705384398630317E-2,1.3176346099657579E-2]
[2143,535.75,22,0.32291666666666669,1.187714776267853,0.32673571801235474,1.7876550052661089E-2,4.4691375131652722E-3]
[2144,536,22,0.33333333333333331,1.1873824659247849,0.17980268786291387,2.9790816664071315E-3,7.4477041660178287E-4]
[2145,536.25,22,0.34375,1.1870458535360333,3.0071093484241335E-2,1.3936108921800351E-5,3.4840272304500878E-6]
[2146,536.5,22,0.35416666666666669,1.1867049460844541,-0.12005694808958557,8.8686142914724234E-4,2.2171535728681058E-4]
[2147,536.75,22,0.36458333333333331,1.1863597506420025,-0.26817433265085405,9.8842903757209322E-3,2.4710725939302331E-3]
[2148,537,22,0.375,1.1860102743695853,-0.41190759821650547,3.5817335861229621E-2,8.9543339653074053E-3]
[2149,537.25,22,0.38541666666666669,1.1856565245169133,-0.54895499191268726,8.478208364296401E-2,2.1195520910741002E-2]
[2150,537.5,22,0.39583333333333331,1.1852985084223504,-0.67712336326096523,0.15910992323025619,3.9777480807564047E-2]
[2151,537.75,22,0.40625,1.1849362335127618,-0.79436329200159739,0.25689246769161467,6.4223116922903667E-2]
[2152,538,22,0.41666666666666669,1.1845697073033594,-0.89880188731224564,0.37212238586722468,9.303059646680617E-2]
[2153,538.25,22,0.42708333333333331,1.1841989373975466,-0.98877273303935698,0.49543115596801895,0.12385778899200474]
[2154,538.5,22,0.4375,1.18382393148676,-1.0628424997412904,0.61531939762291599,0.153829849405729]
[2155,538.75,22,0.44791666666666669,1.1834446973503094,-1.1198337981991353,0.7197051041232998,0.17992627603082495]
[2156,539,22,0.45833333333333331,1.1830612428552181,-1.1588439097120835,0.79756979398261163,0.19939244849565291]
[2157,539.25,22,0.46875,1.182673575956058,-1.1792590949790955,0.8404687551240807,0.21011718878102018]
[2158,539.5,22,0.47916666666666669,1.1822817046947849,-1.1807642546050121,0.84369108762739864,0.21092277190684966]
[2159,539.75,22,0.48958333333333331,1.181885637200573,-1.1633477891070414,0.80690531512001329,0.20172632878000332]
[2160,540,22,0.5,1.1814853816896445,-1.1273015835328795,0.73419973076207234,0.18354993269051809]
[2161,540.25,22,0.51041666666666663,1.1810809464650995,-1.0732161201886283,0.63351285488851117,0.15837821372212779]
[2162,540.5,22,0.52083333333333337,1.1806723399167456,-1.0019708012532329,0.51553608258841099,0.12888402064710275]
[2163,540.75,22,0.53125,1.1802595705209211,-0.91471963996685801,0.39224542019492903,9.8061355048732257E-2]
[2164,541,22,0.54166666666666663,1.1798426468403209,-0.81287255338768249,0.27527149993994332,6.881787498498583E-2]
[2165,541.25,22,0.55208333333333337,1.179421577523819,-0.6980725602216914,0.1743394096819546,4.3584852420488651E-2]
[2166,541.5,22,0.5625,1.1789963713062876,-0.57216925281197861,9.5999156644164807E-2,2.3999789161041202E-2]
[2167,541.75,22,0.57291666666666663,1.1785670370084174,-0.43718897197649553,4.2825403635505965E-2,1.0706350908876491E-2]
[2168,542,22,0.58333333333333337,1.1781335835365341,-0.29530216605243548,1.3197563714953049E-2,3.2993909287382622E-3]
[2169,542.25,22,0.59375,1.1776960198824136,-0.14878846039729529,1.6881134083544639E-3,4.2202835208861599E-4]
[2170,542.5,22,0.60416666666666663,1.177254355123095,2.7113028333928022E-14,1.0214754974239942E-41,2.5536887435599856E-42]
[2171,542.75,22,0.61458333333333337,1.1768085984206935,0.14867634481677161,1.6843001844919791E-3,4.2107504612299478E-4]
[2172,543,22,0.625,1.1763587590222093,0.2948573017936576,1.3138008268015169E-2,3.2845020670037922E-3]
[2173,543.25,22,0.63541666666666663,1.1759048462593358,0.43620143338073497,4.2535851861826977E-2,1.0633962965456744E-2]
[2174,543.5,22,0.64583333333333337,1.1754468695482667,0.57044667264279247,9.5134715457178498E-2,2.3783678864294625E-2]
[2175,543.75,22,0.65625,1.1749848383895003,0.69544655616549622,0.17237931567271195,4.3094828918177987E-2]
[2176,544,22,0.66666666666666663,1.1745187623676416,0.80920457310501648,0.27156191033258459,6.7890477583146147E-2]
[2177,544.25,22,0.67708333333333337,1.1740486511512058,0.9099060802452188,0.38608557085715905,{"$f":"G2197*$B$13","v":9.6521392714289764E-2}]
[{"$f":"IF(IF(A2197<>\"\",A2197+1<=$B$16,0),A2197+1,\"\")","v":2178},{"$f":"IF(A2198<>\"\",A2198*$B$13,\"\")","v":544.5},{"$f":"IF(A2198<>\"\",ROUNDDOWN(A2198*$B$13/24,0),\"\")","v":22},{"$f":"IF(A2198<>\"\",MOD(B2198,24)/24,\"\")","v":0.6875},{"$f":"IF(A2198<>\"\",($B$4+$B$5)/2+($B$5-$B$4)/2*COS(2*PI()/$B$15*B2198),\"\")","v":1.1735745144924148},{"$f":"IF(A2198<>\"\",E2198*COS(2*PI()/$B$7*B2198),\"\")","v":0.99594727246616754},{"$f":"ABS(0.5*1.025*1*(F2198^3))","v":0.50629415012567447},0.12657353753141862]
[2179,544.75,22,0.69791666666666663,1.173096362226997,1.065960745742909,0.62075111125420723,0.15518777781355181]
[2180,545,22,0.70833333333333337,1.172614204273982,1.1188372449101225,0.71778539136075115,0.17944634784018779]
[2181,545.25,22,0.71875,1.1721280506354961,1.1537432500550409,0.7870845533125661,0.19677113832814153]
[2182,545.5,22,0.72916666666666663,1.1716379113965534,1.1701341225391544,0.82110898038960589,0.20527724509740147]
[2183,545.75,22,0.73958333333333337,1.1711437967248479,1.1677626032184512,0.81612664917958355,0.20403166229489589]
[2184,546,22,0.75,1.1706457168705415,1.1466825302736836,0.77272232174043587,0.19318058043510897]
[2185,546.25,22,0.76041666666666663,1.1701436821660525,1.1072477209730214,0.69571001447164815,0.17392750361791204]
[2186,546.5,22,0.77083333333333337,1.1696377030258391,1.0501060394296935,0.59346257742775277,0.14836564435693819]
[2187,546.75,22,0.78125,1.1691277899461872,0.9761887497364663,0.47675500881054905,0.11918875220263726]
[2188,547,22,0.79166666666666663,1.1686139535049878,0.88669532951405294,0.35728693247419402,8.9321733118548505E-2]
[2189,547.25,22,0.80208333333333337,1.1680962043615217,0.78307399168683345,0.24609470504335942,6.1523676260839856E-2]
[2190,547.5,22,0.8125,1.1675745532562365,0.66699823102875488,0.15207853353459236,3.801963338364809E-2]
[2191,547.75,22,0.82291666666666663,1.1670490110105236,0.54033977560404012,8.0852729165795348E-2,2.0213182291448837E-2]
[2192,548,22,0.83333333333333337,1.1665195885264945,0.40513838064160113,3.4080348985612394E-2,8.5200872464030984E-3]
[2193,548.25,22,0.84375,1.1659862967867543,0.26356895271569569,9.3837541834165573E-3,2.3459385458541393E-3]
[2194,548.5,22,0.85416666666666663,1.1654491468541737,0.11790653454890232,8.4005456207543005E-4,2.1001364051885751E-4]
[2195,548.75,22,0.86458333333333337,1.1649081498716596,-2.9510285361816154E-2,1.3170858896770178E-5,3.2927147241925444E-6]
[2196,549,22,0.875,1.1643633170619248,-0.17631694931055114,2.8091573010302412E-3,7.0228932525756029E-4]
[2197,549.25,22,0.88541666666666663,1.1638146597272532,-0.32016088885764438,1.6818943079412372E-2,4.204735769853093E-3]
[2198,549.5,22,0.89583333333333337,1.1632621892492674,-0.45873925536238175,4.9475658773946524E-2,1.2368914693486631E-2]
[2199,549.75,22,0.90625,1.1627059170886915,-0.58983581695658527,0.10516889056973641,2.6292222642434103E-2]
[2200,550,22,0.91666666666666663,1.162145854785114,-0.71135643030692297,0.18448270365934696,4.6120675914836741E-2]
[2201,550.25,22,0.92708333333333337,1.1615820139567474,-0.82136251897317414,0.28398703437796319,7.0996758594490797E-2]
[2202,550.5,22,0.9375,1.1610144063001879,-0.9181020227373391,0.39661277824335822,9.9153194560839555E-2]
[2203,550.75,22,0.94791666666666663,1.1604430435901734,-1.0000373234236544,0.51255738690569108,0.12813934672642277]
[2204,551,22,0.95833333333333337,1.1598679376793373,-1.0658697017782843,0.62059206933199151,0.15514801733299788]
[2205,551.25,22,0.96875,1.1592891004979651,-1.1145599361395584,0.70958455410199084,0.17739613852549771]
[2206,551.5,22,0.97916666666666663,1.1587065440537447,-1.1453447159888244,0.77002091136656425,0.19250522784164106]
[2207,551.75,22,0.98958333333333337,1.1581202804315185,-1.1577486110238235,0.79531042567400079,0.1988276064185002]
[2208,552,23,0,1.1575303217930328,-1.1515914080478369,0.78268879709059269,0.19567219927264817]
[2209,552.25,23,1.0416666666666666E-2,1.156936680376685,-1.1269907025631072,0.73359247768554037,0.18339811942138509]
[2210,552.5,23,2.0833333333333332E-2,1.1563393684972694,-1.0843597082939258,0.65345244295742055,0.16336311073935514]
[2211,552.75,23,3.125E-2,1.1557383985457228,-1.0244003247142419,0.55093833488565491,0.13773458372141373]
[2212,553,23,4.1666666666666664E-2,1.155133782988867,-0.94809157878073302,0.43676189028234974,0.10919047257058744]
[2213,553.25,23,5.2083333333333336E-2,1.1545255343691496,-0.85667363125185469,0.32221078114881074,8.0552695287202686E-2]
[2214,553.5,23,6.25E-2,1.153913665304384,-0.75162760901639003,0.21762162195127255,5.4405405487818137E-2]
[2215,553.75,23,7.2916666666666671E-2,1.1532981884874889,-0.63465159162112139,0.13100865571465425,3.2752163928663564E-2]
[2216,554,23,8.3333333333333329E-2,1.1526791166862234,-0.50763314161121242,6.7041507842132947E-2,1.6760376960533237E-2]
[2217,554.25,23,9.375E-2,1.1520564627429226,-0.37261882339182623,2.65147929518404E-2,6.6286982379601001E-3]
[2218,554.5,23,0.10416666666666667,1.1514302395742317,-0.23178120321161344,6.3815842736418358E-3,1.5953960684104589E-3]
[2219,554.75,23,0.11458333333333333,1.1508004601708379,-8.7383862792613093E-2,3.4196966735003436E-4,8.5492416837508589E-5]
[2220,555,23,0.125,1.1501671375971998,5.8255009544898873E-2,1.0131965515503565E-4,2.5329913788758912E-5]
[2221,555.25,23,0.13541666666666666,1.1495302849912783,0.20279986418442697,4.2746134622364722E-3,1.0686533655591181E-3]
[2222,555.5,23,0.14583333333333334,1.1488899155642627,0.34393527307590366,2.0850862495593914E-2,5.2127156238984786E-3]
[2223,555.75,23,0.15625,1.1482460426002965,0.47940304814134516,5.6467198651991603E-2,1.4116799662997901E-2]
[2224,556,23,0.16666666666666666,1.1475986794562032,0.60703839973111484,0.11464163274030044,2.866040818507511E-2]
[2225,556.25,23,0.17708333333333334,1.146947839561208,0.72480455572392199,0.19514463365169457,4.8786158412923643E-2]
[2226,556.5,23,0.1875,1.1462935364166589,0.83082528724217553,0.29391583779157443,7.3478959447893608E-2]
[2227,556.75,23,0.19791666666666666,1.1456357835957485,0.92341482120246376,0.40353795832142725,0.10088448958035681]
[2228,557,23,0.20833333333333334,1.1449745947432302,1.0011046624852664,0.51420029544122514,0.12855007386030629]
[2229,557.25,23,0.21875,1.1443099835751362,1.0626668986875412,0.61501446189538345,0.15375361547384586]
[2230,557.5,23,0.22916666666666666,1.1436419638784943,1.1071336174059823,0.69549495469997769,0.17387373867499442]
[2231,557.75,23,0.23958333333333334,1.1429705495110385,1.1338121288615917,0.7469940890331439,0.18674852225828598]
[2232,558,23,0.25,1.1422957544009249,1.1422957544009249,0.76388777126932628,0.19097194281733157]
[2233,558.25,23,0.26041666666666669,1.1416175925464411,1.1324700129016108,0.74434453257634303,0.18608613314408576]
[2234,558.5,23,0.27083333333333331,1.1409360780157161,1.1045141112159653,0.6905699497353055,0.17264248743382637]
[2235,558.75,23,0.28125,1.1402512249464283,1.0588977203124308,0.60849345275322331,0.15212336318830583]
[2236,559,23,0.29166666666666669,1.1395630475455125,0.99637309450480827,0.50694383330664372,0.12673595832666093]
[2237,559.25,23,0.30208333333333331,1.1388715600888657,0.91796266587556319,0.396432202484646,9.91080506211615E-2]
[2238,559.5,23,0.3125,1.1381767769210491,0.82494231850404554,0.28771640060035686,7.1929100150089215E-2]
[2239,559.75,23,0.32291666666666669,1.1374787124549934,0.71882061623807003,0.19035112290294209,4.7587780725735523E-2]
[2240,560,23,0.33333333333333331,1.1367773811716966,0.60131432239355032,0.1114290721749133,2.7857268043728324E-2]
[2241,560.25,23,0.34375,1.1360727976199259,0.4743206088967597,5.4690243156619925E-2,{"$f":"G2261*$B$13","v":1.3672560789154981E-2}]
[{"$f":"IF(IF(A2261<>\"\",A2261+1<=$B$16,0),A2261+1,\"\")","v":2242},{"$f":"IF(A2262<>\"\",A2262*$B$13,\"\")","v":560.5},{"$f":"IF(A2262<>\"\",ROUNDDOWN(A2262*$B$13/24,0),\"\")","v":23},{"$f":"IF(A2262<>\"\",MOD(B2262,24)/24,\"\")","v":0.35416666666666669},{"$f":"IF(A2262<>\"\",($B$4+$B$5)/2+($B$5-$B$4)/2*COS(2*PI()/$B$15*B2262),\"\")","v":1.1353649764159157},{"$f":"IF(A2262<>\"\",E2262*COS(2*PI()/$B$7*B2262),\"\")","v":0.33988640505443846},{"$f":"ABS(0.5*1.025*1*(F2262^3))","v":2.0123116947066935E-2},5.0307792367667338E-3]
[2243,560.75,23,0.36458333333333331,1.1346539322430633,0.200175381509827,4.1107954239112936E-3,1.0276988559778234E-3]
[2244,561,23,0.375,1.1339396798516244,5.7433102297729029E-2,9.7091385116776559E-5,2.427284627919414E-5]
[2245,561.25,23,0.38541666666666669,1.1332222340584088,-8.6049093341332025E-2,3.2653727631049495E-4,8.1634319077623736E-5]
[2246,561.5,23,0.39583333333333331,1.1325016097464708,-0.22797089803997062,6.0720047110804703E-3,1.5180011777701176E-3]
[2247,561.75,23,0.40625,1.1317778218648018,-0.36605994060413738,2.5139143929897061E-2,6.2847859824742653E-3]
[2248,562,23,0.41666666666666669,1.1310508854280201,-0.49810819505661391,6.333808530425751E-2,1.5834521326064378E-2]
[2249,562.25,23,0.42708333333333331,1.1303208155160591,-0.62200731065969772,0.12333329578115892,3.0833323945289731E-2]
[2250,562.5,23,0.4375,1.1295876272738545,-0.73578229722969135,0.20414646941953132,5.1036617354882831E-2]
[2251,562.75,23,0.44791666666666669,1.1288513359110297,-0.83762302720040449,0.30118940738040895,7.5297351845102237E-2]
[2252,563,23,0.45833333333333331,1.128111956701582,-0.92591305164947046,0.40682205342267513,0.10170551335566878]
[2253,563.25,23,0.46875,1.1273695049835637,-0.99925527128914837,0.51135583212494262,0.12783895803123566]
[2254,563.5,23,0.47916666666666669,1.1266239961587643,-1.0564940545259451,0.60435906672243522,0.15108976668060881]
[2255,563.75,23,0.48958333333333331,1.125875445692393,-1.0967334522804619,0.67607852462538154,0.16901963115634538]
[2256,564,23,0.5,1.1251238691127545,-1.119351222396276,0.71877506623351783,0.17969376655837946]
[2257,564.25,23,0.51041666666666663,1.1243692820109299,-1.1240084441323983,0.72778414714882544,0.18194603678720636]
[2258,564.5,23,0.52083333333333337,1.123611700040452,-1.11065457433444,0.70215161422228634,0.17553790355557158]
[2259,564.75,23,0.53125,1.1228511389169802,-1.079527870268042,0.6447560809487709,0.16118902023719273]
[2260,565,23,0.54166666666666663,1.1220876144179748,-1.0311511785916958,0.56190241317413081,0.1404756032935327]
[2261,565.25,23,0.55208333333333337,1.121321142382371,-0.96632316434688659,0.46244601455408241,0.1156115036385206]
[2262,565.5,23,0.5625,1.1205517387102482,-0.886105126955405,0.35657395477367415,8.9143488693418538E-2]
[2263,565.75,23,0.57291666666666663,1.1197794193625004,-0.79180362086434997,0.25441711290463592,6.3604278226158981E-2]
[2264,566,23,0.58333333333333337,1.1190042003605081,-0.68494916553662533,0.16469063060236355,4.1172657650590888E-2]
[2265,566.25,23,0.59375,1.1182260977858014,-0.56727139187626519,9.3554895116869666E-2,2.3388723779217416E-2]
[2266,566.5,23,0.60416666666666663,1.1174451277797297,-0.44067102890779097,4.3856843233826694E-2,1.0964210808456673E-2]
[2267,566.75,23,0.61458333333333337,1.1166613065431263,-0.30718918469336043,1.4856333279500873E-2,3.7140833198752183E-3]
[2268,567,23,0.625,1.1158746503359709,-0.16897441827408821,2.4726164240370819E-3,6.1815410600927047E-4]
[2269,567.25,23,0.63541666666666663,1.1150851754770534,-2.8248134185189133E-2,1.155215938988577E-5,2.8880398474714424E-6]
[2270,567.5,23,0.64583333333333337,1.114292898343636,0.11273114272797428,7.3421896431814663E-4,1.8355474107953666E-4]
[2271,567.75,23,0.65625,1.1134978353711118,0.25170403728483509,8.1726784949757332E-3,2.0431696237439333E-3]
[2272,568,23,0.66666666666666663,1.1127000030526648,0.38644655590066179,2.9577549720350541E-2,7.3943874300876353E-3]
[2273,568.25,23,0.67708333333333337,1.1118994179389288,0.51480569908817853,6.9923620633182706E-2,1.7480905158295677E-2]
[2274,568.5,23,0.6875,1.1110960966376418,0.63473388392498797,0.13105962416205302,3.2764906040513256E-2]
[2275,568.75,23,0.69791666666666663,1.1102900558133022,0.74432162581261463,0.21133711852437051,5.2834279631092627E-2]
[2276,569,23,0.70833333333333337,1.1094813121868257,0.84182795759761209,0.30574819666521647,7.6437049166304116E-2]
[2277,569.25,23,0.71875,1.1086698825351942,0.92570810120963376,0.40655196357708429,0.10163799089427107]
[2278,569.5,23,0.72916666666666663,1.1078557836911103,0.99463795178757675,0.50429997738776755,0.12607499434694189]
[2279,569.75,23,0.73958333333333337,1.1070390325426485,1.0475349860813732,0.58911418455308295,0.14727854613827074]
[2280,570,23,0.75,1.1062196460329035,1.083575264890974,0.65203531433415307,0.16300882858353827]
[2281,570.25,23,0.76041666666666663,1.1053976411596382,1.102206262494847,0.68625021341137027,0.17156255335284257]
[2282,570.5,23,0.77083333333333337,1.1045730349749348,1.1031553234054943,0.68802443907675548,0.17200610976918887]
[2283,570.75,23,0.78125,1.1037458445848356,1.0864336172789473,0.65720893015970916,0.16430223253992729]
[2284,571,23,0.79166666666666663,1.102916087148992,1.0523355352639843,0.59725057622960409,0.14931264405740102]
[2285,571.25,23,0.80208333333333337,1.1020837798803085,1.0014335443357454,0.51470723556443054,0.12867680889110764]
[2286,571.5,23,0.8125,1.1012489400445833,0.93456858904101148,0.41833809119624876,0.10458452279906219]
[2287,571.75,23,0.82291666666666663,1.1004115849601517,0.85283620141783445,0.31790016336397242,7.9475040840993105E-2]
[2288,572,23,0.83333333333333337,1.0995717319975264,0.75756854849705291,0.22282282593235864,5.5705706483089659E-2]
[2289,572.25,23,0.84375,1.0987293985790385,0.65031271164904203,0.14094854577589952,3.523713644397488E-2]
[2290,572.5,23,0.85416666666666663,1.0978846021784738,0.5328055520698789,7.7517560147096376E-2,1.9379390036774094E-2]
[2291,572.75,23,0.86458333333333337,1.0970373603207111,0.4069455709502075,3.4538450360335989E-2,8.6346125900839971E-3]
[2292,573,23,0.875,1.0961876905813606,0.27476222047501864,1.0630774893312605E-2,2.6576937233281513E-3]
[2293,573.25,23,0.88541666666666663,1.0953356105863958,0.13838316200962403,1.3581371200207925E-3,3.3953428000519812E-4]
[2294,573.5,23,0.89583333333333337,1.0944811380117911,-2.84246278118917E-14,1.1770047896486954E-41,2.9425119741217384E-42]
[2295,573.75,23,0.90625,1.0936242905831535,-0.13816695624500866,1.3517813205305845E-3,3.3794533013264613E-4]
[2296,574,23,0.91666666666666663,1.0927650860753546,-0.27390433598872321,1.0531508720252819E-2,2.6328771800632048E-3]
[2297,574.25,23,0.92708333333333337,1.0919035423121626,-0.40504118320899335,3.4055826047776371E-2,8.5139565119440926E-3]
[2298,574.5,23,0.9375,1.0910396771658732,-0.52948369652788096,7.6076696570425734E-2,1.9019174142606433E-2]
[2299,574.75,23,0.94791666666666663,1.0901735085569373,-0.64524867673012198,0.1376813885915493,3.4420347147887324E-2]
[2300,575,23,0.95833333333333337,1.0893050544535894,-0.75049514730045919,0.21663944532298218,5.4159861330745546E-2]
[2301,575.25,23,0.96875,1.0884343328714772,-0.84355364358734541,0.30763233833782916,7.690808458445729E-2]
[2302,575.5,23,0.97916666666666663,1.0875613618732844,-0.92295270442692545,0.40293241783877171,0.10073310445969293]
[2303,575.75,23,0.98958333333333337,1.0866861595683583,-0.98744214570997046,0.49343374738496948,0.12335843684624237]
[2304,576,24,0,1.0858087441123341,-1.0360127477000238,0.56988754761909155,0.14247188690477289]
[2305,576.25,24,1.0416666666666666E-2,1.084929133706757,-1.0679120460632099,0.62416631345666174,{"$f":"G2325*$B$13","v":0.15604157836416543}]
[{"$f":"IF(IF(A2325<>\"\",A2325+1<=$B$16,0),A2325+1,\"\")","v":2306},{"$f":"IF(A2326<>\"\",A2326*$B$13,\"\")","v":576.5},{"$f":"IF(A2326<>\"\",ROUNDDOWN(A2326*$B$13/24,0),\"\")","v":24},{"$f":"IF(A2326<>\"\",MOD(B2326,24)/24,\"\")","v":2.0833333333333332E-2},{"$f":"IF(A2326<>\"\",($B$4+$B$5)/2+($B$5-$B$4)/2*COS(2*PI()/$B$15*B2326),\"\")","v":1.0840473465987053},{"$f":"IF(A2326<>\"\",E2326*COS(2*PI()/$B$7*B2326),\"\")","v":-1.0826559796031079},{"$f":"ABS(0.5*1.025*1*(F2326^3))","v":0.65037719760859469},0.16259429940214867]
[2307,576.75,24,3.125E-2,1.0831634010804125,-1.0800362145911513,0.64566734725265962,0.1614168368131649]
[2308,577,24,4.1666666666666664E-2,1.0822773154888869,-1.0601230352597342,0.61060827238900539,0.15265206809725135]
[2309,577.25,24,5.2083333333333336E-2,1.0813891082055314,-1.0232637613606377,0.54910658466225271,0.13727664616556318]
[2310,577.5,24,6.25E-2,1.0804987976557625,-0.97007672553607061,0.46785591502963614,0.11696397875740903]
[2311,577.75,24,7.2916666666666671E-2,1.0796064023086283,-0.90144091444926766,0.37540985335491106,9.3852463338727765E-2]
[2312,578,24,8.3333333333333329E-2,1.0787119406764238,-0.81848144703394587,0.2810091026641543,7.0252275666038574E-2]
[2313,578.25,24,9.375E-2,1.0778154313143096,-0.72255112973532254,0.19333016560055533,4.8332541400138831E-2]
[2314,578.5,24,0.10416666666666667,1.0769168928199244,-0.61520839116663317,0.11933301708155288,2.9833254270388219E-2]
[2315,578.75,24,0.11458333333333333,1.0760163438330002,-0.49819195619690815,6.3370043195002335E-2,1.5842510798750584E-2]
[2316,579,24,0.125,1.0751138030349767,-0.37339267119998942,2.6680332545204421E-2,6.6700831363011052E-3]
[2317,579.25,24,0.13541666666666666,1.0742092891486115,-0.24282293721514361,7.3377514005275408E-3,1.8344378501318852E-3]
[2318,579.5,24,0.14583333333333334,1.073302820937593,-0.10858424537861316,6.5613668822870285E-4,1.6403417205717571E-4]
[2319,579.75,24,0.15625,1.0723944172061526,2.7166661402156334E-2,1.0275493273953241E-5,2.5688733184883103E-6]
[2320,580,24,0.16666666666666666,1.0714840967986714,0.16225245540973121,2.1891105963768244E-3,5.472776490942061E-4]
[2321,580.25,24,0.17708333333333334,1.0705718785992913,0.29451016222692833,1.3091660202264589E-2,3.2729150505661471E-3]
[2322,580.5,24,0.1875,1.069657781531524,0.42182580911447859,3.8467442596892894E-2,9.6168606492232234E-3]
[2323,580.75,24,0.19791666666666666,1.0687418245578564,0.54216822838760204,8.1676301081431535E-2,2.0419075270357884E-2]
[2324,581,24,0.20833333333333334,1.0678240266793584,0.65362147503856127,0.14311093127702873,3.5777732819257183E-2]
[2325,581.25,24,0.21875,1.066904406935288,0.7544153410217419,0.22005204214620949,5.5013010536552373E-2]
[2326,581.5,24,0.22916666666666666,1.0659829844026985,0.84295348005411452,0.3069761913870987,7.6744047846774674E-2]
[2327,581.75,24,0.23958333333333334,1.0650597781960398,0.91783869596749912,0.3962716108982447,9.9067902724561174E-2]
[2328,582,24,0.25,1.0641348074667631,0.97789499393858292,0.47925928817970298,0.11981482204492575]
[2329,582.25,24,0.26041666666666669,1.0632080914029249,1.0221860465591317,0.54737343257301596,0.13684335814325399]
[2330,582.5,24,0.27083333333333331,1.0622796492287871,1.0500297848410358,0.5933333020300694,0.14833332550751735]
[2331,582.75,24,0.28125,1.0613495002044182,1.0610088869306817,0.61214024685574486,0.15303506171393622]
[2332,583,24,0.29166666666666669,1.060417663625296,1.0549770035237118,0.60175935222878252,0.15043983805719563]
[2333,583.25,24,0.30208333333333331,1.0594841588219046,1.0320606276537265,0.56339047566327627,0.14084761891581907]
[2334,583.5,24,0.3125,1.0585490051593345,0.9926565865703384,0.50129220969820676,0.12532305242455169]
[2335,583.75,24,0.32291666666666669,1.0576122220368822,0.93742520369627558,0.42218592174996539,0.10554648043749135]
[2336,584,24,0.33333333333333331,1.0566738288876454,0.86727924803150114,0.33432644804434375,8.3581612011085937E-2]
[2337,584.25,24,0.34375,1.0557338451781209,0.78336885574246762,0.2463728083040774,6.159320207601935E-2]
[2338,584.5,24,0.35416666666666669,1.054792290407802,0.68706267295916312,0.16621986821583418,4.1554967053958544E-2]
[2339,584.75,24,0.36458333333333331,1.0538491841087718,0.57992552897390148,9.9956387413611181E-2,2.4989096853402795E-2]
[2340,585,24,0.375,1.0529045458452992,0.46369300413869557,5.1095834987376514E-2,1.2773958746844128E-2]
[2341,585.25,24,0.38541666666666669,1.0519583952134337,0.3402433059125583,2.0186574929382917E-2,5.0466437323457292E-3]
[2342,585.5,24,0.39583333333333331,1.0510107518405976,0.21156690894276947,4.8532994977307066E-3,1.2133248744326767E-3]
[2343,585.75,24,0.40625,1.0500616353851788,7.973445010324394E-2,2.5979565297895444E-4,6.494891324473861E-5]
[2344,586,24,0.41666666666666669,1.0491110655361249,-5.3136603488903505E-2,7.6890952675484335E-5,1.9222738168871084E-5]
[2345,586.25,24,0.42708333333333331,1.0481590620125323,-0.18491597672125201,3.2405384365999843E-3,8.1013460914999608E-4]
[2346,586.5,24,0.4375,1.0472056445632383,-0.31349475215177164,1.5790093271077089E-2,3.9475233177692724E-3]
[2347,586.75,24,0.44791666666666669,1.0462508329664124,-0.43681913094920272,4.2716810802376985E-2,1.0679202700594246E-2]
[2348,587,24,0.45833333333333331,1.0452946470291442,-0.55292324846587759,8.6634011081876794E-2,2.1658502770469198E-2]
[2349,587.25,24,0.46875,1.0443371065870328,-0.6599605199617522,0.14731526041821641,3.6828815104554102E-2]
[2350,587.5,24,0.47916666666666669,1.0433782315037774,-0.75623301654583364,0.22164644648549534,5.5411611621373834E-2]
[2351,587.75,24,0.48958333333333331,1.042418041670762,-0.84021840392102387,0.30399779928800336,7.5999449822000839E-2]
[2352,588,24,0.5,1.0414565570066452,-0.91059401648035698,0.3869619353068352,9.6740483826708801E-2]
[2353,588.25,24,0.51041666666666663,1.0404937974569466,-0.96625768604473272,0.4623520145469161,0.11558800363672903]
[2354,588.5,24,0.52083333333333337,1.0395297829936319,-1.0063449972960881,0.52231746245555055,0.13057936561388764]
[2355,588.75,24,0.53125,1.0385645336146994,-1.0302426998854677,0.56041855676226859,0.14010463919056715]
[2356,589,24,0.54166666666666663,1.0375980693437661,-1.0375980693437661,0.57250770335813039,0.1431269258395326]
[2357,589.25,24,0.55208333333333337,1.0366304102296502,-1.0283240742886652,0.55729337406757939,0.13932334351689485]
[2358,589.5,24,0.5625,1.0356615763459565,-1.0026002749494278,0.51650832744364017,0.12912708186091004]
[2359,589.75,24,0.57291666666666663,1.0346915877906608,-0.96086944663398999,0.45466028720301288,0.11366507180075322]
[2360,590,24,0.58333333333333337,1.0337204646856908,-0.90382999033732081,0.37840260099729534,9.4600650249323834E-2]
[2361,590.25,24,0.59375,1.03274822717651,-0.83242426013626591,0.29561608157803992,7.3904020394509981E-2]
[2362,590.5,24,0.60416666666666663,1.0317748954317003,-0.74782300225295761,0.21433363434443578,5.3583408586108945E-2]
[2363,590.75,24,0.61458333333333337,1.0308004896425429,-0.65140616265614026,0.14166072445547229,3.5415181113868072E-2]
[2364,591,24,0.625,1.0298250300225988,-0.54474037781582474,8.2844288579247347E-2,2.0711072144811837E-2]
[2365,591.25,24,0.63541666666666663,1.0288485368072906,-0.42955351581636358,4.0620541050374645E-2,1.0155135262593661E-2]
[2366,591.5,24,0.64583333333333337,1.0278710302534828,-0.30770668163051995,1.4931541647785082E-2,3.7328854119462705E-3]
[2367,591.75,24,0.65625,1.0268925306390606,-0.18116414022723182,3.0472675117931133E-3,7.6181687794827833E-4]
[2368,592,24,0.66666666666666663,1.0259130582625093,-5.1961643701782419E-2,7.1902255119758588E-5,1.7975563779939647E-5]
[2369,592.25,24,0.67708333333333337,1.0249326334424949,7.7826326728361858E-2,2.4158694870787757E-4,{"$f":"G2389*$B$13","v":6.0396737176969393E-5}]
[{"$f":"IF(IF(A2389<>\"\",A2389+1<=$B$16,0),A2389+1,\"\")","v":2370},{"$f":"IF(A2390<>\"\",A2390*$B$13,\"\")","v":592.5},{"$f":"IF(A2390<>\"\",ROUNDDOWN(A2390*$B$13/24,0),\"\")","v":24},{"$f":"IF(A2390<>\"\",MOD(B2390,24)/24,\"\")","v":0.6875},{"$f":"IF(A2390<>\"\",($B$4+$B$5)/2+($B$5-$B$4)/2*COS(2*PI()/$B$15*B2390),\"\")","v":1.0239512765174401},{"$f":"IF(A2390<>\"\",E2390*COS(2*PI()/$B$7*B2390),\"\")","v":0.20611987660584058},{"$f":"ABS(0.5*1.025*1*(F2390^3))","v":4.48800664345289E-3},1.1220016608632225E-3]
[2371,592.75,24,0.69791666666666663,1.0229690078451041,0.33086703681350987,1.8563265479715322E-2,4.6408163699288305E-3]
[2372,593,24,0.70833333333333337,1.0219858478021606,0.45007659034677189,4.6725412484602956E-2,1.1681353121150739E-2]
[2373,593.25,24,0.71875,1.0210018167837733,0.56184986202027554,9.0898079048882224E-2,2.2724519762220556E-2]
[2374,593.5,24,0.72916666666666663,1.0200169352031738,0.66441096350202067,0.15031566420883088,3.7578916052207721E-2]
[2375,593.75,24,0.73958333333333337,1.0190312234912395,0.75613501182917486,0.22156028422453145,5.5390071056132861E-2]
[2376,594,24,0.75,1.018044702096067,0.83557387299521169,0.29898432867870089,7.4746082169675224E-2]
[2377,594.25,24,0.76041666666666663,1.0170573914825496,0.90147902276046332,0.37545746659308749,9.3864366648271871E-2]
[2378,594.5,24,0.77083333333333337,1.016069312131954,0.95282116386095805,0.44333095341266138,0.11083273835316534]
[2379,594.75,24,0.78125,1.0150804845414918,0.9888062915068484,0.49548160176026612,0.12387040044006653]
[2380,595,24,0.79166666666666663,1.0140909292238978,1.0088879566148365,0.52628704912785951,0.13157176228196488]
[2381,595.25,24,0.80208333333333337,1.0131006667070033,1.0127755376758547,0.53239439989960824,0.13309859997490206]
[2382,595.5,24,0.8125,1.0121097175333091,1.0004383965263424,0.51317433019688574,0.12829358254922144]
[2383,595.75,24,0.82291666666666663,1.011118102259561,0.97210585953053152,0.47079793847346513,0.11769948461836628]
[2384,596,24,0.83333333333333337,1.010125841456323,0.92826303272573507,0.409927482970595,0.10248187074264875]
[2385,596.25,24,0.84375,1.0091329557075495,0.86964252625633442,0.33706695414807064,8.426673853701766E-2]
[2386,596.5,24,0.85416666666666663,1.0081394656101594,0.7972122288538398,0.25966638124013702,6.4916595310034256E-2]
[2387,596.75,24,0.86458333333333337,1.0071453917736091,0.71215933616389115,0.18510808420694264,4.6277021051735659E-2]
[2388,597,24,0.875,1.0061507548194637,0.61587089636983339,0.11971895417127208,2.9929738542818021E-2]
[2389,597.25,24,0.88541666666666663,1.0051555753809693,0.50991119186682587,6.794812897845752E-2,1.698703224461438E-2]
[2390,597.5,24,0.89583333333333337,1.0041598741026276,0.3959963258222251,3.1824921347056445E-2,7.9562303367641113E-3]
[2391,597.75,24,0.90625,1.0031636716397638,0.27596642652461462,1.0771163532717473E-2,2.6927908831793682E-3]
[2392,598,24,0.91666666666666663,1.0021669886580997,0.15175591978096134,1.791145200088231E-3,4.4778630002205775E-4]
[2393,598.25,24,0.92708333333333337,1.0011698458333274,2.5362349683490243E-2,8.3610790211438748E-6,2.0902697552859687E-6]
[2394,598.5,24,0.9375,1.0001722638506758,-0.10118574963217965,5.3094792785437963E-4,1.3273698196359491E-4]
[2395,598.75,24,0.94791666666666663,0.9991742634044849,-0.22586141441953814,5.9050013366748833E-3,1.4762503341687208E-3]
[2396,599,24,0.95833333333333337,0.99817586519777612,-0.34667172124613488,2.1352519150299686E-2,5.3381297875749216E-3]
[2397,599.25,24,0.96875,0.9971770899418213,-0.46168964622159164,5.0436422656792379E-2,1.2609105664198095E-2]
[2398,599.5,24,0.97916666666666663,0.99617795835571443,-0.56908480418665608,9.4454974947649484E-2,2.3613743736912371E-2]
[2399,599.75,24,0.98958333333333337,0.9951784911659407,-0.66715257750893164,0.15218413299827802,3.8046033249569504E-2]
[2400,600,25,0,0.99417870910594874,-0.75434117094237552,0.21998714550913734,5.4996786377284335E-2]
[2401,600.25,25,1.0416666666666666E-2,0.99317863291571762,-0.8292761631947777,0.29227482973646851,7.3068707434117128E-2]
[2402,600.5,25,2.0833333333333332E-2,0.99217828334132796,-0.8907821668473479,0.36225001472467672,9.0562503681169179E-2]
[2403,600.75,25,3.125E-2,0.99117768113453286,-0.93790125541163494,0.42282944321725646,0.10570736080431412]
[2404,601,25,4.1666666666666664E-2,0.99017684705232523,-0.96990786882274149,0.46761164508817016,0.11690291127204254]
[2405,601.25,25,5.2083333333333336E-2,0.98917580185650755,-0.98631996570105784,0.49175336808296216,0.12293834202074054]
[2406,601.5,25,6.25E-2,0.98817456631326339,-0.98690625134365073,0.49263080955819166,0.12315770238954792]
[2407,601.75,25,7.2916666666666671E-2,0.98717316119272369,-0.97168937365169805,0.47019307627129359,0.1175482690678234]
[2408,602,25,8.3333333333333329E-2,0.98617160726853714,-0.94094504404203649,0.42695946660489748,0.10673986665122437]
[2409,602.25,25,9.375E-2,0.98516992531744052,-0.89519710578697775,0.36766295889678768,9.1915739724196921E-2]
[2410,602.5,25,0.10416666666666667,0.98416813611882503,-0.83520863712654692,0.2985924348699131,7.4648108717478276E-2]
[2411,602.75,25,0.11458333333333333,0.98316626045430722,-0.76196923986254628,0.22672853839878854,5.6682134599697134E-2]
[2412,603,25,0.125,0.98216431910729785,-0.67667872496142289,0.15879668672021457,3.9699171680053644E-2]
[2413,603.25,25,0.13541666666666666,0.9811623328625696,-0.58072746399336039,0.10037162740417009,2.5092906851042523E-2]
[2414,603.5,25,0.14583333333333334,0.98016032250582619,-0.47567372810718145,5.515963281773683E-2,1.3789908204434207E-2]
[2415,603.75,25,0.15625,0.97915830882327282,-0.3632183838463216,2.4558245399920572E-2,6.1395613499801429E-3]
[2416,604,25,0.16666666666666666,0.97815631260118263,-0.24517735669830218,7.5532688867810116E-3,1.8883172216952529E-3]
[2417,604.25,25,0.17708333333333334,0.97715435462546629,-0.12345230818538848,9.6425414126896192E-4,2.4106353531724048E-4]
[2418,604.5,25,0.1875,0.97615245568124243,2.822155328165166E-14,1.1519579045335463E-41,2.8798947613338658E-42]
[2419,604.75,25,0.19791666666666666,0.97515063655240397,0.12319916125947369,9.583345004280571E-4,2.3958362510701427E-4]
[2420,605,25,0.20833333333333334,0.97414891802118786,0.24417289309912127,7.4608140630983873E-3,1.8652035157745968E-3]
[2421,605.25,25,0.21875,0.97314732086774558,0.36098861026338658,2.4108731939634354E-2,6.0271829849085886E-3]
[2422,605.5,25,0.22916666666666666,0.97214586586970964,0.47178429657305465,5.3817598379090122E-2,1.345439959477253E-2]
[2423,605.75,25,0.23958333333333334,0.97114457380176311,0.57479818234502711,9.7328499524631559E-2,2.433212488115789E-2]
[2424,606,25,0.25,0.97014346543521091,0.66839675444230628,0.15303714918632699,3.8259287296581748E-2]
[2425,606.25,25,0.26041666666666669,0.96914256153754563,0.75110065371036516,0.21716422860580223,5.4291057151450557E-2]
[2426,606.5,25,0.27083333333333331,0.96814188287201841,0.8216080493394885,0.28424178773488668,7.1060446933721669E-2]
[2427,606.75,25,0.28125,0.9671414501972091,0.87881512097945025,0.34784553431894127,8.6961383579735319E-2]
[2428,607,25,0.29166666666666669,0.96614128426659363,0.92183332654752614,0.40146813858383867,0.10036703464595967]
[2429,607.25,25,0.30208333333333331,0.96514140582811414,0.95000318584569099,0.43940910817439405,0.10985227704359851]
[2430,607.5,25,0.3125,0.96414183562375044,0.96290436649164057,0.45755503426870636,0.11438875856717659]
[2431,607.75,25,0.32291666666666669,0.96314259438908667,0.96036191835682649,0.45394021719289235,0.11348505429822309]
[2432,608,25,0.33333333333333331,0.96214370285288331,0.94244856473193928,0.42900943336368452,0.10725235834092113]
[2433,608.25,25,0.34375,0.96114518173664598,0.90948302180473395,0.38554729279148436,{"$f":"G2453*$B$13","v":9.6386823197871091E-2}]
[{"$f":"IF(IF(A2453<>\"\",A2453+1<=$B$16,0),A2453+1,\"\")","v":2434},{"$f":"IF(A2454<>\"\",A2454*$B$13,\"\")","v":608.5},{"$f":"IF(A2454<>\"\",ROUNDDOWN(A2454*$B$13/24,0),\"\")","v":25},{"$f":"IF(A2454<>\"\",MOD(B2454,24)/24,\"\")","v":0.35416666666666669},{"$f":"IF(A2454<>\"\",($B$4+$B$5)/2+($B$5-$B$4)/2*COS(2*PI()/$B$15*B2454),\"\")","v":0.96014705175419734},{"$f":"IF(A2454<>\"\",E2454*COS(2*PI()/$B$7*B2454),\"\")","v":0.86202438172037987},{"$f":"ABS(0.5*1.025*1*(F2454^3))","v":0.32828611830034193},8.2071529575085483E-2]
[2435,608.75,25,0.36458333333333331,0.95914933361124488,0.80086265747871666,0.26324977062691562,6.5812442656728906E-2]
[2436,609,25,0.375,0.95815204800495302,0.72700564919849386,0.19692788943721401,4.9231972359303502E-2]
[2437,609.25,25,0.38541666666666669,0.95715521562351413,0.64166234986771442,0.13539840299955774,3.3849600749889436E-2]
[2438,609.5,25,0.39583333333333331,0.95615885714571791,0.54622316366872226,8.352263932840634E-2,2.0880659832101585E-2]
[2439,609.75,25,0.40625,0.9551629932405229,0.44223726044373274,4.4326134791426927E-2,1.1081533697856732E-2]
[2440,610,25,0.41666666666666669,0.95416764456662917,0.33138743505253093,1.8650994007211725E-2,4.6627485018029312E-3]
[2441,610.25,25,0.42708333333333331,0.9531728317720477,0.21546287955488103,5.1263853477313747E-3,1.2815963369328437E-3]
[2442,610.5,25,0.4375,0.95217857549367246,9.6330308715057378E-2,4.5812366456618019E-4,1.1453091614154505E-4]
[2443,610.75,25,0.44791666666666669,0.95118489635685421,-2.4096095238443742E-2,7.1702431434238298E-6,1.7925607858559574E-6]
[2444,611,25,0.45833333333333331,0.95019181497496996,-0.14388543474471099,1.5266671815051111E-3,3.8166679537627777E-4]
[2445,611.25,25,0.46875,0.94919935194899685,-0.26112105195024526,9.1247196453057705E-3,2.2811799113264426E-3]
[2446,611.5,25,0.47916666666666669,0.94820752786708518,-0.37393119047691203,2.6795936891123806E-2,6.6989842227809515E-3]
[2447,611.75,25,0.48958333333333331,0.94721636330412984,-0.48051887349389383,5.6862404509591798E-2,1.4215601127397949E-2]
[2448,612,25,0.5,0.94622587882134446,-0.57919052126795889,9.9576809510144693E-2,2.4894202377536173E-2]
[2449,612.25,25,0.51041666666666663,0.9452360949658356,-0.66838285257262509,0.15302760040452498,3.8256900101131246E-2]
[2450,612.5,25,0.52083333333333337,0.9442470322701747,-0.74668764279470479,0.21335889920123174,5.3339724800307936E-2]
[2451,612.75,25,0.53125,0.94325871125197291,-0.81287394681441105,0.27527291555419259,6.8818228888548147E-2]
[2452,613,25,0.54166666666666663,0.94227115241345716,-0.86590743617475419,0.33274250170870973,8.3185625427177431E-2]
[2453,613.25,25,0.55208333333333337,0.94128437624104166,-0.90496654701725354,0.37983190866975569,9.4957977167438923E-2]
[2454,613.5,25,0.5625,0.9402984032049051,-0.92945518698435414,0.41150890333937296,0.10287722583484324]
[2455,613.75,25,0.57291666666666663,0.93931325375856645,-0.93901180493104541,0.42433321324668605,0.10608330331167151]
[2456,614,25,0.58333333333333337,0.93832894833845859,-0.93351468595250997,0.41692442028787735,0.10423110507196934]
[2457,614.25,25,0.59375,0.9373455073635053,-0.91308339497371871,0.39014424450260415,9.7536061125651038E-2]
[2458,614.5,25,0.60416666666666663,0.93636295123469948,-0.87807635398387252,0.34696903311937177,8.6742258279842943E-2]
[2459,614.75,25,0.61458333333333337,0.93538130033467681,-0.82908459994077266,0.29207232957761514,7.3018082394403785E-2]
[2460,615,25,0.625,0.93440057502729446,-0.76692183142546611,0.23117835645989721,5.7794589114974301E-2]
[2461,615.25,25,0.63541666666666663,0.93342079565721003,-0.69261091132002306,0.17027930033290467,4.2569825083226168E-2]
[2462,615.5,25,0.64583333333333337,0.93244198254945687,-0.60736704916764561,0.11482793385357783,2.8706983463394457E-2]
[2463,615.75,25,0.65625,0.93146415600902355,-0.51257793955648701,6.9019785092516564E-2,1.7254946273129141E-2]
[2464,616,25,0.66666666666666663,0.93048733632043412,-0.40978118101393946,3.5265488090569078E-2,8.8163720226422694E-3]
[2465,616.25,25,0.67708333333333337,0.92951154374732481,-0.30063934274159776,1.3926157725957794E-2,3.4815394314894484E-3]
[2466,616.5,25,0.6875,0.92853679853202487,-0.18691308339234494,3.3466706518890891E-3,8.3666766297227227E-4]
[2467,616.75,25,0.69791666666666663,0.92756312089513759,-7.0432756410046843E-2,1.7906797594680006E-4,4.4766993986700014E-5]
[2468,617,25,0.70833333333333337,0.92659053103511901,4.693104025075516E-2,5.2975420390072735E-5,1.3243855097518184E-5]
[2469,617.25,25,0.71875,0.92561904912786008,0.16329749629091231,2.2316827063540556E-3,5.5792067658851389E-4]
[2470,617.5,25,0.72916666666666663,0.92464869532626726,0.27680572108610824,1.0869737487385501E-2,2.7174343718463752E-3]
[2471,617.75,25,0.73958333333333337,0.92367948975984637,0.38564449296400655,2.9393768651720872E-2,7.3484421629302181E-3]
[2472,618,25,0.75,0.92271145253428255,0.48808115030713922,5.9589532234096673E-2,1.4897383058524168E-2]
[2473,618.25,25,0.76041666666666663,0.92174460373102407,0.58248916380869065,0.10128786598979009,2.5321966497447522E-2]
[2474,618.5,25,0.77083333333333337,0.92077896340686727,0.66737395130962351,0.15233567596372721,3.8083918990931803E-2]
[2475,618.75,25,0.78125,0.91981455159353798,0.74139652572067838,0.20885530421421727,5.2213826053554319E-2]
[2476,619,25,0.79166666666666663,0.91885138829727742,0.80339460209748581,0.26575448219922093,6.6438620549805233E-2]
[2477,619.25,25,0.80208333333333337,0.91788949349842774,0.85240083141318523,0.31741355097866431,7.9353387744666076E-2]
[2478,619.5,25,0.8125,0.91692888715101584,0.88765787527835316,0.35845174682729192,8.9612936706822979E-2]
[2479,619.75,25,0.82291666666666663,0.91596958918234017,0.90863008703731929,0.38446358354523064,9.6115895886307659E-2]
[2480,620,25,0.83333333333333337,0.91501161949255883,0.91501161949255883,0.39262115562678668,9.8155288906696669E-2]
[2481,620.25,25,0.84375,0.91405499795427425,0.90673083708978353,0.38205776216223519,9.5514440540558798E-2]
[2482,620.5,25,0.85416666666666663,0.91309974441212205,0.88395096980795651,0.35397973485048534,8.8494933712621335E-2]
[2483,620.75,25,0.86458333333333337,0.91214587868236063,0.8470670062858553,0.31149219416262108,7.7873048540655271E-2]
[2484,621,25,0.875,0.91119342055245778,0.79669888391323151,0.25916508709613845,6.4791271774034612E-2]
[2485,621.25,25,0.88541666666666663,0.9102423897806815,0.73368109275712823,0.20240249027597884,5.060062256899471E-2]
[2486,621.5,25,0.89583333333333337,0.90929280609569063,0.65904886733746537,0.14670561072225766,3.6676402680564414E-2]
[2487,621.75,25,0.90625,0.90834468919612443,0.57402119450245659,9.6934339181774229E-2,2.4233584795443557E-2]
[2488,622,25,0.91666666666666663,0.90739805875019375,0.47998091611938881,5.6671639994904259E-2,1.4167909998726065E-2]
[2489,622.25,25,0.92708333333333337,0.90645293439527552,0.3784522511931987,2.7779674234756614E-2,6.9449185586891535E-3]
[2490,622.5,25,0.9375,0.90550933573750181,0.27107610262790199,1.0208632470007294E-2,2.5521581175018235E-3]
[2491,622.75,25,0.94791666666666663,0.90456728235135531,0.15958354851688394,2.0828510968408506E-3,5.2071277421021265E-4]
[2492,623,25,0.95833333333333337,0.90362679377926369,4.5767946045311848E-2,4.9133549335580197E-5,1.2283387333895049E-5]
[2493,623.25,25,0.96875,0.90268788953119239,-6.8543902625512743E-2,1.6504423282188391E-4,4.1261058205470978E-5]
[2494,623.5,25,0.97916666666666663,0.90175058908424055,-0.18152105907172492,3.0653136557529112E-3,7.6632841393822781E-4]
[2495,623.75,25,0.98958333333333337,0.90081491188223883,-0.29135776189324403,1.2675749465522912E-2,3.168937366380728E-3]
[2496,624,26,0,0.89988087733534294,-0.39630227547706648,3.1898742853049715E-2,7.9746857132624287E-3]
[2497,624.25,26,1.0416666666666666E-2,0.89894850481963273,-0.49468481357581173,6.2041116376151006E-2,{"$f":"G2517*$B$13","v":1.5510279094037752E-2}]
[{"$f":"IF(IF(A2517<>\"\",A2517+1<=$B$16,0),A2517+1,\"\")","v":2498},{"$f":"IF(A2518<>\"\",A2518*$B$13,\"\")","v":624.5},{"$f":"IF(A2518<>\"\",ROUNDDOWN(A2518*$B$13/24,0),\"\")","v":26},{"$f":"IF(A2518<>\"\",MOD(B2518,24)/24,\"\")","v":2.0833333333333332E-2},{"$f":"IF(A2518<>\"\",($B$4+$B$5)/2+($B$5-$B$4)/2*COS(2*PI()/$B$15*B2518),\"\")","v":0.89801781367671119},{"$f":"IF(A2518<>\"\",E2518*COS(2*PI()/$B$7*B2518),\"\")","v":-0.58494409282339865},{"$f":"ABS(0.5*1.025*1*(F2518^3))","v":0.10257391889217811},2.5643479723044527E-2]
[2499,624.75,26,3.125E-2,0.89708882321330097,-0.6656520941804519,0.15115961520896817,3.7789903802242043E-2]
[2500,625,26,4.1666666666666664E-2,0.89616155270084463,-0.73553663987240903,0.20394206110268401,5.0985515275671002E-2]
[2501,625.25,26,5.2083333333333336E-2,0.89523602137510683,-0.79350142916988453,0.25605721030075729,6.4014302575189322E-2]
[2502,625.5,26,6.25E-2,0.89431224843577217,-0.83864321777589657,0.30229125742442858,7.5572814356107146E-2]
[2503,625.75,26,7.2916666666666671E-2,0.89339025304604869,-0.87026587195384109,0.33779228622939184,8.4448071557347959E-2]
[2504,626,26,8.3333333333333329E-2,0.89247005433227089,-0.8878910791010739,0.35873433638039848,8.9683584095099619E-2]
[2505,626.25,26,9.375E-2,0.89155167138350122,-0.89126555042764577,0.36284006048679646,9.0710015121699114E-2]
[2506,626.5,26,0.10416666666666667,0.89063512325113536,-0.88036460786781268,0.34968869660290158,8.7422174150725396E-2]
[2507,626.75,26,0.11458333333333333,0.889720428948506,-0.85539210542472666,0.32076692658771544,8.019173164692886E-2]
[2508,627,26,0.125,0.88880760745049048,-0.81677669389410457,0.27925687945203809,6.9814219863009522E-2]
[2509,627.25,26,0.13541666666666666,0.88789667769311464,-0.76516449638913397,0.22959281951778304,5.7398204879445761E-2]
[2510,627.5,26,0.14583333333333334,0.88698765857316075,-0.70140831936282311,0.17685062862637557,4.4212657156593893E-2]
[2511,627.75,26,0.15625,0.88608056894777731,-0.62655357898059694,0.12605744924887893,3.1514362312219733E-2]
[2512,628,26,0.16666666666666666,0.8851754276340853,-0.54182117485900116,8.1519553197837713E-2,2.0379888299459428E-2]
[2513,628.25,26,0.17708333333333334,0.88427225340878868,-0.44858759152735034,4.6263196725409912E-2,1.1565799181352478E-2]
[2514,628.5,26,0.1875,0.8833710650077865,-0.34836255172350711,2.1666474941685433E-2,5.4166187354213581E-3]
[2515,628.75,26,0.19791666666666666,0.88247188112578168,-0.24276458411283711,7.3324626373486353E-3,1.8331156593371588E-3]
[2516,629,26,0.20833333333333334,0.88157472041589446,-0.13349490061680458,1.2192363407085433E-3,3.0480908517713581E-4]
[2517,629.25,26,0.21875,0.88067960148927638,-2.2310004745991659E-2,5.6910559823497664E-6,1.4227639955874416E-6]
[2518,629.5,26,0.22916666666666666,0.87978654291472225,8.9006528253840242E-2,3.613761229160995E-4,9.0344030729024876E-5]
[2519,629.75,26,0.23958333333333334,0.87889556321828566,0.19867264631012721,4.018908323883217E-3,1.0047270809708042E-3]
[2520,630,26,0.25,0.87800668088289635,0.30493633230349931,1.4531866081260853E-2,3.6329665203152133E-3]
[2521,630.25,26,0.26041666666666669,0.87711991434797387,0.40610357682090115,3.4324507425210767E-2,8.5811268563026916E-3]
[2522,630.5,26,0.27083333333333331,0.87623528200904688,0.50056536555640352,6.4280058200233484E-2,1.6070014550058371E-2]
[2523,630.75,26,0.28125,0.87535280221737222,0.5868232517211931,0.10356566793843587,2.5891416984608968E-2]
[2524,631,26,0.29166666666666669,0.8744724932795519,0.66351310734728186,0.1497070971370649,3.7426774284266225E-2]
[2525,631.25,26,0.30208333333333331,0.87359437345715496,0.72942667733627564,0.19890183871879161,4.9725459679697902E-2]
[2526,631.5,26,0.3125,0.8727184609663392,0.78353059602276987,0.24652544381448588,6.163136095362147E-2]
[2527,631.75,26,0.32291666666666669,0.87184477397747151,0.82498256730475883,0.28775851556336873,7.1939628890842183E-2]
[2528,632,26,0.33333333333333331,0.87097333061475168,0.85314445536955519,0.31824499888531055,7.9561249721327637E-2]
[2529,632.25,26,0.34375,0.87010414895583776,0.86759208296824386,0.33468836166373633,8.3672090415934083E-2]
[2530,632.5,26,0.35416666666666669,0.86923724703146898,0.86812158725824873,0.33530153152131992,8.3825382880329979E-2]
[2531,632.75,26,0.36458333333333331,0.8683726428250923,0.85475223858750371,0.32004762620321608,8.0011906550804021E-2]
[2532,633,26,0.375,0.8675103542724909,0.8277256843448908,0.29063851405821844,7.2659628514554611E-2]
[2533,633.25,26,0.38541666666666669,0.86665039926140985,0.78750163724086164,0.25029274761985593,6.2573186904963982E-2]
[2534,633.5,26,0.39583333333333331,0.86579279563118594,0.73475008419272547,0.20328849620660377,5.0822124051650944E-2]
[2535,633.75,26,0.40625,0.86493756117237908,0.67034014746451986,0.1543759209585539,3.8593980239638476E-2]
[2536,634,26,0.41666666666666669,0.86408471362640027,0.59532578296757477,0.10813292359538584,2.7033230898846461E-2]
[2537,634.25,26,0.42708333333333331,0.86323427068514591,0.51092855081846877,6.8355644942447946E-2,1.7088911235611987E-2]
[2538,634.5,26,0.4375,0.86238624999063063,0.41851773958027622,3.7569505845932993E-2,9.3923764614832483E-3]
[2539,634.75,26,0.44791666666666669,0.86154066913461991,0.31958816734856788,1.6728844477778067E-2,4.1822111194445167E-3]
[2540,635,26,0.45833333333333331,0.86069754565826595,0.21573601932812256,5.1459060493005753E-3,1.2864765123251438E-3]
[2541,635.25,26,0.46875,0.85985689705174473,0.10863311220758788,6.5702294251995667E-4,1.6425573562998917E-4]
[2542,635.5,26,0.47916666666666669,0.85901874075389162,-2.7360734182314319E-14,1.0497287943212857E-41,2.6243219858032142E-42]
[2543,635.75,26,0.48958333333333331,0.85818309415184035,-0.10842164630109165,6.5319351149376633E-4,1.6329837787344158E-4]
[2544,636,26,0.5,0.85734997458066209,-0.21489694216061075,5.0860962805542075E-3,1.2715240701385519E-3]
[2545,636.25,26,0.51041666666666663,0.85651939932300669,-0.31772552931609593,1.6438046527992769E-2,4.1095116319981922E-3]
[2546,636.5,26,0.52083333333333337,0.85569138560874292,-0.41526870875687177,3.6701303755551258E-2,9.1753259388878145E-3]
[2547,636.75,26,0.53125,0.85486595061460136,-0.50597553424855102,6.6386905091717657E-2,1.6596726272929414E-2]
[2548,637,26,0.54166666666666663,0.85404311146381939,-0.58840745126304195,0.1044066980347525,2.6101674508688125E-2]
[2549,637.25,26,0.55208333333333337,0.85322288522578382,-0.66126109025385549,0.14818791111529278,3.7046977778823195E-2]
[2550,637.5,26,0.5625,0.85240528891567824,-0.72338885349644066,0.19400338488775792,4.8500846221939481E-2]
[2551,637.75,26,0.57291666666666663,0.85159033949413021,-0.77381697069737054,0.2374699276512717,5.9367481912817925E-2]
[2552,638,26,0.58333333333333337,0.85077805386685812,-0.81176073967801454,0.27414352896735306,6.8535882241838264E-2]
[2553,638.25,26,0.59375,0.84996844888432155,-0.83663671399072925,0.30012669509342338,7.5031673773355845E-2]
[2554,638.5,26,0.60416666666666663,0.84916154134137189,-0.84807164859244366,0.31260182138200704,7.815045534550176E-2]
[2555,638.75,26,0.61458333333333337,0.84835734797690299,-0.84590806688596787,0.3102154112669479,7.7553852816736976E-2]
[2556,639,26,0.625,0.84755588547350413,-0.83020636670606429,0.29325947211272119,7.3314868028180297E-2]
[2557,639.25,26,0.63541666666666663,0.8467571704571154,-0.80124343830209566,0.26362544602529553,6.5906361506323882E-2]
[2558,639.5,26,0.64583333333333337,0.84596121949668046,-0.75950782316491716,0.22453840043388026,5.6134600108470066E-2]
[2559,639.75,26,0.65625,0.84516804910380439,-0.70569149777016382,0.18011028974424423,4.5027572436061057E-2]
[2560,640,26,0.66666666666666663,0.84437767573241129,-0.64067842008242748,0.13477649488088264,3.369412372022066E-2]
[2561,640.25,26,0.67708333333333337,0.84359011577840171,-0.56553002812916697,9.2695975456940111E-2,{"$f":"G2581*$B$13","v":2.3173993864235028E-2}]
[{"$f":"IF(IF(A2581<>\"\",A2581+1<=$B$16,0),A2581+1,\"\")","v":2562},{"$f":"IF(A2582<>\"\",A2582*$B$13,\"\")","v":640.5},{"$f":"IF(A2582<>\"\",ROUNDDOWN(A2582*$B$13/24,0),\"\")","v":26},{"$f":"IF(A2582<>\"\",MOD(B2582,24)/24,\"\")","v":0.6875},{"$f":"IF(A2582<>\"\",($B$4+$B$5)/2+($B$5-$B$4)/2*COS(2*PI()/$B$15*B2582),\"\")","v":0.84280538557931339},{"$f":"IF(A2582<>\"\",E2582*COS(2*PI()/$B$7*B2582),\"\")","v":-0.4814679282921806},{"$f":"ABS(0.5*1.025*1*(F2582^3))","v":5.7199990791658363E-2},1.4299997697914591E-2]
[2563,640.75,26,0.69791666666666663,0.84202350141398286,-0.38985405541228751,3.0366870581184251E-2,7.5917176452960627E-3]
[2564,641,26,0.70833333333333337,0.84124447950220638,-0.29216862665779531,1.278187621022908E-2,3.19546905255727E-3]
[2565,641.25,26,0.71875,0.84046833600440418,-0.18998624574049308,3.5144741422816657E-3,8.7861853557041642E-4]
[2566,641.5,26,0.72916666666666663,0.83969508702128615,-8.4950542935013404E-2,3.1418999138445672E-4,7.8547497846114179E-5]
[2567,641.75,26,0.73958333333333337,0.83892474859351585,2.1252240986399371E-2,4.9193538817318133E-6,1.2298384704329533E-6]
[2568,642,26,0.75,0.83815733670137893,0.12692030269585744,1.0478211668356668E-3,2.619552917089167E-4]
[2569,642.25,26,0.76041666666666663,0.8373928672644525,0.23036352263278562,6.265200914639983E-3,1.5663002286599957E-3]
[2570,642.5,26,0.77083333333333337,0.83663135614127293,0.32993047386571089,1.8406073931032291E-2,4.6015184827580729E-3]
[2571,642.75,26,0.78125,0.83587281912900779,0.42403476227012393,3.9074934073918509E-2,9.7687335184796272E-3]
[2572,643,26,0.79166666666666663,0.83511727196312924,0.51118027829751167,6.845672839057837E-2,1.7114182097644592E-2]
[2573,643.25,26,0.80208333333333337,0.83436473031708558,0.58998495879009027,0.10524868759327616,2.6312171898319039E-2]
[2574,643.5,26,0.8125,0.83361520980197712,0.65920268185362496,0.1468083529645085,3.6702088241127126E-2]
[2575,643.75,26,0.82291666666666663,0.83286872596623307,0.71774294833266739,0.18949627301674188,4.737406825418547E-2]
[2576,644,26,0.83333333333333337,0.8321252942952877,0.76468803943944841,0.22916419406725466,5.7291048516813665E-2]
[2577,644.25,26,0.84375,0.83138493021125937,0.79930738098514653,0.26171905277605156,6.5429763194012891E-2]
[2578,644.5,26,0.85416666666666663,0.83064764907263178,0.82106888978591219,0.28368257535877084,7.092064383969271E-2]
[2579,644.75,26,0.86458333333333337,0.82991346617393369,0.82964712644081384,0.29266723844055065,7.3166809610137662E-2]
[2580,645,26,0.875,0.8291823967454226,0.82492813001858756,0.28770155523603563,7.1925388809008908E-2]
[2581,645.25,26,0.88541666666666663,0.82845445595276856,0.80701086342232375,0.26935932342804997,6.7339830857012492E-2]
[2582,645.5,26,0.89583333333333337,0.82772965889674022,0.77620525247179328,0.23967547756593593,5.9918869391483984E-2]
[2583,645.75,26,0.90625,0.82700802061289014,0.73302685618401842,0.20186151518119702,5.0465378795299255E-2]
[2584,646,26,0.91666666666666663,0.82628955607124399,0.67818825947467098,0.15986178989625574,3.9965447474063935E-2]
[2585,646.25,26,0.92708333333333337,0.82557428017599044,0.6125873316894489,0.11781427194149871,2.9453567985374678E-2]
[2586,646.5,26,0.9375,0.82486220776517027,0.53729254417570838,7.9492528617402927E-2,1.9873132154350732E-2]
[2587,646.75,26,0.94791666666666663,0.82415335361036979,0.4535255867302293,4.7807854193859085E-2,1.1951963548464771E-2]
[2588,647,26,0.95833333333333337,0.82344773241641511,0.36264156546956405,2.444143003212923E-2,6.1103575080323075E-3]
[2589,647.25,26,0.96875,0.82274535882106514,0.26610710279344479,9.6574678210617458E-3,2.4143669552654365E-3]
[2590,647.5,26,0.97916666666666663,0.822046247394709,0.1654766930449767,2.322225391043326E-3,5.805563477608315E-4]
[2591,647.75,26,0.98958333333333337,0.82135041264006459,6.2367694701940299E-2,1.2432914420234143E-4,3.1082286050585357E-5]
[2592,648,27,0,0.82065786899187632,-4.1565638965394509E-2,3.6804189053773615E-5,9.2010472634434036E-6]
[2593,648.25,27,1.0416666666666666E-2,0.81996863081661575,-0.14465867418740522,1.5514125881918106E-3,3.8785314704795266E-4]
[2594,648.5,27,2.0833333333333332E-2,0.81928271241218531,-0.24526303138579392,7.5611898887515995E-3,1.8902974721878999E-3]
[2595,648.75,27,3.125E-2,0.8186001280076195,-0.34177291452887981,2.0460054941137486E-2,5.1150137352843714E-3]
[2596,649,27,4.1666666666666664E-2,0.81792089176279048,-0.43265071503704283,4.1505547512180642E-2,1.037638687804516E-2]
[2597,649.25,27,5.2083333333333336E-2,0.81724501776811564,-0.51645148243849426,7.0596383694537412E-2,1.7649095923634353E-2]
[2598,649.5,27,6.25E-2,0.81657252004426295,-0.59184587277760747,0.10624774955419679,2.6561937388549197E-2]
[2599,649.75,27,7.2916666666666671E-2,0.81590341254186172,-0.65764121075732795,0.14576757551451058,3.6441893878627646E-2]
[2600,650,27,8.3333333333333329E-2,0.81523770914121341,-0.71280033234109086,0.18560836720837018,4.6402091802092545E-2]
[2601,650.25,27,9.375E-2,0.81457542365200242,-0.75645791055228429,0.22184424973498498,5.5461062433746246E-2]
[2602,650.5,27,0.10416666666666667,0.81391656981300997,-0.7879340079020456,0.25070523692779484,6.267630923194871E-2]
[2603,650.75,27,0.11458333333333333,0.81326116129183068,-0.80674464359489306,0.26909283950740037,6.7273209876850093E-2]
[2604,651,27,0.125,0.81260921168458655,-0.81260921168458655,0.27500405217023699,6.8751013042559248E-2]
[2605,651.25,27,0.13541666666666666,0.81196073451564643,-0.80545463690822394,0.26780404216089898,6.6951010540224745E-2]
[2606,651.5,27,0.14583333333333334,0.81131574323734579,-0.78541620720400396,0.24830956324993872,6.207739081248468E-2]
[2607,651.75,27,0.15625,0.81067425122970627,-0.75283507508046743,0.21867211455861352,5.4668028639653379E-2]
[2608,652,27,0.16666666666666666,0.81003627180015902,-0.70825247320284801,0.18207829122649549,4.5519572806623873E-2]
[2609,652.25,27,0.17708333333333334,0.80940181818326928,-0.65240074194675735,0.14231058651501785,3.5577646628754463E-2]
[2610,652.5,27,0.1875,0.80877090354046,-0.58619131740688601,0.10323144679098342,2.5807861697745856E-2]
[2611,652.75,27,0.19791666666666666,0.80814354095974017,-0.51069987663129568,6.8263905050917922E-2,1.7065976262729481E-2]
[2612,653,27,0.20833333333333334,0.80751974345543376,-0.4271488819163714,3.9942173283637493E-2,9.9855433209093732E-3]
[2613,653.25,27,0.21875,0.80689952396790821,-0.33688780712712635,1.9595202173914375E-2,4.8988005434785938E-3]
[2614,653.5,27,0.22916666666666666,0.80628289536330677,-0.24137136555595182,7.206943412845156E-3,1.801735853211289E-3]
[2615,653.75,27,0.23958333333333334,0.80566987043328231,-0.1421360902227933,1.4716582342911135E-3,3.6791455857277836E-4]
[2616,654,27,0.25,0.80506046189473068,-4.0775643259877037E-2,3.4745321356253701E-5,8.6863303390634252E-6]
[2617,654.25,27,0.26041666666666669,0.80445468238952766,6.1084749286915416E-2,1.1681329028374821E-4,2.9203322570937051E-5]
[2618,654.5,27,0.27083333333333331,0.80385254448426613,0.16181432757417985,2.1714247731605689E-3,5.4285619329014223E-4]
[2619,654.75,27,0.28125,0.80325406066999694,0.25980287655254547,8.98722750391019E-3,2.2468068759775475E-3]
[2620,655,27,0.29166666666666669,0.80265924336196759,0.35348643647031402,2.2636648776048922E-2,5.6591621940122305E-3]
[2621,655.25,27,0.30208333333333331,0.80206810489936586,0.4413722352504032,4.4066534738426824E-2,1.1016633684606706E-2]
[2622,655.5,27,0.3125,0.80148065754506426,0.52206244575898486,7.2922446515163192E-2,1.8230611628790798E-2]
[2623,655.75,27,0.32291666666666669,0.80089691348536463,0.59427639035185575,0.10756210679414674,2.6890526698536685E-2]
[2624,656,27,0.33333333333333331,0.80031688482974572,0.65687084044915789,0.14525591269159777,3.6313978172899442E-2]
[2625,656.25,27,0.34375,0.79974058361061273,0.70885808983135423,0.18254576841257483,{"$f":"G2645*$B$13","v":4.5636442103143708E-2}]
[{"$f":"IF(IF(A2645<>\"\",A2645+1<=$B$16,0),A2645+1,\"\")","v":2626},{"$f":"IF(A2646<>\"\",A2646*$B$13,\"\")","v":656.5},{"$f":"IF(A2646<>\"\",ROUNDDOWN(A2646*$B$13/24,0),\"\")","v":27},{"$f":"IF(A2646<>\"\",MOD(B2646,24)/24,\"\")","v":0.35416666666666669},{"$f":"IF(A2646<>\"\",($B$4+$B$5)/2+($B$5-$B$4)/2*COS(2*PI()/$B$15*B2646),\"\")","v":0.79916802178304647},{"$f":"IF(A2646<>\"\",E2646*COS(2*PI()/$B$7*B2646),\"\")","v":0.74942151637081855},{"$f":"ABS(0.5*1.025*1*(F2646^3))","v":0.21571102533517839},5.3927756333794596E-2]
[2627,656.75,27,0.36458333333333331,0.79859921122455579,0.77792838743021941,0.2412752246473466,6.0318806161836651E-2]
[2628,657,27,0.375,0.79803416373483227,0.79393970851848927,0.25648173348480841,6.4120433371202101E-2]
[2629,657.25,27,0.38541666666666669,0.79747289103550334,0.79721696228434324,0.25967100655830083,6.4917751639575208E-2]
[2630,657.5,27,0.39583333333333331,0.79691540476989098,0.78772563478415414,0.25050638873470277,6.2626597183675692E-2]
[2631,657.75,27,0.40625,0.79636171650276955,0.76563547738699655,0.23001704370331941,5.7504260925829852E-2]
[2632,658,27,0.41666666666666669,0.79581183772012554,0.73131750485274971,0.20045263810360014,5.0113159525900036E-2]
[2633,658.25,27,0.42708333333333331,0.79526577982891922,0.68533778220603492,0.16497110912562105,4.1242777281405262E-2]
[2634,658.5,27,0.4375,0.79472355415684959,0.62844810420011765,0.12720439920856444,3.180109980214111E-2]
[2635,658.75,27,0.44791666666666669,0.79418517195211691,0.561573720605135,9.0764119474049332E-2,2.2691029868512333E-2]
[2636,659,27,0.45833333333333331,0.79365064438319122,0.48579830747974972,5.8757304181799135E-2,1.4689326045449784E-2]
[2637,659.25,27,0.46875,0.79311998253858007,0.4023464282495352,3.3380613991466572E-2,8.345153497866643E-3]
[2638,659.5,27,0.47916666666666669,0.79259319742659839,0.31256376812816206,1.5649835303219815E-2,3.9124588258049537E-3]
[2639,659.75,27,0.48958333333333331,0.79207029997514,0.21789546055143458,5.3019840582645434E-3,1.3254960145661359E-3]
[2640,660,27,0.5,0.79155130103145177,0.11986285429605298,8.8256706304277392E-4,2.2064176576069348E-4]
[2641,660.25,27,0.51041666666666663,0.79103621136190738,2.0039094353825861E-2,4.1240900555564846E-6,1.0310225138891212E-6]
[2642,660.5,27,0.52083333333333337,0.79052504165178472,-7.9976091952943973E-2,2.621648151161148E-4,6.5541203779028701E-5]
[2643,660.75,27,0.53125,0.79001780250504428,-0.17858199998309546,2.9188173357947165E-3,7.2970433394867911E-4]
[2644,661,27,0.54166666666666663,0.78951450444410876,-0.27420253459063754,1.0565943021217869E-2,2.6414857553044672E-3]
[2645,661.25,27,0.55208333333333337,0.78901515790964494,-0.36531137026025606,2.4985235026650419E-2,6.2463087566626049E-3]
[2646,661.5,27,0.5625,0.7885197732603475,-0.45045628343740296,4.6843767589770983E-2,1.1710941897442746E-2]
[2647,661.75,27,0.57291666666666663,0.78802836077272365,-0.52828226966975389,7.5560004454092611E-2,1.8890001113523153E-2]
[2648,662,27,0.58333333333333337,0.7875409306408796,-0.59755307807681313,0.10935114460831198,2.7337786152077995E-2]
[2649,662.25,27,0.59375,0.78705749297631045,-0.65717082139893945,0.14545501077808903,3.6363752694522258E-2]
[2650,662.5,27,0.60416666666666663,0.78657805780768897,-0.70619335102648084,0.18049481994383559,4.5123704985958898E-2]
[2651,662.75,27,0.61458333333333337,0.78610263508065803,-0.74384912247078017,0.21093489676659044,5.273372419164761E-2]
[2652,663,27,0.625,0.78563123465762508,-0.76954931713030683,0.23356256773549849,5.8390641933874624E-2]
[2653,663.25,27,0.63541666666666663,0.7851638663175563,-0.78289703027771695,0.24592790308496046,6.1481975771240115E-2]
[2654,663.5,27,0.64583333333333337,0.78470053975577447,-0.78369338224012541,0.24667913002480701,6.1669782506201754E-2]
[2655,663.75,27,0.65625,0.78424126458375742,-0.77194045901176489,0.23574651488792209,5.8936628721980522E-2]
[2656,664,27,0.66666666666666663,0.78378605032893978,-0.74784103923757927,0.21434914346504061,5.3587285866260152E-2]
[2657,664.25,27,0.67708333333333337,0.78333490643451364,-0.71179511582850552,0.18482421941618252,4.6206054854045629E-2]
[2658,664.5,27,0.6875,0.78288784225923358,-0.66439327159574746,0.15030365673164123,3.7575914182910307E-2]
[2659,664.75,27,0.69791666666666663,0.78244486707722305,-0.60640701840773592,0.11428428799875703,2.8571071999689258E-2]
[2660,665,27,0.70833333333333337,0.78200599007778082,-0.53877625768261606,8.0152895885874861E-2,2.0038223971468715E-2]
[2661,665.25,27,0.71875,0.78157122036519078,-0.46259406576347228,5.0733408541886668E-2,1.2683352135471667E-2]
[2662,665.5,27,0.72916666666666663,0.78114056695853384,-0.37908905015761912,2.7920139911280822E-2,6.9800349778202054E-3]
[2663,665.75,27,0.73958333333333337,0.7807140387914997,-0.28960556108313629,1.2448429407603297E-2,3.1121073519008243E-3]
[2664,666,27,0.75,0.78029164471220203,-0.19558207664744442,3.8342553207104703E-3,9.5856383017761757E-4]
[2665,666.25,27,0.76041666666666663,0.77987339348299534,-9.8528108749763629E-2,4.9020113158535698E-4,1.2255028289633925E-4]
[2666,666.5,27,0.77083333333333337,0.77945929378029233,2.7118393377128999E-14,1.0220819967711244E-41,2.555204991927811E-42]
[2667,666.75,27,0.78125,0.77904935419438437,9.8424000783933693E-2,4.8864888609018913E-4,1.2216222152254728E-4]
[2668,667,27,0.79166666666666663,0.77864358322926375,0.19516898586343745,3.8100114959508987E-3,9.5250287398772468E-4]
[2669,667.25,27,0.80208333333333337,0.77824198930244637,0.28868855531185084,1.2330553482634031E-2,3.0826383706585078E-3]
[2670,667.5,27,0.8125,0.77784458074479756,0.37748950157962619,2.7568205879485407E-2,6.8920514698713516E-3]
[2671,667.75,27,0.82291666666666663,0.77745136580035945,0.46015561841045594,4.993534524503377E-2,1.2483836311258443E-2]
[2672,668,27,0.83333333333333337,0.77706235262617973,0.53537025501856639,7.8642368450736549E-2,1.9660592112684137E-2]
[2673,668.25,27,0.84375,0.77667754929214228,0.60193725685722566,0.11177573750599357,2.7943934376498392E-2]
[2674,668.5,27,0.85416666666666663,0.77629696378080038,0.65879996042318478,0.14653945194472101,3.6634862986180253E-2]
[2675,668.75,27,0.86458333333333337,0.77592060398720997,0.70505794092935015,0.1796256260155476,4.49064065038869E-2]
[2676,669,27,0.875,0.77554847771876723,0.73998124783278407,0.20766151229417437,5.1915378073543593E-2]
[2677,669.25,27,0.88541666666666663,0.77518059269504591,0.76302190354601573,0.22766951643225022,5.6917379108062556E-2]
[2678,669.5,27,0.89583333333333337,0.77481695654763683,0.77382248454016245,0.23747500397252763,5.9368750993131908E-2]
[2679,669.75,27,0.90625,0.77445757681999017,0.77222165076458404,0.23600423214483809,5.9001058036209524E-2]
[2680,670,27,0.91666666666666663,0.77410246096725932,0.75825653811466753,0.22343045036404774,5.5857612591011935E-2]
[2681,670.25,27,0.92708333333333337,0.77375161635614498,0.73216197879531209,0.20114784602451077,5.0286961506127693E-2]
[2682,670.5,27,0.9375,0.77340505026474338,0.69436656505462035,0.17157747475104776,4.289436868776194E-2]
[2683,670.75,27,0.94791666666666663,0.77306276988239508,0.64548562209271787,0.1378331205462848,3.44582801365712E-2]
[2684,671,27,0.95833333333333337,0.77272478230953578,0.58631120518337831,0.10329479839446888,2.582369959861722E-2]
[2685,671.25,27,0.96875,0.77239109455754862,0.51779928339818349,{"$f":"ABS(0.5*1.025*1*(F2705^3))","v":7.1150540718798894E-2},1.7787635179699723E-2]
[2686,671.5,27,0.97916666666666663,0.77206171354861963,0.44105431704195225,4.3971380598201708E-2,1.0992845149550427E-2]
[2687,671.75,27,0.98958333333333337,0.77173664611559323,0.35731147728447027,2.3379475787717617E-2,5.8448689469294043E-3]
[2688,672,28,0,0.77141589900183072,0.26791679385131761,9.8558408473600548E-3,2.4639602118400137E-3]
[2689,672.25,28,1.0416666666666666E-2,0.77109947886107122,0.17430554942464377,2.7141104179843624E-3,{"$f":"G2709*$B$13","v":6.7852760449609061E-4}]
[{"$f":"IF(IF(A2709<>\"\",A2709+1<=$B$16,0),A2709+1,\"\")","v":2690},{"$f":"IF(A2710<>\"\",A2710*$B$13,\"\")","v":672.5},{"$f":"IF(A2710<>\"\",ROUNDDOWN(A2710*$B$13/24,0),\"\")","v":28},{"$f":"IF(A2710<>\"\",MOD(B2710,24)/24,\"\")","v":2.0833333333333332E-2},{"$f":"IF(A2710<>\"\",($B$4+$B$5)/2+($B$5-$B$4)/2*COS(2*PI()/$B$15*B2710),\"\")","v":0.77078739225729231},{"$f":"IF(A2710<>\"\",E2710*COS(2*PI()/$B$7*B2710),\"\")","v":7.7979267083717455E-2},{"$f":"ABS(0.5*1.025*1*(F2710^3))","v":2.4301401273680722E-4},6.0753503184201804E-5]
[2691,672.75,28,3.125E-2,0.77047964566457483,-1.9518340747764658E-2,3.8108561574519758E-6,9.5271403936299396E-7]
[2692,673,28,4.1666666666666664E-2,0.77017624546696783,-0.11662607713789591,8.1298189355527898E-4,2.0324547338881974E-4]
[2693,673.25,28,5.2083333333333336E-2,0.76987719795835718,-0.21179022445666348,4.8686841552221544E-3,1.2171710388055386E-3]
[2694,673.5,28,6.25E-2,0.76958250934233408,-0.30348936855195524,1.4325979185531386E-2,3.5814947963828466E-3]
[2695,673.75,28,7.2916666666666671E-2,0.76929218573206648,-0.39025868724033247,3.0461522616459173E-2,7.6153806541147933E-3]
[2696,674,28,8.3333333333333329E-2,0.76900623315017302,-0.47071331592766252,5.3451921535230769E-2,1.3362980383807692E-2]
[2697,674.25,28,9.375E-2,0.76872465752859698,-0.54357041820377339,8.2311650704448069E-2,2.0577912676112017E-2]
[2698,674.5,28,0.10416666666666667,0.7684474647084838,-0.60766961020275179,0.11499962460533107,2.8749906151332768E-2]
[2699,674.75,28,0.11458333333333333,0.76817466044006055,-0.66199141404794326,0.14867944795924856,3.716986198981214E-2]
[2700,675,28,0.125,0.76790625038251537,-0.70567344738102367,0.18009646935244811,4.5024117338112027E-2]
[2701,675.25,28,0.13541666666666666,0.7676422401038806,-0.73802409229992882,0.20601815221326791,5.1504538053316978E-2]
[2702,675.5,28,0.14583333333333334,0.76738263508091797,-0.75853342741692842,0.22367530718613282,5.5918826796533205E-2]
[2703,675.75,28,0.15625,0.76712744069900385,-0.7668812505524979,0.23114166071308401,5.7785415178271002E-2]
[2704,676,28,0.16666666666666666,0.76687666225201812,-0.76294206609969906,0.2275980585190244,5.68995146297561E-2]
[2705,676.25,28,0.17708333333333334,0.76663030494223472,-0.74678695958685704,0.21344404701479044,5.3361011753697611E-2]
[2706,676.5,28,0.1875,0.76638837388021286,-0.71868233165890227,0.19024128648150501,4.7560321620376253E-2]
[2707,676.75,28,0.19791666666666666,0.7661508740846914,-0.67908551379795978,0.16049712912355818,4.0124282280889545E-2]
[2708,677,28,0.20833333333333334,0.76591781048248531,-0.62863733781354947,0.12731934233684347,3.1829835584210868E-2]
[2709,677.25,28,0.21875,0.76568918790838247,-0.56815177966090036,9.3991154453088172E-2,2.3497788613272043E-2]
[2710,677.5,28,0.22916666666666666,0.76546501110504384,-0.49860284472046179,6.3526967674642915E-2,1.5881741918660729E-2]
[2711,677.75,28,0.23958333333333334,0.76524528472290565,-0.42110890555275515,3.8271646578717365E-2,9.5679116446793413E-3]
[2712,678,28,0.25,0.76503001332008158,-0.33691474363220147,1.9599902864673578E-2,4.8999757161683945E-3]
[2713,678.25,28,0.26041666666666669,0.76481920136226944,-0.24737158302168125,7.7578842335256819E-3,1.9394710583814205E-3]
[2714,678.5,28,0.27083333333333331,0.76461285322265815,-0.15391543579447303,1.8687034986693276E-3,4.671758746673319E-4]
[2715,678.75,28,0.28125,0.76441097318183682,-5.8044105741635717E-2,1.0022319502916748E-4,2.5055798757291869E-5]
[2716,679,28,0.29166666666666669,0.76421356542770591,3.8706781904191065E-2,2.972042845413388E-5,7.4301071135334699E-6]
[2717,679.25,28,0.30208333333333331,0.76402063405539078,0.1347883416761993,1.2550206166213372E-3,3.1375515415533431E-4]
[2718,679.5,28,0.3125,0.76383218306715639,0.22866318775054248,6.1274902739214447E-3,1.5318725684803612E-3]
[2719,679.75,28,0.32291666666666669,0.76364821637232438,0.3188299972778923,1.6610067452532882E-2,4.1525168631332205E-3]
[2720,680,28,0.33333333333333331,0.76346873778719182,0.40384748529917142,3.3755614505993209E-2,8.4389036264983022E-3]
[2721,680.25,28,0.34375,0.76329375103495267,0.48235740896234547,5.7517596609326697E-2,1.4379399152331674E-2]
[2722,680.5,28,0.35416666666666669,0.76312325974561923,0.55310623443041895,8.6720052255268826E-2,2.1680013063817206E-2]
[2723,680.75,28,0.36458333333333331,0.76295726745594861,0.61496512137714598,0.11919151068831159,2.9797877672077897E-2]
[2724,681,28,0.375,0.76279577760936768,0.66694790696213613,0.15204411380532962,3.8011028451332404E-2]
[2725,681.25,28,0.38541666666666669,0.76263879355590281,0.70822680322586684,0.18205849414994243,4.5514623537485609E-2]
[2726,681.5,28,0.39583333333333331,0.76248631855210958,0.73814555843882856,0.20611989014515814,5.1529972536289534E-2]
[2727,681.75,28,0.40625,0.76233835576100595,0.75622987348886661,0.22164368287495259,5.5410920718738148E-2]
[2728,682,28,0.41666666666666669,0.76219490825200609,0.76219490825200609,0.22693004503315517,5.6732511258288792E-2]
[2729,682.25,28,0.42708333333333331,0.76205597900085698,0.75594975936370012,0.22139747784792366,5.5349369461980914E-2]
[2730,682.5,28,0.4375,0.76192157088957657,0.73759883914879409,0.2056622313248283,5.1415557831207076E-2]
[2731,682.75,28,0.44791666666666669,0.76179168670639386,0.70744013490910773,0.18145249918444262,4.5363124796110654E-2]
[2732,683,28,0.45833333333333331,0.76166632914569132,0.6659603775198053,0.15136973206972959,3.7842433017432398E-2]
[2733,683.25,28,0.46875,0.76154550080794925,0.6138271975574241,0.11853108277351429,2.9632770693378573E-2]
[2734,683.5,28,0.47916666666666669,0.76142920419969096,0.55187839518952664,8.6143804435962673E-2,2.1535951108990668E-2]
[2735,683.75,28,0.48958333333333331,0.76131744173343141,0.48110849603373246,5.7071981160486202E-2,1.426799529012155E-2]
[2736,684,28,0.5,0.76121021572762737,0.40265280841312212,3.3456928433788891E-2,8.3642321084472226E-3]
[2737,684.25,28,0.51041666666666663,0.76110752840662865,0.31776923720561312,1.6444831357315698E-2,4.1112078393289245E-3]
[2738,684.5,28,0.52083333333333337,0.7610093819006325,0.22781814517778765,6.0598071706113683E-3,1.5149517926528421E-3]
[2739,684.75,28,0.53125,0.76091577824563905,0.13424058373996695,1.2397821114876143E-3,3.0994552787190358E-4]
[2740,685,28,0.54166666666666663,0.76082671938340951,3.853524096705082E-2,{"$f":"ABS(0.5*1.025*1*(F2760^3))","v":2.9327031581417825E-5},7.3317578953544563E-6]
[2741,685.25,28,0.55208333333333337,0.76074220716142549,-5.7765524912354073E-2,9.8787055782429024E-5,2.4696763945607256E-5]
[2742,685.5,28,0.5625,0.76066224333285071,-0.15312018387021895,1.839887189433497E-3,4.5997179735837425E-4]
[2743,685.75,28,0.57291666666666663,0.76058682955649504,-0.24600267320396574,7.629803426555018E-3,1.9074508566387545E-3]
[2744,686,28,0.58333333333333337,0.7605159673967794,-0.33492678420776628,1.9254999360807518E-2,4.8137498402018794E-3]
[2745,686.25,28,0.59375,0.76044965832370404,-0.41846990728032063,3.7556625886534391E-2,9.3891564716335977E-3]
[2746,686.5,28,0.60416666666666663,0.7603879037128175,-0.49529575667338199,6.2271265482476794E-2,1.5567816370619198E-2]
[2747,686.75,28,0.61458333333333337,0.76033070484518839,-0.56417571243060971,9.2031611711204317E-2,2.3007902927801079E-2]
[2748,687,28,0.625,0.76027806290737865,-0.62400843918627136,0.12452749711884128,3.1131874279710321E-2]
[2749,687.25,{"$f":"IF(A2769<>\"\",ROUNDDOWN(A2769*$B$13/24,0),\"\")","v":28},0.63541666666666663,0.76022997899141886,-0.67383746902954755,0.15680479502170044,3.9201198755425111E-2]
[{"$f":"IF(IF(A2769<>\"\",A2769+1<=$B$16,0),A2769+1,\"\")","v":2750},{"$f":"IF(A2770<>\"\",A2770*$B$13,\"\")","v":687.5},{"$f":"IF(A2770<>\"\",ROUNDDOWN(A2770*$B$13/24,0),\"\")","v":28},0.64583333333333337,{"$f":"IF(A2770<>\"\",($B$4+$B$5)/2+($B$5-$B$4)/2*COS(2*PI()/$B$15*B2770),\"\")","v":0.76018645409478602},{"$f":"IF(A2770<>\"\",E2770*COS(2*PI()/$B$7*B2770),\"\")","v":-0.71286646815671717},0.1856600359542018,4.641500898855045E-2]
[{"$f":"IF(IF(A2770<>\"\",A2770+1<=$B$16,0),A2770+1,\"\")","v":2751},{"$f":"IF(A2771<>\"\",A2771*$B$13,\"\")","v":687.75},{"$f":"IF(A2771<>\"\",ROUNDDOWN(A2771*$B$13/24,0),\"\")","v":28},{"$f":"IF(A2771<>\"\",MOD(B2771,24)/24,\"\")","v":0.65625},{"$f":"IF(A2771<>\"\",($B$4+$B$5)/2+($B$5-$B$4)/2*COS(2*PI()/$B$15*B2771),\"\")","v":0.76014748912038232},{"$f":"IF(A2771<>\"\",E2771*COS(2*PI()/$B$7*B2771),\"\")","v":-0.74047194401031335},{"$f":"ABS(0.5*1.025*1*(F2771^3))","v":0.20807489964656006},5.2018724911640016E-2]
[2752,688,28,0.66666666666666663,0.76011308487651674,-0.75621319045242652,0.22162901428728757,5.5407253571821892E-2]
[2753,688.25,28,0.67708333333333337,0.76008324207688793,-0.7598393125877364,0.22483253010572815,{"$f":"G2773*$B$13","v":5.6208132526432038E-2}]
[2754,688.5,28,0.6875,0.76005796134057013,-0.75129321943855487,0.21733129986254379,5.4332824965635948E-2]
[2755,688.75,28,0.69791666666666663,0.7600372431919995,-0.73071252103715179,0.19995557503304429,4.9988893758261072E-2]
[2756,689,28,0.70833333333333337,0.76002108806096358,-0.6984273158697184,0.17460533902703512,4.3651334756758781E-2]
[2757,689.25,28,0.71875,0.76000949628259251,-0.65495490419553448,0.14398858537314921,3.5997146343287302E-2]
[2758,689.5,28,0.72916666666666663,0.76000246809735206,-0.60099151178414034,0.11124970917778919,2.7812427294447297E-2]
[2759,689.75,28,0.73958333333333337,0.76000000365103837,-0.53740115628343788,7.954074590573515E-2,{"$f":"G2779*$B$13","v":1.9885186476433787E-2}]
[null,null,null,null,"Total Energy (kWh/m^2)",null,"-",{"$f":"IF(ISERROR(SUM(H20:H2779)),\"\",SUM(H20:H2779))","v":152.03236447150297},"per lunar cycle"]
[null,null,null,null,null,null,"-",{"$f":"IF(ISERROR(H2780*(365/$B$6)),\"\",(H2780*(365/$B$6)))","v":1930.8216086325187},"per year"]
[null,null,null,null,"Average Power (kW/m^2)",null,{"$f":"IF(ISERROR(AVERAGE(G20:G2779)),\"\",(AVERAGE(G20:G2779)))","v":0.22033676010362749},"-"]

{"sheet":"Tidal Stream 2","index":4,"n_rows":2782,"n_cols":9,"rows_kept":2782,"cut":false,"hidden":false,"merged":[[2781,4,2781,5],[17,0,18,0],[17,1,17,3],[2779,4,2780,5],[2,1,2,2],[7,1,7,2],[8,1,8,2],[9,1,9,2],[10,1,10,2],[13,0,14,0]]}
["Tidal Stream Resource"]
[]
[{"$f":"Input!A45","v":"Site Name"},{"$f":"IF(Input!B55<>\"\",Input!B55,\"-\")","v":"East Castle Island"},{"$f":"Input!C45","v":0},null,null,null,null,null,"Plots:"]
[{"$f":"Input!A46","v":"Peak Flow (Springs)"},{"$f":"IF((AND(Input!B56<>\"\",Input!B56<>\"[Enter Value]\")),Input!B56,\"0\")","v":1},{"$f":"Input!C46","v":"m/s"}]
[{"$f":"Input!A47","v":"Peak Flow (Neaps)"},{"$f":"IF((AND(Input!B57<>\"\",Input!B57<>\"[Enter Value]\")),Input!B57,\"0\")","v":0.76},{"$f":"Input!C47","v":"m/s"}]
[{"$f":"Input!A48","v":"Lunar Cycle Period"},{"$f":"IF((AND(Input!B58<>\"\",Input!B58<>\"[Enter Value]\")),Input!B58,\"0\")","v":28.74},{"$f":"Input!C48","v":"days"}]
[{"$f":"Input!A49","v":"Tidal Period"},{"$f":"IF((AND(Input!B59<>\"\",Input!B59<>\"[Enter Value]\")),Input!B59,\"0\")","v":12.4},{"$f":"Input!C49","v":"hours"}]
[{"$f":"Input!A50","v":"Proximity to Grid Connection"},{"$f":"IF(Input!B60<>\"\",Input!B60,\"-\")","v":"1-2 km"}]
[{"$f":"Input!A51","v":"Average Water Depth"},{"$f":"IF(Input!B61<>\"\",Input!B61,\"-\")","v":"5 - 10 m"}]
[{"$f":"Input!A52","v":"Seabed Topography"},{"$f":"IF(Input!B62<>\"\",Input!B62,\"-\")","v":"Harsh (Rocky, Moderate/Steep Gradient)"}]
[{"$f":"Input!A53","v":"Accessibility"},{"$f":"IF(Input!B63<>\"\",Input!B63,\"-\")","v":"Partially Accessible (Complex Temporary Works, Obstacles)"}]
[]
["Time Step",0.25,"hours"]
["Period",{"$f":"B6/2","v":14.37},"days"]
[null,{"$f":"B14*24","v":344.88},"hours"]
["Number of Steps",{"$f":"B15/B13*2","v":2759.04},"-"]
[]
["No.","Time",null,null,"Amplitude","Current","Power","Energy"]
[null,"Hours","Day","Time","m/s","m/s","kW/(m^2)","kWh/(m^2)"]
[0,{"$f":"A20*$B$13","v":0},{"$f":"ROUNDDOWN(A20*$B$1/24,0)","v":0},{"$f":"MOD(B20,24)/24","v":0},{"$f":"IF(A20<>\"\",($B$4+$B$5)/2+($B$5-$B$4)/2*COS(2*PI()/$B$15*B20),\"\")","v":0.76},{"$f":"IF(A20<>\"\",E20*COS(2*PI()/$B$7*B20),\"\")","v":0.76},{"$f":"ABS(0.5*1.025*1*(F20^3))","v":0.22497519999999999},{"$f":"G20*$B$13","v":5.6243799999999997E-2}]
[{"$f":"IF(IF(A20<>\"\",A20+1<=$B$16,0),A20+1,\"\")","v":1},{"$f":"IF(A21<>\"\",A21*$B$13,\"\")","v":0.25},{"$f":"IF(A21<>\"\",ROUNDDOWN(A21*$B$13/24,0),\"\")","v":0},{"$f":"IF(A21<>\"\",MOD(B21,24)/24,\"\")","v":1.0416666666666666E-2},{"$f":"IF(A21<>\"\",($B$4+$B$5)/2+($B$5-$B$4)/2*COS(2*PI()/$B$15*B21),\"\")","v":0.76000124467003438},{"$f":"IF(A21<>\"\",E21*COS(2*PI()/$B$7*B21),\"\")","v":0.75391148925527851},{"$f":"ABS(0.5*1.025*1*(F21^3))","v":0.21961143772821648},{"$f":"G21*$B$13","v":5.490285943205412E-2}]
[{"$f":"IF(IF(A21<>\"\",A21+1<=$B$16,0),A21+1,\"\")","v":2},{"$f":"IF(A22<>\"\",A22*$B$13,\"\")","v":0.5},{"$f":"IF(A22<>\"\",ROUNDDOWN(A22*$B$13/24,0),\"\")","v":0},2.0833333333333332E-2,{"$f":"IF(A22<>\"\",($B$4+$B$5)/2+($B$5-$B$4)/2*COS(2*PI()/$B$15*B22),\"\")","v":0.7600049786543176},{"$f":"IF(A22<>\"\",E22*COS(2*PI()/$B$7*B22),\"\")","v":0.73574343005964282},{"$f":"ABS(0.5*1.025*1*(F22^3))","v":0.20411411945770283},5.1028529864425708E-2]
[3,0.75,0,3.125E-2,0.76001120187538995,0.705786682330101,0.18018318008454459,4.5045795021136148E-2]
[4,1,0,4.1666666666666664E-2,0.76001991420415382,0.6645208401868975,0.1503902517124264,3.75975629281066E-2]
[5,1.25,0,5.2083333333333336E-2,0.76003111545987634,0.61260656016513448,0.11782536649008883,2.9456341622522208E-2]
[6,1.5,0,6.25E-2,0.76004480541019293,0.55087499293226783,8.5674789008600094E-2,2.1418697252150024E-2]
[7,1.75,0,7.2916666666666671E-2,0.76006098377111253,0.48031448742781996,5.6789877032300096E-2,1.4197469258075024E-2]
[8,2,0,8.3333333333333329E-2,0.76007965020702317,0.40205477994142175,3.3308076915971936E-2,8.327019228992984E-3]
[9,2.25,0,9.375E-2,0.76010080433069882,0.31734892085117589,1.6379662434281343E-2,4.0949156085703358E-3]
[10,2.5,0,0.10416666666666667,0.76012444570330784,0.22755322791413493,6.0386918882613973E-3,1.5096729720653493E-3]
[11,2.75,0,0.11458333333333333,0.76015057383442164,0.13410558655660756,1.2360455625008667E-3,3.0901139062521668E-4]
[12,3,0,0.125,0.76017918818202534,3.8502444049906839E-2,2.92522155565424E-5,7.3130538891356001E-6]
[13,3.25,0,0.13541666666666666,0.76021028815252856,-5.7725134645493378E-2,9.8579981771073326E-5,2.4644995442768331E-5]
[14,3.5,0,0.14583333333333334,0.7602438731007779,-0.15303596656165777,1.8368530014848984E-3,4.592132503712246E-4]
[15,3.75,0,0.15625,0.76027994233007046,-0.24590341421717682,7.6205715631324448E-3,1.9051428907831112E-3]
[16,4,0,0.16666666666666666,0.76031849509216798,-0.33483981855969275,1.9240004244127685E-2,4.8100010610319212E-3]
[17,4.25,0,0.17708333333333334,0.76035953058731265,-0.41842031064352059,3.7543273947387081E-2,9.3858184868467701E-3]
[18,4.5,0,0.1875,0.76040304796424374,-0.4953056212220146,6.2274986230047263E-2,1.5568746557511816E-2]
[19,4.75,0,0.19791666666666666,0.76044904632021493,-0.56426352341278851,9.2074591108907658E-2,2.3018647777226914E-2]
[20,5,0,0.20833333333333334,0.76049752470101328,-0.62418856540321921,0.12463536653699435,3.1158841634248587E-2]
[21,5.25,0,0.21875,0.76054848210097914,-0.67411977745614327,0.15700196065433192,3.9250490163582979E-2]
[22,5.5,0,0.22916666666666666,0.76060191746302652,-0.71325606981611089,0.1859646077112001,4.6491151927800026E-2]
[23,5.75,0,0.23958333333333334,0.76065782967866546,-0.7409690749891128,0.20849426708559884,5.2123566771399711E-2]
[24,6,0,0.25,0.76071621758802521,-0.75681322868504031,0.22215700599493657,5.5539251498734142E-2]
[25,6.25,0,0.26041666666666669,0.76077707997987765,-0.76053292782100268,0.22544880382638546,5.6362200956596366E-2]
[26,6.5,0,0.27083333333333331,0.76084041559166282,-0.75206665068099476,0.21800319699741369,5.4500799249353422E-2]
[27,6.75,0,0.28125,0.76090622310951506,-0.73154797286789297,0.20064221027317902,5.0160552568294756E-2]
[28,7,0,0.29166666666666669,0.76097450116829035,-0.69930346229240858,0.17526326788994376,4.3815816972485939E-2]
[29,7.25,0,0.30208333333333331,0.76104524835159437,-0.65584748632832501,0.14457807726889263,3.6144519317223157E-2]
[30,7.5,0,0.3125,0.76111846319181231,-0.60187401362739401,0.11174050966845696,2.793512741711424E-2]
[31,7.75,0,0.32291666666666669,0.76119414417013864,-0.53824554114219536,7.9916267534272944E-2,1.9979066883568236E-2]
[32,8,0,0.33333333333333331,0.76127228971660954,-0.46597932288329419,5.1855378385388076E-2,1.2963844596347019E-2]
[33,8.25,0,0.34375,0.76135289821013441,-0.3862311201034247,2.9528110712990448E-2,7.3820276782476119E-3]
[34,8.5,0,0.35416666666666669,0.76143596797853041,-0.30027673226621088,1.3875828161067643E-2,3.4689570402669108E-3]
[35,8.75,0,0.36458333333333331,0.76152149729855667,-0.20949160368580261,4.7118747085389233E-3,1.1779686771347308E-3]
[36,9,0,0.375,0.76160948439595022,-0.11532883154848493,7.8615385023065091E-4,1.9653846255766273E-4]
[37,9.25,0,0.38541666666666669,0.76169992744546278,-1.9295926654351932E-2,3.6820593860163275E-6,9.2051484650408188E-7]
[38,9.5,0,0.39583333333333331,0.76179282457089814,7.7069301763904238E-2,2.3460547487252212E-4,5.8651368718130529E-5]
[39,9.75,0,0.40625,0.76188817384515195,0.17222335169826217,2.6180020393941758E-3,6.5450050984854394E-4]
[40,10,0,0.41666666666666669,0.76198597329025131,0.26464173111777722,9.4988024591303559E-3,2.374700614782589E-3]
[41,10.25,0,0.42708333333333331,0.76208622087739541,0.35284336278498812,2.2513329476372475E-2,5.6283323690931187E-3]
[42,10.5,0,0.4375,0.76218891452699822,0.43541430076687582,4.2305997218616782E-2,1.0576499304654196E-2]
[43,10.75,0,0.44791666666666669,0.76229405210873113,0.51103037917171101,6.8396523046130767E-2,1.7099130761532692E-2]
[44,11,0,0.45833333333333331,0.76240163144156758,0.57847843061052506,9.9209984238726193E-2,2.4802496059681548E-2]
[45,11.25,0,0.46875,0.76251165029382806,0.63667573464666383,0.13226616575238895,3.3066541438097237E-2]
[46,11.5,0,0.47916666666666669,0.76262410638322642,0.6846873846969409,0.16450187334039451,4.1125468335098628E-2]
[47,11.75,0,0.48958333333333331,0.7627389973769173,0.72174129503439355,0.19268084104410335,4.8170210261025838E-2]
[48,12,0,0.5,0.76285632089154432,0.74724060718698859,0.21383326328441499,5.3458315821103747E-2]
[49,12.25,0,0.51041666666666663,0.76297607449328975,0.7607732965288535,0.22566263270082368,5.641565817520592E-2]
[50,12.5,0,0.52083333333333337,0.76309825569792511,0.76211882455895463,0.22686209409723521,5.6715523524308802E-2]
[51,12.75,0,0.53125,0.76322286197086209,0.75125172954367125,0.21729529572488368,5.432382393122092E-2]
[52,13,0,0.54166666666666663,0.76334989072720594,0.72834209711151476,0.1980159193808394,4.950397984520985E-2]
[53,13.25,0,0.55208333333333337,0.76347933933180845,0.69375290224959796,0.17112296976480834,4.2780742441202085E-2]
[54,13.5,0,0.5625,0.76361120509932312,0.64803426416618715,0.13947224059763419,3.4868060149408547E-2]
[55,13.75,0,0.57291666666666663,0.76374548529426034,0.59191470485288145,0.10628482392102442,2.6571205980256106E-2]
[56,14,0,0.58333333333333337,0.76388217713104456,0.52628955011480338,7.4708172050482718E-2,1.867704301262068E-2]
[57,14.25,0,0.59375,0.76402127777407192,0.45220665757136114,4.7391966023003627E-2,1.1847991505750907E-2]
[58,14.5,0,0.60416666666666663,0.76416278433776907,0.37084969893233438,2.6138921353133768E-2,6.5347303382834419E-3]
[59,14.75,0,0.61458333333333337,0.76430669388665295,0.28351926303934533,1.1679966138920361E-2,2.9199915347300903E-3]
[60,15,0,0.625,0.7644530034353918,0.19161208110386538,3.6054753697322751E-3,9.0136884243306877E-4]
[61,15.25,0,0.63541666666666663,0.76460170994886711,9.659870570999704E-2,4.61963637416141E-4,1.1549090935403525E-4]
[62,15.5,0,0.64583333333333337,0.76475281034223674,-4.4500301155654334E-16,4.5162993477562643E-47,1.1290748369390661E-47]
[63,15.75,0,0.65625,0.76490630148099825,-9.6637187376191883E-2,4.6251594957523446E-4,1.1562898739380861E-4]
[64,16,0,0.66666666666666663,0.76506218018105476,-0.19176477279775914,3.6141016258282263E-3,9.0352540645705656E-4]
[65,16.25,0,{"$f":"IF(A85<>\"\",MOD(B85,24)/24,\"\")","v":0.67708333333333337},0.76522044320878035,-0.28385821798568434,{"$f":"ABS(0.5*1.025*1*(F85^3))","v":1.1721907387038094E-2},{"$f":"G85*$B$13","v":2.9304768467595236E-3}]
[{"$f":"IF(IF(A85<>\"\",A85+1<=$B$16,0),A85+1,\"\")","v":66},{"$f":"IF(A86<>\"\",A86*$B$13,\"\")","v":16.5},{"$f":"IF(A86<>\"\",ROUNDDOWN(A86*$B$13/24,0),\"\")","v":0},0.6875,{"$f":"IF(A86<>\"\",($B$4+$B$5)/2+($B$5-$B$4)/2*COS(2*PI()/$B$15*B86),\"\")","v":0.76538108728108778},{"$f":"IF(A86<>\"\",E86*COS(2*PI()/$B$7*B86),\"\")","v":-0.37144094374168513},2.6264140441511784E-2,6.5660351103779459E-3]
[67,16.75,0,0.69791666666666663,0.76554410906549575,-0.4531079864588835,4.7675913267046614E-2,1.1918978316761654E-2]
[68,17,0,0.70833333333333337,0.76570950518019887,-0.52754851869096997,7.5245597212308973E-2,1.8811399303077243E-2]
[69,17.25,0,0.71875,0.76587727219413737,-0.59356687306591371,0.10717730557134789,2.6794326392836972E-2]
[70,17.5,0,0.72916666666666663,0.76604740662706827,-0.65010173260280801,0.14081140770654893,3.5202851926637233E-2]
[71,17.75,0,0.73958333333333337,0.76621990494963776,-0.69624317965885818,0.17297236817002362,4.3243092042505905E-2]
[72,18,0,0.75,0.76639476358345437,-0.73124732983440865,0.20039493915191051,5.0098734787977627E-2]
[73,18.25,0,0.76041666666666663,0.76657197890116291,-0.75454831565462099,0.22016842298798625,5.5042105746996563E-2]
[74,18.5,0,0.77083333333333337,0.76675154722652028,-0.76576742711407086,0.2301359877098775,5.7533996927469376E-2]
[75,18.75,0,0.78125,0.76693346483447111,-0.76471926154159831,0.22919226543615931,5.7298066359039827E-2]
[76,19,0,0.79166666666666663,0.76711772795122557,-0.75141478299381093,0.21743681328871586,5.4359203322178966E-2]
[77,19.25,0,0.80208333333333337,0.76730433275433718,-0.7260612407548781,0.1961614351295731,4.9040358782393274E-2]
[78,19.5,0,0.8125,0.76749327537278278,-0.68905894671970125,0.16767294703380126,4.1918236758450314E-2]
[79,19.75,0,0.82291666666666663,0.76768455188704188,-0.64099496166548398,0.13497636167278404,3.374409041819601E-2]
[80,20,0,0.83333333333333337,0.76787815832917883,-0.5826337898706454,0.10136333092659432,2.5340832731648579E-2]
[81,20.25,0,0.84375,0.76807409068292454,-0.5149052294293327,6.9964184679616362E-2,1.749104616990409E-2]
[82,20.5,0,0.85416666666666663,0.76827234488376039,-0.43888957116843613,4.3327103212079644E-2,1.0831775803019911E-2]
[83,20.75,0,0.86458333333333337,0.76847291681900187,-0.35580038157287086,2.3084108038453819E-2,5.7710270096134548E-3]
[84,21,0,0.875,0.76867580232788435,-0.2669651438831801,9.7511885674978378E-3,2.4377971418744595E-3]
[85,21.25,0,0.88541666666666663,0.76888099720164926,-0.17380406592593103,2.6907519626821665E-3,6.7268799067054163E-4]
[86,21.5,0,0.89583333333333337,0.76908849718363148,-7.7807392719903931E-2,2.4141066787434731E-4,6.0352666968586826E-5]
[87,21.75,0,0.90625,0.76929829796934757,1.9488414004079465E-2,3.7933538897613118E-6,9.4833847244032796E-7]
[88,22,0,0.91666666666666663,0.76951039520658482,0.11652524891280208,8.1087514326635957E-4,2.0271878581658989E-4]
[89,22.25,0,0.92708333333333337,0.7697247844954922,0.21174829610548901,4.865793150844698E-3,1.2164482877111745E-3]
[90,22.5,0,0.9375,0.76994146138867081,0.30363092339312836,1.4346034494873471E-2,3.5865086237183677E-3]
[91,22.75,0,0.94791666666666663,0.77016042139126684,0.39069913953512703,3.0564777171557967E-2,7.6411942928894918E-3]
[92,23,0,0.95833333333333337,0.77038165996106422,0.47155522290716678,5.3739243442195592E-2,1.3434810860548898E-2]
[93,23.25,0,0.96875,0.77060517250857952,0.54490014309824608,8.291720142317606E-2,2.0729300355794015E-2]
[94,23.5,0,0.97916666666666663,0.77083095439715643,0.60955441601780125,0.11607302839797581,2.9018257099493953E-2]
[95,23.75,0,0.98958333333333337,0.77105900094306246,0.66447705793402589,0.15036052808380471,3.7590132020951177E-2]
[96,24,1,0,0.77128930741558599,0.70878233406871061,0.18248724859206922,4.5621812148017304E-2]
[97,24.25,1,1.0416666666666666E-2,0.77152186903713404,0.74175403246259186,0.20915758452274871,5.2289396130687178E-2]
[98,24.5,1,2.0833333333333332E-2,0.77175668098333228,0.76285703324061926,0.22752196693524041,5.6880491733810101E-2]
[99,24.75,1,3.125E-2,0.7719937383831238,0.77174598652147575,0.23556838717467971,5.8892096793669926E-2]
[100,25,1,4.1666666666666664E-2,0.77223303631887141,0.76827095834342429,0.23240053286862128,5.810013321715532E-2]
[101,25.25,1,5.2083333333333336E-2,0.77247456982645901,0.75247995238374377,0.21836280854374795,5.4590702135936989E-2]
[102,25.5,1,6.25E-2,0.77271833389539446,0.72461826515954586,0.19499420305306045,4.8748550763265112E-2]
[103,25.75,1,7.2916666666666671E-2,0.77296432346891397,0.6851246830168799,0.16481726843365876,4.1204317108414691E-2]
[104,26,1,8.3333333333333329E-2,0.77321253344408669,0.63462457973416475,0.13099192855082045,3.2747982137705113E-2]
[105,26.25,1,9.375E-2,0.77346295867192061,0.57392002317762114,9.6883094137697995E-2,2.4220773534424499E-2]
[106,26.5,1,0.10416666666666667,0.77371559395746947,0.50397704735697513,6.5603369062677275E-2,1.6400842265669319E-2]
[107,26.75,1,0.11458333333333333,0.77397043405994048,0.42591029167230621,3.9595722611313659E-2,9.8989306528284148E-3]
[108,27,1,0.125,0.77422747369280298,0.34096525138955275,2.0315346468161733E-2,5.0788366170404333E-3]
[109,27.25,1,0.13541666666666666,0.77448670752389803,0.25049842175537024,8.0558032670825265E-3,2.0139508167706316E-3]
[110,27.5,1,0.14583333333333334,0.77474813017554944,0.1559556520457944,1.9440043220148085E-3,4.8600108050370213E-4]
[111,27.75,1,0.15625,0.77501173622467479,5.8849054692654154E-2,1.0445093762970927E-4,2.6112734407427318E-5]
[112,28,1,0.16666666666666666,0.77527752020289831,-3.9267162017615868E-2,3.1030045525584427E-5,7.7575113813961069E-6]
[113,28.25,1,0.17708333333333334,0.77554547659666406,-0.13682155170348514,1.3126755743661743E-3,3.2816889359154358E-4]
[114,28.5,1,0.1875,0.77581559984735038,-0.23225058082175171,6.4204326710792185E-3,1.6051081677698046E-3]
[115,28.75,1,0.19791666666666666,0.77608788435138543,-0.32402367052019365,1.743508551527858E-2,4.3587713788196449E-3]
[116,29,1,0.20833333333333334,0.77636232446036324,-0.41066772861331646,3.549487067661633E-2,8.8737176691540826E-3]
[117,29.25,1,0.21875,0.77663891448116074,-0.49079077875394994,6.0587502804641952E-2,1.5146875701160488E-2]
[118,29.5,1,0.22916666666666666,0.77691764867605595,-0.56310430803141331,9.1508285715167725E-2,2.2877071428791931E-2]
[119,29.75,1,0.23958333333333334,0.7771985212628475,-0.62644397445251421,0.12599130622028884,3.149782655507221E-2]
[120,30,1,0.25,0.77748152641497359,-0.67978834173585667,0.16099597050641565,4.0248992626603912E-2]
[121,30.25,1,0.26041666666666669,0.77776665826163371,-0.72227534016196071,0.19310887429019957,4.8277218572549893E-2]
[122,30.5,1,0.27083333333333331,0.77805391088791032,-0.75321618837495075,0.21900438273705916,5.475109568426479E-2]
[123,30.75,1,0.28125,0.77834327833489092,-0.77210655145184925,0.23589871887805117,5.8974679719512792E-2]
[124,31,1,0.29166666666666669,0.77863475459979237,-0.77863475459979237,0.24193306294590136,6.048326573647534E-2]
[125,31.25,1,0.30208333333333331,0.77892833363608527,-0.77268691880849938,0.23643107098928084,5.9107767747320211E-2]
[126,31.5,1,0.3125,0.77922400935361891,-0.75434893392642366,0.21999393729384387,5.4998484323460967E-2]
[127,31.75,1,0.32291666666666669,0.77952177561874847,-0.72390523516024607,0.19441914185955467,4.8604785464888667E-2]
[128,32,1,0.33333333333333331,0.77982162625446116,-0.68183440011195295,0.16245406971150411,4.0613517427876028E-2]
[129,32.25,1,{"$f":"IF(A149<>\"\",MOD(B149,24)/24,\"\")","v":0.34375},0.78012355504050568,-0.62880163434886416,{"$f":"ABS(0.5*1.025*1*(F149^3))","v":0.1274191944760662},{"$f":"G149*$B$13","v":3.185479861901655E-2}]
[{"$f":"IF(IF(A149<>\"\",A149+1<=$B$16,0),A149+1,\"\")","v":130},{"$f":"IF(A150<>\"\",A150*$B$13,\"\")","v":32.5},{"$f":"IF(A150<>\"\",ROUNDDOWN(A150*$B$13/24,0),\"\")","v":1},0.35416666666666669,{"$f":"IF(A150<>\"\",($B$4+$B$5)/2+($B$5-$B$4)/2*COS(2*PI()/$B$15*B150),\"\")","v":0.78042755571351985},{"$f":"IF(A150<>\"\",E150*COS(2*PI()/$B$7*B150),\"\")","v":-0.5656482633360107},9.2754127379041082E-2,2.318853184476027E-2]
[131,32.75,1,0.36458333333333331,0.78073362196716167,-0.49337839654949439,6.1550878710208715E-2,1.5387719677552179E-2]
[132,33,1,0.375,0.78104174745223953,-0.41314297496511398,3.6140569105678873E-2,9.0351422764197182E-3]
[133,33.25,1,0.38541666666666669,0.78135192577684409,-0.32622145515108336,1.7792272914576166E-2,4.4480682286440415E-3]
[134,33.5,1,0.39583333333333331,0.78166415050648097,-0.23400142121193784,6.5667329487935251E-3,1.6416832371983813E-3]
[135,33.75,1,0.40625,0.78197841516420408,-0.1379564492219196,1.3456121290688708E-3,3.3640303226721769E-4]
[136,34,1,0.41666666666666669,0.78229471323075006,-3.9622577012056952E-2,3.1880272454901616E-5,7.9700681137254041E-6]
[137,34.25,1,0.42708333333333331,0.78261303814467353,5.9426245219607807E-2,1.0755453868814969E-4,2.6888634672037423E-5]
[138,34.5,1,0.4375,0.78293338330248297,0.15760333138679761,2.0062730970747933E-3,5.0156827426869833E-4]
[139,34.75,1,0.44791666666666669,0.78325574205877824,0.25333466063457571,8.3325457847389321E-3,2.083136446184733E-3]
[140,35,1,0.45833333333333331,0.78358010772638786,0.34508409671960283,2.1060501342723786E-2,5.2651253356809464E-3]
[141,35.25,1,0.46875,0.783906473576508,0.43137802183658452,4.1140343495861632E-2,1.0285085873965408E-2]
[142,35.5,1,0.47916666666666669,0.78423483283884232,0.51082899010348448,6.8315692913051757E-2,1.7078923228262939E-2]
[143,35.75,1,0.48958333333333331,0.78456517870174158,0.58215802126841387,0.10111521905048584,2.5278804762621461E-2]
[144,36,1,0.5,0.78489750431234606,0.64421517663440508,0.13702087145111946,3.4255217862779866E-2]
[145,36.25,1,0.51041666666666663,0.78523180277672688,0.69599808637715754,0.17278976195752727,4.3197440489381816E-2]
[146,36.5,1,0.52083333333333337,0.78556806716002936,0.73666812992597819,0.20488469358301417,5.1221173395753543E-2]
[147,36.75,1,0.53125,0.78590629048661687,0.76556400837416716,0.22995263619978606,5.7488159049946516E-2]
[148,37,1,0.54166666666666663,0.78624646574021528,0.7822124893902368,0.24528337177336704,6.1320842943341759E-2]
[149,37.25,1,0.55208333333333337,0.786588585864059,0.78633615015530944,0.24918310631375293,6.2295776578438232E-2]
[150,37.5,1,0.5625,0.78693264376103678,0.77785799173756265,0.24120973070248819,6.0302432675622047E-2]
[151,37.75,1,0.57291666666666663,0.78727863229383943,0.75690284826842957,0.22223593686704893,5.5558984216762232E-2]
[152,38,1,0.58333333333333337,0.7876265442851077,0.72379556551024693,0.19433079335136932,4.8582698337842331E-2]
[153,38.25,1,0.59375,0.78797637251758101,0.67905597508312054,0.16047618622630014,4.0119046556575035E-2]
[154,38.5,1,0.60416666666666663,0.7883281097342475,0.62339074192380173,0.12415805895722411,3.1039514739306027E-2]
[155,38.75,1,0.61458333333333337,0.78868174863849405,0.55768221266034324,8.8890274685879539E-2,2.2222568671469885E-2]
[156,39,1,0.625,0.78903728189425848,0.48297444070062096,5.7738608666157203E-2,1.4434652166539301E-2]
[157,39.25,1,0.63541666666666663,0.78939470212618079,0.40045660917909087,3.2912454129390603E-2,8.2281135323476508E-3]
[158,39.5,1,0.64583333333333337,0.78975400191975687,0.31144411475623168,1.5482256400049816E-2,3.870564100012454E-3]
[159,39.75,1,0.65625,0.79011517382149177,0.21735761294662009,5.262819044260918E-3,1.3157047610652295E-3]
[160,40,1,0.66666666666666663,0.79047821033905497,0.11970035855743844,8.7898249000515445E-4,2.1974562250128861E-4]
[161,40.25,1,0.67708333333333337,0.79084310394143509,2.0034202418701592E-2,4.1210704795241283E-6,1.0302676198810321E-6]
[162,40.5,1,0.6875,0.79120984705909669,-8.004537256690207E-2,2.6284671932257629E-4,6.5711679830644072E-5]
[163,40.75,1,0.69791666666666663,0.79157843208413692,-0.17893477728831642,2.936149339220841E-3,7.3403733480521024E-4]
[164,41,1,0.70833333333333337,0.79194885137044346,-0.27504799606537772,1.0663980079064906E-2,2.6659950197662264E-3]
[165,41.25,1,0.71875,0.79232109723385336,-0.36684200907296094,2.5300613923653317E-2,6.3251534809133292E-3]
[166,41.5,1,0.72916666666666663,0.79269516195231182,-0.45284155028277562,4.7591859660610657E-2,1.1897964915152664E-2]
[167,41.75,1,0.73958333333333337,0.79307103776603338,-0.53166280389902631,7.7019855901235057E-2,1.9254963975308764E-2]
[168,42,1,0.75,0.79344871687766183,-0.60203565887109967,0.11183056426263291,2.7957641065658227E-2]
[169,42.25,1,0.76041666666666663,0.79382819145243266,-0.66282416377697817,0.149241246416945,3.731031160423625E-2]
[170,42.5,1,0.77083333333333337,0.79420945361833528,-0.71304485282853969,0.18579944716635327,4.6449861791588318E-2]
[171,42.75,1,0.78125,0.79459249546627653,-0.75188264750418088,0.21784322393924432,5.4460805984811081E-2]
[172,43,1,0.79166666666666663,0.79497730905024466,-0.77870407683105236,0.24199768695418541,6.0499421738546354E-2]
[173,43.25,1,0.80208333333333337,0.79536388638747391,-0.79306760200685789,0.25563746114576813,6.3909365286442033E-2]
[174,43.5,1,0.8125,0.79575221945861063,-0.79473087719131663,0.25724925747843758,6.4312314369609394E-2]
[175,43.75,1,0.82291666666666663,0.79614230020787902,-0.78365482717534218,0.24664272447832844,6.166068111958211E-2]
[176,44,1,0.83333333333333337,0.7965341205432489,-0.76000447347240208,0.22497917273528537,5.6244793183821341E-2]
[177,44.25,1,0.84375,0.796927672336603,-0.72414649236009943,0.19461358990056979,4.8653397475142447E-2]
[178,44.5,1,0.85416666666666663,0.79732294742390597,-0.67664354070008625,0.15877191785981992,3.9692979464954981E-2]
[179,44.75,1,0.86458333333333337,0.79771993760537363,-0.61824543714457247,0.12110905883714722,3.0277264709286805E-2]
[180,45,1,0.875,0.7981186346456427,-0.54987733676870054,8.5210150320322586E-2,2.1302537580080647E-2]
[181,45.25,1,0.88541666666666663,0.79851903027394244,-0.47262508544177317,5.4105844045652295E-2,1.3526461011413074E-2]
[182,45.5,1,0.89583333333333337,0.79892111618426531,-0.38771798559174603,2.9870446383640437E-2,7.4676115959101093E-3]
[183,45.75,1,0.90625,0.79932488403554003,-0.29650924669825574,1.3360065708790258E-2,3.3400164271975646E-3]
[184,46,1,0.91666666666666663,0.79973032545180422,-0.20045443119858525,4.1280110679299421E-3,1.0320027669824855E-3]
[185,46.25,1,0.92708333333333337,0.80013743202237808,-0.10108823890630605,5.2941441425228566E-4,1.3235360356307141E-4]
[186,46.5,1,0.9375,0.80054619530203919,6.8646475858767525E-16,1.6578628862857416E-46,4.144657215714354E-47]
[187,46.75,1,0.94791666666666663,0.8009566068111974,0.10119173229812249,5.3104211123233868E-4,1.3276052780808467E-4]
[188,47,1,0.95833333333333337,0.80136865803607094,0.20086508340951501,4.1534330850400468E-3,1.0383582712600117E-3]
[189,47.25,1,0.96875,0.80178234042886298,0.29742083916651502,1.348366809439358E-2,3.3709170235983951E-3]
[190,47.5,1,0.97916666666666663,0.80219764540793892,0.38930809165428648,3.0239469031705834E-2,7.5598672579264585E-3]
[191,47.75,1,0.98958333333333337,0.80261456435800427,0.47504913806046439,5.4942633617332988E-2,1.3735658404333247E-2]
[192,48,2,0,0.80303308863028366,0.5532632329894408,8.6793919375219797E-2,2.1698479843804949E-2]
[193,48.25,2,{"$f":"IF(A213<>\"\",MOD(B213,24)/24,\"\")","v":1.0416666666666666E-2},0.80345320954270016,0.62268881263021225,{"$f":"ABS(0.5*1.025*1*(F213^3))","v":0.12373913028356978},{"$f":"G213*$B$13","v":3.0934782570892445E-2}]
[{"$f":"IF(IF(A213<>\"\",A213+1<=$B$16,0),A213+1,\"\")","v":194},{"$f":"IF(A214<>\"\",A214*$B$13,\"\")","v":48.5},{"$f":"IF(A214<>\"\",ROUNDDOWN(A214*$B$13/24,0),\"\")","v":2},2.0833333333333332E-2,{"$f":"IF(A214<>\"\",($B$4+$B$5)/2+($B$5-$B$4)/2*COS(2*PI()/$B$15*B214),\"\")","v":0.8038749183800552},{"$f":"IF(A214<>\"\",E214*COS(2*PI()/$B$7*B214),\"\")","v":0.68220383322729539},0.16271827654926244,4.0679569137315609E-2]
[195,48.75,2,3.125E-2,0.80429820639420957,0.73084389611442979,0.20006344468736509,5.0015861171841272E-2]
[196,49,2,4.1666666666666664E-2,0.80472306480426481,0.7678178666603096,0.23198959714656969,5.7997399286642423E-2]
[197,49.25,2,5.2083333333333336E-2,0.80514948479674542,0.79252073428828118,0.25510899359814165,6.3777248399535413E-2]
[198,49.5,2,6.25E-2,0.80557745752578158,0.80454350463588575,0.26689624805518353,6.6724062013795882E-2]
[199,49.75,2,7.2916666666666671E-2,0.80600697411329281,0.80367996221722804,0.26603776517189398,6.6509441292973495E-2]
[200,50,2,8.3333333333333329E-2,0.80643802564917189,0.78993019188791069,0.25261550878316713,6.3153877195791783E-2]
[201,50.25,2,9.375E-2,0.80687060319147019,0.76350079919254099,0.22809846238216286,5.7024615595540715E-2]
[202,50.5,2,0.10416666666666667,0.80730469776658254,0.72480182247162261,0.19514242597721304,4.878560649430326E-2]
[203,50.75,2,0.11458333333333333,0.80774030036943378,0.67444038257416294,0.15722607323831567,3.9306518309578917E-2]
[204,51,2,0.125,0.80817740196366539,0.61321116831668809,0.11817457189959327,2.9543642974898317E-2]
[205,51.25,2,0.13541666666666666,0.80861599348182323,0.54208390661086236,8.1638198407438176E-2,2.0409549601859544E-2]
[206,51.5,2,0.14583333333333334,0.80905606582554523,0.46218801463577402,5.0599929004266249E-2,1.2649982251066562E-2]
[207,51.75,2,0.15625,0.80949760986575037,0.37479467677895728,2.6981998363457386E-2,6.7454995908643465E-3]
[208,52,2,0.16666666666666666,0.80994061644282811,0.28129663058296556,1.1407420746199796E-2,2.851855186549949E-3]
[209,52.25,2,0.17708333333333334,0.81038507636682833,0.18318598294257205,3.1504354615280753E-3,7.8760886538201884E-4]
[210,52.5,2,0.1875,0.81083098041765167,8.2030409704277329E-2,2.8289059668655747E-4,7.0722649171639368E-5]
[211,52.75,2,0.19791666666666666,0.81127831934524142,-2.0551881892456027E-2,4.4488591482166299E-6,1.1122147870541575E-6]
[212,53,2,0.20833333333333334,0.81172708386977499,-0.12291802825067258,9.5178887639344172E-4,2.3794721909836043E-4]
[213,53.25,2,0.21875,0.81217726468185636,-0.22342680838154383,5.716098644313228E-3,1.429024661078307E-3]
[214,53.5,2,0.22916666666666666,0.81262885244270944,-0.3204649459948013,1.68669075069235E-2,4.216726876730875E-3]
[215,53.75,2,0.23958333333333334,0.8130818377843716,-0.41247299337991733,3.5965029845882013E-2,8.9912574614705032E-3]
[216,54,2,0.25,0.8135362113098884,-0.49797038196194199,6.3285528031595914E-2,1.5821382007898979E-2]
[217,54.25,2,0.26041666666666669,0.81399196359350767,-0.5755792372883235,9.7725798534064726E-2,2.4431449633516181E-2]
[218,54.5,2,0.27083333333333331,0.81444908518087611,-0.64404657553214184,0.1369133181434333,3.4228329535858325E-2]
[219,54.75,2,0.28125,0.81490756658923458,-0.70226452408066298,0.17749906086534256,4.437476521633564E-2]
[220,55,2,0.29166666666666669,0.81536739830761529,-0.7492882400152473,0.21559596031663902,5.3898990079159756E-2]
[221,55.25,2,0.30208333333333331,0.81582857079703885,-0.78435123678622654,0.24730086009366659,6.1825215023416646E-2]
[222,55.5,2,0.3125,0.81629107449071237,-0.80687787056582816,0.26922617666027415,6.7306544165068538E-2]
[223,55.75,2,0.32291666666666669,0.81675489979422766,-0.81649278297012229,0.27896577226187053,6.9741443065467632E-2]
[224,56,2,0.33333333333333331,0.81722003708576041,-0.81302714535780973,0.27542858307759854,6.8857145769399636E-2]
[225,56.25,2,0.34375,0.81768647671626993,-0.79652160096677249,0.25899211587179782,6.4748028967949456E-2]
[226,56.5,2,0.35416666666666669,0.81815420900969882,-0.76722585392395237,0.23145339604289564,5.7863349010723909E-2]
[227,56.75,2,0.36458333333333331,0.81862322426317446,-0.72559490781739699,0.19578370749846469,4.8945926874616172E-2]
[228,57,2,0.375,0.81909351274720965,-0.67228201019295597,0.15572141439150639,3.8930353597876596E-2]
[229,57.25,2,0.38541666666666669,0.81956506470590451,-0.60812841217273494,0.11526030195267993,2.8815075488169983E-2]
[230,57.5,2,0.39583333333333331,0.82003787035714926,-0.53415010354077996,7.8105896297917199E-2,1.95264740744793E-2]
[231,57.75,2,0.40625,0.82051191989282679,-0.451521732282467,4.7176948294867321E-2,1.179423707371683E-2]
[232,58,2,0.41666666666666669,0.82098720347901621,-0.36155796291581555,2.4222985110671925E-2,6.0557462776679814E-3]
[233,58.25,2,0.42708333333333331,0.82146371125619688,-0.26569256928484764,9.6124057660163728E-3,2.4031014415040932E-3]
[234,58.5,2,0.4375,0.82194143333945313,-0.16545559413078273,2.3213372263164072E-3,5.8033430657910179E-4]
[235,58.75,2,0.44791666666666669,0.82242035981867867,-6.2448939123279826E-2,1.2481565633601388E-4,3.1203914084003469E-5]
[236,59,2,0.45833333333333331,0.82290048075878297,4.1679225387411235E-2,3.7106738750552587E-5,9.2766846876381467E-6]
[237,59.25,2,0.46875,0.82338178619989688,0.14526082226232317,1.5708668117924468E-3,3.9271670294811171E-4]
[238,59.5,2,0.47916666666666669,0.82386426615757946,0.24663457962308893,7.6887505528542245E-3,1.9221876382135561E-3]
[239,59.75,2,0.48958333333333331,0.82434791062302504,0.34417266545651748,2.0894067600347774E-2,5.2235169000869434E-3]
[240,60,2,0.5,0.82483270956327059,0.43630681789944215,4.2566688784886737E-2,1.0641672196221684E-2]
[241,60.25,2,0.51041666666666663,0.82531865292140416,0.52155355189491104,7.2709405198456881E-2,1.817735129961422E-2]
[242,60.5,2,0.52083333333333337,0.82580573061677365,0.59853803720351151,0.10989277368247143,2.7473193420617856E-2]
[243,60.75,2,0.53125,0.82629393254519545,0.66601626355198595,0.15140784318229622,3.7851960795574055E-2]
[244,61,2,0.54166666666666663,0.8267832485791643,0.72289513568021757,0.19360643004347286,4.8401607510868215E-2]
[245,61.25,2,0.55208333333333337,0.82727366856806361,0.76825017378288163,0.23238167150643244,5.8095417876608109E-2]
[246,61.5,2,0.5625,0.82776518233837548,0.80134053281589313,0.26372129587016213,6.5930323967540533E-2]
[247,61.75,2,0.57291666666666663,0.82825777969389236,0.82162109674886052,0.28425532951260885,7.1063832378152211E-2]
[248,62,2,0.58333333333333337,0.82875145041592801,0.82875145041592801,0.29172038239270248,7.293009559817562E-2]
[249,62.25,2,0.59375,0.82924618426353003,0.82260158140767936,0.28527419594782993,7.1318548986957483E-2]
[250,62.5,2,0.60416666666666663,0.82974197097369151,0.80325421666257635,0.26561519246679299,6.6403798116698248E-2]
[251,62.75,2,0.61458333333333337,0.83023880026156516,0.77100375222417827,0.23488936001087476,5.8722340002718691E-2]
[252,63,2,0.625,0.83073666182067518,0.72635178917015342,0.19639702354047528,4.909925588511882E-2]
[253,63.25,2,0.63541666666666663,0.83123554532313237,0.66999934311804621,0.1541405841311943,3.8535146032798576E-2]
[254,63.5,2,0.64583333333333337,0.83173544041984759,0.60283584809913859,0.11227707238771427,2.8069268096928567E-2]
[255,63.75,2,0.65625,0.83223633674074671,0.52592512710903261,7.4553087103035404E-2,1.8638271775758851E-2]
[256,64,2,0.66666666666666663,0.83273822389498575,0.44048855046404273,4.3802383458961126E-2,1.0950595864740282E-2]
[257,64.25,2,{"$f":"IF(A277<>\"\",MOD(B277,24)/24,\"\")","v":0.67708333333333337},0.83324109147116621,0.34788564843063019,{"$f":"ABS(0.5*1.025*1*(F277^3))","v":2.1577613430795457E-2},{"$f":"G277*$B$13","v":5.3944033576988643E-3}]
[{"$f":"IF(IF(A277<>\"\",A277+1<=$B$16,0),A277+1,\"\")","v":258},{"$f":"IF(A278<>\"\",A278*$B$13,\"\")","v":64.5},{"$f":"IF(A278<>\"\",ROUNDDOWN(A278*$B$13/24,0),\"\")","v":2},0.6875,{"$f":"IF(A278<>\"\",($B$4+$B$5)/2+($B$5-$B$4)/2*COS(2*PI()/$B$15*B278),\"\")","v":0.83374492903755149},{"$f":"IF(A278<>\"\",E278*COS(2*PI()/$B$7*B278),\"\")","v":0.24959248571988346},7.9687167223062363E-3,1.9921791805765591E-3]
[259,64.75,2,0.69791666666666663,0.83424972614228299,0.14717814168666196,1.6338937632316732E-3,4.0847344080791829E-4]
[260,65,2,0.70833333333333337,0.83475547231359659,4.2279670856248647E-2,3.8733671308045831E-5,9.6834178270114577E-6]
[261,65.25,2,0.71875,0.83526215706004092,-6.3424056780069502E-2,1.3075428238916171E-4,3.2688570597290428E-5]
[262,65.5,2,0.72916666666666663,0.83576976987069374,-0.1682392178098103,2.4404819016007519E-3,6.1012047540018799E-4]
[263,65.75,2,0.73958333333333337,0.83627830021538074,-0.27048417011825032,1.0141902474554433E-2,2.5354756186386084E-3]
[264,66,2,0.75,0.83678773754489411,-0.36851642570991883,2.5648644636242883E-2,6.4121611590607207E-3]
[265,66.25,2,0.76041666666666663,0.8372980712912107,-0.46075902911387034,5.0132046425419755E-2,1.2533011606354939E-2]
[266,66.5,2,0.77083333333333337,0.83780929086771194,-0.54572591784024649,8.3294746275576606E-2,2.0823686568894152E-2]
[267,66.75,2,0.78125,0.83832138566940295,-0.62204585714073113,0.12335622650441183,3.0839056626102958E-2]
[268,67,2,0.79166666666666663,0.83883434507313281,-0.68848456366507538,0.16725399198591112,4.181349799647778E-2]
[269,67.25,2,0.80208333333333337,0.83934815843781507,-0.74396466114989701,0.21103320269020817,5.2758300672552043E-2]
[270,67.5,2,0.8125,0.83986281510464778,-0.7875831455754333,0.25037047338829604,6.2592618347074011E-2]
[271,67.75,2,0.82291666666666663,0.84037830439733563,-0.81862607673842824,0.28115809606797681,7.0289524016994204E-2]
[272,68,2,0.83333333333333337,0.8408946156223106,-0.83658025728805585,0.30006594105312051,7.5016485263280128E-2]
[273,68.25,2,0.84375,0.84141173806895431,-0.84114170825633461,0.30500107784901148,7.625026946225287E-2]
[274,68.5,2,0.85416666666666663,0.8419296610098197,-0.8322208012205109,0.29539937347308637,7.3849843368271592E-2]
[275,68.75,2,0.86458333333333337,0.84244837370085413,-0.80994396064758201,0.27230698650399743,6.8076746625999357E-2]
[276,69,2,0.875,0.84296786538162194,-0.77465190483727231,0.2382394342624885,5.9559858565622126E-2]
[277,69.25,2,0.88541666666666663,0.84348812527552741,-0.72689444932211611,0.19683753935119791,4.9209384837799477E-2]
[278,69.5,2,0.89583333333333337,0.84400914259003923,-0.66742195171379104,0.15236854823842408,3.809213705960602E-2]
[279,69.75,2,0.90625,0.8445309065169132,-0.59717353091973191,0.1091429075771711,2.7285726894292775E-2]
[280,70,2,0.91666666666666663,0.8450534062324172,-0.51726224552714195,7.0929387930798574E-2,1.7732346982699643E-2]
[281,70.25,2,0.92708333333333337,0.84557663089755575,-0.42895746512900584,4.0451679759500148E-2,1.0112919939875037E-2]
[282,70.5,2,0.9375,0.84610056965829428,-0.33366471365946365,1.9038148584966982E-2,4.7595371462417456E-3]
[283,70.75,2,0.94791666666666663,0.84662521164578508,-0.23290330468369216,6.4747174675600433E-3,1.6186793668900108E-3]
[284,71,2,0.95833333333333337,0.84715054597659201,-0.12828212438902165,1.0819129018504619E-3,2.7047822546261548E-4]
[285,71.25,2,0.96875,0.84767656175291672,-2.1473948168867871E-2,5.0749243330244331E-6,1.2687310832561083E-6]
[286,71.5,2,0.97916666666666663,0.84820324806282477,8.5811299310805583E-2,3.2383762323551842E-4,8.0959405808879605E-5]
[287,71.75,2,0.98958333333333337,0.84873059398047157,0.19185391321467449,3.6191439331149703E-3,9.0478598327874257E-4]
[288,72,3,0,0.84925858856632941,0.2949519688326675,1.3150666618590429E-2,3.2876666546476072E-3]
[289,72.25,3,1.0416666666666666E-2,0.84978722086741454,0.39344863146502929,3.1214615296030354E-2,7.8036538240075885E-3]
[290,72.5,3,2.0833333333333332E-2,0.85031647991751358,0.48575877774816556,5.8742961986061583E-2,1.4685740496515396E-2]
[291,72.75,3,3.125E-2,0.8508463547374121,0.57039450075141052,9.5108615362175519E-2,2.377715384054388E-2]
[292,73,3,4.1666666666666664E-2,0.85137683433512135,0.64598908852424697,0.1381558937606269,3.4538973440156724E-2]
[293,73.25,3,5.2083333333333336E-2,0.85190790770610725,0.71131908972286861,0.18445365353757842,4.6113413384394605E-2]
[294,73.5,3,6.25E-2,0.85243956383351793,0.76532411011943624,0.22973652905274686,5.7434132263186714E-2]
[295,73.75,3,7.2916666666666671E-2,0.85297179168841231,0.8071240197212356,0.26947264524114189,6.7368161310285474E-2]
[296,74,3,8.3333333333333329E-2,0.85350458022998965,0.83603329133141668,0.29947776591131997,7.4869441477829993E-2]
[297,74.25,3,9.375E-2,0.85403791840581755,0.85157223701638907,0.3164888046575044,7.9122201164376099E-2]
[298,74.5,3,0.10416666666666667,0.85457179515206194,0.85347495838116361,0.31861500075879573,7.9653750189698933E-2]
[299,74.75,3,0.11458333333333333,0.85510619939371646,0.8416938790056453,0.30560212967436651,7.6400532418591627E-2]
[300,75,3,0.125,0.85564112004483195,0.81640078202488064,0.27887148279544954,6.9717870698862386E-2]
[301,75.25,3,0.13541666666666666,0.8561765460087466,0.77798433177176263,0.24132728196206565,6.0331820490516413E-2]
[302,75.5,3,0.14583333333333334,0.8567124661783162,0.72704411474639186,0.19695914919413218,4.9239787298533046E-2]
[303,75.75,3,0.15625,0.85724886943614453,0.66438129102951216,0.15029552589774745,3.7573881474436861E-2]
[304,76,3,0.16666666666666666,0.85778574465481394,0.59098600172186955,0.10578533171670523,2.6446332929176308E-2]
[305,76.25,3,0.17708333333333334,0.85832308069711605,0.50802173019214092,6.7195584731036442E-2,1.6798896182759111E-2]
[306,76.5,3,0.1875,0.85886086641628312,0.41680686401296757,3.7110641080343884E-2,9.277660270085971E-3]
[307,76.75,3,0.19791666666666666,0.859399090656219,0.31879374966676494,1.6604402927639313E-2,4.1511007319098283E-3]
[308,77,3,0.20833333333333334,0.85993774225173047,0.21554557268024055,5.1322900243628636E-3,1.2830725060907159E-3]
[309,77.25,3,0.21875,0.86047681002875931,0.1087114311421109,6.5844500738029626E-4,1.6461125184507406E-4]
[310,77.5,3,0.22916666666666666,0.86101628280461373,-2.1088120213341098E-16,4.8062623778318552E-48,1.2015655944579638E-48]
[311,77.75,3,0.23958333333333334,0.86155614938820047,-0.10884779336022728,6.6092587877272064E-4,1.6523146969318016E-4]
[312,78,3,0.25,0.86209639858025677,-0.21608664535526828,5.1710370768034263E-3,1.2927592692008566E-3]
[313,78.25,3,0.26041666666666669,0.86263701917358293,-0.31999485795792637,1.6792790449904629E-2,4.1981976124761573E-3]
[314,78.5,3,0.27083333333333331,0.86317799995327482,-0.41890197739097873,3.7673077670473308E-2,9.418269417618327E-3]
[315,78.75,3,0.28125,0.86371932969695642,-0.51121564611389914,6.8470938636691528E-2,1.7117734659172882E-2]
[316,79,3,0.29166666666666669,0.86426099717501237,-0.595447236500948,0.10819911830179539,2.7049779575448848E-2]
[317,79.25,3,0.30208333333333331,0.86480299115082149,-0.6702358535915981,0.15430387712570157,3.8575969281425392E-2]
[318,79.5,3,0.3125,0.86534530038098934,-0.73437031991839818,0.20297344290823979,5.0743360727059948E-2]
[319,79.75,3,0.32291666666666669,0.86588791361558193,-0.78680878728087078,0.24963270025766149,6.2408175064415372E-2]
[320,80,3,0.33333333333333331,0.86643081959835855,-0.82669565793366262,0.28955484718442248,7.238871179610562E-2]
[321,80.25,3,{"$f":"IF(A341<>\"\",MOD(B341,24)/24,\"\")","v":0.34375},0.86697400706700578,-0.85337554039800356,{"$f":"ABS(0.5*1.025*1*(F341^3))","v":0.31850367105618083},{"$f":"G341*$B$13","v":7.9625917764045206E-2}]
[{"$f":"IF(IF(A341<>\"\",A341+1<=$B$16,0),A341+1,\"\")","v":322},{"$f":"IF(A342<>\"\",A342*$B$13,\"\")","v":80.5},{"$f":"IF(A342<>\"\",ROUNDDOWN(A342*$B$13/24,0),\"\")","v":3},0.35416666666666669,{"$f":"IF(A342<>\"\",($B$4+$B$5)/2+($B$5-$B$4)/2*COS(2*PI()/$B$15*B342),\"\")","v":0.86751746475337099},{"$f":"IF(A342<>\"\",E342*COS(2*PI()/$B$7*B342),\"\")","v":-0.86640401230837372},0.33331528842672326,8.3328822106680814E-2]
[323,80.75,3,0.36458333333333331,0.8680611813836957,-0.86555501362030363,0.33233639048828006,8.3084097622070016E-2]
[324,81,3,0.375,0.86860514567885005,-0.85082474731841817,0.31565611713851843,7.8914029284629608E-2]
[325,81.25,3,0.38541666666666669,0.86914934635456642,-0.82243202061720699,0.28509782375519183,7.1274455938797956E-2]
[326,81.5,3,0.39583333333333331,0.86969377212167354,-0.78081501664724129,0.24397107567890791,6.0992768919726978E-2]
[327,81.75,3,0.40625,0.87023841168633087,-0.72662454385403508,0.19661835565649868,4.9154588914124671E-2]
[328,82,3,0.41666666666666669,0.87078325375026244,-0.66071386688786804,0.14782031894921019,3.6955079737302547E-2]
[329,82.25,3,0.42708333333333331,0.87132828701099196,-0.58412527772255252,0.10214376722348084,2.553594180587021E-2]
[330,82.5,3,0.4375,0.87187350016207654,-0.49807361822603907,6.3324896132230579E-2,1.5831224033057645E-2]
[331,82.75,3,0.44791666666666669,0.87241888189334171,-0.4039270145705578,3.3775560809190655E-2,8.4438902022976638E-3]
[332,83,3,0.45833333333333331,0.8729644208911157,-0.30318512892211819,1.428293817773727E-2,3.5707345444343174E-3]
[333,83.25,3,0.46875,0.87351010583846467,-0.19745527406018024,3.9454821656237813E-3,9.8637054140594533E-4]
[334,83.5,3,0.47916666666666669,0.87405592541542665,-8.8426771297450385E-2,3.5436039230737405E-4,8.8590098076843512E-5]
[335,83.75,3,0.48958333333333331,0.87460186829924735,2.2156039267407581E-2,5.5740421476309887E-6,1.3935105369077472E-6]
[336,84,3,0.5,0.87514792316461421,0.13252170499256766,1.1927650746399992E-3,2.981912686599998E-4]
[337,84.25,3,0.51041666666666663,0.87569407868389182,0.24090003700805249,7.164806565672973E-3,1.7912016414182432E-3]
[338,84.5,3,0.52083333333333337,0.87624032352735659,0.34555050206940313,2.1146011043222914E-2,5.2865027608057285E-3]
[339,84.75,3,0.53125,0.87678664636343207,0.4447901745863066,4.5098222513558314E-2,1.1274555628389579E-2]
[340,85,3,0.54166666666666663,0.87733303585892386,0.53702079993594976,7.9371975781928422E-2,1.9842993945482106E-2]
[341,85.25,3,0.55208333333333337,0.87787948067925492,0.62075453385282653,0.12258958375074666,3.0647395937686665E-2]
[342,85.5,3,0.5625,0.87842596948870022,0.69463794336764084,0.17177872553824769,4.2944681384561922E-2]
[343,85.75,3,0.57291666666666663,0.87897249095062235,0.75747388212506161,0.22273930401433101,5.5684826003582752E-2]
[344,86,3,0.58333333333333337,0.87951903372770646,0.80824088651275305,0.27059285117160387,6.7648212792900966E-2]
[345,86.25,3,0.59375,0.88006558648219579,0.84610977835199319,0.31043738194016207,7.7609345485040518E-2]
[346,86.5,3,0.60416666666666663,0.88061213787612624,0.87045720430941087,0.33801513124597343,8.4503782811493358E-2]
[347,86.75,3,0.61458333333333337,0.88115867657156222,0.88087589098448582,0.35029830918748062,8.7574577296870154E-2]
[348,87,3,0.625,0.88170519123083146,0.8771814470309387,0.34590925517524995,8.6477313793812488E-2]
[349,87.25,3,0.63541666666666663,0.88225167051676012,0.85941559884628105,0.32531460847282295,8.1328652118205738E-2]
[350,87.5,3,0.64583333333333337,0.88279810309290851,0.82784580343077352,0.29076506431454696,7.269126607863674E-2]
[351,87.75,3,0.65625,0.88334447762380564,0.78296124006176104,0.24598841783496822,6.1497104458742055E-2]
[352,88,3,0.66666666666666663,0.88389078277518474,0.72546524052195249,0.19567876378769519,4.8919690946923798E-2]
[353,88.25,3,0.67708333333333337,0.88443700721421847,0.65626427482849259,0.14485388887164205,3.6213472217910513E-2]
[354,88.5,3,0.6875,0.88498313960975339,0.57645366481491234,9.8171874477360088E-2,2.4542968619340022E-2]
[355,88.75,3,0.69791666666666663,0.88552916863254583,0.48730025062871213,5.9303970894983647E-2,1.4825992723745912E-2]
[356,89,3,0.70833333333333337,0.88607508295549642,0.3902222843745432,3.0452999167859214E-2,7.6132497919648035E-3]
[357,89.25,3,0.71875,0.88662087125388511,0.28676686996286138,1.20859501306083E-2,3.021487532652075E-3]
[358,89.5,3,0.72916666666666663,0.88716652220560632,0.17858530799219113,2.9189795411651304E-3,7.2974488529128261E-4]
[359,89.75,3,0.73958333333333337,0.88771202449140352,6.7406738554827719E-2,1.5696535739808049E-4,3.9241339349520122E-5]
[360,90,3,0.75,0.88825736679510425,-4.4989497343040127E-2,4.6668870765160519E-5,1.166721769129013E-5]
[361,90.25,3,0.76041666666666663,0.88880253780385476,-0.15680233596870308,1.9758385504720379E-3,4.9395963761800948E-4]
[362,90.5,3,0.77083333333333337,0.88934752620835478,-0.26623785285436524,9.6717102259562798E-3,2.4179275564890699E-3]
[363,90.75,3,0.78125,0.88989232070309199,-0.37153804605896762,2.6284743789387263E-2,6.5711859473468158E-3]
[364,91,3,0.79166666666666663,0.89043690998657665,-0.47100907884964749,5.3552741066107495E-2,1.3388185266526874E-2]
[365,91.25,3,0.80208333333333337,0.89098128276157607,-0.56304852804585404,9.14810945260318E-2,2.287027363150795E-2]
[366,91.5,3,0.8125,0.89152542773534904,-0.6461711996539391,0.13827276950880169,3.4568192377200421E-2]
[367,91.75,3,0.82291666666666663,0.89206933361987972,-0.7190330958582023,0.19051997319784761,4.7629993299461902E-2]
[368,92,3,0.83333333333333337,0.89261298913211218,-0.78045314657436315,0.24363202640672105,6.0908006601680262E-2]
[369,92.25,3,0.84375,0.89315638299418432,-0.82943235415466232,0.29244000734642484,7.3110001836606209E-2]
[370,92.5,3,0.85416666666666663,0.89369950393366193,-0.86517004090025651,0.33189314812957382,8.2973287032393456E-2]
[371,92.75,3,0.86458333333333337,0.8942423406837724,-0.8870769351341441,0.35774842600939283,8.9437106502348207E-2]
[372,93,3,0.875,0.89478488198363826,-0.89478488198363826,0.36715528418806365,9.1788821047015912E-2]
[373,93.25,3,0.88541666666666663,0.89532711657851138,-0.88815301891169862,0.35905192441753159,8.9762981104382897E-2]
[374,93.5,3,0.89583333333333337,0.89586903322000588,-0.86727031256107545,0.33431611457913935,8.3579028644784836E-2]
[375,93.75,3,0.90625,0.89641062066633159,-0.83245441173022183,0.2956482056498923,7.3912051412473076E-2]
[376,94,3,0.91666666666666663,0.89695186768252755,-0.78424683035277964,0.24720211722384752,6.1800529305961881E-2]
[377,94.25,3,0.92708333333333337,0.89749276304069459,-0.72340453325622522,0.1940160004778099,4.8504000119452474E-2]
[378,94.5,3,0.9375,0.8980332955202287,-0.65088805528465854,0.14132297617078929,3.5330744042697322E-2]
[379,94.75,3,0.94791666666666663,0.89857345390805354,-0.56784634015638991,9.3839646449601161E-2,2.345991161240029E-2]
[380,95,3,0.95833333333333337,0.8991132269988531,-0.4755985382913267,5.5133479678493504E-2,1.3783369919623376E-2]
[381,95.25,3,0.96875,0.8996526035953043,-0.37561305193370953,2.7159132529931834E-2,6.7897831324829584E-3]
[382,95.5,3,0.97916666666666663,0.90019157250830883,-0.26948416042038426,1.0029830655979642E-2,2.5074576639949105E-3]
[383,95.75,3,0.98958333333333337,0.90073012255722595,-0.15890659768290999,2.056457114904776E-3,5.1411427872619401E-4]
[384,96,4,0,0.90126824257010385,-4.5648487386898175E-2,4.8749823040615272E-5,1.2187455760153818E-5]
[385,96.25,4,{"$f":"IF(A405<>\"\",MOD(B405,24)/24,\"\")","v":1.0416666666666666E-2},0.90180592138391147,6.8476932037448396E-2,{"$f":"ABS(0.5*1.025*1*(F405^3))","v":1.6456093760437257E-4},{"$f":"G405*$B$13","v":4.1140234401093142E-5}]
[{"$f":"IF(IF(A405<>\"\",A405+1<=$B$16,0),A405+1,\"\")","v":386},{"$f":"IF(A406<>\"\",A406*$B$13,\"\")","v":96.5},{"$f":"IF(A406<>\"\",ROUNDDOWN(A406*$B$13/24,0),\"\")","v":4},2.0833333333333332E-2,{"$f":"IF(A406<>\"\",($B$4+$B$5)/2+($B$5-$B$4)/2*COS(2*PI()/$B$15*B406),\"\")","v":0.90234314784477043},{"$f":"IF(A406<>\"\",E406*COS(2*PI()/$B$7*B406),\"\")","v":0.18164034027329751},3.0713604684422524E-3,7.678401171105631E-4]
[387,96.75,4,3.125E-2,0.90287991080818619,0.29202566098928728,1.2763121881969148E-2,3.1907804704922869E-3]
[388,97,4,4.1666666666666664E-2,0.90341619913927895,0.3978592105233652,3.2276179292954385E-2,8.0690448232385963E-3]
[389,97.25,4,5.2083333333333336E-2,0.90395200171301526,0.49743820146693146,6.3082845233906379E-2,1.5770711308476595E-2]
[390,97.5,4,6.25E-2,0.90448730741443839,0.58915814302128311,0.10480681508275518,2.6201703770688794E-2]
[391,97.75,4,7.2916666666666671E-2,0.90502210513889869,0.67153869714644454,0.15520546204621039,3.8801365511552596E-2]
[392,98,4,8.3333333333333329E-2,0.90555638379228465,0.74324757376857309,0.21042356312281665,5.2605890780704163E-2]
[393,98.25,4,9.375E-2,0.90609013229125235,0.80312207927631973,0.26548413088052408,6.6371032720131021E-2]
[394,98.5,4,0.10416666666666667,0.90662333956345587,0.85018796972993882,0.31494791367841241,7.8736978419603101E-2]
[395,98.75,4,0.11458333333333333,0.9071559945477764,0.88367530303980424,0.35364866437894993,8.8412166094737482E-2]
[396,99,4,0.125,0.90768808619455255,0.90303103216325886,0.37739999867876317,9.4349999669690793E-2]
[397,99.25,4,0.13541666666666666,0.90821960346580866,0.9079281333587903,0.38357323049273812,9.5893307623184529E-2]
[398,99.5,4,0.14583333333333334,0.90875053533548455,0.89827111889534073,0.37146352811593852,9.2865882028984631E-2]
[399,99.75,4,0.15625,0.90928087078966369,0.87419784145725532,0.34239156665028253,8.5597891662570633E-2]
[400,100,4,0.16666666666666666,0.90981059882680193,0.83607755688676832,0.29952533788603497,7.4881334471508743E-2]
[401,100.25,4,0.17708333333333334,0.91033970845795564,0.78450527191410957,0.24744658754034723,6.1861646885086809E-2]
[402,100.5,4,0.1875,0.91086818870700992,0.72029246317789219,0.1915227995510522,4.7880699887763049E-2]
[403,100.75,4,0.19791666666666666,0.91139602861090585,0.64445431217725868,0.13717351637286518,3.4293379093216295E-2]
[404,101,4,0.20833333333333334,0.91192321721986824,0.55819365688438993,8.9135059918531323E-2,2.2283764979632831E-2]
[405,101.25,4,0.21875,0.91244974359763265,0.46288191367799775,5.08281736662414E-2,1.270704341656035E-2]
[406,101.5,4,0.22916666666666666,0.9129755968216724,0.36003727218220166,2.3918627623982853E-2,5.9796569059957132E-3]
[407,101.75,4,0.23958333333333334,0.913500765983425,0.25130050972027512,8.1334345864717168E-3,2.0333586466179292E-3]
[408,102,4,0.25,0.9140252401885185,0.13840881070483543,1.3588924337745824E-3,3.3972310844364561E-4]
[409,102.25,4,0.26041666666666669,0.91454900855699728,2.3168008759182977E-2,6.3732359299160767E-6,1.5933089824790192E-6]
[410,102.5,4,0.27083333333333331,0.91507206022354826,-9.2576304830401454E-2,4.0662436277637905E-4,1.0165609069409476E-4]
[411,102.75,4,0.28125,0.91559438433772589,-0.20696834401684991,4.5436580995611752E-3,1.1359145248902938E-3]
[412,103,4,0.29166666666666669,0.91611597006417711,-0.3181718886183168,1.6507423272614678E-2,4.1268558181536694E-3]
[413,103.25,4,0.30208333333333331,0.91663680658286661,-0.42439976531110352,3.9175926385058006E-2,9.7939815962645015E-3]
[414,103.5,4,0.3125,0.91715688308930099,-0.5239425755643311,7.3713145122370191E-2,1.8428286280592548E-2]
[415,103.75,4,0.32291666666666669,0.91767618879475288,-0.61519620862756219,0.11932592801851692,2.983148200462923E-2]
[416,104,4,0.33333333333333331,0.91819471292648458,-0.69668769664654617,0.17330388275582065,4.3325970688955162E-2]
[417,104.25,4,0.34375,0.91871244472797209,-0.76709899507872437,0.23133860433294645,5.7834651083236613E-2]
[418,104.5,4,0.35416666666666669,0.91922937345912781,-0.82528830439837575,0.28807856254758812,7.2019640636897031E-2]
[419,104.75,4,0.36458333333333331,0.91974548839652326,-0.87030858810187872,0.33784202928156798,8.4460507320391995E-2]
[420,105,4,0.375,0.92026077883361179,-0.90142298662786302,0.37538745539123108,9.3846863847807771E-2]
[421,105.25,4,0.38541666666666669,0.92077523408095074,-0.91811687628489669,0.39663202839833345,9.9158007099583362E-2]
[422,105.5,4,0.39583333333333331,0.92128884346642304,-0.92010637584244492,0.3992160471456514,9.980401178641285E-2]
[423,105.75,4,0.40625,0.92180159633545822,-0.90734316023354122,0.382832305674837,9.5708076418709251E-2]
[424,106,4,0.41666666666666669,0.9223134820512543,-0.88001549993212247,0.34927285516423956,8.731821379105989E-2]
[425,106.25,4,0.42708333333333331,0.92282448999499767,-0.8385455050576015,0.30218560727977045,7.5546401819942613E-2]
[426,106.5,4,0.4375,0.92333460956608382,-0.78358261415441466,0.24657454710836391,6.1643636777090977E-2]
[427,106.75,4,0.44791666666666669,0.92384383018233696,-0.71599342791773601,0.18811393907578766,4.7028484768946915E-2]
[428,107,4,0.45833333333333331,0.92435214128022969,-0.63684804691885033,0.13237358583045902,3.3093396457614756E-2]
[429,107.25,4,0.46875,0.92485953231510221,-0.54740312867948471,8.4065092579744552E-2,2.1016273144936138E-2]
[430,107.5,4,0.47916666666666669,0.92536599276138087,-0.4490819323466187,4.6416310623083899E-2,1.1604077655770975E-2]
[431,107.75,4,0.48958333333333331,0.92587151211279661,-0.34345166787492681,2.0763031314707307E-2,5.1907578286768266E-3]
[432,108,4,0.5,0.92637607988260307,-0.23219851024648211,6.416115256584155E-3,1.6040288141460387E-3]
[433,108.25,4,0.51041666666666663,0.92687968560379386,-0.11710067714104716,8.2294742176988993E-4,2.0573685544247248E-4]
[434,108.5,4,0.52083333333333337,0.92738231882931976,2.9537689980831773E-15,1.3207586192760644E-44,3.3018965481901609E-45]
[435,108.75,4,0.53125,0.92788396913230542,0.11722755691094862,8.2562533682682064E-4,2.0640633420670516E-4]
[436,109,4,0.54166666666666663,0.92838462610626604,0.23270195744360131,6.4579396062119879E-3,1.614484901552997E-3]
[437,109.25,4,0.55208333333333337,0.92888427936532258,0.34456925268477034,2.0966379028124652E-2,5.241594757031163E-3]
[438,109.5,4,0.5625,0.92938291854441779,0.45103135431247338,4.7023404723165976E-2,1.1755851180791494E-2]
[439,109.75,4,0.57291666666666663,0.92988053329953091,0.55037494391406261,8.5441690478492816E-2,2.1360422619623204E-2]
[440,110,4,0.58333333333333337,0.93037711330789241,0.64099905333427054,0.13497894647667977,3.3744736619169942E-2]
[441,110.25,4,0.59375,0.93087264826819804,0.72144087194571227,0.19244033236465297,4.8110083091163242E-2]
[442,110.5,4,0.60416666666666663,0.93136712790082243,0.79039936471241501,0.25306589316324074,6.3266473290810185E-2]
[443,110.75,4,0.61458333333333337,0.93186054194803269,0.84675631960666631,0.31114957315363057,7.7787393288407641E-2]
[444,111,4,0.625,0.9323528801742007,0.88959448379185646,0.36080297805128148,9.0200744512820369E-2]
[445,111.25,4,0.63541666666666663,0.93284413236601582,0.91821249434924579,0.39675596404644764,9.918899101161191E-2]
[446,111.5,4,0.64583333333333337,0.93333428833269683,0.93213636046661119,0.41508039093077276,0.10377009773269319]
[447,111.75,4,0.65625,0.93382333790620298,0.93112730910506092,0.41373385768541843,0.10343346442135461]
[448,112,4,0.66666666666666663,0.93431127094144506,0.91518586433681637,0.39284549782909334,9.8211374457273334E-2]
[449,112.25,4,{"$f":"IF(A469<>\"\",MOD(B469,24)/24,\"\")","v":0.67708333333333337},0.93479807731649589,0.88455209087030073,{"$f":"ABS(0.5*1.025*1*(F469^3))","v":0.35470238604787757},{"$f":"G469*$B$13","v":8.8675596511969393E-2}]
[{"$f":"IF(IF(A469<>\"\",A469+1<=$B$16,0),A469+1,\"\")","v":450},{"$f":"IF(A470<>\"\",A470*$B$13,\"\")","v":112.5},{"$f":"IF(A470<>\"\",ROUNDDOWN(A470*$B$13/24,0),\"\")","v":4},0.6875,{"$f":"IF(A470<>\"\",($B$4+$B$5)/2+($B$5-$B$4)/2*COS(2*PI()/$B$15*B470),\"\")","v":0.93528374693280047},{"$f":"IF(A470<>\"\",E470*COS(2*PI()/$B$7*B470),\"\")","v":0.83970199378300059},0.30343761965701405,7.5859404914253512E-2]
[451,112.75,4,0.69791666666666663,0.93576826971538496,0.78134012818099119,0.2444636310211962,6.111590775529905E-2]
[452,113,4,0.70833333333333337,0.93625163561306646,0.71038853340582209,0.18373068659299518,4.5932671648248796E-2]
[453,113.25,4,0.71875,0.93673383459866066,0.62797216553598945,0.12691561329215237,3.1728903323038092E-2]
[454,113.5,4,0.72916666666666663,0.93721485666919047,0.53540105832972829,7.8655943643071935E-2,1.9663985910767984E-2]
[455,113.75,4,0.73958333333333337,0.93769469184609333,0.43414949551992293,4.1938391720988087E-2,1.0484597930247022E-2]
[456,114,4,0.75,0.93817333017542803,0.32583252564884468,1.7728711555659731E-2,4.4321778889149328E-3]
[457,114.25,4,0.76041666666666663,0.9386507617280816,0.21218019364058455,4.8956278193484411E-3,1.2239069548371103E-3]
[458,114.5,4,0.77083333333333337,0.93912697659997479,9.5009900355746649E-2,4.3954207853468008E-4,1.0988551963367002E-4]
[459,114.75,4,0.78125,0.93960196491226811,-2.3802668145237786E-2,6.9114758522015107E-6,1.7278689630503777E-6]
[460,115,4,0.79166666666666663,0.94007571681156599,-0.14235357648279778,1.4784240480001916E-3,3.696060120000479E-4]
[461,115.25,4,0.80208333333333337,0.94054822247012204,-0.25874115985966706,8.8774949028802737E-3,2.2193737257200684E-3]
[462,115.5,4,0.8125,0.94101947208604242,-0.37109653859277897,2.6191150744274277E-2,6.5477876860685694E-3]
[463,115.75,4,0.82291666666666663,0.94148945588348898,-0.4776136374686536,5.5837250680068985E-2,1.3959312670017246E-2]
[464,116,4,0.83333333333333337,0.9419581641128828,-0.57657822756311006,9.8235528514902568E-2,2.4558882128725642E-2]
[465,116.25,4,0.84375,0.94242558705110557,-0.66639552336755237,0.1516666459438967,3.7916661485974175E-2]
[466,116.5,4,0.85416666666666663,0.94289171500170188,-0.74561589078292057,0.21244148839825422,5.3110372099563555E-2]
[467,116.75,4,0.86458333333333337,0.94335653829508037,-0.81295825142106082,0.27535857157204369,6.8839642893010922E-2]
[468,117,4,0.875,0.94382004728871383,-0.86733080521974015,0.33438607574681389,8.3596518936703473E-2]
[469,117.25,4,0.88541666666666663,0.94428223236733966,-0.90784873605124128,0.38347261013255868,9.5868152533139669E-2]
[470,117.5,4,0.89583333333333337,0.94474308394315942,-0.93384861310586709,0.41737199393845043,0.10434299848461261]
[471,117.75,4,0.90625,0.94520259245603699,-0.9448992535942401,0.43236485763083832,0.10809121440770958]
[472,118,4,0.91666666666666663,0.94566074837369807,-0.94080886889281379,0.42677412255462999,0.1066935306386575]
[473,118.25,4,0.92708333333333337,0.94611754219192679,-0.92162837575086298,0.4012004234114378,0.10030010585285945]
[474,118.5,4,0.9375,0.94657296443476358,-0.88765081563148163,0.35844319446934664,8.9610798617336659E-2]
[475,118.75,4,0.94791666666666663,0.94702700565470144,-0.83940688768890503,0.30311781039798302,7.5779452599495756E-2]
[476,119,4,0.95833333333333337,0.94747965643288212,-0.77765666328773719,0.2410224864484706,6.025562161211765E-2]
[477,119.25,4,0.96875,0.9479309073792912,-0.70337761134424281,0.1783444058325539,4.4586101458138475E-2]
[478,119.5,4,0.97916666666666663,0.94838074913295312,-0.61774912312869079,0.12081762175168705,3.0204405437921761E-2]
[479,119.75,4,0.98958333333333337,0.94882917236212549,-0.52213378155559709,7.2952343465412184E-2,1.8238085866353046E-2]
[480,120,5,0,0.94927616776449231,-0.41805567249652636,3.7445206648485316E-2,9.3613016621213289E-3]
[481,120.25,5,1.0416666666666666E-2,0.94972172606735716,-0.30717608343112451,1.4854432544446277E-2,3.7136081361115693E-3]
[482,120.5,5,2.0833333333333332E-2,0.95016583802783572,-0.19126697703380122,3.586029446906178E-3,8.965073617265445E-4]
[483,120.75,5,3.125E-2,0.95060849443304696,-7.2182663391275048E-2,1.927491970241048E-4,4.8187299256026201E-5]
[484,121,5,4.1666666666666664E-2,0.95104968610030494,4.8169876125299958E-2,5.7282301411543339E-5,1.4320575352885835E-5]
[485,121.25,5,5.2083333333333336E-2,0.95148940387730885,0.16786153822881916,2.4240828851965321E-3,6.0602072129913303E-4]
[486,121.5,5,6.25E-2,0.95192763864233298,0.28497203074862759,1.1860434009017987E-2,2.9651085022544968E-3]
[487,121.75,5,7.2916666666666671E-2,0.95236438130441614,0.39762069312659448,3.2218165183261697E-2,8.0545412958154244E-3]
[488,122,5,8.3333333333333329E-2,0.95279962280354979,0.50399670951618458,6.5611047711252118E-2,1.640276192781303E-2]
[489,122.25,5,9.375E-2,0.95323335411086629,0.60238822891183152,0.11202715328920626,2.8006788322301565E-2]
[490,122.5,5,0.10416666666666667,0.95366556622882659,0.69120992383142765,0.1692480852211177,4.2312021305279425E-2]
[491,122.75,5,0.11458333333333333,0.95409625019140598,0.76902854370975759,0.23308871551731047,5.8272178879327619E-2]
[492,123,5,0.125,0.95452539706428075,0.83458605094721905,0.29792519685877134,7.4481299214692834E-2]
[493,123.25,5,0.13541666666666666,0.95495299794501332,0.88681996599216284,0.35743761752853248,8.935940438213312E-2]
[494,123.5,5,0.14583333333333334,0.95537904396323703,0.92488059230507935,0.40546266321817181,0.10136566580454295]
[495,123.75,5,0.15625,0.95580352628084009,0.94814484185047654,0.43683550527845999,0.109208876319615]
[496,124,5,0.16666666666666666,0.95622643609214864,0.95622643609214864,0.44810120126809849,0.11202530031702462]
[497,124.25,5,0.17708333333333334,0.95664776462411005,0.94898231546137457,0.43799406699731658,0.10949851674932914]
[498,124.5,5,0.1875,0.95706750313647415,0.92651515099682946,0.40761620988382918,0.1019040524709573]
[499,124.75,5,0.19791666666666666,0.95748564292197524,0.88917191434686693,0.36028906332110133,9.0072265830275333E-2]
[500,125,5,0.20833333333333334,0.95790217530651234,0.83753852557678055,0.30109826222690284,7.5274565556725709E-2]
[501,125.25,5,0.21875,0.9583170916493291,0.77243066122040094,0.23619591559851649,5.9048978899629123E-2]
[502,125.5,5,0.22916666666666666,0.95873038334319316,0.69488086674455363,0.17195900792861055,4.2989751982152637E-2]
[503,125.75,5,0.23958333333333334,0.95914204181457485,0.60612217706384874,0.11412331887645022,2.8530829719112555E-2]
[504,126,5,0.25,0.95955205852382464,0.50756850499425443,6.7015902040404016E-2,1.6753975510101004E-2]
[505,126.25,5,0.26041666666666669,0.95996042496535083,0.40079210966082274,3.2995245105469209E-2,8.2488112763673023E-3]
[506,126.5,5,0.27083333333333331,0.96036713266779539,0.28749850403639654,1.2178691723911514E-2,3.0446729309778786E-3]
[507,126.75,5,0.28125,0.96077217319421027,0.16949920222192999,2.4957256647946411E-3,6.2393141619866027E-4]
[508,127,5,0.29166666666666669,0.961175538142232,4.8682742114998415E-2,5.9131509667436225E-5,1.4782877416859056E-5]
[509,127.25,5,0.30208333333333331,0.96157721914425609,-7.30155528176787E-2,1.9949866913538991E-4,4.9874667283847478E-5]
[510,127.5,5,0.3125,0.96197720786761098,-0.19364458830276984,3.7214309320818591E-3,9.3035773302046479E-4]
[511,127.75,5,0.32291666666666669,0.96237549601473016,-0.31126879331276075,1.5456124805049824E-2,3.8640312012624559E-3]
[512,128,5,0.33333333333333331,0.96277207532332498,-0.42399919125540064,3.9065101258890157E-2,9.7662753147225393E-3]
[513,128.25,5,{"$f":"IF(A533<>\"\",MOD(B533,24)/24,\"\")","v":0.34375},0.9631669375665558,-0.53002374930038099,{"$f":"ABS(0.5*1.025*1*(F533^3))","v":7.6309719896528641E-2},{"$f":"G533*$B$13","v":1.907742997413216E-2}]
[{"$f":"IF(IF(A533<>\"\",A533+1<=$B$16,0),A533+1,\"\")","v":514},{"$f":"IF(A534<>\"\",A534*$B$13,\"\")","v":128.5},{"$f":"IF(A534<>\"\",ROUNDDOWN(A534*$B$13/24,0),\"\")","v":5},0.35416666666666669,{"$f":"IF(A534<>\"\",($B$4+$B$5)/2+($B$5-$B$4)/2*COS(2*PI()/$B$15*B534),\"\")","v":0.96356007455320258},{"$f":"IF(A534<>\"\",E534*COS(2*PI()/$B$7*B534),\"\")","v":-0.62763651801373399},0.12671221504304273,3.1678053760760681E-2]
[515,128.75,5,0.36458333333333331,0.96395147812783488,-0.71526509248634107,0.18754045313114492,4.6885113282786231E-2]
[516,129,5,0.375,0.96434114017098094,-0.79149595270448092,0.25412065442143877,6.3530163605359694E-2]
[517,129.25,5,0.38541666666666669,0.96472905259929631,-0.85509727459737195,0.32043536150172974,8.0108840375432436E-2]
[518,129.5,5,0.39583333333333331,0.96511520736573153,-0.90503884347478669,0.37992294859399345,9.4980737148498362E-2]
[519,129.75,5,0.40625,0.96549959645969863,-0.9405087477944214,0.42636582581822441,0.1065914564545561]
[520,130,5,0.41666666666666669,0.965882211907238,-0.96092658263642139,0.45474139816795289,0.11368534954198822]
[521,130.25,5,0.42708333333333331,0.96626304577118316,-0.96595294808964893,0.46191470332540946,0.11547867583135236]
[522,130.5,5,0.4375,0.96664209015132585,-0.955495087076903,0.4470738260286945,0.11176845650717362]
[523,130.75,5,0.44791666666666669,0.96701933718457966,-0.92970856901457466,0.41184554374082061,0.10296138593520515]
[524,131,5,0.45833333333333331,0.96739477904514337,-0.88899498912416175,0.36007403783869946,9.0018509459674864E-2]
[525,131.25,5,0.46875,0.96776840794466301,-0.83399571717086796,0.29729344319173934,7.4323360797934834E-2]
[526,131.5,5,0.47916666666666669,0.96814021613239376,-0.7655817928711145,0.22996866237231819,5.7492165593079549E-2]
[527,131.75,5,0.48958333333333331,0.96851019589536036,-0.68484012716592202,0.1646119908709136,4.1152997717728401E-2]
[528,132,5,0.5,0.96887833955851743,-0.59305622800460867,0.10690092984707858,2.6725232461769645E-2]
[529,132.25,5,0.51041666666666663,0.96924463948490847,-0.49169372526532779,6.0922521234135885E-2,1.5230630308533971E-2]
[530,132.5,5,0.52083333333333337,0.96960908807582458,-0.38237102105378912,2.8651593572590069E-2,7.1628983931475172E-3]
[531,132.75,5,0.53125,0.96997167777096172,-0.2668354380367246,9.7369825357897909E-3,2.4342456339474477E-3]
[532,133,5,0.54166666666666663,0.97033240104857776,-0.14693527893146413,1.6258187018221341E-3,4.0645467545553351E-4]
[533,133.25,5,0.55208333333333337,0.97069125042564841,-2.4590244133347417E-2,7.6204811141986216E-6,1.9051202785496554E-6]
[534,133.5,5,0.5625,0.97104821845802247,9.8239318830289191E-2,4.8590335445551522E-4,1.214758386138788E-4]
[535,133.75,5,0.57291666666666663,0.97140329774057665,0.21958384121293539,5.426190087809802E-3,1.3565475219524505E-3]
[536,134,5,0.58333333333333337,0.97175648090736833,0.33749613030512243,1.9701543984468422E-2,4.9253859961171055E-3]
[537,134.25,5,0.59375,0.97210776063178916,0.45008263088106665,4.6727293832693605E-2,1.1681823458173401E-2]
[538,134.5,5,0.60416666666666663,0.97245712962671682,0.55553384869805944,8.7866928775560738E-2,2.1966732193890184E-2]
[539,134.75,5,0.61458333333333337,0.97280458064466591,0.65215344699543387,0.14214881776277313,3.5537204440693283E-2]
[540,135,5,0.625,0.97315010647793843,0.73838554788949273,0.20632099960061959,5.1580249900154897E-2]
[541,135.25,5,0.63541666666666663,0.97349369995877388,0.81283979904610715,0.27523822544915266,6.8809556362288166E-2]
[542,135.5,5,0.64583333333333337,0.97383535395949672,0.87431380157931982,0.34252783683816085,8.5631959209540212E-2]
[543,135.75,5,0.65625,0.97417506139266563,0.92181253720832879,0.40144097726678224,0.10036024431669556]
[544,136,5,0.66666666666666663,0.97451281521121946,0.95456448063364852,0.44576881240467364,0.11144220310116841]
[545,136.25,5,0.67708333333333337,0.97484860840862386,0.97203413610070832,0.470693737625687,0.11767343440642175]
[546,136.5,5,0.6875,0.97518243401901683,0.97393079435803798,0.47345440685978191,0.11836360171494548]
[547,136.75,5,0.69791666666666663,0.97551428511735261,0.96021336677012192,0.45372959937902896,0.11343239984475724]
[548,137,5,0.70833333333333337,0.97584415481954601,0.93109121624185387,0.41368574741986341,0.10342143685496585]
[549,137.25,5,0.71875,0.97617203628261473,0.88702096884332637,0.35768071850232935,8.9420179625582338E-2]
[550,137.5,5,0.72916666666666663,0.97649792270482161,0.8286993545590019,0.29166537265004921,7.2916343162512304E-2]
[551,137.75,5,0.73958333333333337,0.97682180732581569,0.75705218938786323,0.22236750796284888,5.5591876990712219E-2]
[552,138,5,0.75,0.97714368342677205,0.67321967306481068,0.15637389921415626,3.9093474803539065E-2]
[553,138.25,5,0.76041666666666663,0.97746354433053184,0.57853823596032927,9.9240757561939189E-2,2.4810189390484797E-2]
[554,138.5,5,0.77083333333333337,0.97778138340174037,0.47451922429121579,5.4758974346670042E-2,1.368974358666751E-2]
[555,138.75,5,0.78125,0.97809719404698492,0.36282476374356898,2.4478490512223075E-2,6.1196226280557688E-3]
[556,139,5,0.79166666666666663,0.97841096971493113,0.24524118714874923,7.5591697671728401E-3,1.88979244179321E-3]
[557,139.25,5,0.80208333333333337,0.97872270389645977,0.1236504512286619,9.6890452987284019E-4,2.4222613246821005E-4]
[558,139.5,5,0.8125,0.97903239012480081,9.5967416295794511E-16,4.5296565863375271E-46,1.1324141465843818E-46]
[559,139.75,5,0.82291666666666663,0.97934002197566805,-0.123728442327421,9.7073906263402446E-4,2.4268476565850612E-4]
[560,140,5,0.83333333333333337,0.97964559306739241,-0.24555064861844103,7.5878218655629969E-3,1.8969554663907492E-3]
[561,140.25,5,0.84375,0.97994909706105426,-0.36351172642748575,2.4617794688133621E-2,6.1544486720334054E-3]
[562,140.5,5,0.85416666666666663,0.98025052766061471,-0.47571750484583036,5.5174863411242864E-2,1.3793715852810716E-2]
[563,140.75,5,0.86458333333333337,0.98054987861304665,-0.5803649663808601,0.10018378489310052,2.5045946223275131E-2]
[564,141,5,0.875,0.98084714370846404,-0.67577123468500577,0.15815865893918543,3.9539664734796358E-2]
[565,141.25,5,0.88541666666666663,0.98114231678025088,-0.76040065183744021,0.22533119047355188,5.633279761838797E-2]
[566,141.5,5,0.89583333333333337,0.98143539170518923,-0.8328895092727211,0.29611202583565827,7.4028006458914566E-2]
[567,141.75,5,0.90625,0.98172636240358624,-0.89206803386257971,0.36382103204448846,9.0955258011122114E-2]
[568,142,5,0.91666666666666663,0.98201522283940001,-0.93697927449351515,0.42158371213980422,0.10539592803495106]
[569,142.25,5,0.92708333333333337,0.9823019670203651,-0.96689458404401529,0.46326687985850212,0.11581671996462553]
[570,142.5,5,0.9375,0.98258658899811657,-0.98132544615731832,0.48432072194069697,0.12108018048517424]
[571,142.75,5,0.94791666666666663,0.98286908286831376,-0.98003145475644116,0.48240734805597929,0.12060183701399482]
[572,143,5,0.95833333333333337,0.98314944277076233,-0.96302431591966753,0.45772604907672837,0.11443151226918209]
[573,143.25,5,0.96875,0.9834276628895362,-0.93056780553701179,0.41298848216627015,0.10324712054156754]
[574,143.5,5,0.97916666666666663,0.98370373745309792,-0.88317368107809457,0.35304675577785122,8.8261688944462804E-2]
[575,143.75,5,0.98958333333333337,0.98397766073441861,-0.82159361077641846,0.28422680259375827,7.1056700648439566E-2]
[576,144,6,0,0.98424942705109653,-0.7468072475307399,0.21346144337570319,5.3365360843925798E-2]
[577,144.25,6,{"$f":"IF(A597<>\"\",MOD(B597,24)/24,\"\")","v":1.0416666666666666E-2},0.98451903076547509,-0.66000663681169724,{"$f":"ABS(0.5*1.025*1*(F597^3))","v":0.14734614494977916},{"$f":"G597*$B$13","v":3.6836536237444789E-2}]
[{"$f":"IF(IF(A597<>\"\",A597+1<=$B$16,0),A597+1,\"\")","v":578},{"$f":"IF(A598<>\"\",A598*$B$13,\"\")","v":144.5},{"$f":"IF(A598<>\"\",ROUNDDOWN(A598*$B$13/24,0),\"\")","v":6},2.0833333333333332E-2,{"$f":"IF(A598<>\"\",($B$4+$B$5)/2+($B$5-$B$4)/2*COS(2*PI()/$B$15*B598),\"\")","v":0.98478646628476008},{"$f":"IF(A598<>\"\",E598*COS(2*PI()/$B$7*B598),\"\")","v":-0.56257720684400425},9.1251553582570713E-2,2.2812888395642678E-2]
[579,144.75,6,3.125E-2,0.98505172806113506,-0.45607564436224912,4.8618830835606808E-2,1.2154707708901702E-2]
[580,145,6,4.1666666666666664E-2,0.98531481059187709,-0.34220500942435594,2.0537754489795501E-2,5.1344386224488753E-3]
[581,145.25,6,5.2083333333333336E-2,0.98557570841947029,-0.22278748730242151,5.6671701992618969E-3,1.4167925498154742E-3]
[582,145.5,6,6.25E-2,0.98583441613171974,-9.9735213637499681E-2,5.0843967985415438E-4,1.2710991996353859E-4]
[583,145.75,6,7.2916666666666671E-2,0.98609092836186296,2.4980359775018762E-2,7.9889542942455799E-6,1.997238573561395E-6]
[584,146,6,8.3333333333333329E-2,0.98634523978868194,0.14936006751341535,1.7076441453070161E-3,4.2691103632675403E-4]
[585,146.25,6,9.375E-2,0.98659734513661312,0.27140909450097578,1.0246299779986616E-2,2.5615749449966539E-3]
[586,146.5,6,0.10416666666666667,0.98684723917585693,0.38916898687141321,3.0207065760188882E-2,7.5517664400472206E-3]
[587,146.75,6,0.11458333333333333,0.98709491672248639,0.50074909576150928,6.4350865278563527E-2,1.6087716319640882E-2]
[588,147,6,0.125,0.98734037263855445,0.60435694890290159,0.11312912542654685,2.8282281356636713E-2]
[589,147.25,6,0.13541666666666666,0.98758360183220073,0.69832706184418425,0.17453015994192297,4.3632539985480744E-2]
[590,147.5,6,0.14583333333333334,0.98782459925775701,0.78114772544324507,0.2442830801108021,6.1070770027700526E-2]
[591,147.75,6,0.15625,0.98806335991585226,0.85148533853607999,0.31639192647647268,7.9097981619118171E-2]
[592,148,6,0.16666666666666666,0.98829987885351578,0.90820589389576545,0.383925375447489,9.5981343861872251E-2]
[593,148.25,6,0.17708333333333334,0.98853415116428023,0.95039327111776262,0.43995061397967034,0.10998765349491758]
[594,148.5,6,0.1875,0.98876617198828354,0.97736404117758025,0.4784790635960548,0.1196197658990137]
[595,148.75,6,0.19791666666666666,0.98899593651236972,0.98867854328461302,0.49528958624498992,0.12382239656124748]
[596,149,6,0.20833333333333334,0.98922343997018836,0.98414805440654352,0.48851194161206668,0.12212798540301667]
[597,149.25,6,0.21875,0.98944867764229394,0.96383793450404032,0.45888716974547911,0.11472179243636978]
[598,149.5,6,0.22916666666666666,0.98967164485624326,0.92806669508945128,0.40966742574066145,0.10241685643516536]
[599,149.75,6,0.23958333333333334,0.9898923369866931,0.87740100416952715,0.34616906182356777,8.6542265455891942E-2]
[600,150,6,0.25,0.99011074945549515,0.8126467058994068,0.27504212041986542,6.8760530104966355E-2]
[601,150.25,6,0.26041666666666669,0.99032687773179207,0.73483599731417515,0.20335981511581058,5.0839953778952646E-2]
[602,150.5,6,0.27083333333333331,0.99054071733211058,0.64521096628606367,0.1376572503497063,3.4414312587426575E-2]
[603,150.75,6,0.28125,0.99075226382045489,0.54520375338534999,8.30558793724544E-2,2.07639698431136E-2]
[604,151,6,0.29166666666666669,0.99096151280839884,0.43641365465951593,4.2597965862821233E-2,1.0649491465705308E-2]
[605,151.25,6,0.30208333333333331,0.99116845995517677,0.32058153161370812,1.6885322822128103E-2,4.2213307055320257E-3]
[606,151.5,6,0.3125,0.99137310096777342,0.19956193808051886,4.0731181575798907E-3,1.0182795393949727E-3]
[607,151.75,6,0.32291666666666669,0.99157543160101302,7.5293410510698822E-2,2.1875842013091833E-4,5.4689605032729583E-5]
[608,152,6,0.33333333333333331,0.99177544765764791,-5.0232602098505927E-2,6.4960729990484105E-5,1.6240182497621026E-5]
[609,152.25,6,0.34375,0.99197314498844469,-0.17500367037288345,2.7468525140729293E-3,6.8671312851823233E-4]
[610,152.5,6,0.35416666666666669,0.99216851949227092,-0.29701866651106684,1.3429044148810822E-2,3.3572610372027056E-3]
[611,152.75,6,0.36458333333333331,0.99236156711618029,-0.41431987786910518,3.6450306095092401E-2,9.1125765237731002E-3]
[612,153,6,0.375,0.99255228385549621,-0.52502443652738717,7.4170707595725971E-2,1.8542676898931493E-2]
[613,153.25,6,0.38541666666666669,0.99274066575389508,-0.62735455996506295,0.12654151999845087,3.1635379999612717E-2]
[614,153.5,6,0.39583333333333331,0.99292670890348855,-0.71966611686039794,0.19102360516942765,4.7755901292356913E-2]
[615,153.75,6,0.40625,0.99311040944490436,-0.80047505874297054,0.26286773544542436,6.5716933861356089E-2]
[616,154,6,0.41666666666666669,0.99329176356736659,-0.8684812923194144,0.33571849951647559,8.3929624879118897E-2]
[617,154.25,6,0.42708333333333331,0.99347076750877461,-0.92258960823438152,0.4024570554170116,0.1006142638542529]
[618,154.5,6,0.4375,0.99364741755578079,-0.96192732915624368,0.45616363473651833,0.11404090868412958]
[619,154.75,6,0.44791666666666669,0.99382171004386832,-0.98585839263815966,0.49106330630257233,0.12276582657564308]
[620,155,6,0.45833333333333331,0.99399364135742663,-0.99399364135742663,0.50332057991383961,0.1258301449784599]
[621,155.25,6,0.46875,0.99416320792982638,-0.98619715416201814,0.491569699079352,0.122892424769838]
[622,155.5,6,0.47916666666666669,0.99433040624349367,-0.96258851487726271,0.45710492073342429,0.11427623018335607]
[623,155.75,6,0.48958333333333331,0.99449523282998309,-0.92354098102787918,0.4037033787794046,0.10092584469485115]
[624,156,6,0.5,0.99465768427004941,-0.86967558046371962,0.3371053903013756,8.4276347575343899E-2]
[625,156.25,6,0.51041666666666663,0.99481775719371868,-0.80185122928405883,0.264225828138275,6.605645703456875E-2]
[626,156.5,6,0.52083333333333337,0.99497544828035789,-0.72115102838366452,0.19220848307149568,4.8052120767873921E-2]
[627,156.75,6,0.53125,0.99513075425874431,-0.62886495736687276,0.12745769332883128,3.186442333220782E-2]
[628,157,6,0.54166666666666663,0.99528367190713296,-0.52646924250493932,7.4784721589088596E-2,1.8696180397272149E-2]
[629,157.25,6,0.55208333333333337,0.99543419805332367,-0.41560272891533495,3.6789936764625691E-2,9.1974841911564229E-3]
[630,157.5,6,0.5625,0.99558232957472659,-0.29804063535857428,1.3568139852001377E-2,3.3920349630003443E-3]
[631,157.75,6,0.57291666666666663,0.99572806339842734,-0.17566611220108874,2.7781637409432596E-3,6.945409352358149E-4]
[632,158,6,0.58333333333333337,0.99587139650125056,-5.0440058503039328E-2,6.5768905503267472E-5,1.6442226375816868E-5]
[633,158.25,6,0.59375,0.99601232590982258,7.563031771307005E-2,2.2170814289430697E-4,5.5427035723576742E-5]
[634,158.5,6,0.60416666666666663,0.9961508487006332,0.20052369162850145,4.1322914415335603E-3,1.0330728603833901E-3]
[635,158.75,6,0.61458333333333337,0.99628696200009625,0.32223704961233707,1.7148268988796456E-2,4.2870672471991139E-3]
[636,159,6,0.625,0.99642066298460952,0.43881783246960748,4.330586058852795E-2,1.0826465147131988E-2]
[637,159.25,6,0.63541666666666663,0.9965519488806126,0.54839527782462671,8.4523016724969174E-2,2.1130754181242294E-2]
[638,159.5,6,0.64583333333333337,0.99668081696464539,0.64921045822788104,0.14023305383382434,3.5058263458456085E-2]
[639,159.75,6,0.65625,0.99680726456340363,0.73964453238220884,0.20737816311113091,5.1844540777782729E-2]
[640,160,6,0.66666666666666663,0.99693128905379513,0.81824475545099851,0.2807653833089061,7.0191345827226526E-2]
[641,160.25,6,{"$f":"IF(A661<>\"\",MOD(B661,24)/24,\"\")","v":0.67708333333333337},0.99705288786299384,0.88374783027831916,{"$f":"ABS(0.5*1.025*1*(F661^3))","v":0.3537357481736792},{"$f":"G661*$B$13","v":8.84339370434198E-2}]
[{"$f":"IF(IF(A661<>\"\",A661+1<=$B$16,0),A661+1,\"\")","v":642},{"$f":"IF(A662<>\"\",A662*$B$13,\"\")","v":160.5},{"$f":"IF(A662<>\"\",ROUNDDOWN(A662*$B$13/24,0),\"\")","v":6},0.6875,{"$f":"IF(A662<>\"\",($B$4+$B$5)/2+($B$5-$B$4)/2*COS(2*PI()/$B$15*B662),\"\")","v":0.99717205846849311},{"$f":"IF(A662<>\"\",E662*COS(2*PI()/$B$7*B662),\"\")","v":0.93510022394632386},0.41905241973279317,0.10476310493319829]
[643,160.75,6,0.69791666666666663,0.9972887983981582,0.97147512273456171,0.46988212169099081,0.1174705304227477]
[644,161,6,0.70833333333333337,0.99740310523027775,0.99228575244942241,0.50073060515011625,0.12518265128752906]
[645,161.25,6,0.71875,0.99751497659361343,0.99719484939544389,0.50819916802038845,0.12704979200509711]
[646,161.5,6,0.72916666666666663,0.99762441016744974,0.98612012902703983,0.49145452860324007,0.12286363215081002]
[647,161.75,6,0.73958333333333337,0.99773140368164193,0.95923566355809697,0.45234502790068271,0.11308625697517068]
[648,162,6,0.75,0.99783595491666288,0.91696914548619879,0.39514640722701849,9.8786601806754623E-2]
[649,162.25,6,0.76041666666666663,0.9979380617036494,0.85999508005249525,0.32597310538750035,8.1493276346875088E-2]
[650,162.5,6,0.77083333333333337,0.99803772192444729,0.78922401504642292,0.25193861937804035,6.2984654844510088E-2]
[651,162.75,6,0.78125,0.99813493351165505,0.70578798002527421,0.18018417396815925,4.5046043492039813E-2]
[652,163,6,0.79166666666666663,0.99822969444866683,0.61102236792875742,0.11691364387447149,2.9228410968617873E-2]
[653,163.25,6,0.80208333333333337,0.99832200276971417,0.50644454924924487,6.6571688681887328E-2,1.6642922170471832E-2]
[654,163.5,6,0.8125,0.99841185655990727,0.39372956144895782,3.1281526578611912E-2,7.8203816446529781E-3]
[655,163.75,6,0.82291666666666663,0.99849925395527406,0.27468326335133314,1.0621612779732089E-2,2.6554031949330222E-3]
[656,164,6,0.83333333333333337,0.99858419314279911,0.15121338501881051,1.7720035034870778E-3,4.4300087587176946E-4]
[657,164.25,6,0.84375,0.99866667236046158,2.5298937505010086E-2,8.2985213643191936E-6,2.0746303410797984E-6]
[658,164.5,6,0.85416666666666663,0.99874668989727111,-0.10104152670741787,5.2868083676133016E-4,1.3217020919033254E-4]
[659,164.75,6,0.86458333333333337,0.99882424409330406,-0.2257822932295524,5.8987977925456922E-3,1.474699448136423E-3]
[660,165,6,0.875,0.99889933333973713,-0.34692298553207862,2.1398981102733351E-2,5.3497452756833376E-3]
[661,165.25,6,0.88541666666666663,0.99897195607888167,-0.46252066321965729,5.0709261861370092E-2,1.2677315465342523E-2]
[662,165.5,6,0.89583333333333337,0.9990421108042149,-0.57072100344365995,9.5272033826073119E-2,2.381800845651828E-2]
[663,165.75,6,0.90625,0.99910979606041239,-0.66978806472714725,0.15399480948341776,3.849870237085444E-2]
[664,166,6,0.91666666666666663,0.9991750104433772,-0.7581321551655712,0.2233205150911638,5.5830128772790949E-2]
[665,166.25,6,0.92708333333333337,0.99923775260026948,-0.83433535733953357,0.29765680448715104,7.441420112178776E-2]
[666,166.5,6,0.9375,0.99929802122953448,-0.89717429984393415,0.37010448076957114,9.2526120192392786E-2]
[667,166.75,6,0.94791666666666663,0.99935581508092963,-0.94563980949860293,0.43338224025233535,0.10834556006308384]
[668,167,6,0.95833333333333337,0.99941113295555051,-0.97895312835103954,0.48081672434004524,0.12020418108501131]
[669,167.25,6,0.96875,0.99946397370585516,-0.99657843470780894,0.50725732251439171,0.12681433062859793]
[670,167.5,6,0.97916666666666663,0.99951433623568886,-0.99823146675270014,0.50978568615129316,0.12744642153782329]
[671,167.75,6,0.98958333333333337,0.99956221950030588,-0.98388410987455954,0.48811899623019134,0.12202974905754783]
[672,168,7,0,0.9996076225063919,-0.95376487363006668,0.44464953326600726,0.11116238331650181]
[673,168.25,7,1.0416666666666666E-2,0.99965054431208422,-0.90835525026630426,0.38411481860624952,9.602870465156238E-2]
[674,168.5,7,2.0833333333333332E-2,0.99969098402699141,-0.84838201286378334,0.31294515067638323,7.8236287669095808E-2]
[675,168.75,7,3.125E-2,0.99972894081221186,-0.77480557637043912,0.23838124459822216,5.959531114955554E-2]
[676,169,7,4.1666666666666664E-2,0.99976441388035087,-0.68880460803265231,0.16748734617175928,4.1871836542939821E-2]
[677,169.25,7,5.2083333333333336E-2,0.99979740249553739,-0.59175713397439056,0.10619996573915617,2.6549991434789044E-2]
[678,169.5,7,6.25E-2,0.99982790597343929,-0.48521844496224437,5.8547152114433634E-2,1.4636788028608409E-2]
[679,169.75,7,7.2916666666666671E-2,0.99985592368127685,-0.37089615581684005,2.6148745966567515E-2,6.5371864916418786E-3]
[680,170,7,8.3333333333333329E-2,0.99988145503783687,-0.25062281866377001,8.0678107050376341E-3,2.0169526762594085E-3]
[681,170.25,7,9.375E-2,0.99990449951348415,-0.12632652952484147,1.0331837465559306E-3,2.5829593663898265E-4]
[682,170.5,7,0.10416666666666667,0.9999250566301725,1.9597653847721761E-15,3.8575016204108623E-45,9.6437540510271558E-46]
[683,170.75,7,0.11458333333333333,0.99994312596145474,0.1263314095360088,1.0333034872710533E-3,2.5832587181776333E-4]
[684,171,7,0.125,0.99995870713249158,0.25064218209692124,8.0696808370256182E-3,2.0174202092564045E-3]
[685,171.25,7,0.13541666666666666,0.99997179982005968,0.37093914002427547,2.6157838377231228E-2,6.539459594307807E-3]
[686,171.5,7,0.14583333333333334,0.99998240375255742,0.48529342303767298,5.8574297194294148E-2,1.4643574298573537E-2]
[687,171.75,7,0.15625,0.99999051871001177,0.59187143502910367,0.10626151690034895,2.6565379225087237E-2]
[688,172,7,0.16666666666666666,0.99999614452408192,0.68896426278032186,0.16760383645708921,4.1900959114272301E-2]
[689,172.25,7,0.17708333333333334,0.99999928107806313,0.77501509430771143,0.23857468146253522,5.9643670365633804E-2]
[690,172.5,7,0.1875,0.99999992830688922,0.84864419665280644,0.313235377849442,7.83088444623605E-2]
[691,172.75,7,0.19791666666666666,0.99999808619713371,0.9086710521210325,0.38451558587218804,9.6128896468047009E-2]
[692,173,7,0.20833333333333334,0.99999375478701014,0.95413329759717325,0.44516501513750928,0.11129125378437732]
[693,173.25,7,0.21875,0.99998693416637163,0.98430216290119588,0.48874146692273612,0.12218536673068403]
[694,173.5,7,0.22916666666666666,0.99997762447670857,0.99869416036658498,0.51049489219378541,0.12762372304844635]
[695,173.75,7,0.23958333333333334,0.99996582591114558,0.99707883802234476,0.50802182045983191,0.12700545511495798]
[696,174,7,0.25,0.9999515387144382,0.97948247197229454,0.48159711384110804,0.12039927846027701]
[697,174.25,7,0.26041666666666669,0.99993476318296726,0.9461876387748801,0.43413587936110287,0.10853396984027572]
[698,174.5,7,0.27083333333333331,0.99991549966473259,0.89772867478614027,0.37079098100962593,9.2697745252406483E-2]
[699,174.75,7,0.28125,0.99989374855934632,0.83488309547443018,0.29824342126694087,7.4560855316735217E-2]
[700,175,7,0.29166666666666669,0.99986951031802429,0.7586591125866663,0.22378651122666107,5.5946627806665268E-2]
[701,175.25,7,0.30208333333333331,0.99984278544357674,0.67027944970039866,0.15433398959800235,3.8583497399500587E-2]
[702,175.5,7,0.3125,0.99981357449039776,0.57116171612667277,9.5492912458699786E-2,2.3873228114674946E-2]
[703,175.75,7,0.32291666666666669,0.99978187806445407,0.46289565438094815,5.0832700321191304E-2,1.2708175080297826E-2]
[704,176,7,0.33333333333333331,0.99974769682327214,0.34721762662622835,2.1453549774976495E-2,5.3633874437441238E-3]
[705,176.25,7,{"$f":"IF(A725<>\"\",MOD(B725,24)/24,\"\")","v":0.34375},0.99971103147592477,0.22598274980640801,{"$f":"ABS(0.5*1.025*1*(F725^3))","v":5.9145231569050659E-3},{"$f":"G725*$B$13","v":1.4786307892262665E-3}]
[{"$f":"IF(IF(A725<>\"\",A725+1<=$B$16,0),A725+1,\"\")","v":706},{"$f":"IF(A726<>\"\",A726*$B$13,\"\")","v":176.5},{"$f":"IF(A726<>\"\",ROUNDDOWN(A726*$B$13/24,0),\"\")","v":7},0.35416666666666669,{"$f":"IF(A726<>\"\",($B$4+$B$5)/2+($B$5-$B$4)/2*COS(2*PI()/$B$15*B726),\"\")","v":0.99967188278301622},{"$f":"IF(A726<>\"\",E726*COS(2*PI()/$B$7*B726),\"\")","v":0.10113512691916539},5.3015143487055946E-4,1.3253785871763986E-4]
[707,176.75,7,0.36458333333333331,0.99963025155666674,-2.5323347581509604E-2,8.3225654240302125E-6,2.0806413560075531E-6]
[708,177,7,0.375,0.99958613866049517,-0.15136510740173975,1.777342761818064E-3,4.4433569045451601E-4]
[709,177.25,7,0.38541666666666669,0.99953954500960152,-0.27496944337652929,1.0654845908619136E-2,2.663711477154784E-3]
[710,177.5,7,0.39583333333333331,0.99949047157054782,-0.39415491959382065,3.1383019328831308E-2,7.8457548322078269E-3]
[711,177.75,7,0.40625,0.99943891936133822,-0.50701115633416138,6.6795378761001806E-2,1.6698844690250451E-2]
[712,178,7,0.41666666666666669,0.99938488945139725,-0.611729469700941,0.11732000649806582,2.9330001624516454E-2]
[713,178.25,7,0.42708333333333331,0.99932838296154869,-0.70663187622430013,0.18083127463052318,4.5207818657630794E-2]
[714,178.5,7,0.4375,0.99926940106399131,-0.79019799702566906,0.25287252390917553,6.3218130977293882E-2]
[715,178.75,7,0.44791666666666669,0.99920794498227505,-0.86108942990622928,0.32721909886143807,8.1804774715359518E-2]
[716,179,7,0.45833333333333331,0.99914401599127589,-0.91817119842879236,0.39670243504537345,9.9175608761343362E-2]
[717,179.25,7,0.46875,0.99907761541716855,-0.96052993404277209,0.45417850992272968,0.11354462748068242]
[718,179.5,7,0.47916666666666669,0.99900874463739986,-0.98748849980086162,0.4935032413192223,0.12337581032980557]
[719,179.75,7,0.48958333333333331,0.99893740508065987,-0.99861682139004992,0.51037630304995185,0.12759407576248796]
[720,180,7,0.5,0.99886359822685189,-0.99373875212874097,0.50293348055741305,0.12573337013935326]
[721,180.25,7,0.51041666666666663,0.99878732560706229,-0.9729348622869648,0.47200344212575784,0.11800086053143946]
[722,180.5,7,0.52083333333333337,0.99870858880352842,-0.93654110854411055,0.42099254455771346,0.10524813613942836]
[723,180.75,7,0.53125,0.99862738944960616,-0.88514340555608839,0.35541420722738476,8.885355180684619E-2]
[724,181,7,0.54166666666666663,0.99854372922973533,-0.81956818739854187,0.28212992069628001,7.0532480174070003E-2]
[725,181.25,7,0.55208333333333337,0.99845760987940557,-0.74086911102736486,0.20840989473326205,5.2102473683315512E-2]
[726,181.5,7,0.5625,0.9983690331851196,-0.65031011581876952,0.14094685792464748,3.523671448116187E-2]
[727,181.75,7,0.57291666666666663,0.99827800098435693,-0.54934511172343414,8.4962965582188757E-2,2.1240741395547189E-2]
[728,182,7,0.58333333333333337,0.99818451516553497,-0.43959462265429566,4.3536246514918019E-2,1.0884061628729505E-2]
[729,182.25,7,0.59375,0.99808857766797032,-0.32281976055756706,1.7241466508866276E-2,4.310366627216569E-3]
[730,182.5,7,0.60416666666666663,0.99799019048183857,-0.20089394840699151,4.1552239298610029E-3,1.0388059824652507E-3]
[731,182.75,7,0.61458333333333337,0.99788935564813264,-7.5772846426589449E-2,2.2296396328249992E-4,5.574099082062498E-5]
[732,183,7,0.625,0.99778607525862073,5.0537035390697184E-2,6.6148980450397781E-5,1.6537245112599445E-5]
[733,183.25,7,0.63541666666666663,0.99768035145580325,0.17601053440384276,2.7945369373337265E-3,6.9863423433343163E-4]
[734,183.5,7,0.64583333333333337,0.99757218643286738,0.29863632512190097,1.3649657933824229E-2,3.4124144834560572E-3]
[735,183.75,7,0.65625,0.99746158243364258,0.41644918012493992,3.7015183266815029E-2,9.2537958167037571E-3]
[736,184,7,0.66666666666666663,0.99734854175255361,0.52756148433917949,7.5251145319560217E-2,1.8812786329890054E-2]
[737,184.25,7,0.67708333333333337,0.99723306673457301,0.63019349699831295,0.12826720216898135,3.2066800542245338E-2]
[738,184.5,7,0.6875,0.99711515977517229,0.72270187584185985,0.19345119447687598,4.8362798619218994E-2]
[739,184.75,7,0.69791666666666663,0.99699482332027234,0.80360600611347177,0.26596432808124498,6.6491082020311246E-2]
[740,185,7,0.70833333333333337,0.99687205986619298,0.87161171227308964,0.339361868249827,8.4840467062456751E-2]
[741,185.25,7,0.71875,0.99674687195960066,0.92563197245955431,0.40645166928056786,0.10161291732014197]
[742,185.5,7,0.72916666666666663,0.996619262197456,0.9648043039546752,0.46026883141527425,0.11506720785381856]
[743,185.75,7,0.73958333333333337,0.99648923322695981,0.98850454143027244,0.49502812773405291,0.12375703193351323]
[744,186,7,0.75,0.99635678774549818,0.99635678774549818,0.50691894360670864,0.12672973590167716]
[745,186.25,7,0.76041666666666663,0.99622192850058633,0.98823937856934396,0.49462986593135683,0.12365746648283921]
[746,186.5,7,0.77083333333333337,0.99608465828981196,0.96428676614402686,0.4595285400409424,0.1148821350102356]
[747,186.75,7,0.78125,0.99594497996077724,0.92488729304951134,0.40547147599267319,0.1013678689981683]
[748,187,7,0.79166666666666663,0.99580289641103914,0.8706768928239671,0.33827112356156347,8.4567780890390867E-2]
[749,187.25,7,0.80208333333333337,0.99565841058805005,0.80252881967965672,0.26489623261537443,6.6224058153843607E-2]
[750,187.5,7,0.8125,0.99551152548909616,0.72153957327795393,0.19251932726215731,4.8129831815539328E-2]
[751,187.75,7,0.82291666666666663,0.99536224416123553,0.62901124556774146,0.12754666264158901,3.1886665660397252E-2]
[752,188,7,0.83333333333333337,0.99521056970123467,0.526430574068941,7.4768244297010386E-2,1.8692061074252597E-2]
[753,188.25,7,0.84375,0.99505650525550449,0.41544503877592148,3.6748075566915284E-2,9.1870188917288209E-3]
[754,188.5,7,0.85416666666666663,0.99490005402003523,0.29783638721779071,1.3540264103333585E-2,3.3850660258333961E-3]
[755,188.75,7,0.86458333333333337,0.99474121924032932,0.17549201338538134,2.7699117939435766E-3,6.9247794848589415E-4]
[756,189,7,0.875,0.99458000421133497,5.0374650556907458E-2,6.5513380437681122E-5,1.637834510942028E-5]
[757,189.25,7,0.88541666666666663,0.99441641227737765,-7.550913502092689E-2,2.2064411867563102E-4,5.5161029668907755E-5]
[758,189.5,7,0.89583333333333337,0.99425044683209018,-0.2001411435447929,4.1086864553071291E-3,1.0271716138267823E-3]
[759,189.75,7,0.90625,0.9940821113183429,-0.32152391714586892,1.7034669912343731E-2,4.2586674780859327E-3]
[760,190,7,0.91666666666666663,0.99391140922817189,-0.43771277179050089,4.2979516569689881E-2,1.074487914242247E-2]
[761,190.25,7,0.92708333333333337,0.99373834410270678,-0.54684697161179052,8.3809124493556958E-2,2.0952281123389239E-2]
[762,190.5,7,0.9375,0.99356291953209719,-0.64717954563636038,0.13892110146542264,3.4730275366355659E-2]
[763,190.75,7,0.94791666666666663,0.99338513915543825,-0.73710526883838379,0.20524964582837013,5.1312411457092533E-2]
[764,191,7,0.95833333333333337,0.99320500666069511,-0.81518635909112935,0.27762884167404728,6.9407210418511819E-2]
[765,191.25,7,0.96875,0.99302252578462624,-0.88017547841478594,0.34946337328503796,8.736584332125949E-2]
[766,191.5,7,0.97916666666666663,0.99283770031270646,-0.93103567034424684,0.41361171436606092,0.10340292859151523]
[767,191.75,7,0.98958333333333337,0.99265053407904791,-0.96695691456264621,0.46335647864267843,0.11583911966066961]
[768,192,8,0,0.99246103096632043,-0.987369034370287,0.49332415231210258,0.12333103807802565]
[769,192.25,8,{"$f":"IF(A789<>\"\",MOD(B789,24)/24,\"\")","v":1.0416666666666666E-2},0.99226919490567156,-0.99195075120843523,{"$f":"ABS(0.5*1.025*1*(F789^3))","v":0.50022362795638564},{"$f":"G789*$B$13","v":0.12505590698909641}]
[{"$f":"IF(IF(A789<>\"\",A789+1<=$B$16,0),A789+1,\"\")","v":770},{"$f":"IF(A790<>\"\",A790*$B$13,\"\")","v":192.5},{"$f":"IF(A790<>\"\",ROUNDDOWN(A790*$B$13/24,0),\"\")","v":8},2.0833333333333332E-2,{"$f":"IF(A790<>\"\",($B$4+$B$5)/2+($B$5-$B$4)/2*COS(2*PI()/$B$15*B790),\"\")","v":0.99207502987664453},{"$f":"IF(A790<>\"\",E790*COS(2*PI()/$B$7*B790),\"\")","v":-0.98063474238992776},0.48329877733158122,0.1208246943328953]
[771,192.75,8,3.125E-2,0.99187853990709596,-0.95360862240676525,0.4444310339672915,0.11110775849182288]
[772,193,8,4.1666666666666664E-2,0.99167972907311219,-0.91131183365716839,0.38787777795344214,9.6969444488360534E-2]
[773,193.25,8,5.2083333333333336E-2,0.99147860149892453,-0.85442849810814481,0.31968410635976113,7.9921026589940283E-2]
[774,193.5,8,6.25E-2,0.99127516135682414,-0.78387634622997315,0.24685194226246213,6.1712985565615532E-2]
[775,193.75,8,7.2916666666666671E-2,0.99106941286707506,-0.7007919024648761,0.17638477470060274,4.4096193675150684E-2]
[776,194,8,8.3333333333333329E-2,0.99086136029782723,-0.60651216651361606,0.11434374737087506,2.8585936842718766E-2]
[777,194.25,8,9.375E-2,0.99065100796502692,-0.50255308587833103,6.504886181609415E-2,1.6262215454023538E-2]
[778,194.5,8,0.10416666666666667,0.99043836023232856,-0.39058516648645003,3.0538036303404306E-2,7.6345090758510765E-3]
[779,194.75,8,0.11458333333333333,0.99022342151100295,-0.27240661401611754,1.0359691284512555E-2,2.5899228211281387E-3]
[780,195,8,0.125,0.99000619625984654,-0.14991443801538096,1.7267292781453336E-3,4.3168231953633339E-4]
[781,195.25,8,0.13541666666666666,0.9897866889850887,-2.5073983423052993E-2,8.0791165425862031E-6,2.0197791356465508E-6]
[782,195.5,8,0.14583333333333334,0.9895649042402983,0.10011262085964248,5.142334965307409E-4,1.2855837413268523E-4]
[783,195.75,8,0.15625,0.98934084662628896,0.22363858952955776,5.7323685328947906E-3,1.4330921332236977E-3]
[784,196,8,0.16666666666666666,0.98911452079102413,0.34352466873581144,2.0776273713788814E-2,5.1940684284472035E-3]
[785,196.25,8,0.17708333333333334,0.98888593142952019,0.45785086765464389,4.9188773566138218E-2,1.2297193391534554E-2]
[786,196.5,8,0.1875,0.98865508328374918,0.56478722477190535,9.2331196508671012E-2,2.3082799127167753E-2]
[787,196.75,8,0.19791666666666666,0.98842198114254065,0.66262311559119835,0.14910548379681743,3.7276370949204357E-2]
[788,197,8,0.20833333333333334,0.98818662984148209,0.74979463212864528,0.21603337500972583,5.4008343752431458E-2]
[789,197.25,8,0.21875,0.98794903426281877,0.82490959572927502,0.28768216364107807,7.1920540910269518E-2]
[790,197.5,8,0.22916666666666666,0.98770919933535228,0.88676980293906182,0.35737696548412518,8.9344241371031294E-2]
[791,197.75,8,0.23958333333333334,0.98746713003433839,0.93439014877417303,0.41809851292597727,0.10452462823149432]
[792,198,8,0.25,0.98722283138138378,0.96701432202612903,0.46343901085994421,0.11585975271498605]
[793,198.25,8,0.26041666666666669,0.98697630844434214,0.98412682241674188,0.48848032485455622,0.12212008121363906]
[794,198.5,8,0.27083333333333331,0.98672756633720859,0.98546110858168989,0.49046987518991758,0.1226174687974794]
[795,198.75,8,0.28125,0.98647661022001398,0.97100374806442324,0.46919847142026605,0.11729961785506651]
[796,199,8,0.29166666666666669,0.98622344529871753,0.94099450474161306,0.42702679941284372,0.10675669985321093]
[797,199.25,8,0.30208333333333331,0.98596807682509924,0.8959223643451999,0.36855728751622641,9.2139321879056602E-2]
[798,199.5,8,0.3125,0.98571051009665034,0.83651756394574284,0.29999848526445588,7.4999621316113971E-2]
[799,199.75,8,0.32291666666666669,0.98545075045646413,0.76373975536988148,0.2283126963317583,5.7078174082939574E-2]
[800,200,8,0.33333333333333331,0.98518880329312464,0.67876249451272197,0.16026820797704844,4.006705199426211E-2]
[801,200.25,8,0.34375,0.98492467404059481,0.5829543073788116,0.10153070843918147,2.5382677109795367E-2]
[802,200.5,8,0.35416666666666669,0.98465836817810426,0.47785663849947646,5.5922520946581442E-2,1.398063023664536E-2]
[803,200.75,8,0.36458333333333331,0.98438989123003495,0.36515903725201032,2.495399190561123E-2,6.2384979764028075E-3]
[804,201,8,0.375,0.98411924876580703,0.24667198174769861,7.6922490795378442E-3,1.923062269884461E-3]
[805,201.25,8,0.38541666666666669,0.98384644639976349,0.12429777765726632,9.8420136124442422E-4,2.4605034031110605E-4]
[806,201.5,8,0.39583333333333331,0.98357148979105302,-4.8195511688656991E-15,5.7373805427761225E-44,1.4343451356940306E-44]
[807,201.75,8,0.40625,0.98329438464351315,-0.12422803095068098,9.8254550800999652E-4,2.4563637700249913E-4]
[808,202,8,0.41666666666666669,0.98301513670555185,-0.24639523326390753,7.6663876408216269E-3,1.9165969102054067E-3]
[809,202.25,8,0.42708333333333331,0.98273375177002797,-0.36454469298034498,2.4828255748856821E-2,6.2070639372142052E-3]
[810,202.5,8,0.4375,0.9824502356741317,-0.47678502746177831,5.5547139101363115E-2,1.3886784775340779E-2]
[811,202.75,8,0.44791666666666669,0.98216459429926251,-0.5813206795326229,0.10067953183040158,2.5169882957600396E-2]
[812,203,8,0.45833333333333331,0.98187683357090849,-0.67648065693714177,0.15865728523150605,3.9664321307876511E-2]
[813,203.25,8,0.46875,0.98158695945852192,-0.76074525687241268,0.2256376820242707,5.6409420506067676E-2]
[814,203.5,8,0.47916666666666669,0.98129497797539655,-0.83277034796726213,0.29598494998521818,7.3996237496304546E-2]
[815,203.75,8,0.48958333333333331,0.9810008951785425,-0.89140882153431977,0.36301506844245746,9.0753767110614364E-2]
[816,204,8,0.5,0.98070471716856045,-0.93572886958722967,0.41989814496518513,0.10497453624129628]
[817,204.25,8,0.51041666666666663,0.98040645008951532,-0.96502879825111842,0.46059019743201657,0.11514754935800414]
[818,204.5,8,0.52083333333333337,0.98010610012880883,-0.97884814097768613,0.48066204603110196,0.12016551150777549]
[819,204.75,8,0.53125,0.97980367351705067,-0.97697489550729311,0.47790775979847683,0.11947693994961921]
[820,205,8,0.54166666666666663,0.97949917652793006,-0.95944877084126901,0.45264657873329645,0.11316164468332411]
[821,205.25,8,0.55208333333333337,0.97919261547808478,-0.92656039459593931,0.40767592695897886,0.10191898173974472]
[822,205.5,8,0.5625,0.97888399672697091,-0.87884649597462128,0.34788279144391693,8.6970697860979232E-2]
[823,205.75,8,0.57291666666666663,0.97857332667673025,-0.81708114417327715,0.2795692715548867,6.9892317888721675E-2]
[824,206,8,0.58333333333333337,0.9782606117720577,-0.74226318529246771,0.20958858841436495,5.2397147103591238E-2]
[825,206.25,8,0.59375,0.97794585850006799,-0.65560008174825035,0.14441452192530896,3.610363048132724E-2]
[826,206.5,8,0.60416666666666663,0.97762907339016025,-0.55848841578036934,8.9276340070171392E-2,2.2319085017542848E-2]
[827,206.75,8,0.61458333333333337,0.97731026301388368,-0.45249137202492196,4.748153795692639E-2,1.1870384489231597E-2]
[828,207,8,0.625,0.9769894339848002,-0.33931356239680138,2.0021542164842688E-2,5.005385541210672E-3]
[829,207.25,8,0.63541666666666663,0.97666659295834779,-0.22077359894182144,5.5148700300378314E-3,1.3787175075094579E-3]
[830,207.5,8,0.64583333333333337,0.97634174663170237,-9.8774856193009797E-2,4.9389324679178592E-4,1.2347331169794648E-4]
[831,207.75,8,0.65625,0.97601490174363859,2.4725106671292928E-2,7.7465511272224045E-6,1.9366377818056011E-6]
[832,208,8,0.66666666666666663,0.97568606507439049,0.14774597237640294,1.652878085517096E-3,4.13219521379274E-4]
[833,208.25,8,{"$f":"IF(A853<>\"\",MOD(B853,24)/24,\"\")","v":0.67708333333333337},0.97535524344551061,0.26831643602655508,{"$f":"ABS(0.5*1.025*1*(F853^3))","v":9.9000115160808311E-3},{"$f":"G853*$B$13","v":2.4750028790202078E-3}]
[{"$f":"IF(IF(A853<>\"\",A853+1<=$B$16,0),A853+1,\"\")","v":834},{"$f":"IF(A854<>\"\",A854*$B$13,\"\")","v":208.5},{"$f":"IF(A854<>\"\",ROUNDDOWN(A854*$B$13/24,0),\"\")","v":8},0.6875,{"$f":"IF(A854<>\"\",($B$4+$B$5)/2+($B$5-$B$4)/2*COS(2*PI()/$B$15*B854),\"\")","v":0.97502244371972835},{"$f":"IF(A854<>\"\",E854*COS(2*PI()/$B$7*B854),\"\")","v":0.38450580954777686},2.9134165819695957E-2,7.2835414549239893E-3]
[835,208.75,8,0.69791666666666663,0.97468767280080792,0.49445495315229704,6.1954672413287108E-2,1.5488668103321777E-2]
[836,209,8,0.70833333333333337,0.97435093763340475,0.59640603802633996,0.10872263378555252,2.7180658446388131E-2]
[837,209.25,8,0.71875,0.97401224520292162,0.68873066354172396,0.16743341170213868,4.1858352925534671E-2]
[838,209.5,8,0.72916666666666663,0.973671602535364,0.76995587903021279,0.23393294484546576,5.8483236211366439E-2]
[839,209.75,8,0.73958333333333337,0.97332901669719385,0.83878769410089749,0.30244751500811734,7.5611878752029335E-2]
[840,210,8,0.75,0.97298449479518334,0.89413170207739923,0.36635181699426356,9.1587954248565889E-2]
[841,210.25,8,0.76041666666666663,0.97263804397626707,0.93511048772513716,0.41906621860198279,0.1047665546504957]
[842,210.5,8,0.77083333333333337,0.97228967142739453,0.96107754227736797,0.45495574872624683,0.11373893718156171]
[843,210.75,8,0.78125,0.97193938437538008,0.97162746501656205,0.47010321064810123,0.11752580266202531]
[844,211,8,0.79166666666666663,0.97158719008675365,0.96660229041784129,0.46284686811802689,0.11571171702950672]
[845,211.25,8,0.80208333333333337,0.97123309586760997,0.94609384215218895,0.43400678305587131,0.10850169576396783]
[846,211.5,8,0.8125,0.97087710906345681,0.91044207907704922,0.386768267719444,9.6692066929861001E-2]
[847,211.75,8,0.82291666666666663,0.97051923705906251,0.86022946268440048,0.32623969967641026,8.1559924919102564E-2]
[848,212,8,0.83333333333333337,0.97015948727830303,0.79627143929842281,0.25874816936701034,6.4687042341752585E-2]
[849,212.25,8,0.84375,0.96979786718400807,0.71960319259185046,0.19097350289531151,4.7743375723827877E-2]
[850,212.5,8,0.85416666666666663,0.96943438427780571,0.6314628817233251,0.12904386178398064,3.226096544599516E-2]
[851,212.75,8,0.86458333333333337,0.96906904609996747,0.53327163663085464,7.7721169244793234E-2,1.9430292311198308E-2]
[852,213,8,0.875,0.96870186022925131,0.426610633847962,3.9791370698986341E-2,9.9478426747465851E-3]
[853,213.25,8,0.88541666666666663,0.96833283428274475,0.31319562281091795,1.5744936775632882E-2,3.9362341939082205E-3]
[854,213.5,8,0.89583333333333337,0.96796197591570676,0.19484931325392171,3.7913205782761851E-3,9.4783014456904628E-4]
[855,213.75,8,0.90625,0.96758929282140882,7.3472068294932774E-2,2.0326409323400169E-4,5.0816023308500423E-5]
[856,214,8,0.91666666666666663,0.96721479273097577,-4.8988625340341138E-2,6.0253132263948228E-5,1.5063283065987057E-5]
[857,214.25,8,0.92708333333333337,0.96683848341322498,-0.17056941925281968,2.5432987751284491E-3,6.3582469378211227E-4]
[858,214.5,8,0.9375,0.96646037267450513,-0.28932259539383498,1.2411975986629901E-2,3.1029939966574754E-3]
[859,214.75,8,0.94791666666666663,0.96608046835853467,-0.40334728281066146,3.3630341438068367E-2,8.4075853595170918E-3]
[860,215,8,0.95833333333333337,0.96569877834623907,-0.51081989856187815,6.831204540719811E-2,1.7078011351799528E-2]
[861,215.25,8,0.96875,0.96531531055558684,-0.61002332509592372,0.11634110738511393,2.9085276846278482E-2]
[862,215.5,8,0.97916666666666663,0.96493007294142585,-0.69937435704841944,0.17531657739141632,4.3829144347854079E-2]
[863,215.75,8,0.98958333333333337,0.96454307349531798,-0.77744897855602157,0.24082943213951649,6.0207358034879123E-2]
[864,216,9,0,0.96415432024537362,-0.84300506734772129,0.30703255407062746,7.6758138517656865E-2]
[865,216.25,9,1.0416666666666666E-2,0.96376382125608451,-0.89500216348869099,0.36742281919455377,9.1855704798638443E-2]
[866,216.5,9,2.0833333333333332E-2,0.96337158462815742,-0.93261798804439688,0.41572412982015861,0.10393103245503965]
[867,216.75,9,3.125E-2,0.96297761849834507,-0.95526144933722035,0.44674595062437927,0.11168648765609482]
[868,217,9,4.1666666666666664E-2,0.96258193103927825,-0.96258193103927825,0.45709554138562603,0.11427388534640651]
[869,217.25,9,5.2083333333333336E-2,0.96218453045929564,-0.95447471617221114,0.44564306783063301,0.11141076695765825]
[870,217.5,9,6.25E-2,0.96178542500227371,-0.93108246320370636,0.41367408055084559,0.1034185201377114]
[871,217.75,9,7.2916666666666671E-2,0.96138462294745586,-0.89279271384280112,0.36470841298848367,9.1177103247120916E-2]
[872,218,9,8.3333333333333329E-2,0.96098213260928067,-0.84023147582232838,0.30401198806690177,7.6002997016725443E-2]
[873,218.25,9,9.375E-2,0.96057796233720916,-0.7742529868948419,0.23787156947737687,5.9467892369344216E-2]
[874,218.5,9,0.10416666666666667,0.96017212051555167,-0.69592582744815812,0.17273595014180088,4.3183987535450219E-2]
[875,218.75,9,0.11458333333333333,0.95976461556329418,-0.60651560758770162,0.11434569358511443,2.8586423396278607E-2]
[876,219,9,0.125,0.95935545593392335,-0.50746450929985243,6.6974717821852561E-2,1.674367945546314E-2]
[877,219.25,9,0.13541666666666666,0.95894465011525132,-0.40036801452676762,3.2890614891464352E-2,8.2226537228660881E-3]
[878,219.5,9,0.14583333333333334,0.95853220662923977,-0.28694919484707437,1.2109017343079934E-2,3.0272543357699835E-3]
[879,219.75,9,0.15625,0.95811813403182278,-0.16903097725325419,2.4751001516479295E-3,6.1877503791198238E-4]
[880,220,9,0.16666666666666666,0.95770244091272949,-4.8506832627033265E-2,5.8492828316058784E-5,1.4623207079014696E-5]
[881,220.25,9,0.17708333333333334,0.95728513589530606,7.2689641570066757E-2,1.9683913679700144E-4,4.9209784199250359E-5]
[882,220.5,9,0.1875,0.95686622763633677,0.19261575554602023,3.6624296853155032E-3,9.1560742132887579E-4]
[883,220.75,9,0.19791666666666666,0.95644572482586421,0.30935088005517353,1.5172178282916145E-2,3.7930445707290363E-3]
[884,221,9,0.20833333333333334,0.95602363618700914,0.42102721812763211,3.824937890058349E-2,9.5623447251458726E-3]
[885,221.25,9,0.21875,0.9555999704757896,0.52585970243389835,7.4525267526597508E-2,1.8631316881649377E-2]
[886,221.5,9,0.22916666666666666,0.95517473648093909,0.62217453953513457,0.12343279831228018,3.0858199578070046E-2]
[887,221.75,9,0.23958333333333334,0.95474794302372457,0.70843594440492241,0.18221982879433379,4.5554957198583448E-2]
[888,222,9,0.25,0.95431959895776308,0.78327063805212438,0.24628015028910019,6.1570037572275048E-2]
[889,222.25,9,0.26041666666666669,0.95388971316883853,0.84548971734546829,0.30975538148026849,7.7438845370067122E-2]
[890,222.5,9,0.27083333333333331,0.95345829457471665,0.89410754865076292,0.36632212870778846,9.1580532176947116E-2]
[891,222.75,9,0.28125,0.95302535212496076,0.92835738495391518,0.41005249549888911,0.10251312387472228]
[892,223,9,0.29166666666666669,0.95259089480074588,0.94770345897969799,0.43622571880938715,0.10905642970234679]
[893,223.25,9,0.30208333333333331,0.95215493161467213,0.95184936157549127,0.44197584884465363,0.11049396221116341]
[894,223.5,9,0.3125,0.95171747161057818,0.94074257439669462,0.42668391045290149,0.10667097761322537]
[895,223.75,9,0.32291666666666669,0.95127852386335321,0.91457508774354979,0.39205949113427135,9.8014872783567838E-2]
[896,224,9,0.33333333333333331,0.95083809747874914,0.87378009726421191,0.34190095545162741,8.5475238862906852E-2]
[897,224.25,9,{"$f":"IF(A917<>\"\",MOD(B917,24)/24,\"\")","v":0.34375},0.95039620159319116,0.81902483614603283,{"$f":"ABS(0.5*1.025*1*(F917^3))","v":0.28156915940838739},{"$f":"G917*$B$13","v":7.0392289852096848E-2}]
[{"$f":"IF(IF(A917<>\"\",A917+1<=$B$16,0),A917+1,\"\")","v":898},{"$f":"IF(A918<>\"\",A918*$B$13,\"\")","v":224.5},{"$f":"IF(A918<>\"\",ROUNDDOWN(A918*$B$13/24,0),\"\")","v":9},0.35416666666666669,{"$f":"IF(A918<>\"\",($B$4+$B$5)/2+($B$5-$B$4)/2*COS(2*PI()/$B$15*B918),\"\")","v":0.94995284537358904},{"$f":"IF(A918<>\"\",E918*COS(2*PI()/$B$7*B918),\"\")","v":0.75119966135636473},0.21725011757395499,5.4312529393488747E-2]
[899,224.75,9,0.36458333333333331,0.94950803801714578,0.67140357247305316,0.15511179119235141,3.8777947798087853E-2]
[900,225,9,0.375,0.94906178875116798,0.5809263987019746,0.10047481302493375,2.5118703256233436E-2]
[901,225.25,9,0.38541666666666669,0.94861410683287395,0.48122794290177034,5.7114500231142742E-2,1.4278625057785686E-2]
[902,225.5,9,0.39583333333333331,0.94816500154920125,0.37391441997445085,2.6792331726460228E-2,6.698082931615057E-3]
[903,225.75,9,0.40625,0.94771448221661481,0.26071257005891252,9.0819641299981334E-3,2.2704910324995334E-3]
[904,226,9,0.41666666666666669,0.94726255818091332,0.14344186389862568,1.512591408584889E-3,3.7814785214622225E-4]
[905,226.25,9,0.42708333333333331,0.94680923881703494,2.3985247956033743E-2,7.0717436184995259E-6,1.7679359046248815E-6]
[906,226.5,9,0.4375,0.94635453352886367,-9.574110016231463E-2,4.4976857746508624E-4,1.1244214436627156E-4]
[907,226.75,9,0.44791666666666669,0.94589845174903342,-0.21381851998601983,5.0099088805912887E-3,1.2524772201478222E-3]
[908,227,9,0.45833333333333331,0.94544100293873323,-0.32835662657550124,1.8143924305891568E-2,4.5359810764728919E-3]
[909,227.25,9,0.46875,0.94498219658750993,-0.43752358575910222,4.2923811476253453E-2,1.0730952869063363E-2]
[910,227.5,9,0.47916666666666669,0.94452204221307223,-0.53957542117275659,8.0510096079088947E-2,2.0127524019772237E-2]
[911,227.75,9,0.48958333333333331,0.94406054936109285,-0.63288388406871743,0.12991699903007162,3.2479249757517904E-2]
[912,228,9,0.5,0.94359772760501059,-0.71596244037476053,0.18808951593334342,4.7022378983335854E-2]
[913,228.25,9,0.51041666666666663,0.94313358654583146,-0.7874899601240537,0.25028161372181351,6.2570403430453378E-2]
[914,228.5,9,0.52083333333333337,0.94266813581192999,-0.84633173164064035,0.31068174978411628,7.767043744602907E-2]
[915,228.75,9,0.53125,0.94220138505884932,-0.89155746615054632,0.36319669969648466,9.0799174924121165E-2]
[916,229,9,0.54166666666666663,0.94173334396910047,-0.92245600709356956,0.40228224008636776,0.10057056002159194]
[917,229.25,9,0.55208333333333337,0.94126402225196226,-0.93854651155110547,0.42370273677294368,0.10592568419323592]
[918,229.5,9,0.5625,0.9407934296432795,-0.93958592802281116,0.42511201648629399,0.1062780041215735]
[919,229.75,9,0.57291666666666663,0.94032157590526044,-0.9255726543645203,0.40637353327910025,0.10159338331977506]
[920,230,9,0.58333333333333337,0.93984847082627543,-0.89674632108290508,0.36957508093330937,9.2393770233327344E-2]
[921,230.25,9,0.59375,0.93937412422065314,-0.85358370738179634,0.31873680917643588,7.9684202294108969E-2]
[922,230.5,9,0.60416666666666663,0.93889854592847677,-0.79679085937237082,0.25925485594227993,6.4813713985569982E-2]
[923,230.75,9,0.61458333333333337,0.93842174581538063,-0.72729154069935176,0.19716030366623533,4.9290075916558831E-2]
[924,231,9,0.625,0.93794373377234497,-0.64621220452347206,0.13829909480780897,3.4574773701952242E-2]
[925,231.25,9,0.63541666666666663,0.93746451971549072,-0.55486373139681067,8.7549341546611065E-2,2.1887335386652766E-2]
[926,231.5,9,0.64583333333333337,0.93698411358587441,-0.45472022918367061,4.8186645619107314E-2,1.2046661404776829E-2]
[927,231.75,9,0.65625,0.93650252534928102,-0.3473952379918378,2.1486488860732813E-2,5.3716222151832032E-3]
[928,232,9,0.66666666666666663,0.93601976499601813,-0.23461572434046113,6.6185860168130606E-3,1.6546465042032651E-3]
[929,232.25,9,0.67708333333333337,0.93553584254070821,-0.11819428384588464,8.462200095803354E-4,2.1155500239508385E-4]
[930,232.5,9,0.6875,0.93505076802208076,7.3309767748497209E-15,2.0192002931171067E-43,5.0480007327927668E-44]
[931,232.75,9,0.69791666666666663,0.93456455150276452,0.11807157230089171,8.435870601078985E-4,2.1089676502697463E-4]
[932,233,9,0.70833333333333337,0.93407720306907838,0.23412881627440565,6.57746397184872E-3,1.64436599296218E-3]
[933,233.25,9,0.71875,0.93358873283082211,0.34631436782011182,2.1286555883584888E-2,5.321638970896222E-3]
[934,233.5,9,0.72916666666666663,0.93309915092106688,0.45283484917808076,4.7589746912908626E-2,1.1897436728227156E-2]
[935,233.75,9,0.73958333333333337,0.93260846749594495,0.55198954555007429,8.6195863966966643E-2,2.1548965991741661E-2]
[936,234,9,0.75,0.93211669273443887,0.64219756601226896,0.13573749663853021,3.3934374159632553E-2]
[937,234.25,9,0.76041666666666663,0.9316238368381704,0.72202305484465479,0.19290659055206291,4.8226647638015728E-2]
[938,234.5,9,0.77083333333333337,0.93112991003118906,0.79019805112957775,0.25287257585081391,6.3218143962703477E-2]
[939,234.75,9,0.78125,0.93063492255975977,0.84564263261624895,0.30992347895414712,7.7480869738536781E-2]
[940,235,9,0.79166666666666663,0.93013888469215034,0.88748202378893914,0.3582387533240724,8.95596883310181E-2]
[941,235.25,9,0.80208333333333337,0.92964180671841878,0.91506039710322462,0.39268394874019658,9.8170987185049144E-2]
[942,235.5,9,0.8125,0.9291436989501991,0.92795114967553527,0.40951443253613623,0.10237860813403406]
[943,235.75,9,0.82291666666666663,0.92864457172048853,0.92596349446555914,0.40688854681959574,0.10172213670489894]
[944,236,9,0.83333333333333337,0.92814443538343183,0.90914526426496101,0.38511790660005618,9.6279476650014045E-2]
[945,236.25,9,0.84375,0.9276433003141078,0.8777818876459399,0.34662007790409383,8.6655019476023457E-2]
[946,236.5,9,0.85416666666666663,0.9271411769083131,0.83239155745124416,0.29558124215681442,7.3895310539203604E-2]
[947,236.75,9,0.86458333333333337,0.9266380755823469,0.77371667343786632,0.23737760157065241,5.9344400392663102E-2]
[948,237,9,0.875,0.926134006772795,0.70271170034087671,0.17783835147284893,4.4459587868212233E-2]
[949,237.25,9,0.88541666666666663,0.92562898093631329,0.62052763994640103,0.12245520858673702,3.0613802146684254E-2]
[950,237.5,9,0.89583333333333337,0.92512300854941032,0.52849336983714057,7.5650621375508931E-2,1.8912655343877233E-2]
[951,237.75,9,0.90625,0.92461610010823048,0.42809415143567348,4.0207933552468073E-2,1.0051983388117018E-2]
[952,238,9,0.91666666666666663,0.92410826612833652,0.32094765502368072,1.6943241083708732E-2,4.235810270927183E-3]
[953,238.25,9,0.92708333333333337,0.92359951714449051,0.20877788884257573,4.6638800769386599E-3,1.165970019234665E-3]
[954,238.5,9,0.9375,0.923089863710436,9.3387452555191292E-2,4.1740673863654174E-4,1.0435168465913543E-4]
[955,238.75,9,0.94791666666666663,0.92257931639867918,-2.3371438253593422E-2,6.5425972601313567E-6,1.6356493150328392E-6]
[956,239,9,0.95833333333333337,0.92206788580026877,-0.13962669065508329,1.3950802934398325E-3,3.4877007335995812E-4]
[957,239.25,9,0.96875,0.92155558252457725,-0.25351635843970005,8.3504875628306833E-3,2.0876218907076708E-3]
[958,239.5,9,0.97916666666666663,0.92104241719908031,-0.3632184700301892,2.4558262881346347E-2,6.1395657203365869E-3]
[959,239.75,9,0.98958333333333337,0.9205284004691362,-0.46698018229922428,5.2190231209827014E-2,1.3047557802456753E-2]
[960,240,10,0,0.92001354299776528,-0.56314579369380313,9.152851231342192E-2,2.288212807835548E-2]
[961,240.25,10,{"$f":"IF(A981<>\"\",MOD(B981,24)/24,\"\")","v":1.0416666666666666E-2},0.91949785546542873,-0.65018316888609817,{"$f":"ABS(0.5*1.025*1*(F981^3))","v":0.14086433139662494},{"$f":"G981*$B$13","v":3.5216082849156234E-2}]
[{"$f":"IF(IF(A981<>\"\",A981+1<=$B$16,0),A981+1,\"\")","v":962},{"$f":"IF(A982<>\"\",A982*$B$13,\"\")","v":240.5},{"$f":"IF(A982<>\"\",ROUNDDOWN(A982*$B$13/24,0),\"\")","v":10},2.0833333333333332E-2,{"$f":"IF(A982<>\"\",($B$4+$B$5)/2+($B$5-$B$4)/2*COS(2*PI()/$B$15*B982),\"\")","v":0.91898134856980673},{"$f":"IF(A982<>\"\",E982*COS(2*PI()/$B$7*B982),\"\")","v":-0.72670815314729098},0.19668623533469912,4.9171558833674779E-2]
[963,240.75,10,3.125E-2,0.91846403302557711,-0.79150658735144053,0.25413089775779485,6.3532724439448712E-2]
[964,241,10,4.1666666666666664E-2,0.91794591956419214,-0.84355357342843307,0.30763226157988266,7.6908065394970665E-2]
[965,241.25,10,5.2083333333333336E-2,0.91742701893365708,-0.88202968456804942,0.35167660176449556,8.7919150441123889E-2]
[966,241.5,10,6.25E-2,0.91690734189830647,-0.90633386381036141,0.38155617891785343,9.5389044729463357E-2]
[967,241.75,10,7.2916666666666671E-2,0.91638689923858041,-0.91609280804458748,0.39401457821898617,9.8503644554746542E-2]
[968,242,10,8.3333333333333329E-2,0.91586570175080229,-0.91116669101866377,0.38769247813802027,9.6923119534505067E-2]
[969,242.25,10,9.375E-2,0.91534376024695374,-0.89165113782337346,0.36331118973764925,9.0827797434412313E-2]
[970,242.5,10,0.10416666666666667,0.91482108555445041,-0.85787542351179058,0.32356873320566432,8.0892183301416079E-2]
[971,242.75,10,0.11458333333333333,0.91429768851591775,-0.81039692907990457,0.27276411244207499,6.8191028110518748E-2]
[972,243,10,0.125,0.91377357998896613,-0.74999194799603086,0.21620397384945461,5.4050993462363653E-2]
[973,243.25,10,0.13541666666666666,0.9132487708459649,-0.67764299486404844,0.15947651230507062,3.9869128076267656E-2]
[974,243.5,10,0.14583333333333334,0.91272327197381786,-0.59452282370393561,0.10769597321207246,2.6923993303018114E-2]
[975,243.75,10,0.15625,0.91219709427373663,-0.50197541583954608,6.4824804282308246E-2,1.6206201070577061E-2]
[976,244,10,0.16666666666666666,0.91167024866101465,-0.40149424565940145,3.3168959295675843E-2,8.2922398239189607E-3]
[977,244.25,10,0.17708333333333334,0.91114274606480128,-0.29469817579282925,1.311674913009841E-2,3.2791872825246025E-3]
[978,244.5,10,0.1875,0.91061459742787432,-0.18330537083335446,3.1565991814271185E-3,7.8914979535677963E-4]
[979,244.75,10,0.19791666666666666,0.91008581370641328,-6.9105650046942108E-2,1.6913540955136854E-4,4.2283852387842135E-5]
[980,245,10,0.20833333333333334,0.90955640586977271,4.6068275969229446E-2,5.0107155479832933E-5,1.2526788869958233E-5]
[981,245.25,10,0.21875,0.90902638490025356,0.1603702223462902,2.1138056954445534E-3,5.2845142386113834E-4]
[982,245.5,10,0.22916666666666666,0.90849576179287617,0.27197012845837759,1.0309972073341795E-2,2.5774930183354488E-3]
[983,245.75,10,0.23958333333333334,0.9079645475551521,0.3790833632803246,2.7918883404179674E-2,6.9797208510449186E-3]
[984,246,10,0.25,0.90743275320685501,0.4799992682383401,5.6678140781144776E-2,1.4169535195286194E-2]
[985,246.25,10,0.26041666666666669,0.90690038977979337,0.57310848098519152,9.647268716530695E-2,2.4118171791326738E-2]
[986,246.5,10,0.27083333333333331,0.90636746831758053,0.65692860361570715,0.1452942361129364,3.6323559028234101E-2]
[987,246.75,10,0.28125,0.90583399987540603,0.73012780589717219,0.1994759465193352,4.98689866298338E-2]
[988,247,10,0.29166666666666669,0.90529999551980622,0.7915459876784483,0.25416885071638379,6.3542212679095947E-2]
[989,247.25,10,0.30208333333333331,0.90476546632843491,0.84021316421530112,0.30399211202002169,7.5998028005005422E-2]
[990,247.5,10,0.3125,0.90423042338983317,0.87536478306639898,0.34376454379529037,8.5941135948822592E-2]
[991,247.75,10,0.32291666666666669,0.90369487780319946,0.89645373074721202,0.36921344414829038,9.2303361037072595E-2]
[992,248,10,0.33333333333333331,0.90315884067815966,0.90315884067815966,0.37756026480069232,9.4390066200173081E-2]
[993,248.25,10,0.34375,0.90262232313453605,0.89538977026921152,0.36790039545516323,9.1975098863790808E-2]
[994,248.5,10,0.35416666666666669,0.90208533630211718,0.87328817333880482,0.34132382652435522,8.5330956631088806E-2]
[995,248.75,10,0.36458333333333331,0.90154789132042679,0.83722515353275928,0.30076041336835629,7.5190103342089074E-2]
[996,249,10,0.375,0.90100999933849246,0.78779504403404155,0.25057261354146654,6.2643153385366634E-2]
[997,249.25,10,0.38541666666666669,0.90047167151461494,0.72580561768045126,0.19595432145445651,4.8988580363614129E-2]
[998,249.5,10,0.39583333333333331,0.89993291901613581,0.65226488869293819,0.1422217025084456,3.5555425627111399E-2]
[999,249.75,10,0.40625,0.89939375301920665,0.56836472164882734,9.4096877077116281E-2,2.352421926927907E-2]
[1000,250,10,0.41666666666666669,0.89885418470855705,0.47546151424260163,5.5085840110721693E-2,1.3771460027680423E-2]
[1001,250.25,10,0.42708333333333331,0.8983142252772619,0.37505426695084126,2.7038101993818588E-2,6.7595254984546471E-3]
[1002,250.5,10,0.4375,0.89777388592650986,0.26876039421488568,9.9492347492858898E-3,2.4873086873214724E-3]
[1003,250.75,10,0.44791666666666669,0.89723317786537116,0.15828966751774978,2.0325983577465889E-3,5.0814958943664723E-4]
[1004,251,10,0.45833333333333331,0.89669211231056423,4.5416710192754402E-2,4.8011014954011375E-5,1.2002753738502844E-5]
[1005,251.25,10,0.46875,0.89615070048622392,-6.8047513503055726E-2,1.6148442857866907E-4,4.0371107144667267E-5]
[1006,251.5,10,0.47916666666666669,0.89560895362366821,-0.18028475694260668,3.0031076196229529E-3,7.5077690490573821E-4]
[1007,251.75,10,0.48958333333333331,0.89506688296116499,-0.28949863098890621,1.2434645622135101E-2,3.1086614055337754E-3]
[1008,252,10,0.5,0.89452449974369963,-0.39394335811214387,3.133251222100817E-2,7.8331280552520425E-3]
[1009,252.25,10,0.51041666666666663,0.89398181522274101,-0.49195168047178095,6.1018456122980409E-2,1.5254614030745102E-2]
[1010,252.5,10,0.52083333333333337,0.89343884065600843,-0.58196147579857105,0.10101283948040067,2.5253209870100168E-2]
[1011,252.75,10,0.53125,0.89289558730723806,-0.66254065617114843,0.1490498249097181,3.7262456227429526E-2]
[1012,253,10,0.54166666666666663,0.89235206644594955,-0.73240995282460597,0.20135229396944401,5.0338073492361003E-2]
[1013,253.25,10,0.55208333333333337,0.89180828934721146,-0.79046322449758921,0.25312723698520456,6.3281809246301141E-2]
[1014,253.5,10,0.5625,0.89126426729140829,-0.83578496695902305,0.29921098631520343,7.4802746578800858E-2]
[1015,253.75,10,0.57291666666666663,0.89072001156400582,-0.86766474660713466,0.33477246240060965,8.3693115600152412E-2]
[1016,254,10,0.58333333333333337,0.8901755334553173,-0.88560833066871236,0.35597454964638464,8.899363741159616E-2]
[1017,254.25,10,0.59375,0.88963084426026928,-0.88934533974528851,0.36049991836825396,9.0124979592063489E-2]
[1018,254.5,10,0.60416666666666663,0.88908595527816681,-0.87883330439746687,0.34786712640859335,8.6966781602148338E-2]
[1019,254.75,10,0.61458333333333337,0.88854087781245994,-0.85425806522863568,0.31949284231989578,7.9873210579973944E-2]
[1020,255,10,0.625,0.88799562317050851,-0.81603051459711462,0.27849221979687222,6.9623054949218055E-2]
[1021,255.25,10,0.63541666666666663,0.8874502026633474,-0.7647797367094652,0.22924664436012615,5.7311661090031538E-2]
[1022,255.5,10,0.64583333333333337,0.88690462760545297,-0.70134266048814897,0.17680096828164393,4.4200242070410983E-2]
[1023,255.75,10,0.65625,0.88635890931450734,-0.62675039534139398,0.12617628008903659,3.1544070022259146E-2]
[1024,256,10,0.66666666666666663,0.88581305911116359,-0.54221147290078631,8.1695846676833161E-2,2.042396166920829E-2]
[1025,256.25,10,{"$f":"IF(A1045<>\"\",MOD(B1045,24)/24,\"\")","v":0.67708333333333337},0.88526708831881185,-0.44909226708913447,{"$f":"ABS(0.5*1.025*1*(F1045^3))","v":4.6419515238703399E-2},{"$f":"G1045*$B$13","v":1.160487880967585E-2}]
[{"$f":"IF(IF(A1045<>\"\",A1045+1<=$B$16,0),A1045+1,\"\")","v":1026},{"$f":"IF(A1046<>\"\",A1046*$B$13,\"\")","v":256.5},{"$f":"IF(A1046<>\"\",ROUNDDOWN(A1046*$B$13/24,0),\"\")","v":10},0.6875,{"$f":"IF(A1046<>\"\",($B$4+$B$5)/2+($B$5-$B$4)/2*COS(2*PI()/$B$15*B1046),\"\")","v":0.88472100826334354},{"$f":"IF(A1046<>\"\",E1046*COS(2*PI()/$B$7*B1046),\"\")","v":-0.34889490975041226},2.176595713806544E-2,5.44148928451636E-3]
[1027,256.75,10,0.69791666666666663,0.88417483027291643,-0.24323305880341409,7.3749940420481767E-3,1.8437485105120442E-3]
[1028,257,10,0.70833333333333337,0.88362856567772041,-0.13380590984012236,1.2277777424432711E-3,3.0694443561081778E-4]
[1029,257.25,10,0.71875,0.88308222580974172,-2.237086974148492E-2,5.7377612994367834E-6,1.4344403248591958E-6]
[1030,257.5,10,0.72916666666666663,0.88253582200252778,8.9284668205797793E-2,3.6477455550383006E-4,9.1193638875957514E-5]
[1031,257.75,10,0.73958333333333337,0.88198936559095298,0.19937199436720582,4.0614988019027588E-3,1.0153747004756897E-3]
[1032,258,10,0.75,0.88144286791098247,0.30612973810808175,1.4703151412281729E-2,3.6757878530704322E-3]
[1033,258.25,10,0.76041666666666663,0.88089634029943775,0.40785204936313518,3.4769769880277017E-2,8.6924424700692542E-3]
[1034,258.5,10,0.77083333333333337,0.88034979409376135,0.50291585553101936,6.5189830751850017E-2,1.6297457687962504E-2]
[1035,258.75,10,0.78125,0.87980324063178095,0.58980675818316897,0.10515334762550135,2.6288336906375338E-2]
[1036,259,10,0.79166666666666663,0.87925669125147543,0.66714315641904531,0.15217768595663417,3.8044421489158542E-2]
[1037,259.25,10,0.80208333333333337,0.87871015729073876,0.73369821263581225,0.20241665932150532,5.060416483037633E-2]
[1038,259.5,10,0.8125,0.87816365008714481,0.7884193115342476,0.25116876476390726,6.2792191190976815E-2]
[1039,259.75,10,0.82291666666666663,0.87761718097771257,0.83044470378676882,0.29351211293792151,7.3378028234480377E-2]
[1040,260,10,0.83333333333333337,0.87707076129867112,0.8591170712891697,0.32497572128497704,8.1243930321244259E-2]
[1041,260.25,10,0.84375,0.87652440238522356,0.87399380057028864,0.3421518763734559,8.5537969093363975E-2]
[1042,260.5,10,0.85416666666666663,0.87597811557131255,0.87485380394166201,0.34316289522800814,8.5790723807002034E-2]
[1043,260.75,10,0.86458333333333337,0.87543191218938565,0.86170078347981671,0.32791654776927942,8.1979136942319855E-2]
[1044,261,10,0.875,0.87488580357015877,0.83476289005338566,0.29811461767241632,7.4528654418104079E-2]
[1045,261.25,10,0.88541666666666663,0.87433980104238262,0.79448878741939,0.25701424039179194,6.4253560097947984E-2]
[1046,261.5,10,0.89583333333333337,0.87379391593260713,0.74154018899005436,0.20897673984002874,5.2244184960007184E-2]
[1047,261.75,10,0.90625,0.87324815956494606,0.67678099129195624,0.15886869434328779,3.9717173585821948E-2]
[1048,262,10,0.91666666666666663,0.87270254326084273,0.60126318249994004,0.11140064451539838,2.7850161128849596E-2]
[1049,262.25,10,0.92708333333333337,0.87215707833883505,0.51620975586158768,7.049730157356332E-2,1.762432539339083E-2]
[1050,262.5,10,0.9375,0.87161177611432017,0.42299490551346808,3.8788169094131526E-2,9.6970422735328816E-3]
[1051,262.75,10,0.94791666666666663,0.87106664789932042,0.32312182536921003,1.7289910709238489E-2,4.3224776773096224E-3]
[1052,263,10,0.95833333333333337,0.87052170500224857,0.21819846974498694,5.3241339237273576E-3,1.3310334809318394E-3]
[1053,263.25,10,0.96875,0.86997695872767267,0.10991166658027998,6.8049548643701722E-4,1.7012387160925431E-4]
[1054,263.5,10,0.97916666666666663,0.86943242037608237,2.9826088661713137E-15,1.3598242547617389E-44,3.3995606369043472E-45]
[1055,263.75,10,0.98958333333333337,0.86888810124365345,-0.10977410185567262,6.7794357193353533E-4,1.6948589298338383E-4]
[1056,264,11,0,0.86834401262201466,-0.21765262563541893,5.2842773215550564E-3,1.3210693303887641E-3]
[1057,264.25,11,1.0416666666666666E-2,0.86780016579801278,-0.32191012513749917,1.7096128773779817E-2,4.2740321934449542E-3]
[1058,264.5,11,2.0833333333333332E-2,0.8672565720534785,-0.42088131643553472,3.8209628153962095E-2,9.5524070384905239E-3]
[1059,264.75,11,3.125E-2,0.8667132426649925,-0.51298767447975513,6.9185432651510434E-2,1.7296358162877608E-2]
[1060,265,11,4.1666666666666664E-2,0.86617018890365183,-0.59676260644415124,0.10891775373907243,2.7229438434768109E-2]
[1061,265.25,11,5.2083333333333336E-2,0.86562742203483523,-0.67087480043028469,0.15474559921430167,3.8686399803575418E-2]
[1062,265.5,11,6.25E-2,0.86508495331797042,-0.73414937787841628,0.20279029875928953,5.0697574689822382E-2]
[1063,265.75,11,7.2916666666666671E-2,0.86454279400630019,-0.78558651369108667,0.24847112561427009,6.2117781403567524E-2]
[1064,266,11,8.3333333333333329E-2,0.86400095534664856,-0.82437722906338395,0.28712554418594932,7.178138604648733E-2]
[1065,266.25,11,9.375E-2,0.86345944857918777,-0.84991610767642867,0.31464588043406944,7.8661470108517359E-2]
[1066,266.5,11,0.10416666666666667,0.86291828493720557,-0.86181073550652088,0.32804208910738147,8.2010522276845368E-2]
[1067,266.75,11,0.11458333333333333,0.86237747564687128,-0.85988771723387836,0.32585103600618126,8.1462759001545315E-2]
[1068,267,11,0.125,0.86183703192700345,-0.8441951772526799,0.30833474760377455,7.7083686900943638E-2]
[1069,267.25,11,0.13541666666666666,0.86129696498883734,-0.81500170970417352,0.27744022571960431,6.9360056429901076E-2]
[1070,267.5,11,0.14583333333333334,0.86075728603579171,-0.7727917988715246,0.23652735942498726,5.9131839856246815E-2]
[1071,267.75,11,0.15625,0.86021800626323697,-0.71825778777660854,0.18990434454019336,4.7476086135048341E-2]
[1072,268,11,0.16666666666666666,0.85967913685826258,-0.65228852800073889,0.14223716621578594,3.5559291553946486E-2]
[1073,268.25,11,0.17708333333333334,0.85914068899944529,-0.57595489673137334,9.7917269571628579E-2,2.4479317392907145E-2]
[1074,268.5,11,0.1875,0.85860267385661715,-0.49049241696967882,6.0477072806317686E-2,1.5119268201579422E-2]
[1075,268.75,11,0.19791666666666666,0.85806510259063329,-0.39728126292317573,3.2135726171835889E-2,8.0339315429589723E-3]
[1076,269,11,0.20833333333333334,0.85752798635314131,-0.29782397412188749,1.3538571198109545E-2,3.3846427995273863E-3]
[1077,269.25,11,0.21875,0.85699133628634949,-0.19372123807451028,3.7258518109297084E-3,9.3146295273242711E-4]
[1078,269.5,11,0.22916666666666666,0.85645516352279516,-8.6646131751057495E-2,3.3338143065288174E-4,8.3345357663220434E-5]
[1079,269.75,11,0.23958333333333334,0.85591947918511468,2.1682763641300409E-2,5.2244163124732273E-6,1.3061040781183068E-6]
[1080,270,11,0.25,0.85538429438581209,0.12952894261117098,1.113766960279624E-3,2.7844174006990601E-4]
[1081,270.25,11,0.26041666666666669,0.85484962022702871,0.23516580751410007,6.6652493300350234E-3,1.6663123325087559E-3]
[1082,270.5,11,0.27083333333333331,0.85431546780031287,0.3369043068409257,1.9598081450540893E-2,4.8995203626352232E-3]
[1083,270.75,11,0.28125,0.85378184818639014,0.43311993731714216,4.1640735941259055E-2,1.0410183985314764E-2]
[1084,271,11,0.29166666666666669,0.85324877245493258,0.52227867822112484,7.3013095050783711E-2,1.8253273762695928E-2]
[1085,271.25,11,0.30208333333333331,0.85271625166433018,0.60296144397982943,0.1123472630174302,2.808681575435755E-2]
[1086,271.5,11,0.3125,0.85218429686146091,0.67388666535735964,0.15683914210245348,3.9209785525613369E-2]
[1087,271.75,11,0.32291666666666669,0.85165291908146135,0.73393064001591601,0.20260909026353321,5.0652272565883304E-2]
[1088,272,11,0.33333333333333331,0.85112212934749798,0.78214532940672643,0.24522019784137522,6.1305049460343805E-2]
[1089,272.25,11,{"$f":"IF(A1109<>\"\",MOD(B1109,24)/24,\"\")","v":0.34375},0.85059193867053917,0.81777332025137617,{"$f":"ABS(0.5*1.025*1*(F1109^3))","v":0.28028037034560432},{"$f":"G1109*$B$13","v":7.0070092586401081E-2}]
[{"$f":"IF(IF(A1109<>\"\",A1109+1<=$B$16,0),A1109+1,\"\")","v":1090},{"$f":"IF(A1110<>\"\",A1110*$B$13,\"\")","v":272.5},{"$f":"IF(A1110<>\"\",ROUNDDOWN(A1110*$B$13/24,0),\"\")","v":11},0.35416666666666669,{"$f":"IF(A1110<>\"\",($B$4+$B$5)/2+($B$5-$B$4)/2*COS(2*PI()/$B$15*B1110),\"\")","v":0.85006235804912533},{"$f":"IF(A1110<>\"\",E1110*COS(2*PI()/$B$7*B1110),\"\")","v":0.84025971463522386},0.30404264114200685,7.6010660285501713E-2]
[1091,272.75,11,0.36458333333333331,0.84953339846914222,0.8492607622150663,0.31391859879105821,7.8479649697764553E-2]
[1092,273,11,0.375,0.8490050709035919,0.84464910044614405,0.30883238926452328,7.7208097316130819E-2]
[1093,273.25,11,0.38541666666666669,0.84847738631236602,0.82651552321579602,0.28936560880236845,7.2341402200592111E-2]
[1094,273.5,11,0.39583333333333331,0.84795035564201804,0.79516725395817911,0.25767324723271567,6.4418311808178919E-2]
[1095,273.75,11,0.40625,0.84742398982553568,0.75112275532269601,0.2171833997547184,5.42958499386796E-2]
[1096,274,11,0.41666666666666669,0.84689829978211506,0.695103162881754,0.17212409257117456,4.303102314279364E-2]
[1097,274.25,11,0.42708333333333331,0.84637329641693371,0.62802048430423085,0.12694491177848433,3.1736227944621082E-2]
[1098,274.5,11,0.4375,0.845848990620924,0.5509627570288349,8.5715744044964501E-2,2.1428936011241125E-2]
[1099,274.75,11,0.44791666666666669,0.84532539327054801,0.46517640592196691,5.1587787995597559E-2,1.289694699889939E-2]
[1100,275,11,0.45833333333333331,0.84480251522757122,0.37204608692740687,2.6392716518419252E-2,6.598179129604813E-3]
[1101,275.25,11,0.46875,0.84428036733883749,0.27307234260167979,1.043583052782701E-2,2.6089576319567524E-3]
[1102,275.5,11,0.47916666666666669,0.84375896043604393,0.16984743004731245,2.511139327224853E-3,6.2778483180621326E-4]
[1103,275.75,11,0.48958333333333331,0.84323830533551647,6.4029710558139469E-2,1.3453599208375881E-4,3.3633998020939703E-5]
[1104,276,11,0.5,0.84271841283798499,-4.2682987175324302E-2,3.9852749342929142E-5,9.9631873357322855E-6]
[1105,276.25,11,0.51041666666666663,0.84219929372835978,-0.14858060254204561,1.681048391304761E-3,4.2026209782619026E-4]
[1106,276.5,11,0.52083333333333337,0.84168095877550764,-0.25196824036623916,8.1984410627290918E-3,2.0496102656822729E-3]
[1107,276.75,11,0.53125,0.84116341873202793,-0.35119329130187887,2.2198953589403641E-2,5.5497383973509102E-3]
[1108,277,11,0.54166666666666663,0.84064668433403089,-0.44467184141339999,4.506223793189066E-2,1.1265559482972665E-2]
[1109,277.25,11,0.55208333333333337,0.84013076630091299,-0.53091394901765754,7.6694863287684392E-2,1.9173715821921098E-2]
[1110,277.5,11,0.5625,0.83961567533513659,-0.60854738552741339,0.11549869374158073,2.8874673435395182E-2]
[1111,277.75,11,0.57291666666666663,0.83910142212200634,-0.67633946213478424,0.15855796128864466,3.9639490322161165E-2]
[1112,278,11,0.58333333333333337,0.83858801732944832,-0.7332165952914047,0.20201830727497597,5.0504576818743992E-2]
[1113,278.25,11,0.59375,0.8380754716077885,-0.77828130057651512,0.24160374267466669,6.0400935668666673E-2]
[1114,278.5,11,0.60416666666666663,0.83756379558953209,-0.81082634610095838,0.27319794291900412,6.829948572975103E-2]
[1115,278.75,11,0.61458333333333337,0.83705299988914239,-0.83034584240188658,0.29340730080677951,7.3351825201694879E-2]
[1116,279,11,0.625,0.83654309510282099,-0.83654309510282099,0.30002595465380627,7.5006488663451568E-2]
[1117,279.25,11,0.63541666666666663,0.83603409180828836,-0.82933509865108646,0.29233714881218431,7.3084287203046078E-2]
[1118,279.5,11,0.64583333333333337,0.83552600056456328,-0.80885360336434153,0.27120871652591366,6.7802179131478416E-2]
[1119,279.75,11,0.65625,0.83501883191174509,-0.77544274295416515,0.23896983162716146,5.9742457906790364E-2]
[1120,280,11,0.66666666666666663,0.83451259637079411,-0.72965326476683068,0.1990872555376817,4.9771813884420424E-2]
[1121,280.25,11,0.67708333333333337,0.83400730444331372,-0.67223345930839917,0.15568767914507606,3.8921919786269014E-2]
[1122,280.5,11,0.6875,0.83350296661133272,-0.60411693833397007,0.11299439674915275,2.8248599187288188E-2]
[1123,280.75,11,0.69791666666666663,0.83299959333708762,-0.52640746103838698,7.4758396589101606E-2,1.8689599147275401E-2]
[1124,281,11,0.70833333333333337,0.8324971950628054,-0.44036105488635868,4.3764359810562384E-2,1.0941089952640596E-2]
[1125,281.25,11,0.71875,0.83199578221048753,-0.34736572061611615,2.1481012353214646E-2,5.3702530883036614E-3]
[1126,281.5,11,0.72916666666666663,0.83149536518169309,-0.24891904925866065,7.9043883670909532E-3,1.9760970917727383E-3]
[1127,281.75,11,0.73958333333333337,0.83099595435732343,-0.14660411202890372,1.6148505104069382E-3,4.0371262760173455E-4]
[1128,282,11,0.75,0.83049756009740683,-4.2064011141516949E-2,3.8143972543183509E-5,9.5359931357958773E-6]
[1129,282.25,11,0.76041666666666663,0.83000019274088299,6.3024499442384863E-2,1.2829864951259965E-4,3.2074662378149913E-5]
[1130,282.5,11,0.77083333333333337,0.82950386260538966,0.16697789995030277,2.3860022774106703E-3,5.9650056935266758E-4]
[1131,282.75,11,0.78125,0.82900857998704747,0.26813286644046508,9.8797060366237581E-3,2.4699265091559395E-3]
[1132,283,11,0.79166666666666663,0.82851435516024696,0.3648728764941197,2.4895371485757097E-2,6.2238428714392743E-3]
[1133,283.25,11,0.80208333333333337,0.82802119837743526,0.45565403352923611,4.8484121061149264E-2,1.2121030265287316E-2]
[1134,283.5,11,0.8125,0.82752911986890387,0.53902969733393891,8.0266060555829327E-2,2.0066515138957332E-2]
[1135,283.75,11,0.82291666666666663,0.8270381298425753,0.61367352802911423,0.11844208351085631,2.9610520877714076E-2]
[1136,284,11,0.83333333333333337,0.82654823848379255,0.67840057654177544,0.16001197834114764,4.0002994585286909E-2]
[1137,284.25,11,0.84375,0.82605945595510744,0.73218608638294014,0.20116771600875052,5.0291929002187631E-2]
[1138,284.5,11,0.85416666666666663,0.82557179239606904,0.77418170855990098,0.23780587959756419,5.9451469899391048E-2]
[1139,284.75,11,0.86458333333333337,0.82508525792301446,0.8037288732157466,0.26608634034586093,6.6521585086465232E-2]
[1140,285,11,0.875,0.82459986262885854,0.82036910740262381,0.28295786056014205,7.0739465140035512E-2]
[1141,285.25,11,0.88541666666666663,0.82411561658288401,0.82385113752292494,0.28657619152216224,7.164404788054056E-2]
[1142,285.5,11,0.89583333333333337,0.82363252983053337,0.81413466662370937,0.27655569945581965,6.9138924863954912E-2]
[1143,285.75,11,0.90625,0.82315061239319998,0.79139077007461944,0.25401935689711846,6.3504839224279616E-2]
[1144,286,11,0.91666666666666663,0.82266987426802041,0.7559989073432305,0.22144066304389307,5.5360165760973266E-2]
[1145,286.25,11,0.92708333333333337,0.82219032542766701,0.70854060173579303,0.18230059879976979,4.5575149699942447E-2]
[1146,286.5,11,0.9375,0.82171197582014088,0.64978989322969516,0.14060887256768817,3.5152218141922043E-2]
[1147,286.75,11,0.94791666666666663,0.82123483536856579,0.58070072103572334,0.10035776146496357,2.5089440366240893E-2]
[1148,287,11,0.95833333333333337,0.82075891397098222,0.5023914414709556,6.4986113800011736E-2,1.6246528450002934E-2]
[1149,287.25,11,0.96875,0.82028422150014157,0.41612673231818648,3.6929269597846461E-2,9.2323173994616151E-3]
[1150,287.5,11,0.97916666666666663,0.81981076780330242,0.32329717636817917,1.7318074532907356E-2,4.3295186332268391E-3]
[1151,287.75,11,0.98958333333333337,0.8193385627020251,0.22539685362917392,5.8686393014756276E-3,1.4671598253689069E-3]
[1152,288,12,0,0.81886761599196856,0.12399930316012174,9.7712832637975077E-4,2.4428208159493769E-4]
[1153,288.25,12,{"$f":"IF(A1173<>\"\",MOD(B1173,24)/24,\"\")","v":1.0416666666666666E-2},0.81839793744268707,2.0732241143728597E-2,{"$f":"ABS(0.5*1.025*1*(F1173^3))","v":4.5670169620899278E-6},{"$f":"G1173*$B$13","v":1.1417542405224819E-6}]
[{"$f":"IF(IF(A1173<>\"\",A1173+1<=$B$16,0),A1173+1,\"\")","v":1154},{"$f":"IF(A1174<>\"\",A1174*$B$13,\"\")","v":288.5},{"$f":"IF(A1174<>\"\",ROUNDDOWN(A1174*$B$13/24,0),\"\")","v":12},2.0833333333333332E-2,{"$f":"IF(A1174<>\"\",($B$4+$B$5)/2+($B$5-$B$4)/2*COS(2*PI()/$B$15*B1174),\"\")","v":0.81792953679742775},{"$f":"IF(A1174<>\"\",E1174*COS(2*PI()/$B$7*B1174),\"\")","v":-8.2748558741758529E-2},2.9038567241241594E-4,7.2596418103103985E-5]
[1155,288.75,12,3.125E-2,0.81746242377292788,-0.18478580366857478,3.233699645706785E-3,8.0842491142669624E-4]
[1156,289,12,4.1666666666666664E-2,0.81699660805921392,-0.28374721353536297,1.1708160998513052E-2,2.927040249628263E-3]
[1157,289.25,12,5.2083333333333336E-2,0.8165320993194003,-0.37805162178900575,2.7691544937630135E-2,6.9228862344075338E-3]
[1158,289.5,12,6.25E-2,0.81606890718948866,-0.46619422800450672,5.1927157063869495E-2,1.2981789265967374E-2]
[1159,289.75,12,7.2916666666666671E-2,0.81560704127816852,-0.54677059909691283,8.3774015111632863E-2,2.0943503777908216E-2]
[1160,290,12,8.3333333333333329E-2,0.81514651116661752,-0.61849903653236327,0.12125815391181347,3.0314538477953366E-2]
[1161,290.25,12,9.375E-2,0.81468732640830288,-0.68024095349685276,0.16131776418647545,4.0329441046618862E-2]
[1162,290.5,12,0.10416666666666667,0.81422949652878307,-0.73101893823593889,0.20020722881719513,5.0051807204298783E-2]
[1163,290.75,12,0.11458333333333333,0.81377303102551013,-0.77003221717557002,0.23400253238253646,5.8500633095634115E-2]
[1164,291,12,0.125,0.81331793936763308,-0.79666927336837967,0.25913619135757077,6.4784047839392692E-2]
[1165,291.25,12,0.13541666666666666,0.81286423099580118,-0.81051742160560536,0.27288579697414911,6.8221449243537277E-2]
[1166,291.5,12,0.14583333333333334,0.81241191532196777,-0.81136919045450062,0.27374702450364469,6.8436756125911172E-2]
[1167,291.75,12,0.15625,0.81196100172919572,-0.79922541273974324,0.26163854387979874,6.5409635969949684E-2]
[1168,292,12,0.16666666666666666,0.81151149957146251,-0.77429497876120557,0.23791027470580334,5.9477568676450834E-2]
[1169,292.25,12,0.17708333333333334,0.8110634181734655,-0.73699125998454429,0.20515442201692044,5.128860550423011E-2]
[1170,292.5,12,0.1875,0.81061676683042994,-0.68792526419960109,0.1668467101036569,4.1711677525914224E-2]
[1171,292.75,12,0.19791666666666666,0.81017155480791458,-0.62789563536281945,0.12686921781119642,3.1717304452799105E-2]
[1172,293,12,0.20833333333333334,0.80972779134162054,-0.55787566169059599,8.8982809659743103E-2,2.2245702414935776E-2]
[1173,293.25,12,0.21875,0.80928548563719938,-0.47899750324654516,5.6324016723516432E-2,1.4081004180879108E-2]
[1174,293.5,12,0.22916666666666666,0.80884464687006197,-0.3925338945087864,3.0997406536033424E-2,7.749351634008356E-3]
[1175,293.75,12,0.23958333333333334,0.80840528418518831,-0.29987761750949588,1.3820572230296962E-2,3.4551430575742404E-3]
[1176,294,12,0.25,0.80796740669693801,-0.20251907647109157,4.256882712477106E-3,1.0642206781192765E-3]
[1177,294.25,12,0.26041666666666669,0.80753102348886074,-0.10202233486360796,5.442264500657571E-4,1.3605661251643927E-4]
[1178,294.5,12,0.27083333333333331,0.80709614361350834,-3.9578755394201132E-16,3.1774612952679488E-47,7.9436532381698719E-48]
[1179,294.75,12,0.28125,0.80666277609224657,0.10191264170747413,5.424729001128251E-4,1.3561822502820628E-4]
[1180,295,12,0.29166666666666669,0.80623092991506828,0.20208382416852885,4.2294950881648224E-3,1.0573737720412056E-3]
[1181,295.25,12,0.30208333333333331,0.80580061404040659,0.29891141615891226,1.3687413137937515E-2,3.4218532844843786E-3]
[1182,295.5,12,0.3125,0.80537183739494955,0.39084853325503721,3.0599852232010387E-2,7.6499630580025967E-3]
[1183,295.75,12,0.32291666666666669,0.80494460887345443,0.47642823792715278,5.5422530673798681E-2,1.385563266844967E-2]
[1184,296,12,0.33333333333333331,0.8045189373385635,0.55428693359619419,8.7276594626099366E-2,2.1819148656524841E-2]
[1185,296.25,12,0.34375,0.80409483162062045,0.62318607978293361,0.12403581405855588,3.1008953514638969E-2]
[1186,296.5,12,0.35416666666666669,0.80367230051748628,0.68203188274176729,0.16259526741203972,4.0648816853009931E-2]
[1187,296.75,12,0.36458333333333331,0.80325135279435789,0.72989264873193893,0.19928326891691853,4.9820817229229632E-2]
[1188,297,12,0.375,0.80283199718358544,0.76601352480691387,0.23035793814889974,5.7589484537224934E-2]
[1189,297.25,12,0.38541666666666669,0.80241424238449166,0.7898283940881714,0.25251785817018513,6.3129464542546282E-2]
[1190,297.5,12,0.39583333333333331,0.80199809706319114,0.80096873825678117,0.26335439320878112,6.5838598302195281E-2]
[1191,297.75,12,0.40625,0.80158356985241108,0.79926932870730227,0.26168167592112535,6.5420418980281336E-2]
[1192,298,12,0.41666666666666669,0.80117066935131098,0.78477065868290907,0.24769779528896152,6.192444882224038E-2]
[1193,298.25,12,0.42708333333333331,0.80075940412530577,0.75771808093190818,0.22295479742289787,5.5738699355724466E-2]
[1194,298.5,12,0.4375,0.8003497827058873,0.71855766815780076,0.19014230520623571,4.7535576301558927E-2]
[1195,298.75,12,0.44791666666666669,0.79994181359044703,0.66792886593408274,0.15271598869082195,3.8178997172705488E-2]
[1196,299,12,0.45833333333333331,0.79953550524210071,0.60665405898373126,0.11442401771158499,2.8606004427896247E-2]
[1197,299.25,12,0.46875,0.79913086608951212,0.53572522096405273,7.8798898675528001E-2,1.9699724668882E-2]
[1198,299.5,12,0.47916666666666669,0.79872790452671816,0.45628786436537355,4.8686732007695625E-2,1.2171683001923906E-2]
[1199,299.75,12,0.48958333333333331,0.79832662891295558,0.36962255008644701,2.588029644593089E-2,6.4700741114827225E-3]
[1200,300,12,0.5,0.79792704757248623,0.27712425500888116,1.0907305706352424E-2,2.7268264265881059E-3]
[1201,300.25,12,0.51041666666666663,0.79752916879442548,0.18027992984023142,3.0028664025610746E-3,7.5071660064026866E-4]
[1202,300.5,12,0.52083333333333337,0.79713300083257022,8.0644608095043258E-2,2.6879418983729653E-4,6.7198547459324133E-5]
[1203,300.75,12,0.53125,0.79673855190522658,-2.0183550117731017E-2,4.2139224790204553E-6,1.0534806197551138E-6]
[1204,301,12,0.54166666666666663,0.79634583019504068,-0.12058887919148077,8.98701870627948E-4,2.24675467656987E-4]
[1205,301.25,12,0.55208333333333337,0.79595484384882842,-0.21896408347091501,5.3803746856327921E-3,1.345093671408198E-3]
[1206,301.5,12,0.5625,0.79556560097740603,-0.31373595287218697,1.5826567689496879E-2,3.9566419223742199E-3]
[1207,301.75,12,0.57291666666666663,0.79517810965542268,-0.40339050747156902,3.3641154570723704E-2,8.410288642680926E-3]
[1208,302,12,0.58333333333333337,0.79479237792119217,-0.48649716940885696,5.9011251202134227E-2,1.4752812800533557E-2]
[1209,302.25,12,0.59375,0.79440841377652682,-0.56173157641303906,9.0840681129420148E-2,2.2710170282355037E-2]
[1210,302.5,12,0.60416666666666663,0.79402622518657096,-0.62789667336977417,0.12686984701455789,3.1717461753639473E-2]
[1211,302.75,12,0.61458333333333337,0.79364582007963602,-0.68394174625178494,0.16396502078152378,4.0991255195380945E-2]
[1212,303,12,0.625,0.79326720634703596,-0.72897909597476584,0.19853592062106246,4.9633980155265614E-2]
[1213,303.25,12,0.63541666666666663,0.79289039184292354,-0.76229808778372421,0.22702221714818077,5.6755554287045193E-2]
[1214,303.5,12,0.64583333333333337,0.79251538438412761,-0.7833763540064298,0.24637988307869582,6.1594970769673955E-2]
[1215,303.75,12,0.65625,0.79214219174999045,-0.79188797375191844,0.25449843270633582,6.3624608176583955E-2]
[1216,304,12,0.66666666666666663,0.79177082168220703,-0.78770850164842154,0.25049004344992137,6.2622510862480343E-2]
[1217,304.25,12,{"$f":"IF(A1237<>\"\",MOD(B1237,24)/24,\"\")","v":0.67708333333333337},0.79140128188466374,-0.77091676822809974,{"$f":"ABS(0.5*1.025*1*(F1237^3))","v":0.23480986891843786},{"$f":"G1237*$B$13","v":5.8702467229609465E-2}]
[{"$f":"IF(IF(A1237<>\"\",A1237+1<=$B$16,0),A1237+1,\"\")","v":1218},{"$f":"IF(A1238<>\"\",A1238*$B$13,\"\")","v":304.5},{"$f":"IF(A1238<>\"\",ROUNDDOWN(A1238*$B$13/24,0),\"\")","v":12},0.6875,{"$f":"IF(A1238<>\"\",($B$4+$B$5)/2+($B$5-$B$4)/2*COS(2*PI()/$B$15*B1238),\"\")","v":0.79103358002327917},{"$f":"IF(A1238<>\"\",E1238*COS(2*PI()/$B$7*B1238),\"\")","v":-0.74179342626676892},0.20919091073399723,5.2297727683499308E-2]
[1219,304.75,12,0.69791666666666663,0.79066772372584504,-0.70081626944731201,0.17640317437447176,4.4100793593617939E-2]
[1220,305,12,0.70833333333333337,0.79030372058186715,-0.64865240130367985,0.13987173444236922,3.4967933610592306E-2]
[1221,305.25,12,0.71875,0.78994157814240906,-0.58614738269419386,0.10320823711233218,2.5802059278083045E-2]
[1222,305.5,12,0.72916666666666663,0.78958130391993497,-0.5143115342453739,6.9722453645560525E-2,1.7430613411390131E-2]
[1223,305.75,12,0.73958333333333337,0.78922290538815354,-0.4343036155335892,4.19830710792959E-2,1.0495767769823975E-2]
[1224,306,12,0.75,0.78886638998186331,-0.34741214450839941,2.1489626031186062E-2,5.3724065077965155E-3]
[1225,306.25,12,0.76041666666666663,0.78851176509679854,-0.25503465814638687,8.5014201391387968E-3,2.1253550347846992E-3]
[1226,306.5,12,0.77083333333333337,0.78815903808947507,-0.15865524796190209,2.0467141695652848E-3,5.116785423913212E-4]
[1227,306.75,12,0.78125,0.78780821627703868,-5.9820731274144542E-2,1.0971070931348812E-4,2.7427677328372029E-5]
[1228,307,12,0.79166666666666663,0.78745930693711264,3.9884159390676945E-2,3.2515856575775373E-5,8.1289641439438434E-6]
[1229,307.25,12,0.80208333333333337,0.78711231730764686,0.13886217103805651,1.3722894437045174E-3,3.4307236092612935E-4]
[1230,307.5,12,0.8125,0.78676725458676788,0.23552910238626557,6.6961874195019403E-3,1.6740468548754851E-3]
[1231,307.75,12,0.82291666666666663,0.78642412593262989,0.32833914432680655,1.8141026422764762E-2,4.5352566056911904E-3]
[1232,308,12,0.83333333333333337,0.78608293846326494,0.41580958357913994,3.6844897604745408E-2,9.211224401186352E-3]
[1233,308.25,12,0.84375,0.78574369925643694,0.49654447500445703,6.2743440810450177E-2,1.5685860202612544E-2]
[1234,308.5,12,0.85416666666666663,0.78540641534949385,0.56925690488879288,9.4540695128010915E-2,2.3635173782002729E-2]
[1235,308.75,12,0.86458333333333337,0.78507109373922179,0.63278949037456034,0.12985887691567424,3.2464719228918561E-2]
[1236,309,12,0.875,0.78473774138170016,0.68613278873802896,0.16554588544178486,4.1386471360446216E-2]
[1237,309.25,12,0.88541666666666663,0.78440636519215701,0.72844132391927652,0.19809686141868527,4.9524215354671317E-2]
[1238,309.5,12,0.89583333333333337,0.78407697204482596,0.75904697606649474,0.22412991841751817,5.6032479604379543E-2]
[1239,309.75,12,0.90625,0.78374956877280344,0.7774695222416711,0.24084852402215734,6.0212131005539335E-2]
[1240,310,12,0.91666666666666663,0.78342416216790667,0.78342416216790667,0.24642499430029541,6.1606248575073852E-2]
[1241,310.25,12,0.92708333333333337,0.78310075898053311,0.77682591124739364,0.24025087563169481,6.0062718907923703E-2]
[1242,310.5,12,0.9375,0.78277936591952058,0.75779079326727994,0.22301898931758382,5.5754747329395955E-2]
[1243,310.75,12,0.94791666666666663,0.78245998965200747,0.72663381643561387,0.19662588299516576,4.9156470748791439E-2]
[1244,311,12,0.95833333333333337,0.78214263680329499,0.68386376783135827,0.16390894462134684,4.0977236155336709E-2]
[1245,311.25,12,0.96875,0.78182731395670946,0.63017491218943367,0.12825585445840001,3.2063963614600004E-2]
[1246,311.5,12,0.97916666666666663,0.78151402765346589,0.56643573036161143,9.3142049799067941E-2,2.3285512449766985E-2]
[1247,311.75,12,0.98958333333333337,0.78120278439253221,0.49367488000894882,6.1661907806430577E-2,1.5415476951607644E-2]
[1248,312,13,0,0.78089359063049435,0.41306460533851591,3.6120006352508047E-2,9.0300015881270117E-3]
[1249,312.25,13,1.0416666666666666E-2,0.78058645278142236,0.32590186329213466,1.7740032052443743E-2,4.4350080131109358E-3]
[1250,312.5,13,2.0833333333333332E-2,0.78028137721673785,0.23358746988154971,6.5319446734572687E-3,1.6329861683643172E-3]
[1251,312.75,13,3.125E-2,0.77997837026508077,0.13760360176830994,1.3353136077827981E-3,3.3382840194569953E-4]
[1252,313,13,4.1666666666666664E-2,0.77967743821217916,3.9490014207745533E-2,3.1561362231858622E-5,7.8903405579646555E-6]
[1253,313.25,13,5.2083333333333336E-2,0.77937858730071807,-5.9180643294210751E-2,1.0622651033607655E-4,2.6556627584019137E-5]
[1254,313.5,13,6.25E-2,0.77908182373021051,-0.1568280181448779,1.9768095591958072E-3,4.9420238979895181E-4]
[1255,313.75,13,7.2916666666666671E-2,0.77878715365686835,-0.25188934939647001,8.1907427058343831E-3,2.0476856764585958E-3]
[1256,314,13,8.3333333333333329E-2,0.77849458319347531,-0.34284446145770892,2.0653101701934157E-2,5.1632754254835392E-3]
[1257,314.25,13,9.375E-2,0.7782041184092594,-0.42824005732835235,4.0249059371146728E-2,1.0062264842786682E-2]
[1258,314.5,13,0.10416666666666667,0.77791576532976758,-0.5067129234116059,6.667757741423419E-2,1.6669394353558548E-2]
[1259,314.75,13,0.11458333333333333,0.77762952993674039,-0.57701167566087719,9.8457243551315354E-2,2.4614310887828839E-2]
[1260,315,13,0.125,0.77734541816798819,-0.63801670042227354,0.1331036638013629,3.3275915950340726E-2]
[1261,315.25,13,0.13541666666666666,0.77706343591726768,-0.68875797246059955,0.1674533292417662,4.1863332310441551E-2]
[1262,315.5,13,0.14583333333333334,0.77678358903415989,-0.7284304668336461,0.19808800392065049,4.9522000980162621E-2]
[1263,315.75,13,0.15625,0.77650588332394843,-0.75640691995928,0.22179939116241359,5.5449847790603399E-2]
[1264,316,13,0.16666666666666666,0.77623032454749985,-0.77224773777884193,0.23602815087496248,5.9007037718740621E-2]
[1265,316.25,13,0.17708333333333334,0.77595691842114323,-0.77570789467711587,0.23921505256117506,5.9803763140293766E-2]
[1266,316.5,13,0.1875,0.77568567061655203,-0.76674071503966901,0.2310146097804219,5.7753652445105476E-2]
[1267,316.75,13,0.19791666666666666,0.77541658676062664,-0.74549847924063106,0.21234114522338576,5.3085286305846441E-2]
[1268,317,13,0.20833333333333334,0.77514967243537714,-0.71232984665935195,0.18524107591470956,4.6310268978677391E-2]
[1269,317.25,13,0.21875,0.77488493317780793,-0.6677741392106723,0.15260988261087785,3.8152470652719463E-2]
[1270,317.5,13,0.22916666666666666,0.77462237447980276,-0.61255257902769955,0.11779422193201734,2.9448555483004336E-2]
[1271,317.75,13,0.23958333333333334,0.77436200178801062,-0.54755662255748305,8.4135828906828108E-2,2.1033957226707027E-2]
[1272,318,13,0.25,0.77410382050373294,-0.47383357964333045,5.4521949341762473E-2,1.3630487335440618E-2]
[1273,318.25,13,0.26041666666666669,0.7738478359828117,-0.39256974943406264,3.100590142958834E-2,7.7514753573970849E-3]
[1274,318.5,13,0.27083333333333331,0.77359405353551769,-0.30507134449257683,1.4551176812531421E-2,3.6377942031328553E-3]
[1275,318.75,13,0.28125,0.77334247842644122,-0.2127435096430309,4.9347235552009393E-3,1.2336808888002348E-3]
[1276,319,13,0.29166666666666669,0.77309311587438212,-0.11706777234093113,8.222538823456178E-4,2.0556347058640445E-4]
[1277,319.25,13,0.30208333333333331,0.77284597105224218,-1.9578286192753761E-2,3.8460762296921762E-6,9.6151905742304406E-7]
[1278,319.5,13,0.3125,0.77260104908691718,7.8162751701860211E-2,2.4473348262870226E-4,6.1183370657175566E-5]
[1279,319.75,13,0.32291666666666669,0.77235835505919104,0.1745901159603605,2.7274250817606246E-3,6.8185627044015616E-4]
[1280,320,13,0.33333333333333331,0.77211789400363007,0.26816060040294026,9.8827720360546399E-3,2.47069300901366E-3]
[1281,320.25,13,{"$f":"IF(A1301<>\"\",MOD(B1301,24)/24,\"\")","v":0.34375},0.77187967090847887,0.35737769728358676,{"$f":"ABS(0.5*1.025*1*(F1301^3))","v":2.3392476846225582E-2},{"$f":"G1301*$B$13","v":5.8481192115563954E-3}]
[{"$f":"IF(IF(A1301<>\"\",A1301+1<=$B$16,0),A1301+1,\"\")","v":1282},{"$f":"IF(A1302<>\"\",A1302*$B$13,\"\")","v":320.5},{"$f":"IF(A1302<>\"\",ROUNDDOWN(A1302*$B$13/24,0),\"\")","v":13},0.35416666666666669,{"$f":"IF(A1302<>\"\",($B$4+$B$5)/2+($B$5-$B$4)/2*COS(2*PI()/$B$15*B1302),\"\")","v":0.7716436907155565},{"$f":"IF(A1302<>\"\",E1302*COS(2*PI()/$B$7*B1302),\"\")","v":0.44081551388424506},4.3899996055796725E-2,1.0974999013949181E-2]
[1283,320.75,13,0.36458333333333331,0.77140995832015424,0.51714154453478312,7.0879746283789291E-2,1.7719936570947323E-2]
[1284,321,13,0.375,0.77117847857093391,0.58513793466156827,0.10267592713670776,2.5668981784176939E-2]
[1285,321.25,13,0.38541666666666669,0.77094925626982735,0.64372089780103536,0.13670572256035496,3.417643064008874E-2]
[1286,321.5,13,0.39583333333333331,0.77072229617193655,0.69195797625154942,0.1697981793512153,4.2449544837803825E-2]
[1287,321.75,13,0.40625,0.77049760298543557,0.72908287069632916,0.19862072117200838,4.9655180293002095E-2]
[1288,322,13,0.41666666666666669,0.77027518137147222,0.75450760315705523,0.22013278661096589,5.5033196652741471E-2]
[1289,322.25,13,0.42708333333333331,0.77005503594407188,0.76783182040522702,0.23200224539024328,5.8000561347560819E-2]
[1290,322.5,13,0.4375,0.76983717127004148,0.76884909078125918,0.23292557972856129,5.8231394932140322E-2]
[1291,322.75,13,0.44791666666666669,0.76962159186887491,0.75755009551550756,0.22280654366186634,5.5701635915466584E-2]
[1292,323,13,0.45833333333333331,0.76940830221265899,0.73412266534121151,0.20276816356529601,5.0692040891324001E-2]
[1293,323.25,13,0.46875,0.76919730672598141,0.69894866364131192,0.17499663846310712,4.374915961577678E-2]
[1294,323.5,13,0.47916666666666669,0.76898860978583794,0.65259776777361744,0.14243955937386985,3.5609889843467461E-2]
[1295,323.75,13,0.48958333333333331,0.76878221572154248,0.59581824976632369,0.10840149555817666,2.7100373889544165E-2]
[1296,324,13,0.5,0.76857812881463672,0.52952490547837405,7.6094460770788644E-2,1.9023615192697161E-2]
[1297,324.25,13,0.51041666666666663,0.76837635329880172,0.45478432681147318,4.8207025744353579E-2,1.2051756436088395E-2]
[1298,324.5,13,0.52083333333333337,0.76817689335976969,0.37279775391852915,2.655300828722482E-2,6.6382520718062049E-3]
[1299,324.75,13,0.53125,0.7679797531352377,0.28488178290156674,1.1849169327823709E-2,2.9622923319559272E-3]
[1300,325,13,0.54166666666666663,0.76778493671478087,0.19244723861765203,3.652825461720723E-3,9.1320636543018076E-4]
[1301,325.25,13,0.55208333333333337,0.76759244813976868,9.6976551370810016E-2,4.6740577871111388E-4,1.1685144467777847E-4]
[1302,325.5,13,0.5625,0.76740229140328076,-1.8799474535963733E-15,3.4051088634671518E-45,8.5127721586678794E-46]
[1303,325.75,13,0.57291666666666663,0.76721447045002322,-9.6928798200579397E-2,4.6671563913579939E-4,1.1667890978394985E-4]
[1304,326,13,0.58333333333333337,0.76702898917624818,-0.19225775845286772,3.6420465583885363E-3,9.1051163959713407E-4]
[1305,326.25,13,0.59375,0.7668458514296721,-0.28446116251648534,1.1796761831039592E-2,2.9491904577598981E-3]
[1306,326.5,13,0.60416666666666663,0.7666650610093958,-0.37206405871187798,2.6396541424598362E-2,6.5991353561495906E-3]
[1307,326.75,13,0.61458333333333337,0.76648662166582637,-0.45366583803333066,4.7852221178613645E-2,1.1963055294653411E-2]
[1308,327,13,0.625,0.76631053710059904,-0.52796260980143472,7.5422924959124366E-2,1.8855731239781091E-2]
[1309,327.25,13,0.63541666666666663,0.76613681096649999,-0.59376801967665938,0.10728630251447718,2.6821575628619296E-2]
[1310,327.5,13,0.64583333333333337,0.76596544686739121,-0.65003217792342005,0.14076621611273032,3.5191554028182581E-2]
[1311,327.75,13,0.65625,0.76579644835813521,-0.69585839617593448,0.17268574360032374,4.3171435900080934E-2]
[1312,328,13,0.66666666666666663,0.76562981894452176,-0.73051746612543211,0.199795490571752,4.9948872642938E-2]
[1313,328.25,13,0.67708333333333337,0.76546556208319494,-0.75345925295811345,0.21921647080616516,5.480411770154129E-2]
[1314,328.5,13,0.6875,0.7653036811815811,-0.76432141939481757,0.22883474241379309,5.7208685603448273E-2]
[1315,328.75,13,0.69791666666666663,0.76514417959781877,-0.76293514212629143,0.22759186197276024,5.689796549319006E-2]
[1316,329,13,0.70833333333333337,0.76498706064068867,-0.7493277305682895,0.21563005047840539,5.3907512619601347E-2]
[1317,329.25,13,0.71875,0.76483232756954511,-0.72372210740842335,0.19427163138708384,4.8567907846770959E-2]
[1318,329.5,13,0.72916666666666663,0.76467998359424838,-0.68653316058979397,0.16583585232693368,4.145896308173342E-2]
[1319,329.75,13,0.73958333333333337,0.76453003187509805,-0.6383610263737558,0.13331928096756407,3.3329820241891017E-2]
[1320,330,13,0.75,0.76438247552276772,-0.57998141214692478,9.9985286391675407E-2,2.4996321597918852E-2]
[1321,330.25,13,0.76041666666666663,0.76423731759824032,-0.51233311490366551,6.8920933733725251E-2,1.7230233433431313E-2]
[1322,330.5,13,0.77083333333333337,0.76409456111274443,-0.43650293609050628,4.2624115265490911E-2,1.0656028816372728E-2]
[1323,330.75,13,0.78125,0.76395420902769184,-0.35370823502979604,2.2679286285437073E-2,5.6698215713592683E-3]
[1324,331,13,0.79166666666666663,0.76381626425461679,-0.26527740078393164,9.5674153989468054E-3,2.3918538497367013E-3]
[1325,331.25,13,0.80208333333333337,0.76368072965511458,-0.17262855548051695,2.6365243041559256E-3,6.591310760389814E-4]
[1326,331.5,13,0.8125,0.7635476080407827,-7.7246830263006841E-2,2.3623044755431639E-4,5.9057611888579099E-5]
[1327,331.75,13,0.82291666666666663,0.76341690217316271,1.9339422284626234E-2,3.7070151358201403E-6,9.2675378395503507E-7]
[1328,332,13,0.83333333333333337,0.76328861476368237,0.11558309852822204,7.913650535244668E-4,1.978412633811167E-4]
[1329,332.25,13,0.84375,0.76316274847359999,0.20994310550411752,4.7424058848715223E-3,1.1856014712178806E-3]
[1330,332.5,13,0.85416666666666663,0.76303930591394897,0.30090901796877123,1.3963666883564036E-2,3.4909167208910089E-3]
[1331,332.75,13,0.86458333333333337,0.76291828964548358,0.38702523658856097,2.9710620641609998E-2,7.4276551604024995E-3]
[1332,333,13,0.875,0.76279970217862569,0.46691426118910867,5.2168132077164996E-2,1.3042033019291249E-2]
[1333,333.25,13,0.88541666666666663,0.76268354597341326,0.53929870725721185,8.0386294067905928E-2,2.0096573516976482E-2]
[1334,333.5,13,0.89583333333333337,0.76256982343944857,0.6030217140967864,0.11238095601520644,2.8095239003801609E-2]
[1335,333.75,13,0.90625,0.76245853693584897,0.65706541885920899,0.14538503413783682,3.6346258534459205E-2]
[1336,334,13,0.91666666666666663,0.76234968877119735,0.70056720168254416,0.17621516190983413,4.4053790477458533E-2]
[1337,334.25,13,0.92708333333333337,0.76224328120349449,0.73283344288844243,0.20170177041943391,5.0425442604858477E-2]
[1338,334.5,13,0.9375,0.76213931644011235,0.7533505730261324,0.21912162429094312,5.4780406072735779E-2]
[1339,334.75,13,0.94791666666666663,0.76203779663774784,0.76179323988375347,0.22657146512281137,5.6642866280702843E-2]
[1340,335,13,0.95833333333333337,0.7619387239023786,0.75802946271484262,0.22322977804267172,5.5807444510667929E-2]
[1341,335.25,13,0.96875,0.76184210028921917,0.74212269211444859,0.20946960018593783,5.2367400046484457E-2]
[1342,335.5,13,0.97916666666666663,0.76174792780267808,0.71433074345558145,0.18680646187992667,4.6701615469981667E-2]
[1343,335.75,13,0.98958333333333337,0.76165620839631643,0.67510162177148958,0.15768897258820008,3.9422243147050021E-2]
[1344,336,14,0,0.76156694397280766,0.62506630564482235,0.1251618967752092,3.1290474193802299E-2]
[1345,336.25,14,{"$f":"IF(A1365<>\"\",MOD(B1365,24)/24,\"\")","v":1.0416666666666666E-2},0.76148013638389755,0.56502860624785722,{"$f":"ABS(0.5*1.025*1*(F1365^3))","v":9.2449629961187635E-2},{"$f":"G1365*$B$13","v":2.3112407490296909E-2}]
[{"$f":"IF(IF(A1365<>\"\",A1365+1<=$B$16,0),A1365+1,\"\")","v":1346},{"$f":"IF(A1366<>\"\",A1366*$B$13,\"\")","v":336.5},{"$f":"IF(A1366<>\"\",ROUNDDOWN(A1366*$B$13/24,0),\"\")","v":14},2.0833333333333332E-2,{"$f":"IF(A1366<>\"\",($B$4+$B$5)/2+($B$5-$B$4)/2*COS(2*PI()/$B$15*B1366),\"\")","v":0.76139578743036629},{"$f":"IF(A1366<>\"\",E1366*COS(2*PI()/$B$7*B1366),\"\")","v":0.49595226439275386},6.2519212963325257E-2,1.5629803240831314E-2]
[1347,336.75,14,3.125E-2,0.76131389886199063,0.41894549255272712,3.7684819226662995E-2,9.4212048066657488E-3]
[1348,337,14,4.1666666666666664E-2,0.76123447237750808,0.3352432095991168,1.9309624989576585E-2,4.8274062473941462E-3]
[1349,337.25,14,5.2083333333333336E-2,0.76115750962458151,0.24618725281650583,7.6469905946462387E-3,1.9117476486615597E-3]
[1350,337.5,14,6.25E-2,0.76108301219976471,0.15320488402041935,1.842942141508207E-3,4.6073553537705176E-4]
[1351,337.75,14,7.2916666666666671E-2,0.76101098164846948,5.7785933796170696E-2,9.889179884201081E-5,2.4722949710502702E-5]
[1352,338,14,8.3333333333333329E-2,0.76094141946493377,-3.8541050430854693E-2,2.9340297361826593E-5,7.3350743404566481E-6]
[1353,338.25,14,9.375E-2,0.76087432709219016,-0.13423327093717319,1.2395795098311846E-3,3.0989487745779616E-4]
[1354,338.5,14,0.10416666666666667,0.76080970592203667,-0.22775836955326095,6.0550384496194038E-3,1.5137596124048509E-3]
[1355,338.75,14,0.11458333333333333,0.76074755729500698,-0.31761894602957597,1.6421509298222382E-2,4.1053773245555954E-3]
[1356,339,14,0.125,0.76068788250034336,-0.40237651293451693,3.33881024661613E-2,8.347025616540325E-3]
[1357,339.25,14,0.13541666666666666,0.76063068277596968,-0.48067450417825658,5.6917672274820523E-2,1.4229418068705131E-2]
[1358,339.5,14,0.14583333333333334,0.76057595930846555,-0.55125996944664735,8.5854534889087106E-2,2.1463633722271776E-2]
[1359,339.75,14,0.15625,0.76052371323304224,-0.61300360789282105,0.11805461291621988,2.951365322905497E-2]
[1360,340,14,0.16666666666666666,0.76047394563351811,-0.6649178210307839,0.15065993951533538,3.7664984878833845E-2]
[1361,340.25,14,0.17708333333333334,0.76042665754229744,-0.70617249648136926,0.18047882987736696,4.5119707469341741E-2]
[1362,340.5,14,0.1875,0.76038184994034808,-0.73610827052840933,0.2044179183982815,5.1104479599570374E-2]
[1363,340.75,14,0.19791666666666666,0.76033952375718106,-0.75424705777199319,0.21990481762259076,5.497620440564769E-2]
[1364,341,14,0.20833333333333334,0.76029967987083225,-0.76029967987083225,0.22524143866056173,5.6310359665140433E-2]
[1365,341.25,14,0.21875,0.76026231910784292,-0.75417047174984031,0.21983783721468453,5.4959459303671132E-2]
[1366,341.5,14,0.22916666666666666,0.76022744224324357,-0.73595879196986413,0.20429341270045637,5.1073353175114092E-2]
[1367,341.75,14,0.23958333333333334,0.76019505000053733,-0.70595741344297991,0.18031397165864912,4.5078492914662281E-2]
[1368,342,14,0.25,0.76016514305168514,-0.66464782053829863,0.15047648041365,3.76191201034125E-2]
[1369,342.25,14,0.26041666666666669,0.76013772201709151,-0.61269248806331622,0.11787495413871076,2.9468738534677689E-2]
[1370,342.5,14,0.27083333333333331,0.76011278746559241,-0.55092426583568122,8.5697780557983702E-2,2.1424445139495926E-2]
[1371,342.75,14,0.28125,0.7600903399144423,-0.4803330388088784,5.6796457541746274E-2,1.4199114385436569E-2]
[1372,343,14,0.29166666666666669,0.76007037982930481,-0.40204987624523336,3.3306858196241171E-2,8.3267145490602927E-3]
[1373,343.25,14,0.30208333333333331,0.76005290762424171,-0.31732892354551856,1.6376566203711904E-2,4.0941415509279759E-3]
[1374,343.5,14,0.3125,0.76003792366170519,-0.22752732640554704,6.0366300397669955E-3,1.5091575099417489E-3]
[1375,343.75,14,0.32291666666666669,0.76002542825253006,-0.13408350840229796,1.2354351827355509E-3,3.0885879568388772E-4]
[1376,344,14,0.33333333333333331,0.76001542165592739,-3.8494149411476095E-2,2.9233314084997261E-5,7.3083285212493152E-6]
[1377,344.25,14,0.34375,0.76000790407947894,5.7709766992553702E-2,9.8501270494857332E-5,2.4625317623714333E-5]
[1378,344.5,14,0.35416666666666669,0.76000287567913327,0.15298745413734952,1.8351067071481753E-3,4.5877667678704382E-4]
[1379,344.75,14,0.36458333333333331,0.76000033655920185,0.24581297908946176,7.6121668737191197E-3,1.9030417184297799E-3]
[1380,345,14,0.375,0.76000028677235743,0.33469968147667717,1.921585738657593E-2,4.8039643466439826E-3]
[1381,345.25,14,0.38541666666666669,0.76000272631963295,0.41822396385425337,3.7490446377685525E-2,9.3726115944213814E-3]
[1382,345.5,14,0.39583333333333331,0.76000765515042124,0.49504807322322375,6.2177891876486459E-2,1.5544472969121615E-2]
[1383,345.75,14,0.40625,0.76001507316247607,0.56394150943402199,9.1917045633366126E-2,2.2979261408341532E-2]
[1384,346,14,0.41666666666666669,0.76002498020191445,0.62380071815402283,0.12440317971094898,3.1100794927737246E-2]
[1385,346.25,14,0.42708333333333331,0.76003737606321997,0.67366675349181193,0.15668564655569095,3.9171411638922737E-2]
[1386,346.5,14,0.4375,0.76005226048924646,0.71274062781700098,0.18556173115666424,4.6390432789166061E-2]
[1387,346.75,14,0.44791666666666669,0.760069633171224,0.74039610327301997,0.20801097175149602,5.2002742937874005E-2]
[1388,347,14,0.45833333333333331,0.76008949374876511,0.75618972036312182,0.2216083792677524,5.5402094816938099E-2]
[1389,347.25,14,0.46875,0.7601118418098719,0.75986790314235897,0.22485791045325593,5.6214477613313982E-2]
[1390,347.5,14,0.47916666666666669,0.760136676890945,0.75137102726672966,0.21739883073073854,5.4349707682684635E-2]
[1391,347.75,14,0.48958333333333331,0.76016399847679317,0.73083438568856474,0.20005563454975706,5.0013908637439264E-2]
[1392,348,14,0.5,0.76019380600064368,0.69858603636960404,0.17472440544040052,4.368110136010013E-2]
[1393,348.25,14,0.51041666666666663,0.76022609884415426,0.65514156621839015,0.14411173062101165,3.6027932655252913E-2]
[1394,348.5,14,0.52083333333333337,0.76026087633742612,0.60119585475063075,0.1113632257191975,2.7840806429799376E-2]
[1395,348.75,14,0.53125,0.76029813775901744,0.53761196893289498,7.9634389772544986E-2,1.9908597443136247E-2]
[1396,349,14,0.54166666666666663,0.76033788233595878,0.465407366535453,5.1664666339017187E-2,1.2916166584754297E-2]
[1397,349.25,14,0.55208333333333337,0.76038010924376853,0.38573762835604813,2.9415070094499372E-2,7.3537675236248429E-3]
[1398,349.5,14,0.5625,0.76042481760647085,0.29987797919658643,1.3820622237983068E-2,3.4551555594957671E-3]
[1399,349.75,14,0.57291666666666663,0.76047200649661284,0.20920289284581728,4.6924205344887103E-3,1.1731051336221776E-3]
[1400,350,14,0.58333333333333337,0.76052167493528455,0.11516410697951295,7.8279006053152262E-4,1.9569751513288065E-4]
[1401,350.25,14,0.59375,0.76057382189213918,1.9267399344069978E-2,3.6657527264081377E-6,9.1643818160203442E-7]
[1402,350.5,14,0.60416666666666663,0.76062844628541404,-7.695150356661222E-2,2.3353135527149304E-4,5.8382838817873259E-5]
[1403,350.75,14,0.61458333333333337,0.76068554698195345,-0.17195150021620884,2.6056241899228443E-3,6.5140604748071108E-4]
[1404,351,14,0.625,0.76074512279723194,-0.26421077722355801,9.4524732191450089E-3,2.3631183047862522E-3]
[1405,351.25,14,0.63541666666666663,0.76080717249537888,-0.35225116767646419,2.2400163795000556E-2,5.6000409487501389E-3]
[1406,351.5,14,0.64583333333333337,0.76087169478920447,-0.43466181499839118,4.2087035584129129E-2,1.0521758896032282E-2]
[1407,351.75,14,0.65625,0.76093868834022582,-0.51012176384326635,6.8032342944239044E-2,1.7008085736059761E-2]
[1408,352,14,0.66666666666666663,0.76100815175869518,-0.5774211165823433,9.8666984731070481E-2,2.466674618276762E-2]
[1409,352.25,14,{"$f":"IF(A1429<>\"\",MOD(B1429,24)/24,\"\")","v":0.67708333333333337},0.76108008360362867,-0.63548041681273226,{"$f":"ABS(0.5*1.025*1*(F1429^3))","v":0.13152259978412789},{"$f":"G1429*$B$13","v":3.2880649946031973E-2}]
[{"$f":"IF(IF(A1429<>\"\",A1429+1<=$B$16,0),A1429+1,\"\")","v":1410},{"$f":"IF(A1430<>\"\",A1430*$B$13,\"\")","v":352.5},{"$f":"IF(A1430<>\"\",ROUNDDOWN(A1430*$B$13/24,0),\"\")","v":14},0.6875,{"$f":"IF(A1430<>\"\",($B$4+$B$5)/2+($B$5-$B$4)/2*COS(2*PI()/$B$15*B1430),\"\")","v":0.76115448238283601},{"$f":"IF(A1430<>\"\",E1430*COS(2*PI()/$B$7*B1430),\"\")","v":-0.68336794959792835},0.16355268886099494,4.0888172215248736E-2]
[1411,352.75,14,0.69791666666666663,0.76123134655295177,-0.72031468139343424,0.19154052329378085,4.7885130823445213E-2]
[1412,353,14,0.70833333333333337,0.7613106745194671,-0.74572660028695348,0.21253613277656908,5.3134033194142269E-2]
[1413,353.25,14,0.71875,0.76139246463676291,-0.7591942586910484,0.22426041171755037,5.6065102929387593E-2]
[1414,353.5,14,0.72916666666666663,0.76147671520814408,-0.76049936530476381,0.22541895780019669,5.6354739450049172E-2]
[1415,353.75,14,0.73958333333333337,0.76156342448587466,-0.74961832029614472,0.21588101215167635,5.3970253037919087E-2]
[1416,354,14,0.75,0.76165259067121394,-0.72672263649820312,0.19669799548571013,4.9174498871427531E-2]
[1417,354.25,14,0.76041666666666663,0.76174421191445385,-0.69217623917628623,0.16995890734210944,4.2489726835527361E-2]
[1418,354.5,14,0.77083333333333337,0.76183828631495765,-0.64652968682082379,0.13850303287587115,3.4625758218967788E-2]
[1419,354.75,14,0.78125,0.76193481192119872,-0.59051140464902863,0.10553068049915285,2.6382670124788211E-2]
[1420,355,14,0.79166666666666663,0.76203378673080158,-0.52501607027549524,7.4167161926849509E-2,1.8541790481712377E-2]
[1421,355.25,14,0.80208333333333337,0.76213520869058327,-0.45109033657218822,4.704185516587809E-2,1.1760463791469522E-2]
[1422,355.5,14,0.8125,0.76223907569659599,-0.36991611935343721,2.5942010989239948E-2,6.4855027473099871E-3]
[1423,355.75,14,0.82291666666666663,0.76234538559417042,-0.28279171651105228,1.1590279838792281E-2,2.8975699596980702E-3]
[1424,356,14,0.83333333333333337,0.76245413617796087,-0.19111105996412986,3.5772668123508215E-3,8.9431670308770539E-4]
[1425,356.25,14,0.84375,0.76256532519199083,-9.6341431721084766E-2,4.5828237787545864E-4,1.1457059446886466E-4]
[1426,356.5,14,0.85416666666666663,0.76267895032969968,4.1107588966637431E-15,3.5600810540498598E-44,8.9002026351246496E-45]
[1427,356.75,14,0.86458333333333337,0.76279500923399068,9.6370449680235226E-2,4.5869660542920951E-4,1.1467415135730238E-4]
[1428,357,14,0.875,0.76291349949727993,0.1912262005433519,3.5837364030273694E-3,8.9593410075684235E-4]
[1429,357.25,14,0.88541666666666663,0.76303441866154598,0.28304731305240904,1.1621735291210578E-2,2.9054338228026444E-3]
[1430,357.5,14,0.89583333333333337,0.76315776421838122,0.37036196069602156,2.6035923900423672E-2,6.508980975105918E-3]
[1431,357.75,14,0.90625,0.76328353360904366,0.45177000373368514,4.7254812526241627E-2,1.1813703131560407E-2]
[1432,358,14,0.91666666666666663,0.76341172422451009,0.52596542362522047,7.4570225245237515E-2,1.8642556311309379E-2]
[1433,358.25,14,0.92708333333333337,0.76354233340553024,0.59175725895948672,0.10620003303069341,2.6550008257673351E-2]
[1434,358.5,14,0.9375,0.76367535844268186,0.64808870753262493,0.13950739603622941,3.4876849009057354E-2]
[1435,358.75,14,0.94791666666666663,0.76381079657642692,0.69405408842921512,0.17134594073381595,4.2836485183453989E-2]
[1436,359,14,0.95833333333333337,0.76394864499716919,0.72891339206542671,0.19848224249568328,4.9620560623920819E-2]
[1437,359.25,14,0.96875,0.76408890084531178,0.75210418461898576,0.21803583875934354,5.4508959689835886E-2]
[1438,359.5,14,0.97916666666666663,0.7642315612113173,0.76325067548284753,0.22787435988567792,5.696858997141948E-2]
[1439,359.75,14,0.98958333333333337,0.76437662313576771,0.76216980166617998,0.22690762064700504,5.6726905161751259E-2]
[1440,360,15,0,0.76452408360942581,0.7488742307040549,0.21523878364972296,5.380969591243074E-2]
[1441,360.25,15,1.0416666666666666E-2,0.76467393957329766,0.72357223286690497,0.19415096210476115,4.8537740526190289E-2]
[1442,360.5,15,2.0833333333333332E-2,0.76482618791869628,0.68666442349598722,0.16593099234098541,4.1482748085246351E-2]
[1443,360.75,15,3.125E-2,0.76498082548730562,0.63873742633317254,0.13355524916287895,3.3388812290719737E-2]
[1444,361,15,4.1666666666666664E-2,0.7651378490712466,0.58055455796249889,0.10028200002789901,2.5070500006974753E-2]
[1445,361.25,15,5.2083333333333336E-2,0.76529725541314342,0.51304368115031107,6.9208095586631255E-2,1.7302023896657814E-2]
[1446,361.5,15,6.25E-2,0.76545904120619124,0.43728242019802011,4.2852871025124979E-2,1.0713217756281245E-2]
[1447,361.75,15,7.2916666666666671E-2,0.76562320309422427,0.3544809736816299,2.2828252077754033E-2,5.7070630194385082E-3]
[1448,362,15,8.3333333333333329E-2,0.76578973767178649,0.2659627984680622,9.6417652099007375E-3,2.4104413024751844E-3]
[1449,362.25,15,9.375E-2,0.76595864148420101,0.17314347305443961,2.6601874719966085E-3,6.6504686799915213E-4]
[1450,362.5,15,0.10416666666666667,0.76612991102764272,7.7508077523048377E-2,2.3863534273235319E-4,5.9658835683088299E-5]
[1451,362.75,15,0.11458333333333333,0.76630354274921042,-1.941254872564464E-2,3.7492253619793336E-6,9.373063404948334E-7]
[1452,363,15,0.125,0.76647953304700078,-0.11606629219206593,8.0133147658075334E-4,2.0033286914518833E-4]
[1453,363.25,15,0.13541666666666666,0.76665787827018295,-0.21090460212473205,4.8078625059162182E-3,1.2019656264790545E-3]
[1454,363.5,15,0.14583333333333334,0.76683857471907435,-0.30240728186722393,1.4173287724373275E-2,3.5433219310933186E-3]
[1455,363.75,15,0.15625,0.76702161864521745,-0.38910683811585184,3.019259622261283E-2,7.5481490556532074E-3]
[1456,364,15,0.16666666666666666,0.76720700625145732,-0.46961199837899736,5.3077617812283734E-2,1.3269404453070933E-2]
[1457,364.25,15,0.17708333333333334,0.76739473369202071,-0.54263002004048366,8.1885182201924367E-2,2.0471295550481092E-2]
[1458,364.5,15,0.1875,0.76758479707259564,-0.60698743356726281,0.11461275967215288,2.8653189918038221E-2]
[1459,364.75,15,0.19791666666666666,0.7677771924504122,-0.6616488872632611,0.14844877874075735,3.7112194685189337E-2]
[1460,365,15,0.20833333333333334,0.76797191583432434,-0.70573379116090829,0.1801426747088799,4.5035668677219975E-2]
[1461,365.25,15,0.21875,0.76816896318489269,-0.73853049268209114,0.20644252564620164,5.1610631411550409E-2]
[1462,365.5,15,0.22916666666666666,0.7683683304144685,-0.75950775603157783,0.22453834089264513,5.6134585223161282E-2]
[1463,365.75,15,0.23958333333333334,0.76857001338727793,-0.76832336028355952,0.23244809057991903,5.8112022644979756E-2]
[1464,366,15,0.25,0.76877400791950867,-0.76482967710015604,0.2292915569567314,5.7322889239182849E-2]
[1465,366.25,15,0.26041666666666669,0.76898030977939591,-0.74907613724660316,0.21541292438574408,5.385323109643602E-2]
[1466,366.5,15,0.27083333333333331,0.76918891468731054,-0.7213085447719233,0.19233445917771311,4.8083614794428277E-2]
[1467,366.75,15,0.28125,0.76939981831584814,-0.68196524811289105,0.16254761531359863,4.0636903828399656E-2]
[1468,367,15,0.29166666666666669,0.76961301628991796,-0.6316702276480276,0.12917102130373692,3.229275532593423E-2]
[1469,367.25,15,0.30208333333333331,0.76982850418683491,-0.57122320857397613,9.552375867061684E-2,2.388093966765421E-2]
[1470,367.5,15,0.3125,0.77004627753640975,-0.50158695560988964,6.4674424152433907E-2,1.6168606038108477E-2]
[1471,367.75,15,0.32291666666666669,0.77026633182104343,-0.42387195119374299,3.9029942080677484E-2,9.7574855201693709E-3]
[1472,368,15,0.33333333333333331,0.77048866247581949,-0.33931870079581367,2.0022451768010711E-2,5.0056129420026777E-3]
[1473,368.25,15,{"$f":"IF(A1493<>\"\",MOD(B1493,24)/24,\"\")","v":0.34375},0.7707132648885997,-0.24927794706478851,{"$f":"ABS(0.5*1.025*1*(F1493^3))","v":7.9386279307460828E-3},{"$f":"G1493*$B$13","v":1.9846569826865207E-3}]
[{"$f":"IF(IF(A1493<>\"\",A1493+1<=$B$16,0),A1493+1,\"\")","v":1474},{"$f":"IF(A1494<>\"\",A1494*$B$13,\"\")","v":368.5},{"$f":"IF(A1494<>\"\",ROUNDDOWN(A1494*$B$13/24,0),\"\")","v":15},0.35416666666666669,{"$f":"IF(A1494<>\"\",($B$4+$B$5)/2+($B$5-$B$4)/2*COS(2*PI()/$B$15*B1494),\"\")","v":0.7709401344001191},{"$f":"IF(A1494<>\"\",E1494*COS(2*PI()/$B$7*B1494),\"\")","v":-0.15518910813168135},1.9154798223731514E-3,4.7886995559328786E-4]
[1475,368.75,15,0.36458333333333331,0.771169266304083,-5.8557283985255566E-2,1.0290503973745883E-4,2.5726259934364706E-5]
[1476,369,15,0.375,0.77140065584726447,3.9070802060309703E-2,3.0566861542930725E-5,7.6417153857326812E-6]
[1477,369.25,15,0.38541666666666669,0.77163429822960306,0.13613154253017862,1.292915573171456E-3,3.23228893292864E-4]
[1478,369.5,15,0.39583333333333331,0.77187018860430412,0.23106947019061944,6.3229766124432169E-3,1.5807441531108042E-3]
[1479,369.75,15,0.40625,0.77210832207793978,0.32236216748566821,1.7168251682885927E-2,4.2920629207214818E-3]
[1480,370,15,0.41666666666666669,0.77234869371054993,0.40854466239593551,3.4947208597979465E-2,8.7368021494948662E-3]
[1481,370.25,15,0.42708333333333331,0.77259129851574526,0.48823292006992514,5.9645137956661702E-2,1.4911284489165426E-2]
[1482,370.5,15,0.4375,0.77283613146080998,0.56014605379285565,9.0073639664962665E-2,2.2518409916240666E-2]
[1483,370.75,15,0.44791666666666669,0.77308318746680726,0.62312689909935937,0.12400048033994542,3.1000120084986354E-2]
[1484,371,15,0.45833333333333331,0.77333246140868339,0.67616062078744243,0.15843221427798274,3.9608053569495684E-2]
[1485,371.25,15,0.46875,0.77358394811537501,0.71839105383829438,0.19001006911614543,4.7502517279036358E-2]
[1486,371.5,15,0.47916666666666669,0.77383764236991592,0.74913451529568764,0.21546329189466315,5.3865822973665788E-2]
[1487,371.75,15,0.48958333333333331,0.77409353890954569,0.76789086443610088,0.232055770397018,5.8013942599254499E-2]
[1488,372,15,0.5,0.77435163242581828,0.77435163242581828,0.23796250082956691,5.9490625207391727E-2]
[1489,372.25,15,0.51041666666666663,0.77461191756471259,0.76840508941488195,0.23252227731859723,5.8130569329649308E-2]
[1490,372.5,15,0.52083333333333337,0.77487438892674343,0.75013816591541305,0.21633045144270863,5.4082612860677157E-2]
[1491,372.75,15,0.53125,0.77513904106707354,0.71983519557249898,0.19115827434348331,4.7789568585870829E-2]
[1492,373,15,0.54166666666666663,0.77540586849562632,0.67797349725779599,0.15970996744411842,3.9927491861029604E-2]
[1493,373.25,15,0.55208333333333337,0.77567486567720012,0.62521586498670756,0.12525176057054044,3.1312940142635109E-2]
[1494,373.5,15,0.5625,0.77594602703158277,0.56240008367158023,9.1165391134434073E-2,2.2791347783608518E-2]
[1495,373.75,15,0.57291666666666663,0.77621934693366723,0.49052563638272045,6.0489361368944096E-2,1.5122340342236024E-2]
[1496,374,15,0.58333333333333337,0.77649481971356882,0.41073781383380431,3.5513046614758799E-2,8.8782616536896997E-3]
[1497,374.25,15,0.59375,0.77677243965674236,0.32430947851588343,1.7481262544630193E-2,4.3703156361575481E-3]
[1498,374.5,15,0.60416666666666663,0.77705220100410055,0.232620773605899,6.4511829277584419E-3,1.6127957319396105E-3]
[1499,374.75,15,0.61458333333333337,0.77733409795213404,0.13713709986493336,1.3217787101152993E-3,3.3044467752882482E-4]
[1500,375,15,0.625,0.77761812465303148,3.9385711687591841E-2,3.1311938986108051E-5,7.8279847465270127E-6]
[1501,375.25,15,0.63541666666666663,0.77790427521480077,-5.9068694186191692E-2,1.0562481958908158E-4,2.6406204897270396E-5]
[1502,375.5,15,0.64583333333333337,0.77819254370139146,-0.15664900739111504,1.9700480174128033E-3,4.9251200435320081E-4]
[1503,375.75,15,0.65625,0.77848292413281772,-0.25179095001158402,8.1811474302791419E-3,2.0452868575697855E-3]
[1504,376,15,0.66666666666666663,0.77877541048528254,-0.34296813615462268,2.0675460420491888E-2,5.1688651051229719E-3]
[1505,376.25,15,0.67708333333333337,0.77906999669130261,-0.4287165438392469,4.0383559730720484E-2,1.0095889932680121E-2]
[1506,376.5,15,0.6875,0.77936667663983428,-0.50765800711385722,6.7051360050221484E-2,1.6762840012555371E-2]
[1507,376.75,15,0.69791666666666663,0.77966544417640005,-0.57852235168550592,9.9232583560177556E-2,2.4808145890044389E-2]
[1508,377,15,0.70833333333333337,0.77996629310321663,-0.64016781875308815,0.13445451325289076,3.361362831322269E-2]
[1509,377.25,15,0.71875,0.7802692171793234,-0.69159944884482927,0.16953438111864028,4.2383595279660069E-2]
[1510,377.5,15,0.72916666666666663,0.7805742101207116,-0.73198512983972319,0.20100212337364093,5.0250530843410232E-2]
[1511,377.75,15,0.73958333333333337,0.7808812656004549,-0.76066905048847877,0.22556988018425292,5.639247004606323E-2]
[1512,378,15,0.75,0.78119037724884088,-0.77718234205381365,0.24058173010883888,6.0145432527209719E-2]
[1513,378.25,15,0.76041666666666663,0.78150153865350269,-0.78125073550387136,0.24437973378800465,6.1094933447001162E-2]
[1514,378.5,15,0.77083333333333337,0.78181474335955237,-0.77279910930362705,0.23653407197121668,5.9133517992804169E-2]
[1515,378.75,15,0.78125,0.78212998486971474,-0.75195285249793942,0.21790425118975254,5.4476062797438135E-2]
[1516,379,15,0.79166666666666663,0.78244725664446224,-0.71903601867424538,0.19052229655584454,4.7630574138961136E-2]
[1517,379.25,15,0.80208333333333337,0.78276655210215018,-0.6745662977201986,0.15731414999390356,3.9328537498475889E-2]
[1518,379.5,15,0.8125,0.7830878646191537,-0.61924688323118071,0.12169853714293351,3.0424634285733377E-2]
[1519,379.75,15,0.82291666666666663,0.78341118753000538,-0.55395536315987659,8.7120063615420532E-2,2.1780015903855133E-2]
[1520,380,15,0.83333333333333337,0.78373651412753276,-0.47972980903850326,5.6582741420019324E-2,1.4145685355004831E-2]
[1521,380.25,15,0.84375,0.78406383766299792,-0.39775228407888996,3.225016318299205E-2,8.0625407957480126E-3]
[1522,380.5,15,0.85416666666666663,0.78439315134623777,-0.30933003194417147,1.5169110989813096E-2,3.7922777474532739E-3]
[1523,380.75,15,0.86458333333333337,0.78472444834580435,-0.2158746453233317,5.1558322753075319E-3,1.288958068826883E-3]
[1524,381,15,0.875,0.78505772178910682,-0.11887954602333327,8.6102405251258732E-4,2.1525601312814683E-4]
[1525,381.25,15,0.88541666666666663,0.78539296476255416,-1.9896135599901662E-2,4.0364545449671952E-6,1.0091136362417988E-6]
[1526,381.5,15,0.89583333333333337,0.78573017031169834,7.949100286534562E-2,2.5742326721584451E-4,6.4355816803961127E-5]
[1527,381.75,15,0.90625,0.78606933144137836,0.17768945571737765,2.8752713764878773E-3,7.1881784412196933E-4]
[1528,382,15,0.91666666666666663,0.78641044111586633,0.27312447709155635,1.044180884010888E-2,2.6104522100272201E-3]
[1529,382.25,15,0.92708333333333337,0.78675349225901225,0.36426422665390684,2.4770994180481128E-2,6.1927485451202819E-3]
[1530,382.5,15,0.9375,0.78709847775439146,0.44964434249057605,4.6590918251079132E-2,1.1647729562769783E-2]
[1531,382.75,15,0.94791666666666663,0.78744539044545225,0.52789145519787606,7.5392434361998814E-2,1.8848108590499704E-2]
[1532,383,15,0.95833333333333337,0.78779422313566383,0.59774526581464882,0.10945668858349872,2.7364172145874679E-2]
[1533,383.25,15,0.96875,0.78814496858866667,0.65807883288196545,0.14605876882978755,3.6514692207446887E-2]
[1534,383.5,15,0.97916666666666663,0.78849761952842135,0.70791674225334134,0.18181948374952339,4.5454870937380848E-2]
[1535,383.75,15,0.98958333333333337,0.78885216863936003,0.74645086686594431,0.21315599414069814,5.3288998535174534E-2]
[1536,384,16,0,0.78920860856653885,0.77305346198514824,0.23676770143002418,5.9191925357506045E-2]
[1537,384.25,16,{"$f":"IF(A1557<>\"\",MOD(B1557,24)/24,\"\")","v":1.0416666666666666E-2},0.78956693191578919,0.78728738384447383,{"$f":"ABS(0.5*1.025*1*(F1557^3))","v":0.25008851382467578},{"$f":"G1557*$B$13","v":6.2522128456168946E-2}]
[{"$f":"IF(IF(A1557<>\"\",A1557+1<=$B$16,0),A1557+1,\"\")","v":1538},{"$f":"IF(A1558<>\"\",A1558*$B$13,\"\")","v":384.5},{"$f":"IF(A1558<>\"\",ROUNDDOWN(A1558*$B$13/24,0),\"\")","v":16},2.0833333333333332E-2,{"$f":"IF(A1558<>\"\",($B$4+$B$5)/2+($B$5-$B$4)/2*COS(2*PI()/$B$15*B1558),\"\")","v":0.78992713125387226},{"$f":"IF(A1558<>\"\",E1558*COS(2*PI()/$B$7*B1558),\"\")","v":0.78891326544551665},0.25164114108763386,6.2910285271908464E-2]
[1539,384.75,16,3.125E-2,0.79028919910863282,0.77789353182754717,0.2412427946060984,6.0310698651524601E-2]
[1540,385,16,4.1666666666666664E-2,0.79065312796915399,0.75439318759086083,0.22003265720946269,5.5008164302365672E-2]
[1541,385.25,16,5.2083333333333336E-2,0.79101891028591309,0.71877736105530843,0.19031676171335876,4.757919042833969E-2]
[1542,385.5,16,6.25E-2,0.79138653847093887,0.67160564133200273,0.15525188292602946,3.8812970731507364E-2]
[1543,385.75,16,7.2916666666666671E-2,0.79175600489796816,0.61362329595193188,0.11841300075942617,2.9603250189856541E-2]
[1544,386,16,8.3333333333333329E-2,0.7921273019026045,0.54574950670756794,8.3305547926651041E-2,2.082638698166276E-2]
[1545,386.25,16,9.375E-2,0.79250042178247693,0.46906280922207483,5.2891620160484834E-2,1.3222905040121209E-2]
[1546,386.5,16,0.10416666666666667,0.79287535679739973,0.38478396669630921,2.9197439821009929E-2,7.2993599552524822E-3]
[1547,386.75,16,0.11458333333333333,0.79325209916953365,0.29425654957604769,1.3057868305594076E-2,3.2644670763985191E-3]
[1548,387,16,0.125,0.79363064108354597,0.19892552986568846,4.0342744554700575E-3,1.0085686138675144E-3]
[1549,387.25,16,0.13541666666666666,0.79401097468677395,0.10031423089466679,5.1734649734432178E-4,1.2933662433608044E-4]
[1550,387.5,16,0.14583333333333334,0.7943930920893868,-6.6173212372264493E-15,1.4850481105106632E-43,3.7126202762766579E-44]
[1551,387.75,16,0.15625,0.79477698536454999,-0.1004110076074055,5.1884525011213422E-4,1.2971131252803356E-4]
[1552,388,16,0.16666666666666666,0.79516264654858915,-0.19930953091494852,4.0576825824387699E-3,1.0144206456096925E-3]
[1553,388.25,16,0.17708333333333334,0.79555006764115566,-0.29510898006341951,1.3171679209622658E-2,3.2929198024056645E-3]
[1554,388.5,16,0.1875,0.79593924060539245,-0.38627087552130684,2.9537229785655338E-2,7.3843074464138344E-3]
[1555,388.75,16,0.19791666666666666,0.79633015736810053,-0.47132954181047954,5.3662123346146035E-2,1.3415530836536509E-2]
[1556,389,16,0.20833333333333334,0.79672280981990728,-0.5489156596389495,8.4763861202602181E-2,2.1190965300650545E-2]
[1557,389.25,16,0.21875,0.79711718981543345,-0.61777829817347285,0.12083474047772508,3.0208685119431269E-2]
[1558,389.5,16,0.22916666666666666,0.79751328917346298,-0.67680507313280869,0.15888565398074528,3.972141349518632E-2]
[1559,389.75,16,0.23958333333333334,0.79791109967711271,-0.72504010602649194,0.19533495247814428,4.883373811953607E-2]
[1560,390,16,0.25,0.7983106130740022,-0.76169949473469922,0.22648783076769485,5.6621957691923713E-2]
[1561,390.25,16,0.26041666666666669,0.79871182107642558,-0.78618404517021512,0.24903853203125656,6.225963300781414E-2]
[1562,390.5,16,0.27083333333333331,0.79911471536152334,-0.79808905735485092,0.26052412045405499,6.5131030113513746E-2]
[1563,390.75,16,0.28125,0.79951928757145474,-0.7972110061879607,0.25966518650907594,6.4916296627268985E-2]
[1564,391,16,0.29166666666666669,0.79992552931357108,-0.78355100673489364,0.24654471003446721,6.1636177508616802E-2]
[1565,391.25,16,0.30208333333333331,0.80033343216059061,-0.75731500522905182,0.22259917757002656,5.5649794392506641E-2]
[1566,391.5,16,0.3125,0.80074298765077234,-0.71891068934229707,0.19042268873460436,4.7605672183651089E-2]
[1567,391.75,16,0.32291666666666669,0.8011541872880924,-0.66894116379774715,0.15341140025917402,3.8352850064793505E-2]
[1568,392,16,0.33333333333333331,0.80156702254241941,-0.60819548923673439,0.11529844607799213,2.8824611519498031E-2]
[1569,392.25,16,0.34375,0.80198148484969212,-0.5376362325767865,7.9645172499456296E-2,1.9911293124864074E-2]
[1570,392.5,16,0.35416666666666669,0.8023975656120973,-0.45838422510361509,4.9360876149923232E-2,1.2340219037480808E-2]
[1571,392.75,16,0.36458333333333331,0.80281525619824712,-0.37170076945616937,2.6319294891702715E-2,6.5798237229256788E-3]
[1572,393,16,0.375,0.80323454794335891,-0.27896757776715442,1.1126410128154509E-2,2.7816025320386273E-3]
[1573,393.25,16,0.38541666666666669,0.80365543214943502,-0.18166475985151229,3.0725993685231613E-3,7.6814984213079032E-4]
[1574,393.5,16,0.39583333333333331,0.80407790008544278,-8.1347211898821131E-2,2.7588106075793033E-4,6.8970265189482582E-5]
[1575,393.75,16,0.40625,0.80450194298749556,2.0380217886104047E-2,4.3383075637138015E-6,1.0845768909284504E-6]
[1576,394,16,0.41666666666666669,0.80492755205903543,0.12188839026051504,9.2807034183951039E-4,2.320175854598776E-4]
[1577,394.25,16,0.42708333333333331,0.80535471847101481,0.22154995243986483,5.5732542148782009E-3,1.3933135537195502E-3]
[1578,394.5,16,0.4375,0.80578343336207947,0.31776541489965598,1.6444237941590476E-2,4.111059485397619E-3]
[1579,394.75,16,0.44791666666666669,0.80621368783875347,0.40898880982618219,3.5061310639662682E-2,8.7653276599156706E-3]
[1580,395,16,0.45833333333333331,0.80664547297562239,0.49375251980336754,6.1691004916644539E-2,1.5422751229161135E-2]
[1581,395.25,16,0.46875,0.80707877981551923,0.57069087815931518,9.525694793157731E-2,2.3814236982894327E-2]
[1582,395.5,16,0.47916666666666669,0.80751359936971001,0.63856216162880497,0.13344533968503547,3.3361334921258867E-2]
[1583,395.75,16,0.48958333333333331,0.8079499226180803,0.69626862131518452,0.17299133078746703,4.3247832696866759E-2]
[1584,396,16,0.5,0.80838774050932216,0.74287422895907218,0.21010662529906438,5.2526656324766094E-2]
[1585,396.25,16,0.51041666666666663,0.80882704396112204,0.77761985175054671,0.24098826059279255,6.0247065148198137E-2]
[1586,396.5,16,0.52083333333333337,0.80926782386034934,0.79993560978389655,0.26233664512692029,6.5584161281730072E-2]
[1587,396.75,16,0.53125,0.80971007106324522,0.80945021509871251,0.27180929126529429,6.7952322816323574E-2]
[1588,397,16,0.54166666666666663,0.81015377639561215,0.80599713936609008,0.26834553346508083,6.7086383366270208E-2]
[1589,397.25,16,0.55208333333333337,0.8105989306530047,0.78961750789688279,0.25231564343932095,6.3078910859830237E-2]
[1590,397.5,16,0.5625,0.81104552460092016,0.7605596699628584,0.22547258660686126,5.6368146651715315E-2]
[1591,397.75,16,0.57291666666666663,0.81149354897499015,0.7192754485959042,0.19071268450097328,4.7678171125243321E-2]
[1592,398,16,0.58333333333333337,0.81194299448117258,0.66641312621450932,0.15167866509102135,3.7919666272755337E-2]
[1593,398.25,16,0.59375,0.81239385179594514,0.60280727476937424,0.11226110795344611,2.8065276988361528E-2]
[1594,398.5,16,0.60416666666666663,0.812846111566498,0.52946558976216507,7.6068892047882475E-2,1.9017223011970619E-2]
[1595,398.75,16,0.61458333333333337,0.81329976441092777,0.44755293565961346,4.5943819835157627E-2,1.1485954958789407E-2]
[1596,399,16,0.625,0.81375480091843311,0.35837285512642142,2.3588438351468947E-2,5.8971095878672369E-3]
[1597,399.25,16,0.63541666666666663,0.81421121164950883,0.26334683541025955,9.3600502740213993E-3,2.3400125685053498E-3]
[1598,399.5,16,0.64583333333333337,0.81466898713614211,0.16399166147263722,2.2602639977453323E-3,5.6506599943633308E-4]
[1599,399.75,16,0.65625,0.81512811788200934,6.1895216483329844E-2,1.2152485973830608E-4,3.0381214934576521E-5]
[1600,400,16,0.66666666666666663,0.81558859436267228,-4.1308884418814099E-2,3.6126365348902525E-5,9.0315913372256312E-6]
[1601,400.25,16,{"$f":"IF(A1621<>\"\",MOD(B1621,24)/24,\"\")","v":0.67708333333333337},0.81605040702577636,-0.14396742206208349,{"$f":"ABS(0.5*1.025*1*(F1621^3))","v":1.5292783981735E-3},{"$f":"G1621*$B$13","v":3.8231959954337501E-4}]
[{"$f":"IF(IF(A1621<>\"\",A1621+1<=$B$16,0),A1621+1,\"\")","v":1602},{"$f":"IF(A1622<>\"\",A1622*$B$13,\"\")","v":400.5},{"$f":"IF(A1622<>\"\",ROUNDDOWN(A1622*$B$13/24,0),\"\")","v":16},0.6875,{"$f":"IF(A1622<>\"\",($B$4+$B$5)/2+($B$5-$B$4)/2*COS(2*PI()/$B$15*B1622),\"\")","v":0.81651354629124873},{"$f":"IF(A1622<>\"\",E1622*COS(2*PI()/$B$7*B1622),\"\")","v":-0.24443404516780212},7.4847785372773659E-3,1.8711946343193415E-3]
[1603,400.75,16,0.69791666666666663,0.81697800255149644,-0.34109566256433765,2.0338665809039369E-2,5.0846664522598423E-3]
[1604,401,16,0.70833333333333337,0.8174437661716063,-0.43239833277092354,4.143295439496425E-2,1.0358238598741062E-2]
[1605,401.25,16,0.71875,0.8179108274895448,-0.51687223559105666,7.0769068979526922E-2,1.7692267244881731E-2]
[1606,401.5,16,0.72916666666666663,0.81837917681635797,-0.59315532457500741,0.10695452654789298,2.6738631636973244E-2]
[1607,401.75,16,0.73958333333333337,0.81884880443637309,-0.6600152798712412,0.14735193370148575,3.6837983425371437E-2]
[1608,402,16,0.75,0.81931970060739967,-0.71636940776667268,0.18841043982873404,4.710260995718351E-2]
[1609,402.25,16,0.76041666666666663,0.8197918555609317,-0.76130216569156883,0.22613358374572187,5.6533395936430468E-2]
[1610,402.5,16,0.77083333333333337,0.82026525950235074,-0.79408002912507925,0.25661774897771639,6.4154437244429097E-2]
[1611,402.75,16,0.78125,0.82073990261112817,-0.81416345908411636,0.27658504226959724,6.9146260567399309E-2]
[1612,403,16,0.79166666666666663,0.82121577504102994,-0.82121577504102994,0.28383485092088862,7.0958712730222154E-2]
[1613,403.25,16,0.80208333333333337,0.82169286692032006,-0.8151087874590196,0.27754959326836737,6.9387398317091842E-2]
[1614,403.5,16,0.8125,0.8221711683519658,-0.79592509587303217,0.25841068361938346,6.4602670904845866E-2]
[1615,403.75,16,0.82291666666666663,0.82265066941384279,-0.76395701175129616,0.22850759191489645,5.7126897978724112E-2]
[1616,404,16,0.83333333333333337,0.82313136015894117,-0.71970211939745032,0.19105227545826614,4.7763068864566535E-2]
[1617,404.25,16,0.84375,0.82361323061557123,-0.66385554203080543,0.14993900528124479,3.7484751320311198E-2]
[1618,404.5,16,0.85416666666666663,0.82409627078757119,-0.5972990330492427,0.10921173453710423,2.7302933634276057E-2]
[1619,404.75,16,0.86458333333333337,0.8245804706545139,-0.52108706348842426,7.2514481207798936E-2,1.8128620301949734E-2]
[1620,405,16,0.875,0.82506582017191477,-0.43643012502184181,4.2602789019042346E-2,1.0650697254760587E-2]
[1621,405.25,16,0.88541666666666663,0.82555230927144063,-0.34467551272250985,2.0985782169824118E-2,5.2464455424560295E-3]
[1622,405.5,16,0.89583333333333337,0.82603992786111813,-0.24728589250517868,7.7498249385500872E-3,1.9374562346375218E-3]
[1623,405.75,16,0.90625,0.82652866582554296,-0.14581599403031126,1.5889468050791149E-3,3.9723670126977871E-4]
[1624,406,16,0.91666666666666663,0.82701851302609042,-4.1887800298994277E-2,3.7666609777043734E-5,9.4166524442609334E-6]
[1625,406.25,16,0.92708333333333337,0.82750945930112474,6.2835370295585252E-2,1.2714708445287181E-4,3.1786771113217953E-5]
[1626,406.5,16,0.9375,0.82800149446621052,0.16667547546724412,2.3730614142605747E-3,5.9326535356514368E-4]
[1627,406.75,16,0.94791666666666663,0.82849460831432442,0.26796662847719704,9.8613416616237341E-3,2.4653354154059335E-3]
[1628,407,16,0.95833333333333337,0.82898879061606556,0.36508181509416254,2.4938163786183538E-2,6.2345409465458844E-3]
[1629,407.25,16,0.96875,0.82948403111986901,0.45645901973101632,4.87415403131524E-2,1.21853850782881E-2]
[1630,407.5,16,0.97916666666666663,0.82998031955221796,0.54062634135731458,8.0981436588338479E-2,2.024535914708462E-2]
[1631,407.75,16,0.98958333333333337,0.83047764561785664,0.61622569546173644,0.11992598125152522,2.9981495312881305E-2]
[1632,408,17,0,0.83097599900000407,0.682034720499895,0.16259729697094935,4.0649324242737338E-2]
[1633,408.25,17,1.0416666666666666E-2,0.83147536936056854,0.73698653556604687,0.2051504766683703,5.1287619167092575E-2]
[1634,408.5,17,2.0833333333333332E-2,0.83197574634036109,0.78018703002533596,0.24338289264454385,6.0845723161135963E-2]
[1635,408.75,17,3.125E-2,0.83247711955931114,0.81092940499941302,0.27330212943688936,6.8325532359222341E-2]
[1636,409,17,4.1666666666666664E-2,0.83297947861668187,0.82870573029071215,0.29167210462514481,7.2918026156286203E-2]
[1637,409.25,17,5.2083333333333336E-2,0.83348281309128525,0.83321532786656372,0.29645967056883521,7.4114917642208802E-2]
[1638,409.5,17,6.25E-2,0.83398711254169933,0.82436984364533095,0.28711782736734254,7.1779456841835634E-2]
[1639,409.75,17,7.2916666666666671E-2,0.83449236650648362,0.80229492222681242,0.26466468766723594,6.6166171916808986E-2]
[1640,410,17,8.3333333333333329E-2,0.83499856450439691,0.76732845354299084,0.23154626389630553,5.7886565974076383E-2]
[1641,410.25,17,9.375E-2,0.83550569603461478,0.72001541530437929,0.19130188687726254,4.7825471719315636E-2]
[1642,410.5,17,0.10416666666666667,0.83601375057694682,0.66109938970253379,0.14807922692884859,3.7019806732212147E-2]
[1643,410.75,17,0.11458333333333333,0.8365227175920551,0.59151088622594361,0.10606744200582581,2.6516860501456452E-2]
[1644,411,17,0.125,0.83703258652167334,0.51235265379724737,6.892881936579634E-2,1.7232204841449085E-2]
[1645,411.25,17,0.13541666666666666,0.83754334678882514,0.42488221391931807,3.9309681394276777E-2,9.8274203485691942E-3]
[1646,411.5,17,0.14583333333333334,0.83805498779804377,0.33049189134507184,1.8500194536475188E-2,4.6250486341187971E-3]
[1647,411.75,17,0.15625,0.83856749893559213,0.23068665923942258,6.2916029713513018E-3,1.5729007428378254E-3]
[1648,412,17,0.16666666666666666,0.83908086956968264,0.1270601512255449,1.0512886444965469E-3,2.6282216112413672E-4]
[1649,412.25,17,0.17708333333333334,0.83959508905069768,2.1269222529681404E-2,4.9311556944923844E-6,1.2327889236230961E-6]
[1650,412.5,17,0.1875,0.84011014671141127,-8.4992533827424027E-2,3.1465613227337136E-4,7.8664033068342841E-5]
[1651,412.75,17,0.19791666666666666,0.84062603186720919,-0.19002189258605451,3.5164527606398252E-3,8.791131901599563E-4]
[1652,413,17,0.20833333333333334,0.84114273381631155,-0.29213328984666376,1.2777238996526214E-2,3.1943097491315534E-3]
[1653,413.25,17,0.21875,0.84166024183999466,-0.3896858674486241,3.032758557952819E-2,7.5818963948820475E-3]
[1654,413.5,17,0.22916666666666666,0.84217854520281288,-0.4811098343091384,5.7072457424625217E-2,1.4268114356156304E-2]
[1655,413.75,17,0.23958333333333334,0.84269763315282176,-0.56493172130349301,9.2402081351793813E-2,2.3100520337948453E-2]
[1656,414,17,0.25,0.8432174949218012,-0.63979812346859277,0.13422170633343228,3.3555426583358069E-2]
[1657,414.25,17,0.26041666666666669,0.8437381197254783,-0.70449754704549938,0.17919765643968122,4.4799414109920305E-2]
[1658,414.5,17,0.27083333333333331,0.84425949676375156,-0.75798000877020844,0.22318609027029043,5.5796522567572608E-2]
[1659,414.75,17,0.28125,0.84478161522091477,-0.79937407040627817,0.26178456705315978,6.5446141763289944E-2]
[1660,415,17,0.29166666666666669,0.84530446426588113,-0.82800103222282917,0.29092865845237015,7.2732164613092537E-2]
[1661,415.25,17,0.30208333333333331,0.8458280330524085,-0.8433860543125814,0.30744902229535631,7.6862255573839078E-2]
[1662,415.5,17,0.3125,0.84635231071932382,-0.84526602359775205,0.30950958779407406,7.7377396948518515E-2]
[1663,415.75,17,0.32291666666666669,0.84687728639074866,-0.83359403630729945,0.29686408997654706,7.4216022494136766E-2]
[1664,416,17,0.33333333333333331,0.84740294917632508,-0.80854041979830604,0.27089380701949622,6.7723451754874056E-2]
[1665,416.25,17,{"$f":"IF(A1685<>\"\",MOD(B1685,24)/24,\"\")","v":0.34375},0.84792928817144086,-0.77049027297347461,{"$f":"ABS(0.5*1.025*1*(F1685^3))","v":0.23442037200125843},{"$f":"G1685*$B$13","v":5.8605093000314606E-2}]
[{"$f":"IF(IF(A1685<>\"\",A1685+1<=$B$16,0),A1685+1,\"\")","v":1666},{"$f":"IF(A1686<>\"\",A1686*$B$13,\"\")","v":416.5},{"$f":"IF(A1686<>\"\",ROUNDDOWN(A1686*$B$13/24,0),\"\")","v":17},0.35416666666666669,{"$f":"IF(A1686<>\"\",($B$4+$B$5)/2+($B$5-$B$4)/2*COS(2*PI()/$B$15*B1686),\"\")","v":0.84845629245745657},{"$f":"IF(A1686<>\"\",E1686*COS(2*PI()/$B$7*B1686),\"\")","v":-0.72003756032930988},0.19131953864663187,4.7829884661657968E-2]
[1667,416.75,17,0.36458333333333331,0.8489839511019317,-0.65797584996225489,0.14599020924097747,3.6497552310244367E-2]
[1668,417,17,0.375,0.84951225315885082,-0.58528583977589022,0.10275380689530506,2.5688451723826264E-2]
[1669,417.25,17,0.38541666666666669,0.85004118766885173,-0.50311986780476314,6.5269197436655879E-2,1.631729935916397E-2]
[1670,417.5,17,0.39583333333333331,0.8505707436594524,-0.41278365116945115,3.6046353233398741E-2,9.0115883083496853E-3]
[1671,417.75,17,0.40625,0.851100910145278,-0.31571554291828863,1.6128046203645167E-2,4.0320115509112917E-3]
[1672,418,17,0.41666666666666669,0.85163167612828961,-0.21346363617327679,4.9850047757252465E-3,1.2462511939313116E-3]
[1673,418.25,17,0.42708333333333331,0.85216303059801213,-0.10766107993032246,6.3954346450488054E-4,1.5988586612622013E-4]
[1674,418.5,17,0.4375,0.85269496253176236,9.6100198827542723E-15,4.5484845969753649E-43,1.1371211492438412E-43]
[1675,418.75,17,0.44791666666666669,0.853227460894878,0.10779555855844011,6.4194300574878813E-4,1.6048575143719703E-4]
[1676,419,17,0.45833333333333331,0.8537605146409466,0.21399723493726275,5.0224816107154093E-3,1.2556204026788523E-3]
[1677,419.25,17,0.46875,0.85429411271203404,0.31690006013591843,1.6310258137363181E-2,4.0775645343407952E-3]
[1678,419.5,17,0.47916666666666669,0.85482824403891522,0.41484982445909813,3.6590353202649278E-2,9.1475883006623196E-3]
[1679,419.75,17,0.48958333333333331,0.85536289754130246,0.50626966572794219,6.6502747640600754E-2,1.6625686910150188E-2]
[1680,420,17,0.5,0.85589806212807562,0.58968545090723679,0.10508847938201822,2.6272119845504555E-2]
[1681,420.25,17,0.51041666666666663,0.85643372669751283,0.66374954264888186,0.14986719340378823,3.7466798350947059E-2]
[1682,420.5,17,0.52083333333333337,0.85696988013752018,0.72726256762467134,0.19713674181109206,4.9284185452773015E-2]
[1683,420.75,17,0.53125,0.85750651132586209,0.7791928350685865,0.24245364687580359,6.0613411718950898E-2]
[1684,421,17,0.54166666666666663,0.85804360913039279,0.81869309117449174,0.28122715028300987,7.0306787570752469E-2]
[1685,421.25,17,0.55208333333333337,0.8585811624092865,0.84511433730901331,0.30934298958181289,7.7335747395453222E-2]
[1686,421.5,17,0.5625,0.85911916001126876,0.85801648673018349,0.32372837579957486,8.0932093949893716E-2]
[1687,421.75,17,0.57291666666666663,0.85965759077584825,0.85717568490589136,0.32277760817470552,8.069440204367638E-2]
[1688,422,17,0.58333333333333337,0.86019644353354763,0.84258817180002099,0.30657726422915632,7.664431605728908E-2]
[1689,422.25,17,0.59375,0.86073570710613534,0.81447061978677604,0.27689820338182819,6.9224550845457047E-2]
[1690,422.5,17,0.60416666666666663,0.86127537030685808,0.77325693728196254,0.23695470942741925,5.9238677356854813E-2]
[1691,422.75,17,0.61458333333333337,0.86181542194067229,0.71959158483999774,0.1909642613968156,4.7741065349203901E-2]
[1692,423,17,0.625,0.86235585080447641,0.65431950644954551,0.14356992467173568,3.5892481167933921E-2]
[1693,423.25,17,0.63541666666666663,0.8628966456873437,0.57847283316950526,9.920710435609302E-2,2.4801776089023255E-2]
[1694,423.5,17,0.64583333333333337,0.86343779537075427,0.493254568206836,6.150454613502232E-2,1.537613653375558E-2]
[1695,423.75,17,0.65625,0.86397928862882833,0.40001951121146206,3.2804799992146208E-2,8.201199998036552E-3]
[1696,424,17,0.66666666666666663,0.8645211142285586,0.30025272416682347,1.3872500174665596E-2,3.4681250436663989E-3]
[1697,424.25,17,0.67708333333333337,0.8650632609300436,0.1955458810661023,3.8321269444254102E-3,9.5803173610635255E-4]
[1698,424.5,17,0.6875,0.86560571748672088,8.7571877940854956E-2,3.4418176623291315E-4,8.6045441558228289E-5]
[1699,424.75,17,0.69791666666666663,0.86614847264560002,-2.1941891810334607E-2,5.4139729023046916E-6,1.3534932255761729E-6]
[1700,425,17,0.70833333333333337,0.86669151514749621,-0.13124116992085477,1.1585216368358239E-3,2.8963040920895598E-4]
[1701,425.25,17,0.71875,0.86723483372726418,-0.23857293160366141,6.9591688107950344E-3,1.7397922026987586E-3]
[1702,425.5,17,0.72916666666666663,0.86777841711403114,-0.34221349972989606,2.053928318866512E-2,5.13482079716628E-3]
[1703,425.75,17,0.73958333333333337,0.86832225403143126,-0.44049622398985266,4.3804672675616413E-2,1.0951168168904103E-2]
[1704,426,17,0.75,0.86886633319783935,-0.53183828058465032,7.7096142883259458E-2,1.9274035720814865E-2]
[1705,426.25,17,0.76041666666666663,0.86941064332660489,-0.61476616153199981,0.1190758619195752,2.97689654798938E-2]
[1706,426.5,17,0.77083333333333337,0.8699551731262859,-0.68793944313171318,0.16685702702495245,4.1714256756238112E-2]
[1707,426.75,17,0.78125,0.87049991130088378,-0.75017245020885226,0.21636011428081073,5.4090028570202682E-2]
[1708,427,17,0.79166666666666663,0.87104484655007719,-0.80045346600874234,0.26284646352703939,6.5711615881759847E-2]
[1709,427.25,17,0.80208333333333337,0.87158996756945639,-0.83796117653207858,0.30155432613782529,7.5388581534456323E-2]
[1710,427.5,17,0.8125,0.87213526305075828,-0.86207808205523984,0.32834747447457507,8.2086868618643768E-2]
[1711,427.75,17,0.82291666666666663,0.8726807216821002,-0.87240065688018342,0.34028422896240013,8.5071057240600031E-2]
[1712,428,17,0.83333333333333337,0.87322633214821543,-0.86874609023227967,0.33602567250746801,8.4006418126867002E-2]
[1713,428.25,17,0.84375,0.87377208313068733,-0.85115549584516748,0.31602438352957296,7.900609588239324E-2]
[1714,428.5,17,0.85416666666666663,0.87431796330818423,-0.81989353426673972,0.28246604841789219,7.0616512104473048E-2]
[1715,428.75,17,0.86458333333333337,0.87486396135669464,-0.77544444938602841,0.2389714092547921,5.9742852313698025E-2]
[1716,429,17,0.875,0.87541006594976167,-0.71850457819641533,0.19010016286078507,4.7525040715196268E-2]
[1717,429.25,17,0.88541666666666663,0.8759562657587181,-0.64997144945382057,0.14072676705825504,3.5181691764563761E-2]
[1718,429.5,17,0.89583333333333337,0.87650254945292183,-0.57092964174949523,9.5376557733919717E-2,2.3844139433479929E-2]
[1719,429.75,17,0.90625,0.8770489056999905,-0.48263362371362117,5.7616462974732427E-2,1.4404115743683107E-2]
[1720,430,17,0.91666666666666663,0.8775953231660365,-0.38648784775664841,2.9587031826531572E-2,7.396757956632893E-3]
[1721,430.25,17,0.92708333333333337,0.87814179051590258,-0.28402441315608917,1.1742508501560013E-2,2.9356271253900032E-3]
[1722,430.5,17,0.9375,0.8786882964133963,-0.17687865368724448,2.8360908686420583E-3,7.0902271716051458E-4]
[1723,430.75,17,0.94791666666666663,0.87923482952152576,-6.676303874085443E-2,1.5251134679413139E-4,3.8127836698532848E-5]
[1724,431,17,0.95833333333333337,0.87978137850273475,4.4560195580954594E-2,4.5345598125169206E-5,1.1336399531292301E-5]
[1725,431.25,17,0.96875,0.8803279320191375,0.15530724799704576,1.9198577103181006E-3,4.7996442757952516E-4]
[1726,431.5,17,0.97916666666666663,0.88087447873275426,0.2637013349009712,9.3979007577522228E-3,2.3494751894380557E-3]
[1727,431.75,17,0.98958333333333337,0.88142100730574646,0.36800119653910834,2.5541215537482582E-2,6.3853038843706455E-3]
[1728,432,18,0,0.8819675064006518,0.46652906916375669,5.2039126537772096E-2,1.3009781634443024E-2]
[1729,432.25,18,{"$f":"IF(A1749<>\"\",MOD(B1749,24)/24,\"\")","v":1.0416666666666666E-2},0.88251396468061949,0.55769767379761348,{"$f":"ABS(0.5*1.025*1*(F1749^3))","v":8.889766805154703E-2},{"$f":"G1749*$B$13","v":2.2224417012886757E-2}]
[{"$f":"IF(IF(A1749<>\"\",A1749+1<=$B$16,0),A1749+1,\"\")","v":1730},{"$f":"IF(A1750<>\"\",A1750*$B$13,\"\")","v":432.5},{"$f":"IF(A1750<>\"\",ROUNDDOWN(A1750*$B$13/24,0),\"\")","v":18},2.0833333333333332E-2,{"$f":"IF(A1750<>\"\",($B$4+$B$5)/2+($B$5-$B$4)/2*COS(2*PI()/$B$15*B1750),\"\")","v":0.88306037080964539},{"$f":"IF(A1750<>\"\",E1750*COS(2*PI()/$B$7*B1750),\"\")","v":0.64003578745071188},0.13437133876523355,3.3592834691308388E-2]
[1731,432.75,18,3.125E-2,0.88360671345280728,0.71221198482067183,0.1851491413636645,4.6287285340916126E-2]
[1732,433,18,4.1666666666666664E-2,0.88415298127649988,0.77305616733325355,0.23677018718809489,5.9192546797023723E-2]
[1733,433.25,18,5.2083333333333336E-2,0.88469916294867001,0.82157853139135184,0.28421115293430504,7.1052788233576261E-2]
[1734,433.5,18,6.25E-2,0.88524524713905162,0.85698566834037282,0.32256299815327372,8.0640749538318429E-2]
[1735,433.75,18,7.2916666666666671E-2,0.88579122251940101,0.87869353428334918,0.34770117788794108,8.692529447198527E-2]
[1736,434,18,8.3333333333333329E-2,0.88633707776373161,0.88633707776373161,0.35685404321800113,8.9213510804500282E-2]
[1737,434.25,18,9.375E-2,0.8868828015485487,0.8797763666829983,0.34898820088776034,8.7247050221940084E-2]
[1738,434.5,18,0.10416666666666667,0.8874283825530852,0.85909911178208587,0.3249553412391486,8.123883530978715E-2]
[1739,434.75,18,0.11458333333333333,0.88797380945953563,0.82461954169620688,0.28737880663546123,7.1844701658865306E-2]
[1740,435,18,0.125,0.88851907095329108,0.77687364306792883,0.24029516476836443,6.0073791192091108E-2]
[1741,435.25,18,0.13541666666666666,0.88906415572317432,0.71661083753674293,0.18860099746837122,4.7150249367092806E-2]
[1742,435.5,18,0.14583333333333334,0.88960905246167388,0.64478222467794621,0.13738301362234376,3.434575340558594E-2]
[1743,435.75,18,0.15625,0.89015374986517914,0.56252557522041857,9.1226431518871179E-2,2.2806607879717795E-2]
[1744,436,18,0.16666666666666666,0.89069823663421455,0.47114731124118714,5.3599905101224268E-2,1.3399976275306067E-2]
[1745,436.25,18,0.17708333333333334,0.89124250147367401,0.37210175867189577,2.6404566247512865E-2,6.6011415618782163E-3]
[1746,436.5,18,0.1875,0.891786533093055,0.26696800157230427,9.7515017113419984E-3,2.4378754278354996E-3]
[1747,436.75,18,0.19791666666666666,0.89233032020669367,0.15742470651560764,1.9994592006956592E-3,4.998648001739148E-4]
[1748,437,18,0.20833333333333334,0.89287385153399768,4.522331845800881E-2,4.7400306728455447E-5,1.1850076682113862E-5]
[1749,437.25,18,0.21875,0.89341711579968119,-6.7839943904811156E-2,1.6001117345250534E-4,4.0002793363126335E-5]
[1750,437.5,18,0.22916666666666666,0.89396010173399831,-0.17995284549736129,2.9865516137639815E-3,7.4663790344099538E-4]
[1751,437.75,18,0.23958333333333334,0.89450279807297683,-0.2893161845081042,1.2411150921482714E-2,3.1027877303706785E-3]
[1752,438,18,0.25,0.89504519355865253,-0.39417266862301559,3.1387259107521111E-2,7.8468147768802777E-3]
[1753,438.25,18,0.26041666666666669,0.89558727693930196,-0.49283515435899955,6.1347787746714504E-2,1.5336946936678626E-2]
[1754,438.5,18,0.27083333333333331,0.89612903696967572,-0.58371379565041692,0.10192805633247809,2.5482014083119522E-2]
[1755,438.75,18,0.28125,0.89667046241123294,-0.66534166478168666,0.15094823222567641,3.7737058056419102E-2]
[1756,439,18,0.29166666666666669,0.89721154203237319,-0.73639843272937622,0.20465974859912653,5.1164937149781632E-2]
[1757,439.25,18,0.30208333333333331,0.89775226460866986,-0.79573172660464186,0.25822238746099385,6.4555596865248463E-2]
[1758,439.5,18,0.3125,0.89829261892310297,-0.84237581868712963,0.30634552742411181,7.6586381856027952E-2]
[1759,439.75,18,0.32291666666666669,0.89883259376629243,-0.8755673439323256,0.34400324208258021,8.6000810520645052E-2]
[1760,440,18,0.33333333333333331,0.89937217793672986,-0.8947577901414101,0.36712193557410677,9.1780483893526693E-2]
[1761,440.25,18,0.34375,0.89991136024101082,-0.89962255645448663,0.37314263835099615,9.3285659587749037E-2]
[1762,440.5,18,0.35416666666666669,0.90045012949406777,-0.89006643064203272,0.3613775213453449,9.0344380336336225E-2]
[1763,440.75,18,0.36458333333333331,0.90098847451940189,-0.86622539295113021,0.33310918034637671,8.3277295086594177E-2]
[1764,441,18,0.375,0.90152638414931419,-0.82846471309574798,0.29141769266651513,7.2854423166628782E-2]
[1765,441.25,18,0.38541666666666669,0.9020638472251381,-0.77737336642162669,0.24075917213426759,6.0189793033566898E-2]
[1766,441.5,18,0.39583333333333331,0.9026008525974708,-0.71375485437335773,0.18635501934018622,4.6588754835046556E-2]
[1767,441.75,18,0.40625,0.90313738912640362,-0.6386145721943941,0.13347820032194072,3.3369550080485179E-2]
[1768,442,18,0.41666666666666669,0.90367344568175445,-0.5531439223712461,8.6737780438557593E-2,2.1684445109639398E-2]
[1769,442.25,18,0.42708333333333331,0.90420901114329799,-0.45870142479589904,4.9463419547659218E-2,1.2365854886914805E-2]
[1770,442.5,18,0.4375,0.90474407440099569,-0.35679112311910205,2.3277481588044758E-2,5.8193703970111895E-3]
[1771,442.75,18,0.44791666666666669,0.90527862435522788,-0.24903863051983796,7.9157856975424559E-3,1.978946424385614E-3]
[1772,443,18,0.45833333333333331,0.90581264991702282,-0.13716519641246358,1.3225912917054635E-3,3.3064782292636588E-4]
[1773,443.25,18,0.46875,0.9063461400082865,-2.2960207833692747E-2,6.2032790002106533E-6,1.5508197500526633E-6]
[1774,443.5,18,0.47916666666666669,0.90687908356203362,9.1747435129490143E-2,3.9579988701329345E-4,9.8949971753323362E-5]
[1775,443.75,18,0.48958333333333331,0.90741146952261642,0.20511861191115308,4.4229199209685852E-3,1.1057299802421463E-3]
[1776,444,18,0.5,0.90794328684595427,0.31533347280680063,1.6069563904401476E-2,4.017390976100369E-3]
[1777,444.25,18,0.51041666666666663,0.90847452449976174,0.42062065609838978,3.8138680118191694E-2,9.5346700295479234E-3]
[1778,444.5,18,0.52083333333333337,0.90900517146377957,0.51928576181404962,7.1765070283720048E-2,1.7941267570930012E-2]
[1779,444.75,18,0.53125,0.90953521673000137,0.60973862434027915,0.11617829256879075,2.9044573142197688E-2]
[1780,445,18,0.54166666666666663,0.91006464930290265,0.69051894483415499,0.16874101783387452,4.218525445846863E-2]
[1781,445.25,18,0.55208333333333337,0.9105934581996693,0.76031987018207858,0.22525938348800653,5.6314845872001633E-2]
[1782,445.5,18,0.5625,0.91112163245042488,0.81800913771509987,0.28052290968664917,7.0130727421662292E-2]
[1783,445.75,18,0.57291666666666663,0.91164916109845806,0.86264744350428657,0.32899847777264019,8.2249619443160046E-2]
[1784,446,18,0.58333333333333337,0.91217603320045071,0.89350373621277079,0.36558047123024817,9.1395117807562043E-2]
[1785,446.25,18,0.59375,0.91270223782670423,0.91006718746957427,0.38629068715423898,9.6572671788559744E-2]
[1786,446.5,18,0.60416666666666663,0.91322776406136641,0.91205564277499729,0.38882830627824577,9.7207076569561443E-2]
[1787,446.75,18,0.61458333333333337,0.91375260100265776,0.89942041320098776,0.37289116182088544,9.322279045522136E-2]
[1788,447,18,0.625,0.91427673776309859,0.8723473267131433,0.34022182768395143,8.5055456920987857E-2]
[1789,447.25,18,0.63541666666666663,0.91480016346973292,0.83125401787685604,0.2943710806522315,7.3592770163057875E-2]
[1790,447.5,18,0.64583333333333337,0.9153228672643563,0.77678349505752731,0.24021152329986639,6.0052880824966598E-2]
[1791,447.75,18,0.65625,0.91584483830373964,0.70979408401572364,0.18326983782614711,4.5817459456536778E-2]
[1792,448,18,0.66666666666666663,0.91636606575985391,0.63134590507206401,0.12897216007466319,3.2243040018665799E-2]
[1793,448.25,18,{"$f":"IF(A1813<>\"\",MOD(B1813,24)/24,\"\")","v":0.67708333333333337},0.9168865388200963,0.54268409683560037,{"$f":"ABS(0.5*1.025*1*(F1813^3))","v":8.1909665898152531E-2},{"$f":"G1813*$B$13","v":2.0477416474538133E-2}]
[{"$f":"IF(IF(A1813<>\"\",A1813+1<=$B$16,0),A1813+1,\"\")","v":1794},{"$f":"IF(A1814<>\"\",A1814*$B$13,\"\")","v":448.5},{"$f":"IF(A1814<>\"\",ROUNDDOWN(A1814*$B$13/24,0),\"\")","v":18},0.6875,{"$f":"IF(A1814<>\"\",($B$4+$B$5)/2+($B$5-$B$4)/2*COS(2*PI()/$B$15*B1814),\"\")","v":0.91740624668751314},{"$f":"IF(A1814<>\"\",E1814*COS(2*PI()/$B$7*B1814),\"\")","v":0.44521905195571848},4.5228802709204312E-2,1.1307200677301078E-2]
[1795,448.75,18,0.69791666666666663,0.91792517858102385,0.34050397862294035,2.0233007481752267E-2,5.0582518704380668E-3]
[1796,449,18,0.70833333333333337,0.91844332373564574,0.23021014483045918,6.2526949882409479E-3,1.563173747060237E-3]
[1797,449.25,18,0.71875,0.91896067140271664,0.11610020001369815,8.020339891606005E-4,2.0050849729015012E-4]
[1798,449.5,18,0.72916666666666663,0.91947721085011702,-1.3066058607735396E-14,1.143214371468384E-42,2.8580359286709601E-43]
[1799,449.75,18,0.73958333333333337,0.91999293136249427,-0.11623061428663675,8.047397781951863E-4,2.0118494454879658E-4]
[1800,450,18,0.75,0.92050782224148409,-0.2307276166087919,6.2949547030243967E-3,1.5737386757560992E-3]
[1801,450.25,18,0.76041666666666663,0.92102187280593206,-0.34165269610968579,2.0438472098239301E-2,5.1096180245598253E-3]
[1802,450.5,18,0.77083333333333337,0.92153507239211596,-0.44722277917313386,4.5842217576238992E-2,1.1460554394059748E-2]
[1803,450.75,18,0.78125,0.92204741035396709,-0.54573869823793608,8.3300598471040266E-2,2.0825149617760066E-2]
[1804,451,18,0.79166666666666663,0.92255887606328979,-0.63561254650726129,0.13160465575618882,3.2901163939047205E-2]
[1805,451.25,18,0.80208333333333337,0.9230694589099836,-0.71539327806160913,0.18764130087144554,4.6910325217861384E-2]
[1806,451.5,18,0.8125,0.92357914830226251,-0.78379014054860929,0.24677050964942998,6.1692627412357495E-2]
[1807,451.75,18,0.82291666666666663,0.92408793366687436,-0.83969356194537459,0.30342847887469077,7.5857119718672691E-2]
[1808,452,18,0.83333333333333337,0.92459580444932088,-0.88219315332788584,0.35187216930843884,8.7968042327109711E-2]
[1809,452.25,18,0.84375,0.92510275011407661,-0.91059253549370422,0.38696004724963667,9.6740011812409168E-2]
[1810,452.5,18,0.85416666666666663,0.92560876014480653,-0.9244207479387504,0.40485818399086537,0.10121454599771634]
[1811,452.75,18,0.86458333333333337,0.92611382404458553,-0.92344005327723822,0.40357103894109264,0.10089275973527316]
[1812,453,18,0.875,0.92661793133611514,-0.90765000784517269,0.38322083864113254,9.5805209660283136E-2]
[1813,453.25,18,0.88541666666666663,0.92712107156194157,-0.87728772901869378,0.34603500468109055,8.6508751170272638E-2]
[1814,453.5,18,0.89583333333333337,0.92762323428467175,-0.83282435075206418,0.29604253506184014,7.4010633765460035E-2]
[1815,453.75,18,0.90625,0.92812440908719107,-0.77495772001828178,0.23852170040593965,5.9630425101484912E-2]
[1816,454,18,0.91666666666666663,0.92862458557287864,-0.70460144723564289,0.17927695302500882,4.4819238256252204E-2]
[1817,454.25,18,0.92708333333333337,0.92912375336582265,-0.62287048241621601,0.12384746475154258,3.0961866187885646E-2]
[1818,454.5,18,0.9375,0.92962190211103679,-0.53106344473199829,7.6759669169253669E-2,1.9189917292313417E-2]
[1819,454.75,18,0.94791666666666663,0.9301190214746744,-0.43064198556109445,4.093011617802457E-2,1.0232529044506142E-2]
[1820,455,18,0.95833333333333337,0.93061510114424206,-0.32320751300409373,1.7303669524245523E-2,4.3259173810613807E-3]
[1821,455.25,18,0.96875,0.931110130828815,-0.21047564857481124,4.7785863599510954E-3,1.1946465899877739E-3]
[1822,455.5,18,0.97916666666666663,0.93160410025924978,-9.4248823579832927E-2,4.2906361131703533E-4,1.0726590282925883E-4]
[1823,455.75,18,0.98958333333333337,0.93209699918839695,2.3612546992621677E-2,6.7471812292556184E-6,1.6867953073139046E-6]
[1824,456,19,0,0.93258881739131461,0.14121985194318587,1.4433814689350311E-3,3.6084536723375777E-4]
[1825,456.25,19,1.0416666666666666E-2,0.93307954466547993,0.25668655562821058,8.6676873361966524E-3,2.1669218340491631E-3]
[1826,456.5,19,2.0833333333333332E-2,0.93356917083100022,0.36815846867050445,2.5573976069737769E-2,6.3934940174344423E-3]
[1827,456.75,19,3.125E-2,0.93405768573082559,0.47384353175663019,5.4525384851847783E-2,1.3631346212961946E-2]
[1828,457,19,4.1666666666666664E-2,0.93454507923095842,0.5720406339577534,9.5934431777642215E-2,2.3983607944410554E-2]
[1829,457.25,19,5.2083333333333336E-2,0.93503134122066367,0.66116700199908429,0.14812466487998713,3.7031166219996782E-2]
[1830,457.5,19,6.25E-2,0.93551646161267943,0.73978371934911236,0.20749525896590568,5.1873814741476419E-2]
[1831,457.75,19,7.2916666666666671E-2,0.9360004303434255,0.80661896355388629,0.26896709588702139,6.7241773971755348E-2]
[1832,458,19,8.3333333333333329E-2,0.93648323737321215,0.86058858643552116,0.32664846041320439,8.1662115103301097E-2]
[1833,458.25,19,9.375E-2,0.93696487268644857,0.90081370403451666,0.37462678313870468,9.3656695784676169E-2]
[1834,458.5,19,0.10416666666666667,0.93744532629185118,0.92663501082892641,0.40777442574609929,0.10194360643652482]
[1835,458.75,19,0.11458333333333333,0.93792458822264935,0.93762358505220345,0.42245401207062144,0.10561350301765536]
[1836,459,19,0.125,0.93840264853679389,0.93358800801896036,0.41702266885850892,0.10425566721462723]
[1837,459.25,19,0.13541666666666666,0.93887949731716258,0.91457767935843604,0.39206282405938497,9.8015706014846243E-2]
[1838,459.5,19,0.14583333333333334,0.93935512467176507,0.88088227100423033,0.35030592067851712,8.7576480169629281E-2]
[1839,459.75,19,0.15625,0.93982952073394987,0.83302732471927166,0.29625904016403654,7.4064760041009134E-2]
[1840,460,19,0.16666666666666666,0.94030267566260772,0.77176605985325009,0.23558676925428218,5.8896692313570545E-2]
[1841,460.25,19,0.17708333333333334,0.94077457964237543,0.69806751894151409,0.17433563262131738,4.3583908155329344E-2]
[1842,460.5,19,0.1875,0.94124522288384094,0.61310123768026403,0.11811102766978317,2.9527756917445792E-2]
[1843,460.75,19,0.19791666666666666,0.94171459562374538,0.51821868180446051,7.1323568765651019E-2,1.7830892191412755E-2]
[1844,461,19,0.20833333333333334,0.94218268812518524,0.41493174554917306,3.6612034158564427E-2,9.1530085396411068E-3]
[1845,461.25,19,0.21875,0.94264949067781567,0.30488865385208214,1.4525050738470094E-2,3.6312626846175234E-3]
[1846,461.5,19,0.22916666666666666,0.94311499359805107,0.18984765248471319,3.5067884199389472E-3,8.7669710498473679E-4]
[1847,461.75,19,0.23958333333333334,0.94357918722926526,7.1648906204448942E-2,1.8850486547250579E-4,4.7126216368126448E-5]
[1848,462,19,0.25,0.94404206194199358,-4.7814945786164492E-2,5.6025387990677557E-5,1.4006346997669389E-5]
[1849,462.25,19,0.26041666666666669,0.94450360813413115,-0.16662910577669318,2.371081383671484E-3,5.9277034591787101E-4]
[1850,462.5,19,0.27083333333333331,0.9449638162311329,-0.28288731912378245,1.1602038694637256E-2,2.900509673659314E-3]
[1851,462.75,19,0.28125,0.94542267668621149,-0.39472246902671065,3.1518781232302957E-2,7.8796953080757393E-3]
[1852,463,19,0.29166666666666669,0.94588017998053608,-0.50033657329129255,6.4191957463595878E-2,1.6047989365898969E-2]
[1853,463.25,19,0.30208333333333331,0.94633631662342932,-0.59802970098279329,0.10961301679109331,2.7403254197773327E-2]
[1854,463.5,19,0.3125,0.94679107715256428,-0.68622734373307914,0.16561433581121221,4.1403583952803052E-2]
[1855,463.75,19,0.32291666666666669,0.94724445213416086,-0.76350580082014496,0.22810294517133922,5.7025736292834805E-2]
[1856,464,19,0.33333333333333331,0.94769643216318178,-0.82861516859417483,0.29157649251633394,7.2894123129083485E-2]
[1857,464.25,19,{"$f":"IF(A1877<>\"\",MOD(B1877,24)/24,\"\")","v":0.34375},0.94814700786352657,-0.88049956288792997,{"$f":"ABS(0.5*1.025*1*(F1877^3))","v":0.34984953727962542},{"$f":"G1877*$B$13","v":8.7462384319906356E-2}]
[{"$f":"IF(IF(A1877<>\"\",A1877+1<=$B$16,0),A1877+1,\"\")","v":1858},{"$f":"IF(A1878<>\"\",A1878*$B$13,\"\")","v":464.5},{"$f":"IF(A1878<>\"\",ROUNDDOWN(A1878*$B$13/24,0),\"\")","v":19},0.35416666666666669,{"$f":"IF(A1878<>\"\",($B$4+$B$5)/2+($B$5-$B$4)/2*COS(2*PI()/$B$15*B1878),\"\")","v":0.9485961698882277},{"$f":"IF(A1878<>\"\",E1878*COS(2*PI()/$B$7*B1878),\"\")","v":-0.91831424711291132},0.39688787955625515,9.9221969889063788E-2]
[1859,464.75,19,0.36458333333333331,0.94904390891964341,-0.94143938810640193,0.4276327549735417,0.10690818874338542]
[1860,465,19,0.375,0.94949021566965086,-0.94949021566965086,0.43869769346877979,0.10967442336719495]
[1861,465.25,19,0.38541666666666669,0.94993508087983936,-0.94232341926345986,0.42883855467703658,0.10720963866925914]
[1862,465.5,19,0.39583333333333331,0.95037849532170271,-0.92003967558343103,0.39912923365041203,9.9782308412603007E-2]
[1863,465.75,19,0.40625,0.95082044979682923,-0.8829822627584728,0.35281724835899753,8.8204312089749382E-2]
[1864,466,19,0.41666666666666669,0.95126093513709431,-0.83173177970765122,0.29487894026336403,7.3719735065841008E-2]
[1865,466.25,19,0.42708333333333331,0.95169994220484977,-0.76709705174464138,0.2313368461489631,5.7834211537240776E-2]
[1866,466.5,19,0.4375,0.95213746189311288,-0.69010236483076015,0.16843580505697509,4.2108951264243771E-2]
[1867,466.75,19,0.44791666666666669,0.95257348512575624,-0.60197122996026375,0.11179466431072389,2.7948666077680973E-2]
[1868,467,19,0.45833333333333331,0.95300800285769605,-0.50410693506529292,6.5654105108668134E-2,1.6413526277167034E-2]
[1869,467.25,19,0.46875,0.95344100607507853,-0.39807019364966373,3.2327554308352616E-2,8.0818885770881539E-3]
[1870,467.5,19,0.47916666666666669,0.95387248579546835,-0.28555424626607112,1.1933277435032282E-2,2.9833193587580705E-3]
[1871,467.75,19,0.48958333333333331,0.95430243306803442,-0.16835781218110427,2.4456465384241695E-3,6.1141163460604238E-4]
[1872,468,19,0.5,0.9547308389737349,-4.8356323458694811E-2,5.7950033527001595E-5,1.4487508381750399E-5]
[1873,468.25,19,0.51041666666666663,0.95515769462550337,7.2528098329128196E-2,1.9552970328805521E-4,4.8882425822013803E-5]
[1874,468.5,19,0.52083333333333337,0.9555829911684327,0.19235744194410273,3.64771457704198E-3,9.11928644260495E-4]
[1875,468.75,19,0.53125,0.95600671977995832,0.30920888914677291,1.5151295949818202E-2,3.7878239874545505E-3]
[1876,469,19,0.54166666666666663,0.95642887167004176,0.42120568146437126,3.8298038502575529E-2,9.5745096256438823E-3]
[1877,469.25,19,0.55208333333333337,0.95684943808135325,0.52654727535517254,7.4817980113093097E-2,1.8704495028273274E-2]
[1878,469.5,19,0.5625,0.9572684102894522,0.62353830104180297,0.12424624597712343,3.1061561494280857E-2]
[1879,469.75,19,0.57291666666666663,0.95768577960296952,0.71061585905855373,0.18390712552664365,4.5976781381660912E-2]
[1880,470,19,0.58333333333333337,0.95810153736378756,0.7863747148326844,0.24921977054723532,6.230494263680883E-2]
[1881,470.25,19,0.59375,0.95851567494721868,0.84958998497856653,0.31428381954249385,7.8570954885623462E-2]
[1882,470.5,19,0.60416666666666663,0.95892818376218592,0.89923694889892358,0.37266302069156382,9.3165755172890954E-2]
[1883,470.75,19,0.61458333333333337,0.95933905525139995,0.93450766512303063,0.41825628296593709,0.10456407074148427]
[1884,471,19,0.625,0.95974828089153663,0.95482412283709839,0.44613265963559501,0.11153316490889875]
[1885,471.25,19,0.63541666666666663,0.96015585219341459,0.95984771446116879,0.45321145171083449,0.11330286292770862]
[1886,471.5,19,0.64583333333333337,0.96056176070217081,0.94948487401493531,0.43869028941643368,0.10967257235410842]
[1887,471.75,19,0.65625,0.96096599799743598,0.92388878744761138,0.4041596558102265,0.10103991395255663]
[1888,472,19,0.66666666666666663,0.96136855569350921,0.8834571441006025,0.35338680607479239,8.8346701518698098E-2]
[1889,472.25,19,0.67708333333333337,0.96176942543953214,0.82882596201499381,0.29179907368132235,7.2949768420330588E-2]
[1890,472.5,19,0.6875,0.96216859891966222,0.76085958286900457,0.22573942487259788,5.6434856218149469E-2]
[1891,472.75,19,0.69791666666666663,0.96256606785324483,0.68063699391909838,0.16159968881269834,4.0399922203174586E-2]
[1892,473,19,0.70833333333333337,0.96296182399498542,0.58943469343234223,0.10495447310381473,2.6238618275953682E-2]
[1893,473.25,19,0.71875,0.96335585913512078,0.48870637178457021,5.9818824437125481E-2,1.495470610928137E-2]
[1894,473.5,19,0.72916666666666663,0.96374816509958827,0.38005973176172608,2.8135163431724685E-2,7.0337908579311713E-3]
[1895,473.75,19,0.73958333333333337,0.96413873375019687,0.26523081781069408,9.5623761412060304E-3,2.3905940353015076E-3]
[1896,474,19,0.75,0.96452755698479498,0.14605626429612115,1.5968143801745672E-3,3.9920359504364179E-4]
[1897,474.25,19,0.76041666666666663,0.96491462673743866,2.4443906575755403E-2,7.4852397509463301E-6,1.8713099377365825E-6]
[1898,474.5,19,0.77083333333333337,0.96529993497855926,-9.7657774636353903E-2,4.7732517518989077E-4,1.1933129379747269E-4]
[1899,474.75,19,0.78125,0.96568347371512986,-0.21829088602792171,5.3309017772611511E-3,1.3327254443152878E-3]
[1900,475,19,0.79166666666666663,0.96606523499083075,-0.33551953070309382,1.9357411693219535E-2,4.8393529233048838E-3]
[1901,475.25,19,0.80208333333333337,0.96644521088621504,-0.4474608893517909,4.5915478455040293E-2,1.1478869613760073E-2]
[1902,475.5,19,0.8125,0.96682339351887259,-0.55231547432741934,8.6348640252201209E-2,2.1587160063050302E-2]
[1903,475.75,19,0.82291666666666663,0.96719977504359333,-0.64839607026714619,0.13970597863811235,3.4926494659528087E-2]
[1904,476,19,0.83333333333333337,0.9675743476525307,-0.73415489559055003,0.20279487118120604,5.0698717795301509E-2]
[1905,476.25,19,0.84375,0.96794710357536307,-0.80820854741102921,0.27056037182135523,6.7640092955338807E-2]
[1906,476.5,19,0.85416666666666663,0.96831803507945469,-0.86936032764256033,0.33673892638492992,8.4184731596232479E-2]
[1907,476.75,19,0.86458333333333337,0.96868713447001698,-0.91661958982026148,0.39469468095576132,9.8673670238940331E-2]
[1908,477,19,0.875,0.9690543940902675,-0.94921779371371184,0.43832019637920688,0.10958004909480172]
[1909,477.25,19,0.88541666666666663,0.96941980632158864,-0.96662100743517321,0.46287375595190539,0.11571843898797635]
[1910,477.5,19,0.89583333333333337,0.96978336358368622,-0.96853865359089331,0.46563406274577468,0.11640851568644367]
[1911,477.75,19,0.90625,0.97014505833474651,-0.95492835618182359,0.44627878175826352,0.11156969543956588]
[1912,478,19,0.91666666666666663,0.97050488307159244,-0.92599680746654256,0.40693246377625175,0.10173311594406294]
[1913,478.25,19,0.92708333333333337,0.97086283032983955,-0.88219663785147084,0.35187633884334574,8.7969084710836434E-2]
[1914,478.5,19,0.9375,0.97121889268405082,-0.82421933604673026,0.28696059626799941,7.1740149066999853E-2]
[1915,478.75,19,0.94791666666666663,0.97157306274789046,-0.75298433018933852,0.21880220042662452,5.4700550106656129E-2]
[1916,479,19,0.95833333333333337,0.97192533317427732,-0.66962440236867871,0.15388195141459002,3.8470487853647505E-2]
[1917,479.25,19,0.96875,0.97227569665553748,-0.57546766799925853,9.7668980547040637E-2,2.4417245136760159E-2]
[1918,479.5,19,0.97916666666666663,0.97262414592355539,-0.47201640682181045,5.3897069630586408E-2,1.3474267407646602E-2]
[1919,479.75,19,0.98958333333333337,0.97297067374992507,-0.36092308308552029,2.4095605566322838E-2,6.0239013915807096E-3]
[1920,480,20,0,0.97331527294609976,-0.24396393785002884,7.4416762812534844E-3,1.8604190703133711E-3]
[1921,480.25,20,{"$f":"IF(A1941<>\"\",MOD(B1941,24)/24,\"\")","v":1.0416666666666666E-2},0.97365793636354148,-0.12301057561492829,{"$f":"ABS(0.5*1.025*1*(F1941^3))","v":9.5394035631194427E-4},{"$f":"G1941*$B$13","v":2.3848508907798607E-4}]
[{"$f":"IF(IF(A1941<>\"\",A1941+1<=$B$16,0),A1941+1,\"\")","v":1922},{"$f":"IF(A1942<>\"\",A1942*$B$13,\"\")","v":480.5},{"$f":"IF(A1942<>\"\",ROUNDDOWN(A1942*$B$13/24,0),\"\")","v":20},2.0833333333333332E-2,{"$f":"IF(A1942<>\"\",($B$4+$B$5)/2+($B$5-$B$4)/2*COS(2*PI()/$B$15*B1942),\"\")","v":0.97399865689386844},{"$f":"IF(A1942<>\"\",E1942*COS(2*PI()/$B$7*B1942),\"\")","v":1.6704517276882613E-14},2.3888872898917228E-42,5.972218224729307E-43]
[1923,480.75,20,3.125E-2,0.97433742746900343,0.12309642156648758,9.55938942550309E-4,2.3898473563757725E-4]
[1924,481,20,4.1666666666666664E-2,0.9746742410613205,0.24430456664937331,7.4728906092666955E-3,1.8682226523166739E-3]
[1925,481.25,20,5.2083333333333336E-2,0.97500909068378927,0.36167923303354876,2.4247367173376704E-2,6.061841793344176E-3]
[1926,481.5,20,6.25E-2,0.97534196939012197,0.47333537188395325,5.4350150367306907E-2,1.3587537591826727E-2]
[1927,481.75,20,7.2916666666666671E-2,0.975672870274916,0.57747837708854599,9.8696340854049242E-2,2.467408521351231E-2]
[1928,482,20,8.3333333333333329E-2,0.97600178647379765,0.67243294383922936,0.15582632071517097,3.8956580178792742E-2]
[1929,482.25,20,9.375E-2,0.97632871116356468,0.75667003214444217,0.22203092695164375,5.5507731737910938E-2]
[1930,482.5,20,0.10416666666666667,0.97665363756232781,0.82883150107863213,0.29180492402089142,7.2951231005222855E-2]
[1931,482.75,20,0.11458333333333333,0.97697655892965107,0.88775201668254644,0.35856580675079114,8.9641451687697785E-2]
[1932,483,20,0.125,0.97729746856669197,0.9324778799398723,0.41553679404939964,0.10388419851234991]
[1933,483.25,20,0.13541666666666666,0.97761635981634043,0.96228247047748305,0.45666906493697695,0.11416726623424424]
[1934,483.5,20,0.14583333333333334,0.97793322606335664,0.97667805578051581,0.4774722760072263,0.11936806900180658]
[1935,483.75,20,0.15625,0.97824806073450854,0.97542377391349633,0.47563508092728274,0.11890877023182068]
[1936,484,20,0.16666666666666666,0.97856085729870834,0.95852965906179366,0.45134697504315058,0.11283674376078764]
[1937,484.25,20,0.17708333333333334,0.97887160926714722,0.92625664267137198,0.40727511631480529,0.10181877907870132]
[1938,484.5,20,0.1875,0.97918031019343088,0.87911252754993963,0.34819880507657702,8.7049701269144256E-2]
[1939,484.75,20,0.19791666666666666,0.97948695367371297,0.81784399696282828,0.28035304699004887,7.0088261747512218E-2]
[1940,485,20,0.20833333333333334,0.97979153334682745,0.74342478447252214,0.21057411134081297,5.2643527835203242E-2]
[1941,485.25,20,0.21875,0.98009404289442115,0.65704019200824959,0.14536828938606661,3.6342072346516652E-2]
[1942,485.5,20,0.22916666666666666,0.98039447604108476,0.56006820241678301,9.0036088482440157E-2,2.2509022120610039E-2]
[1943,485.75,20,0.23958333333333334,0.98069282655448242,0.45405748759269321,4.7976260617654566E-2,1.1994065154413642E-2]
[1944,486,20,0.25,0.98098908824548181,0.34070266333108801,2.0268446145319453E-2,5.0671115363298633E-3]
[1945,486.25,20,0.26041666666666669,0.98128325496828228,0.22181718648169263,5.5934459652590704E-3,1.3983614913147676E-3]
[1946,486.5,20,0.27083333333333331,0.98157532062054187,9.9304328091445807E-2,5.0187828061745493E-4,1.2546957015436373E-4]
[1947,486.75,20,0.28125,0.98186527914350463,-2.4873312610586184E-2,7.8866897048096205E-6,1.9716724262024051E-6]
[1948,487,20,0.29166666666666669,0.98215312452212578,-0.14872526481556159,1.6859633221761609E-3,4.2149083054404023E-4]
[1949,487.25,20,0.30208333333333331,0.98243885078519666,-0.27026510887000676,1.0117281081969029E-2,2.5293202704922573E-3]
[1950,487.5,20,0.3125,0.98272245200546859,-0.38754235289969069,2.9829871654283392E-2,7.4574679135708481E-3]
[1951,487.75,20,0.32291666666666669,0.98300392229977618,-0.49867375151322141,6.355407422366087E-2,1.5888518555915217E-2]
[1952,488,20,0.33333333333333331,0.98328325582915832,-0.60187356343197862,0.11174025892647575,2.7935064731618938E-2]
[1953,488.25,20,0.34375,0.98356044679898069,-0.6954822616384323,0.17240586782518502,4.3101466956296255E-2]
[1954,488.5,20,0.35416666666666669,0.98383548945905508,-0.77799323420244482,0.24133556654015706,6.0333891635039265E-2]
[1955,488.75,20,0.36458333333333331,0.98410837810375884,-0.84807704594697697,0.31260778986449972,7.815194746612493E-2]
[1956,489,20,0.375,0.98437910707215326,-0.90460287003970929,0.3793741659522723,9.4843541488068075E-2]
[1957,489.25,20,0.38541666666666669,0.98464767074810111,-0.94665674382478437,0.43478191290927676,0.10869547822731919]
[1958,489.5,20,0.39583333333333331,0.98491406356038325,-0.97355635401472407,0.47290853969146168,0.11822713492286542]
[1959,489.75,20,0.40625,0.98517827998281349,-0.9848621119353469,0.48957604609226141,0.12239401152306535]
[1960,490,20,0.41666666666666669,0.98544031453435443,-0.98038433896388988,0.48292864328000512,0.12073216082000128]
[1961,490.25,20,0.42708333333333331,0.98570016177923003,-0.96018644467080894,0.45369143595221512,0.11342285898805378]
[1962,490.5,20,0.4375,0.98595781632703883,-0.92458404446775488,0.4050727733394559,0.10126819333486398]
[1963,490.75,20,0.44791666666666669,0.98621327283286608,-0.8741400287458766,0.34232364172007762,8.5580910430019405E-2]
[1964,491,20,0.45833333333333331,0.98646652599739426,-0.80965566051340543,0.27201630639441793,6.8004076598604482E-2]
[1965,491.25,20,0.46875,0.9867175705670127,-0.73215784236384096,0.20114443682161276,5.028610920540319E-2]
[1966,491.5,20,0.47916666666666669,0.98696640133392732,-0.64288275520027971,0.13617243350573627,3.4043108376434067E-2]
[1967,491.75,20,0.48958333333333331,0.98721301313626819,-0.5432561295164281,8.216895714516198E-2,2.0542239286290495E-2]
[1968,492,20,0.5,0.98745740085819644,-0.43487046425024012,4.2147673377775613E-2,1.0536918344443903E-2]
[1969,492.25,20,0.51041666666666663,0.98769955943001098,-0.31945955741022397,1.6708656340237649E-2,4.1771640850594123E-3]
[1970,492.5,20,0.52083333333333337,0.98793948382825314,-0.19887075603177859,4.0309428794744221E-3,1.0077357198686055E-3]
[1971,492.75,20,0.53125,0.9881771690758111,-7.5035369854215467E-2,2.1651697575524734E-4,5.4129243938811834E-5]
[1972,493,20,0.54166666666666663,0.98841261024202309,5.0062277178482689E-2,6.4302176184191472E-5,1.6075544046047868E-5]
[1973,493.25,20,0.55208333333333337,0.98864580244277989,0.17441666137873524,2.7193040975556524E-3,6.7982602438891311E-4]
[1974,493.5,20,0.5625,0.98887674084062538,0.29603322937377685,1.3295824018185985E-2,3.3239560045464963E-3]
[1975,493.75,20,0.57291666666666663,0.98910542064485818,0.41296040743713447,3.6092678814678508E-2,9.0231697036696271E-3]
[1976,494,20,0.58333333333333337,0.98933183711162975,0.52332093610271047,7.3451082124793329E-2,1.8362770531198332E-2]
[1977,494.25,20,0.59375,0.98955598554404367,0.6253420266614419,0.12532759914873623,3.1331899787184057E-2]
[1978,494.5,20,0.60416666666666663,0.98977786129225254,0.71738385482370293,0.18921199501878597,4.7302998754696492E-2]
[1979,494.75,20,0.61458333333333337,0.98999745975355502,0.7979659333090432,0.26040356309858242,6.5100890774645606E-2]
[1980,495,20,0.625,0.99021477637249045,0.86579093897765602,0.33260822054103167,8.3152055135257918E-2]
[1981,495.25,20,0.63541666666666663,0.99042980664093416,0.91976561080288111,0.39877265766584113,9.9693164416460284E-2]
[1982,495.5,20,0.64583333333333337,0.9906425460981908,0.95901838185301758,0.45203770810119676,0.11300942702529919]
[1983,495.75,20,0.65625,0.99085299033108631,0.98291346075082442,0.48667576219683406,0.12166894054920852]
[1984,496,20,0.66666666666666663,0.99106113497406034,0.99106113497406034,0.49887898030809036,0.12471974507702259]
[1985,496.25,20,{"$f":"IF(A2005<>\"\",MOD(B2005,24)/24,\"\")","v":0.67708333333333337},0.99126697570925626,0.9833241289374508,{"$f":"ABS(0.5*1.025*1*(F2005^3))","v":0.48728602681181066},{"$f":"G2005*$B$13","v":0.12182150670295266}]
[{"$f":"IF(IF(A2005<>\"\",A2005+1<=$B$16,0),A2005+1,\"\")","v":1986},{"$f":"IF(A2006<>\"\",A2006*$B$13,\"\")","v":496.5},{"$f":"IF(A2006<>\"\",ROUNDDOWN(A2006*$B$13/24,0),\"\")","v":20},0.6875,{"$f":"IF(A2006<>\"\",($B$4+$B$5)/2+($B$5-$B$4)/2*COS(2*PI()/$B$15*B2006),\"\")","v":0.99147050826661065},{"$f":"IF(A2006<>\"\",E2006*COS(2*PI()/$B$7*B2006),\"\")","v":0.95981991308354953},0.45317207190846814,0.11329301797711704]
[1987,496.75,20,0.69791666666666663,0.99167172842394236,0.92091892519190255,0.40027462894396348,0.10006865723599087]
[1988,497,20,0.70833333333333337,0.99187063200703984,0.86723873074854407,0.33427959335539004,8.3569898338847509E-2]
[1989,497.25,20,0.71875,0.99206721488974736,0.79963421444722138,0.26204023156384004,6.5510057890960011E-2]
[1990,497.5,20,0.72916666666666663,0.99226147299405132,0.71918395867141904,0.19063991931822361,4.7659979829555901E-2]
[1991,497.75,20,0.73958333333333337,0.99245340229016443,0.62717302610620718,0.12643170208020793,3.1607925520051983E-2]
[1992,498,20,0.75,0.99264299879660911,0.52507242146643074,7.4191046090065341E-2,1.8547761522516335E-2]
[1993,498.25,20,0.76041666666666663,0.99283025858030072,0.41451556076997831,3.6501976830539185E-2,9.1254942076347961E-3]
[1994,498.5,20,0.77083333333333337,0.9930151777566284,0.29727212477317139,1.3463452163402867E-2,3.3658630408507167E-3]
[1995,498.75,20,0.78125,0.99319775248953646,0.17521971534196493,2.7570381847423454E-3,6.8925954618558635E-4]
[1996,499,20,0.79166666666666663,0.99337797899160285,5.0313768978589787E-2,6.5276133761487458E-5,1.6319033440371865E-5]
[1997,499.25,20,0.80208333333333337,0.99355585352411913,-7.5443790114819123E-2,2.2007178412420428E-4,5.5017946031051069E-5]
[1998,499.5,20,0.8125,0.9937313723971668,-0.2000366546292279,4.1022546728680222E-3,1.0255636682170056E-3]
[1999,499.75,20,0.82291666666666663,0.99390453196969464,-0.3214664812387838,1.7025542501613505E-2,4.2563856254033763E-3]
[2000,500,20,0.83333333333333337,0.99407532864959358,-0.43778496094503533,4.3000785083376472E-2,1.0750196270844118E-2]
[2001,500.25,20,0.84375,0.99424375889377192,-0.54712509768949946,8.3937065370034009E-2,2.0984266342508502E-2]
[2002,500.5,20,0.85416666666666663,0.99440981920822835,-0.64773119278103009,0.13927664779431012,3.481916194857753E-2]
[2003,500.75,20,0.86458333333333337,0.99457350614812468,-0.73798705329145919,0.20598713564398297,5.1496783910995741E-2]
[2004,501,20,0.875,0.99473481631785687,-0.81644197092973414,0.27891369364609137,6.9728423411522841E-2]
[2005,501.25,20,0.88541666666666663,0.99489374637112626,-0.88183405355500377,0.35144265184355183,8.7860662960887959E-2]
[2006,501.5,20,0.89583333333333337,0.995050293011008,-0.93311053386465748,0.41638314995359749,0.10409578748839937]
[2007,501.75,20,0.90625,0.99520445299002047,-0.9694447282144989,0.46694209733774406,0.11673552433443601]
[2008,502,20,0.91666666666666663,0.99535622311019178,-0.99024937221955001,0.49765411209636556,0.12441352802409139]
[2009,502.25,20,0.92708333333333337,0.99550560022312662,-0.995186117883473,0.5051342282705924,0.1262835570676481]
[2010,502.5,20,0.9375,0.99565258123007139,-0.98417103858144728,0.48854616910279158,0.1221365422756979]
[2011,502.75,20,0.94791666666666663,0.99579716308197852,-0.95737605228571454,0.44971932419783828,0.11242983104945957]
[2012,503,20,0.95833333333333337,0.99593934277956953,-0.91522623894719601,0.39289749278750724,9.822437319687681E-2]
[2013,503.25,20,0.96875,0.99607911737339794,-0.85839309387773455,0.32415484292440627,8.1038710731101568E-2]
[2014,503.5,20,0.97916666666666663,0.99621648396390927,-0.7877838242560371,0.25056190772751191,6.2640476931877978E-2]
[2015,503.75,20,0.98958333333333337,0.99635143970150231,-0.70452685945790816,0.17922002529328152,4.4805006323320379E-2]
[2016,504,21,0,0.99648398178658781,-0.60995380676448663,0.11630133717793939,2.9075334294484848E-2]
[2017,504.25,21,1.0416666666666666E-2,0.99661410746964629,-0.50557814115343647,6.6230607121861462E-2,1.6557651780465366E-2]
[2018,504.5,21,2.0833333333333332E-2,0.99674181405128548,-0.3930709704073781,3.1124815267846422E-2,7.7812038169616056E-3]
[2019,504.75,21,3.125E-2,0.99686709888229608,-0.27423426383534066,1.0569611348210857E-2,2.6424028370527143E-3]
[2020,505,21,4.1666666666666664E-2,0.99698995936370693,-0.150971973740816,1.7635300662396077E-3,4.4088251655990192E-4]
[2021,505.25,21,5.2083333333333336E-2,0.99711039294683856,-2.5259512723201042E-2,8.2597856092822736E-6,2.0649464023205684E-6]
[2022,505.5,21,6.25E-2,0.99722839713335665,0.10088792357622496,5.2627340153080791E-4,1.3156835038270198E-4]
[2023,505.75,21,7.2916666666666671E-2,0.99734396947532311,0.22544768000824134,5.8726102835152134E-3,1.4681525708788033E-3]
[2024,506,21,8.3333333333333329E-2,0.99745710757524741,0.34642209294830012,2.1306426358589134E-2,5.3266065896472835E-3]
[2025,506.25,21,9.375E-2,0.9975678090861364,0.46187054787418941,5.0495732678864973E-2,1.2623933169716243E-2]
[2026,506.5,21,0.10416666666666667,0.99767607171154216,0.56994062872944229,9.4881757635644881E-2,2.372043940891122E-2]
[2027,506.75,21,0.11458333333333333,0.99778189320561095,0.66889785877904495,0.1533816081615314,3.834540204038285E-2]
[2028,507,21,0.125,0.99788527137312855,0.75715355516985905,0.22245684186154913,5.5614210465387282E-2]
[2029,507.25,21,0.13541666666666666,0.9979862040695664,0.83329034959449966,0.29653975641919667,7.4134939104799166E-2]
[2030,507.5,21,0.14583333333333334,0.99808468920112636,0.89608496484081823,0.36875799176322321,9.2189497940805804E-2]
[2031,507.75,21,0.15625,0.99818072472478336,0.94452788099048912,0.4318552624674013,0.10796381561685033]
[2032,508,21,0.16666666666666666,0.99827430864832867,0.97783957490417872,0.47917781138935367,0.11979445284733842]
[2033,508.25,21,0.17708333333333334,0.9983654390304102,0.99548307159705407,0.50558654441224604,0.12639663610306151]
[2034,508.5,21,0.1875,0.99845411398057393,0.99717260528524587,0.50816516006455059,0.12704129001613765]
[2035,508.75,21,0.19791666666666666,0.99854033165930234,0.98287825032002052,0.48662346222308211,0.12165586555577053]
[2036,509,21,0.20833333333333334,0.99862409027805255,0.95282644692107232,0.44333832779880833,0.11083458194970208]
[2037,509.25,21,0.21875,0.99870538809929388,0.90749641253236157,0.38302632215124938,9.5756580537812344E-2]
[2038,509.5,21,0.22916666666666666,0.99878422343654383,0.84761249569577535,0.31209436070939961,7.8023590177349902E-2]
[2039,509.75,21,0.23958333333333334,0.99886059465440247,0.77413259450723781,0.2377606232859254,5.944015582148135E-2]
[2040,510,21,0.25,0.99893450016858709,0.68823282493956717,0.16707059391521042,4.1767648478802606E-2]
[2041,510.25,21,0.26041666666666669,0.99900593844596486,0.59128868457009987,0.10594795388097356,2.6486988470243389E-2]
[2042,510.5,21,0.27083333333333331,0.99907490800458421,0.4848530135701985,5.8414971288923069E-2,1.4603742822230767E-2]
[2043,510.75,21,0.28125,0.99914140741370616,0.37063110629253976,2.6092726828082603E-2,6.5231817070206507E-3]
[2044,511,21,0.29166666666666669,0.99920543529383354,0.2504533726030474,8.0514578283529953E-3,2.0128644570882488E-3]
[2045,511.25,21,0.30208333333333331,0.99926699031674027,0.12624598750865695,1.0312088250943746E-3,2.5780220627359365E-4]
[2046,511.5,21,0.3125,0.99932607120549788,-2.0077051888686386E-14,4.1475697085402842E-42,1.0368924271350711E-42]
[2047,511.75,21,0.32291666666666669,0.99938267673450287,-0.12626060316816848,1.0315670196553001E-3,2.5789175491382503E-4]
[2048,512,21,0.33333333333333331,0.999436805729502,-0.25051136618867637,8.0570521755108371E-3,2.0142630438777093E-3]
[2049,512.25,21,{"$f":"IF(A2069<>\"\",MOD(B2069,24)/24,\"\")","v":0.34375},0.99948845706761602,-0.37075984422317687,{"$f":"ABS(0.5*1.025*1*(F2069^3))","v":2.611992603386213E-2},{"$f":"G2069*$B$13","v":6.5299815084655325E-3}]
[{"$f":"IF(IF(A2069<>\"\",A2069+1<=$B$16,0),A2069+1,\"\")","v":2050},{"$f":"IF(A2070<>\"\",A2070*$B$13,\"\")","v":512.5},{"$f":"IF(A2070<>\"\",ROUNDDOWN(A2070*$B$13/24,0),\"\")","v":21},0.35416666666666669,{"$f":"IF(A2070<>\"\",($B$4+$B$5)/2+($B$5-$B$4)/2*COS(2*PI()/$B$15*B2070),\"\")","v":0.99953762967736393},{"$f":"IF(A2070<>\"\",E2070*COS(2*PI()/$B$7*B2070),\"\")","v":-0.48507757330608964},5.849617359067371E-2,1.4624043397668427E-2]
[2051,512.75,21,0.36458333333333331,0.99958432253868446,-0.59163101683879393,0.10613207920047393,2.6533019800118483E-2]
[2052,513,21,0.375,0.99962853468295743,-0.68871099176065298,0.1674190652259995,4.1854766306499876E-2]
[2053,513.25,21,0.38541666666666669,0.99967026519302404,-0.77476010184720412,0.23833927418309966,5.9584818545774916E-2]
[2054,513.5,21,0.39583333333333331,0.99970951320320567,-0.84839773754279291,0.31296255222371977,7.8240638055929942E-2]
[2055,513.75,21,0.40625,0.99974627789932202,-0.90844224077224089,0.38422518580837817,9.6056296452094542E-2]
[2056,514,21,0.41666666666666669,0.99978055851870784,-0.95392987866827339,0.44488035149756616,0.11122008787439154]
[2057,514.25,21,0.42708333333333331,0.99981235435022864,-0.98413032136531775,0.48848553507820269,0.12212138376955067]
[2058,514.5,21,0.4375,0.99984166473429603,-0.99855837512752776,0.51028669558206552,0.12757167389551638]
[2059,514.75,21,0.44791666666666669,0.99986848906288062,-0.99698178219398514,0.50787348210166827,0.12696837052541707]
[2060,515,21,0.45833333333333331,0.99989282677952496,-0.97942496187413741,0.48151228821561293,0.12037807205390323]
[2061,515.25,21,0.46875,0.99991467737935547,-0.94616863259588391,0.43410971827586764,0.10852742956896691]
[2062,515.5,21,0.47916666666666669,0.99993404040909217,-0.89774532075059787,0.37081160735735713,9.2702901839339283E-2]
[2063,515.75,21,0.48958333333333331,0.99995091546705894,-0.83493082823097986,0.29829457858929903,7.4573644647324758E-2]
[2064,516,21,0.5,0.99996530220319091,-0.75873179545763114,0.22385083657727028,5.5962709144317571E-2]
[2065,516.25,21,0.51041666666666663,0.99997720031904258,-0.6703695593956891,0.15439624210387456,3.8599060525968641E-2]
[2066,516.5,21,0.52083333333333337,0.99998660956779339,-0.57126056556645888,9.5542501153371942E-2,2.3885625288342986E-2]
[2067,516.75,21,0.53125,0.99999352975425315,-0.46299364840302831,5.086499067852563E-2,1.2716247669631408E-2]
[2068,517,21,0.54166666666666663,0.99999796073486613,-0.34730454459730542,2.1469665021145501E-2,5.3674162552863752E-3]
[2069,517.25,21,0.55208333333333337,0.99999990241771386,-0.22604804852542948,5.9196517217291952E-3,1.4799129304322988E-3]
[2070,517.5,21,0.5625,0.999999354762517,-0.10116825670982547,5.3067260572665182E-4,1.3266815143166296E-4]
[2071,517.75,21,0.57291666666666663,0.99999631778063636,2.5332621032585052E-2,8.3317119836850948E-6,2.0829279959212737E-6]
[2072,518,21,0.58333333333333337,0.99999079153507275,0.15142638308720174,1.7795021496450944E-3,4.4487553741127359E-4]
[2073,518.25,21,0.59375,0.99998277614046538,0.27509137453767185,1.0669026399677071E-2,2.6672565999192677E-3]
[2074,518.5,21,0.60416666666666663,0.99997227176308945,0.39434492032073476,3.1428425368372516E-2,7.857106342093129E-3]
[2075,518.75,21,0.61458333333333337,0.9999592786208531,0.50727513239588562,6.6899764410448731E-2,1.6724941102612183E-2]
[2076,519,21,0.625,0.99994379698329261,0.61207158034488574,0.11751695077899492,2.937923769474873E-2]
[2077,519.25,21,0.63541666666666663,0.99992582717156675,0.70705433307660737,0.18115579618507258,4.5288949046268144E-2]
[2078,519.5,21,0.64583333333333337,0.99990536955845044,0.79070090548056382,0.25335564086573403,6.3338910216433508E-2]
[2079,519.75,21,0.65625,0.99988242456832643,0.86167067752857074,0.32788217889711901,8.1970544724279754E-2]
[2080,520,21,0.66666666666666663,0.99985699267717731,0.91882639392381171,0.397552286903677,9.938807172591925E-2]
[2081,520.25,21,0.67708333333333337,0.99982907441257474,0.96125239929287876,0.45520411582067644,0.11380102895516911]
[2082,520.5,21,0.6875,0.99979867035366932,0.98826931634996684,0.49467482033007693,0.12366870508251923]
[2083,520.75,21,0.69791666666666663,0.99976578113117798,0.99944493159422965,0.51164705594366944,0.12791176398591736]
[2084,521,21,0.70833333333333337,0.9997304074273714,0.9946011140115727,0.5042439471461736,0.1260609867865434]
[2085,521.25,21,0.71875,0.99969254997605916,0.97381665596236588,0.47328796897551928,0.11832199224387982]
[2086,521.5,21,0.72916666666666663,0.99965220956257528,0.93742599092284862,0.42218698537484184,0.10554674634371046]
[2087,521.75,21,0.73958333333333337,0.99960938702376145,0.88601380895802795,0.35646372542411509,8.9115931356028771E-2]
[2088,522,21,0.75,0.99956408324794999,0.82040565667376297,0.28299568145406018,7.0748920363515044E-2]
[2089,522.25,21,0.76041666666666663,0.99951629917494489,0.74165467286740483,0.20907354441629755,5.2268386104074388E-2]
[2090,522.5,21,0.77083333333333337,0.99946603579600313,0.65102467313295986,0.14141198361314974,3.5352995903287436E-2]
[2091,522.75,21,0.78125,0.99941329415381319,0.54996985528422959,8.525316814950834E-2,2.1313292037377085E-2]
[2092,523,21,0.79166666666666663,0.99935807534247423,0.44011145169270444,4.3689983114690994E-2,1.0922495778672749E-2]
[2093,523.25,21,0.80208333333333337,0.99930038050747272,0.32321170362879376,1.7304342597631969E-2,4.3260856494079921E-3]
[2094,523.5,21,0.8125,0.9992402108456595,0.2011455756563055,4.1708572190017586E-3,1.0427143047504397E-3]
[2095,523.75,21,0.82291666666666663,0.99917756760522392,7.5870664372269678E-2,2.2382857554787295E-4,5.5957143886968238E-5]
[2096,524,21,0.83333333333333337,0.99911245208566879,-5.0604215274543833E-2,6.6413130736145314E-5,1.6603282684036329E-5]
[2097,524.25,21,0.84375,0.99904486563778305,-0.17625126167687299,2.8060187798833762E-3,7.0150469497084404E-4]
[2098,524.5,21,0.85416666666666663,0.99897480966361385,-0.29905621879260241,1.3707314690563195E-2,3.4268286726407988E-3]
[2099,524.75,21,0.86458333333333337,0.99890228561643724,-0.41705068665899975,3.7175805857874028E-2,9.293951464468507E-3]
[2100,525,21,0.875,0.99882729500072853,-0.5283436915876456,7.5586362976483773E-2,1.8896590744120943E-2]
[2101,525.25,21,0.88541666666666663,0.99874983937213047,-0.63115200939076466,0.12885336878117246,3.2213342195293114E-2]
[2102,525.5,21,0.89583333333333337,0.99866992033742141,-0.72382875508325883,0.19435752763430439,4.8589381908576097E-2]
[2103,525.75,21,0.90625,0.99858753955448187,-0.80488978041391734,0.26724101308750403,6.6810253271876008E-2]
[2104,526,21,0.91666666666666663,0.99850269873226005,-0.87303745584779113,0.34102993285938143,8.5257483214845359E-2]
[2105,526.25,21,0.92708333333333337,0.99841539963073633,-0.92718145568622523,0.40849625579907617,0.10212406394976904]
[2106,526.5,21,0.9375,0.99832564406088709,-0.96645621319271213,0.46263705741426575,0.11565926435356644]
[2107,526.75,21,0.94791666666666663,0.99823343388464669,-0.99023476611689998,0.49763209134067754,0.12440802283516939]
[2108,527,21,0.95833333333333337,0.99813877101486936,-0.99813877101486936,0.50964368329745913,0.12741092082436478]
[2109,527.25,21,0.96875,0.99804165741528883,-0.99004452631843853,0.49734533739402831,0.12433633434850708]
[2110,527.5,21,0.97916666666666663,0.99794209510047838,-0.96608490822017901,0.46210403755363411,0.11552600938840853]
[2111,527.75,21,0.98958333333333337,0.99784008613580855,-0.92664718908345012,0.40779050342270029,0.10194762585567507]
[2112,528,22,0,0.99773563263740406,-0.87236677420337372,0.34024458218082854,8.5061145545207134E-2]
[2113,528.25,22,{"$f":"IF(A2133<>\"\",MOD(B2133,24)/24,\"\")","v":1.0416666666666666E-2},0.99762873677210095,-0.80411695827221463,{"$f":"ABS(0.5*1.025*1*(F2133^3))","v":0.26647197039684056},{"$f":"G2133*$B$13","v":6.6617992599210141E-2}]
[{"$f":"IF(IF(A2133<>\"\",A2133+1<=$B$16,0),A2133+1,\"\")","v":2114},{"$f":"IF(A2134<>\"\",A2134*$B$13,\"\")","v":528.5},{"$f":"IF(A2134<>\"\",ROUNDDOWN(A2134*$B$13/24,0),\"\")","v":22},2.0833333333333332E-2,{"$f":"IF(A2134<>\"\",($B$4+$B$5)/2+($B$5-$B$4)/2*COS(2*PI()/$B$15*B2134),\"\")","v":0.99751940075740042},{"$f":"IF(A2134<>\"\",E2134*COS(2*PI()/$B$7*B2134),\"\")","v":-0.72299486679006408},0.19368657132733222,4.8421642831833055E-2]
[2115,528.75,22,3.125E-2,0.99740762686142337,-0.63030380888068693,0.12833457135084478,3.2083642837711195E-2]
[2116,529,22,4.1666666666666664E-2,0.99729341740286359,-0.52753232554209162,7.5238668414021354E-2,1.8809667103505338E-2]
[2117,529.25,22,5.2083333333333336E-2,0.99717677475093924,-0.41633027035632963,3.6983485207758814E-2,9.2458713019397034E-3]
[2118,529.5,22,6.25E-2,0.99705770132534377,-0.2984823072533927,1.3628549913794816E-2,3.407137478448704E-3]
[2119,529.75,22,7.2916666666666671E-2,0.99693619959619606,-0.17587925130671392,2.788288415545574E-3,6.9707210388639349E-4]
[2120,530,22,8.3333333333333329E-2,0.9968122720839887,-5.0487713069292971E-2,6.5955492362830467E-5,1.6488873090707617E-5]
[2121,530.25,22,9.375E-2,0.99668592135953615,7.5681465913273321E-2,2.2215826568979373E-4,5.5539566422448432E-5]
[2122,530.5,22,0.10416666666666667,0.99655715004392098,0.20060547948764976,4.1373498334147029E-3,1.0343374583536757E-3]
[2123,530.75,22,0.11458333333333333,0.99642596080843993,0.32228200710715721,1.7155447407104299E-2,4.2888618517760747E-3]
[2124,531,22,0.125,0.99629235637454794,0.43876132698894899,4.3289133578794818E-2,1.0822283394698705E-2]
[2125,531.25,22,0.13541666666666666,0.99615633951380256,0.54817757687200896,8.4422395303102665E-2,2.1105598825775666E-2]
[2126,531.5,22,0.14583333333333334,0.99601791304780551,0.64877866085776792,0.13995342802989272,3.498835700747318E-2]
[2127,531.75,22,0.15625,0.99587707984814466,0.7389543226865124,0.20679815114763098,5.1699537786907744E-2]
[2128,532,22,0.16666666666666666,0.99573384283633437,0.81726193537289882,0.27975488903741541,6.9938722259353853E-2]
[2129,532.25,22,0.17708333333333334,0.99558820498375511,0.88244959391359556,0.35217911072091745,8.8044777680229364E-2]
[2130,532.5,22,0.1875,0.99544016931159107,0.93347614119679401,0.41687277808028234,0.10421819452007058]
[2131,532.75,22,0.19791666666666666,0.99528973889076866,0.96952780658760829,0.46706215404598966,0.11676553851149742]
[2132,533,22,0.20833333333333334,0.99513691684189176,0.99003119114078819,0.49732524102789205,0.12433131025697301]
[2133,533.25,22,0.21875,0.99498170633517724,0.99466239212601359,0.50433715342240071,0.12608428835560018]
[2134,533.5,22,0.22916666666666666,0.99482411059038978,0.98335212159648133,0.48732764326209937,0.12183191081552484]
[2135,533.75,22,0.23958333333333334,0.99466413287677424,0.95628673809081344,0.44818598171682628,0.11204649542920657]
[2136,534,22,0.25,0.99450177651298843,0.91390517619679845,0.39119859021784831,9.7799647554462077E-2]
[2137,534.25,22,0.26041666666666669,0.99433704486703411,0.85689182456848356,0.32245704347433601,8.0614260868584003E-2]
[2138,534.5,22,0.27083333333333331,0.99416994135618708,0.78616546801723941,0.24902087846419904,6.225521961604976E-2]
[2139,534.75,22,0.28125,0.99400046944692588,0.70286447244852723,0.17795436482558402,4.4488591206396005E-2]
[2140,535,22,0.29166666666666669,0.99382863265486099,0.60832845167520155,0.11537408153344871,2.8843520383362176E-2]
[2141,535.25,22,0.30208333333333331,0.99365443454466074,0.50407671153830313,6.564229702085414E-2,1.6410574255213535E-2]
[2142,535.5,22,0.3125,0.99347787872997784,0.39178381840273258,3.0820051043415196E-2,7.705012760853799E-3]
[2143,535.75,22,0.32291666666666669,0.99329896887337443,0.27325268514010809,1.0456520291031604E-2,2.6141300727579009E-3]
[2144,536,22,0.33333333333333331,0.99311770868624627,0.15038560742681256,1.7430614286499217E-3,4.3576535716248043E-4]
[2145,536.25,22,0.34375,0.99293410192874543,2.515371593594817E-2,8.1564339925349818E-6,2.0391084981337454E-6]
[2146,536.5,22,0.35416666666666669,0.99274815240970227,-0.10043466473544259,5.1921206091052013E-4,1.2980301522763003E-4]
[2147,536.75,22,0.36458333333333331,0.99255986398654683,-0.22436624219303714,5.7885049944275358E-3,1.447126248606884E-3]
[2148,537,22,0.375,0.99236924056522835,-0.34465505000994734,2.0982044736914816E-2,5.2455111842287039E-3]
[2149,537.25,22,0.38541666666666669,0.99217628610013442,-0.45937429082505743,4.9681411676863504E-2,1.2420352919215876E-2]
[2150,537.5,22,0.39583333333333331,0.99198100459400929,-0.56668721790236654,9.3266165202823575E-2,2.3316541300705894E-2]
[2151,537.75,22,0.40625,0.99178340009787003,-0.66487655991304151,0.15063189389123161,3.7657973472807901E-2]
[2152,538,22,0.41666666666666669,0.99158347671092328,-0.7523720172823708,0.21826885668000581,5.4567214170001453E-2]
[2153,538.25,22,0.42708333333333331,0.99138123858048,-0.82777538958902541,0.29069087606446087,7.2672719016115217E-2]
[2154,538.5,22,0.4375,0.99117668990186902,-0.88988293171059485,0.36115405919747762,9.0288514799369404E-2]
[2155,538.75,22,0.44791666666666669,0.99096983491835056,-0.93770458106070664,0.42256350178015634,0.10564087544503908]
[2156,539,22,0.45833333333333331,0.99076067792102807,-0.97047974863927344,0.468439276382695,0.11710981909567375]
[2157,539.25,22,0.46875,0.99054922324875894,-0.98768942190687659,0.49380453866178281,0.1234511346654457]
[2158,539.5,22,0.47916666666666669,0.99033547528806454,-0.98906438680727893,0.49586969047727275,0.12396742261931819]
[2159,539.75,22,0.48958333333333331,0.99011943847303985,-0.97458943864298764,0.47441561162905865,0.11860390290726466]
[2160,540,22,0.5,0.98990111728526065,-0.94450351595613125,0.43182184292386433,0.10795546073096608]
[2161,540.25,22,0.51041666666666663,0.98968051625369069,-0.89929575704272069,0.372736139530155,9.3184034882538749E-2]
[2162,540.5,22,0.52083333333333337,0.98945763995458857,-0.83969754418176712,0.30343279591265437,7.5858198978163593E-2]
[2163,540.75,22,0.53125,0.98923249301141158,-0.76667066503984438,0.23095129856719035,5.7737824641797587E-2]
[2164,541,22,0.54166666666666663,0.98900508009472055,-0.68139178298306491,0.16213790077175935,4.0534475192939838E-2]
[2165,541.25,22,0.55208333333333337,0.98877540592208313,-0.58523346719280367,0.1027262254963118,2.568155637407795E-2]
[2166,541.5,22,0.5625,0.98854347525797504,-0.47974208859000228,5.6587086543832051E-2,1.4146771635958013E-2]
[2167,541.75,22,0.57291666666666663,0.98830929291368219,-0.36661293774217785,2.5253247262771474E-2,6.3133118156928686E-3]
[2168,542,22,0.58333333333333337,0.98807286374720038,-0.24766296535432991,7.7853308881654136E-3,1.9463327220413534E-3]
[2169,542.25,22,0.59375,0.98783419266313466,-0.1248015839170688,9.9621748834788316E-4,2.4905437208697079E-4]
[2170,542.5,22,0.60416666666666663,0.98759328461259721,2.2744995243868599E-14,6.0304736030693152E-42,1.5076184007673288E-42]
[2171,542.75,22,0.61458333333333337,0.98735014459310555,0.12474042996407168,9.9475373794291285E-4,2.4868843448572821E-4]
[2172,543,22,0.625,0.98710477764847782,0.24742031212228469,7.7624697545017433E-3,1.9406174386254358E-3]
[2173,543.25,22,0.63541666666666663,0.98685718886872853,0.36607428032632322,2.514209838424953E-2,6.2855245960623824E-3]
[2174,543.5,22,0.64583333333333337,0.98660738338996368,0.47880249940680658,5.6255254807450306E-2,1.4063813701862576E-2]
[2175,543.75,22,0.65625,0.98635536639427279,0.5838011013439669,0.10197379911319852,2.5493449778299631E-2]
[2176,544,22,0.66666666666666663,0.98610114310962271,0.67939106646524439,0.16071387234853413,4.0178468087133531E-2]
[2177,544.25,22,{"$f":"IF(A2197<>\"\",MOD(B2197,24)/24,\"\")","v":0.67708333333333337},0.98584471880974867,0.76404508700985696,{"$f":"ABS(0.5*1.025*1*(F2197^3))","v":0.22858663374040283},{"$f":"G2197*$B$13","v":5.7146658435100708E-2}]
[{"$f":"IF(IF(A2197<>\"\",A2197+1<=$B$16,0),A2197+1,\"\")","v":2178},{"$f":"IF(A2198<>\"\",A2198*$B$13,\"\")","v":544.5},{"$f":"IF(A2198<>\"\",ROUNDDOWN(A2198*$B$13/24,0),\"\")","v":22},0.6875,{"$f":"IF(A2198<>\"\",($B$4+$B$5)/2+($B$5-$B$4)/2*COS(2*PI()/$B$15*B2198),\"\")","v":0.98558609881404446},{"$f":"IF(A2198<>\"\",E2198*COS(2*PI()/$B$7*B2198),\"\")","v":0.83641198302518416},0.29988490682917673,7.4971226707294183E-2]
[2179,544.75,22,0.69791666666666663,0.98532528848745293,0.89533828007233496,0.36783692977208327,9.1959232443020816E-2]
[2180,545,22,0.70833333333333337,0.98506229324035388,0.93988660398008683,0.42552026612131444,0.10638006653032861]
[2181,545.25,22,0.71875,0.98479711852845242,0.96935059916008104,0.46680609613216723,0.11670152403304181]
[2182,545.5,22,0.72916666666666663,0.9845297698526656,0.98326613295317566,0.48719981221028374,0.12179995305257094]
[2183,545.75,22,0.73958333333333337,0.98426025275900797,0.9814186082192512,0.4844586718967463,0.12111466797418657]
[2184,546,22,0.75,0.98398857283847729,0.96384626894559766,0.45889907403322006,0.11472476850830501]
[2185,546.25,22,0.76041666666666663,0.98371473572693768,0.930839448028282,0.41335025474443604,0.10333756368610901]
[2186,546.5,22,0.77083333333333337,0.98343874710500323,0.88293577154063463,0.35276152116966297,8.8190380292415743E-2]
[2187,546.75,22,0.78125,0.98316061269792021,0.82091139869654151,0.28351936527039528,7.0879841317598821E-2]
[2188,547,22,0.79166666666666663,0.98288033827544796,0.74576844030154088,0.2125719086782,5.314297716955E-2]
[2189,547.25,22,0.80208333333333337,0.98259792965173909,0.65871875974135474,0.14648527326731375,3.6621318316828438E-2]
[2190,547.5,22,0.8125,0.98231339268522,0.56116441850296606,9.056580423898293E-2,2.2641451059745733E-2]
[2191,547.75,22,0.82291666666666663,0.98202673327846746,0.45467508192941769,4.8172294297482265E-2,1.2043073574370566E-2]
[2192,548,22,0.83333333333333337,0.98173795737808789,0.34096274951452998,2.0314899272283953E-2,5.0787248180709883E-3]
[2193,548.25,22,0.84375,0.98144707097459327,0.22185421677384434,5.5962477524604832E-3,1.3990619381151208E-3]
[2194,548.5,22,0.85416666666666663,0.98115408010227667,9.9261711895054075E-2,5.0123241855598685E-4,1.2530810463899671E-4]
[2195,548.75,22,0.86458333333333337,0.98085899083908712,-2.4847820596459437E-2,7.8624659557957764E-6,1.9656164889489441E-6]
[2196,549,22,0.875,0.98056180930650438,-0.14848429548915651,1.677781641179803E-3,4.1944541029495074E-4]
[2197,549.25,22,0.88541666666666663,0.98026254166941085,-0.26966641469208069,1.0050194183479261E-2,2.5125485458698154E-3]
[2198,549.5,22,0.89583333333333337,0.97996119413596405,-0.38645343469135346,2.9579129199263091E-2,7.3947822998157728E-3]
[2199,549.75,22,0.90625,0.97965777295746814,-0.49697626403853556,6.2907265986493044E-2,1.5726816496623261E-2]
[2200,550,22,0.91666666666666663,0.97935228442824407,-0.59946739232023782,0.11040546325826305,2.7601365814565761E-2]
[2201,550.25,22,0.92708333333333337,0.97904473488549859,-0.69228917112254795,0.17004210980198337,4.2510527450495841E-2]
[2202,550.5,22,0.9375,0.97873513070919349,-0.77395999425339701,0.23760162573747692,5.9400406434369231E-2]
[2203,550.75,22,0.94791666666666663,0.97842347832191279,-0.84317795848795174,0.30722149989532777,7.6805374973831941E-2]
[2204,551,22,0.95833333333333337,0.97810978418872951,-0.89884162680241986,0.37217174693760358,9.3042936734400894E-2]
[2205,551.25,22,0.96875,0.97779405481707182,-0.94006756280761605,0.42576609303618301,0.10644152325904575]
[2206,551.5,22,0.97916666666666663,0.97747629675658798,-0.96620435712543418,0.46227546548712256,0.11556886637178064]
[2207,551.75,22,0.98958333333333337,0.97715651659901004,-0.97684292293357977,0.47771411450229284,0.11942852862557321]
[2208,552,23,0,0.97683472097801793,-0.97182289792511112,0.47038693704045914,0.11759673426011479]
[2209,552.25,23,1.0416666666666666E-2,0.97651091656910094,-0.95123505252373797,0.4411206675996176,0.1102801668999044]
[2210,552.5,23,2.0833333333333332E-2,0.97618511008941966,-0.91541966835658817,0.39314665738661042,9.8286664346652605E-2]
[2211,552.75,23,3.125E-2,0.97585730829766704,-0.86496091568194777,0.33165253490335328,8.291313372583832E-2]
[2212,553,23,4.1666666666666664E-2,0.97552751799392756,-0.80067732266109881,0.26306704993993596,6.576676248498399E-2]
[2213,553.25,23,5.2083333333333336E-2,0.97519574601953618,-0.72360849202040922,0.19418015104538852,4.854503776134713E-2]
[2214,553.5,23,6.25E-2,0.97486199925693673,-0.63499828076751808,0.13122347008770252,3.280586752192563E-2]
[2215,553.75,23,7.2916666666666671E-2,0.9745262846295395,-0.53627471523897619,7.9041619960229278E-2,1.976040499005732E-2]
[2216,554,23,8.3333333333333329E-2,0.97418860910157645,-0.42902696596238349,4.0471345212762896E-2,1.0117836303190724E-2]
[2217,554.25,23,9.375E-2,0.9738489796779578,-0.31497975377436455,1.6015547403471896E-2,4.0038868508679741E-3]
[2218,554.5,23,0.10416666666666667,0.97350740340412645,-0.19596559960059579,3.8568557107623029E-3,9.6421392769057573E-4]
[2219,554.75,23,0.11458333333333333,0.97316388736591164,-7.389536461923614E-2,2.0679758319258696E-4,5.169939579814674E-5]
[2220,555,23,0.125,0.97281843868938167,4.927244535059086E-2,6.1306457129130893E-5,1.5326614282282723E-5]
[2221,555.25,23,0.13541666666666666,0.97247106454069732,0.17156311789874665,2.5880082746422345E-3,6.4700206866055861E-4]
[2222,555.5,23,0.14583333333333334,0.97212177212596151,0.29101740961401307,1.2631379453279565E-2,3.1578448633198912E-3]
[2223,555.75,23,0.15625,0.97177056869107081,0.40572295086647792,3.4228084558133108E-2,8.557021139533277E-3]
[2224,556,23,0.16666666666666666,0.97141746152156538,0.51384487614811492,6.9532838796744892E-2,1.7383209699186223E-2]
[2225,556.25,23,0.17708333333333334,0.97106245794247714,0.61365518913087092,0.11843146532883536,2.960786633220884E-2]
[2226,556.5,23,0.1875,0.97070556531817753,0.70356039226579792,0.17848347662193226,4.4620869155483064E-2]
[2227,556.75,23,0.19791666666666666,0.97034679105222643,0.78212693894000451,0.24520290077003953,6.1300725192509883E-2]
[2228,557,23,0.20833333333333334,0.96998614258721649,0.84810410147827653,0.31263770945626795,7.8159427364066988E-2]
[2229,557.25,23,0.21875,0.96962362740461983,0.90044389004544179,0.37416558226201485,9.3541395565503713E-2]
[2230,557.5,23,0.22916666666666666,0.96925925302463323,0.93831770510249779,0.42339293128668876,0.10584823282167219]
[2231,557.75,23,0.23958333333333334,0.96889302700602109,0.96112945872385225,0.45502948147103733,0.11375737036775933]
[2232,558,23,0.25,0.96852495694595908,0.96852495694595908,0.46561430865269654,0.11640357716317414]
[2233,558.25,23,0.26041666666666669,0.96815505047987704,0.96039739547295389,0.45399052661610717,0.11349763165402679]
[2234,558.5,23,0.27083333333333331,0.96778331528129979,0.93688888354430755,0.4214617126137935,0.10536542815344838]
[2235,558.75,23,0.28125,0.96740975906168813,0.89838797456810249,0.3716085175295798,9.2902129382394949E-2]
[2236,559,23,0.29166666666666669,0.96703438957027965,0.84552324621620023,0.30979223406331718,7.7448058515829296E-2]
[2237,559.25,23,0.30208333333333331,0.96665721459392684,0.77915303603441244,0.24241649717029118,6.0604124292572795E-2]
[2238,559.5,23,0.3125,0.9662782419569359,0.70035150022680637,0.17605244447890808,4.4013111119727021E-2]
[2239,559.75,23,0.32291666666666669,0.96589747952090543,0.61039122213857477,0.11655172572948397,2.9137931432370992E-2]
[2240,560,23,0.33333333333333331,0.96551493518456177,0.5107226521457926,6.8273038487018614E-2,1.7068259621754654E-2]
[2241,560.25,23,{"$f":"IF(A2261<>\"\",MOD(B2261,24)/24,\"\")","v":0.34375},0.96513061688359603,0.40295071127852466,{"$f":"ABS(0.5*1.025*1*(F2261^3))","v":3.3531242759813784E-2},{"$f":"G2261*$B$13","v":8.382810689953446E-3}]
[{"$f":"IF(IF(A2261<>\"\",A2261+1<=$B$16,0),A2261+1,\"\")","v":2242},{"$f":"IF(A2262<>\"\",A2262*$B$13,\"\")","v":560.5},{"$f":"IF(A2262<>\"\",ROUNDDOWN(A2262*$B$13/24,0),\"\")","v":23},0.35416666666666669,{"$f":"IF(A2262<>\"\",($B$4+$B$5)/2+($B$5-$B$4)/2*COS(2*PI()/$B$15*B2262),\"\")","v":0.96474453259049953},{"$f":"IF(A2262<>\"\",E2262*COS(2*PI()/$B$7*B2262),\"\")","v":0.28880893614776193},1.2345985144487346E-2,3.0864962861218365E-3]
[2243,560.75,23,0.36458333333333331,0.96435669031439819,0.17013158189442207,2.5237637035619969E-3,6.3094092589049923E-4]
[2244,561,23,0.375,0.9639670981008861,4.8824132306682748E-2,5.9648217674446436E-5,1.4912054418611609E-5]
[2245,561.25,23,0.38541666666666669,0.96357576403185929,-7.3167308554898308E-2,2.0074517212634495E-4,5.0186293031586236E-5]
[2246,561.5,23,0.39583333333333331,0.96318269622534769,-0.19388725132515158,3.735438849483747E-3,9.3385971237093675E-4]
[2247,561.75,23,0.40625,0.96278790283534643,-0.31140218134473213,1.5476003563129465E-2,3.8690008907823663E-3]
[2248,562,23,0.41666666666666669,0.96239139205164737,-0.42383154056898131,3.9018780167439773E-2,9.7546950418599433E-3]
[2249,562.25,23,0.42708333333333331,0.96199317209966861,-0.52937783471457733,7.6031074729656881E-2,1.900776868241422E-2]
[2250,562.5,23,0.4375,0.96159325124028427,-0.62635538342933172,0.12593786112008307,3.1484465280020767E-2]
[2251,562.75,23,0.44791666666666669,0.96119163776965266,-0.71321725344690234,0.18593424801986547,4.6483562004966367E-2]
[2252,563,23,0.45833333333333331,0.96078834001904478,-0.78857994422586308,0.25132231555135831,6.2830578887839578E-2]
[2253,563.25,23,0.46875,0.96038336635467114,-0.85124543199553182,0.3161245709332598,7.9031142733314949E-2]
[2254,563.5,23,0.47916666666666669,0.95997672517750787,-0.90022022084677966,0.37388682465056183,9.3471706162640458E-2]
[2255,563.75,23,0.48958333333333331,0.95956842492312333,-0.93473109782411246,0.41855635908060107,0.10463908977015027]
[2256,564,23,0.5,0.95915847406150245,-0.95423734211516853,0.44531066154901605,0.11132766538725401]
[2257,564.25,23,0.51041666666666663,0.95874688109687078,-0.95843919553825707,0.45121919626041201,0.112804799065103]
[2258,564.5,23,0.52083333333333337,0.95833365456751918,-0.94728246167758556,0.43564462475989241,0.1089111561899731]
[2259,564.75,23,0.53125,0.95791880304562549,-0.92095916324132965,0.4003270992764022,0.10008177481910055]
[2260,565,23,0.54166666666666663,0.95750233513707717,-0.87990425051881926,0.34914040924153117,8.7285102310382792E-2]
[2261,565.25,23,0.55208333333333337,0.95708425948129328,-0.8247884171733425,0.28755540142901531,7.1888850357253828E-2]
[2262,565.5,23,0.5625,0.95666458475104443,-0.75650714200869518,0.22188756645958832,5.547189161489708E-2]
[2263,565.75,23,0.57291666666666663,0.95624331965227305,-0.67616613579045015,0.15843609099560602,3.9609022748901504E-2]
[2264,566,23,0.58333333333333337,0.95582047292391348,-0.58506342971825931,0.10263671130568577,2.5659177826421443E-2]
[2265,566.25,23,0.59375,0.95539605333770994,-0.48466839581290877,5.8348268588434914E-2,1.4587067147108728E-2]
[2266,566.5,23,0.60416666666666663,0.95497006969803444,-0.37659803844339734,2.7373355052143264E-2,6.843338763035816E-3]
[2267,566.75,23,0.61458333333333337,0.95454253084170526,-0.26259093969338293,9.2796817400470043E-3,2.3199204350117511E-3]
[2268,567,23,0.625,0.95411344563780232,-0.14447927856017942,1.5456478811049653E-3,3.8641197027624132E-4]
[2269,567.25,23,0.63541666666666663,0.95368282298748364,-2.4159374500100497E-2,7.2268814004997618E-6,1.8067203501249405E-6]
[2270,567.5,23,0.64583333333333337,0.95325067182380141,9.6438770901837417E-2,4.5967286740051768E-4,1.1491821685012942E-4]
[2271,567.75,23,0.65625,0.95281700111151557,0.21538244472066415,5.12064627038941E-3,1.2801615675973525E-3]
[2272,568,23,0.66666666666666663,0.95238181984690806,0.3307672087467608,1.8546468014564724E-2,4.6366170036411811E-3]
[2273,568.25,23,0.67708333333333337,0.95194513705759753,0.44074740382987176,4.3879650339319086E-2,1.0969912584829771E-2]
[2274,568.5,23,0.6875,0.95150696180235006,0.54356568371910707,8.2309499925961399E-2,2.057737498149035E-2]
[2275,568.75,23,0.69791666666666663,0.95106730317089216,0.63758110562814252,0.13283122726011218,3.3207806815028044E-2]
[2276,569,23,0.70833333333333337,0.95062617028372309,0.72129532834711674,0.19232388702786149,4.8080971756965372E-2]
[2277,569.25,23,0.71875,0.95018357229192407,0.79337649950008593,0.25593628762027598,6.3984071905068995E-2]
[2278,569.5,23,0.72916666666666663,0.94973951837696924,0.85268045100856971,0.31772602427857177,7.9431506069642943E-2]
[2279,569.75,23,0.73958333333333337,0.94929401775053557,0.89826886536010953,0.37146073239859873,9.2865183099649681E-2]
[2280,570,23,0.75,0.94884707965431092,0.92942412419139575,0.41146764630348298,0.10286691157587075]
[2281,570.25,23,0.76041666666666663,0.94839871335980275,0.94566060418819564,0.43341083120392476,0.10835270780098119]
[2282,570.5,23,0.77083333333333337,0.94794892816814624,0.94673224251663279,0.4348859466592383,0.10872148666480957]
[2283,570.75,23,0.78125,0.94749773340991028,0.93263625400948147,0.41574855702807556,0.10393713925701889]
[2284,571,23,0.79166666666666663,0.94704513844490479,0.90361294417309723,0.37813005711427117,9.4532514278567792E-2]
[2285,571.25,23,0.80208333333333337,0.94659115266198646,0.86014162475932954,0.32613977299328117,8.1534943248320293E-2]
[2286,571.5,23,0.8125,0.94613578547886357,0.8029327011569185,0.2652963697707677,6.6324092442691926E-2]
[2287,571.75,23,0.82291666666666663,0.94567904634190092,0.73291606219492178,0.20176999740619472,5.0442499351548681E-2]
[2288,572,23,0.83333333333333337,0.94522094472592355,0.65122596213362982,0.14154319282786393,3.5385798206965982E-2]
[2289,572.25,23,0.84375,0.94476149013402111,0.55918264069863055,8.9609676973028726E-2,2.2402419243257182E-2]
[2290,572.5,23,0.85416666666666663,0.94430069209734935,0.45827097909431064,4.9324300667846412E-2,1.2331075166961603E-2]
[2291,572.75,23,0.86458333333333337,0.94383856017493328,0.35011653718240165,2.1995393858988906E-2,5.4988484647472266E-3]
[2292,573,23,0.875,0.94337510395346935,0.23645935867573792,6.775843892533431E-3,1.6939609731333577E-3]
[2293,573.25,23,0.88541666666666663,0.94291033304712513,0.11912596661470168,8.6638950454029134E-4,2.1659737613507284E-4]
[2294,573.5,23,0.89583333333333337,0.94244425709734059,-2.4476097678677471E-14,7.5148514975731461E-42,1.8787128743932865E-42]
[2295,573.75,23,0.90625,0.94197688577262917,-0.11900803619765653,8.6381896773090477E-4,2.1595474193272619E-4]
[2296,574,23,0.91666666666666663,0.94150822876837525,-0.23599142168323053,6.7356966431323141E-3,1.6839241607830785E-3]
[2297,574.25,23,0.92708333333333337,0.94103829580663412,-0.34907778023264691,2.1800200438273524E-2,5.450050109568381E-3]
[2298,574.5,23,0.9375,0.94056709663593085,-0.45645905788958308,4.8741552537080908E-2,1.2185388134270227E-2]
[2299,574.75,23,0.94791666666666663,0.94009464103105667,-0.55642043983376366,8.8288287973120508E-2,2.2072071993280127E-2]
[2300,575,23,0.95833333333333337,0.93962093879286701,-0.64736774329912294,0.13904233009643277,3.4760582524108193E-2]
[2301,575.25,23,0.96875,0.93914599974807844,-0.72785284883283574,0.1976171484476672,4.94042871119168E-2]
[2302,575.5,23,0.97916666666666663,0.93866983374906432,-0.79659676409468905,0.25906544154629735,6.4766360386574337E-2]
[2303,575.75,23,0.98958333333333337,0.93819245067364998,-0.85250995278164154,0.31753546909752911,7.9383867274382278E-2]
[2304,576,24,0,0.93771386042490956,-0.89470960550185152,0.36706262784057325,9.1765656960143313E-2]
[2305,576.25,24,{"$f":"IF(A2325<>\"\",MOD(B2325,24)/24,\"\")","v":1.0416666666666666E-2},0.9372340729309584,-0.9225335788009007,{"$f":"ABS(0.5*1.025*1*(F2325^3))","v":0.40238373547757011},{"$f":"G2325*$B$13","v":0.10059593386939253}]
[{"$f":"IF(IF(A2325<>\"\",A2325+1<=$B$16,0),A2325+1,\"\")","v":2306},{"$f":"IF(A2326<>\"\",A2326*$B$13,\"\")","v":576.5},{"$f":"IF(A2326<>\"\",ROUNDDOWN(A2326*$B$13/24,0),\"\")","v":24},2.0833333333333332E-2,{"$f":"IF(A2326<>\"\",($B$4+$B$5)/2+($B$5-$B$4)/2*COS(2*PI()/$B$15*B2326),\"\")","v":0.93675309814474839},{"$f":"IF(A2326<>\"\",E2326*COS(2*PI()/$B$7*B2326),\"\")","v":-0.93555078226078658},0.41965844634239791,0.10491461158559948]
[2307,576.75,24,3.125E-2,0.93627094604386141,-0.93356785078617854,0.4169956574526909,0.10424891436317273]
[2308,577,24,4.1666666666666664E-2,0.93578762663030202,-0.91663199893798863,0.39471071120142631,9.8677677800356578E-2]
[2309,577.25,24,5.2083333333333336E-2,0.93530314993028985,-0.8850300155124361,0.35527763522173078,8.8819408805432695E-2]
[2310,577.5,24,6.25E-2,0.93481752599405232,-0.83928341850774901,0.3029840723848275,7.5746018096206874E-2]
[2311,577.75,24,7.2916666666666671E-2,0.9343307648956154,-0.78013985217625081,0.24333874328053795,6.0834685820134488E-2]
[2312,578,24,8.3333333333333329E-2,0.93384287673259481,-0.70856086803966356,0.18231624221525533,4.5579060553813833E-2]
[2313,578.25,24,9.375E-2,0.93335387162598704,-0.6257062895859844,0.12554673744506079,3.1386684361265196E-2]
[2314,578.5,24,0.10416666666666667,0.93286375971995883,-0.53291541494180794,7.7565521685253921E-2,1.939138042131348E-2]
[2315,578.75,24,0.11458333333333333,0.93237255118163653,-0.43168536225279935,4.1228338944575123E-2,1.0307084736143781E-2]
[2316,579,24,0.125,0.93188025620089632,-0.32364690800092266,1.7374337623265838E-2,4.3435844058164596E-3]
[2317,579.25,24,0.13541666666666666,0.93138688499015165,-0.21053820831899678,4.7828486488272091E-3,1.1957121622068023E-3]
[2318,579.5,24,0.14583333333333334,0.93089244778414171,-9.4176826893077159E-2,4.2808107703705298E-4,1.0702026925926324E-4]
[2319,579.75,24,0.15625,0.93039695483971963,2.3569480254827822E-2,6.7103301319655245E-6,1.6775825329913811E-6]
[2320,580,24,0.16666666666666666,0.92990041643563903,0.14081275336143756,1.4309347849650589E-3,3.5773369624126473E-4]
[2321,580.25,24,0.17708333333333334,0.92940284287234076,0.25567510925714565,8.5656282174017308E-3,2.1414070543504327E-3]
[2322,580.5,24,0.1875,0.92890424447174047,0.3663188276470436,2.5192518815499065E-2,6.2981297038747662E-3]
[2323,580.75,24,0.19791666666666666,0.92840463157701258,0.47097576118272733,5.3541377424129108E-2,1.3385344356032277E-2]
[2324,581,24,0.20833333333333334,0.92790401455237725,0.5679755985374958,9.3903742955170372E-2,2.3475935738792593E-2]
[2325,581.25,24,0.21875,0.92740240378288441,0.65577252860357182,0.14452851084350887,3.6132127710877218E-2]
[2326,581.5,24,0.22916666666666666,0.92689980967419916,0.73296988006254771,0.20181444845162502,5.0453612112906256E-2]
[2327,581.75,24,0.23958333333333334,0.9263962426523854,0.79834234351186761,0.26077224350605599,6.5193060876513997E-2]
[2328,582,24,0.25,0.92589171316368901,0.85085542252621937,0.31569025989043442,7.8922564972608605E-2]
[2329,582.25,24,0.26041666666666669,0.92538623167432277,0.88968180485465631,0.36090923587793827,9.0227308969484568E-2]
[2330,582.5,24,0.27083333333333331,0.92487980867024755,0.91421439468118615,0.39159580900446922,9.7898952251117305E-2]
[2331,582.75,24,0.28125,0.92437245465695539,0.92407580070095707,0.4044051350725304,0.1011012837681326]
[2332,583,24,0.29166666666666669,0.92386418015925242,0.91912413182104291,0.39793888248633513,9.9484720621583783E-2]
[2333,583.25,24,0.30208333333333331,0.92335499572103885,0.89945501166407538,0.37293419605894151,9.3233549014735378E-2]
[2334,583.5,24,0.3125,0.92284491190509155,0.86539978378008564,0.33215761754175072,8.3039404385437679E-2]
[2335,583.75,24,0.32291666666666669,0.92233393929284491,0.81751994058123834,0.28001992404264164,7.0004981010660411E-2]
[2336,584,24,0.33333333333333331,0.92182208848417024,0.75659786952515351,0.22196740862294886,5.5491852155737216E-2]
[2337,584.25,24,0.34375,0.92130937009715685,0.68362406901528827,0.16373665148733782,4.0934162871834455E-2]
[2338,584.5,24,0.35416666666666669,0.92079579476789197,0.59978104291812084,0.11057885147648293,2.7644712869120732E-2]
[2339,584.75,24,0.36458333333333331,0.92028137315023917,0.50642413561321897,6.6563638943087033E-2,1.6640909735771758E-2]
[2340,585,24,0.375,0.91976611591561774,0.40505961825010067,3.406047630918841E-2,8.5151190772971026E-3]
[2341,585.25,24,0.38541666666666669,0.91925003375278203,0.2973203806038538,1.3470009746334164E-2,3.3675024365835411E-3]
[2342,585.5,24,0.39583333333333331,0.91873313736759865,0.18493962090849808,3.2417816449421756E-3,8.1044541123554391E-4]
[2343,585.75,24,0.40625,0.91821543748282475,6.9722957697761032E-2,1.7370858213893218E-4,4.3427145534733044E-5]
[2344,586,24,0.41666666666666669,0.91769694483788633,-4.6480587501867135E-2,5.1464611189409034E-5,1.2866152797352258E-5]
[2345,586.25,24,0.42708333333333331,0.91717767018865393,-0.1618082701915613,2.1711809259344671E-3,5.4279523148361678E-4]
[2346,586.5,24,0.4375,0.91665762430722086,-0.27441348910994201,1.0590348142177549E-2,2.6475870355443872E-3]
[2347,586.75,24,0.44791666666666669,0.91613681798167956,-0.38249535967076481,2.8679553260128075E-2,7.1698883150320188E-3]
[2348,587,24,0.45833333333333331,0.91561526201589682,-0.48432752091253173,5.8225243391474925E-2,1.4556310847868731E-2]
[2349,587.25,24,0.46875,0.91509296722929068,-0.57828571507877902,9.9110864193186571E-2,2.4777716048296643E-2]
[2350,587.5,24,0.47916666666666669,0.91456994445660589,-0.66287369915870309,0.14927470902293255,3.7318677255733138E-2]
[2351,587.75,24,0.48958333333333331,0.91404620454768837,-0.7367470749683106,0.20495057004855127,5.1237642512137818E-2]
[2352,588,24,0.5,0.91352175836726102,-0.79873465820287171,0.26115687197387089,6.5289217993467721E-2]
[2353,588.25,24,0.51041666666666663,0.91299661679469812,-0.84785704678572837,0.31236457276661539,7.8091143191653847E-2]
[2354,588.5,24,0.52083333333333337,0.91247079072379922,-0.88334209413346487,0.35324876255020293,8.8312190637550733E-2]
[2355,588.75,24,0.53125,0.91194429106256325,-0.90463704291869362,0.37941716204806208,9.4854290512015521E-2]
[2356,589,24,0.54166666666666663,0.91141712873296332,-0.91141712873296332,0.3880122423737552,9.70030605934388E-2]
[2357,589.25,24,0.55208333333333337,0.91088931467071832,-0.90359051986589256,0.37810190647456732,9.4525476618641829E-2]
[2358,589.5,24,0.5625,0.9103608598250672,-0.88129951830801401,0.35080394447878299,8.7700986119695748E-2]
[2359,589.75,24,0.57291666666666663,0.9098317751585423,-0.84491800710714171,0.30912744739688064,7.728186184922016E-2]
[2360,590,24,0.58333333333333337,0.90930207164674037,-0.79504518939757007,0.25755460070819552,6.4388650177048881E-2]
[2361,590.25,24,0.59375,0.90877176027809647,-0.7324957238129769,0.20142304208428832,5.0355760521072081E-2]
[2362,590.5,24,0.60416666666666663,0.90824085205365468,-0.65828641863530302,0.14619703167839121,3.6549257919597802E-2]
[2363,590.75,24,0.61458333333333337,0.9077093579868416,-0.57361970200297596,9.6731082599213744E-2,2.4182770649803436E-2]
[2364,591,24,0.625,0.9071772891032357,-0.4798641369215777,5.6630285484391148E-2,1.4157571371097787E-2]
[2365,591.25,24,0.63541666666666663,0.90664465644034031,-0.3785322968710349,2.7797304833057326E-2,6.9493262082643316E-3]
[2366,591.5,24,0.64583333333333337,0.90611147104735434,-0.27125635973471451,1.0229011276563426E-2,2.5572528191408566E-3]
[2367,591.75,24,0.65625,0.90557774398494217,-0.15976181392209643,2.0898389452698412E-3,5.2245973631746031E-4]
[2368,592,24,0.66666666666666663,0.90504348632500509,-4.5839700345256307E-2,4.9365004355359856E-5,1.2341251088839964E-5]
[2369,592.25,24,{"$f":"IF(A2389<>\"\",MOD(B2389,24)/24,\"\")","v":0.67708333333333337},0.90450870915045178,6.868216312964287E-2,{"$f":"ABS(0.5*1.025*1*(F2389^3))","v":1.660449852233163E-4},{"$f":"G2389*$B$13","v":4.1511246305829075E-5}]
[{"$f":"IF(IF(A2389<>\"\",A2389+1<=$B$16,0),A2389+1,\"\")","v":2370},{"$f":"IF(A2390<>\"\",A2390*$B$13,\"\")","v":592.5},{"$f":"IF(A2390<>\"\",ROUNDDOWN(A2390*$B$13/24,0),\"\")","v":24},0.6875,{"$f":"IF(A2390<>\"\",($B$4+$B$5)/2+($B$5-$B$4)/2*COS(2*PI()/$B$15*B2390),\"\")","v":0.90397342355496735},{"$f":"IF(A2390<>\"\",E2390*COS(2*PI()/$B$7*B2390),\"\")","v":0.18196851236108166},3.0880377702245071E-3,7.7200944255612677E-4]
[2371,592.75,24,0.69791666666666663,0.90343764064278409,0.29220605200439081,1.2786788723578512E-2,3.1966971808946279E-3]
[2372,593,24,0.70833333333333337,0.90290137152845129,0.39763248345452296,3.2221031286584843E-2,8.0552578216462108E-3]
[2373,593.25,24,0.71875,0.90236462733660372,0.49656468091125705,6.2751100787181421E-2,1.5687775196795355E-2]
[2374,593.5,24,0.72916666666666663,0.90182741920173126,0.58742556503242116,0.10388489367296105,2.5971223418240263E-2]
[2375,593.75,24,0.73958333333333337,0.90128975826794888,0.66876924506259594,0.15329314987631212,3.8323287469078031E-2]
[2376,594,24,0.75,0.90075165568876381,0.73930402859626787,0.20709188824244454,5.1772972060611135E-2]
[2377,594.25,24,0.76041666666666663,0.90021312262684527,0.79791293279806774,0.26035167890907807,6.5087919727269516E-2]
[2378,594.5,24,0.77083333333333337,0.89967417025379304,0.84367137139315063,0.30776115741835186,7.6940289354587965E-2]
[2379,594.75,24,0.78125,0.89913480974990467,0.87586173740214179,0.34435035311935069,8.6087588279837673E-2]
[2380,595,24,0.79166666666666663,0.89859505230394421,0.89398465168892893,0.36617109423007205,9.1542773557518012E-2]
[2381,595.25,24,0.80208333333333337,0.89805490911291086,0.89776670110741497,0.37083810130761569,9.2709525326903922E-2]
[2382,595.5,24,0.8125,0.897514391381805,0.88716454650953225,0.35785443460702387,8.9463608651755969E-2]
[2383,595.75,24,0.82291666666666663,0.89697351032339689,0.86236533920268732,0.32867581453986777,8.2168953634966943E-2]
[2384,596,24,0.83333333333333337,0.89643227715799434,0.82378344368284029,0.28650555552482176,7.1626388881205441E-2]
[2385,596.25,24,0.84375,0.89589070311320884,0.7720535236694045,0.23585011809820955,5.8962529524552387E-2]
[2386,596.5,24,0.85416666666666663,0.89534879942372336,0.70802010668056814,0.18189913892609139,4.5474784731522847E-2]
[2387,596.75,24,0.86458333333333337,0.89480657733105951,0.63272379868110817,0.1298184380457014,3.2454609511425349E-2]
[2388,597,24,0.875,0.89426404808334381,0.54738437380909932,8.4056452278937738E-2,2.1014113069734434E-2]
[2389,597.25,24,0.88541666666666663,0.89372122293507428,0.45338101398957736,4.776214888201713E-2,1.1940537220504283E-2]
[2390,597.5,24,0.89583333333333337,0.89317811314688789,0.3522300185785423,2.2396129331599346E-2,5.5990323328998365E-3]
[2391,597.75,24,0.90625,0.89263472998532567,0.24556034432861151,7.5887207297323242E-3,1.8971801824330811E-3]
[2392,598,24,0.91666666666666663,0.8920910847225999,0.13508737029120013,1.2633919697532991E-3,3.1584799243832479E-4]
[2393,598.25,24,0.92708333333333337,0.8915471886363604,2.2585310226465177E-2,5.9043494128458518E-6,1.476087353211463E-6]
[2394,598.5,24,0.9375,0.89100305300945948,-9.014128375867772E-2,3.7537477617225151E-4,9.3843694043062878E-5]
[2395,598.75,24,0.94791666666666663,0.89045868912971904,-0.20128646861232133,4.1796278237836654E-3,1.0449069559459164E-3]
[2396,599,24,0.95833333333333337,0.88991410828969608,-0.30907184438974705,1.5131159217707265E-2,3.7827898044268163E-3]
[2397,599.25,24,0.96875,0.88936932178644801,-0.41177501135718891,3.5782759808347185E-2,8.9456899520867963E-3]
[2398,599.5,24,0.97916666666666663,0.88882434092129881,-0.5077570947709269,6.7090630143292002E-2,1.6772657535823E-2]
[2399,599.75,24,0.98958333333333337,0.88827917699960401,-0.595488897462498,0.10822183061493683,2.7055457653734207E-2]
[2400,600,25,0,0.88773384133051747,-0.67357526289880654,0.15662181685415447,3.9155454213538617E-2]
[2401,600.25,25,1.0416666666666666E-2,0.88718834522675505,-0.74077726058289228,0.20833239048298588,5.208309762074647E-2]
[2402,600.5,25,2.0833333333333332E-2,0.88664270000436074,-0.79603184104117253,0.25851466749277741,6.4628666873194351E-2]
[2403,600.75,25,3.125E-2,0.8860969169824725,-0.83846864863116166,0.3021025249288804,7.55256312322201E-2]
[2404,601,25,4.1666666666666664E-2,0.88555100748308646,-0.86742372633599241,0.33449356019052667,8.3623390047631668E-2]
[2405,601.25,25,5.2083333333333336E-2,0.8850049828308223,-0.88244989684612896,0.35217947341544725,8.8044868353861813E-2]
[2406,601.5,25,6.25E-2,0.88445885435268912,-0.88332365775562716,0.3532266448731155,8.8306661218278876E-2]
[2407,601.75,25,7.2916666666666671E-2,0.88391263337784931,-0.87004848475825458,0.33753921399405096,8.4384803498512739E-2]
[2408,602,25,8.3333333333333329E-2,0.88336633123738395,-0.84285449441567084,0.30686806205263123,7.6717015513157807E-2]
[2409,602.25,25,9.375E-2,0.88281995926405843,-0.80219447646000119,0.26456529359686903,6.6141323399217258E-2]
[2410,602.5,25,0.10416666666666667,0.88227352879208643,-0.7487363637490283,0.21511992983496725,5.3779982458741812E-2]
[2411,602.75,25,0.11458333333333333,0.88172705115689487,-0.68335226498294577,0.16354142756869228,4.0885356892173069E-2]
[2412,603,25,0.125,0.8811805376948898,-0.60710424020510367,0.11467893949790006,2.8669734874475016E-2]
[2413,603.25,25,0.13541666666666666,0.88063399974321976,-0.52122705106825784,7.257293892860095E-2,1.8143234732150237E-2]
[2414,603.5,25,0.14583333333333334,0.88008744863954158,-0.42710816602374752,3.993075249129794E-2,9.9826881228244849E-3]
[2415,603.75,25,0.15625,0.87954089572178518,-0.32626534421664477,1.7799455072126564E-2,4.449863768031641E-3]
[2416,604,25,0.16666666666666666,0.87899435232791778,-0.22032216025207343,5.4811086783239319E-3,1.370277169580983E-3]
[2417,604.25,25,0.17708333333333334,0.8784478297957089,-0.110981864528754,7.0056739364741136E-4,1.7514184841185284E-4]
[2418,604.5,25,0.1875,0.87790133946249593,2.5381014290829775E-14,8.3795518122984401E-42,2.09488795307461E-42]
[2419,604.75,25,0.19791666666666666,0.87735489266494759,0.11084378438736574,6.9795577396143064E-4,1.7448894349035766E-4]
[2420,605,25,0.20833333333333334,0.87680850073882977,0.21977427101617591,5.4403196068205624E-3,1.3600799017051406E-3]
[2421,605.25,25,0.21875,0.87626217501877035,0.3250491040804987,1.7601139693360399E-2,4.4002849233400997E-3]
[2422,605.5,25,0.22916666666666666,0.87571592683802346,0.42498665791422413,3.9338677685668989E-2,9.8346694214172473E-3]
[2423,605.75,25,0.23958333333333334,0.8751697675282345,0.51799289744189458,7.1230383792969865E-2,1.7807595948242466E-2]
[2424,606,25,0.25,0.874623708419206,0.60258680174013124,0.1121379765830231,2.8034494145755776E-2]
[2425,606.25,25,0.26041666666666669,0.87407776083866129,0.67742394526357452,0.15932190888322001,3.9830477220805002E-2]
[2426,606.5,25,0.27083333333333331,0.87353193611201008,0.74131786131972388,0.20878883074017082,5.2197207685042706E-2]
[2427,606.75,25,0.28125,0.87298624556211413,0.79325884838316829,0.25582244485420091,6.3955611213550229E-2]
[2428,607,25,0.29166666666666669,0.87244070050905109,0.832429921236853,0.29562211284298828,7.3905528210747071E-2]
[2429,607.25,25,0.30208333333333331,0.87189531226988048,0.85821965504589059,0.32395839558938394,8.0989598897345985E-2]
[2430,607.5,25,0.3125,0.87135009215840931,0.87023172056362263,0.33775252036983128,8.4438130092457819E-2]
[2431,607.75,25,0.32291666666666669,0.87080505148495635,0.86829096193109212,0.33549782661086686,8.3874456652716714E-2]
[2432,608,25,0.33333333333333331,0.87026020155611816,0.8524459241046457,0.31746392794209422,7.9365981985523554E-2]
[2433,608.25,25,{"$f":"IF(A2453<>\"\",MOD(B2453,24)/24,\"\")","v":0.34375},0.86971555367453413,0.82296779393648822,{"$f":"ABS(0.5*1.025*1*(F2453^3))","v":0.28565536771998717},{"$f":"G2453*$B$13","v":7.1413841929996794E-2}]
[{"$f":"IF(IF(A2453<>\"\",A2453+1<=$B$16,0),A2453+1,\"\")","v":2434},{"$f":"IF(A2454<>\"\",A2454*$B$13,\"\")","v":608.5},{"$f":"IF(A2454<>\"\",ROUNDDOWN(A2454*$B$13/24,0),\"\")","v":25},0.35416666666666669,{"$f":"IF(A2454<>\"\",($B$4+$B$5)/2+($B$5-$B$4)/2*COS(2*PI()/$B$15*B2454),\"\")","v":0.86917111913865308},{"$f":"IF(A2454<>\"\",E2454*COS(2*PI()/$B$7*B2454),\"\")","v":0.78034577642646252},0.24353148786108048,6.0882871965270119E-2]
[2435,608.75,25,0.36458333333333331,0.86862690924249719,0.72527898473776786,0.19552808691243881,4.8882021728109702E-2]
[2436,609,25,0.375,0.8680829352754289,0.65866497831123449,0.14644939660142151,3.6612349150355376E-2]
[2437,609.25,25,0.38541666666666669,0.86753920852191679,0.58158513693092473,0.10081699930271226,2.5204249825678066E-2]
[2438,609.5,25,0.39583333333333331,0.86699574026130066,0.4952871090338718,6.2268003855176876E-2,1.5567000963794219E-2]
[2439,609.75,25,0.40625,0.86645254176755793,0.40116461911470275,3.3087331259445109E-2,8.2718328148612772E-3]
[2440,610,25,0.41666666666666669,0.86590962430907048,0.3007349610113989,1.3939449585762162E-2,3.4848623964405406E-3]
[2441,610.25,25,0.42708333333333331,0.86536699914838966,0.1956145405043071,3.8361649340077357E-3,9.5904123350193393E-4]
[2442,610.5,25,0.4375,0.8648246775420031,8.7492861440227526E-2,3.4325093634807462E-4,8.5812734087018655E-5]
[2443,610.75,25,0.44791666666666669,0.86428267074010234,-2.1894625983712876E-2,5.3790609082224969E-6,1.3447652270556242E-6]
[2444,611,25,0.45833333333333331,0.8637409899863473,-0.13079437845324571,1.1467298165874554E-3,2.8668245414686385E-4]
[2445,611.25,25,0.46875,0.86319964651763459,-0.23746286728804675,6.8624784257135009E-3,1.7156196064283752E-3]
[2446,611.5,25,0.47916666666666669,0.86265865156386468,-0.34019449020837184,2.0177887494727476E-2,5.0444718736818691E-3]
[2447,611.75,25,0.48958333333333331,0.86211801634770724,-0.4373488403316147,4.2872401143241874E-2,1.0718100285810469E-2]
[2448,612,25,0.5,0.86157775208436971,-0.52737689648080444,7.5172184353180127E-2,1.8793046088295032E-2]
[2449,612.25,25,0.51041666666666663,0.86103786998136489,-0.60884571672223609,0.11566864151644488,2.8917160379111219E-2]
[2450,612.5,25,0.52083333333333337,0.86049838123827715,-0.68046124155741583,0.16147453754673491,4.0368634386683727E-2]
[2451,612.75,25,0.53125,0.85995929704653074,-0.74108884397382002,0.20859538540770053,5.2148846351925134E-2]
[2452,613,25,0.54166666666666663,0.85942062858915846,-0.78977130010958585,0.25246310118570664,6.311577529642666E-2]
[2453,613.25,25,0.55208333333333337,0.85888238704056818,-0.82574389601363218,0.28855591807286901,7.2138979518217253E-2]
[2454,613.5,25,0.5625,0.85834458356631194,-0.84844643221390537,0.31301644375095949,7.8254110937739874E-2]
[2455,613.75,25,0.57291666666666663,0.85780722932285447,-0.8575319377920646,0.32318022663886209,8.0795056659715522E-2]
[2456,614,25,0.58333333333333337,0.85727033545734099,-0.852871958600387,0.31794015119783819,7.9485037799459549E-2]
[2457,614.25,25,0.59375,0.85673391310736657,-0.83455833929316192,0.29789552085645454,7.4473880214113636E-2]
[2458,614.5,25,0.60416666666666663,0.85619797340074522,-0.8029014750965584,0.26526541883947441,6.6316354709868602E-2]
[2459,614.75,25,0.61458333333333337,0.85566252745527827,-0.75842506580550895,0.22357946030526402,5.5894865076316004E-2]
[2460,615,25,0.625,0.85512758637852426,-0.70185746046731556,0.17719058079797881,4.4297645199494702E-2]
[2461,615.25,25,0.63541666666666663,0.85459316126756912,-0.63411973569395419,0.13067956481479556,3.2669891203698891E-2]
[2462,615.5,25,0.64583333333333337,0.85405926320879466,-0.55631070266820148,8.8236061661105175E-2,2.2059015415276294E-2]
[2463,615.75,25,0.65625,0.85352590327764921,-0.46968908684008304,5.3103760736155664E-2,1.3275940184038916E-2]
[2464,616,25,0.66666666666666663,0.8529930925384186,-0.37565316927296,2.7167835650083513E-2,6.7919589125208782E-3]
[2465,616.25,25,0.67708333333333337,0.85246084204399541,-0.27571821887423803,1.0742126507661428E-2,2.685531626915357E-3]
[2466,616.5,25,0.6875,0.8519291628356499,-0.1714920796991746,2.5847947984063012E-3,6.461986996015753E-4]
[2467,616.75,25,0.69791666666666663,0.85139806594280232,-6.4649306592379788E-2,1.3847949883813988E-4,3.4619874709534969E-5]
[2468,617,25,0.70833333333333337,0.85086756238279226,4.3095734826514506E-2,4.1020102435994275E-5,1.0255025608998569E-5]
[2469,617.25,25,0.71875,0.85033766316065096,0.15001637177501337,1.7302539229096933E-3,4.3256348072742332E-4]
[2470,617.5,25,0.72916666666666663,0.84980837926887309,0.25440129034685388,8.438238554725936E-3,2.109559638681484E-3]
[2471,617.75,25,0.73958333333333337,0.84927972168718902,0.35458192076974965,2.2847760333947181E-2,5.7119400834867952E-3]
[2472,618,25,0.75,0.84875170138233591,0.44895910373502229,4.6378234997887013E-2,1.1594558749471753E-2]
[2473,618.25,25,0.76041666666666663,0.84822432930783132,0.53602861172256433,7.893285017606852E-2,1.973321254401713E-2]
[2474,618.5,25,0.77083333333333337,0.84769761640374575,0.61440511812077103,0.11886619043136325,2.9716547607840812E-2]
[2475,618.75,25,0.78125,0.84717157359647532,0.68284423231357738,0.1631769480499258,4.079423701248145E-2]
[2476,619,25,0.79166666666666663,0.84664621179851496,0.74026225035766979,0.20789817601316912,5.1974544003292281E-2]
[2477,619.25,25,0.80208333333333337,0.8461215419082333,0.78575330789579378,0.24862942394132634,6.2157355985331585E-2]
[2478,619.5,25,0.8125,0.84559757480964504,0.81860366394197337,0.28113500359572691,7.0283750898931727E-2]
[2479,619.75,25,0.82291666666666663,0.84507432137218552,0.83830289045606743,0.30192339098858684,7.5480847747146709E-2]
[2480,620,25,0.83333333333333337,0.84455179245048662,0.84455179245048662,0.30872566423949604,7.7181416059874011E-2]
[2481,620.25,25,0.84375,0.84402999888414965,0.83726693593922963,0.30080544469931947,7.5201361174829867E-2]
[2482,620.5,25,0.85416666666666663,0.84350895149752114,0.81658171550357483,0.27905693718961166,6.9764234297402916E-2]
[2483,620.75,25,0.86458333333333337,0.84298866109946946,0.78284394873543151,0.24587788368212868,6.146947092053217E-2]
[2484,621,25,0.875,0.84246913848315885,0.73661004043897549,0.2048362292564489,5.1209057314112225E-2]
[2485,621.25,25,0.88541666666666663,0.8419503944258262,0.67863581433344655,0.16017849021925765,4.0044622554814412E-2]
[2486,621.5,25,0.89583333333333337,0.84143243968855852,0.60986416322685211,0.11625006707673115,2.9062516769182787E-2]
[2487,621.75,25,0.90625,0.84091528501606783,0.53140971937369319,7.6909918233538543E-2,1.9227479558384636E-2]
[2488,622,25,0.91666666666666663,0.8403989411364694,0.44454079417806641,4.5022409404416472E-2,1.1255602351104118E-2]
[2489,622.25,25,0.92708333333333337,0.83988341876105932,0.35065887980385313,2.2097767151871631E-2,5.5244417879679077E-3]
[2490,622.5,25,0.9375,0.83936872858409195,0.25127604391510372,8.1310592830507959E-3,2.032764820762699E-3]
[2491,622.75,25,0.94791666666666663,0.83885488128255747,0.14799058208008747,1.6611012491265609E-3,4.1527531228164021E-4]
[2492,623,25,0.95833333333333337,0.83834188751596206,4.2461319805362253E-2,3.9235061416224306E-5,9.8087653540560764E-6]
[2493,623.25,25,0.96875,0.83782975792610492,-6.3619022709907991E-2,1.3196381121812869E-4,3.2990952804532173E-5]
[2494,623.5,25,0.97916666666666663,0.83731850313685852,-0.1685509755242923,2.4540741511845801E-3,6.1351853779614504E-4]
[2495,623.75,25,0.98958333333333337,0.83680813375394847,-0.27065553841151946,1.0161191239724967E-2,2.5402978099312418E-3]
[2496,624,26,0,0.83629866036473255,-0.36830103898013911,2.5603698339931789E-2,6.4009245849829472E-3]
[2497,624.25,26,{"$f":"IF(A2517<>\"\",MOD(B2517,24)/24,\"\")","v":1.0416666666666666E-2},0.8357900935379815,-0.45992919994155035,{"$f":"ABS(0.5*1.025*1*(F2517^3))","v":4.9861669807997888E-2},{"$f":"G2517*$B$13","v":1.2465417451999472E-2}]
[{"$f":"IF(IF(A2517<>\"\",A2517+1<=$B$16,0),A2517+1,\"\")","v":2498},{"$f":"IF(A2518<>\"\",A2518*$B$13,\"\")","v":624.5},{"$f":"IF(A2518<>\"\",ROUNDDOWN(A2518*$B$13/24,0),\"\")","v":26},2.0833333333333332E-2,{"$f":"IF(A2518<>\"\",($B$4+$B$5)/2+($B$5-$B$4)/2*COS(2*PI()/$B$15*B2518),\"\")","v":0.83528244382366068},{"$f":"IF(A2518<>\"\",E2518*COS(2*PI()/$B$7*B2518),\"\")","v":-0.54407999920771899},8.2543361920627237E-2,2.0635840480156809E-2]
[2499,624.75,26,3.125E-2,0.83477572175270964,-0.61941492634511131,0.12179763889934776,3.0449409724836941E-2]
[2500,625,26,4.1666666666666664E-2,0.83426993783682435,-0.68473826507473978,0.16453854937525636,4.113463734381409E-2]
[2501,625.25,26,5.2083333333333336E-2,0.8337651025682401,-0.73901606356684335,0.20684999048188998,5.1712497620472496E-2]
[2502,625.5,26,6.25E-2,0.83326122641951206,-0.78139249171039016,0.2445127844025908,6.1128196100647701E-2]
[2503,625.75,26,7.2916666666666671E-2,0.83275831984329929,-0.81120332673686524,0.27357917704834045,6.8394794262085112E-2]
[2504,626,26,8.3333333333333329E-2,0.83225639327214773,-0.82798635486324024,0.2909131874975881,7.2728296874397025E-2]
[2505,626.25,26,9.375E-2,0.83175545711827348,-0.83148852624475567,0.29462028952360236,7.3655072380900591E-2]
[2506,626.5,26,0.10416666666666667,0.83125552177334661,-0.82166975269579168,0.28430583283346694,7.1076458208366736E-2]
[2507,626.75,26,0.11458333333333333,0.83075659760827603,-0.79870329150861175,0.26112610591412372,6.528152647853093E-2]
[2508,627,26,0.125,0.83025869497299487,-0.76297271341104156,0.22762548739889599,5.6906371849723997E-2]
[2509,627.25,26,0.13541666666666666,0.82976182419624434,-0.71506550737820362,0.18738350500701867,4.6845876251754667E-2]
[2510,627.5,26,0.14583333333333334,0.8292659955853604,-0.65576342877637661,0.14452249427755334,3.6130623569388336E-2]
[2511,627.75,26,0.15625,0.82877121942606036,-0.58602974930840157,0.10314611127991395,2.5786527819978488E-2]
[2512,628,26,0.16666666666666666,0.82827750598222827,-0.50699361662137177,6.6788446776082547E-2,1.6697111694020637E-2]
[2513,628.25,26,0.17708333333333334,0.82778486549570296,-0.41993177744077159,3.7951600023961717E-2,9.4879000059904291E-3]
[2514,628.5,26,0.1875,0.82729330818606539,-0.32624795997924061,1.779661002464104E-2,4.44915250616026E-3]
[2515,628.75,26,0.19791666666666666,0.82680284425042638,-0.227450248467641,6.0304971493101911E-3,1.5076242873275478E-3]
[2516,629,26,0.20833333333333334,0.82631348386321524,-0.12512681438347723,1.0040261716985884E-3,2.510065429246471E-4]
[2517,629.25,26,0.21875,0.82582523717596901,-2.0920394806010389E-2,4.6924915402108805E-6,1.1731228850527201E-6]
[2518,629.5,26,0.22916666666666666,0.82533811431712123,8.3498072097766343E-2,2.9834805712202866E-4,7.4587014280507165E-5]
[2519,629.75,26,0.23958333333333334,0.8248521253917922,0.18645623146173454,3.3221908409110834E-3,8.3054771022777086E-4]
[2520,630,26,0.25,0.82436728048157981,0.28630708678467404,1.2027909830525176E-2,3.0069774576312941E-3]
[2521,630.25,26,0.26041666666666669,0.82388358964434938,0.38145533713863139,2.8446245699684743E-2,7.1115614249211857E-3]
[2522,630.5,26,0.27083333333333331,0.82340106291402559,0.47038285551806269,5.3339424105246974E-2,1.3334856026311744E-2]
[2523,630.75,26,0.28125,0.8229197103003848,0.55167290157827764,8.6047612533698609E-2,2.1511903133424652E-2]
[2524,631,26,0.29166666666666669,0.82243954178884648,0.62403268275602886,0.12454201186656069,3.1135502966640173E-2]
[2525,631.25,26,0.30208333333333331,0.82196056734026635,0.68631390466007358,0.16567701564589868,4.141925391147467E-2]
[2526,631.5,26,0.3125,0.82148279689073045,0.73753098422776686,0.20560547726029635,5.1401369315074087E-2]
[2527,631.75,26,0.32291666666666669,0.82100624035134806,0.77687663693650222,0.24029794288390868,6.0074485720977171E-2]
[2528,632,26,0.33333333333333331,0.82053090760804637,0.80373459172516371,0.26609201997783644,6.6523004994459109E-2]
[2529,632.25,26,0.34375,0.82005680852136609,0.81768923353732137,0.28019392059902409,7.0048480149756023E-2]
[2530,632.5,26,0.35416666666666669,0.81958395292625585,0.8185320227999533,0.28106119839179017,7.0265299597947542E-2]
[2531,632.75,26,0.36458333333333331,0.81911235063186849,0.80626459290505736,0.26861275692197134,6.7153189230492835E-2]
[2532,633,26,0.375,0.81864201142135873,0.78109848003540927,0.24423688246670811,6.1059220616677026E-2]
[2533,633.25,26,0.38541666666666669,0.81817294505167815,0.74345149361666474,0.21059680814811302,5.2649202037028255E-2]
[2534,633.5,26,0.39583333333333331,0.81770516125337422,0.69394078942148885,0.17126204169849879,4.2815510424624698E-2]
[2535,633.75,26,0.40625,0.81723866973038861,0.63337276003856713,0.1302182977728468,3.2554574443211699E-2]
[2536,634,26,0.41666666666666669,0.81677348015985474,0.56272990820845847,9.132587948366698E-2,2.2831469870916745E-2]
[2537,634.25,26,0.42708333333333331,0.81630960219189785,0.48315491660922527,5.780335943553469E-2,1.4450839858883673E-2]
[2538,634.5,26,0.4375,0.81584704544943487,0.39593217228179828,3.180945642604905E-2,7.9523641065122625E-3]
[2539,634.75,26,0.44791666666666669,0.81538581952797451,0.30246704430877819,1.4181692260902757E-2,3.5454230652256892E-3]
[2540,635,26,0.45833333333333331,0.81492593399541779,0.20426324895926623,4.3678184246582485E-3,1.0919546061645621E-3]
[2541,635.25,26,0.46875,0.81446739839186078,0.10289866672267993,5.5837133181511314E-4,1.3959283295377829E-4]
[2542,635.5,26,0.47916666666666669,0.81401022222939545,-2.5927161138019905E-14,8.932206818102208E-42,2.233051704525552E-42]
[2543,635.75,26,0.48958333333333331,0.81355441499191294,-0.10278332168279472,5.5649570416461069E-4,1.3912392604115267E-4]
[2544,636,26,0.5,0.81309998613490653,-0.20380557050426207,4.3385241595773963E-3,1.0846310398943491E-3]
[2545,636.25,26,0.51041666666666663,0.81264694508527635,-0.30145105992743204,1.403926317973616E-2,3.5098157949340399E-3]
[2546,636.5,26,0.52083333333333337,0.81219530124113248,-0.39415997365085248,3.1384226571938845E-2,7.8460566429847112E-3]
[2547,636.75,26,0.53125,0.81174506397160073,-0.48045327120745385,5.6839118465889078E-2,1.420977961647227E-2]
[2548,637,26,0.54166666666666663,0.81129624261662869,-0.55895627273326043,8.9500893823004427E-2,2.2375223455751107E-2]
[2549,637.25,26,0.55208333333333337,0.81084884648679123,-0.62842054701456995,0.1271876663637988,3.17969165909497E-2]
[2550,637.5,26,0.5625,0.81040288486309719,-0.6877437544962437,0.1667146769805998,4.167866924514995E-2]
[2551,637.75,26,0.57291666666666663,0.80995836699679824,-0.73598713004748872,0.20431701254967155,5.1079253137417888E-2]
[2552,638,26,0.58333333333333337,0.80951530210919542,-0.77239032839893795,0.23615891829602767,5.9039729574006918E-2]
[2553,638.25,26,0.59375,0.80907369939144813,-0.79638339767045707,0.25885732723344806,6.4714331808362016E-2]
[2554,638.5,26,0.60416666666666663,0.80863356800438468,-0.8075956926186062,0.26994535042162227,6.7486337605405566E-2]
[2555,638.75,26,0.61458333333333337,0.8081949170783107,-0.80586158840153277,0.26821016681026222,6.7052541702565555E-2]
[2556,639,26,0.625,0.80775775571282038,-0.79122290699962283,0.25385774990822524,6.346443747705631E-2]
[2557,639.25,26,0.63541666666666663,0.8073220929766084,-0.76392802111686708,0.22848157868938801,5.7120394672347002E-2]
[2558,639.5,26,0.64583333333333337,0.80688793790728031,-0.72442765357802796,0.19484036324959311,4.8710090812398278E-2]
[2559,639.75,26,0.65625,0.80645529951116601,-0.67336744307855667,0.15647689284257557,3.9119223210643893E-2]
[2560,640,26,0.66666666666666663,0.80602418676313337,-0.61157739879337947,0.11723253388476908,2.9308133471192269E-2]
[2561,640.25,26,{"$f":"IF(A2581<>\"\",MOD(B2581,24)/24,\"\")","v":0.67708333333333337},0.80559460860640097,-0.54005841598262538,{"$f":"ABS(0.5*1.025*1*(F2581^3))","v":8.0726492762840038E-2},{"$f":"G2581*$B$13","v":2.018162319071001E-2}]
[{"$f":"IF(IF(A2581<>\"\",A2581+1<=$B$16,0),A2581+1,\"\")","v":2562},{"$f":"IF(A2582<>\"\",A2582*$B$13,\"\")","v":640.5},{"$f":"IF(A2582<>\"\",ROUNDDOWN(A2582*$B$13/24,0),\"\")","v":26},0.6875,{"$f":"IF(A2582<>\"\",($B$4+$B$5)/2+($B$5-$B$4)/2*COS(2*PI()/$B$15*B2582),\"\")","v":0.80516657395235269},{"$f":"IF(A2582<>\"\",E2582*COS(2*PI()/$B$7*B2582),\"\")","v":-0.45996607155575731},4.9873662703715571E-2,1.2468415675928893E-2]
[2563,640.75,26,0.69791666666666663,0.80474009168035432,-0.37259196182482263,2.6509059122787153E-2,6.6272647806967884E-3]
[2564,641,26,0.70833333333333337,0.80431517063756708,-0.27934288370517851,1.1171376947089036E-2,2.792844236772259E-3]
[2565,641.25,26,0.71875,0.80389181963876588,-0.18171819478736723,3.0753114924631708E-3,7.688278731157927E-4]
[2566,641.5,26,0.72916666666666663,0.80347004746615602,-8.1285716469293431E-2,2.7525586653391599E-4,6.8813966633478996E-5]
[2567,641.75,26,0.73958333333333337,0.80304986286919045,2.0343432755326053E-2,4.3148587453930061E-6,1.0787146863482515E-6]
[2568,642,26,0.75,0.80263127456438854,0.12154067006296296,9.2015025047645393E-4,2.3003756261911348E-4]
[2569,642.25,26,0.76041666666666663,0.80221429123515597,0.22068603311488794,5.50831051418343E-3,1.3770776285458575E-3]
[2570,642.5,26,0.77083333333333337,0.80179892153160337,0.31619409932953574,1.6201497306252255E-2,4.0503743265630637E-3]
[2571,642.75,26,0.78125,0.80138517407036791,0.4065393251186501,3.4435116399921258E-2,8.6087790999803144E-3]
[2572,643,26,0.79166666666666663,0.80097305743443414,0.49028040031510672,6.0398682572731212E-2,1.5099670643182803E-2]
[2573,643.25,26,0.80208333333333337,0.80056258017295578,0.5660832292044905,9.2968267052545892E-2,2.3242066763136473E-2]
[2574,643.5,26,0.8125,0.80015375080107842,0.63274217195317906,0.12982974752425919,3.2457436881064797E-2]
[2575,643.75,26,0.82291666666666663,0.79974657779976355,0.68919920843832405,0.16777536011496666,4.1943840028741665E-2]
[2576,644,26,0.83333333333333337,0.79934106961561147,0.73456072007214679,0.20313135858516357,5.0782839646290892E-2]
[2577,644.25,26,0.84375,0.79893723466068689,0.76811162363248309,0.23225596749554758,5.8063991873886896E-2]
[2578,644.5,26,0.85416666666666663,0.79853508131234463,0.78932663374202816,0.25203690696340292,6.3009226740850729E-2]
[2579,644.75,26,0.86458333333333337,0.79813461791305473,0.79787847679739277,0.26031795233359578,6.5079488083398945E-2]
[2580,645,26,0.875,0.79773585277023051,0.7936429280909747,0.25619421678487125,6.4048554196217813E-2]
[2581,645.25,26,0.88541666666666663,0.79733879415605557,0.77670059481058251,0.24013462361195465,6.0033655902988661E-2]
[2582,645.5,26,0.89583333333333337,0.79694345030731284,0.74733541972633299,0.2139146693819233,5.3478667345480825E-2]
[2583,645.75,26,0.90625,0.7965498294252128,0.70602993284727888,0.18036954557089699,4.5092386392724247E-2]
[2584,646,26,0.91666666666666663,0.79615793967522397,0.65345733031233577,0.14300313950429785,3.5750784876074464E-2]
[2585,646.25,26,0.92708333333333337,0.79576778918690383,0.59047051044092613,0.1055087573251812,2.6377189331295299E-2]
[2586,646.5,26,0.9375,0.79537938605372926,0.51808824539987131,7.1269725578776158E-2,1.7817431394694039E-2]
[2587,646.75,26,0.94791666666666663,0.79499273833292894,0.43747871257121423,4.2910605806116449E-2,1.0727651451529112E-2]
[2588,647,26,0.95833333333333337,0.79460785404531731,0.3499406517032998,2.1962261514531047E-2,5.4905653786327616E-3]
[2589,647.25,26,0.96875,0.79422474117512643,0.25688245162978995,8.6875472948597342E-3,2.1718868237149335E-3]
[2590,647.5,26,0.97916666666666663,0.79384340766984129,0.15979950314606367,2.0913183286495893E-3,5.2282958216239733E-4]
[2591,647.75,26,0.98958333333333337,0.79346386144003522,6.0250182024320663E-2,1.1209053955385979E-4,2.8022634888464949E-5]
[2592,648,27,0,0.79308611035920529,-4.0169152307227889E-2,3.321787682515143E-5,8.3044692062878575E-6]
[2593,648.25,27,1.0416666666666666E-2,0.79271016226360858,-0.13984974153673779,1.4017768193005937E-3,3.5044420482514843E-4]
[2594,648.5,27,2.0833333333333332E-2,0.79233602495210109,-0.23719618687395611,6.8393838579404002E-3,1.7098459644851001E-3]
[2595,648.75,27,3.125E-2,0.79196370618597434,-0.33065196889604509,1.8527089905739948E-2,4.6317724764349871E-3]
[2596,649,27,4.1666666666666664E-2,0.79159321368879487,-0.4187243208604251,3.7625166484172766E-2,9.4062916210431915E-3]
[2597,649.25,27,5.2083333333333336E-2,0.7912245551462449,-0.50000805824791261,6.4065597438960731E-2,1.6016399359740183E-2]
[2598,649.5,27,6.25E-2,0.79085773820596161,-0.57320798437603571,9.6522944803559899E-2,2.4130736200889975E-2]
[2599,649.75,27,7.2916666666666671E-2,0.79049277047737909,-0.63715951506084123,0.13256790372023441,3.3141975930058604E-2]
[2600,650,27,8.3333333333333329E-2,0.79012965953157099,-0.69084719412690943,0.16898177351969074,4.2245443379922684E-2]
[2601,650.25,27,9.375E-2,0.78976841290109223,-0.73342080560803002,0.20218714843457175,5.0546787108642938E-2]
[2602,650.5,27,0.10416666666666667,0.78940903807982366,-0.76420882719126038,0.22873362835894265,5.7183407089735662E-2]
[2603,650.75,27,0.11458333333333333,0.78905154252281673,-0.78272901221474422,0.24576960080065002,6.1442400200162506E-2]
[2604,651,27,0.125,0.7886959336461381,-0.7886959336461381,0.25143323018132274,6.2858307545330686E-2]
[2605,651.25,27,0.13541666666666666,0.78834221882671618,-0.78202537220383328,0.24510738728055306,6.1276846820138266E-2]
[2606,651.5,27,0.14583333333333334,0.78799040540218857,-0.76283548135596402,0.22750268394336887,5.6875670985842217E-2]
[2607,651.75,27,0.15625,0.78764050067074887,-0.7314447135324923,0.20055725921959341,5.0139314804898354E-2]
[2608,652,27,0.16666666666666666,0.78729251189099592,-0.68836654368786632,0.16716799472535235,4.1791998681338087E-2]
[2609,652.25,27,0.17708333333333334,0.78694644628178323,-0.63430107752778919,0.13079170980017071,3.2697927450042678E-2]
[2610,652.5,27,0.1875,0.78660231102206912,-0.57012368144653536,9.4973208963759062E-2,2.3743302240939766E-2]
[2611,652.75,27,0.19791666666666666,0.78626011325076739,-0.49687081871669558,6.2867232668525064E-2,1.5716808167131266E-2]
[2612,653,27,0.20833333333333334,0.7859198600666002,-0.41572332097641962,3.6821971167496692E-2,9.205492791874173E-3]
[2613,653.25,27,0.21875,0.78558155852794997,-0.32798736485872187,1.8082780496735971E-2,4.5206951241839929E-3]
[2614,653.5,27,0.22916666666666666,0.78524521565271277,-0.2350734600576754,6.6574002661986169E-3,1.6643500665496542E-3]
[2615,653.75,27,0.23958333333333334,0.78491083841815401,-0.13847378664694615,1.3608071263220497E-3,3.4020178158051243E-4]
[2616,654,27,0.25,0.78457843376076219,-3.9738245558760432E-2,3.2160288579601361E-5,8.0400721449003402E-6]
[2617,654.25,27,0.26041666666666669,0.78424800857610599,5.9550393616128648E-2,1.0823003004546586E-4,2.7057507511366464E-5]
[2618,654.5,27,0.27083333333333331,0.7839195697186907,0.15780184925290508,2.0138639824539058E-3,5.0346599561347646E-4]
[2619,654.75,27,0.28125,0.78359312400181658,0.25344378277112084,8.3433179812376339E-3,2.0858294953094085E-3]
[2620,655,27,0.29166666666666669,0.78326867819743695,0.34494694497645689,2.1035400186470304E-2,5.2588500466175759E-3]
[2621,655.25,27,0.30208333333333331,0.78294623903601768,0.43084961176405562,4.0989345859206751E-2,1.0247336464801688E-2]
[2622,655.5,27,0.3125,0.78262581320639868,0.50978091899076683,6.7896063812711488E-2,1.6974015953177872E-2]
[2623,655.75,27,0.32291666666666669,0.78230740735565341,0.58048272425678671,0.1002447800821228,2.50611950205307E-2]
[2624,656,27,0.33333333333333331,0.78199102808895216,0.64182964720751234,0.13550433581159788,3.3876083952899469E-2]
[2625,656.25,27,{"$f":"IF(A2645<>\"\",MOD(B2645,24)/24,\"\")","v":0.34375},0.78167668196942508,0.69284696938219092,{"$f":"ABS(0.5*1.025*1*(F2645^3))","v":0.17045346523084157},{"$f":"G2645*$B$13","v":4.2613366307710392E-2}]
[{"$f":"IF(IF(A2645<>\"\",A2645+1<=$B$16,0),A2645+1,\"\")","v":2626},{"$f":"IF(A2646<>\"\",A2646*$B$13,\"\")","v":656.5},{"$f":"IF(A2646<>\"\",ROUNDDOWN(A2646*$B$13/24,0),\"\")","v":27},0.35416666666666669,{"$f":"IF(A2646<>\"\",($B$4+$B$5)/2+($B$5-$B$4)/2*COS(2*PI()/$B$15*B2646),\"\")","v":0.78136437551802529},{"$f":"IF(A2646<>\"\",E2646*COS(2*PI()/$B$7*B2646),\"\")","v":0.73272610912580249},0.20161315721767054,5.0403289304417634E-2]
[2627,656.75,27,0.36458333333333331,0.78105411521339407,0.76083742608761729,0.22571970436089181,5.6429926090222952E-2]
[2628,657,27,0.375,0.78074590749172668,0.77674015272728514,0.24017131616496265,6.0042829041240663E-2]
[2629,657.25,27,0.38541666666666669,0.78043975874663818,0.78018929634840872,0.24338501362007725,6.0846253405019313E-2]
[2630,657.5,27,0.39583333333333331,0.7801356753290315,0.77113940374106871,0.23501336214807586,5.8753340537018965E-2]
[2631,657.75,27,0.40625,0.77983366354696526,0.74974513076075866,0.21599059032796322,5.3997647581990806E-2]
[2632,658,27,0.41666666666666669,0.77953372966552303,0.71635861029757475,0.18840192051502352,4.7100480128755881E-2]
[2633,658.25,27,0.42708333333333331,0.77923587990668319,0.67152366327833091,0.15519503843449456,3.879875960862364E-2]
[2634,658.5,27,0.4375,0.7789401204491907,0.61596694777853656,0.11977497711912828,2.994374427978207E-2]
[2635,658.75,27,0.44791666666666669,0.77864645742842742,0.55058619019451249,8.5540111571779529E-2,2.1385027892944882E-2]
[2636,659,27,0.45833333333333331,0.77835489693628612,0.47643568895996113,5.5425131033222524E-2,1.3856282758305631E-2]
[2637,659.25,27,0.46875,0.77806544502104369,0.39470932474378062,3.1515632604990004E-2,7.8789081512475011E-3]
[2638,659.5,27,0.47916666666666669,0.77777810768723554,0.30672135074541512,1.4788560215111459E-2,3.6971400537778648E-3]
[2639,659.75,27,0.48958333333333331,0.77749289089553097,0.2138852719796023,5.0146024752247423E-3,1.2536506188061856E-3]
[2640,660,27,0.5,0.77720980056261002,0.11769115275397535,8.3545934224960418E-4,2.0886483556240105E-4]
[2641,660.25,27,0.51041666666666663,0.77692884256104044,1.9681716410282574E-2,3.90735417914566E-6,9.76838544786415E-7]
[2642,660.5,27,0.52083333333333337,0.77665002271915529,-7.8572379569986209E-2,2.4860141009292234E-4,6.2150352523230584E-5]
[2643,660.75,27,0.53125,0.77637334682093329,-0.17549769710153643,2.7701809327265814E-3,6.9254523318164536E-4]
[2644,661,27,0.54166666666666663,0.77609882060587754,-0.26954319712311409,1.0036423895360027E-2,2.5091059738400067E-3]
[2645,661.25,27,0.55208333333333337,0.77582644976889725,-0.35920504265100767,2.3753146329473392E-2,5.9382865823683481E-3]
[2646,661.5,27,0.5625,0.77555623996018963,-0.44305062890769964,4.4571160487432579E-2,1.1142790121858145E-2]
[2647,661.75,27,0.57291666666666663,0.77528819678512195,-0.51974145682294803,7.1954166692952501E-2,1.7988541673238125E-2]
[2648,662,27,0.58333333333333337,0.77502232580411612,-0.58805448497213753,0.10421892028162456,2.6054730070406141E-2]
[2649,662.25,27,0.59375,0.77475863253253296,-0.64690161960334525,0.13874220267634749,3.4685550669086872E-2]
[2650,662.5,27,0.60416666666666663,0.77449712244055757,-0.69534703241160956,0.17230531984332298,4.3076329960830745E-2]
[2651,662.75,27,0.61458333333333337,0.77423780095308625,-0.73262203066342335,0.20152725633310631,5.0381814083276577E-2]
[2652,663,27,0.625,0.77398067344961374,-0.75813724359466494,0.22332501176720684,5.5831252941801711E-2]
[2653,663.25,27,0.63541666666666663,0.77372574526412163,-0.77149193206975986,0.23533582037437173,5.8833955093592932E-2]
[2654,663.5,27,0.64583333333333337,0.7734730216849679,-0.77248027460824964,0.23624143126556785,5.9060357816391962E-2]
[2655,663.75,27,0.65625,0.77322250795477676,-0.76109453131829063,0.225948610016141,5.648715250403525E-2]
[2656,664,27,0.66666666666666663,0.77297420927033078,-0.73752503724960261,0.20560050368718324,5.1400125921795811E-2]
[2657,664.25,27,0.67708333333333337,0.77272813078246205,-0.70215702739174291,0.17741756319544458,4.4354390798861144E-2]
[2658,664.5,27,0.6875,0.77248427759594562,-0.65556434618677295,0.14439090789806996,3.6097726974517491E-2]
[2659,664.75,27,0.69791666666666663,0.77224265476939435,-0.59850014418941155,0.10987190330562553,2.7467975826406383E-2]
[2660,665,27,0.70833333333333337,0.77200326731515312,-0.53188471259848025,7.711633722714055E-2,1.9279084306785137E-2]
[2661,665.25,27,0.71875,0.77176612019919499,-0.45679065203377184,4.8847854452639422E-2,1.2211963613159856E-2]
[2662,665.5,27,0.72916666666666663,0.77153121834101845,-0.37442561441489358,2.6902368863346935E-2,6.7255922158367338E-3]
[2663,665.75,27,0.73958333333333337,0.77129856661354523,-0.28611289543672364,1.2003452187730697E-2,3.0008630469326742E-3]
[2664,666,27,0.75,0.77106816984301929,-0.19327018931525899,3.6998872183924788E-3,9.249718045981197E-4]
[2665,666.25,27,0.76041666666666663,0.77084003280890656,-9.7386846654774789E-2,4.7336351491496356E-4,1.1834087872874089E-4]
[2666,666.5,27,0.77083333333333337,0.77061416024379581,2.6810659782020231E-14,9.8768026161104363E-42,2.4692006540276091E-42]
[2667,666.75,27,0.78125,0.7703905568333006,9.7330060491618672E-2,4.7253594442354545E-4,1.1813398610588636E-4]
[2668,667,27,0.79166666666666663,0.77016922721596204,0.19304486706944127,3.6869618621044133E-3,9.2174046552610334E-4]
[2669,667.25,27,0.80208333333333337,0.76995017598315263,0.28561271047057207,1.1940608571917651E-2,2.9851521429794126E-3]
[2670,667.5,27,0.8125,0.76973340767898046,0.37355313337235579,2.671474423440677E-2,6.6786860586016926E-3]
[2671,667.75,27,0.82291666666666663,0.76951892680019607,0.45546058984122101,4.8422396823129182E-2,1.2105599205782296E-2]
[2672,668,27,0.83333333333333337,0.76930673779609804,0.53002689296354732,7.6311077723298662E-2,1.9077769430824666E-2]
[2673,668.25,27,0.84375,0.76909684506844123,0.59606209243459052,0.10853464218093548,2.7133660545233869E-2]
[2674,668.5,27,0.85416666666666663,0.76888925297134558,0.65251344918355914,0.14238435499673643,3.5596088749184109E-2]
[2675,668.75,27,0.86458333333333337,0.76868396581120546,0.69848220471947808,0.17464650854838576,4.366162713709644E-2]
[2676,669,27,0.875,0.76848098784660035,0.73323787830153975,0.20203589968564786,5.0508974921411966E-2]
[2677,669.25,27,0.88541666666666663,0.76828032328820683,0.75622986470061349,0.22164367514769595,5.5410918786923988E-2]
[2678,669.5,27,0.89583333333333337,0.768081976298711,0.76709614859008923,0.23133602904500261,5.7834007261250653E-2]
[2679,669.75,27,0.90625,0.76788595099272194,0.76566899778986885,0.23004725625917397,5.7511814064793491E-2]
[2680,670,27,0.91666666666666663,0.76769225143668685,0.75197754594976973,0.21792571923052922,5.4481429807632306E-2]
[2681,670.25,27,0.92708333333333337,0.76750088164880637,0.72624722502225747,0.19631221698449305,4.9078054246123264E-2]
[2682,670.5,27,0.9375,0.76731184559895094,0.68889605824513833,0.16755406518115623,4.1888516295289058E-2]
[2683,670.75,27,0.94791666666666663,0.76712514720857916,0.64052787452722204,0.13468150853074076,3.3670377132685191E-2]
[2684,671,27,0.95833333333333337,0.76694079035065588,0.58192255430298834,0.10099257366550335,2.5248143416375837E-2]
[2685,671.25,27,0.96875,0.766758778849572,0.51402346431117907,6.9605362969989162E-2,1.7401340742497291E-2]
[2686,671.5,27,0.97916666666666663,0.76657911648106525,0.43792228360108648,4.3041262726456794E-2,1.0760315681614199E-2]
[2687,671.75,27,0.98958333333333337,0.76640180697214177,0.35484146466421151,2.2897968801982974E-2,5.7244922004957436E-3]
[2688,672,28,0,0.76622685400099866,0.26611461126528069,9.6582853287917395E-3,2.4145713321979349E-3]
[2689,672.25,28,{"$f":"IF(A2709<>\"\",MOD(B2709,24)/24,\"\")","v":1.0416666666666666E-2},0.76605426119694797,0.1731650877059939,{"$f":"ABS(0.5*1.025*1*(F2709^3))","v":2.6611838630683539E-3},{"$f":"G2709*$B$13","v":6.6529596576708847E-4}]
[{"$f":"IF(IF(A2709<>\"\",A2709+1<=$B$16,0),A2709+1,\"\")","v":2690},{"$f":"IF(A2710<>\"\",A2710*$B$13,\"\")","v":672.5},{"$f":"IF(A2710<>\"\",ROUNDDOWN(A2710*$B$13/24,0),\"\")","v":28},2.0833333333333332E-2,{"$f":"IF(A2710<>\"\",($B$4+$B$5)/2+($B$5-$B$4)/2*COS(2*PI()/$B$15*B2710),\"\")","v":0.76588403214034129},{"$f":"IF(A2710<>\"\",E2710*COS(2*PI()/$B$7*B2710),\"\")","v":7.7483202368585552E-2},2.3840565624171097E-4,5.9601414060427744E-5]
[2691,672.75,28,3.125E-2,0.76571617036249529,-1.9397668988799039E-2,3.7406106142746314E-6,9.3515265356865784E-7]
[2692,673,28,4.1666666666666664E-2,0.76555067934561882,-0.11592563794043949,7.9842173910866685E-4,1.9960543477716671E-4]
[2693,673.25,28,5.2083333333333336E-2,0.76538756252274032,-0.21055514320064048,4.7840028833724757E-3,1.1960007208431189E-3]
[2694,673.5,28,6.25E-2,0.7652268232776368,-0.30177167824930634,1.4084106619482735E-2,3.5210266548706837E-3]
[2695,673.75,28,7.2916666666666671E-2,0.76506846494476355,-0.38811601146603747,2.9962534605909051E-2,7.4906336514772628E-3]
[2696,674,28,8.3333333333333329E-2,0.76491249080918533,-0.46820751174973529,5.2602816846429257E-2,1.3150704211607314E-2]
[2697,674.25,28,9.375E-2,0.76475890410650749,-0.54076620706650025,8.1044305093273358E-2,2.026107627331834E-2]
[2698,674.5,28,0.10416666666666667,0.76460770802280942,-0.60463322377997619,0.11328434342412243,2.8321085856030607E-2]
[2699,674.75,28,0.11458333333333333,0.76445890569457853,-0.65878928064665687,0.14653232542685596,3.663308135671399E-2]
[2700,675,28,0.125,0.76431250020864472,-0.70237094258573363,0.17757976569920925,4.4394941424802312E-2]
[2701,675.25,28,0.13541666666666666,0.76416849460211667,-0.73468437525872821,0.20323396061918156,5.080849015479539E-2]
[2702,675.5,28,0.14583333333333334,0.76402689186231887,-0.75521638154076443,0.22075374248301369,5.5188435620753422E-2]
[2703,675.75,28,0.15625,0.76388769492672937,-0.76364254449467495,0.22822552664330797,5.7056381660826994E-2]
[2704,676,28,0.16666666666666666,0.76375090668291901,-0.75983234777158104,0.22482634760295986,5.6206586900739965E-2]
[2705,676.25,28,0.17708333333333334,0.76361652996849172,-0.74385119271850952,0.21093665796530636,5.2734164491326591E-2]
[2706,676.5,28,0.1875,0.76348456757102512,-0.71595928110111928,0.18808702603892599,4.7021756509731498E-2]
[2707,676.75,28,0.19791666666666666,0.76335502222801355,-0.67660738245488283,0.15874646602225742,3.9686616505564355E-2]
[2708,677,28,0.20833333333333334,0.76322789662681023,-0.62642955486081453,0.12598260615396345,3.1495651538490863E-2]
[2709,677.25,28,0.21875,0.76310319340457222,-0.56623293660717178,9.3042046232999095E-2,2.3260511558249774E-2]
[2710,677.5,28,0.22916666666666666,0.76298091514820576,-0.49698477296973603,6.291049722388832E-2,1.572762430597208E-2]
[2711,677.75,28,0.23958333333333334,0.76286106439431212,-0.41979688647440933,3.7915039201346028E-2,9.4787598003365069E-3]
[2712,678,28,0.25,0.76274364362913538,-0.33590783979201022,1.94246986396246E-2,4.8561746599061501E-3]
[2713,678.25,28,0.26041666666666669,0.76262865528851065,-0.24666307720882708,7.691416068939699E-3,1.9228540172349247E-3]
[2714,678.5,28,0.27083333333333331,0.76251610175781359,-0.15349336282760612,1.8533723205092329E-3,4.6334308012730823E-4]
[2715,678.75,28,0.28125,0.76240598537191095,-5.7891860773244416E-2,9.9436629870920166E-5,2.4859157467730042E-5]
[2716,679,28,0.29166666666666669,0.76229830841511226,3.8609775728390659E-2,2.9497533742584298E-5,7.3743834356460746E-6]
[2717,679.25,28,0.30208333333333331,0.76219307312112228,0.13446592380335376,1.2460359982845381E-3,3.1150899957113452E-4]
[2718,679.5,28,0.3125,0.76209028167299442,0.22814172670927449,6.0856650066970219E-3,1.5214162516742555E-3]
[2719,679.75,28,0.32291666666666669,0.76198993620308597,0.31813765039550729,1.6502094794147593E-2,4.1255236985368983E-3]
[2720,680,28,0.33333333333333331,0.7618920387930137,0.40301346827613244,3.3546912030130306E-2,8.3867280075325765E-3]
[2721,680.25,28,0.34375,0.76179659147361056,0.48141129089727158,5.7179807033643323E-2,1.4294951758410831E-2]
[2722,680.5,28,0.35416666666666669,0.76170359622488326,0.55207727255029726,8.6236967497681449E-2,2.1559241874420362E-2]
[2723,680.75,28,0.36458333333333331,0.76161305497597198,0.61388164812619728,0.11856262906587799,2.9640657266469497E-2]
[2724,681,28,0.375,0.76152496960510963,0.66583678028384363,0.15128546845986252,3.7821367114965629E-2]
[2725,681.25,28,0.38541666666666669,0.76143934193958329,0.70711292888452992,0.18120083876296583,4.5300209690741458E-2]
[2726,681.5,28,0.39583333333333331,0.76135617375569609,0.7370514911204149,0.205204725301739,5.130118132543475E-2]
[2727,681.75,28,0.40625,0.76127546677873048,0.75517550124782085,0.22071789584598217,5.5179473961495543E-2]
[2728,682,28,0.41666666666666669,0.76119722268291246,0.76119722268291246,0.22604008131555761,5.6510020328889403E-2]
[2729,682.25,28,0.42708333333333331,0.76112144309137653,0.75502271172500213,0.22058395389725979,5.5145988474314948E-2]
[2730,682.5,28,0.4375,0.76104812957613266,0.73675328059857659,0.20495574899618429,5.1238937249046074E-2]
[2731,682.75,28,0.44791666666666669,0.76097728365803297,0.70668383707538662,0.18087116883085866,4.5217792207714665E-2]
[2732,683,28,0.45833333333333331,0.76090890680674073,0.66529812786075149,0.15091860207512839,3.7729650518782097E-2]
[2733,683.25,28,0.46875,0.76084300044069963,0.6132609624063341,0.11820336233934624,2.9550840584836559E-2]
[2734,683.5,28,0.47916666666666669,0.76077956592710416,0.55140754205524767,8.5923503272711144E-2,2.1480875818177786E-2]
[2735,683.75,28,0.48958333333333331,0.76071860458187168,0.48073006566347842,5.6937412011009873E-2,1.4234353002752468E-2]
[2736,684,28,0.5,0.76066011766961494,0.40236182633828282,3.3384446638846391E-2,8.3461116597115977E-3]
[2737,684.25,28,0.51041666666666663,0.76060410640361564,0.317559053992441,1.6412221449896937E-2,4.1030553624742342E-3]
[2738,684.5,28,0.52083333333333337,0.76055057194579956,0.22768079439685759,6.0488534661344573E-3,1.5122133665336143E-3]
[2739,684.75,28,0.53125,0.76049951540671223,0.13416714674722166,1.2377485370788405E-3,3.0943713426971012E-4]
[2740,685,28,0.54166666666666663,0.76045093784549611,3.851620794449058E-2,2.9283598111776446E-5,7.3208995279441116E-6]
[2741,685.25,28,0.55208333333333337,0.76040484026986843,-5.7739907593641657E-2,9.8655686558882726E-5,2.4663921639720682E-5]
[2742,685.5,28,0.5625,0.76036122363610037,-0.15305958905074557,1.8377037375393751E-3,4.5942593438484376E-4]
[2743,685.75,28,0.57291666666666663,0.76032008884899727,-0.24591639912644192,7.621778837816417E-3,1.9054447094541042E-3]
[2744,686,28,0.58333333333333337,0.76028143676187965,-0.33482349828779534,1.9237191076946367E-2,4.8092977692365917E-3]
[2745,686.25,28,0.59375,0.76024526817656579,-0.41835743287128413,3.752635113573239E-2,9.3815877839330975E-3]
[2746,686.5,28,0.60416666666666663,0.76021158384335497,-0.4951809067622569,6.2227956867633362E-2,1.555698921690834E-2]
[2747,686.75,28,0.61458333333333337,0.76018038446101188,-0.5640641726633806,9.1977037462500966E-2,2.2994259365625241E-2]
[2748,687,28,0.625,0.76015167067675193,-0.62390470106412033,0.12446540131809122,3.1116350329522806E-2]
[2749,687.25,28,0.63541666666666663,0.76012544308622854,-0.673744812581206,0.15674011928756756,3.9185029821891891E-2]
[{"$f":"IF(IF(A2769<>\"\",A2769+1<=$B$16,0),A2769+1,\"\")","v":2750},{"$f":"IF(A2770<>\"\",A2770*$B$13,\"\")","v":687.5},{"$f":"IF(A2770<>\"\",ROUNDDOWN(A2770*$B$13/24,0),\"\")","v":28},0.64583333333333337,{"$f":"IF(A2770<>\"\",($B$4+$B$5)/2+($B$5-$B$4)/2*COS(2*PI()/$B$15*B2770),\"\")","v":0.76010170223351969},{"$f":"IF(A2770<>\"\",E2770*COS(2*PI()/$B$7*B2770),\"\")","v":-0.71278699191811123},0.18559794613668837,4.6399486534172092E-2]
[{"$f":"IF(IF(A2770<>\"\",A2770+1<=$B$16,0),A2770+1,\"\")","v":2751},{"$f":"IF(A2771<>\"\",A2771*$B$13,\"\")","v":687.75},{"$f":"IF(A2771<>\"\",ROUNDDOWN(A2771*$B$13/24,0),\"\")","v":28},0.65625,{"$f":"IF(A2771<>\"\",($B$4+$B$5)/2+($B$5-$B$4)/2*COS(2*PI()/$B$15*B2771),\"\")","v":0.76008044861111768},{"$f":"IF(A2771<>\"\",E2771*COS(2*PI()/$B$7*B2771),\"\")","v":-0.74040663876766877},0.20801985157806824,5.2004962894517059E-2]
[2752,688,28,0.66666666666666663,0.76006168265991825,-0.75616205196397823,0.22158405471831677,5.5396013679579192E-2]
[2753,688.25,28,{"$f":"IF(A2773<>\"\",MOD(B2773,24)/24,\"\")","v":0.67708333333333337},0.76004540476921167,-0.75980148742298681,{"$f":"ABS(0.5*1.025*1*(F2773^3))","v":0.22479895496421215},{"$f":"G2773*$B$13","v":5.6199738741053037E-2}]
[2754,688.5,28,0.6875,0.76003161527667462,-0.75126717718892344,0.21730870043145839,5.4327175107864598E-2]
[2755,688.75,28,0.69791666666666663,0.76002031446836338,-0.73069624547903023,0.19994221417222727,4.9985553543056817E-2]
[2756,689,28,0.70833333333333337,0.76001150257870742,-0.69841850721592091,0.17459873267638182,4.3649683169095455E-2]
[2757,689.25,28,0.71875,0.76000517979050497,-0.65495118436351196,0.14398613202725338,3.5996533006813346E-2]
[2758,689.5,28,0.72916666666666663,0.76000134623491933,-0.60099062464254838,0.1112492165214214,2.7812304130355351E-2]
[2759,689.75,28,0.73958333333333337,0.76000000199147544,-0.53740115510994957,7.9540745384671138E-2,1.9885186346167785E-2]
[null,null,null,null,"Total Energy (kWh/m^2)",null,"-",{"$f":"IF(ISERROR(SUM(H20:H2779)),\"\",SUM(H20:H2779))","v":105.24373951518928},"per lunar cycle"]
[null,null,null,null,null,null,"-",{"$f":"IF(ISERROR(H2780*(365/$B$6)),\"\",(H2780*(365/$B$6)))","v":1336.6028156939487},"per year"]
[null,null,null,null,"Average Power (kW/m^2)",null,{"$f":"IF(ISERROR(AVERAGE(G20:G2779)),\"\",(AVERAGE(G20:G2779)))","v":0.15252715871766562},"-"]

{"sheet":"Tidal Stream 3","index":5,"n_rows":2782,"n_cols":9,"rows_kept":2782,"cut":false,"hidden":false,"merged":[[2781,4,2781,5],[17,0,18,0],[17,1,17,3],[2779,4,2780,5],[2,1,2,2],[7,1,7,2],[8,1,8,2],[9,1,9,2],[10,1,10,2],[13,0,14,0]]}
["Tidal Stream Resource"]
[]
[{"$f":"Input!A45","v":"Site Name"},{"$f":"IF(Input!B65<>\"\",Input!B65,\"-\")","v":"Southwest Eigg"},{"$f":"Input!C45","v":0},null,null,null,null,null,"Plots:"]
[{"$f":"Input!A46","v":"Peak Flow (Springs)"},{"$f":"IF((AND(Input!B66<>\"\",Input!B66<>\"[Enter Value]\")),Input!B66,\"0\")","v":0.5},{"$f":"Input!C46","v":"m/s"}]
[{"$f":"Input!A47","v":"Peak Flow (Neaps)"},{"$f":"IF((AND(Input!B67<>\"\",Input!B67<>\"[Enter Value]\")),Input!B67,\"0\")","v":0.26},{"$f":"Input!C47","v":"m/s"}]
[{"$f":"Input!A48","v":"Lunar Cycle Period"},{"$f":"IF((AND(Input!B68<>\"\",Input!B68<>\"[Enter Value]\")),Input!B68,\"0\")","v":28.74},{"$f":"Input!C48","v":"days"}]
[{"$f":"Input!A49","v":"Tidal Period"},{"$f":"IF((AND(Input!B69<>\"\",Input!B69<>\"[Enter Value]\")),Input!B69,\"0\")","v":12.4},{"$f":"Input!C49","v":"hours"}]
[{"$f":"Input!A50","v":"Proximity to Grid Connection"},{"$f":"IF(Input!B70<>\"\",Input!B70,\"-\")","v":"2-3 km"}]
[{"$f":"Input!A51","v":"Average Water Depth"},{"$f":"IF(Input!B71<>\"\",Input!B71,\"-\")","v":"5 - 10 m"}]
[{"$f":"Input!A52","v":"Seabed Topography"},{"$f":"IF(Input!B72<>\"\",Input!B72,\"-\")","v":"Moderate (Rocky, Gentle Gradient)"}]
[{"$f":"Input!A53","v":"Accessibility"},{"$f":"IF(Input!B73<>\"\",Input!B73,\"-\")","v":"Partially Accessible (Complex Temporary Works, Obstacles)"}]
[]
["Time Step",0.25,"hours"]
["Period",{"$f":"B6/2","v":14.37},"days"]
[null,{"$f":"B14*24","v":344.88},"hours"]
["Number of Steps",{"$f":"B15/B13*2","v":2759.04},"-"]
[]
["No.","Time",null,null,"Amplitude","Current","Power","Energy"]
[null,"Hours","Day","Time","m/s","m/s","kW/(m^2)","kWh/(m^2)"]
[0,{"$f":"A20*$B$13","v":0},{"$f":"ROUNDDOWN(A20*$B$1/24,0)","v":0},{"$f":"MOD(B20,24)/24","v":0},{"$f":"IF(A20<>\"\",($B$4+$B$5)/2+($B$5-$B$4)/2*COS(2*PI()/$B$15*B20),\"\")","v":0.26},{"$f":"IF(A20<>\"\",E20*COS(2*PI()/$B$7*B20),\"\")","v":0.26},{"$f":"ABS(0.5*1.025*1*(F20^3))","v":9.0077000000000004E-3},{"$f":"G20*$B$13","v":2.2519250000000001E-3}]
[{"$f":"IF(IF(A20<>\"\",A20+1<=$B$16,0),A20+1,\"\")","v":1},{"$f":"IF(A21<>\"\",A21*$B$13,\"\")","v":0.25},{"$f":"IF(A21<>\"\",ROUNDDOWN(A21*$B$13/24,0),\"\")","v":0},{"$f":"IF(A21<>\"\",MOD(B21,24)/24,\"\")","v":1.0416666666666666E-2},{"$f":"IF(A21<>\"\",($B$4+$B$5)/2+($B$5-$B$4)/2*COS(2*PI()/$B$15*B21),\"\")","v":0.26000124467003444},{"$f":"IF(A21<>\"\",E21*COS(2*PI()/$B$7*B21),\"\")","v":0.257917900729907},{"$f":"ABS(0.5*1.025*1*(F21^3))","v":8.7930253576062427E-3},{"$f":"G21*$B$13","v":2.1982563394015607E-3}]
[{"$f":"IF(IF(A21<>\"\",A21+1<=$B$16,0),A21+1,\"\")","v":2},{"$f":"IF(A22<>\"\",A22*$B$13,\"\")","v":0.5},{"$f":"IF(A22<>\"\",ROUNDDOWN(A22*$B$13/24,0),\"\")","v":0},2.0833333333333332E-2,{"$f":"IF(A22<>\"\",($B$4+$B$5)/2+($B$5-$B$4)/2*COS(2*PI()/$B$15*B22),\"\")","v":0.2600049786543176},{"$f":"IF(A22<>\"\",E22*COS(2*PI()/$B$7*B22),\"\")","v":0.25170487062654073},8.1727596695543234E-3,2.0431899173885808E-3]
[3,0.75,0,3.125E-2,0.26001120187538995,0.24146018254396989,7.2149021187617778E-3,1.8037255296904444E-3]
[4,1,0,4.1666666666666664E-2,0.26001991420415382,0.22734753211460645,6.0223307350806381E-3,1.5055826837701595E-3]
[5,1.25,0,5.2083333333333336E-2,0.26003111545987628,0.20959242843813197,4.7186812192582927E-3,1.1796703048145732E-3]
[6,1.5,0,6.25E-2,0.26004480541019293,0.18847859931770786,3.4314684221615206E-3,8.5786710554038015E-4]
[7,1.75,0,7.2916666666666671E-2,0.26006098377111259,0.16434346820466805,2.2748418702846678E-3,5.6871046757116695E-4]
[8,2,0,8.3333333333333329E-2,0.26007965020702317,0.13757277477794058,1.3344163679267248E-3,3.3360409198168121E-4]
[9,2.25,0,9.375E-2,0.26010080433069882,0.10859442470864442,6.5632123594158774E-4,1.6408030898539693E-4]
[10,2.5,0,0.10416666666666667,0.26012444570330778,7.787166642745591E-2,2.4200942253465964E-4,6.050235563366491E-5]
[11,2.75,0,0.11458333333333333,0.26015057383442169,4.589570342770339E-2,4.9546155495716424E-5,1.2386538873929106E-5]
[12,3,0,0.125,0.2601791881820254,1.3177859630550568E-2,1.1728122708314853E-6,2.9320306770787132E-7]
[13,3.25,0,0.13541666666666666,0.26021028815252861,-1.9758577532870216E-2,3.9533102290281559E-6,9.8832755725703897E-7]
[14,3.5,0,0.14583333333333334,0.2602438731007779,-5.2386706517327679E-2,7.3681279189765126E-5,1.8420319797441281E-5]
[15,3.75,0,0.15625,0.26027994233007046,-8.4184420642557767E-2,3.0576590151463383E-4,7.6441475378658457E-5]
[16,4,0,0.16666666666666666,0.26031849509216792,-0.11464274278087551,7.7220671385509548E-4,1.9305167846377387E-4]
[17,4.25,0,0.17708333333333334,0.26035953058731265,-0.1432739530248249,1.5072857743345144E-3,3.768214435836286E-4]
[18,4.5,0,0.1875,0.26040304796424374,-0.16961937986090339,2.5010379574726591E-3,6.2525948936816478E-4]
[19,4.75,0,0.19791666666666666,0.26044904632021493,-0.19325673068733304,3.6991143324425924E-3,9.2477858311064811E-4]
[20,5,0,0.20833333333333334,0.26049752470101334,-0.21380684479958117,5.0090882534568719E-3,1.252272063364218E-3]
[21,5.25,0,0.21875,0.26054848210097914,-0.23093976111193903,6.3123345249418298E-3,1.5780836312354574E-3]
[22,5.5,0,0.22916666666666666,0.26060191746302647,-0.24438000374257057,7.4798152514319802E-3,1.869953812857995E-3]
[23,5.75,0,0.23958333333333334,0.26065782967866552,-0.25391100099141933,8.3895452831105281E-3,2.097386320777632E-3]
[24,6,0,0.25,0.26071621758802521,-0.25937856698909278,8.9432656120694391E-3,2.2358164030173598E-3]
[25,6.25,0,0.26041666666666669,0.26077707997987765,-0.26069339017278736,9.0799598742385516E-3,2.2699899685596379E-3]
[26,6.5,0,0.27083333333333331,0.26084041559166277,-0.25783248851693907,8.7842925430038667E-3,2.1960731357509667E-3]
[27,6.75,0,0.28125,0.26090622310951506,-0.25083960786178672,8.0887648331400049E-3,2.0221912082850012E-3]
[28,7,0,0.29166666666666669,0.2609745011682903,-0.23982455648229334,7.0692740772821784E-3,1.7673185193205446E-3]
[29,7.25,0,0.30208333333333331,0.26104524835159437,-0.22496148595655027,5.8346980489319003E-3,1.4586745122329751E-3]
[30,7.5,0,0.3125,0.26111846319181231,-0.20648614515854471,4.5119743237761077E-3,1.1279935809440269E-3]
[31,7.75,0,0.32291666666666669,0.2611941441701387,-0.18469215054892177,3.2287854273303114E-3,8.0719635683257785E-4]
[32,8,0,0.33333333333333331,0.26127228971660948,-0.15992633160946285,2.0963017469933735E-3,5.2407543674834337E-4]
[33,8.25,0,0.34375,0.26135289821013435,-0.13258322501337116,1.1944269835753448E-3,2.986067458938362E-4]
[34,8.5,0,0.35416666666666669,0.26143596797853041,-0.10309880470955156,5.6163577095184501E-4,1.4040894273796125E-4]
[35,8.75,0,0.36458333333333331,0.26152149729855673,-7.1943547308563657E-2,1.9084000216650738E-4,4.7710000541626845E-5]
[36,9,0,0.375,0.26160948439595028,-3.9614942796196852E-2,3.1861848565547838E-5,7.9654621413869594E-6]
[37,9.25,0,0.38541666666666669,0.26169992744546272,-6.629569497757933E-3,1.4933095852775921E-7,3.7332739631939803E-8]
[38,9.5,0,0.39583333333333331,0.26179282457089814,2.6485140770188032E-2,9.5213981571712692E-6,2.3803495392928173E-6]
[39,9.75,0,0.40625,0.26188817384515201,5.9199316406394482E-2,1.0632709417768701E-4,2.6581773544421753E-5]
[40,10,0,0.41666666666666669,0.26198597329025131,9.0989104695367057E-2,3.8606643468086244E-4,9.6516608670215611E-5]
[41,10.25,0,0.42708333333333331,0.26208622087739541,0.12134504073242759,9.1571423424130125E-4,2.2892855856032531E-4]
[42,10.5,0,0.4375,0.26218891452699816,0.14978019321947941,1.7220946963952951E-3,4.3052367409882378E-4]
[43,10.75,0,0.44791666666666669,0.26229405210873108,0.17583795719357168,2.7863249173174548E-3,6.965812293293637E-4]
[44,11,0,0.45833333333333331,0.26240163144156758,0.19909936926412949,4.0448602595800466E-3,1.0112150648950117E-3]
[45,11.25,0,0.46875,0.26251165029382806,0.21918982843046,5.3970328299651196E-3,1.3492582074912799E-3]
[46,11.5,0,0.47916666666666669,0.26262410638322642,0.23578511491157009,6.7180467809081672E-3,1.6795116952270418E-3]
[47,11.75,0,0.48958333333333331,0.2627389973769173,0.24861661049847503,7.8756116622554339E-3,1.9689029155638585E-3]
[48,12,0,0.5,0.26285632089154432,0.25747563656074129,8.7478694129284398E-3,2.18696735323211E-3]
[49,12.25,0,0.51041666666666663,0.26297607449328975,0.26221683980502974,9.2400773514046131E-3,2.3100193378511533E-3]
[50,12.5,0,0.52083333333333337,0.26309825569792505,0.26276057097342825,9.2976771215588332E-3,2.3244192803897083E-3]
[51,12.75,0,0.53125,0.26322286197086209,0.2590942176449042,8.913885101622554E-3,2.2284712754056385E-3]
[52,13,0,0.54166666666666663,0.26334989072720594,0.25127246891149041,8.1307122366038338E-3,2.0326780591509584E-3]
[53,13.25,0,0.55208333333333337,0.2634793393318085,0.2394165066787857,7.0332513610448866E-3,1.7583128402612217E-3]
[54,13.5,0,0.5625,0.26361120509932312,0.2237121354188116,5.7380258409964885E-3,1.4345064602491221E-3]
[55,13.75,0,0.57291666666666663,0.2637454852942604,0.20440687911115218,4.3770387566461275E-3,1.0942596891615319E-3]
[56,14,0,0.58333333333333337,0.26388217713104462,0.18180609057696032,3.0797761697421654E-3,7.6994404243554135E-4]
[57,14.25,0,0.59375,0.26402127777407197,0.15626813417785251,1.9557131233994564E-3,4.8892828084986411E-4]
[58,14.5,0,0.60416666666666663,0.26416278433776907,0.128198717666794,1.0798039529135923E-3,2.6995098822839807E-4]
[59,14.75,0,0.61458333333333337,0.2643066938866529,9.804446260446166E-2,4.8301773940482234E-4,1.2075443485120558E-4]
[60,15,0,0.625,0.2644530034353918,6.6285814974505086E-2,1.4926420439850596E-4,3.731605109962649E-5]
[61,15.25,0,0.63541666666666663,0.26460170994886717,3.3429408248932584E-2,1.9146082974243551E-5,4.7865207435608876E-6]
[62,15.5,0,0.64583333333333337,0.26475281034223674,-1.5405735857005823E-16,1.8738775647033126E-48,4.6846939117582815E-49]
[63,15.75,0,0.65625,0.26490630148099825,-3.3467889915127273E-2,1.9212278129464753E-5,4.8030695323661883E-6]
[64,16,0,0.66666666666666663,0.26506218018105476,-6.6438506668398706E-2,1.5029808828416979E-4,3.7574522071042447E-5]
[65,16.25,0,{"$f":"IF(A85<>\"\",MOD(B85,24)/24,\"\")","v":0.67708333333333337},0.26522044320878035,-9.8383417550800142E-2,{"$f":"ABS(0.5*1.025*1*(F85^3))","v":4.8804468053906594E-4},{"$f":"G85*$B$13","v":1.2201117013476649E-4}]
[{"$f":"IF(IF(A85<>\"\",A85+1<=$B$16,0),A85+1,\"\")","v":66},{"$f":"IF(A86<>\"\",A86*$B$13,\"\")","v":16.5},{"$f":"IF(A86<>\"\",ROUNDDOWN(A86*$B$13/24,0),\"\")","v":0},0.6875,{"$f":"IF(A86<>\"\",($B$4+$B$5)/2+($B$5-$B$4)/2*COS(2*PI()/$B$15*B86),\"\")","v":0.26538108728108772},{"$f":"IF(A86<>\"\",E86*COS(2*PI()/$B$7*B86),\"\")","v":-0.12878996247614419},1.0948129346180046E-3,2.7370323365450116E-4]
[67,16.75,0,0.69791666666666663,0.26554410906549569,-0.15716946306537508,1.9897493808091436E-3,4.9743734520228591E-4]
[68,17,0,0.70833333333333337,0.26570950518019887,-0.18306505915312676,3.144200631255136E-3,7.8605015781378401E-4]
[69,17.25,0,0.71875,0.26587727219413737,-0.20605904732418429,4.4840343677275841E-3,1.121008591931896E-3]
[70,17.5,0,0.72916666666666663,0.26604740662706827,-0.2257796038554325,5.8985870069486511E-3,1.4746467517371628E-3]
[71,17.75,0,0.73958333333333337,0.26621990494963776,-0.24190678408804553,7.2550099714947091E-3,1.8137524928736773E-3]
[72,18,0,0.75,0.26639476358345432,-0.25417770163438402,8.4160094552389077E-3,2.1040023638097269E-3]
[73,18.25,0,0.76041666666666663,0.26657197890116291,-0.26239080375585394,9.2584801400883623E-3,2.3146200350220906E-3]
[74,18.5,0,0.77083333333333337,0.26675154722652022,-0.26640917352854443,9.6903931107811328E-3,2.4225982776952832E-3]
[75,18.75,0,0.78125,0.26693346483447106,-0.26616280481777455,9.6635336469539888E-3,2.4158834117384972E-3]
[76,19,0,0.79166666666666663,0.26711772795122551,-0.26164981236756368,9.1802636217205372E-3,2.2950659054301343E-3]
[77,19.25,0,0.80208333333333337,0.26730433275433724,-0.25293655621895988,8.2933247821302368E-3,2.0733311955325592E-3]
[78,19.5,0,0.8125,0.26749327537278278,-0.24015667693433071,7.0986843693626152E-3,1.7746710923406538E-3]
[79,19.75,0,0.82291666666666663,0.26768455188704188,-0.22350905544928021,5.72241353696799E-3,1.4306033842419975E-3]
[80,20,0,0.83333333333333337,0.26787815832917877,-0.20325472852424992,4.3034409010709249E-3,1.0758602252677312E-3]
[81,20.25,0,0.84375,0.26807409068292454,-0.17971280745119356,2.9746163172596103E-3,7.4365407931490258E-4]
[82,20.5,0,0.85416666666666663,0.26827234488376039,-0.15325546362104023,1.8447680504383589E-3,4.6119201260958972E-4]
[83,20.75,0,0.86458333333333337,0.26847291681900182,-0.12430205952031087,9.8430307731750197E-4,2.4607576932937549E-4]
[84,21,0,0.875,0.26867580232788429,-9.3312517460770503E-2,4.1640274973562977E-4,1.0410068743390744E-4]
[85,21.25,0,0.88541666666666663,0.26888099720164926,-6.0780030634063495E-2,1.1507384210473276E-4,2.876846052618319E-5]
[86,21.5,0,0.89583333333333337,0.26908849718363148,-2.7223231726187857E-2,1.0339818358693467E-5,2.5849545896733668E-6]
[87,21.75,0,0.90625,0.26929829796934757,6.822056847485331E-3,1.6271960141940151E-7,4.0679900354850377E-8]
[88,22,0,0.91666666666666663,0.26951039520658487,4.0811360160513434E-2,3.4836705509317054E-5,8.7091763773292635E-6]
[89,22.25,0,0.92708333333333337,0.2697247844954922,7.4200239728249476E-2,2.0936775438736943E-4,5.2341938596842357E-5]
[90,22.5,0,0.9375,0.26994146138867081,0.10645299583646847,6.1825485258606657E-4,1.5456371314651664E-4]
[91,22.75,0,0.94791666666666663,0.27016042139126684,0.13705124444507344,1.3192977439480825E-3,3.2982443598702062E-4]
[92,23,0,0.95833333333333337,0.27038165996106422,0.1655022316333353,2.3233007481344996E-3,5.808251870336249E-4]
[93,23.25,0,0.96875,0.27060517250857952,0.19134675250497216,3.5905184056843282E-3,8.9762960142108204E-4]
[94,23.5,0,0.97916666666666663,0.27083095439715643,0.21416654754895173,5.03441226665225E-3,1.2586030666630625E-3]
[95,23.75,0,0.98958333333333337,0.27105900094306246,0.23359105756225079,6.5322456513965971E-3,1.6330614128491493E-3]
[96,24,1,0,0.27128930741558593,0.249303428258595,7.9410626394428845E-3,1.9852656598607211E-3]
[97,24.25,1,1.0416666666666666E-2,0.2715218690371341,0.26104566745648566,9.1168191278755573E-3,2.2792047819688893E-3]
[98,24.5,1,2.0833333333333332E-2,0.27175668098333222,0.26862287107656352,9.9339696654802447E-3,2.4834924163700612E-3]
[99,24.75,1,3.125E-2,0.2719937383831238,0.27190644887326043,1.0302731781501645E-2,2.5756829453754113E-3]
[100,25,1,4.1666666666666664E-2,0.27223303631887141,0.27083629664747677,1.0181563399260773E-2,2.5453908498151933E-3]
[101,25.25,1,5.2083333333333336E-2,0.27247456982645901,0.2654218783860503,9.5830559721201726E-3,2.3957639930300431E-3]
[102,25.5,1,6.25E-2,0.27271833389539446,0.25574219908600559,8.5723729178155059E-3,2.1430932294538765E-3]
[103,25.75,1,7.2916666666666671E-2,0.27296432346891397,0.24194466667267583,7.2584189073649705E-3,1.8146047268412426E-3]
[104,26,1,8.3333333333333329E-2,0.27321253344408664,0.22424285913052658,5.7789606335849099E-3,1.4447401583962275E-3]
[105,26.25,1,9.375E-2,0.27346295867192061,0.20291323045216592,4.2817860693648135E-3,1.0704465173412034E-3]
[106,26.5,1,0.10416666666666667,0.27371559395746947,0.17829080599586436,2.9045624236895265E-3,7.2614060592238162E-4]
[107,26.75,1,0.11458333333333333,0.27397043405994048,0.15076393405361105,1.7562496638059235E-3,4.3906241595148088E-4]
[108,27,1,0.125,0.27422747369280293,0.12076817561073548,9.0271651263606708E-4,2.2567912815901677E-4]
[109,27.25,1,0.13541666666666666,0.27448670752389803,8.8779428180751199E-2,3.5861702223619459E-4,8.9654255559048647E-5]
[110,27.5,1,0.14583333333333334,0.27474813017554944,5.530639200146454E-2,8.6700150684486244E-5,2.1675037671121561E-5]
[111,27.75,1,0.15625,0.27501173622467484,2.0882497580031349E-2,4.6670364091327459E-6,1.1667591022831865E-6]
[112,28,1,0.16666666666666666,0.27527752020289831,-1.394257759825902E-2,1.3890666372743006E-6,3.4726665931857514E-7]
[113,28.25,1,0.17708333333333334,0.27554547659666401,-4.8611668574580248E-2,5.8872903460817418E-5,1.4718225865204354E-5]
[114,28.5,1,0.1875,0.27581559984735038,-8.256901933507281E-2,2.8849962260345236E-4,7.212490565086309E-5]
[115,28.75,1,0.19791666666666666,0.27608788435138543,-0.11526917437766201,7.8493449880245902E-4,1.9623362470061475E-4]
[116,29,1,0.20833333333333334,0.27636232446036324,-0.14618572344983502,1.6010642257688551E-3,4.0026605644221378E-4]
[117,29.25,1,0.21875,0.27663891448116068,-0.17481975953079762,2.7382016339642778E-3,6.8455040849106944E-4]
[118,29.5,1,0.22916666666666666,0.27691764867605595,-0.20070791441685301,4.1436910198717905E-3,1.0359227549679476E-3]
[119,29.75,1,0.23958333333333334,0.27719852126284744,-0.22342984272551125,5.7163315372922019E-3,1.4290828843230505E-3]
[120,30,1,0.25,0.27748152641497353,-0.24261503366356557,7.3189199160946924E-3,1.8297299790236731E-3]
[121,30.25,1,0.26041666666666669,0.27776665826163371,-0.25794884037582966,8.7961901522209032E-3,2.1990475380552258E-3]
[122,30.5,1,0.27083333333333331,0.27805391088791026,-0.26917762894184849,9.9956435294885227E-3,2.4989108823721307E-3]
[123,30.75,1,0.28125,0.27834327833489086,-0.27611296292647763,1.0788330901435841E-2,2.6970827253589603E-3]
[124,31,1,0.29166666666666669,0.27863475459979237,-0.27863475459979237,1.1086634422112206E-2,2.7716586055280515E-3]
[125,31.25,1,0.30208333333333331,0.27892833363608521,-0.27669333028312793,1.0856502617533704E-2,2.7141256543834259E-3]
[126,31.5,1,0.3125,0.27922400935361891,-0.27031037449332146,1.012236544239598E-2,2.5305913605989951E-3]
[127,31.75,1,0.32291666666666669,0.27952177561874841,-0.25957873537411535,8.9639867639825961E-3,2.240996690995649E-3]
[128,32,1,0.33333333333333331,0.27982162625446122,-0.24466109203966205,7.5056550222352587E-3,1.8764137555588147E-3]
[129,32.25,1,{"$f":"IF(A149<>\"\",MOD(B149,24)/24,\"\")","v":0.34375},0.28012355504050562,-0.22578750262186129,{"$f":"ABS(0.5*1.025*1*(F149^3))","v":5.8992061043812282E-3},{"$f":"G149*$B$13","v":1.4748015260953071E-3}]
[{"$f":"IF(IF(A149<>\"\",A149+1<=$B$16,0),A149+1,\"\")","v":130},{"$f":"IF(A150<>\"\",A150*$B$13,\"\")","v":32.5},{"$f":"IF(A150<>\"\",ROUNDDOWN(A150*$B$13/24,0),\"\")","v":1},0.35416666666666669,{"$f":"IF(A150<>\"\",($B$4+$B$5)/2+($B$5-$B$4)/2*COS(2*PI()/$B$15*B150),\"\")","v":0.28042755571351985},{"$f":"IF(A150<>\"\",E150*COS(2*PI()/$B$7*B150),\"\")","v":-0.20325186972145112},4.3032593183454891E-3,1.0758148295863723E-3]
[131,32.75,1,0.36458333333333331,0.28073362196716162,-0.17740737732634226,2.8615997986223868E-3,7.153999496555967E-4]
[132,33,1,0.375,0.28104174745223948,-0.14866096980163351,1.683777704679149E-3,4.2094442616978726E-4]
[133,33.25,1,0.38541666666666669,0.28135192577684409,-0.11746695900855196,8.3069394965340113E-4,2.0767348741335028E-4]
[134,33.5,1,0.39583333333333331,0.28166415050648097,-8.431985972525835E-2,3.0724406035495479E-4,7.6811015088738697E-5]
[135,33.75,1,0.40625,0.28197841516420408,-4.9746566093015872E-2,6.3093292662475025E-5,1.5773323165618756E-5]
[136,34,1,0.41666666666666669,0.28229471323075006,-1.4297992592700372E-2,1.4980250404634929E-6,3.7450626011587323E-7]
[137,34.25,1,0.42708333333333331,0.28261303814467353,2.1459688106983846E-2,5.0648208316528702E-6,1.2662052079132175E-6]
[138,34.5,1,0.4375,0.28293338330248297,5.695407134246748E-2,9.4682168171236877E-5,2.3670542042809219E-5]
[139,34.75,1,0.44791666666666669,0.28325574205877824,9.1615667059955622E-2,3.9409698645849337E-4,9.8524246614623343E-5]
[140,35,1,0.45833333333333331,0.28358010772638786,0.12488702094078531,9.9826486952579534E-4,2.4956621738144884E-4]
[141,35.25,1,0.46875,0.28390647357650806,0.15623166421788914,1.9543441660911146E-3,4.8858604152277865E-4]
[142,35.5,1,0.47916666666666669,0.28423483283884227,0.1851427487423728,3.2524751826821783E-3,8.1311879567054458E-4]
[143,35.75,1,0.48958333333333331,0.28456517870174158,0.21115122854295842,4.8247488092749528E-3,1.2061872023187382E-3]
[144,36,1,0.5,0.28489750431234606,0.23383345603076633,6.5526023812452127E-3,1.6381505953113032E-3]
[145,36.25,1,0.51041666666666663,0.28523180277672688,0.25281807003295331,8.2816754081084E-3,2.0704188520271E-3]
[146,36.5,1,0.52083333333333337,0.28556806716002942,0.2677920638524382,9.8420819473664951E-3,2.4605204868416238E-3]
[147,36.75,1,0.53125,0.28590629048661687,0.27850593437647347,1.1071264596414361E-2,2.7678161491035904E-3]
[148,37,1,0.54166666666666663,0.28624646574021534,0.28477782769428933,1.1836202544793936E-2,2.959050636198484E-3]
[149,37.25,1,0.55208333333333337,0.286588585864059,0.28649661250709418,1.2051811868818854E-2,3.0129529672047136E-3]
[150,37.5,1,0.5625,0.28693264376103678,0.28362382957350696,1.169289419257344E-2,2.9232235481433601E-3]
[151,37.75,1,0.57291666666666663,0.28727863229383949,0.27619448326232376,1.0797889250647091E-2,2.6994723126617728E-3]
[152,38,1,0.58333333333333337,0.2876265442851077,0.2643166597001318,9.4638420107151476E-3,2.3659605026787869E-3]
[153,38.25,1,0.59375,0.28797637251758107,0.24816997471134566,7.8332426354527137E-3,1.9583106588631784E-3]
[154,38.5,1,0.60416666666666663,0.2883281097342475,0.22800287345495293,6.0745600649309076E-3,1.5186400162327269E-3]
[155,38.75,1,0.61458333333333337,0.28868174863849411,0.20412882206706956,4.359200634589196E-3,1.089800158647299E-3]
[156,39,1,0.625,0.28903728189425848,0.17692144942679039,2.838149940871202E-3,7.095374852178005E-4]
[157,39.25,1,0.63541666666666663,0.28939470212618079,0.14680871408903751,1.6216210517561664E-3,4.0540526293904159E-4]
[158,39.5,1,0.64583333333333337,0.28975400191975681,0.11426618719957203,7.6462250848606929E-4,1.9115562712151732E-4]
[159,39.75,1,0.65625,0.29011517382149177,7.9809556569381726E-2,2.6053049415294174E-4,6.5132623538235435E-5]
[160,40,1,0.66666666666666663,0.29047821033905497,4.3986469805150065E-2,4.3616538405166835E-5,1.0904134601291709E-5]
[161,40.25,1,0.67708333333333337,0.29084310394143514,7.3678452621086209E-3,2.0498182654330663E-7,5.1245456635826658E-8]
[162,40.5,1,0.6875,0.29120984705909669,-2.9461211573185726E-2,1.3105261119257673E-5,3.2763152798144183E-6]
[163,40.75,1,0.69791666666666663,0.29157843208413692,-6.5910741996449446E-2,1.4674471599590466E-4,3.6686178998976165E-5]
[164,41,1,0.70833333333333337,0.29194885137044346,-0.10139536964296703,5.3425456058086521E-4,1.335636401452163E-4]
[165,41.25,1,0.71875,0.2923210972338533,-0.1353436870204007,1.2705971582658601E-3,3.1764928956646502E-4]
[166,41.5,1,0.72916666666666663,0.29269516195231182,-0.16720744273537877,2.3958558482665209E-3,5.9896396206663024E-4]
[167,41.75,1,0.73958333333333337,0.29307103776603338,-0.19647038192088695,3.8867368497888287E-3,9.7168421244720718E-4]
[168,42,1,0.75,0.29344871687766183,-0.22265659752470343,5.6571875165407981E-3,1.4142968791351995E-3]
[169,42.25,1,0.76041666666666663,0.29382819145243261,-0.24533825756077421,7.5681494439888116E-3,1.8920373609972029E-3]
[170,42.5,1,0.77083333333333337,0.29420945361833528,-0.2641425830431689,9.4451559101084923E-3,2.3612889775271231E-3]
[171,42.75,1,0.78125,0.29459249546627658,-0.27875796296826233,1.1101347987628882E-2,2.7753369969072206E-3]
[172,43,1,0.79166666666666663,0.29497730905024466,-0.28893910620480506,1.2362686172359071E-2,3.0906715430897677E-3]
[173,43.25,1,0.80208333333333337,0.29536388638747391,-0.29451114528303407,1.3091791300078233E-2,3.2729478250195583E-3]
[174,43.5,1,0.8125,0.29575221945861058,-0.2953726236057902,1.320701257821064E-2,3.3017531445526599E-3]
[175,43.75,1,0.82291666666666663,0.29614230020787902,-0.29149731527657496,1.2693972331420658E-2,3.1734930828551645E-3]
[176,44,1,0.83333333333333337,0.29653412054324885,-0.28293484527237778,1.160788723736351E-2,2.9019718093408775E-3]
[177,44.25,1,0.84375,0.296927672336603,-0.26981009678928691,1.0066267403244488E-2,2.5165668508111221E-3]
[178,44.5,1,0.85416666666666663,0.29732294742390597,-0.25232141195271124,8.2329634701800419E-3,2.0582408675450105E-3]
[179,44.75,1,0.86458333333333337,0.29771993760537357,-0.23073761140284321,6.2957728040681591E-3,1.5739432010170398E-3]
[180,45,1,0.875,0.2981186346456427,-0.20539387723085814,4.4407502536150667E-3,1.1101875634037667E-3]
[181,45.25,1,0.88541666666666663,0.29851903027394239,-0.17668656204826494,2.8268608473735533E-3,7.0671521184338833E-4]
[182,45.5,1,0.89583333333333337,0.29892111618426531,-0.14506700432620534,1.5645872912109951E-3,3.9114682280274877E-4]
[183,45.75,1,0.90625,0.29932488403554008,-0.11103444626337265,7.0156362410162801E-4,1.75390906025407E-4]
[184,46,1,0.91666666666666663,0.29973032545180422,-7.5128165069225095E-2,2.1732126032581584E-4,5.4330315081453959E-5]
[185,46.25,1,0.92708333333333337,0.30013743202237808,-3.7918941445242618E-2,2.79423214575381E-5,6.985580364384525E-6]
[186,46.5,1,0.9375,0.30054619530203919,2.5771700947828247E-16,8.7724947971391292E-48,2.1931236992847823E-48]
[187,46.75,1,0.94791666666666663,0.3009566068111974,3.8022434837058194E-2,2.8171738115864685E-5,7.0429345289661714E-6]
[188,47,1,0.95833333333333337,0.30136865803607094,7.5538817280154019E-2,2.2090442323586718E-4,5.5226105808966795E-5]
[189,47.25,1,0.96875,0.30178234042886298,0.11194603873163111,7.1898538272834641E-4,1.797463456820866E-4]
[190,47.5,1,0.97916666666666663,0.30219764540793892,0.14665711038874504,1.6166024811461552E-3,4.0415062028653881E-4]
[191,47.75,1,0.98958333333333337,0.30261456435800427,0.17911061466695549,2.9448138200712307E-3,7.3620345501780766E-4]
[192,48,2,0,0.30303308863028366,0.2087797734515966,4.6640063786728614E-3,1.1660015946682153E-3]
[193,48.25,2,{"$f":"IF(A213<>\"\",MOD(B213,24)/24,\"\")","v":1.0416666666666666E-2},0.30345320954270016,0.23518098688848252,{"$f":"ABS(0.5*1.025*1*(F213^3))","v":6.6665400896913207E-3},{"$f":"G213*$B$13","v":1.6666350224228302E-3}]
[{"$f":"IF(IF(A213<>\"\",A213+1<=$B$16,0),A213+1,\"\")","v":194},{"$f":"IF(A214<>\"\",A214*$B$13,\"\")","v":48.5},{"$f":"IF(A214<>\"\",ROUNDDOWN(A214*$B$13/24,0),\"\")","v":2},2.0833333333333332E-2,{"$f":"IF(A214<>\"\",($B$4+$B$5)/2+($B$5-$B$4)/2*COS(2*PI()/$B$15*B214),\"\")","v":0.3038749183800552},{"$f":"IF(A214<>\"\",E214*COS(2*PI()/$B$7*B214),\"\")","v":0.25788170447991993},8.7893238322937842E-3,2.197330958073446E-3]
[195,48.75,2,3.125E-2,0.30429820639420957,0.27650750054361689,1.0834643329386554E-2,2.7086608323466385E-3]
[196,49,2,4.1666666666666664E-2,0.30472306480426481,0.29074823846028514,1.2596362381431428E-2,3.149090595357857E-3]
[197,49.25,2,5.2083333333333336E-2,0.30514948479674542,0.30036322238951385,1.3887821775653118E-2,3.4719554439132795E-3]
[198,49.5,2,6.25E-2,0.30557745752578158,0.30518525105035932,1.4567482113883142E-2,3.6418705284707855E-3]
[199,49.75,2,7.2916666666666671E-2,0.30600697411329275,0.30512350549340417,1.4558641955434317E-2,3.6396604888585793E-3]
[200,50,2,8.3333333333333329E-2,0.30643802564917194,0.30016522126166367,1.3860375085626819E-2,3.4650937714067048E-3]
[201,50.25,2,9.375E-2,0.30687060319147025,0.29037611465662272,1.254805863727336E-2,3.13701465931834E-3]
[202,50.5,2,0.10416666666666667,0.30730469776658254,0.27589955268625227,1.0763335031374494E-2,2.6908337578436235E-3]
[203,50.75,2,0.11458333333333333,0.30774030036943378,0.25695447635795943,8.6948567901219374E-3,2.1737141975304844E-3]
[204,51,2,0.125,0.30817740196366544,0.23383210697029252,6.5524889696826853E-3,1.6381222424206713E-3]
[205,51.25,2,0.13541666666666666,0.30861599348182323,0.20689148463272361,4.538598005552107E-3,1.1346495013880267E-3]
[206,51.5,2,0.14583333333333334,0.30905606582554523,0.17655390708837787,2.8204984681402655E-3,7.0512461703506639E-4]
[207,51.75,2,0.15625,0.30949760986575037,0.14329635472639779,1.5079929031280128E-3,3.769982257820032E-4]
[208,52,2,0.16666666666666666,0.30994061644282811,0.10764400416055571,6.392392051116475E-4,1.5980980127791187E-4]
[209,52.25,2,0.17708333333333334,0.31038507636682827,7.0161947650705922E-2,1.7701039797565109E-4,4.4252599493912773E-5]
[210,52.5,2,0.1875,0.31083098041765167,3.1446248710561842E-2,1.5936773658228235E-5,3.9841934145570588E-6]
[211,52.75,2,0.19791666666666666,0.31127831934524142,-7.8855247358621955E-3,2.5129605159049833E-7,6.2824012897624582E-8]
[212,53,2,0.20833333333333334,0.31172708386977499,-4.7204139498383355E-2,5.390562988392622E-5,1.3476407470981555E-5]
[213,53.25,2,0.21875,0.31217726468185636,-8.5878752004304615E-2,3.246018895404652E-4,8.1150472385116301E-5]
[214,53.5,2,0.22916666666666666,0.31262885244270944,-0.12328701843814088,9.6038621787593184E-4,2.4009655446898296E-4]
[215,53.75,2,0.23958333333333334,0.31308183778437165,-0.15882509828986327,2.0532946144335312E-3,5.1332365360838279E-4]
[216,54,2,0.25,0.31353621130988835,-0.19191739068811073,3.6227374506209832E-3,9.0568436265524581E-4]
[217,54.25,2,0.26041666666666669,0.31399196359350767,-0.22202584669504918,5.6092458393792377E-3,1.4023114598448094E-3]
[218,54.5,2,0.27083333333333331,0.31444908518087611,-0.24865870706329249,7.8796129114410401E-3,1.96990322786026E-3]
[219,54.75,2,0.28125,0.31490756658923458,-0.2713785237088876,1.0242837822826529E-2,2.5607094557066321E-3]
[220,55,2,0.29166666666666669,0.31536739830761529,-0.28980933420513189,1.2474724903266936E-2,3.1186812258167341E-3]
[221,55.25,2,0.30208333333333331,0.31582857079703885,-0.30364287178011989,1.4347728183205287E-2,3.5869320458013216E-3]
[222,55.5,2,0.3125,0.31629107449071237,-0.31264370840177236,1.5661846024575755E-2,3.9154615061439387E-3]
[223,55.75,2,0.32291666666666669,0.31675489979422766,-0.31665324532190703,1.6272178509096499E-2,4.0680446272741248E-3]
[224,56,2,0.33333333333333331,0.31722003708576041,-0.31559248366186227,1.6109194437343172E-2,4.0272986093357931E-3]
[225,56.25,2,0.34375,0.31768647671626987,-0.30946352696907897,1.5188758693032224E-2,3.7971896732580559E-3]
[226,56.5,2,0.35416666666666669,0.31815420900969887,-0.29834978785041272,1.3610405666762608E-2,3.4026014166906519E-3]
[227,56.75,2,0.36458333333333331,0.31862322426317452,-0.28241489147319321,1.1544008782883721E-2,2.8860021957209303E-3]
[228,57,2,0.375,0.3190935127472096,-0.26190028958931771,9.2066536527449887E-3,2.3016634131862472E-3]
[229,57.25,2,0.38541666666666669,0.31956506470590451,-0.23712161944728011,6.832935588887059E-3,1.7082338972217647E-3]
[230,57.5,2,0.39583333333333331,0.32003787035714926,-0.20846386217966895,4.6428666319291998E-3,1.1607166579822999E-3]
[231,57.75,2,0.40625,0.32051191989282679,-0.17637537466377232,2.8119507998954065E-3,7.0298769997385164E-4]
[232,58,2,0.41666666666666669,0.32098720347901621,-0.14136088713699882,1.4477102715394845E-3,3.6192756788487113E-4]
[233,58.25,2,0.42708333333333331,0.32146371125619694,-0.10397357571022837,5.7605348627042788E-4,1.4401337156760697E-4]
[234,58.5,2,0.4375,0.32194143333945308,-6.4806334086453421E-2,1.3949101541151204E-4,3.4872753852878011E-5]
[235,58.75,2,0.44791666666666669,0.32242035981867867,-2.4482382010656716E-2,7.5206413847505345E-6,1.8801603461876336E-6]
[236,59,2,0.45833333333333331,0.32290048075878292,1.6354640968053797E-2,2.2419034915215459E-6,5.6047587288038647E-7]
[237,59.25,2,0.46875,0.32338178619989688,5.7050939133418618E-2,9.5166098132498319E-5,2.379152453312458E-5]
[238,59.5,2,0.47916666666666669,0.32386426615757952,9.6953018136408664E-2,4.6706558614229465E-4,1.1676639653557366E-4]
[239,59.75,2,0.48958333333333331,0.32434791062302504,0.13541816931398529,1.2726960167232951E-3,3.1817400418082377E-4]
[240,60,2,0.5,0.32483270956327054,0.17182481273596098,2.5998692505879877E-3,6.4996731264699693E-4]
[241,60.25,2,0.51041666666666663,0.32531865292140416,0.2055825326717583,4.4529980592747905E-3,1.1132495148186976E-3]
[242,60.5,2,0.52083333333333337,0.32580573061677365,0.23614164358895132,6.7485677900771925E-3,1.6871419475192981E-3]
[243,60.75,2,0.53125,0.32629393254519545,0.26300213182498267,9.3233433032486237E-3,2.3308358258121559E-3]
[244,61,2,0.54166666666666663,0.32678324857916435,0.28572182760792636,1.1954299379276161E-2,2.9885748448190402E-3]
[245,61.25,2,0.55208333333333337,0.32727366856806361,0.30392367399675058,1.4387570391413716E-2,3.5968925978534291E-3]
[246,61.5,2,0.5625,0.32776518233837554,0.31730197338279087,1.6372394062983912E-2,4.0930985157459779E-3]
[247,61.75,2,0.57291666666666663,0.32825777969389242,0.32562750822348907,1.7695267304380771E-2,4.4238168260951928E-3]
[248,62,2,0.58333333333333337,0.32875145041592807,0.32875145041592807,1.8209453098324602E-2,4.5523632745811506E-3]
[249,62.25,2,0.59375,0.32924618426352997,0.32660799288230785,1.7855593737457248E-2,4.4638984343643119E-3]
[250,62.5,2,0.60416666666666663,0.32974197097369157,0.31921565722947465,1.6670415502157816E-2,4.1676038755394541E-3]
[251,62.75,2,0.61458333333333337,0.33023880026156516,0.3066772524380475,1.4782182536657926E-2,3.6955456341644815E-3]
[252,63,2,0.625,0.33073666182067518,0.28917848109786232,1.2393437659161507E-2,3.0983594147903767E-3]
[253,63.25,2,0.63541666666666663,0.33123554532313237,0.26698521139104436,9.7533876946199888E-3,2.4383469236549972E-3]
[254,63.5,2,0.64583333333333337,0.33173544041984759,0.24043945448458004,7.1237893940190736E-3,1.7809473485047684E-3]
[255,63.75,2,0.65625,0.33223633674074671,0.20995410788588034,4.7431515225202859E-3,1.1857878806300715E-3]
[256,64,2,0.66666666666666663,0.3327382238949857,0.17600654530056201,2.7943469354593528E-3,6.9858673386483821E-4]
[257,64.25,2,{"$f":"IF(A277<>\"\",MOD(B277,24)/24,\"\")","v":0.67708333333333337},0.33324109147116621,0.13913115228810014,{"$f":"ABS(0.5*1.025*1*(F277^3))","v":1.3802794294968696E-3},{"$f":"G277*$B$13","v":3.450698573742174E-4}]
[{"$f":"IF(IF(A277<>\"\",A277+1<=$B$16,0),A277+1,\"\")","v":258},{"$f":"IF(A278<>\"\",A278*$B$13,\"\")","v":64.5},{"$f":"IF(A278<>\"\",ROUNDDOWN(A278*$B$13/24,0),\"\")","v":2},0.6875,{"$f":"IF(A278<>\"\",($B$4+$B$5)/2+($B$5-$B$4)/2*COS(2*PI()/$B$15*B278),\"\")","v":0.33374492903755149},{"$f":"IF(A278<>\"\",E278*COS(2*PI()/$B$7*B278),\"\")","v":9.9910924233203677E-2},5.1113167965146679E-4,1.277829199128667E-4]
[259,64.75,2,0.69791666666666663,0.33424972614228293,5.8968258557757912E-2,1.0508694748900786E-4,2.6271736872251964E-5]
[260,65,2,0.70833333333333337,0.33475547231359665,1.695508643689354E-2,2.4980083985210144E-6,6.2450209963025361E-7]
[261,65.25,2,0.71875,0.33526215706004092,-2.5457499667444081E-2,8.4555353596406142E-6,2.1138838399101536E-6]
[262,65.5,2,0.72916666666666663,0.33576976987069368,-6.7589957765480463E-2,1.5824878888097158E-4,3.9562197220242895E-5]
[263,65.75,2,0.73958333333333337,0.33627830021538074,-0.10876517654363048,6.594220680996893E-4,1.6485551702492233E-4]
[264,66,2,0.75,0.33678773754489411,-0.14831934993109999,1.6721964986064139E-3,4.1804912465160347E-4]
[265,66.25,2,0.76041666666666663,0.3372980712912107,-0.18561267149517519,3.2773040470877898E-3,8.1932601177194745E-4]
[266,66.5,2,0.77083333333333337,0.33780929086771194,-0.22003967647913503,5.460053057707772E-3,1.365013264426943E-3]
[267,66.75,2,0.78125,0.33832138566940295,-0.25103906441527474,8.1080756634301279E-3,2.027018915857532E-3]
[268,67,2,0.79166666666666663,0.33883434507313287,-0.27810284306143784,1.1023262660660197E-2,2.7558156651650493E-3]
[269,67.25,2,0.80208333333333337,0.33934815843781502,-0.30078464480569284,1.3946359449187434E-2,3.4865898622968585E-3]
[270,67.5,2,0.8125,0.33986281510464778,-0.3187070795018927,1.6590863937670588E-2,4.147715984417647E-3]
[271,67.75,2,0.82291666666666663,0.34037830439733563,-0.33156800274073422,1.8681498503364875E-2,4.6703746258412188E-3]
[272,68,2,0.83333333333333337,0.34089461562231066,-0.33914559559210833,1.9991823724009219E-2,4.9979559310023049E-3]
[273,68.25,2,0.84375,0.34141173806895431,-0.3413021706081194,2.0375628824791062E-2,5.0939072061977654E-3]
[274,68.5,2,0.85416666666666663,0.3419296610098197,-0.33798663905645548,1.9787570141030723E-2,4.9468925352576807E-3]
[275,68.75,2,0.86458333333333337,0.34244837370085413,-0.32923559564147548,1.8290021649154234E-2,4.5725054122885585E-3]
[276,69,2,0.875,0.34296786538162188,-0.31517299902715706,1.6045042896251426E-2,4.0112607240628565E-3]
[277,69.25,2,0.88541666666666663,0.34348812527552747,-0.2960084489503419,1.3292485387208491E-2,3.3231213468021227E-3]
[278,69.5,2,0.89583333333333337,0.34400914259003923,-0.27203408324494316,1.0317247068575256E-2,2.5793117671438141E-3]
[279,69.75,2,0.90625,0.34453090651691315,-0.2436201403264579,7.4102598405744379E-3,1.8525649601436095E-3]
[280,70,2,0.91666666666666663,0.3450534062324172,-0.21120925425331114,4.8287275180975697E-3,1.2071818795243924E-3]
[281,70.25,2,0.92708333333333337,0.34557663089755569,-0.17530957003895373,2.7612818834409211E-3,6.9032047086023027E-4]
[282,70.5,2,0.9375,0.34610056965829428,-0.13648678610280376,1.3030638360779837E-3,3.2576595901949592E-4]
[283,70.75,2,0.94791666666666663,0.34662521164578503,-9.5355248306453463E-2,4.4435254706018254E-4,1.1108813676504564E-4]
[284,71,2,0.95833333333333337,0.34715054597659201,-5.2568235636734718E-2,7.4449892063461204E-5,1.8612473015865301E-5]
[285,71.25,2,0.96875,0.34767656175291672,-8.8075910122763675E-3,3.5015899615536502E-7,8.7539749038841256E-8]
[286,71.5,2,0.97916666666666663,0.34820324806282471,3.522713831708954E-2,2.2404020614362875E-5,5.6010051535907189E-6]
[287,71.75,2,0.98958333333333337,0.34873059398047151,7.8829877922806088E-2,2.5105358751487962E-4,6.2763396878719906E-5]
[288,72,3,0,0.34925858856632946,0.12129934241025545,9.1468005485173672E-4,2.2867001371293418E-4]
[289,72.25,3,1.0416666666666666E-2,0.34978722086741454,0.1619503094124693,2.1769036922813217E-3,5.4422592307033042E-4]
[290,72.5,3,2.0833333333333332E-2,0.35031647991751358,0.20012467020076896,4.1076719977079955E-3,1.0269179994269989E-3]
[291,72.75,3,3.125E-2,0.35084635473741205,0.23520207877326996,6.6683338891154915E-3,1.6670834722788729E-3]
[292,73,3,4.1666666666666664E-2,0.3513768343351214,0.26661002717785209,9.7123272496079972E-3,2.4280818124019993E-3]
[293,73.25,3,5.2083333333333336E-2,0.3519079077061073,0.29383318350666482,1.3001587740188638E-2,3.2503969350471595E-3]
[294,73.5,3,6.25E-2,0.35243956383351793,0.31642184033406495,1.6236530251035528E-2,4.059132562758882E-3]
[295,73.75,3,7.2916666666666671E-2,0.35297179168841236,0.33399933518531655,1.9095484272974219E-2,4.7738710682435547E-3]
[296,74,3,8.3333333333333329E-2,0.35350458022998965,0.34626832070516944,2.1278066017840869E-2,5.3195165044602174E-3]
[297,74.25,3,9.375E-2,0.35403791840581755,0.35301578029256531,2.2546349136110484E-2,5.6365872840276211E-3]
[298,74.5,3,0.10416666666666667,0.354571795152062,0.35411670479563734,2.2757948617781711E-2,5.6894871544454278E-3]
[299,74.75,3,0.11458333333333333,0.35510619939371646,0.34953636710687802,2.188623076411678E-2,5.471557691029195E-3]
[300,75,3,0.125,0.35564112004483189,0.33933115382485635,2.0024656326648724E-2,5.0061640816621809E-3]
[301,75.25,3,0.13541666666666666,0.3561765460087466,0.32364793620095078,1.7374503214384537E-2,4.3436258035961343E-3]
[302,75.5,3,0.14583333333333334,0.3567124661783162,0.30272198599901767,1.421758264567898E-2,3.5543956614197451E-3]
[303,75.75,3,0.15625,0.35724886943614453,0.27687346528778267,1.0877720074387583E-2,2.7194300185968958E-3]
[304,76,3,0.16666666666666666,0.35778574465481394,0.24650254218402695,7.6764084935747202E-3,1.91910212339368E-3]
[305,76.25,3,0.17708333333333334,0.3583230806971161,0.21208320679863399,4.8889175632432511E-3,1.2222293908108128E-3]
[306,76.5,3,0.1875,0.35886086641628318,0.17415588274742663,2.7071250432154667E-3,6.7678126080386667E-4]
[307,76.75,3,0.19791666666666666,0.35939909065621894,0.13331894923188153,1.2144216917885937E-3,3.0360542294714842E-4]
[308,77,3,0.20833333333333334,0.35993774225173047,9.0219306550881812E-2,3.7635034955959483E-4,9.4087587389898706E-5]
[309,77.25,3,0.21875,0.36047681002875931,4.5542133681045392E-2,4.8409878317232987E-5,1.2102469579308247E-5]
[310,77.5,3,0.22916666666666666,0.36101628280461379,-8.8420566751173255E-17,3.5428580546605181E-49,8.8571451366512952E-50]
[311,77.75,3,0.23958333333333334,0.36155614938820047,-4.5678495899161523E-2,4.8846028083639587E-5,1.2211507020909897E-5]
[312,78,3,0.25,0.36209639858025672,-9.0760379225905866E-2,3.8316230327925342E-4,9.5790575819813356E-5]
[313,78.25,3,0.26041666666666669,0.36263701917358293,-0.13452005752304272,1.2475415036302046E-3,3.1188537590755115E-4]
[314,78.5,3,0.27083333333333331,0.36317799995327482,-0.1762509961254376,2.8060060967198355E-3,7.0150152417995887E-4]
[315,78.75,3,0.28125,0.36371932969695636,-0.21527712272038904,5.1131379561567486E-3,1.2782844890391872E-3]
[316,79,3,0.29166666666666669,0.36426099717501237,-0.25096377696310523,8.1007829342305358E-3,2.0251957335576339E-3]
[317,79.25,3,0.30208333333333331,0.36480299115082143,-0.28272802784986845,1.1582450721505964E-2,2.8956126803764909E-3]
[318,79.5,3,0.3125,0.36534530038098934,-0.31004819117102195,1.5275009033201382E-2,3.8187522583003454E-3]
[319,79.75,3,0.32291666666666669,0.36588791361558187,-0.33247239171005727,1.8834783502616522E-2,4.7086958756541305E-3]
[320,80,3,0.33333333333333331,0.36643081959835855,-0.34962602973363827,2.1903077769645257E-2,5.4757694424113143E-3]
[321,80.25,3,{"$f":"IF(A341<>\"\",MOD(B341,24)/24,\"\")","v":0.34375},0.36697400706700584,-0.3612180284992364,{"$f":"ABS(0.5*1.025*1*(F341^3))","v":2.4154726453836331E-2},{"$f":"G341*$B$13","v":6.0386816134590827E-3}]
[{"$f":"IF(IF(A341<>\"\",A341+1<=$B$16,0),A341+1,\"\")","v":322},{"$f":"IF(A342<>\"\",A342*$B$13,\"\")","v":80.5},{"$f":"IF(A342<>\"\",ROUNDDOWN(A342*$B$13/24,0),\"\")","v":3},0.35416666666666669,{"$f":"IF(A342<>\"\",($B$4+$B$5)/2+($B$5-$B$4)/2*COS(2*PI()/$B$15*B342),\"\")","v":0.36751746475337094},{"$f":"IF(A342<>\"\",E342*COS(2*PI()/$B$7*B342),\"\")","v":-0.36704575872284717},2.5342794383841839E-2,6.3356985959604597E-3]
[323,80.75,3,0.36458333333333331,0.3680611813836957,-0.36699855689647987,2.5333018444538686E-2,6.3332546111346715E-3]
[324,81,3,0.375,0.36860514567885005,-0.3610597766921711,2.4122993364285746E-2,6.0307483410714366E-3]
[325,81.25,3,0.38541666666666669,0.36914934635456642,-0.34930733608128911,2.1843236593132514E-2,5.4608091482831285E-3]
[326,81.5,3,0.39583333333333331,0.36969377212167354,-0.33191274686187011,1.8739830748804628E-2,4.6849576872011571E-3]
[327,81.75,3,0.40625,0.37023841168633081,-0.30913863763783139,1.5140971282942709E-2,3.7852428207356772E-3]
[328,82,3,0.41666666666666669,0.37078325375026244,-0.28133480554147328,1.1412065703173825E-2,2.8530164257934564E-3]
[329,82.25,3,0.42708333333333331,0.37132828701099196,-0.24893285574441484,7.9057037089127601E-3,1.97642592722819E-3]
[330,82.5,3,0.4375,0.37187350016207654,-0.21243951067864264,4.9135994103635299E-3,1.2283998525908825E-3]
[331,82.75,3,0.44791666666666669,0.37241888189334171,-0.17242869251799806,2.6273774909352896E-3,6.5684437273382239E-4]
[332,83,3,0.45833333333333331,0.3729644208911157,-0.12953250249970968,1.1138587929262764E-3,2.784646982315691E-4]
[333,83.25,3,0.46875,0.37351010583846461,-8.4431238768312059E-2,3.0846319562436927E-4,7.7115798906092319E-5]
[334,83.5,3,0.47916666666666669,0.37405592541542665,-3.7842610303734585E-2,2.77739165435618E-5,6.9434791358904501E-6]
[335,83.75,3,0.48958333333333331,0.37460186829924735,9.4896821108122822E-3,4.3797453804643958E-7,1.094936345116099E-7]
[336,84,3,0.5,0.37514792316461426,5.680781624027699E-2,9.3954622976110384E-5,2.3488655744027596E-5]
[337,84.25,3,0.51041666666666663,0.37569407868389176,0.10335198063081355,5.6578350429909775E-4,1.4144587607477444E-4]
[338,84.5,3,0.52083333333333337,0.37624032352735653,0.14837257451274297,1.6739973540184896E-3,4.1849933850462241E-4]
[339,84.75,3,0.53125,0.37678664636343201,0.19114227949625118,3.5790202248601982E-3,8.9475505621504955E-4]
[340,85,3,0.54166666666666663,0.37733303585892392,0.2309678086621188,6.314634696486199E-3,1.5786586741215497E-3]
[341,85.25,3,0.55208333333333337,0.37787948067925492,0.26720114325955241,9.7770718270001854E-3,2.4442679567500463E-3]
[342,85.5,3,0.5625,0.37842596948870016,0.29925007489879063,1.3733988299280971E-2,3.4334970748202426E-3]
[343,85.75,3,0.57291666666666663,0.3789724909506223,0.32658788175328551,1.7852295526334817E-2,4.4630738815837042E-3]
[344,86,3,0.58333333333333337,0.37951903372770651,0.3487619807026377,2.1741088110257097E-2,5.4352720275642743E-3]
[345,86.25,3,0.59375,0.38006558648219579,0.36540141334588666,2.5003714896787887E-2,6.2509287241969717E-3]
[346,86.5,3,0.60416666666666663,0.3806121378761263,0.3762230421453549,2.7291665654639356E-2,6.8229164136598391E-3]
[347,86.75,3,0.61458333333333337,0.38115867657156222,0.38103635333627056,2.8352614057399708E-2,7.088153514349927E-3]
[348,87,3,0.625,0.38170519123083141,0.37974678533499118,2.8065719998574046E-2,7.0164299996435114E-3]
[349,87.25,3,0.63541666666666663,0.38225167051676007,0.37235752484858786,2.6459051649787846E-2,6.6147629124469615E-3]
[350,87.5,3,0.64583333333333337,0.38279810309290846,0.35896973735723303,2.3706496813007242E-2,5.9266242032518105E-3]
[351,87.75,3,0.65625,0.38334447762380558,0.33978122371755703,2.010444081248899E-2,5.0261102031222476E-3]
[352,88,3,0.66666666666666663,0.38389078277518479,0.31508351991831512,1.6031380984395882E-2,4.0078452460989705E-3]
[353,88.25,3,0.67708333333333337,0.38443700721421842,0.2852574821030387,1.1896110871902047E-2,2.9740277179755117E-3]
[354,88.5,3,0.6875,0.38498313960975339,0.25076742345380104,8.0817837024808603E-3,2.0204459256202151E-3]
[355,88.75,3,0.69791666666666663,0.38552916863254583,0.21215389301001719,4.8938075438032169E-3,1.2234518859508042E-3]
[356,89,3,0.70833333333333337,0.38607508295549642,0.17002520859572778,2.5190327785454625E-3,6.2975819463636563E-4]
[357,89.25,3,0.71875,0.38662087125388517,0.12504787638824177,1.0021271584991932E-3,2.5053178962479829E-4]
[358,89.5,3,0.72916666666666663,0.38716652220560638,7.7936047947861561E-2,2.42610173254499E-4,6.065254331362475E-5]
[359,89.75,3,0.73958333333333337,0.38771202449140357,2.9440181442206073E-2,1.3077216583122612E-5,3.269304145780653E-6]
[360,90,3,0.75,0.38825736679510425,-1.9664912923681225E-2,3.8973548783787069E-6,9.7433871959467673E-7]
[361,90.25,3,0.76041666666666663,0.38880253780385476,-6.8592452839798826E-2,1.6539518788264771E-4,4.1348796970661928E-5]
[362,90.5,3,0.77083333333333337,0.38934752620835478,-0.11655629136768524,8.1152337002265008E-4,2.0288084250566252E-4]
[363,90.75,3,0.78125,0.38989232070309193,-0.16278354991643407,2.2106776229179827E-3,5.5266940572949567E-4]
[364,91,3,0.79166666666666663,0.3904369099865766,-0.20652707368616657,4.5146578704900889E-3,1.1286644676225222E-3]
[365,91.25,3,0.80208333333333337,0.39098128276157612,-0.2470775088227016,7.7302495004439795E-3,1.9325623751109949E-3]
[366,91.5,3,0.8125,0.39152542773534904,-0.28377480603937794,1.1711576949896481E-2,2.9278942374741201E-3]
[367,91.75,3,0.82291666666666663,0.39206933361987972,-0.31601896413120023,1.6174590911247136E-2,4.043647727811784E-3]
[368,92,3,0.83333333333333337,0.39261298913211218,-0.34327983850207194,2.0731883578163419E-2,5.1829708945408549E-3]
[369,92.25,3,0.84375,0.39315638299418437,-0.36510585436853082,2.4943090365477063E-2,6.2357725913692657E-3]
[370,92.5,3,0.85416666666666663,0.39369950393366199,-0.38113148146715387,2.8373854586571073E-2,7.0934636466427683E-3]
[371,92.75,3,0.86458333333333337,0.39424234068377234,-0.39108334660877259,3.0655036562443762E-2,7.6637591406109404E-3]
[372,93,3,0.875,0.39478488198363831,-0.39478488198363831,3.1533734711423164E-2,7.883433677855791E-3]
[373,93.25,3,0.88541666666666663,0.39532711657851138,-0.39215943038632733,3.0908779689519515E-2,7.7271949223798788E-3]
[374,93.5,3,0.89583333333333337,0.39586903322000588,-0.38323175312797314,2.884551700957794E-2,7.2113792523944851E-3]
[375,93.75,3,0.90625,0.39641062066633165,-0.36812791194409095,2.5567608767081449E-2,6.3919021917703623E-3]
[376,94,3,0.91666666666666663,0.39695186768252749,-0.34707352228048921,2.1426849515936541E-2,5.3567123789841353E-3]
[377,94.25,3,0.92708333333333337,0.39749276304069459,-0.32039040152922416,1.685513983462621E-2,4.2137849586565525E-3]
[378,94.5,3,0.9375,0.39803329552022865,-0.28849166167009854,1.2305341342290665E-2,3.0763353355726664E-3]
[379,94.75,3,0.94791666666666663,0.39857345390805354,-0.25187532093323872,8.1893742819534755E-3,2.0473435704883689E-3]
[380,95,3,0.95833333333333337,0.39911322699885315,-0.21111653312784726,4.8223708573272841E-3,1.205592714331821E-3]
[381,95.25,3,0.96875,0.3996526035953043,-0.16685855579117759,2.3808898889919779E-3,5.9522247224799447E-4]
[382,95.5,3,0.97916666666666663,0.40019157250830889,-0.1198025989337059,8.8123672589490471E-4,2.2030918147372618E-4]
[383,95.75,3,0.98958333333333337,0.40073012255722595,-7.0696714554007417E-2,1.8108878897232555E-4,4.5272197243081388E-5]
[384,96,4,0,0.40126824257010385,-2.0323902967544539E-2,4.3024438194690973E-6,1.0756109548672743E-6]
[385,96.25,4,{"$f":"IF(A405<>\"\",MOD(B405,24)/24,\"\")","v":1.0416666666666666E-2},0.40180592138391147,3.0510374924825046E-2,{"$f":"ABS(0.5*1.025*1*(F405^3))","v":1.4555814194167684E-5},{"$f":"G405*$B$13","v":3.6389535485419209E-6}]
[{"$f":"IF(IF(A405<>\"\",A405+1<=$B$16,0),A405+1,\"\")","v":386},{"$f":"IF(A406<>\"\",A406*$B$13,\"\")","v":96.5},{"$f":"IF(A406<>\"\",ROUNDDOWN(A406*$B$13/24,0),\"\")","v":4},2.0833333333333332E-2,{"$f":"IF(A406<>\"\",($B$4+$B$5)/2+($B$5-$B$4)/2*COS(2*PI()/$B$15*B406),\"\")","v":0.40234314784477043},{"$f":"IF(A406<>\"\",E406*COS(2*PI()/$B$7*B406),\"\")","v":8.0991080228966242E-2},2.7227354388333362E-4,6.8068385970833405E-5]
[387,96.75,4,3.125E-2,0.40287991080818619,0.13030666741466607,1.1339496814416199E-3,2.8348742036040498E-4]
[388,97,4,4.1666666666666664E-2,0.40341619913927895,0.17766213474454826,2.8739453023032251E-3,7.1848632557580628E-4]
[389,97.25,4,5.2083333333333336E-2,0.40395200171301532,0.22229184384823514,5.6294304038888411E-3,1.4073576009722103E-3]
[390,97.5,4,6.25E-2,0.40448730741443839,0.26347190166017059,9.3733921744397521E-3,2.343348043609938E-3]
[391,97.75,4,7.2916666666666671E-2,0.40502210513889875,0.30053190442098965,1.3911232849296254E-2,3.4778082123240635E-3]
[392,98,4,8.3333333333333329E-2,0.4055563837922847,0.33286585316493467,1.8901732234263932E-2,4.725433058565983E-3]
[393,98.25,4,9.375E-2,0.4060901322912524,0.35994206293211506,2.3899657317689147E-2,5.9749143294222868E-3]
[394,98.5,4,0.10416666666666667,0.40662333956345581,0.38131190365639767,2.8414168994987613E-2,7.1035422487469033E-3]
[395,98.75,4,0.11458333333333333,0.4071559945477764,0.39661722904211077,3.1974856036432943E-2,7.9937140091082357E-3]
[396,99,4,0.125,0.40768808619455255,0.40559637046731123,3.4196058371150959E-2,8.5490145927877396E-3]
[397,99.25,4,0.13541666666666666,0.40821960346580871,0.40808859571057515,3.483030236857098E-2,8.7075755921427449E-3]
[398,99.5,4,0.14583333333333334,0.40875053533548455,0.40403695673128492,3.3803147740542126E-2,8.4507869351355316E-3]
[399,99.75,4,0.15625,0.40928087078966369,0.39348947645114918,3.1224337730840969E-2,7.8060844327102422E-3]
[400,100,4,0.16666666666666666,0.40981059882680193,0.37659865107665363,2.737348864169931E-2,6.8433721604248274E-3]
[401,100.25,4,0.17708333333333334,0.41033970845795564,0.35361927154233613,2.2662177939262233E-2,5.6655444848155581E-3]
[402,100.5,4,0.1875,0.41086818870700992,0.32490459470904304,1.7577674940114644E-2,4.394418735028661E-3]
[403,100.75,4,0.19791666666666666,0.41139602861090585,0.29090092158398573,1.2616217312795644E-2,3.1540543281989111E-3]
[404,101,4,0.20833333333333334,0.41192321721986824,0.25214066561056031,8.215283492312056E-3,2.053820873078014E-3]
[405,101.25,4,0.21875,0.41244974359763265,0.20923401858794388,4.6945152971525194E-3,1.1736288242881299E-3]
[406,101.5,4,0.22916666666666666,0.41297559682167245,0.16285934462554313,2.2137670449850436E-3,5.5344176124626091E-4]
[407,101.75,4,0.23958333333333334,0.41350076598342506,0.11375245334303789,7.5435571656915336E-4,1.8858892914228834E-4]
[408,102,4,0.25,0.4140252401885185,6.2694921952546431E-2,1.2629639898463545E-4,3.1574099746158862E-5]
[409,102.25,4,0.26041666666666669,0.41454900855699728,1.0501651602589394E-2,5.9356281866176316E-7,1.4839070466544079E-7]
[410,102.5,4,0.27083333333333331,0.41507206022354826,-4.1992143836683947E-2,3.7948796891937797E-5,9.4871992229844491E-6]
[411,102.75,4,0.28125,0.41559438433772589,-9.3944308724980094E-2,4.2491816269529077E-4,1.0622954067382269E-4]
[412,103,4,0.29166666666666669,0.41611597006417711,-0.14451926219590666,1.5469314781770189E-3,3.8673286954425473E-4]
[413,103.25,4,0.30208333333333331,0.41663680658286667,-0.1929014432585423,3.6787502165025053E-3,9.1968755412562633E-4]
[414,103.5,4,0.3125,0.41715688308930104,-0.23830846801693334,6.9360512595925301E-3,1.7340128148981325E-3]
[415,103.75,4,0.32291666666666669,0.41767618879475282,-0.28000378664942321,1.1250856448894316E-2,2.812714112223579E-3]
[416,104,4,0.33333333333333331,0.41819471292648458,-0.31730863530015035,1.6373425325018849E-2,4.0933563312547123E-3]
[417,104.25,4,0.34375,0.41871244472797214,-0.34961308886251985,2.1900645733201229E-2,5.4751614333003072E-3]
[418,104.5,4,0.35416666666666669,0.41922937345912775,-0.37638603461300368,2.7327152024795215E-2,6.8317880061988037E-3]
[419,104.75,4,0.36458333333333331,0.4197454883965232,-0.39718390356596017,3.2112106027144614E-2,8.0280265067861536E-3]
[420,105,4,0.375,0.42026077883361179,-0.4116580160016155,3.5752268200738811E-2,8.9380670501847028E-3]
[421,105.25,4,0.38541666666666669,0.4207752340809508,-0.41956041956107287,3.7851003926618235E-2,9.4627509816545587E-3]
[422,105.5,4,0.39583333333333331,0.42128884346642304,-0.42074812225691843,3.817336361032414E-2,9.5433409025810351E-3]
[423,105.75,4,0.40625,0.42180159633545822,-0.41518564833477434,3.6679285606649237E-2,9.1698214016623092E-3]
[424,106,4,0.41666666666666669,0.4223134820512543,-0.40294587173209867,3.3530034616590224E-2,8.3825086541475559E-3]
[425,106.25,4,0.42708333333333331,0.42282448999499767,-0.38420910948678882,2.9066774585519602E-2,7.2666936463799004E-3]
[426,106.5,4,0.4375,0.42333460956608382,-0.35926048540703936,2.3764146814032452E-2,5.9410367035081131E-3]
[427,106.75,4,0.44791666666666669,0.4238438301823369,-0.32848560217600753,1.8165313027577849E-2,4.5413282568944622E-3]
[428,107,4,0.45833333333333331,0.42435214128022963,-0.29236458738100879,1.2807612300421635E-2,3.2019030751054087E-3]
[429,107.25,4,0.46875,0.42485953231510221,-0.25146460528597608,8.1493780350696109E-3,2.0373445087674027E-3]
[430,107.5,4,0.47916666666666669,0.42536599276138082,-0.20643095108107898,4.5083571169339766E-3,1.1270892792334941E-3]
[431,107.75,4,0.48958333333333331,0.42587151211279667,-0.1579768674400448,2.0205721526004626E-3,5.0514303815011566E-4]
[432,108,4,0.5,0.42637607988260312,-0.10687224411712139,6.2558835548692836E-4,1.5639708887173209E-4]
[433,108.25,4,0.51041666666666663,0.42687968560379386,-5.3931379679983106E-2,8.0393041866484591E-5,2.0098260466621148E-5]
[434,108.5,4,0.52083333333333337,0.42738231882931971,1.3612386370278441E-15,1.292696795465775E-45,3.2317419886644376E-46]
[435,108.75,4,0.53125,0.42788396913230542,5.40582594498814E-2,8.0961779406393225E-5,2.0240444851598306E-5]
[436,109,4,0.54166666666666663,0.42838462610626599,0.10737569131424089,6.344710177771676E-4,1.586177544442919E-4]
[437,109.25,4,0.55208333333333337,0.42888427936532253,0.1590944522498853,2.063758984106304E-3,5.15939746026576E-4]
[438,109.5,4,0.5625,0.42938291854441779,0.20838037304693091,4.6372905045225874E-3,1.1593226261306469E-3]
[439,109.75,4,0.57291666666666663,0.42988053329953096,0.25443642052055421,8.4417347365550958E-3,2.1104336841387739E-3]
[440,110,4,0.58333333333333337,0.43037711330789247,0.29651559379642678,1.3360923686726197E-2,3.3402309216815492E-3]
[441,110.25,4,0.59375,0.43087264826819804,0.33393304620398168,1.9084116864216089E-2,4.7710292160540223E-3]
[442,110.5,4,0.60416666666666663,0.43136712790082243,0.36607723596503799,2.5142707371796549E-2,6.2856768429491372E-3]
[443,110.75,4,0.61458333333333337,0.43186054194803264,0.39241992403585368,3.0970414496607097E-2,7.7426036241517743E-3]
[444,111,4,0.625,0.43235288017420065,0.41252485559183161,3.5978597719873544E-2,8.9946494299683859E-3]
[445,111.25,4,0.63541666666666663,0.43284413236601588,0.42605498245047829,3.9636090847714224E-2,9.909022711928556E-3]
[446,111.5,4,0.64583333333333337,0.43333428833269688,0.43277810688108492,4.1542221612602792E-2,1.0385555403150698E-2]
[447,111.75,4,0.65625,0.43382333790620303,0.43257085238123727,4.1482567325312143E-2,1.0370641831328036E-2]
[448,112,4,0.66666666666666663,0.43431127094144506,0.42542089371056957,3.94593853951066E-2,9.86484634877665E-3]
[449,112.25,4,{"$f":"IF(A469<>\"\",MOD(B469,24)/24,\"\")","v":0.67708333333333337},0.43479807731649589,0.41142740633438213,{"$f":"ABS(0.5*1.025*1*(F469^3))","v":3.5692216892440787E-2},{"$f":"G469*$B$13","v":8.9230542231101967E-3}]
[{"$f":"IF(IF(A469<>\"\",A469+1<=$B$16,0),A469+1,\"\")","v":450},{"$f":"IF(A470<>\"\",A470*$B$13,\"\")","v":112.5},{"$f":"IF(A470<>\"\",ROUNDDOWN(A470*$B$13/24,0),\"\")","v":4},0.6875,{"$f":"IF(A470<>\"\",($B$4+$B$5)/2+($B$5-$B$4)/2*COS(2*PI()/$B$15*B470),\"\")","v":0.43528374693280042},{"$f":"IF(A470<>\"\",E470*COS(2*PI()/$B$7*B470),\"\")","v":0.39079972399762991},3.0588389713188256E-2,7.6470974282970639E-3]
[451,112.75,4,0.69791666666666663,0.43576826971538496,0.36385422196478839,2.4687443869090418E-2,6.1718609672726044E-3]
[452,113,4,0.70833333333333337,0.4362516356130664,0.33100947205942827,1.8587249751925914E-2,4.6468124379814785E-3]
[453,113.25,4,0.71875,0.43673383459866061,0.29277974355785019,1.2862250038701964E-2,3.215562509675491E-3]
[454,113.5,4,0.72916666666666663,0.43721485666919047,0.24976695078233307,7.9854387964040374E-3,1.9963596991010094E-3]
[455,113.75,4,0.73958333333333337,0.43769469184609333,0.20265117346736447,4.2652180499832479E-3,1.066304512495812E-3]
[456,114,4,0.75,0.43817333017542803,0.15217989922643421,1.8061996186690607E-3,4.5154990466726518E-4]
[457,114.25,4,0.76041666666666663,0.4386507617280816,9.9156158348717827E-2,4.9963510723160577E-4,1.2490877680790144E-4]
[458,114.5,4,0.77083333333333337,0.43912697659997485,4.4425739362032313E-2,4.493635716649109E-5,1.1234089291622772E-5]
[459,114.75,4,0.78125,0.43960196491226805,-1.1136310988641016E-2,7.0781199943013268E-7,1.7695299985753317E-7]
[460,115,4,0.79166666666666663,0.44007571681156604,-6.663968773050917E-2,1.5166757038400212E-4,3.7916892596000531E-5]
[461,115.25,4,0.80208333333333337,0.4405482224701221,-0.12119310348242673,9.1227881651682083E-4,2.2806970412920521E-4]
[462,115.5,4,0.8125,0.44101947208604236,-0.1739186110361175,2.6960754684871146E-3,6.7401886712177865E-4]
[463,115.75,4,0.82291666666666663,0.44148945588348898,-0.22396574237860006,5.7575623794044687E-3,1.4393905948511172E-3]
[464,116,4,0.83333333333333337,0.44195816411288275,-0.27052523628927794,1.0146522549044254E-2,2.5366306372610636E-3]
[465,116.25,4,0.84375,0.44242558705110552,-0.31284213277427714,1.5691685084024794E-2,3.9229212710061986E-3]
[466,116.5,4,0.85416666666666663,0.44289171500170188,-0.35022802231407169,2.2016412063157857E-2,5.5041030157894641E-3]
[467,116.75,4,0.86458333333333337,0.44335653829508037,-0.38207225104928577,2.858448427790887E-2,7.1461210694772175E-3]
[468,117,4,0.875,0.44382004728871383,-0.40785189940962424,3.4769731529258607E-2,8.6924328823146518E-3]
[469,117.25,4,0.88541666666666663,0.44428223236733966,-0.4271403710451343,3.9939785807502959E-2,9.9849464518757397E-3]
[470,117.5,4,0.89583333333333337,0.44474308394315937,-0.43961445094181134,4.3542137998391205E-2,1.0885534499597801E-2]
[471,117.75,4,0.90625,0.44520259245603699,-0.44505971594602473,4.5180260324618048E-2,1.1295065081154512E-2]
[472,118,4,0.91666666666666663,0.44566074837369801,-0.44337420719686638,4.4668888340561048E-2,1.1167222085140262E-2]
[473,118.25,4,0.92708333333333337,0.44611754219192673,-0.4345703017531693,4.2060458298730341E-2,1.0515114574682585E-2]
[474,118.5,4,0.9375,0.44657296443476358,-0.41877474955794164,3.7638762183523564E-2,9.4096905458808909E-3]
[475,118.75,4,0.94791666666666663,0.44702700565470149,-0.39622687134470175,3.188053826867944E-2,7.9701345671698599E-3]
[476,119,4,0.95833333333333337,0.44747965643288212,-0.36727494268410066,2.539029627630494E-2,6.3475740690762351E-3]
[477,119.25,4,0.96875,0.4479309073792912,-0.33237081861878753,1.8817526225133503E-2,4.7043815562833758E-3]
[478,119.5,4,0.97916666666666663,0.44838074913295317,-0.29206288176758072,1.2768002760038285E-2,3.1920006900095711E-3]
[479,119.75,4,0.98958333333333337,0.44882917236212549,-0.2469874239369034,7.7217971960222695E-3,1.9304492990055674E-3]
[480,120,5,0,0.44927616776449231,-0.19785859671770908,3.9697087400409796E-3,9.9242718501024491E-4]
[481,120.25,5,1.0416666666666666E-2,0.44972172606735722,-0.14545708985650632,1.5772427981625501E-3,3.9431069954063753E-4]
[482,120.5,5,2.0833333333333332E-2,0.45016583802783566,-9.0617716989473074E-2,3.8135831409728739E-4,9.5339578524321849E-5]
[483,120.75,5,3.125E-2,0.4506084944330469,-3.4216106278651327E-2,2.0529843009867618E-5,5.1324607524669044E-6]
[484,121,5,4.1666666666666664E-2,0.45104968610030494,2.2845291705943134E-2,6.1106019344331218E-6,1.5276504836082805E-6]
[485,121.25,5,5.2083333333333336E-2,0.45148940387730885,7.965165509991344E-2,2.5898718985280488E-4,6.4746797463201221E-5]
[486,121.5,5,6.25E-2,0.45192763864233298,0.13529046926194621,1.2690989336394465E-3,3.1727473340986164E-4]
[487,121.75,5,7.2916666666666671E-2,0.45236438130441614,0.18886619698406287,3.4526819632762148E-3,8.6317049081905371E-4]
[488,122,5,8.3333333333333329E-2,0.45279962280354974,0.23951470435270242,7.0419090627785131E-3,1.7604772656946283E-3]
[489,122.25,5,9.375E-2,0.45323335411086635,0.2864172096886779,1.2041794131158677E-2,3.0104485327896694E-3]
[490,122.5,5,0.10416666666666667,0.45366556622882659,0.32881353021686788,1.8219770796106333E-2,4.5549426990265833E-3]
[491,122.75,5,0.11458333333333333,0.45409625019140598,0.36601441198275469,2.5129765070658869E-2,6.2824412676647174E-3]
[492,123,5,0.125,0.45452539706428075,0.39741274287492717,3.2167642619477306E-2,8.0419106548693265E-3]
[493,123.25,5,0.13541666666666666,0.45495299794501332,0.42249346620603079,3.8650388251339499E-2,9.6625970628348747E-3]
[494,123.5,5,0.14583333333333334,0.45537904396323708,0.44084203287197721,4.390791946223959E-2,1.0976979865559898E-2]
[495,123.75,5,0.15625,0.45580352628084009,0.45215125332510486,4.7374548801762825E-2,1.1843637200440706E-2]
[496,124,5,0.16666666666666666,0.45622643609214864,0.45622643609214864,4.8667071134621168E-2,1.2166767783655292E-2]
[497,124.25,5,0.17708333333333334,0.45664776462411005,0.45298872693600306,4.7638277799693533E-2,1.1909569449923383E-2]
[498,124.5,5,0.1875,0.45706750313647415,0.44247659156372748,4.4398139346486593E-2,1.1099534836621648E-2]
[499,124.75,5,0.19791666666666666,0.45748564292197524,0.42484541456073655,3.9299468358317567E-2,9.8248670895793918E-3]
[500,125,5,0.20833333333333334,0.45790217530651234,0.40036521750449094,3.288992556212348E-2,8.22248139053087E-3]
[501,125.25,5,0.21875,0.4583170916493291,0.36941652949339859,2.5837045004527194E-2,6.4592612511317985E-3]
[502,125.5,5,0.22916666666666666,0.45873038334319316,0.33248447312999468,1.8836836838804473E-2,4.7092092097011182E-3]
[503,125.75,5,0.23958333333333334,0.4591420418145748,0.29015115784069873,1.2518917965075203E-2,3.1297294912688007E-3]
[504,126,5,0.25,0.45955205852382469,0.24308649983077324,7.3616707658629033E-3,1.8404176914657258E-3]
[505,126.25,5,0.26041666666666669,0.45996042496535083,0.19203761351829216,3.6295498917045415E-3,9.0738747292613538E-4]
[506,126.5,5,0.27083333333333331,0.46036713266779539,0.13781694254971957,1.341534057244E-3,3.3538351431100001E-4]
[507,126.75,5,0.28125,0.46077217319421027,8.1289319093025378E-2,2.7529246659027223E-4,6.8823116647568058E-5]
[508,127,5,0.29166666666666669,0.461175538142232,2.3358157695646243E-2,6.531450323872723E-6,1.6328625809681807E-6]
[509,127.25,5,0.30208333333333331,0.46157721914425615,-3.5048995705053883E-2,2.206584708968024E-5,5.51646177242006E-6]
[510,127.5,5,0.3125,0.46197720786761093,-9.2995328258440618E-2,4.1217084156057541E-4,1.0304271039014385E-4]
[511,127.75,5,0.32291666666666669,0.46237549601473016,-0.14954979973813817,1.7141600810658786E-3,4.2854002026646964E-4]
[512,128,5,0.33333333333333331,0.46277207532332498,-0.20380211547658239,4.3383035159476309E-3,1.0845758789869077E-3]
[513,128.25,5,{"$f":"IF(A533<>\"\",MOD(B533,24)/24,\"\")","v":0.34375},0.4631669375665558,-0.25487739168168638,{"$f":"ABS(0.5*1.025*1*(F533^3))","v":8.4857026987837231E-3},{"$f":"G533*$B$13","v":2.1214256746959308E-3}]
[{"$f":"IF(IF(A533<>\"\",A533+1<=$B$16,0),A533+1,\"\")","v":514},{"$f":"IF(A534<>\"\",A534*$B$13,\"\")","v":128.5},{"$f":"IF(A534<>\"\",ROUNDDOWN(A534*$B$13/24,0),\"\")","v":5},0.35416666666666669,{"$f":"IF(A534<>\"\",($B$4+$B$5)/2+($B$5-$B$4)/2*COS(2*PI()/$B$15*B534),\"\")","v":0.46356007455320258},{"$f":"IF(A534<>\"\",E534*COS(2*PI()/$B$7*B534),\"\")","v":-0.30195027665262031},1.4109127734371191E-2,3.5272819335927979E-3]
[515,128.75,5,0.36458333333333331,0.46395147812783483,-0.34425829976088507,2.090966756816277E-2,5.2274168920406925E-3]
[516,129,5,0.375,0.46434114017098094,-0.38111423210084366,2.8370002302899624E-2,7.092500575724906E-3]
[517,129.25,5,0.38541666666666669,0.46472905259929631,-0.4119172582531665,3.581985587950591E-2,8.9549639698764776E-3]
[518,129.5,5,0.39583333333333331,0.46511520736573153,-0.43616277740124632,4.2524544338410873E-2,1.0631136084602718E-2]
[519,129.75,5,0.40625,0.46549959645969863,-0.45345067379672832,4.7784167536505974E-2,1.1946041884126493E-2]
[520,130,5,0.41666666666666669,0.465882211907238,-0.46349192094047359,5.1029389782052514E-2,1.2757347445513129E-2]
[521,130.25,5,0.42708333333333331,0.46626304577118316,-0.46611341044143362,5.1900156093645781E-2,1.2975039023411445E-2]
[522,130.5,5,0.4375,0.46664209015132585,-0.46126092491284792,5.0296048513122832E-2,1.2574012128280708E-2]
[523,130.75,5,0.44791666666666669,0.46701933718457966,-0.44900020400846896,4.6390973347307435E-2,1.1597743336826859E-2]
[524,131,5,0.45833333333333331,0.46739477904514337,-0.42951608331404634,4.0609922610936502E-2,1.0152480652734126E-2]
[525,131.25,5,0.46875,0.46776840794466307,-0.40310971679909524,3.357095300270567E-2,8.3927382506764174E-3]
[526,131.5,5,0.47916666666666669,0.46814021613239376,-0.37019392440226623,2.6000501832639647E-2,6.5001254581599117E-3]
[527,131.75,5,0.48958333333333331,0.46851019589536036,-0.33128673657264762,1.8633996777694974E-2,4.6584991944237436E-3]
[528,132,5,0.5,0.46887833955851743,-0.28700323673078021,1.2115860199274735E-2,3.0289650498186837E-3]
[529,132.25,5,0.51041666666666663,0.46924463948490852,-0.23804583017527525,6.9131440254792684E-3,1.7282860063698171E-3]
[530,132.5,5,0.52083333333333337,0.46960908807582463,-0.18519309349712867,3.2551291823140556E-3,8.137822955785139E-4]
[531,132.75,5,0.53125,0.46997167777096177,-0.12928738165948875,1.1075473192302396E-3,2.7688682980755991E-4]
[532,133,5,0.54166666666666663,0.47033240104857776,-7.12213901791766E-2,1.8515063639540355E-4,4.6287659098850888E-5]
[533,133.25,5,0.55208333333333337,0.47069125042564836,-1.1923886976751749E-2,8.6885523507051177E-7,2.1721380876762794E-7]
[534,133.5,5,0.5625,0.47104821845802253,4.7655157836570226E-2,5.5465586113514282E-5,1.386639652837857E-5]
[535,133.75,5,0.57291666666666663,0.47140329774057665,0.1065598059210676,6.201177066686935E-4,1.5502942666717338E-4]
[536,134,5,0.58333333333333337,0.47175648090736833,0.16384350388271429,2.2541434521104516E-3,5.6353586302761291E-4]
[537,134.25,5,0.59375,0.47210776063178916,0.2185843088285041,5.352427801745858E-3,1.3381069504364645E-3]
[538,134.5,5,0.60416666666666663,0.47245712962671682,0.2698997411506634,1.0076304284447958E-2,2.5190760711119894E-3]
[539,134.75,5,0.61458333333333337,0.47280458064466585,0.31696102501729123,1.6319673196390251E-2,4.0799182990975628E-3]
[540,135,5,0.625,0.47315010647793848,0.35900648654309597,2.3713778348671249E-2,5.9284445871678124E-3]
[541,135.25,5,0.63541666666666663,0.47349369995877383,0.39535389282990369,3.1670281818122377E-2,7.9175704545305942E-3]
[542,135.5,5,0.64583333333333337,0.47383535395949677,0.42541153179394714,3.9456780393668393E-2,9.8641950984170983E-3]
[543,135.75,5,0.65625,0.47417506139266563,0.44868785267240985,4.6294223695019253E-2,1.1573555923754813E-2]
[544,136,5,0.66666666666666663,0.47451281521121946,0.46479951000740144,5.1462496962618273E-2,1.2865624240654568E-2]
[545,136.25,5,0.67708333333333337,0.47484860840862386,0.47347767937688429,5.4399185953973889E-2,1.3599796488493472E-2]
[546,136.5,5,0.6875,0.47518243401901678,0.4745725407725116,5.4777434403076003E-2,1.3694358600769001E-2]
[547,136.75,5,0.69791666666666663,0.47551428511735255,0.46805585487135454,5.2551717739333113E-2,1.3137929434833278E-2]
[548,137,5,0.70833333333333337,0.47584415481954595,0.4540215880418304,4.7964881948091197E-2,1.1991220487022799E-2]
[549,137.25,5,0.71875,0.47617203628261473,0.43268457327251431,4.151529265668813E-2,1.0378823164172032E-2]
[550,137.5,5,0.72916666666666663,0.47649792270482161,0.40437722581162544,3.3888623997136734E-2,8.4721559992841835E-3]
[551,137.75,5,0.73958333333333337,0.47682180732581564,0.36954436364613558,2.5863876504126332E-2,6.465969126031583E-3]
[552,138,5,0.75,0.47714368342677205,0.32873621352696764,1.820692131430993E-2,4.5517303285774824E-3]
[553,138.25,5,0.76041666666666663,0.47746354433053184,0.28259971256681893,1.1566687894104893E-2,2.8916719735262233E-3]
[554,138.5,5,0.77083333333333337,0.47778138340174037,0.23186824302567743,6.388776321748316E-3,1.597194080437079E-3]
[555,138.75,5,0.78125,0.47809719404698492,0.17734996330868505,2.858822415086444E-3,7.1470560377161099E-4]
[556,139,5,0.79166666666666663,0.47841096971493119,0.11991492101939337,8.8371768654462942E-4,2.2092942163615736E-4]
[557,139.25,5,0.80208333333333337,0.47872270389645977,6.0481153767599306E-2,1.133845998922159E-4,2.8346149973053974E-5]
[558,139.5,5,0.8125,0.47903239012480076,4.6956057088587273E-16,5.3060182036026153E-47,1.3265045509006538E-47]
[559,139.75,5,0.82291666666666663,0.479340021975668,-6.0559144866352325E-2,1.1382379774182782E-4,2.8455949435456955E-5]
[560,140,5,0.83333333333333337,0.47964559306739235,-0.1202243824890792,8.9057712321198525E-4,2.2264428080299631E-4]
[561,140.25,5,0.84375,0.47994909706105421,-0.17803692599260268,2.8921720915321301E-3,7.2304302288303253E-4]
[562,140.5,5,0.85416666666666663,0.48025052766061471,-0.23306652358028662,6.4883394771650081E-3,1.622084869291252E-3]
[563,140.75,5,0.86458333333333337,0.48054987861304665,-0.28442644298735059,1.1792442843969454E-2,2.9481107109923634E-3]
[564,141,5,0.875,0.48084714370846399,-0.3312877751471634,1.8634172029397333E-2,4.6585430073493332E-3]
[565,141.25,5,0.88541666666666663,0.48114231678025088,-0.37289282609570878,2.6573328389462383E-2,6.6433320973655957E-3]
[566,141.5,5,0.89583333333333337,0.48143539170518929,-0.4085673805253453,3.4953038898287297E-2,8.7382597245718244E-3]
[567,141.75,5,0.90625,0.48172636240358624,-0.43773163829176792,4.2985074379106571E-2,1.0746268594776643E-2]
[568,142,5,0.91666666666666663,0.48201522283940001,-0.45990964629348979,4.9855310550356559E-2,1.246382763758914E-2]
[569,142.25,5,0.92708333333333337,0.48230196702036504,-0.47473707214524818,5.4834427153470838E-2,1.370860678836771E-2]
[570,142.5,5,0.9375,0.48258658899811657,-0.48196719257179166,5.7378118144958912E-2,1.4344529536239728E-2]
[571,142.75,5,0.94791666666666663,0.48286908286831376,-0.48147499803261767,5.7202510554671238E-2,1.4300627638667809E-2]
[572,143,5,0.95833333333333337,0.48314944277076233,-0.47325934529342029,5.4323965595016045E-2,1.3580991398754011E-2]
[573,143.25,5,0.96875,0.4834276628895362,-0.45744312100109485,4.9057472942946968E-2,1.2264368235736742E-2]
[574,143.5,5,0.97916666666666663,0.48370373745309792,-0.43427141129272462,4.1973732455585194E-2,1.0493433113896299E-2]
[575,143.75,5,0.98958333333333337,0.48397766073441861,-0.40410770456021455,3.3820907883930669E-2,8.4552269709826672E-3]
[576,144,6,0,0.48424942705109653,-0.36742818618434703,2.5422091433856042E-2,6.3555228584640105E-3]
[577,144.25,6,{"$f":"IF(A597<>\"\",MOD(B597,24)/24,\"\")","v":1.0416666666666666E-2},0.48451903076547509,-0.32481421483355921,{"$f":"ABS(0.5*1.025*1*(F597^3))","v":1.7563010085750633E-2},{"$f":"G597*$B$13","v":4.3907525214376582E-3}]
[{"$f":"IF(IF(A597<>\"\",A597+1<=$B$16,0),A597+1,\"\")","v":578},{"$f":"IF(A598<>\"\",A598*$B$13,\"\")","v":144.5},{"$f":"IF(A598<>\"\",ROUNDDOWN(A598*$B$13/24,0),\"\")","v":6},2.0833333333333332E-2,{"$f":"IF(A598<>\"\",($B$4+$B$5)/2+($B$5-$B$4)/2*COS(2*PI()/$B$15*B598),\"\")","v":0.48478646628476008},{"$f":"IF(A598<>\"\",E598*COS(2*PI()/$B$7*B598),\"\")","v":-0.27694309929660738},1.0885929417663734E-2,2.7214823544159336E-3]
[579,144.75,6,3.125E-2,0.48505172806113511,-0.22457732230969205,5.8048575634722889E-3,1.4512143908680722E-3]
[580,145,6,4.1666666666666664E-2,0.48531481059187709,-0.16855238300194689,2.4541356296191503E-3,6.1353390740478758E-4]
[581,145.25,6,5.2083333333333336E-2,0.48557570841947034,-0.10976345201055276,6.7774627693899551E-4,1.6943656923474888E-4]
[582,145.5,6,6.25E-2,0.48583441613171974,-4.9151052643786809E-2,6.0854449733665453E-5,1.5213612433416363E-5]
[583,145.75,6,7.2916666666666671E-2,0.48609092836186296,1.2314002618424077E-2,9.5695517321608321E-7,2.392387933040208E-7]
[584,146,6,8.3333333333333329E-2,0.48634523978868188,7.3646178761128778E-2,2.0471257588332355E-4,5.1178143970830886E-5]
[585,146.25,6,9.375E-2,0.48659734513661307,0.13386103812373401,1.22929590789581E-3,3.073239769739525E-4]
[586,146.5,6,0.10416666666666667,0.48684723917585693,0.19199105931475366,3.626910879862031E-3,9.0672771996550775E-4]
[587,146.75,6,0.11458333333333333,0.48709491672248634,0.24710120067145136,7.7324734357356855E-3,1.9331183589339214E-3]
[588,147,6,0.125,0.48734037263855445,0.29830395762906836,1.3604134449726852E-2,3.4010336124317129E-3]
[589,147.25,6,0.13541666666666666,0.48758360183220073,0.34477367125091057,2.1003716604794918E-2,5.2509291511987294E-3]
[590,147.5,6,0.14583333333333334,0.48782459925775706,0.38575985697439302,2.9420155629318951E-2,7.3550389073297378E-3]
[591,147.75,6,0.15625,0.48806335991585226,0.42059933816430417,3.8132881567992202E-2,9.5332203919980506E-3]
[592,148,6,0.16666666666666666,0.48829987885351578,0.44872698808565037,4.6306338363997904E-2,1.1576584590999476E-2]
[593,148.25,6,0.17708333333333334,0.48853415116428017,0.46968490611165525,5.3102342710281449E-2,1.3275585677570362E-2]
[594,148.5,6,0.1875,0.48876617198828354,0.48312987901352433,5.7794373608648551E-2,1.4448593402162138E-2]
[595,148.75,6,0.19791666666666666,0.48899593651236972,0.48883900563639782,5.9867541755052663E-2,1.4966885438763166E-2]
[596,149,6,0.20833333333333334,0.48922343997018836,0.48671339271059633,5.9089968696595947E-2,1.4772492174148987E-2]
[597,149.25,6,0.21875,0.48944867764229388,0.47677986050634702,5.5545333215281073E-2,1.3886333303820268E-2]
[598,149.5,6,0.22916666666666666,0.48967164485624332,0.45919062901591062,4.9621846325474797E-2,1.2405461581368699E-2]
[599,149.75,6,0.23958333333333334,0.48989233698669304,0.43422098782532448,4.1959113380914799E-2,1.04897783452287E-2]
[600,150,6,0.25,0.49011074945549515,0.40226498529576904,3.3360347385282388E-2,8.340086846320597E-3]
[601,150.25,6,0.26041666666666669,0.49032687773179207,0.36382920458871859,2.4682351945737105E-2,6.1705879864342762E-3]
[602,150.5,6,0.27083333333333331,0.49054071733211052,0.3195247249249546,1.671888377327109E-2,4.1797209433177725E-3]
[603,150.75,6,0.28125,0.49075226382045489,0.2700573957666545,1.0093972000393168E-2,2.523493000098292E-3]
[604,151,6,0.29166666666666669,0.49096151280839889,0.21621657888070314,5.1803707656225438E-3,1.2950926914056359E-3]
[605,151.25,6,0.30208333333333331,0.49116845995517677,0.15886253803909134,2.054747022636676E-3,5.1368675565916899E-4]
[606,151.5,6,0.3125,0.49137310096777337,9.8912678036188667E-2,4.959635398509043E-4,1.2399088496272608E-4]
[607,151.75,6,0.32291666666666669,0.49157543160101302,3.7326853398080111E-2,2.6653731155624188E-5,6.663432788906047E-6]
[608,152,6,0.33333333333333331,0.49177544765764786,-2.4908017679147632E-2,7.9197480496845888E-6,1.9799370124211472E-6]
[609,152.25,6,0.34375,0.49197314498844463,-8.6793787243979764E-2,3.3508870364383194E-4,8.3772175910957984E-5]
[610,152.5,6,0.35416666666666669,0.49216851949227097,-0.14733710502438402,1.6391936636984228E-3,4.0979841592460569E-4]
[611,152.75,6,0.36458333333333331,0.49236156711618034,-0.20556538172657229,4.4518836637086577E-3,1.1129709159271644E-3]
[612,153,6,0.375,0.49255228385549621,-0.26054243136390681,9.0641953047588091E-3,2.2660488261897023E-3]
[613,153.25,6,0.38541666666666669,0.49274066575389508,-0.31138354074190816,1.5473224538593826E-2,3.8683061346484566E-3]
[614,153.5,6,0.39583333333333331,0.49292670890348855,-0.35726972324583728,2.3371280639829139E-2,5.8428201599572847E-3]
[615,153.75,6,0.40625,0.49311040944490442,-0.39746092701596886,3.2179344495095276E-2,8.044836123773819E-3]
[616,154,6,0.41666666666666669,0.49329176356736665,-0.4313079842471218,4.1120308381266471E-2,1.0280077095316618E-2]
[617,154.25,6,0.42708333333333331,0.49347076750877455,-0.45826310844825013,4.9321759327920628E-2,1.2330439831980157E-2]
[618,154.5,6,0.4375,0.49364741755578079,-0.47788876972314193,5.5933802446351925E-2,1.3983450611587981E-2]
[619,154.75,6,0.44791666666666669,0.49382171004386838,-0.48986480411278788,6.0245218200118578E-2,1.5061304550029644E-2]
[620,155,6,0.45833333333333331,0.49399364135742663,-0.49399364135742663,6.1781428533996964E-2,1.5445357133499241E-2]
[621,155.25,6,0.46875,0.49416320792982632,-0.49020356563664713,6.0370290741545471E-2,1.5092572685386368E-2]
[622,155.5,6,0.47916666666666669,0.49433040624349367,-0.47854995544416112,5.6166286394335158E-2,1.4041571598583789E-2]
[623,155.75,6,0.48958333333333331,0.49449523282998309,-0.45921448124174802,4.9629579407718907E-2,1.2407394851929727E-2]
[624,156,6,0.5,0.49465768427004941,-0.43250227239143069,4.146284045496381E-2,1.0365710113740953E-2]
[625,156.25,6,0.51041666666666663,0.49481775719371868,-0.39883709755705749,3.2514756883443616E-2,8.1286892208609039E-3]
[626,156.5,6,0.52083333333333337,0.49497544828035789,-0.35875463476910413,2.3663905976486235E-2,5.9159764941215586E-3]
[627,156.75,6,0.53125,0.49513075425874431,-0.31289393814372385,1.5699481810364461E-2,3.9248704525911152E-3]
[628,157,6,0.54166666666666663,0.49528367190713296,-0.26198723734145934,9.2158261927164867E-3,2.3039565481791217E-3]
[629,157.25,6,0.55208333333333337,0.49543419805332367,-0.20684823277280248,4.5357521401920998E-3,1.1339380350480249E-3]
[630,157.5,6,0.5625,0.49558232957472659,-0.14835907387189873,1.6735404370826653E-3,4.1838510927066631E-4]
[631,157.75,6,0.57291666666666663,0.49572806339842734,-8.7456229072185573E-2,3.428199698493058E-4,8.5704992462326451E-5]
[632,158,6,0.58333333333333337,0.49587139650125051,-2.5115474083681526E-2,8.1192892021882776E-6,2.0298223005470694E-6]
[633,158.25,6,0.59375,0.49601232590982253,3.7663760600443762E-2,2.7381983966158079E-5,6.8454959915395197E-6]
[634,158.5,6,0.60416666666666663,0.49615084870063314,9.9874431584170767E-2,5.1057180883384086E-4,1.2764295220846022E-4]
[635,158.75,6,0.61458333333333337,0.49628696200009625,0.16051805603771979,2.119656778887407E-3,5.2991419472185174E-4]
[636,159,6,0.625,0.49642066298460952,0.21862075669078787,5.3551057215423239E-3,1.338776430385581E-3]
[637,159.25,6,0.63541666666666663,0.4965519488806126,0.27324892020593083,1.0456088080440384E-2,2.614022020110096E-3]
[638,159.5,6,0.64583333333333337,0.49668081696464533,0.32352421686676625,1.7354585827639681E-2,4.3386464569099203E-3]
[639,159.75,6,0.65625,0.49680726456340363,0.36863773965675189,2.5673983230493077E-2,6.4184958076232692E-3]
[640,160,6,0.66666666666666663,0.49693128905379513,0.40786303484736047,3.477257952446576E-2,8.6931448811164401E-3]
[641,160.25,6,{"$f":"IF(A661<>\"\",MOD(B661,24)/24,\"\")","v":0.67708333333333337},0.49705288786299384,0.44056781393411298,{"$f":"ABS(0.5*1.025*1*(F661^3))","v":4.3826033701618687E-2},{"$f":"G661*$B$13","v":1.0956508425404672E-2}]
[{"$f":"IF(IF(A661<>\"\",A661+1<=$B$16,0),A661+1,\"\")","v":642},{"$f":"IF(A662<>\"\",A662*$B$13,\"\")","v":160.5},{"$f":"IF(A662<>\"\",ROUNDDOWN(A662*$B$13/24,0),\"\")","v":6},0.6875,{"$f":"IF(A662<>\"\",($B$4+$B$5)/2+($B$5-$B$4)/2*COS(2*PI()/$B$15*B662),\"\")","v":0.49717205846849311},{"$f":"IF(A662<>\"\",E662*COS(2*PI()/$B$7*B662),\"\")","v":0.46622415787278298},5.1937158942860398E-2,1.29842897357151E-2]
[643,160.75,6,0.69791666666666663,0.49728879839815826,0.48441704873686842,5.825753812661319E-2,1.4564384531653297E-2]
[644,161,6,0.70833333333333337,0.49740310523027775,0.49485109075347444,6.210369858608026E-2,1.5525924646520065E-2]
[645,161.25,6,0.71875,0.49751497659361343,0.49735531174722869,6.305131539915966E-2,1.5762828849789915E-2]
[646,161.5,6,0.72916666666666663,0.49762441016744974,0.49188596686298403,6.0994007335464333E-2,1.5248501833866083E-2]
[647,161.75,6,0.73958333333333337,0.49773140368164193,0.47852729855199172,5.6158309213069316E-2,1.4039577303267329E-2]
[648,162,6,0.75,0.49783595491666283,0.45749023967608388,4.907263391786984E-2,1.226815847946746E-2]
[649,162.25,6,0.76041666666666663,0.4979380617036494,0.42910907968071976,4.0494587728971729E-2,1.0123646932242932E-2]
[650,162.5,6,0.77083333333333337,0.49803772192444729,0.39383614657757549,3.1306937788612876E-2,7.8267344471532191E-3]
[651,162.75,6,0.78125,0.49813493351165505,0.35223458943200087,2.2397001239854674E-2,5.5992503099636685E-3]
[652,163,6,0.79166666666666663,0.49822969444866677,0.30496937665492446,1.4536590819611018E-2,3.6341477049027546E-3]
[653,163.25,6,0.80208333333333337,0.49832200276971422,0.2527966541591935,8.2795709981080164E-3,2.0698927495270041E-3]
[654,163.5,6,0.8125,0.49841185655990727,0.19655163389229874,3.8915610220147021E-3,9.7289025550367553E-4]
[655,163.75,6,0.82291666666666663,0.49849925395527406,0.1371352069740987,1.321723977699188E-3,3.30430994424797E-4]
[656,164,6,0.83333333333333337,0.49858419314279917,7.5499496266524427E-2,2.2055963367908612E-4,5.513990841977153E-5]
[657,164.25,6,0.84375,0.49866667236046158,1.2632580348415891E-2,1.0331659325039467E-6,2.5829148312598667E-7]
[658,164.5,6,0.85416666666666663,0.49874668989727117,-5.0457365713697445E-2,6.5836629468170158E-5,1.645915736704254E-5]
[659,164.75,6,0.86458333333333337,0.49882424409330406,-0.11275825793768318,7.3474889658925056E-4,1.8368722414731264E-4]
[660,165,6,0.875,0.49889933333973718,-0.17327035910966909,2.6660402155881595E-3,6.6651005389703987E-4]
[661,165.25,6,0.88541666666666663,0.49897195607888162,-0.23102234116709339,6.3191084908162257E-3,1.5797771227040564E-3]
[662,165.5,6,0.89583333333333337,0.49904211080421496,-0.28508689589626263,1.1874781729774778E-2,2.9686954324436945E-3]
[663,165.75,6,0.90625,0.49910979606041245,-0.33459564274900883,1.9197943667843262E-2,4.7994859169608155E-3]
[664,166,6,0.91666666666666663,0.4991750104433772,-0.37875309381917349,2.7845975508008922E-2,6.9614938770022304E-3]
[665,166.25,6,0.92708333333333337,0.49923775260026942,-0.41684945112332933,3.712201754692613E-2,9.2805043867315324E-3]
[666,166.5,6,0.9375,0.49929802122953448,-0.44827203005856397,4.616563307010358E-2,1.1541408267525895E-2]
[667,166.75,6,0.94791666666666663,0.49935581508092969,-0.47251512496268355,5.4068088196771592E-2,1.3517022049192898E-2]
[668,167,6,0.95833333333333337,0.49941113295555051,-0.48918815772479224,5.9995914145803825E-2,1.4998978536450956E-2]
[669,167.25,6,0.96875,0.49946397370585521,-0.4980219779839849,6.3305201610308837E-2,1.5826300402577209E-2]
[670,167.5,6,0.97916666666666663,0.49951433623568881,-0.49887321316717387,6.3630366620273618E-2,1.5907591655068404E-2]
[671,167.75,6,0.98958333333333337,0.49956221950030588,-0.49172659797579255,6.0934741172239182E-2,1.5233685293059795E-2]
[672,168,7,0,0.4996076225063919,-0.47669524543004366,5.5515765238946385E-2,1.3878941309736596E-2]
[673,168.25,7,1.0416666666666666E-2,0.49965054431208422,-0.45401885469549275,4.7964015664315879E-2,1.199100391607897E-2]
[674,168.5,7,2.0833333333333332E-2,0.49969098402699141,-0.42405988411640771,3.9081879443019614E-2,9.7704698607549035E-3]
[675,168.75,7,3.125E-2,0.49972894081221181,-0.38729775062871241,2.9773424791010843E-2,7.4433561977527108E-3]
[676,169,7,4.1666666666666664E-2,0.49976441388035087,-0.34432114849481033,2.092112163677699E-2,5.2302804091942474E-3]
[677,169.25,7,5.2083333333333336E-2,0.49979740249553745,-0.29581861058088144,1.326692727460309E-2,3.3167318186507725E-3]
[678,169.5,7,6.25E-2,0.49982790597343923,-0.24256746369670726,7.3146156586971845E-3,1.8286539146742961E-3]
[679,169.75,7,7.2916666666666671E-2,0.49985592368127685,-0.18542135538195745,3.2671804651937101E-3,8.1679511629842753E-4]
[680,170,7,8.3333333333333329E-2,0.49988145503783687,-0.12529655253440863,1.0081176887650266E-3,2.5202942219125664E-4]
[681,170.25,7,9.375E-2,0.49990449951348415,-6.3157232063780336E-2,1.2911096723829517E-4,3.2277741809573792E-5]
[682,170.5,7,0.10416666666666667,0.49992505663017245,9.7980925117115274E-16,4.8207929223780782E-46,1.2051982305945195E-46]
[683,170.75,7,0.11458333333333333,0.49994312596145468,6.3162112074945709E-2,1.291408978555426E-4,3.228522446388565E-5]
[684,171,7,0.125,0.49995870713249163,0.12531591596755803,1.00858514703023E-3,2.521462867575575E-4]
[685,171.25,7,0.13541666666666666,0.49997179982005963,0.18546433958939107,3.2694531762481422E-3,8.1736329406203556E-4]
[686,171.5,7,0.14583333333333334,0.49998240375255742,0.24264244177212796,7.3214006413516476E-3,1.8303501603379119E-3]
[687,171.75,7,0.15625,0.49999051871001177,0.29593291163559282,1.3282311801447516E-2,3.3205779503618789E-3]
[688,172,7,0.16666666666666666,0.49999614452408192,0.34448080324247854,2.0950237234927945E-2,5.2375593087319863E-3]
[689,172.25,7,0.17708333333333334,0.49999928107806313,0.38750726856597911,2.9821770864102381E-2,7.4554427160255952E-3]
[690,172.5,7,0.1875,0.49999992830688922,0.42432206790542987,3.9154413809873265E-2,9.7886034524683162E-3]
[691,172.75,7,0.19791666666666666,0.49999808619713371,0.45433465655022015,4.8064172276387124E-2,1.2016043069096781E-2]
[692,173,7,0.20833333333333334,0.49999375478701019,0.47706366939714756,5.5644584335813013E-2,1.3911146083953253E-2]
[693,173.25,7,0.21875,0.49998693416637169,0.4921446510024286,6.1090288684832031E-2,1.5272572171208008E-2]
[694,173.5,7,0.22916666666666666,0.49997762447670857,0.49933590678105866,6.3807578052843206E-2,1.5951894513210801E-2]
[695,173.75,7,0.23958333333333334,0.49996582591114563,0.49852238129852144,6.3496217113921949E-2,1.5874054278480487E-2]
[696,174,7,0.25,0.49995153871443826,0.48971750134604763,6.0190887174429886E-2,1.5047721793607471E-2]
[697,174.25,7,0.26041666666666669,0.49993476318296726,0.47306295423896128,5.4256364304069521E-2,1.356409107601738E-2]
[698,174.5,7,0.27083333333333331,0.49991549966473253,0.44882640500077092,4.6337123140430619E-2,1.1584280785107655E-2]
[699,174.75,7,0.28125,0.49989374855934632,0.41739718925822705,3.7268544361016405E-2,9.3171360902541012E-3]
[700,175,7,0.29166666666666669,0.49986951031802429,0.37928005124026981,2.7962363216951808E-2,6.9905908042379519E-3]
[701,175.25,7,0.30208333333333331,0.49984278544357669,0.33508702772226151,1.9282649868756857E-2,4.8206624671892143E-3]
[702,175.5,7,0.3125,0.49981357449039776,0.28552760857927711,1.1929938189416506E-2,2.9824845473541265E-3]
[703,175.75,7,0.32291666666666669,0.49978187806445401,0.23139733232839232,6.3499296426621794E-3,1.5874824106655448E-3]
[704,176,7,0.33333333333333331,0.49974769682327208,0.17356500020382065,2.6796639224231159E-3,6.6991598060577896E-4]
[705,176.25,7,{"$f":"IF(A725<>\"\",MOD(B725,24)/24,\"\")","v":0.34375},0.49971103147592472,0.11295871451454068,{"$f":"ABS(0.5*1.025*1*(F725^3))","v":7.3867447801360497E-4},{"$f":"G725*$B$13","v":1.8466861950340124E-4}]
[{"$f":"IF(IF(A725<>\"\",A725+1<=$B$16,0),A725+1,\"\")","v":706},{"$f":"IF(A726<>\"\",A726*$B$13,\"\")","v":176.5},{"$f":"IF(A726<>\"\",ROUNDDOWN(A726*$B$13/24,0),\"\")","v":7},0.35416666666666669,{"$f":"IF(A726<>\"\",($B$4+$B$5)/2+($B$5-$B$4)/2*COS(2*PI()/$B$15*B726),\"\")","v":0.49967188278301622},{"$f":"IF(A726<>\"\",E726*COS(2*PI()/$B$7*B726),\"\")","v":5.0550965925453974E-2},6.6203697433483025E-5,1.6550924358370756E-5]
[707,176.75,7,0.36458333333333331,0.49963025155666668,-1.2656990424913445E-2,1.0391667072552322E-6,2.5979167681380804E-7]
[708,177,7,0.375,0.49958613866049512,-7.5651218649451721E-2,2.2189200521271297E-4,5.5473001303178244E-5]
[709,177.25,7,0.38541666666666669,0.49953954500960152,-0.13742138699928613,1.3300159599736604E-3,3.325039899934151E-4]
[710,177.5,7,0.39583333333333331,0.49949047157054782,-0.19697699203715976,3.9168809644362888E-3,9.7922024110907221E-4]
[711,177.75,7,0.40625,0.49943891936133816,-0.2533632612441083,8.3353682504117184E-3,2.0838420626029296E-3]
[712,178,7,0.41666666666666669,0.49938488945139725,-0.30567647842710655,1.463793902900595E-2,3.6594847572514874E-3]
[713,178.25,7,0.42708333333333331,0.49932838296154869,-0.3530784856310254,2.2558365830602205E-2,5.6395914576505514E-3]
[714,178.5,7,0.4375,0.49926940106399131,-0.39481012855682046,3.1539784864484784E-2,7.8849462161211959E-3]
[715,178.75,7,0.44791666666666669,0.49920794498227511,-0.43020342953445279,4.0805196574945891E-2,1.0201299143736473E-2]
[716,179,7,0.45833333333333331,0.49914401599127584,-0.45869229261867661,4.9460465340220444E-2,1.2365116335055111E-2]
[717,179.25,7,0.46875,0.49907761541716855,-0.47982156903666634,5.6615216108792464E-2,1.4153804027198116E-2]
[718,179.5,7,0.47916666666666669,0.49900874463739986,-0.49325433763680554,6.1504459884842225E-2,1.5376114971210556E-2]
[719,179.75,7,0.48958333333333331,0.49893740508065981,-0.49877728374183455,6.3593666809608915E-2,1.5898416702402229E-2]
[720,180,7,0.5,0.49886359822685183,-0.49630409043279383,6.2652359817357325E-2,1.5663089954339331E-2]
[721,180.25,7,0.51041666666666663,0.49878732560706224,-0.48587678828927178,5.8785785543671219E-2,1.4696446385917805E-2]
[722,180.5,7,0.52083333333333337,0.49870858880352847,-0.46766504247057045,5.2420190364703856E-2,1.3105047591175964E-2]
[723,180.75,7,0.53125,0.49862738944960616,-0.44196338921188644,4.4243834149704196E-2,1.1060958537426049E-2]
[724,181,7,0.54166666666666663,0.49854372922973533,-0.40918646679490495,3.5112168721492802E-2,8.7780421803732005E-3]
[725,181.25,7,0.55208333333333337,0.49845760987940557,-0.3698623183019093,2.5930693522278624E-2,6.4826733805696561E-3]
[726,181.5,7,0.5625,0.49836903318511966,-0.32462387445766172,1.7532152525852263E-2,4.3830381314630658E-3]
[727,181.75,7,0.57291666666666663,0.49827800098435693,-0.27419875410473987,1.0565506002851924E-2,2.641376500712981E-3]
[728,182,7,0.58333333333333337,0.49818451516553497,-0.21939754687547786,5.4123911064340923E-3,1.3530977766085231E-3]
[729,182.25,7,0.59375,0.49808857766797032,-0.16110076698295164,2.1428249472502338E-3,5.3570623681255844E-4]
[730,182.5,7,0.60416666666666663,0.49799019048183851,-0.10024468836266275,5.1627129646480876E-4,1.2906782411620219E-4]
[731,182.75,7,0.61458333333333337,0.49788935564813258,-3.7806289313965104E-2,2.7694021824917602E-5,6.9235054562294004E-6]
[732,183,7,0.625,0.49778607525862079,2.5212450971337425E-2,8.2137044121868488E-6,2.0534261030467122E-6]
[733,183.25,7,0.63541666666666663,0.49768035145580319,8.7800651274937636E-2,3.4688624709022965E-4,8.6721561772557413E-5]
[734,183.5,7,0.64583333333333337,0.49757218643286738,0.14895476363522353,1.6937802314692405E-3,4.2344505786731011E-4]
[735,183.75,7,0.65625,0.49746158243364258,0.20769468398240568,4.5916630635040555E-3,1.1479157658760139E-3]
[736,184,7,0.66666666666666663,0.49734854175255366,0.26307947917569791,9.3315715408128688E-3,2.3328928852032172E-3]
[737,184.25,7,0.67708333333333337,0.49723306673457301,0.31422247777515705,1.5900310907530031E-2,3.9750777268825078E-3]
[738,184.5,7,0.6875,0.49711515977517229,0.36030548222729814,2.3972122055504502E-2,5.9930305138761256E-3]
[739,184.75,7,0.69791666666666663,0.49699482332027239,0.40059187438646926,3.29458166492375E-2,8.236454162309375E-3]
[740,185,7,0.70833333333333337,0.49687205986619298,0.43443840420079632,4.2022172287045773E-2,1.0505543071761443E-2]
[741,185.25,7,0.71875,0.49674687195960071,0.46130547267342242,5.0310622429558152E-2,1.2577655607389538E-2]
[742,185.5,7,0.72916666666666663,0.49661926219745606,0.48076574452157322,5.6950090306565608E-2,1.4237522576641402E-2]
[743,185.75,7,0.73958333333333337,0.49648923322695981,0.49251095290490038,6.1226798236795353E-2,1.5306699559198838E-2]
[744,186,7,0.75,0.49635678774549813,0.49635678774549813,6.267231912236633E-2,1.5668079780591582E-2]
[745,186.25,7,0.76041666666666663,0.49622192850058633,0.4922457900439724,6.1127959823182879E-2,1.528198995579572E-2]
[746,186.5,7,0.77083333333333337,0.49608465828981202,0.48024820671092577,5.6766370218764718E-2,1.419159255469118E-2]
[747,186.75,7,0.78125,0.49594497996077724,0.46056079326338079,5.0067368189133044E-2,1.2516842047283261E-2]
[748,187,7,0.79166666666666663,0.49580289641103914,0.43350358475167544,4.1751487132200754E-2,1.0437871783050189E-2]
[749,187.25,7,0.80208333333333337,0.49565841058805005,0.39951468795265621,3.2680758027359112E-2,8.1701895068397781E-3]
[750,187.5,7,0.8125,0.49551152548909616,0.35914317966339454,2.3740876004444536E-2,5.935219001111134E-3]
[751,187.75,7,0.82291666666666663,0.49536224416123553,0.31304022634458822,1.5721512178434736E-2,3.9303780446086839E-3]
[752,188,7,0.83333333333333337,0.49521056970123467,0.26194856890546236,9.2117461200336755E-3,2.3029365300084189E-3]
[753,188.25,7,0.84375,0.49505650525550454,0.20669054263339037,4.5253865946040944E-3,1.1313466486510236E-3]
[754,188.5,7,0.85416666666666663,0.49490005402003517,0.14815482573111652,1.6666379845818057E-3,4.1665949614545143E-4]
[755,188.75,7,0.86458333333333337,0.49474121924032927,8.7282130256479601E-2,3.4077669118088969E-4,8.5194172795222424E-5]
[756,189,7,0.875,0.49458000421133502,2.5050066137551126E-2,8.056019341504432E-6,2.014004835376108E-6]
[757,189.25,7,0.88541666666666663,0.49441641227737765,-3.7542577908299138E-2,2.7118529845523644E-5,6.7796324613809109E-6]
[758,189.5,7,0.89583333333333337,0.49425044683209018,-9.9491883500460773E-2,5.0472733712686717E-4,1.2618183428171679E-4]
[759,189.75,7,0.90625,0.4940821113183429,-0.15980492357125023,2.0915311494438264E-3,5.2288278736095661E-4]
[760,190,7,0.91666666666666663,0.49391140922817189,-0.21751569601168,5.2743102607336802E-3,1.3185775651834201E-3]
[761,190.25,7,0.92708333333333337,0.49373834410270678,-0.27170061399309337,1.0279351792301761E-2,2.5698379480754404E-3]
[762,190.5,7,0.9375,0.49356291953209724,-0.32149330427524991,1.7029804670891036E-2,4.2574511677227591E-3]
[763,190.75,7,0.94791666666666663,0.49338513915543825,-0.36609847611292579,2.5147084036796823E-2,6.2867710091992057E-3]
[764,191,7,0.95833333333333337,0.49320500666069511,-0.40480463848749043,3.3996194909657482E-2,8.4990487274143704E-3]
[765,191.25,7,0.96875,0.4930225257846263,-0.43699546207058243,4.2768562272927475E-2,1.0692140568231869E-2]
[766,191.5,7,0.97916666666666663,0.49283770031270652,-0.46215960427070552,5.0590598554022113E-2,1.2647649638505528E-2]
[767,191.75,7,0.98958333333333337,0.49265053407904785,-0.47989884056495247,5.6642572833322927E-2,1.4160643208330732E-2]
[768,192,8,0,0.49246103096632038,-0.48993437267433881,6.0270889171230184E-2,1.5067722292807546E-2]
[769,192.25,8,{"$f":"IF(A789<>\"\",MOD(B789,24)/24,\"\")","v":1.0416666666666666E-2},0.49226919490567156,-0.49211121356022003,{"$f":"ABS(0.5*1.025*1*(F789^3))","v":6.107783768565668E-2},{"$f":"G789*$B$13","v":1.526945942141417E-2}]
[{"$f":"IF(IF(A789<>\"\",A789+1<=$B$16,0),A789+1,\"\")","v":770},{"$f":"IF(A790<>\"\",A790*$B$13,\"\")","v":192.5},{"$f":"IF(A790<>\"\",ROUNDDOWN(A790*$B$13/24,0),\"\")","v":8},2.0833333333333332E-2,{"$f":"IF(A790<>\"\",($B$4+$B$5)/2+($B$5-$B$4)/2*COS(2*PI()/$B$15*B790),\"\")","v":0.49207502987664453},{"$f":"IF(A790<>\"\",E790*COS(2*PI()/$B$7*B790),\"\")","v":-0.48640058022587213},5.8976109885850683E-2,1.4744027471462671E-2]
[771,192.75,8,3.125E-2,0.49187853990709601,-0.47290025740066044,5.4200403654764598E-2,1.3550100913691149E-2]
[772,193,8,4.1666666666666664E-2,0.49167972907311219,-0.45183292784705409,4.7274560725526014E-2,1.1818640181381504E-2]
[773,193.25,8,5.2083333333333336E-2,0.49147860149892453,-0.42354249773636993,3.8939005011338075E-2,9.7347512528345188E-3]
[774,193.5,8,6.25E-2,0.49127516135682409,-0.3884884777611266,3.0048880549301705E-2,7.5122201373254262E-3]
[775,193.75,8,7.2916666666666671E-2,0.49106941286707512,-0.34723851187160382,2.145742132038642E-2,5.3643553300966049E-3]
[776,194,8,8.3333333333333329E-2,0.49086136029782718,-0.30045917523978422,1.3901135674248756E-2,3.475283918562189E-3]
[777,194.25,8,9.375E-2,0.49065100796502692,-0.24890519078828097,7.9030682194315572E-3,1.9757670548578893E-3]
[778,194.5,8,0.10416666666666667,0.49043836023232851,-0.1934072389297922,3.7077636700647487E-3,9.2694091751618717E-4]
[779,194.75,8,0.11458333333333333,0.4902234215110029,-0.13485855763887769,1.2569829909721611E-3,3.1424574774304028E-4]
[780,195,8,0.125,0.49000619625984654,-7.4200549263096341E-2,2.0937037460341099E-4,5.2342593650852748E-5]
[781,195.25,8,0.13541666666666666,0.4897866889850887,-1.2407626266460269E-2,9.789488041953805E-7,2.4473720104884513E-7]
[782,195.5,8,0.14583333333333334,0.4895649042402983,4.952845986592766E-2,6.2267057039361372E-5,1.5566764259840343E-5]
[783,195.75,8,0.15625,0.48934084662628902,0.11061455423768711,6.9363450695971427E-4,1.7340862673992857E-4]
[784,196,8,0.16666666666666666,0.48911452079102413,0.1698720423134005,2.5122311386065284E-3,6.2805778465163209E-4]
[785,196.25,8,0.17708333333333334,0.48888593142952014,0.22635254560207871,5.943606086545308E-3,1.485901521636327E-3]
[786,196.5,8,0.1875,0.48865508328374918,0.27915311722450681,1.1148625198045506E-2,2.7871562995113765E-3]
[787,196.75,8,0.19791666666666666,0.48842198114254065,0.32743069361305877,1.7990864556801229E-2,4.4977161392003072E-3]
[788,197,8,0.20833333333333334,0.48818662984148214,0.37041557078224657,2.6047231677605462E-2,6.5118079194013655E-3]
[789,197.25,8,0.21875,0.48794903426281883,0.40742368951307001,3.46603306654917E-2,8.6650826663729249E-3]
[790,197.5,8,0.22916666666666666,0.48770919933535228,0.43786753315369098,4.3025121274853237E-2,1.0756280318713309E-2]
[791,197.75,8,0.23958333333333334,0.48746713003433839,0.46126546423825315,5.0297533436505469E-2,1.2574383359126367E-2]
[792,198,8,0.25,0.48722283138138384,0.47724935139988139,5.5709583331930608E-2,1.3927395832982652E-2]
[793,198.25,8,0.26041666666666669,0.4869763084443422,0.48557036569291823,5.8674634307736694E-2,1.4668658576934173E-2]
[794,198.5,8,0.27083333333333331,0.48672756633720865,0.48610285499616374,5.8867878536274301E-2,1.4716969634068575E-2]
[795,198.75,8,0.28125,0.48647661022001398,0.47884623616565652,5.627067231638274E-2,1.4067668079095685E-2]
[796,199,8,0.29166666666666669,0.48622344529871758,0.46392487654158848,5.1172525638972788E-2,1.2793131409743197E-2]
[797,199.25,8,0.30208333333333331,0.48596807682509918,0.44158596877438899,4.4130583108229544E-2,1.1032645777057386E-2]
[798,199.5,8,0.3125,0.48571051009665034,0.41219543519836793,3.5892474750074982E-2,8.9731186875187455E-3]
[799,199.75,8,0.32291666666666669,0.48545075045646413,0.37623192962815133,2.729359982595557E-2,6.8233999564888924E-3]
[800,200,8,0.33333333333333331,0.48518880329312464,0.3342790349748811,1.9143497633905493E-2,4.7858744084763732E-3]
[801,200.25,8,0.34375,0.48492467404059481,0.28701578398530364,1.2117449318229511E-2,3.0293623295573778E-3]
[802,200.5,8,0.35416666666666669,0.48465836817810426,0.23520565723394066,6.6686382580276151E-3,1.6671595645069038E-3]
[803,200.75,8,0.36458333333333331,0.48438989123003495,0.17968423681712908,2.973197834652721E-3,7.4329945866318024E-4]
[804,201,8,0.375,0.48411924876580709,0.12134571561833869,9.1572951313697063E-4,2.2893237828424266E-4]
[805,201.25,8,0.38541666666666669,0.48384644639976354,6.1128480196206661E-2,1.1706435177278298E-4,2.9266087943195746E-5]
[806,201.5,8,0.39583333333333331,0.48357148979105302,-2.3695253095915808E-15,6.8183285648697301E-45,1.7045821412174325E-45]
[807,201.75,8,0.40625,0.48329438464351315,-6.1058733489616442E-2,1.166641026319369E-4,2.9166025657984226E-5]
[808,202,8,0.41666666666666669,0.48301513670555185,-0.12106896713454288,9.0947838481749311E-4,2.2736959620437328E-4]
[809,202.25,8,0.42708333333333331,0.48273375177002797,-0.17906989254545924,2.9428057011671393E-3,7.3570142529178482E-4]
[810,202.5,8,0.4375,0.48245023567413164,-0.23413404619623823,6.5779047598481764E-3,1.6444761899620441E-3]
[811,202.75,8,0.44791666666666669,0.48216459429926256,-0.28538215613911105,1.1911715557772175E-2,2.9779288894430439E-3]
[812,203,8,0.45833333333333331,0.48187683357090844,-0.33199719739929728,1.8754138648949821E-2,4.6885346622374553E-3]
[813,203.25,8,0.46875,0.48158695945852187,-0.37323743113068381,2.6647068890894434E-2,6.6617672227236085E-3]
[814,203.5,8,0.47916666666666669,0.48129497797539655,-0.40844821921988478,3.4922464981000129E-2,8.7306162452500322E-3]
[815,203.75,8,0.48958333333333331,0.4810008951785425,-0.43707242596350687,4.2791163524600002E-2,1.0697790881150001E-2]
[816,204,8,0.5,0.48070471716856045,-0.45865924138720565,4.9449774437887201E-2,1.23624436094718E-2]
[817,204.25,8,0.51041666666666663,0.48040645008951532,-0.47287128635235076,5.4190442909598298E-2,1.3547610727399574E-2]
[818,204.5,8,0.52083333333333337,0.48010610012880878,-0.4794898873921597,5.6497889680346004E-2,1.4124472420086501E-2]
[819,204.75,8,0.53125,0.47980367351705067,-0.47841843878346985,5.6119991713078889E-2,1.4029997928269722E-2]
[820,205,8,0.54166666666666663,0.47949917652793006,-0.46968380021502226,5.3101967614788886E-2,1.3275491903697222E-2]
[821,205.25,8,0.55208333333333337,0.47919261547808484,-0.45343571006002098,4.777943710287158E-2,1.1944859275717895E-2]
[822,205.5,8,0.5625,0.47888399672697091,-0.4299442261892526,4.0731483968413439E-2,1.018287099210336E-2]
[823,205.75,8,0.57291666666666663,0.47857332667673025,-0.39959523795707474,3.2700529260326426E-2,8.1751323150816065E-3]
[824,206,8,0.58333333333333337,0.4782606117720577,-0.36288412394607222,2.4490506940308542E-2,6.1226267350771354E-3]
[825,206.25,8,0.59375,0.47794585850006793,-0.32040765977011443,1.685786375267961E-2,4.2144659381699026E-3]
[826,206.5,8,0.60416666666666663,0.47762907339016031,-0.27285430823297485,1.0410853042930624E-2,2.6027132607326559E-3]
[827,206.75,8,0.61458333333333337,0.47731026301388374,-0.22099304997236113,5.5313318802264321E-3,1.382832970056608E-3]
[828,207,8,0.625,0.47698943398480026,-0.1656609359743951,2.3299907775698112E-3,5.8249769439245279E-4]
[829,207.25,8,0.63541666666666663,0.47666659295834785,-0.10774956364995555,6.4112163109487517E-4,1.6028040777371879E-4]
[830,207.5,8,0.64583333333333337,0.47634174663170237,-4.8190695199292782E-2,5.7356605939776434E-5,1.4339151484944108E-5]
[831,207.75,8,0.65625,0.47601490174363859,1.2058749514695304E-2,8.9867092675140394E-7,2.2466773168785099E-7]
[832,208,8,0.66666666666666663,0.47568606507439054,7.203208362411348E-2,1.9154543328459391E-4,4.7886358321148477E-5]
[833,208.25,8,{"$f":"IF(A853<>\"\",MOD(B853,24)/24,\"\")","v":0.67708333333333337},0.47535524344551067,0.13076837964931734,{"$f":"ABS(0.5*1.025*1*(F853^3))","v":1.1460461248683188E-3},{"$f":"G853*$B$13","v":2.8651153121707969E-4}]
[{"$f":"IF(IF(A853<>\"\",A853+1<=$B$16,0),A853+1,\"\")","v":834},{"$f":"IF(A854<>\"\",A854*$B$13,\"\")","v":208.5},{"$f":"IF(A854<>\"\",ROUNDDOWN(A854*$B$13/24,0),\"\")","v":8},0.6875,{"$f":"IF(A854<>\"\",($B$4+$B$5)/2+($B$5-$B$4)/2*COS(2*PI()/$B$15*B854),\"\")","v":0.4750224437197284},{"$f":"IF(A854<>\"\",E854*COS(2*PI()/$B$7*B854),\"\")","v":0.18732788199111458},3.3690009870281697E-3,8.4225024675704243E-4]
[835,208.75,8,0.69791666666666663,0.47468767280080792,0.2408070580622427,7.1565136768609421E-3,1.7891284192152355E-3]
[836,209,8,0.70833333333333337,0.47435093763340469,0.29035304675250428,1.2545068366332375E-2,3.1362670915830938E-3]
[837,209.25,8,0.71875,0.47401224520292162,0.33517727294844829,1.9298233603637204E-2,4.824558400909301E-3]
[838,209.5,8,0.72916666666666663,0.473671602535364,0.3745680105613633,2.6933073899805655E-2,6.7332684749514139E-3]
[839,209.75,8,0.73958333333333337,0.47332901669719385,0.40790169372912011,3.478246811213842E-2,8.6956170280346051E-3]
[840,210,8,0.75,0.47298449479518329,0.43465279626728287,4.2084415866212602E-2,1.052110396655315E-2]
[841,210.25,8,0.76041666666666663,0.47263804397626707,0.45440212271903091,4.8085587242610979E-2,1.2021396810652745E-2]
[842,210.5,8,0.77083333333333337,0.47228967142739448,0.46684338011331156,5.214437714623156E-2,1.303609428655789E-2]
[843,210.75,8,0.78125,0.47193938437538002,0.47178792736834663,5.3818840909975685E-2,1.3454710227493921E-2]
[844,211,8,0.79166666666666663,0.47158719008675365,0.46916762872189371,5.2927086490775051E-2,1.3231771622693763E-2]
[845,211.25,8,0.80208333333333337,0.47123309586760997,0.45903576815449632,4.9571658733866472E-2,1.2392914683466618E-2]
[846,211.5,8,0.8125,0.47087710906345681,0.44156601300350951,4.4124600445259211E-2,1.1031150111314803E-2]
[847,211.75,8,0.82291666666666663,0.47051923705906246,0.41704944634019592,3.7175474173629902E-2,9.2938685434074755E-3]
[848,212,8,0.83333333333333337,0.47015948727830303,0.38588971869478672,2.9449877526857533E-2,7.3624693817143832E-3]
[849,212.25,8,0.84375,0.46979786718400807,0.3485963998663959,2.1710136926635502E-2,5.4275342316588756E-3]
[850,212.5,8,0.85416666666666663,0.46943438427780576,0.30577664036221303,1.4652333117634768E-2,3.6630832794086921E-3]
[851,212.75,8,0.86458333333333337,0.46906904609996747,0.2581252790121617,8.8142524502092413E-3,2.2035631125523103E-3]
[852,213,8,0.875,0.46870186022925131,0.20641355806914544,4.5072176467806715E-3,1.1268044116951679E-3]
[853,213.25,8,0.88541666666666663,0.46833283428274475,0.15147662923630395,1.7812741553043037E-3,4.4531853882607593E-4]
[854,213.5,8,0.89583333333333337,0.46796197591570671,9.4200053209594389E-2,4.2839788105069221E-4,1.0709947026267305E-4]
[855,213.75,8,0.90625,0.46758929282140888,3.5505511182309914E-2,2.2939353751679796E-5,5.7348384379199491E-6]
[856,214,8,0.91666666666666663,0.46721479273097583,-2.3664040920979911E-2,6.7914200537831443E-6,1.6978550134457861E-6]
[857,214.25,8,0.92708333333333337,0.46683848341322498,-8.2359536123913113E-2,2.863093594375605E-4,7.1577339859390125E-5]
[858,214.5,8,0.9375,0.46646037267450507,-0.13964103390715613,1.3955102694815384E-3,3.488775673703846E-4]
[859,214.75,8,0.94791666666666663,0.46608046835853467,-0.19459278666812582,3.7763660274336766E-3,9.4409150685841915E-4]
[860,215,8,0.95833333333333337,0.46569877834623907,-0.24633789339839532,7.6610366361860721E-3,1.915259159046518E-3]
[861,215.25,8,0.96875,0.46531531055558678,-0.29405230587277209,1.3030696744039595E-2,3.2576741860098988E-3]
[862,215.5,8,0.97916666666666663,0.46493007294142585,-0.33697796343385666,1.9610938307782631E-2,4.9027345769456577E-3]
[863,215.75,8,0.98958333333333337,0.46454307349531804,-0.37443484682901823,2.6904358951031021E-2,6.7260897377577553E-3]
[864,216,9,0,0.46415432024537362,-0.40583175927543069,3.4255630219296021E-2,8.5639075548240053E-3]
[865,216.25,9,1.0416666666666666E-2,0.46376382125608451,-0.43067566370255855,4.093971968692172E-2,1.023492992173043E-2]
[866,216.5,9,2.0833333333333332E-2,0.46337158462815736,-0.44857942861129441,4.6260671227202288E-2,1.1565167806800572E-2]
[867,216.75,9,3.125E-2,0.46297761849834507,-0.459267860811849,4.9646888401748884E-2,1.2411722100437221E-2]
[868,217,9,4.1666666666666664E-2,0.46258193103927825,-0.46258193103927825,5.0729416144557275E-2,1.2682354036139319E-2]
[869,217.25,9,5.2083333333333336E-2,0.46218453045929564,-0.45848112764683974,4.9392187473999219E-2,1.2348046868499805E-2]
[870,217.5,9,6.25E-2,0.46178542500227371,-0.44704390377060554,4.5787233128840234E-2,1.1446808282210058E-2]
[871,217.75,9,7.2916666666666671E-2,0.46138462294745591,-0.42846621405667118,4.0312860527228024E-2,1.0078215131807006E-2]
[872,218,9,8.3333333333333329E-2,0.46098213260928073,-0.4030581677500375,3.3558075644454892E-2,8.389518911113723E-3]
[873,218.25,9,9.375E-2,0.46057796233720916,-0.37123885516784222,2.6221295443680088E-2,6.555323860920022E-3]
[874,218.5,9,0.10416666666666667,0.46017212051555167,-0.33352943383359973,1.9015001695870826E-2,4.7537504239677066E-3]
[875,218.75,9,0.11458333333333333,0.45976461556329412,-0.29054458836454949,1.2569912136558623E-2,3.1424780341396557E-3]
[876,219,9,0.125,0.45935545593392335,-0.24298250413637493,7.3522265402382846E-3,1.8380566350595711E-3]
[877,219.25,9,0.13541666666666666,0.45894465011525137,-0.19161351838423787,3.6055565042487948E-3,9.0138912606219871E-4]
[878,219.5,9,0.14583333333333334,0.45853220662923977,-0.1372676333603948,1.3255566959936458E-3,3.3138917399841146E-4]
[879,219.75,9,0.15625,0.45811813403182272,-8.0821094124353912E-2,2.7056277594638355E-4,6.7640693986595888E-5]
[880,220,9,0.16666666666666666,0.45770244091272944,-2.3182248207678398E-2,6.3849944484571378E-6,1.5962486121142844E-6]
[881,220.25,9,0.17708333333333334,0.45728513589530612,3.4723084457444625E-2,2.1455999961978625E-5,5.3639999904946562E-6]
[882,220.5,9,0.1875,0.45686622763633677,9.1966495501686688E-2,3.9864175132727067E-4,9.9660437831817667E-5]
[883,220.75,9,0.19791666666666666,0.45644572482586421,0.14763188648055345,1.6490521029415865E-3,4.1226302573539662E-4]
[884,221,9,0.20833333333333334,0.4560236361870092,0.20083014234880986,4.1512659570616239E-3,1.037816489265406E-3]
[885,221.25,9,0.21875,0.4555999704757896,0.25071334481520002,8.0765562577494125E-3,2.0191390644373531E-3]
[886,221.5,9,0.22916666666666666,0.45517473648093909,0.29648829817402295,1.3357234223189501E-2,3.3393085557973752E-3]
[887,221.75,9,0.23958333333333334,0.45474794302372462,0.33742915167946358,1.9689816556886314E-2,4.9224541392215784E-3]
[888,222,9,0.25,0.45431959895776314,0.37288891744848479,2.6572492776624643E-2,6.6431231941561607E-3]
[889,222.25,9,0.26041666666666669,0.45388971316883853,0.40230970100126406,3.3371473613143465E-2,8.3428684032858663E-3]
[890,222.5,9,0.27083333333333331,0.45345829457471659,0.42523148257722093,3.940670307630683E-2,9.8516757690767075E-3]
[891,222.75,9,0.28125,0.45302535212496076,0.4412993109562211,4.4044696096763911E-2,1.1011174024190978E-2]
[892,223,9,0.29166666666666669,0.45259089480074594,0.45026879728375052,4.6785300853604522E-2,1.1696325213401131E-2]
[893,223.25,9,0.30208333333333331,0.45215493161467218,0.45200982392727618,4.7330107533563578E-2,1.1832526883390895E-2]
[894,223.5,9,0.3125,0.45171747161057818,0.44650841223263921,4.5622891431893686E-2,1.1405722857973422E-2]
[895,223.75,9,0.32291666666666669,0.45127852386335326,0.43386672273744348,4.1856498409426617E-2,1.0464124602356654E-2]
[896,224,9,0.33333333333333331,0.45083809747874914,0.41430119145409811,3.6445374435783197E-2,9.1113436089457992E-3]
[897,224.25,9,{"$f":"IF(A917<>\"\",MOD(B917,24)/24,\"\")","v":0.34375},0.45039620159319121,0.38813883577425884,{"$f":"ABS(0.5*1.025*1*(F917^3))","v":2.9967821022774833E-2},{"$f":"G917*$B$13","v":7.4919552556937082E-3}]
[{"$f":"IF(IF(A917<>\"\",A917+1<=$B$16,0),A917+1,\"\")","v":898},{"$f":"IF(A918<>\"\",A918*$B$13,\"\")","v":224.5},{"$f":"IF(A918<>\"\",ROUNDDOWN(A918*$B$13/24,0),\"\")","v":9},0.35416666666666669,{"$f":"IF(A918<>\"\",($B$4+$B$5)/2+($B$5-$B$4)/2*COS(2*PI()/$B$15*B918),\"\")","v":0.44995284537358904},{"$f":"IF(A918<>\"\",E918*COS(2*PI()/$B$7*B918),\"\")","v":0.3558117928875148},2.3086329186735029E-2,5.7715822966837574E-3]
[899,224.75,9,0.36458333333333331,0.44950803801714578,0.31785018187978192,1.6457401428259612E-2,4.1143503570649029E-3]
[900,225,9,0.375,0.44906178875116798,0.27487340742814398,1.0643685858826118E-2,2.6609214647065295E-3]
[901,225.25,9,0.38541666666666669,0.44861410683287395,0.22758004781172153,6.0408273383558992E-3,1.5102068345889748E-3]
[902,225.5,9,0.39583333333333331,0.44816500154920125,0.17673649241779443,2.829258077175675E-3,7.0731451929391875E-4]
[903,225.75,9,0.40625,0.44771448221661486,0.12316451368167411,9.5752618408067572E-4,2.3938154602016893E-4]
[904,226,9,0.41666666666666669,0.44726255818091332,6.7727975146342503E-2,1.592201926300317E-4,3.9805048157507925E-5]
[905,226.25,9,0.42708333333333331,0.44680923881703494,1.1318890799442484E-2,7.4319962149441815E-7,1.8579990537360454E-7]
[906,226.5,9,0.4375,0.44635453352886367,-4.5156939168598351E-2,4.7191888855137533E-5,1.1797972213784383E-5]
[907,226.75,9,0.44791666666666669,0.44589845174903348,-0.10079448469414777,5.248125070944098E-4,1.3120312677360245E-4]
[908,227,9,0.45833333333333331,0.44544100293873318,-0.15470400015308897,1.8975730323299426E-3,4.7439325808248565E-4]
[909,227.25,9,0.46875,0.44498219658750993,-0.20602526370654203,4.4818292415351691E-3,1.1204573103837923E-3]
[910,227.5,9,0.47916666666666669,0.44452204221307223,-0.25394131362535688,8.3925503467996761E-3,2.098137586699919E-3]
[911,227.75,9,0.48958333333333331,0.44406054936109285,-0.29769146209057679,1.3520507922928497E-2,3.3801269807321242E-3]
[912,228,9,0.5,0.44359772760501059,-0.33658337902836549,1.9542128648428272E-2,4.8855321621070679E-3]
[913,228.25,9,0.51041666666666663,0.4431335865458314,-0.3700040539078478,2.5960515791074976E-2,6.4901289477687441E-3]
[914,228.5,9,0.52083333333333337,0.44266813581192999,-0.3974294618552689,3.2171702626258625E-2,8.0429256565646562E-3]
[915,228.75,9,0.53125,0.44220138505884926,-0.41843278161462816,3.754663096683087E-2,9.3866577417077175E-3]
[916,229,9,0.54166666666666663,0.44173334396910047,-0.43269103646732154,4.1517153079605046E-2,1.0379288269901261E-2]
[917,229.25,9,0.55208333333333337,0.44126402225196232,-0.43999005482728176,4.3653839786798404E-2,1.0913459946699601E-2]
[918,229.5,9,0.5625,0.44079342964327944,-0.440227674437285,4.3724604645867408E-2,1.0931151161466852E-2]
[919,229.75,9,0.57291666666666663,0.44032157590526044,-0.43341514246575369,4.1725938252402069E-2,1.0431484563100517E-2]
[920,230,9,0.58333333333333337,0.43984847082627543,-0.41967669288288084,3.7882481741538798E-2,9.4706204353846996E-3]
[921,230.25,9,0.59375,0.43937412422065308,-0.39924731181098594,3.261518690875697E-2,8.1537967271892425E-3]
[922,230.5,9,0.60416666666666663,0.43889854592847671,-0.37246873062499675,2.6482764973917706E-2,6.6206912434794265E-3]
[923,230.75,9,0.61458333333333337,0.43842174581538057,-0.33978371495762244,2.0104883026644753E-2,5.0262207566611882E-3]
[924,231,9,0.625,0.43794373377234497,-0.30172874498563218,1.407809620813864E-2,3.51952405203466E-3]
[925,231.25,9,0.63541666666666663,0.43746451971549072,-0.25892520800330393,8.8964526398557543E-3,2.2241131599639386E-3]
[926,231.5,9,0.64583333333333337,0.43698411358587441,-0.21206924791812989,4.8879522912796576E-3,1.2219880728199144E-3]
[927,231.75,9,0.65625,0.43650252534928102,-0.16192043755695795,2.1756993199209362E-3,5.4392482998023405E-4]
[928,232,9,0.66666666666666663,0.43601976499601813,-0.10928945821110263,6.6900396042198819E-4,1.6725099010549705E-4]
[929,232.25,9,0.67708333333333337,0.43553584254070821,-5.5024986384819362E-2,8.5383450416152013E-5,2.1345862604038003E-5]
[930,232.5,9,0.6875,0.43505076802208076,3.4108811899025068E-15,2.0337316426539731E-44,5.0843291066349327E-45]
[931,232.75,9,0.69791666666666663,0.43456455150276452,5.4902274839825724E-2,8.4813480998911602E-5,2.12033702497279E-5]
[932,233,9,0.70833333333333337,0.43407720306907838,0.10880255014504643,6.6010206829092476E-4,1.6502551707273119E-4]
[933,233.25,9,0.71875,0.43358873283082211,0.16083956738522467,2.1324190744291642E-3,5.3310476860729105E-4]
[934,233.5,9,0.72916666666666663,0.43309915092106688,0.21018386791253935,4.7587403527278548E-3,1.1896850881819637E-3]
[935,233.75,9,0.73958333333333337,0.43260846749594495,0.25605102215656111,8.6034652988419384E-3,2.1508663247104846E-3]
[936,234,9,0.75,0.43211669273443881,0.29771410647442337,1.3523593535715068E-2,3.3808983839287671E-3]
[937,234.25,9,0.76041666666666663,0.43162383683817035,0.33451522910292503,1.9184105421347526E-2,4.7960263553368816E-3]
[938,234.5,9,0.77083333333333337,0.43112991003118911,0.36587592238219957,2.510125066495953E-2,6.2753126662398826E-3]
[939,234.75,9,0.78125,0.43063492255975977,0.39130623704543538,3.0707480186996157E-2,7.6768700467490392E-3]
[940,235,9,0.79166666666666663,0.43013888469215034,0.41041239558891474,3.5428704930336258E-2,8.8571762325840644E-3]
[941,235.25,9,0.80208333333333337,0.42964180671841878,0.42290288520445668,3.8762860116409122E-2,9.6907150291022804E-3]
[942,235.5,9,0.8125,0.4291436989501991,0.42859289609000872,4.034862828477858E-2,1.0087157071194645E-2]
[943,235.75,9,0.82291666666666663,0.42864457172048853,0.42740703774173544,4.0014636573905998E-2,1.00036591434765E-2]
[944,236,9,0.83333333333333337,0.42814443538343189,0.41938029363871471,3.7802274208484719E-2,9.4505685521211798E-3]
[945,236.25,9,0.84375,0.4276433003141078,0.40465720311002207,3.3959062801618263E-2,8.4897657004045658E-3]
[946,236.5,9,0.85416666666666663,0.4271411769083131,0.38348928766587298,2.8903709292209648E-2,7.2259273230524121E-3]
[947,236.75,9,0.86458333333333337,0.4266380755823469,0.3562307672216648,2.3167978870812268E-2,5.7919947177030671E-3]
[948,237,9,0.875,0.42613400677279506,0.32333263899448222,1.7323774042386043E-2,4.3309435105965107E-3]
[949,237.25,9,0.88541666666666663,0.42562898093631329,0.28533521796826095,1.1905838993598811E-2,2.9764597483997028E-3]
[950,237.5,9,0.89583333333333337,0.42512300854941032,0.2428592622897473,7.3410449638841102E-3,1.8352612409710276E-3]
[951,237.75,9,0.90625,0.42461610010823053,0.19659582938311401,3.8941867156526652E-3,9.7354667891316629E-4]
[952,238,9,0.91666666666666663,0.42410826612833652,0.14729502860127583,1.6377897055194623E-3,4.0944742637986556E-4]
[953,238.25,9,0.92708333333333337,0.42359951714449051,9.5753853550711282E-2,4.4994833842876535E-4,1.1248708460719134E-4]
[954,238.5,9,0.9375,0.423089863710436,4.2803291561475734E-2,4.0190681644459024E-5,1.0047670411114756E-5]
[955,238.75,9,0.94791666666666663,0.42257931639867918,-1.0705081096994326E-2,6.2872937954527361E-7,1.571823448863184E-7]
[956,239,9,0.95833333333333337,0.42206788580026877,-6.391280190279236E-2,1.3380040910843441E-4,3.3450102277108603E-5]
[957,239.25,9,0.96875,0.42155558252457725,-0.11596830206246089,7.9930359323191705E-4,1.9982589830797926E-4]
[958,239.5,9,0.97916666666666663,0.42104241719908031,-0.16604054247352559,2.3460447967112081E-3,5.8651119917780203E-4]
[959,239.75,9,0.98958333333333337,0.42052840046913614,-0.21333228720916866,4.9758082810455531E-3,1.2439520702613883E-3]
[960,240,10,0,0.42001354299776533,-0.25709280241997196,8.708906433016984E-3,2.177226608254246E-3]
[961,240.25,10,{"$f":"IF(A981<>\"\",MOD(B981,24)/24,\"\")","v":1.0416666666666666E-2},0.41949785546542873,-0.29662977829282139,{"$f":"ABS(0.5*1.025*1*(F981^3))","v":1.3376365012008203E-2},{"$f":"G981*$B$13","v":3.3440912530020507E-3}]
[{"$f":"IF(IF(A981<>\"\",A981+1<=$B$16,0),A981+1,\"\")","v":962},{"$f":"IF(A982<>\"\",A982*$B$13,\"\")","v":240.5},{"$f":"IF(A982<>\"\",ROUNDDOWN(A982*$B$13/24,0),\"\")","v":10},2.0833333333333332E-2,{"$f":"IF(A982<>\"\",($B$4+$B$5)/2+($B$5-$B$4)/2*COS(2*PI()/$B$15*B982),\"\")","v":0.41898134856980673},{"$f":"IF(A982<>\"\",E982*COS(2*PI()/$B$7*B982),\"\")","v":-0.3313202846784406},1.8639658325834606E-2,4.6599145814586514E-3]
[963,240.75,10,3.125E-2,0.41846403302557711,-0.36062058697966609,2.4035071452516935E-2,6.0087678631292338E-3]
[964,241,10,4.1666666666666664E-2,0.41794591956419219,-0.38407466761831627,2.9036272256394758E-2,7.2590680640986895E-3]
[965,241.25,10,5.2083333333333336E-2,0.41742701893365713,-0.40132131956194289,3.3126119514021744E-2,8.2815298785054361E-3]
[966,241.5,10,6.25E-2,0.41690734189830642,-0.41209970164630583,3.586747217250108E-2,8.9668680431252701E-3]
[967,241.75,10,7.2916666666666671E-2,0.41638689923858041,-0.41625327039637217,3.696296880217597E-2,9.2407422005439926E-3]
[968,242,10,8.3333333333333329E-2,0.41586570175080229,-0.41373202932271624,3.6295376003267883E-2,9.0738440008169708E-3]
[969,242.25,10,9.375E-2,0.41534376024695374,-0.40459306382568111,3.3942917545213287E-2,8.4857293863033218E-3]
[970,242.5,10,0.10416666666666667,0.41482108555445035,-0.38899935743825143,3.0167583366876666E-2,7.5418958417191664E-3]
[971,242.75,10,0.11458333333333333,0.41429768851591775,-0.36721691273570067,2.5378263072089468E-2,6.344565768022367E-3]
[972,243,10,0.125,0.41377357998896608,-0.3396102273923956,2.0074103152823507E-2,5.0185257882058767E-3]
[973,243.25,10,0.13541666666666666,0.4132487708459649,-0.30663620213859483,1.4776247321768268E-2,3.6940618304420669E-3]
[974,243.5,10,0.14583333333333334,0.41272327197381781,-0.26883658234282459,9.9576983676771258E-3,2.4894245919192814E-3]
[975,243.75,10,0.15625,0.41219709427373663,-0.22682905822085428,5.9812222278497699E-3,1.4953055569624425E-3]
[976,244,10,0.16666666666666666,0.4116702486610147,-0.18129716988058631,3.0539853095304182E-3,7.6349632738260454E-4]
[977,244.25,10,0.17708333333333334,0.41114274606480122,-0.1329791822182099,1.2051603732877209E-3,3.0129009332193022E-4]
[978,244.5,10,0.1875,0.41061459742787426,-8.2656110789028597E-2,2.8941348944427919E-4,7.2353372361069797E-5]
[979,244.75,10,0.19791666666666666,0.41008581370641328,-3.1139092934320715E-2,1.5474326024556349E-5,3.8685815061390872E-6]
[980,245,10,0.20833333333333334,0.40955640586977277,2.0743691549873853E-2,4.5745882255296075E-6,1.1436470563824019E-6]
[981,245.25,10,0.21875,0.40902638490025356,7.2160339217382213E-2,1.925704157599777E-4,4.8142603939994424E-5]
[982,245.5,10,0.22916666666666666,0.40849576179287617,0.12228856697169736,9.3724134171888269E-4,2.3431033542972067E-4]
[983,245.75,10,0.23958333333333334,0.40796454755515205,0.17032886713778764,2.5325535870580691E-3,6.3313839676451729E-4]
[984,246,10,0.25,0.40743275320685501,0.21551726307485597,5.1302680757562289E-3,1.2825670189390572E-3]
[985,246.25,10,0.26041666666666669,0.40690038977979331,0.25713746176203878,8.7134456685734624E-3,2.1783614171433656E-3]
[986,246.5,10,0.27083333333333331,0.40636746831758053,0.29453221000114338,1.3094600646577911E-2,3.2736501616444777E-3]
[987,246.75,10,0.28125,0.40583399987540597,0.32711367417016779,1.7938658697820926E-2,4.4846646744552314E-3]
[988,247,10,0.29166666666666669,0.40529999551980622,0.35437267960615704,2.2807336349125833E-2,5.7018340872814583E-3]
[989,247.25,10,0.30208333333333331,0.40476546632843496,0.37588666442916818,2.7218527370565231E-2,6.8046318426413076E-3]
[990,247.5,10,0.3125,0.40423042338983317,0.39132622363329617,3.0712185727369386E-2,7.6780464318423466E-3]
[991,247.75,10,0.32291666666666669,0.4036948778031994,0.40046014222184045,3.2913325250985288E-2,8.2283313127463221E-3]
[992,248,10,0.33333333333333331,0.40315884067815966,0.40315884067815966,3.3583227599488542E-2,8.3958068998721356E-3]
[993,248.25,10,0.34375,0.402622323134536,0.39939618174384023,3.265168482299699E-2,8.1629212057492476E-3]
[994,248.5,10,0.35416666666666669,0.40208533630211712,0.38924961390570245,3.0225844317775214E-2,7.5564610794438035E-3]
[995,248.75,10,0.36458333333333331,0.40154789132042679,0.37289865374662978,2.6574574290356895E-2,6.6436435725892237E-3]
[996,249,10,0.375,0.40100999933849246,0.35062173596175134,2.2090745720953608E-2,5.5226864302384019E-3]
[997,249.25,10,0.38541666666666669,0.40047167151461494,0.3227914859534482,1.7236936554357835E-2,4.3092341385894588E-3]
[998,249.5,10,0.39583333333333331,0.39993291901613576,0.28986849507838081,1.2482366130084774E-2,3.1205915325211936E-3]
[999,249.75,10,0.40625,0.39939375301920671,0.25239370242567638,8.2400417678617065E-3,2.0600104419654266E-3]
[1000,250,10,0.41666666666666669,0.39885418470855705,0.21097950907912538,4.8129871489160109E-3,1.2032467872290027E-3]
[1001,250.25,10,0.42708333333333331,0.39831422527726185,0.16629977080831276,2.3570501437275172E-3,5.8926253593187929E-4]
[1002,250.5,10,0.4375,0.39777388592650986,0.11907883272820756,8.6536151332078338E-4,2.1634037833019584E-4]
[1003,250.75,10,0.44791666666666669,0.39723317786537116,7.0079784388850944E-2,1.7638926099196919E-4,4.4097315247992297E-5]
[1004,251,10,0.45833333333333331,0.39669211231056423,2.0092125773401005E-2,4.1569187314705321E-6,1.039229682867633E-6]
[1005,251.25,10,0.46875,0.39615070048622397,-3.0080956390432134E-2,1.3949825977535429E-5,3.4874564943838571E-6]
[1006,251.5,10,0.47916666666666669,0.39560895362366821,-7.9635496898271679E-2,2.5882960674810854E-4,6.4707401687027135E-5]
[1007,251.75,10,0.48958333333333331,0.39506688296116504,-0.12777963741428477,1.069248929379568E-3,2.6731223234489199E-4]
[1008,252,10,0.5,0.39452449974369957,-0.1737462823333267,2.688069120456809E-3,6.7201728011420225E-4]
[1009,252.25,10,0.51041666666666663,0.39398181522274101,-0.21680532285308141,5.222803556846939E-3,1.3057008892117348E-3]
[1010,252.5,10,0.52083333333333337,0.39343884065600837,-0.25627523443745825,8.6260860897517267E-3,2.1565215224379317E-3]
[1011,252.75,10,0.53125,0.39289558730723806,-0.2915338634456886,1.2698747671654964E-2,3.174686917913741E-3]
[1012,253,10,0.54166666666666663,0.39235206644594955,-0.32202823222096538,1.7114953110122975E-2,4.2787382775307439E-3]
[1013,253.25,10,0.55208333333333337,0.39180828934721146,-0.34728320815338426,2.1465708336709511E-2,5.3664270841773777E-3]
[1014,253.5,10,0.5625,0.39126426729140829,-0.36690890088548306,2.53144567701779E-2,6.3286141925444749E-3]
[1015,253.75,10,0.57291666666666663,0.39072001156400588,-0.38060667260944192,2.8256805567999223E-2,7.0642013919998059E-3]
[1016,254,10,0.58333333333333337,0.3901755334553173,-0.38817366897276395,2.9975890058749097E-2,7.4939725146872744E-3]
[1017,254.25,10,0.59375,0.38963084426026928,-0.38950580209707342,3.0285563852653897E-2,7.5713909631634742E-3]
[1018,254.5,10,0.60416666666666663,0.38908595527816686,-0.38459914223341168,2.9155386539598632E-2,7.2888466348996579E-3]
[1019,254.75,10,0.61458333333333337,0.38854087781245994,-0.37354970022252965,2.6714007673512882E-2,6.6785019183782206E-3]
[1020,255,10,0.625,0.38799562317050845,-0.3565516087869986,2.3230634442200453E-2,5.8076586105501133E-3]
[1021,255.25,10,0.63541666666666663,0.38745020266334745,-0.33389373633768837,1.9077378036330854E-2,4.7693445090827135E-3]
[1022,255.5,10,0.64583333333333337,0.38690462760545297,-0.30595479201930431,1.4677958278727699E-2,3.6694895696819246E-3]
[1023,255.75,10,0.65625,0.38635890931450734,-0.27319700474812375,1.0450129453363519E-2,2.6125323633408798E-3]
[1024,256,10,0.66666666666666663,0.38581305911116359,-0.2361584816269568,6.7500115093037461E-3,1.6875028773259365E-3]
[1025,256.25,10,{"$f":"IF(A1045<>\"\",MOD(B1045,24)/24,\"\")","v":0.67708333333333337},0.38526708831881185,-0.19544437199908082,{"$f":"ABS(0.5*1.025*1*(F1045^3))","v":3.8261621999832606E-3},{"$f":"G1045*$B$13","v":9.5654054999581514E-4}]
[{"$f":"IF(IF(A1045<>\"\",A1045+1<=$B$16,0),A1045+1,\"\")","v":1026},{"$f":"IF(A1046<>\"\",A1046*$B$13,\"\")","v":256.5},{"$f":"IF(A1046<>\"\",ROUNDDOWN(A1046*$B$13/24,0),\"\")","v":10},0.6875,{"$f":"IF(A1046<>\"\",($B$4+$B$5)/2+($B$5-$B$4)/2*COS(2*PI()/$B$15*B1046),\"\")","v":0.38472100826334354},{"$f":"IF(A1046<>\"\",E1046*COS(2*PI()/$B$7*B1046),\"\")","v":-0.15171698219375071},1.7897668358158704E-3,4.4744170895396761E-4]
[1027,256.75,10,0.69791666666666663,0.38417483027291649,-0.10568500242618392,6.0497016159017996E-4,1.5124254039754499E-4]
[1028,257,10,0.70833333333333337,0.38362856567772047,-5.8092021087840652E-2,1.0047160239208028E-4,2.5117900598020069E-5]
[1029,257.25,10,0.71875,0.38308222580974172,-9.7045125848951343E-3,4.6839802200298993E-7,1.1709950550074748E-7]
[1030,257.5,10,0.72916666666666663,0.38253582200252784,3.870050721208005E-2,2.970597700924011E-5,7.4264942523100275E-6]
[1031,257.75,10,0.73958333333333337,0.38198936559095298,8.6347959075339209E-2,3.2995149523301989E-4,8.2487873808254972E-5]
[1032,258,10,0.75,0.38144286791098253,0.13247711168567478,1.1915613900906287E-3,2.9789034752265717E-4]
[1033,258.25,10,0.76041666666666663,0.38089634029943781,0.17635372731056742,2.8109155563716863E-3,7.0272888909292158E-4]
[1034,258.5,10,0.77083333333333337,0.3803497940937613,0.21728174798361843,5.2573102761057817E-3,1.3143275690264454E-3]
[1035,258.75,10,0.78125,0.37980324063178095,0.25461433620502727,8.4594558726682444E-3,2.1148639681670611E-3]
[1036,259,10,0.79166666666666663,0.37925669125147538,0.28776409507264927,1.2212474929466872E-2,3.0531187323667181E-3]
[1037,259.25,10,0.80208333333333337,0.3787101572907387,0.31621230641960946,1.6204296211488601E-2,4.0510740528721502E-3]
[1038,259.5,10,0.8125,0.37816365008714475,0.33951704174887865,2.00575832882476E-2,5.0143958220618999E-3]
[1039,259.75,10,0.82291666666666663,0.37761718097771263,0.357320019250848,2.3381152572397715E-2,5.8452881430994287E-3]
[1040,260,10,0.83333333333333337,0.37707076129867118,0.36935210066292151,2.5823528877202878E-2,6.4558822193007195E-3]
[1041,260.25,10,0.84375,0.3765244023852235,0.37543734384646471,2.7121036032326754E-2,6.7802590080816884E-3]
[1042,260.5,10,0.85416666666666663,0.37597811557131261,0.37549555035613574,2.7133652243488671E-2,6.7834130608721678E-3]
[1043,260.75,10,0.86458333333333337,0.3754319121893856,0.36954327158104916,2.5863647208627556E-2,6.4659118021568891E-3]
[1044,261,10,0.875,0.37488580357015872,0.35769326185336398,2.3454498262474716E-2,5.8636245656186791E-3]
[1045,261.25,10,0.88541666666666663,0.37433980104238262,0.34015239184858032,2.0170397506988454E-2,5.0425993767471136E-3]
[1046,261.5,10,0.89583333333333337,0.37379391593260713,0.31721806024268112,1.6359408051400896E-2,4.0898520128502241E-3]
[1047,261.75,10,0.90625,0.37324815956494606,0.28927316555022786,1.2405615433779982E-2,3.1014038584449956E-3]
[1048,262,10,0.91666666666666663,0.37270254326084273,0.25677972296209611,8.6771288723308908E-3,2.1692822180827227E-3]
[1049,262.25,10,0.92708333333333337,0.37215707833883505,0.22027123246807634,5.4773086583934597E-3,1.3693271645983649E-3]
[1050,262.5,10,0.9375,0.37161177611432011,0.18034392424793483,3.0060653423258222E-3,7.5151633558145556E-4]
[1051,262.75,10,0.94791666666666663,0.37106664789932042,0.13764702493433156,1.3365781497720745E-3,3.3414453744301861E-4]
[1052,263,10,0.95833333333333337,0.37052170500224862,9.2872203615629895E-2,4.1053588113770806E-4,1.0263397028442701E-4]
[1053,263.25,10,0.96875,0.36997695872767272,4.6742369119216177E-2,5.2339073642114781E-5,1.3084768410528695E-5]
[1054,263.5,10,0.97916666666666663,0.36943242037608232,1.2673468191906212E-15,1.0432305758589686E-45,2.6080764396474216E-46]
[1055,263.75,10,0.98958333333333337,0.36888810124365345,-4.6604804394612218E-2,5.1878324139254107E-5,1.2969581034813527E-5]
[1056,264,11,0,0.36834401262201466,-9.2326359506051434E-2,4.0333973052499131E-4,1.0083493263124783E-4]
[1057,264.25,11,1.0416666666666666E-2,0.36780016579801283,-0.13643532470261066,1.3015904580813173E-3,3.2539761452032932E-4]
[1058,264.5,11,2.0833333333333332E-2,0.3672565720534785,-0.17823033516999207,2.9016080079171187E-3,7.2540200197927969E-4]
[1059,264.75,11,3.125E-2,0.3667132426649925,-0.21704915108624653,5.2404447246537497E-3,1.3101111811634374E-3]
[1060,265,11,4.1666666666666664E-2,0.36617018890365177,-0.25227914690630976,8.228826980562539E-3,2.0572067451406348E-3]
[1061,265.25,11,5.2083333333333336E-2,0.36562742203483517,-0.28336697468854954,1.1661155062202621E-2,2.9152887655506552E-3]
[1062,265.5,11,6.25E-2,0.36508495331797042,-0.30982724913103737,1.5242377132507328E-2,3.8105942831268319E-3]
[1063,265.75,11,7.2916666666666671E-2,0.36454279400630019,-0.33125011812027244,1.862781838935328E-2,4.6569545973383199E-3]
[1064,266,11,8.3333333333333329E-2,0.3640009553466485,-0.34730760086335893,2.1470231822704827E-2,5.3675579556762068E-3]
[1065,266.25,11,9.375E-2,0.36345944857918777,-0.35775859577766178,2.3467352748325798E-2,5.8668381870814494E-3]
[1066,266.5,11,0.10416666666666667,0.36291828493720563,-0.36245248192099477,2.44032182258965E-2,6.1008045564741251E-3]
[1067,266.75,11,0.11458333333333333,0.36237747564687123,-0.36133126051005521,2.4177449121282509E-2,6.0443622803206271E-3]
[1068,267,11,0.125,0.36183703192700345,-0.35443020662643382,2.2818445425901019E-2,5.7046113564752548E-3]
[1069,267.25,11,0.13541666666666666,0.36129696498883734,-0.34187702516825613,2.047875822260967E-2,5.1196895556524175E-3]
[1070,267.5,11,0.14583333333333334,0.36075728603579166,-0.32388952908615404,1.7413440806866107E-2,4.3533602017165269E-3]
[1071,267.75,11,0.15625,0.36021800626323697,-0.30077188156040391,1.3944584159890789E-2,3.4861460399726973E-3]
[1072,268,11,0.16666666666666666,0.35967913685826258,-0.27290946665434074,1.0417168086841176E-2,2.604292021710294E-3]
[1073,268.25,11,0.17708333333333334,0.35914068899944529,-0.24076247475323953,7.1525395160264875E-3,1.7881348790066219E-3]
[1074,268.5,11,0.1875,0.35860267385661709,-0.20485830942228669,4.4061027735282513E-3,1.1015256933820628E-3]
[1075,268.75,11,0.19791666666666666,0.35806510259063329,-0.16578294087061746,2.3351424994941272E-3,5.8378562487353179E-4]
[1076,269,11,0.20833333333333334,0.35752798635314137,-0.12417134769947728,9.8120116249303846E-4,2.4530029062325962E-4]
[1077,269.25,11,0.21875,0.35699133628634949,-8.0697202782640351E-2,2.6932043835131215E-4,6.7330109587828037E-5]
[1078,269.5,11,0.22916666666666666,0.35645516352279516,-3.6061970757350466E-2,2.4034895617810218E-5,6.0087239044525545E-6]
[1079,269.75,11,0.23958333333333334,0.35591947918511463,9.0164064846998439E-3,3.7565944952939086E-7,9.3914862382347714E-8]
[1080,270,11,0.25,0.35538429438581209,5.3815053858878602E-2,7.9873958352440319E-5,1.996848958811008E-5]
[1081,270.25,11,0.26041666666666669,0.35484962022702865,9.7617751136859485E-2,4.7673854308148206E-4,1.1918463577037052E-4]
[1082,270.5,11,0.27083333333333331,0.35431546780031287,0.13972637928426729,1.3980705446332981E-3,3.4951763615832451E-4]
[1083,270.75,11,0.28125,0.35378184818639008,0.17947204222709143,2.9626768492534176E-3,7.406692123133544E-4]
[1084,271,11,0.29166666666666669,0.35324877245493258,0.21622568694728689,5.1810254584732799E-3,1.29525636461832E-3]
[1085,271.25,11,0.30208333333333331,0.35271625166433024,0.24940805338655167,7.9510647091168112E-3,1.9877661772792028E-3]
[1086,271.5,11,0.3125,0.35218429686146097,0.27849879688850837,1.1070413422529575E-2,2.7676033556323937E-3]
[1087,271.75,11,0.32291666666666669,0.35165291908146129,0.30304463964414075,1.426309218454299E-2,3.5657730461357475E-3]
[1088,272,11,0.33333333333333331,0.35112212934749804,0.32266642359661185,1.7216909475791672E-2,4.3042273689479181E-3]
[1089,272.25,11,{"$f":"IF(A1109<>\"\",MOD(B1109,24)/24,\"\")","v":0.34375},0.35059193867053917,0.33706495524527108,{"$f":"ABS(0.5*1.025*1*(F1109^3))","v":1.9626130085967513E-2},{"$f":"G1109*$B$13","v":4.9065325214918782E-3}]
[{"$f":"IF(IF(A1109<>\"\",A1109+1<=$B$16,0),A1109+1,\"\")","v":1090},{"$f":"IF(A1110<>\"\",A1110*$B$13,\"\")","v":272.5},{"$f":"IF(A1110<>\"\",ROUNDDOWN(A1110*$B$13/24,0),\"\")","v":11},0.35416666666666669,{"$f":"IF(A1110<>\"\",($B$4+$B$5)/2+($B$5-$B$4)/2*COS(2*PI()/$B$15*B1110),\"\")","v":0.35006235804912533},{"$f":"IF(A1110<>\"\",E1110*COS(2*PI()/$B$7*B1110),\"\")","v":0.34602555247116706},2.1233343320794122E-2,5.3083358301985305E-3]
[1091,272.75,11,0.36458333333333331,0.34953339846914222,0.34942122456685093,2.1864608926801667E-2,5.4661522317004168E-3]
[1092,273,11,0.375,0.34900507090359195,0.34721443875019675,2.1452958872119354E-2,5.3632397180298384E-3]
[1093,273.25,11,0.38541666666666669,0.34847738631236608,0.3394574492181025,2.0047023532326333E-2,5.0117558830815832E-3]
[1094,273.5,11,0.39583333333333331,0.34795035564201804,0.32629118788463801,1.7803685122791613E-2,4.4509212806979033E-3]
[1095,273.75,11,0.40625,0.34742398982553568,0.30794273897849611,1.4965932237917343E-2,3.7414830594793358E-3]
[1096,274,11,0.41666666666666669,0.34689829978211506,0.28472144227811952,1.1829173306470039E-2,2.9572933266175097E-3]
[1097,274.25,11,0.42708333333333331,0.34637329641693371,0.25701369157877818,8.7008693710193558E-3,2.175217342754839E-3]
[1098,274.5,11,0.4375,0.345848990620924,0.22527651566772497,5.8592446302640228E-3,1.4648111575660057E-3]
[1099,274.75,11,0.44791666666666669,0.34532539327054801,0.19003004830327042,3.5169055572863667E-3,8.7922638932159166E-4]
[1100,275,11,0.45833333333333331,0.34480251522757122,0.15184901114858665,1.7944434396673235E-3,4.4861085991683089E-4]
[1101,275.25,11,0.46875,0.34428036733883743,0.1113533490270685,7.0762589881285132E-4,1.7690647470321283E-4]
[1102,275.5,11,0.47916666666666669,0.34375896043604387,6.9198170002988016E-2,1.6981564454108129E-4,4.2453911135270322E-5]
[1103,275.75,11,0.48958333333333331,0.34323830533551647,2.606315344551953E-2,9.073498097286767E-6,2.2683745243216918E-6]
[1104,276,11,0.5,0.34271841283798499,-1.7358402755967235E-2,2.6805453070689766E-6,6.7013632676724414E-7]
[1105,276.25,11,0.51041666666666663,0.34219929372835978,-6.0370719413143162E-2,1.1276463624661199E-4,2.8191159061652997E-5]
[1106,276.5,11,0.52083333333333337,0.34168095877550758,-0.10228667887956432,5.484677590622927E-4,1.3711693976557317E-4]
[1107,276.75,11,0.53125,0.34116341873202799,-0.1424387951593406,1.4810807732040124E-3,3.702701933010031E-4]
[1108,277,11,0.54166666666666663,0.34064668433403084,-0.18018983624991461,2.9983666697572958E-3,7.4959166743932394E-4]
[1109,277.25,11,0.55208333333333337,0.34013076630091305,-0.21494292979450369,5.0893622310416217E-3,1.2723405577604054E-3]
[1110,277.5,11,0.5625,0.33961567533513654,-0.24615099191285345,7.6436121181435246E-3,1.9109030295358812E-3]
[1111,277.75,11,0.57291666666666663,0.33910142212200634,-0.27332533040778323,1.0464862225677161E-2,2.6162155564192903E-3]
[1112,278,11,0.58333333333333337,0.33858801732944832,-0.29604328721910922,1.3297179256771681E-2,3.3242948141929203E-3]
[1113,278.25,11,0.59375,0.33807547160778856,-0.31395480079038163,1.5859710477041832E-2,3.9649276192604581E-3]
[1114,278.5,11,0.60416666666666663,0.33756379558953215,-0.3267877866678553,1.7885097844192462E-2,4.4712744610481154E-3]
[1115,278.75,11,0.61458333333333337,0.33705299988914239,-0.33435225387651485,1.9156079693444277E-2,4.7890199233610693E-3]
[1116,279,11,0.625,0.33654309510282104,-0.33654309510282104,1.9535112798968718E-2,4.8837781997421795E-3]
[1117,279.25,11,0.63541666666666663,0.33603409180828836,-0.3333415101257145,1.8982878384445925E-2,4.7457195961114812E-3]
[1118,279.5,11,0.64583333333333337,0.33552600056456333,-0.3248150439312415,1.7563144576368282E-2,4.3907861440920706E-3]
[1119,279.75,11,0.65625,0.33501883191174509,-0.31111624316803616,1.5433411200976428E-2,3.8583528002441069E-3]
[1120,280,11,0.66666666666666663,0.33451259637079411,-0.29247995669454119,1.2822780231019763E-2,3.2056950577549407E-3]
[1121,280.25,11,0.67708333333333337,0.33400730444331378,-0.26921932758139711,1.0000289561656606E-2,2.5000723904141514E-3]
[1122,280.5,11,0.6875,0.33350296661133277,-0.24172054471940885,7.2382663918134282E-3,1.8095665979533571E-3]
[1123,280.75,11,0.69791666666666663,0.33299959333708762,-0.21043644181523166,4.7759164360365045E-3,1.1939791090091261E-3]
[1124,281,11,0.70833333333333337,0.33249719506280545,-0.17587904972288371,2.7882788281745198E-3,6.9706970704362995E-4]
[1125,281.25,11,0.71875,0.33199578221048759,-0.13861122447358903,1.3648630288949492E-3,3.4121575722373729E-4]
[1126,281.5,11,0.72916666666666663,0.33149536518169309,-9.9237487771983907E-2,5.0086554135870859E-4,1.2521638533967715E-4]
[1127,281.75,11,0.73958333333333337,0.33099595435732343,-5.8394228899999345E-2,1.0204780166557784E-4,2.551195041639446E-5]
[1128,282,11,0.75,0.33049756009740677,-1.6739426722157922E-2,2.4038956490375534E-6,6.0097391225938835E-7]
[1129,282.25,11,0.76041666666666663,0.33000019274088305,2.5057942329752707E-2,8.0636206039342829E-6,2.0159051509835707E-6]
[1130,282.5,11,0.77083333333333337,0.32950386260538961,6.6328639905966325E-2,1.4955369439010401E-4,3.7388423597526002E-5]
[1131,282.75,11,0.78125,0.32900857998704747,0.10641387286584224,6.175734510552131E-4,1.5439336276380327E-4]
[1132,283,11,0.79166666666666663,0.32851435516024696,0.1446758007153012,1.5519636811070516E-3,3.8799092027676289E-4]
[1133,283.25,11,0.80208333333333337,0.32802119837743532,0.18050767591054132,3.0142612706563123E-3,7.5356531766407808E-4]
[1134,283.5,11,0.8125,0.32752911986890387,0.21334345597283047,4.9765898299192072E-3,1.2441474574798018E-3]
[1135,283.75,11,0.82291666666666663,0.3270381298425753,0.2426667353036534,7.3235999328398419E-3,1.8308999832099605E-3]
[1136,284,11,0.83333333333333337,0.32654823848379255,0.26801885593813407,9.8671087964409127E-3,2.4667771991102282E-3]
[1137,284.25,11,0.84375,0.32605945595510738,0.28900607003873452,1.2371283604018552E-2,3.0928209010046381E-3]
[1138,284.5,11,0.85416666666666663,0.32557179239606898,0.30530564248636044,1.4584728937173526E-2,3.6461822342933816E-3]
[1139,284.75,11,0.86458333333333337,0.32508525792301446,0.31667079921805347,1.6274884838219605E-2,4.0687212095549012E-3]
[1140,285,11,0.875,0.32459986262885854,0.32293444570667523,1.7259848680158504E-2,4.3149621700396259E-3]
[1141,285.25,11,0.88541666666666663,0.32411561658288401,0.32401159987470979,1.7433137093768501E-2,4.3582842734421253E-3]
[1142,285.5,11,0.89583333333333337,0.32363252983053337,0.31990050445965434,1.6777940292109571E-2,4.1944850730273927E-3]
[1143,285.75,11,0.90625,0.32315061239320003,0.31068240506851391,1.5368937523900679E-2,3.8422343809751697E-3]
[1144,286,11,0.91666666666666663,0.32266987426802041,0.29652000153311509,1.3361519530353187E-2,3.3403798825882968E-3]
[1145,286.25,11,0.92708333333333337,0.32219032542766707,0.27765460136401693,1.0970047171445575E-2,2.7425117928613937E-3]
[1146,286.5,11,0.9375,0.32171197582014088,0.25440202476085144,8.438311634289224E-3,2.109577908572306E-3]
[1147,286.75,11,0.94791666666666663,0.32123483536856579,0.22714733044245411,6.0064349925874581E-3,1.5016087481468645E-3]
[1148,287,11,0.95833333333333337,0.32075891397098222,0.19633845019712731,3.8789121645836492E-3,9.697280411459123E-4]
[1149,287.25,11,0.96875,0.32028422150014163,0.16247883722813408,2.1982864194323437E-3,5.4957160485808593E-4]
[1150,287.5,11,0.97916666666666663,0.31981076780330242,0.12611924881151892,1.0281062416700806E-3,2.5702656041752016E-4]
[1151,287.75,11,0.98958333333333337,0.3193385627020251,8.7848797251931454E-2,3.4745721109403658E-4,8.6864302773509146E-5]
[1152,288,12,0,0.3188676159919685,4.8285414407841461E-2,5.7695475764246334E-5,1.4423868941061583E-5]
[1153,288.25,12,{"$f":"IF(A1173<>\"\",MOD(B1173,24)/24,\"\")","v":1.0416666666666666E-2},0.31839793744268707,8.0658839871402786E-3,{"$f":"ABS(0.5*1.025*1*(F1173^3))","v":2.6893652150775613E-7},{"$f":"G1173*$B$13","v":6.7234130376939032E-8}]
[{"$f":"IF(IF(A1173<>\"\",A1173+1<=$B$16,0),A1173+1,\"\")","v":1154},{"$f":"IF(A1174<>\"\",A1174*$B$13,\"\")","v":288.5},{"$f":"IF(A1174<>\"\",ROUNDDOWN(A1174*$B$13/24,0),\"\")","v":12},2.0833333333333332E-2,{"$f":"IF(A1174<>\"\",($B$4+$B$5)/2+($B$5-$B$4)/2*COS(2*PI()/$B$15*B1174),\"\")","v":0.31792953679742775},{"$f":"IF(A1174<>\"\",E1174*COS(2*PI()/$B$7*B1174),\"\")","v":-3.2164397748039322E-2},1.7053759801292118E-5,4.2634399503230296E-6]
[1155,288.75,12,3.125E-2,0.31746242377292788,-7.1761768376706739E-2,1.8939707444207122E-4,4.7349268610517804E-5]
[1156,289,12,4.1666666666666664E-2,0.31699660805921392,-0.11009458711295458,6.8389868855067682E-4,1.709746721376692E-4]
[1157,289.25,12,5.2083333333333336E-2,0.3165320993194003,-0.14655329973643663,1.613171993639058E-3,4.032929984097645E-4]
[1158,289.5,12,6.25E-2,0.31606890718948866,-0.18056012045710454,3.0168893167728545E-3,7.5422232919321363E-4]
[1159,289.75,12,7.2916666666666671E-2,0.31560704127816852,-0.21157817711877,4.8540750076526643E-3,1.2135187519131661E-3]
[1160,290,12,8.3333333333333329E-2,0.31514651116661757,-0.23911997518596634,7.007150422900686E-3,1.7517876057251715E-3]
[1161,290.25,12,9.375E-2,0.31468732640830288,-0.26275504728064913,9.2970907729430126E-3,2.3242726932357531E-3]
[1162,290.5,12,0.10416666666666667,0.31422949652878301,-0.28211666845056926,1.1507476838046312E-2,2.876869209511578E-3]
[1163,290.75,12,0.11458333333333333,0.31377303102551013,-0.29690753263964864,1.3413975769356629E-2,3.3534939423391572E-3]
[1164,291,12,0.125,0.31331793936763308,-0.3069043027421311,1.4815039077032417E-2,3.7037597692581043E-3]
[1165,291.25,12,0.13541666666666666,0.31286423099580113,-0.31196096488178121,1.5559464085290431E-2,3.8898660213226078E-3]
[1166,291.5,12,0.14583333333333334,0.31241191532196777,-0.3120109368689743,1.5566942539186687E-2,3.8917356347966717E-3]
[1167,291.75,12,0.15625,0.31196100172919572,-0.30706790084097602,1.4838743577915764E-2,3.7096858944789409E-3]
[1168,292,12,0.16666666666666666,0.31151149957146251,-0.29722535056118005,1.3457097952243913E-2,3.3642744880609783E-3]
[1169,292.25,12,0.17708333333333334,0.31106341817346556,-0.28265486441373527,1.1573461241808775E-2,2.8933653104521936E-3]
[1170,292.5,12,0.1875,0.31061676683042988,-0.26360313545222852,9.3874056453473916E-3,2.3468514113368479E-3]
[1171,292.75,12,0.19791666666666666,0.31017155480791458,-0.24038780962109205,7.1191999461710578E-3,1.7797999865427645E-3]
[1172,293,12,0.20833333333333334,0.30972779134162054,-0.21339220215275315,4.9800018658066707E-3,1.2450004664516677E-3]
[1173,293.25,12,0.21875,0.30928548563719932,-0.18305897985303493,3.1438873999178464E-3,7.859718499794616E-4]
[1174,293.5,12,0.22916666666666666,0.30884464687006197,-0.14988291324325448,1.7256401908954777E-3,4.3141004772386942E-4]
[1175,293.75,12,0.23958333333333334,0.30840528418518831,-0.11440281707461875,7.6736860285299521E-4,1.918421507132488E-4]
[1176,294,12,0.25,0.30796740669693795,-7.7192810341735904E-2,2.3573519507044772E-4,5.8933798767611929E-5]
[1177,294.25,12,0.26041666666666669,0.3075310234888608,-3.8853037402545601E-2,3.0058603398407627E-5,7.5146508496019068E-6]
[1178,294.5,12,0.27083333333333331,0.30709614361350834,-1.5059523263441447E-16,1.7503606479021164E-48,4.3759016197552911E-49]
[1179,294.75,12,0.28125,0.30666277609224651,3.8743344246412265E-2,2.9804729591421327E-5,7.4511823978553317E-6]
[1180,295,12,0.29166666666666669,0.30623092991506823,7.6757558039159929E-2,2.3177005227136439E-4,5.7942513067841097E-5]
[1181,295.25,12,0.30208333333333331,0.30580061404040654,0.11343661572402236,7.4808966256028047E-4,1.8702241564007012E-4]
[1182,295.5,12,0.3125,0.30537183739494955,0.14819755198949328,1.6680803218679786E-3,4.1702008046699466E-4]
[1183,295.75,12,0.32291666666666669,0.30494460887345443,0.18048971453364296,3.0133615599580114E-3,7.5334038998950284E-4]
[1184,296,12,0.33333333333333331,0.30451893733856356,0.2098034740583517,4.7329497705160973E-3,1.1832374426290243E-3]
[1185,296.25,12,0.34375,0.30409483162062045,0.23567825404120646,6.7089168023386657E-3,1.6772292005846664E-3]
[1186,296.5,12,0.35416666666666669,0.30367230051748628,0.25770975399438761,8.771753904215902E-3,2.1929384760539755E-3]
[1187,296.75,12,0.36458333333333331,0.30325135279435783,0.27555625316112414,1.0723206818493059E-2,2.6808017046232647E-3]
[1188,297,12,0.375,0.30283199718358544,0.28894389660688846,1.2363301075826881E-2,3.0908252689567203E-3]
[1189,297.25,12,0.38541666666666669,0.3024142423844916,0.29767088218940418,1.3517704031818392E-2,3.379426007954598E-3]
[1190,297.5,12,0.39583333333333331,0.3019980970631912,0.30161048467125484,1.4061549283202782E-2,3.5153873208006955E-3]
[1191,297.75,12,0.40625,0.30158356985241103,0.30071287198347918,1.3936378247385179E-2,3.4840945618462948E-3]
[1192,298,12,0.41666666666666669,0.30117066935131098,0.29500568805666322,1.3157853269488741E-2,3.2894633173721852E-3]
[1193,298.25,12,0.42708333333333331,0.30075940412530583,0.28459339639599129,1.1813220916281734E-2,2.9533052290704334E-3]
[1194,298.5,12,0.4375,0.3003497827058873,0.26965539837243085,1.0048962532564357E-2,2.5122406331410893E-3]
[1195,298.75,12,0.44791666666666669,0.29994181359044703,0.25044295971787894,8.0504536244253282E-3,2.0126134061063321E-3]
[1196,299,12,0.45833333333333331,0.29953550524210071,0.22727499763733405,6.01656835990322E-3,1.504142089975805E-3]
[1197,299.25,12,0.46875,0.29913086608951212,0.20053279898592008,4.1328545066372938E-3,1.0332136266593234E-3]
[1198,299.5,12,0.47916666666666669,0.29872790452671816,0.17065375681798267,2.5470732213571413E-3,6.3676830533928534E-4]
[1199,299.75,12,0.48958333333333331,0.29832662891295553,0.13812422803389005,1.3505275908618905E-3,3.3763189771547262E-4]
[1200,300,12,0.5,0.29792704757248617,0.10347162858647233,5.677507594418048E-4,1.419376898604512E-4]
[1201,300.25,12,0.51041666666666663,0.29752916879442554,6.7255894548362907E-2,1.5591393414421186E-4,3.8978483536052966E-5]
[1202,300.5,12,0.52083333333333337,0.29713300083257022,3.0060447101323561E-2,1.3921312323575862E-5,3.4803280808939655E-6]
[1203,300.75,12,0.53125,0.29673855190522658,-7.5171929611289818E-3,2.1770127121569567E-7,5.4425317803923918E-8]
[1204,301,12,0.54166666666666663,0.29634583019504068,-4.487499043918694E-2,4.6313433264365827E-5,1.1578358316091457E-5]
[1205,301.25,12,0.55208333333333337,0.29595484384882842,-8.1416027093673002E-2,2.7658179308019871E-4,6.9145448270049677E-5]
[1206,301.5,12,0.5625,0.29556560097740603,-0.11655802531552717,8.1155958840553621E-4,2.0288989710138405E-4]
[1207,301.75,12,0.57291666666666663,0.29517810965542263,-0.14974261238151698,1.7207987668682572E-3,4.301996917170643E-4]
[1208,302,12,0.58333333333333337,0.29479237792119223,-0.18044417813501787,3.0110813798824004E-3,7.5277034497060009E-4]
[1209,302.25,12,0.59375,0.29440841377652682,-0.20817818581976011,4.623805192242164E-3,1.155951298060541E-3]
[1210,302.5,12,0.60416666666666663,0.2940262251865709,-0.23250880490092199,6.4418718551614738E-3,1.6104679637903685E-3]
[1211,302.75,12,0.61458333333333337,0.29364582007963602,-0.25305574588000901,8.3050543373840609E-3,2.0762635843460152E-3]
[1212,303,12,0.625,0.29326720634703596,-0.26950019016465071,1.0031620577700646E-2,2.5079051444251614E-3]
[1213,303.25,12,0.63541666666666663,0.29289039184292359,-0.28158972277761873,1.1443115210190704E-2,2.8607788025476759E-3]
[1214,303.5,12,0.64583333333333337,0.29251538438412766,-0.28914219184237283,1.2388772455302774E-2,3.0971931138256935E-3]
[1215,303.75,12,0.65625,0.29214219174999045,-0.29204843610370307,1.276610830683733E-2,3.1915270767093325E-3]
[1216,304,12,0.66666666666666663,0.29177082168220703,-0.29027383995247436,1.2534804478695828E-2,3.133701119673957E-3]
[1217,304.25,12,{"$f":"IF(A1237<>\"\",MOD(B1237,24)/24,\"\")","v":0.67708333333333337},0.29140128188466374,-0.28385869423040644,{"$f":"ABS(0.5*1.025*1*(F1237^3))","v":1.1721966386625269E-2},{"$f":"G1237*$B$13","v":2.9304915966563171E-3}]
[{"$f":"IF(IF(A1237<>\"\",A1237+1<=$B$16,0),A1237+1,\"\")","v":1218},{"$f":"IF(A1238<>\"\",A1238*$B$13,\"\")","v":304.5},{"$f":"IF(A1238<>\"\",ROUNDDOWN(A1238*$B$13/24,0),\"\")","v":12},0.6875,{"$f":"IF(A1238<>\"\",($B$4+$B$5)/2+($B$5-$B$4)/2*COS(2*PI()/$B$15*B1238),\"\")","v":0.29103358002327917},{"$f":"IF(A1238<>\"\",E1238*COS(2*PI()/$B$7*B1238),\"\")","v":-0.27291736019322826},1.0418072020670579E-2,2.6045180051676446E-3]
[1219,304.75,12,0.69791666666666663,0.29066772372584498,-0.25763625310310617,8.7642507206357016E-3,2.1910626801589254E-3]
[1220,305,12,0.70833333333333337,0.2903037205818671,-0.2382706807000462,6.9327523435411941E-3,1.7331880858852985E-3]
[1221,305.25,12,0.71875,0.28994157814240906,-0.21514058996874222,5.1034155835518466E-3,1.2758538958879617E-3]
[1222,305.5,12,0.72916666666666663,0.28958130391993497,-0.18862529288426508,3.4394868320428477E-3,8.5987170801071192E-4]
[1223,305.75,12,0.73958333333333337,0.28922290538815354,-0.15915725791489393,2.0662040774835394E-3,5.1655101937088486E-4]
[1224,306,12,0.75,0.28886638998186337,-0.12721506872958047,1.0551386713208541E-3,2.6378466783021353E-4]
[1225,306.25,12,0.76041666666666663,0.28851176509679854,-9.3315664571777035E-2,4.1644488266411067E-4,1.0411122066602767E-4]
[1226,306.5,12,0.77083333333333337,0.28815903808947507,-5.8005987917579091E-2,1.0002587360540033E-4,2.5006468401350083E-5]
[1227,306.75,12,0.78125,0.28780821627703862,-2.1854174161526071E-2,5.3493014075809861E-6,1.3373253518952465E-6]
[1228,307,12,0.79166666666666663,0.28745930693711258,1.4559574971318408E-2,1.581757713327495E-6,3.9543942833187374E-7]
[1229,307.25,12,0.80208333333333337,0.2871123173076468,5.0652287909152598E-2,6.6602582625391966E-5,1.6650645656347992E-5]
[1230,307.5,12,0.8125,0.28676725458676794,8.5847540899589306E-2,3.2424810580083881E-4,8.1062026450209702E-5]
[1231,307.75,12,0.82291666666666663,0.28642412593262984,0.11958464818426691,8.7643590348696488E-4,2.1910897587174122E-4]
[1232,308,12,0.83333333333333337,0.28608293846326494,0.15132757841565334,1.7760210833327244E-3,4.4400527083318111E-4]
[1233,308.25,12,0.84375,0.28574369925643694,0.1805734557813021,3.0175578060555302E-3,7.5438945151388255E-4]
[1234,308.5,12,0.85416666666666663,0.2854064153494939,0.20686051127423208,4.5365599142447727E-3,1.1341399785611932E-3]
[1235,308.75,12,0.86458333333333337,0.28507109373922179,0.22977535864755844,6.2173344158301079E-3,1.554333603957527E-3]
[1236,309,12,0.875,0.28473774138170016,0.24895948066573967,7.9082406731779669E-3,1.9770601682944917E-3]
[1237,309.25,12,0.88541666666666663,0.28440636519215701,0.26411482413314252,9.4421784309271627E-3,2.3605446077317907E-3]
[1238,309.5,12,0.89583333333333337,0.28407697204482596,0.27500841663339115,1.0659377098348789E-2,2.6648442745871971E-3]
[1239,309.75,12,0.90625,0.28374956877280344,0.28147593371629914,1.1429248490658682E-2,2.8573121226646704E-3]
[1240,310,12,0.91666666666666663,0.28342416216790661,0.28342416216790661,1.166821664718554E-2,2.917054161796385E-3]
[1241,310.25,12,0.92708333333333337,0.28310075898053311,0.28083232272202197,1.1351026710079848E-2,2.8377566775199619E-3]
[1242,310.5,12,0.9375,0.28277936591952063,0.27375223383418029,1.0513973665992793E-2,2.6284934164981983E-3]
[1243,310.75,12,0.94791666666666663,0.28245998965200747,0.26230731664948537,9.2496454043711901E-3,2.3124113510927975E-3]
[1244,311,12,0.95833333333333337,0.28214263680329499,0.24669045975906953,7.6939778706955784E-3,1.9234944676738946E-3]
[1245,311.25,12,0.96875,0.28182731395670951,0.22716078046243252,6.0075020285176792E-3,1.5018755071294198E-3]
[1246,311.5,12,0.97916666666666663,0.28151402765346589,0.20403933674705124,4.3534702313922031E-3,1.0883675578480508E-3]
[1247,311.75,12,0.98958333333333337,0.28120278439253216,0.17770386078579456,2.8759707174571812E-3,7.1899267936429529E-4]
[1248,312,13,0,0.28089359063049429,0.14858260017504216,1.6811161961762012E-3,4.2027904904405031E-4]
[1249,312.25,13,1.0416666666666666E-2,0.28058645278142241,0.11714736714960888,8.2393218322150295E-4,2.0598304580537574E-4]
[1250,312.5,13,2.0833333333333332E-2,0.28028137721673779,8.3905908394874357E-2,3.0274118078038847E-4,7.5685295195097117E-5]
[1251,312.75,13,3.125E-2,0.27997837026508082,4.9393718639406989E-2,6.1760249295618388E-5,1.5440062323904597E-5]
[1252,313,13,4.1666666666666664E-2,0.27967743821217916,1.4165429788387977E-2,1.456743661977374E-6,3.641859154943435E-7]
[1253,313.25,13,5.2083333333333336E-2,0.27937858730071813,-2.1214086181591305E-2,4.8929058176351472E-6,1.2232264544087868E-6]
[1254,313.5,13,6.25E-2,0.27908182373021051,-5.6178758100540044E-2,9.0867854263902112E-5,2.2716963565975528E-5]
[1255,313.75,13,7.2916666666666671E-2,0.27878715365686835,-9.0170355821845752E-2,3.757380871456154E-4,9.3934521786403851E-5]
[1256,314,13,8.3333333333333329E-2,0.27849458319347531,-0.12264738567888905,9.4551572426128296E-4,2.3637893106532074E-4]
[1257,314.25,13,9.375E-2,0.2782041184092594,-0.15309369970965631,1.8389326560950268E-3,4.5973316402375669E-4]
[1258,314.5,13,0.10416666666666667,0.27791576532976758,-0.18102668205049635,3.0403364365155388E-3,7.600841091288847E-4]
[1259,314.75,13,0.11458333333333333,0.27762952993674045,-0.20600488293541536,4.4804992963819535E-3,1.1201248240954884E-3]
[1260,315,13,0.125,0.27734541816798819,-0.22763497981863132,6.0452026982588348E-3,1.5113006745647087E-3]
[1261,315.25,13,0.13541666666666666,0.27706343591726768,-0.24557795611639327,7.5903536545253222E-3,1.8975884136313305E-3]
[1262,315.5,13,0.14583333333333334,0.27678358903415984,-0.25955440076010511,8.9614659714901228E-3,2.2403664928725307E-3]
[1263,315.75,13,0.15625,0.27650588332394843,-0.26934884596158654,1.0014729585707295E-2,2.5036823964268238E-3]
[1264,316,13,0.16666666666666666,0.27623032454749985,-0.27481307608289463,1.0636678921061569E-2,2.6591697302653923E-3]
[1265,316.25,13,0.17708333333333334,0.27595691842114323,-0.27586835702890083,1.0759684449001003E-2,2.6899211122502508E-3]
[1266,316.5,13,0.1875,0.27568567061655203,-0.27250655287561432,1.0371097567206859E-2,2.5927743918017147E-3]
[1267,316.75,13,0.19791666666666666,0.27541658676062658,-0.26479011423452586,9.5147891933461577E-3,2.3786972983365394E-3]
[1268,317,13,0.20833333333333334,0.27514967243537714,-0.2528509408492372,8.2849061205311006E-3,2.0712265301327751E-3]
[1269,317.25,13,0.21875,0.27488493317780793,-0.23688813883889684,6.8127714096386221E-3,1.7031928524096555E-3]
[1270,317.5,13,0.22916666666666666,0.27462237447980276,-0.21716471055884792,5.2488194015712719E-3,1.312204850392818E-3]
[1271,317.75,13,0.23958333333333334,0.27436200178801062,-0.1940032319642149,3.7421463218561589E-3,9.3553658046403973E-4]
[1272,318,13,0.25,0.274103820503733,-0.16778058836950335,2.4205775934681901E-3,6.0514439836704753E-4]
[1273,318.25,13,0.26041666666666669,0.2738478359828117,-0.13892185434401152,1.3740596445556022E-3,3.4351491113890055E-4]
[1274,318.5,13,0.27083333333333331,0.27359405353551769,-0.10789341693591792,6.4369288897768917E-4,1.6092322224442229E-4]
[1275,318.75,13,0.28125,0.27334247842644116,-7.5195453265789844E-2,2.1790571184575479E-4,5.4476427961438699E-5]
[1276,319,13,0.29166666666666669,0.27309311587438218,-4.1353883588652322E-2,3.6244555031241596E-5,9.061138757810399E-6]
[1277,319.25,13,0.30208333333333331,0.27284597105224218,-6.9119290361669122E-3,1.6923558293611055E-7,4.2308895734027636E-8]
[1278,319.5,13,0.3125,0.27260104908691718,2.757859070813954E-2,1.0750039954300363E-5,2.6875099885750908E-6]
[1279,319.75,13,0.32291666666666669,0.27235835505919104,6.1566080668491049E-2,1.1959647815279607E-4,2.9899119538199017E-5]
[1280,320,13,0.33333333333333331,0.27211789400363007,9.4507973980530527E-2,4.3261266437210607E-4,1.0815316609302652E-4]
[1281,320.25,13,{"$f":"IF(A1301<>\"\",MOD(B1301,24)/24,\"\")","v":0.34375},0.27187967090847887,0.12587937523102893,{"$f":"ABS(0.5*1.025*1*(F1301^3))","v":1.0222511456596381E-3},{"$f":"G1301*$B$13","v":2.5556278641490951E-4}]
[{"$f":"IF(IF(A1301<>\"\",A1301+1<=$B$16,0),A1301+1,\"\")","v":1282},{"$f":"IF(A1302<>\"\",A1302*$B$13,\"\")","v":320.5},{"$f":"IF(A1302<>\"\",ROUNDDOWN(A1302*$B$13/24,0),\"\")","v":13},0.35416666666666669,{"$f":"IF(A1302<>\"\",($B$4+$B$5)/2+($B$5-$B$4)/2*COS(2*PI()/$B$15*B1302),\"\")","v":0.2716436907155565},{"$f":"IF(A1302<>\"\",E1302*COS(2*PI()/$B$7*B1302),\"\")","v":0.15518140633684169},1.9151946496445199E-3,4.7879866241112997E-4]
[1283,320.75,13,0.36458333333333331,0.27140995832015424,0.1819491225566392,3.0870507301964077E-3,7.7176268254910193E-4]
[1284,321,13,0.375,0.27117847857093391,0.2057588733151704,4.464466712918602E-3,1.1161166782296505E-3]
[1285,321.25,13,0.38541666666666669,0.27094925626982735,0.22623499158483096,5.9343506309952818E-3,1.4835876577488204E-3]
[1286,321.5,13,0.39583333333333331,0.27072229617193655,0.24305570646617916,7.3588734665859532E-3,1.8397183666464883E-3]
[1287,321.75,13,0.40625,0.27049760298543557,0.25595818616041199,8.5941106587526309E-3,2.1485276646881577E-3]
[1288,322,13,0.41666666666666669,0.27027518137147227,0.26474263253080638,9.5096715846832228E-3,2.3774178961708057E-3]
[1289,322.25,13,0.42708333333333331,0.27005503594407188,0.26927536368140287,1.000653533023849E-2,2.5016338325596224E-3]
[1290,322.5,13,0.4375,0.26983717127004153,0.26949083719573297,1.0030576175699609E-2,2.5076440439249022E-3]
[1291,322.75,13,0.44791666666666669,0.26962159186887491,0.26539258361674062,9.5798832596958663E-3,2.3949708149239666E-3]
[1292,323,13,0.45833333333333331,0.26940830221265905,0.25705303714118649,8.7048659636614085E-3,2.1762164909153521E-3]
[1293,323.25,13,0.46875,0.26919730672598141,0.24461226807050349,7.5011624883947504E-3,1.8752906220986876E-3]
[1294,323.5,13,0.47916666666666669,0.26898860978583794,0.22827563902624573,6.0963876038539295E-3,1.5240969009634824E-3]
[1295,323.75,13,0.48958333333333331,0.26878221572154243,0.20831042402459721,4.6326221416797906E-3,1.1581555354199476E-3]
[1296,324,13,0.5,0.26857812881463672,0.18504144594053232,3.2471392253799296E-3,8.1178480634498239E-4]
[1297,324.25,13,0.51041666666666663,0.26837635329880172,0.15884580341796414,2.0540977482768562E-3,5.1352443706921406E-4]
[1298,324.5,13,0.52083333333333337,0.26817689335976974,0.13014677265298608,1.1297805112920097E-3,2.8244512782300244E-4]
[1299,324.75,13,0.53125,0.26797975313523764,9.9406982466690955E-2,5.0343631777631916E-4,1.2585907944407979E-4]
[1300,325,13,0.54166666666666663,0.26778493671478082,6.7120972488297792E-2,1.5497747838375843E-4,3.8744369595939608E-5]
[1301,325.25,13,0.55208333333333337,0.26759244813976873,3.3807253909749126E-2,1.9802661138039441E-5,4.9506652845098602E-6]
[1302,325.5,13,0.5625,0.2674022914032807,-6.5507004923087433E-16,1.4406454091881247E-46,3.6016135229703116E-47]
[1303,325.75,13,0.57291666666666663,0.26721447045002322,-3.3759500739516064E-2,1.9718865090746508E-5,4.9297162726866271E-6]
[1304,326,13,0.58333333333333337,0.26702898917624818,-6.693149232351113E-2,1.5366869195333383E-4,3.8417172988333458E-5]
[1305,326.25,13,0.59375,0.26684585142967204,-9.8986362081594115E-2,4.9707275550525166E-4,1.2426818887631292E-4]
[1306,326.5,13,0.60416666666666663,0.26666506100939574,-0.12941307744633274,1.1107808000349357E-3,2.7769520000873392E-4]
[1307,326.75,13,0.61458333333333337,0.26648662166582637,-0.15772731463981973,2.0110117024597072E-3,5.027529256149268E-4]
[1308,327,13,0.625,0.26631053710059904,-0.18347915026359118,3.1655853701157387E-3,7.9139634252893467E-4]
[1309,327.25,13,0.63541666666666663,0.26613681096649999,-0.20626019393493139,4.4971785959427614E-3,1.1242946489856903E-3]
[1310,327.5,13,0.64583333333333337,0.26596544686739115,-0.22571004917603948,5.8931372505070341E-3,1.4732843126267585E-3]
[1311,327.75,13,0.65625,0.26579644835813521,-0.24152200060511905,7.2204449637826218E-3,1.8051112409456554E-3]
[1312,328,13,0.66666666666666663,0.26562981894452181,-0.25344783792540637,8.3437184722180268E-3,2.0859296180545067E-3]
[1313,328.25,13,0.67708333333333337,0.26546556208319494,-0.261301741059346,9.1436749757774008E-3,2.2859187439443502E-3]
[1314,328.5,13,0.6875,0.2653036811815811,-0.26496316580929125,9.5334563431654345E-3,2.3833640857913586E-3]
[1315,328.75,13,0.69791666666666663,0.26514417959781877,-0.26437868540246751,9.470506053843657E-3,2.3676265134609143E-3]
[1316,329,13,0.70833333333333337,0.26498706064068867,-0.25956275994204403,8.9623318354885226E-3,2.2405829588721306E-3]
[1317,329.25,13,0.71875,0.26483232756954511,-0.25059742287250703,8.0653584022874533E-3,2.0163396005718633E-3]
[1318,329.5,13,0.72916666666666663,0.26467998359424832,-0.2376308908044247,6.8770559532251975E-3,1.7192639883062994E-3]
[1319,329.75,13,0.73958333333333337,0.26453003187509805,-0.22087512015755276,5.5224814537876065E-3,1.3806203634469016E-3]
[1320,330,13,0.75,0.26438247552276778,-0.20060235080052849,4.1371562553834951E-3,1.0342890638458738E-3]
[1321,330.25,13,0.76041666666666663,0.26423731759824032,-0.17714069292552342,2.8487142450733106E-3,7.1217856126832766E-4]
[1322,330.5,13,0.77083333333333337,0.26409456111274437,-0.15086882854311659,1.759917963822783E-3,4.3997949095569576E-4]
[1323,330.75,13,0.78125,0.2639542090276919,-0.12220991297724042,9.3543405000161772E-4,2.3385851250040443E-4]
[1324,331,13,0.79166666666666663,0.26381626425461679,-9.1624774361524192E-2,3.9421452695195022E-4,9.8553631737987555E-5]
[1325,331.25,13,0.80208333333333337,0.26368072965511458,-5.9604520188649868E-2,1.0852541583856437E-4,2.7131353959641092E-5]
[1326,331.5,13,0.8125,0.2635476080407827,-2.6662669269288605E-2,9.7141486858323846E-6,2.4285371714580961E-6]
[1327,331.75,13,0.82291666666666663,0.26341690217316266,6.6730651280227276E-3,1.5228949981692212E-7,3.8072374954230531E-8]
[1328,332,13,0.83333333333333337,0.26328861476368232,3.9869209775926749E-2,3.2479306926246102E-5,8.1198267315615255E-6]
[1329,332.25,13,0.84375,0.26316274847359999,7.2395049126874111E-2,1.9445560742199444E-4,4.861390185549861E-5]
[1330,332.5,13,0.85416666666666663,0.26303930591394897,0.10373109041211012,5.7203249389881029E-4,1.4300812347470257E-4]
[1331,332.75,13,0.86458333333333337,0.26291828964548353,0.13337734149850769,1.2160181017339083E-3,3.0400452543347708E-4]
[1332,333,13,0.875,0.26279970217862569,0.1608612699152796,2.1332823906135773E-3,5.3332059765339433E-4]
[1333,333.25,13,0.88541666666666663,0.26268354597341326,0.18574531666393196,3.2843352904341891E-3,8.2108382260854726E-4]
[1334,333.5,13,0.89583333333333337,0.26256982343944857,0.20763384562793336,4.587629247132451E-3,1.1469073117831127E-3]
[1335,333.75,13,0.90625,0.26245853693584903,0.22617941848743239,5.9299785057215868E-3,1.4824946264303967E-3]
[1336,334,13,0.91666666666666663,0.26234968877119741,0.24108829587242842,7.1816171821938446E-3,1.7954042955484611E-3]
[1337,334.25,13,0.92708333333333337,0.26224328120349455,0.25212507788233662,8.2137599416841796E-3,2.0534399854210449E-3]
[1338,334.5,13,0.9375,0.26213931644011235,0.25911641086207521,8.9161759061279853E-3,2.2290439765319963E-3]
[1339,334.75,13,0.94791666666666663,0.26203779663774784,0.26195370223553799,9.212287690391693E-3,2.3030719225979233E-3]
[1340,335,13,0.95833333333333337,0.2619387239023786,0.26059480101889554,9.0696621785999031E-3,2.2674155446499758E-3]
[1341,335.25,13,0.96875,0.26184210028921917,0.25506461811675568,8.5044165814977778E-3,2.1261041453744444E-3]
[1342,335.5,13,0.97916666666666663,0.26174792780267803,0.24545467738204133,7.578928449008304E-3,1.894732112252076E-3]
[1343,335.75,13,0.98958333333333337,0.26165620839631643,0.23192160542728452,6.3931882960991671E-3,1.5982970740247918E-3]
[1344,336,14,0,0.26156694397280766,0.21468458504118962,5.0710332211317682E-3,1.2677583052829421E-3]
[1345,336.25,14,{"$f":"IF(A1365<>\"\",MOD(B1365,24)/24,\"\")","v":1.0416666666666666E-2},0.26148013638389755,0.19402181352240649,{"$f":"ABS(0.5*1.025*1*(F1365^3))","v":3.7432216890422258E-3},{"$f":"G1365*$B$13","v":9.3580542226055644E-4}]
[{"$f":"IF(IF(A1365<>\"\",A1365+1<=$B$16,0),A1365+1,\"\")","v":1346},{"$f":"IF(A1366<>\"\",A1366*$B$13,\"\")","v":336.5},{"$f":"IF(A1366<>\"\",ROUNDDOWN(A1366*$B$13/24,0),\"\")","v":14},2.0833333333333332E-2,{"$f":"IF(A1366<>\"\",($B$4+$B$5)/2+($B$5-$B$4)/2*COS(2*PI()/$B$15*B1366),\"\")","v":0.26139578743036623},{"$f":"IF(A1366<>\"\",E1366*COS(2*PI()/$B$7*B1366),\"\")","v":0.17026602303164612},2.5297514075829463E-3,6.3243785189573659E-4]
[1347,336.75,14,3.125E-2,0.26131389886199063,0.14379913493403304,1.5239218289353602E-3,3.8098045723384004E-4]
[1348,337,14,4.1666666666666664E-2,0.26123447237750813,0.11504613382029918,7.8038687301724865E-4,1.9509671825431216E-4]
[1349,337.25,14,5.2083333333333336E-2,0.26115750962458151,8.446825924188392E-2,3.0886912812833544E-4,7.7217282032083861E-5]
[1350,337.5,14,6.25E-2,0.26108301219976471,5.2555623976097789E-2,7.4396321032255139E-5,1.8599080258063785E-5]
[1351,337.75,14,7.2916666666666671E-2,0.26101098164846948,1.9819376683553689E-2,3.9899168523875161E-6,9.9747921309687904E-7]
[1352,338,14,8.3333333333333329E-2,0.26094141946493377,-1.3216466011494689E-2,1.1831502505452778E-6,2.9578756263631945E-7]
[1353,338.25,14,9.375E-2,0.26087432709219022,-4.6023387808267847E-2,4.996082741842228E-5,1.249020685460557E-5]
[1354,338.5,14,0.10416666666666667,0.26080970592203662,-7.8076808066583292E-2,2.4392708190328809E-4,6.0981770475822023E-5]
[1355,338.75,14,0.11458333333333333,0.26074755729500693,-0.108864449887035,6.6122934145167818E-4,1.6530733536291954E-4]
[1356,339,14,0.125,0.26068788250034336,-0.13789450777102905,1.3438004323231363E-3,3.3595010808078408E-4]
[1357,339.25,14,0.13541666666666666,0.26063068277596968,-0.16470348495510045,2.289824697166697E-3,5.7245617429167424E-4]
[1358,339.5,14,0.14583333333333334,0.26057595930846561,-0.18886357583208552,3.4525382126416202E-3,8.6313455316040506E-4]
[1359,339.75,14,0.15625,0.26052371323304224,-0.20998947616581831,4.7455489803362632E-3,1.1863872450840658E-3]
[1360,340,14,0.16666666666666666,0.26047394563351817,-0.22774451295849391,6.0539333691364957E-3,1.5134833422841239E-3]
[1361,340.25,14,0.17708333333333334,0.26042665754229749,-0.24184599669523468,7.2495421339693472E-3,1.8123855334923368E-3]
[1362,340.5,14,0.1875,0.26038184994034802,-0.2520697110953054,8.2083498931366725E-3,2.0520874732841681E-3]
[1363,340.75,14,0.19791666666666666,0.26033952375718106,-0.25825346924662118,8.8273909810473762E-3,2.2068477452618441E-3]
[1364,341,14,0.20833333333333334,0.26029967987083225,-0.26029967987083225,9.0388831419261854E-3,2.2597207854815463E-3]
[1365,341.25,14,0.21875,0.26026231910784292,-0.2581768832244688,8.8195399233658989E-3,2.2048849808414747E-3]
[1366,341.5,14,0.22916666666666666,0.26022744224324357,-0.25192023253676121,8.193755777310182E-3,2.0484389443275455E-3]
[1367,341.75,14,0.23958333333333334,0.26019505000053733,-0.24163091365685208,7.2302174321754262E-3,1.8075543580438566E-3]
[1368,342,14,0.25,0.26016514305168509,-0.22747451246601047,6.0324273241610894E-3,1.5081068310402723E-3]
[1369,342.25,14,0.26041666666666669,0.26013772201709151,-0.20967835633631587,4.7244872393037204E-3,1.1811218098259301E-3]
[1370,342.5,14,0.27083333333333331,0.26011278746559235,-0.18852787222112199,3.4341603344181753E-3,8.5854008360454384E-4]
[1371,342.75,14,0.28125,0.26009033991444236,-0.16436201958572536,2.2756123217567508E-3,5.689030804391877E-4]
[1372,343,14,0.29166666666666669,0.26007037982930481,-0.13756787108176088,1.3342736796829798E-3,3.3356841992074495E-4]
[1373,343.25,14,0.30208333333333331,0.26005290762424171,-0.10857442740299408,6.559587245231265E-4,1.6398968113078162E-4]
[1374,343.5,14,0.3125,0.26003792366170514,-7.7845764918873087E-2,2.4176801286660194E-4,6.0442003216650486E-5]
[1375,343.75,14,0.32291666666666669,0.26002542825253006,-4.5873625273396473E-2,4.9474687267508685E-5,1.2368671816877171E-5]
[1376,344,14,0.33333333333333331,0.26001542165592739,-1.3169564992120006E-2,1.17059902860034E-6,2.9264975715008501E-7]
[1377,344.25,14,0.34375,0.26000790407947899,1.9743209879932798E-2,3.9440930888229819E-6,9.8602327220574546E-7]
[1378,344.5,14,0.35416666666666669,0.26000287567913322,5.2338194093010201E-2,7.3476772247111093E-5,1.8369193061777773E-5]
[1379,344.75,14,0.36458333333333331,0.26000033655920179,8.4093985514836114E-2,3.0478155249945304E-4,7.6195388124863261E-5]
[1380,345,14,0.375,0.26000028677235748,0.11450260569785606,7.6937838208389949E-4,1.9234459552097487E-4]
[1381,345.25,14,0.38541666666666669,0.260002726319633,0.14307760623555607,1.5010973781495207E-3,3.7527434453738016E-4]
[1382,345.5,14,0.39583333333333331,0.26000765515042124,0.16936183186211304,2.4896626105140123E-3,6.2241565262850307E-4]
[1383,345.75,14,0.40625,0.26001507316247607,0.19293471670856868,3.6806541808919904E-3,9.201635452229976E-4]
[1384,346,14,0.41666666666666669,0.2600249802019145,0.2134189975503798,4.9818780995992381E-3,1.2454695248998095E-3]
[1385,346.25,14,0.42708333333333331,0.26003737606321992,0.23048673714760498,6.2752594949552478E-3,1.568814873738812E-3]
[1386,346.5,14,0.4375,0.26005226048924646,0.2438645617434595,7.4325861227851203E-3,1.8581465306962801E-3]
[1387,346.75,14,0.44791666666666669,0.260069633171224,0.25333802927532623,8.332878187653648E-3,2.083219546913412E-3]
[1388,347,14,0.45833333333333331,0.26008949374876511,0.25875505866717441,8.8789255977988913E-3,2.2197313994497228E-3]
[1389,347.25,14,0.46875,0.2601118418098719,0.26002836549414399,9.0106484892849038E-3,2.252662122321226E-3]
[1390,347.5,14,0.47916666666666669,0.26013667689094505,0.25713686510267519,8.7133850129204743E-3,2.1783462532301186E-3]
[1391,347.75,14,0.48958333333333331,0.26016399847679317,0.25012602068245998,8.019928405321855E-3,2.0049821013304638E-3]
[1392,348,14,0.5,0.26019380600064368,0.23910713055948979,7.0060212901901118E-3,1.751505322547528E-3]
[1393,348.25,14,0.51041666666666663,0.26022609884415426,0.22425556584661546,5.7799430832391422E-3,1.4449857708097856E-3]
[1394,348.5,14,0.52083333333333337,0.26026087633742612,0.2058079862817801,4.4676643715406469E-3,1.1169160928851617E-3]
[1395,348.75,14,0.53125,0.2602981377590175,0.18405857833962791,3.1956709843119191E-3,7.9891774607797979E-4]
[1396,349,14,0.54166666666666663,0.26033788233595878,0.15935437526162705,2.0738906128758708E-3,5.1847265321896771E-4]
[1397,349.25,14,0.55208333333333337,0.26038010924376859,0.13208973326599827,1.1811391348918138E-3,2.9528478372295344E-4]
[1398,349.5,14,0.5625,0.26042481760647085,0.10270005163992892,5.5514426245467869E-4,1.3878606561366967E-4]
[1399,349.75,14,0.57291666666666663,0.26047200649661278,7.1654836468577648E-2,1.8855167607558391E-4,4.7137919018895977E-5]
[1400,350,14,0.58333333333333337,0.26052167493528455,3.9450218227221522E-2,3.1466040663090577E-5,7.8665101657726443E-6]
[1401,350.25,14,0.59375,0.26057382189213918,6.6010421874846013E-3,1.4741150996583542E-7,3.6852877491458855E-8]
[1402,350.5,14,0.60416666666666663,0.26062844628541404,-2.6367342572890091E-2,9.3949171565784774E-6,2.3487292891446193E-6]
[1403,350.75,14,0.61458333333333337,0.26068554698195345,-5.8927464924337952E-2,1.048690041284561E-4,2.6217251032114024E-5]
[1404,351,14,0.625,0.26074512279723194,-9.0558150801146875E-2,3.806067679386542E-4,9.5151691984663551E-5]
[1405,351.25,14,0.63541666666666663,0.26080717249537894,-0.12075284562390513,9.0237279106498481E-4,2.255931977662462E-4]
[1406,351.5,14,0.64583333333333337,0.26087169478920447,-0.14902770745098665,1.6962698055530332E-3,4.2406745138825829E-4]
[1407,351.75,14,0.65625,0.26093868834022582,-0.1749293418651213,2.7433540261103521E-3,6.8583850652758802E-4]
[1408,352,14,0.66666666666666663,0.26100815175869518,-0.19804205523594443,3.9807613661672972E-3,9.951903415418243E-4]
[1409,352.25,14,{"$f":"IF(A1429<>\"\",MOD(B1429,24)/24,\"\")","v":0.67708333333333337},0.26108008360362867,-0.21799451059652705,{"$f":"ABS(0.5*1.025*1*(F1429^3))","v":5.3092178095435552E-3},{"$f":"G1429*$B$13","v":1.3273044523858888E-3}]
[{"$f":"IF(IF(A1429<>\"\",A1429+1<=$B$16,0),A1429+1,\"\")","v":1410},{"$f":"IF(A1430<>\"\",A1430*$B$13,\"\")","v":352.5},{"$f":"IF(A1430<>\"\",ROUNDDOWN(A1430*$B$13/24,0),\"\")","v":14},0.6875,{"$f":"IF(A1430<>\"\",($B$4+$B$5)/2+($B$5-$B$4)/2*COS(2*PI()/$B$15*B1430),\"\")","v":0.26115448238283601},{"$f":"IF(A1430<>\"\",E1430*COS(2*PI()/$B$7*B1430),\"\")","v":-0.23446567981255748},6.6058957210977983E-3,1.6514739302744496E-3]
[1411,352.75,14,0.69791666666666663,0.26123134655295177,-0.24718999685751658,7.7408124593436765E-3,1.9352031148359191E-3]
[1412,353,14,0.70833333333333337,0.2613106745194671,-0.25596162966070429,8.5944575226816321E-3,2.148614380670408E-3]
[1413,353.25,14,0.71875,0.26139246463676291,-0.26063780196722408,9.0741526952746697E-3,2.2685381738186674E-3]
[1414,353.5,14,0.72916666666666663,0.26147671520814408,-0.26114111171923765,9.1268227369021206E-3,2.2817056842255302E-3]
[1415,353.75,14,0.73958333333333337,0.26156342448587466,-0.25746080839737806,8.7463581161518322E-3,2.186589529037958E-3]
[1416,354,14,0.75,0.26165259067121394,-0.24965300829817852,7.9745150247372033E-3,1.9936287561843008E-3]
[1417,354.25,14,0.76041666666666663,0.26174421191445391,-0.23783984360547247,6.8952132394738998E-3,1.7238033098684749E-3]
[1418,354.5,14,0.77083333333333337,0.26183828631495765,-0.22220755807345288,5.6230293455759176E-3,1.4057573363939794E-3]
[1419,354.75,14,0.78125,0.26193481192119872,-0.20300357890730306,4.287508096903982E-3,1.0718770242259955E-3]
[1420,355,14,0.79166666666666663,0.26203378673080158,-0.18053261073765453,3.0155105881630806E-3,7.5387764704077016E-4]
[1421,355.25,14,0.80208333333333337,0.26213520869058332,-0.15515181317868049,1.9140991733512123E-3,4.7852479333780309E-4]
[1422,355.5,14,0.8125,0.26223907569659599,-0.12726513808789541,1.0563850074434664E-3,2.6409625186086659E-4]
[1423,355.75,14,0.82291666666666663,0.26234538559417042,-9.7316916076177873E-2,4.7234452247392001E-4,1.1808613061848E-4]
[1424,356,14,0.83333333333333337,0.26245413617796082,-6.5784793834777033E-2,1.4590508356331335E-4,3.6476270890828338E-5]
[1425,356.25,14,0.84375,0.26256532519199077,-3.3172134260025334E-2,1.8707429322985188E-5,4.6768573307462971E-6]
[1426,356.5,14,0.85416666666666663,0.26267895032969962,1.4158117666251488E-15,1.4544889354565309E-45,3.6362223386413272E-46]
[1427,356.75,14,0.86458333333333337,0.26279500923399068,3.320115221917045E-2,1.875656632668343E-5,4.6891415816708574E-6]
[1428,357,14,0.875,0.26291349949727988,6.589993441399386E-2,1.4667254131555722E-4,3.6668135328889305E-5]
[1429,357.25,14,0.88541666666666663,0.26303441866154598,9.7572512617516455E-2,4.7607605232244811E-4,1.1901901308061203E-4]
[1430,357.5,14,0.89583333333333337,0.26315776421838122,0.12771097943047505,1.0675262831449678E-3,2.6688157078624196E-4]
[1431,357.75,14,0.90625,0.26328353360904366,0.155831480340173,1.9393645763137585E-3,4.8484114407843962E-4]
[1432,358,14,0.91666666666666663,0.26341172422451009,0.18148196408737582,3.0633335122630424E-3,7.6583337806576061E-4]
[1433,358.25,14,0.92708333333333337,0.26354233340553024,0.20424943321775771,4.3669322069585436E-3,1.0917330517396359E-3]
[1434,358.5,14,0.9375,0.26367535844268186,0.22376657878525116,5.7422161386110919E-3,1.435554034652773E-3]
[1435,358.75,14,0.94791666666666663,0.26381079657642698,0.2397176928583992,7.0598282763209225E-3,1.7649570690802306E-3]
[1436,359,14,0.95833333333333337,0.26394864499716914,0.25184376386540042,8.1862965656269264E-3,2.0465741414067316E-3]
[1437,359.25,14,0.96875,0.26408890084531178,0.25994667272021804,9.0021585659066979E-3,2.2505396414766745E-3]
[1438,359.5,14,0.97916666666666663,0.2642315612113173,0.26389242189732109,9.4183456855665617E-3,2.3545864213916404E-3]
[1439,359.75,14,0.98958333333333337,0.26437662313576771,0.26361334494235611,9.3884964252855963E-3,2.3471241063213991E-3]
[1440,360,15,0,0.26452408360942581,0.25910926007780971,8.9154377526778628E-3,2.2288594381694657E-3]
[1441,360.25,15,1.0416666666666666E-2,0.26467393957329766,0.25044754833098909,8.0508961334969913E-3,2.0127240333742478E-3]
[1442,360.5,15,2.0833333333333332E-2,0.26482618791869628,0.23776215371061862,6.8884585247760421E-3,1.7221146311940105E-3]
[1443,360.75,15,3.125E-2,0.26498082548730562,0.22125152011697025,5.5507626759927148E-3,1.3876906689981787E-3]
[1444,361,15,4.1666666666666664E-2,0.2651378490712466,0.20117549661610357,4.1727187754706536E-3,1.0431796938676634E-3]
[1445,361.25,15,5.2083333333333336E-2,0.26529725541314347,0.1778512591721701,2.8831331700557095E-3,7.2078329251392737E-4]
[1446,361.5,15,6.25E-2,0.26545904120619124,0.15164831265063169,1.7873377039568869E-3,4.4683442598922172E-4]
[1447,361.75,15,7.2916666666666671E-2,0.26562320309422432,0.12298265162907558,9.5329085677678914E-4,2.3832271419419728E-4]
[1448,362,15,8.3333333333333329E-2,0.26578973767178649,9.23101720456561E-2,4.0312761662968192E-4,1.0078190415742048E-4]
[1449,362.25,15,9.375E-2,0.26595864148420101,6.011943776257396E-2,1.1136240487028177E-4,2.7840601217570443E-5]
[1450,362.5,15,0.10416666666666667,0.26612991102764272,2.6923916529331599E-2,1.0002500370408222E-5,2.5006250926020556E-6]
[1451,362.75,15,0.11458333333333333,0.26630354274921042,-6.7461915690538738E-3,1.5735113442124735E-7,3.9337783605311838E-8]
[1452,363,15,0.125,0.26647953304700078,-4.0352403439769195E-2,3.3674572464396392E-5,8.4186431160990981E-6]
[1453,363.25,15,0.13541666666666666,0.26665787827018295,-7.335654574748722E-2,2.0230680355044374E-4,5.0576700887610935E-5]
[1454,363.5,15,0.14583333333333334,0.26683857471907435,-0.10522935431056143,5.9717908142825171E-4,1.4929477035706293E-4]
[1455,363.75,15,0.15625,0.2670216186452174,-0.13545894302579731,1.2738459695032821E-3,3.1846149237582053E-4]
[1456,364,15,0.16666666666666666,0.26720700625145732,-0.16355900710516713,2.2424215900681216E-3,5.606053975170304E-4]
[1457,364.25,15,0.17708333333333334,0.26739473369202071,-0.18907662944720269,3.4642356378248086E-3,8.6605890945620214E-4]
[1458,364.5,15,0.1875,0.26758479707259564,-0.21159956509840885,4.8555472202506762E-3,1.213886805062669E-3]
[1459,364.75,15,0.19791666666666666,0.2677771924504122,-0.23076288689148367,6.2978419877390947E-3,1.5744604969347737E-3]
[1460,365,15,0.20833333333333334,0.26797191583432434,-0.24625488535079187,7.6532946673604635E-3,1.9133236668401159E-3]
[1461,365.25,15,0.21875,0.26816896318489269,-0.25782212767598495,8.7832336112778804E-3,2.1958084028194701E-3]
[1462,365.5,15,0.22916666666666666,0.2683683304144685,-0.26527359386752242,9.567003507531804E-3,2.391750876882951E-3]
[1463,365.75,15,0.23958333333333334,0.26857001338727798,-0.26848382263534415,9.9185511558241308E-3,2.4796377889560327E-3]
[1464,366,15,0.25,0.26877400791950867,-0.26739501540420912,9.7983690135167219E-3,2.4495922533791805E-3]
[1465,366.25,15,0.26041666666666669,0.26898030977939591,-0.26201806324891058,9.2190796294366589E-3,2.3047699073591647E-3]
[1466,366.5,15,0.27083333333333331,0.2691889146873106,-0.2524324786983837,8.2438402049267515E-3,2.0609600512316879E-3]
[1467,366.75,15,0.28125,0.26939981831584808,-0.23878523176868652,6.9777637259587607E-3,1.7444409314896902E-3]
[1468,367,15,0.29166666666666669,0.26961301628991802,-0.22128850704438757,5.5535469277697876E-3,1.3883867319424469E-3]
[1469,367.25,15,0.30208333333333331,0.26982850418683485,-0.20021641584852637,4.113323981893572E-3,1.028330995473393E-3]
[1470,367.5,15,0.3125,0.27004627753640975,-0.17590071424878304,2.7893093235081472E-3,6.9732733087703679E-4]
[1471,367.75,15,0.32291666666666669,0.27026633182104337,-0.14872559357505016,1.6859745027445498E-3,4.2149362568613745E-4]
[1472,368,15,0.33333333333333331,0.27048866247581949,-0.11912162501699738,8.6629478016484775E-4,2.1657369504121194E-4]
[1473,368.25,15,{"$f":"IF(A1493<>\"\",MOD(B1493,24)/24,\"\")","v":0.34375},0.27071326488859965,-8.7558953490167984E-2,{"$f":"ABS(0.5*1.025*1*(F1493^3))","v":3.4402939869611533E-4},{"$f":"G1493*$B$13","v":8.6007349674028832E-5}]
[{"$f":"IF(IF(A1493<>\"\",A1493+1<=$B$16,0),A1493+1,\"\")","v":1474},{"$f":"IF(A1494<>\"\",A1494*$B$13,\"\")","v":368.5},{"$f":"IF(A1494<>\"\",ROUNDDOWN(A1494*$B$13/24,0),\"\")","v":15},0.35416666666666669,{"$f":"IF(A1494<>\"\",($B$4+$B$5)/2+($B$5-$B$4)/2*COS(2*PI()/$B$15*B1494),\"\")","v":0.2709401344001191},{"$f":"IF(A1494<>\"\",E1494*COS(2*PI()/$B$7*B1494),\"\")","v":-5.4539848087361252E-2},8.3144905025047907E-5,2.0786226256261977E-5]
[1475,368.75,15,0.36458333333333331,0.271169266304083,-2.0590726872640037E-2,4.4741331387358724E-6,1.1185332846839681E-6]
[1476,369,15,0.375,0.27140065584726447,1.3746217640948237E-2,1.3312006373806036E-6,3.328001593451509E-7]
[1477,369.25,15,0.38541666666666669,0.27163429822960306,4.7921659401271806E-2,5.640133894566379E-5,1.4100334736415948E-5]
[1478,369.5,15,0.39583333333333331,0.27187018860430412,8.1387908703940373E-2,2.7629532556360914E-4,6.9073831390902284E-5]
[1479,369.75,15,0.40625,0.27210832207793978,0.11360767134313883,7.5147899148252854E-4,1.8786974787063214E-4]
[1480,370,15,0.41666666666666669,0.27234869371054998,0.14406265723244641,1.5323152821486634E-3,3.8307882053716585E-4]
[1481,370.25,15,0.42708333333333331,0.27259129851574521,0.17226190084676785,2.6197604131508443E-3,6.5494010328771108E-4]
[1482,370.5,15,0.4375,0.27283613146081004,0.19774966017829271,3.9631554496380519E-3,9.9078886240951299E-4]
[1483,370.75,15,0.44791666666666669,0.27308318746680726,0.22011276737235574,5.4654958860982303E-3,1.3663739715245576E-3]
[1484,371,15,0.45833333333333331,0.27333246140868334,0.23898731271515167,6.9954943044117108E-3,1.7488735761029277E-3]
[1485,371.25,15,0.46875,0.27358394811537495,0.25406455405216444,8.4047752602339314E-3,2.1011938150584828E-3]
[1486,371.5,15,0.47916666666666669,0.27383764236991598,0.26509595586258344,9.5477970088865688E-3,2.3869492522216422E-3]
[1487,371.75,15,0.48958333333333331,0.27409353890954569,0.2718972759107286,1.0301689106146353E-2,2.5754222765365883E-3]
[1488,372,15,0.5,0.27435163242581828,0.27435163242581828,1.0583188113333709E-2,2.6457970283334273E-3]
[1489,372.25,15,0.51041666666666663,0.27461191756471259,0.27241150088951055,1.0360248841546625E-2,2.5900622103866562E-3]
[1490,372.5,15,0.52083333333333337,0.27487438892674343,0.26609960648231046,9.6566516833854026E-3,2.4141629208463506E-3]
[1491,372.75,15,0.53125,0.27513904106707354,0.25550869578637159,8.5489135476714256E-3,2.1372283869178564E-3]
[1492,373,15,0.54166666666666663,0.27540586849562632,0.24080018918550861,7.1559012885631761E-3,1.788975322140794E-3]
[1493,373.25,15,0.55208333333333337,0.27567486567720012,0.22220173325970805,5.622587161155981E-3,1.4056467902889952E-3]
[1494,373.5,15,0.5625,0.27594602703158277,0.20000369005702198,4.1002269426939578E-3,1.0250567356734895E-3]
[1495,373.75,15,0.57291666666666663,0.27621934693366723,0.17455461715956849,2.725761746451253E-3,6.8144043661281324E-4]
[1496,374,15,0.58333333333333337,0.27649481971356887,0.14625580867032101,1.6033681048765915E-3,4.0084202621914789E-4]
[1497,374.25,15,0.59375,0.27677243965674236,0.11555498237336029,7.9078768371876654E-4,1.9769692092969164E-4]
[1498,374.5,15,0.60416666666666663,0.2770522010041005,8.2939212119226446E-2,2.9239745357918719E-4,7.3099363394796797E-5]
[1499,374.75,15,0.61458333333333337,0.27733409795213404,4.892721673603332E-2,6.0026829247231115E-5,1.5006707311807779E-5]
[1500,375,15,0.625,0.27761812465303148,1.406112726823722E-2,1.4248012484270744E-6,3.562003121067686E-7]
[1501,375.25,15,0.63541666666666663,0.27790427521480077,-2.1102137073569321E-2,4.8158526346972359E-6,1.203963158674309E-6]
[1502,375.5,15,0.64583333333333337,0.27819254370139146,-5.5999747346788205E-2,9.0001981812770063E-5,2.2500495453192516E-5]
[1503,375.75,15,0.65625,0.27848292413281772,-9.0071956436956979E-2,3.7450934413592101E-4,9.3627336033980254E-5]
[1504,376,15,0.66666666666666663,0.27877541048528254,-0.1227710603758002,9.483789159743781E-4,2.3709472899359452E-4]
[1505,376.25,15,0.67708333333333337,0.27906999669130261,-0.15357018622054833,1.8561565508168822E-3,4.6403913770422055E-4]
[1506,376.5,15,0.6875,0.27936667663983428,-0.18197176575274548,3.0882034050780053E-3,7.7205085126950132E-4]
[1507,376.75,15,0.69791666666666663,0.27966544417640005,-0.20751555896005155,4.5797931505242541E-3,1.1449482876310635E-3]
[1508,377,15,0.70833333333333337,0.27996629310321669,-0.22978609814944431,6.2182062351054381E-3,1.5545515587763595E-3]
[1509,377.25,15,0.71875,0.2802692171793234,-0.24841943250062165,7.856888061390465E-3,1.9642220153476163E-3]
[1510,377.5,15,0.72916666666666663,0.28057421012071154,-0.26310906376618121,9.3347200391695213E-3,2.3336800097923803E-3]
[1511,377.75,15,0.73958333333333337,0.2808812656004549,-0.2736109764907847,1.0497706294483055E-2,2.6244265736207638E-3]
[1512,378,15,0.75,0.28119037724884088,-0.27974768035786607,1.1220012789973761E-2,2.8050031974934404E-3]
[1513,378.25,15,0.76041666666666663,0.28150153865350269,-0.28141119785565599,1.1421364561712588E-2,2.8553411404281469E-3]
[1514,378.5,15,0.77083333333333337,0.28181474335955242,-0.27856494713957275,1.1078303775280057E-2,2.7695759438200141E-3]
[1515,378.75,15,0.78125,0.28212998486971474,-0.27124448749183505,1.0227668237182238E-2,2.5569170592955595E-3]
[1516,379,15,0.79166666666666663,0.28244725664446224,-0.25955711286413174,8.9617468915804896E-3,2.2404367228951224E-3]
[1517,379.25,15,0.80208333333333337,0.28276655210215018,-0.24368029734842464,7.415750633517979E-3,1.8539376583794947E-3]
[1518,379.5,15,0.8125,0.28308786461915375,-0.22385901476233103,5.74933525339543E-3,1.4373338133488575E-3]
[1519,379.75,15,0.82291666666666663,0.28341118753000538,-0.20040197256660044,4.1247710325814473E-3,1.0311927581453618E-3]
[1520,380,15,0.83333333333333337,0.2837365141275327,-0.17367681776467847,2.6848463018333529E-3,6.7121157545833822E-4]
[1521,380.25,15,0.84375,0.28406383766299786,-0.14410438898884134,1.5336473011789333E-3,3.8341182529473333E-4]
[1522,380.5,15,0.85416666666666663,0.28439315134623777,-0.11215210438751527,7.2296313183812437E-4,1.8074078295953109E-4]
[1523,380.75,15,0.86458333333333337,0.28472444834580435,-7.8326588946093498E-2,2.4627567108381028E-4,6.1568917770952569E-5]
[1524,381,15,0.875,0.28505772178910682,-4.3165657271043309E-2,4.1220090813243679E-5,1.030502270331092E-5]
[1525,381.25,15,0.88541666666666663,0.28539296476255421,-7.2297784433177558E-3,1.9367289096482668E-7,4.8418222741206671E-8]
[1526,381.5,15,0.89583333333333337,0.28573017031169834,2.8906841871622024E-2,1.2379292082042671E-5,3.0948230205106678E-6]
[1527,381.75,15,0.90625,0.28606933144137842,6.4665420425505354E-2,1.3858307265282685E-4,3.4645768163206714E-5]
[1528,382,15,0.91666666666666663,0.28641044111586639,9.9471850669143852E-2,5.0442251582389686E-4,1.2610562895597422E-4]
[1529,382.25,15,0.92708333333333337,0.2867534922590122,0.13276590460134638,1.1993710074577483E-3,2.9984275186443706E-4]
[1530,382.5,15,0.9375,0.28709847775439146,0.16401023494318195,2.261032067925712E-3,5.65258016981428E-4]
[1531,382.75,15,0.94791666666666663,0.2874453904454522,0.19269903321972995,3.6671821082262615E-3,9.1679552705656536E-4]
[1532,383,15,0.95833333333333337,0.28779422313566388,0.218366204468249,5.3364217570678295E-3,1.3341054392669574E-3]
[1533,383.25,15,0.96875,0.28814496858866673,0.24059292666575949,7.1374394187399695E-3,1.7843598546849924E-3]
[1534,383.5,15,0.97916666666666663,0.28849761952842135,0.25901447246796977,8.9056569683798048E-3,2.2264142420949512E-3]
[1535,383.75,15,0.98958333333333337,0.28885216863936003,0.27332618233002609,1.046496007913999E-2,2.6162400197849976E-3]
[1536,384,16,0,0.28920860856653879,0.28328849135889872,1.1651468476609143E-2,2.9128671191522857E-3]
[1537,384.25,16,{"$f":"IF(A1557<>\"\",MOD(B1557,24)/24,\"\")","v":1.0416666666666666E-2},0.28956693191578919,0.28873092712064952,{"$f":"ABS(0.5*1.025*1*(F1557^3))","v":1.233598367236358E-2},{"$f":"G1557*$B$13","v":3.0839959180908949E-3}]
[{"$f":"IF(IF(A1557<>\"\",A1557+1<=$B$16,0),A1557+1,\"\")","v":1538},{"$f":"IF(A1558<>\"\",A1558*$B$13,\"\")","v":384.5},{"$f":"IF(A1558<>\"\",ROUNDDOWN(A1558*$B$13/24,0),\"\")","v":16},2.0833333333333332E-2,{"$f":"IF(A1558<>\"\",($B$4+$B$5)/2+($B$5-$B$4)/2*COS(2*PI()/$B$15*B1558),\"\")","v":0.28992713125387232},{"$f":"IF(A1558<>\"\",E1558*COS(2*PI()/$B$7*B1558),\"\")","v":0.28955501185999055},1.244191210932334E-2,3.1104780273308349E-3]
[1539,384.75,16,3.125E-2,0.29028919910863282,0.28573601992878073,1.1956080842889447E-2,2.9890202107223617E-3]
[1540,385,16,4.1666666666666664E-2,0.29065312796915393,0.27732355939083664,1.0930855838629957E-2,2.7327139596574892E-3]
[1541,385.25,16,5.2083333333333336E-2,0.29101891028591304,0.26444096548449514,9.4772005744278558E-3,2.369300143606964E-3]
[1542,385.5,16,6.25E-2,0.29138653847093887,0.24728351258463252,7.7496011838921932E-3,1.9374002959730483E-3]
[1543,385.75,16,7.2916666666666671E-2,0.29175600489796816,0.22611547021020723,5.9249501343535326E-3,1.4812375335883832E-3]
[1544,386,16,8.3333333333333329E-2,0.29212730190260444,0.20126604716972821,4.1783558251592507E-3,1.0445889562898127E-3]
[1545,386.25,16,9.375E-2,0.29250042178247687,0.17312428582856818,2.6593031886750465E-3,6.6482579716876163E-4]
[1546,386.5,16,0.10416666666666667,0.29287535679739973,0.14213298543076869,1.4715617965827066E-3,3.6789044914567665E-4]
[1547,386.75,16,0.11458333333333333,0.29325209916953365,0.10878174914116144,6.5972354331790659E-4,1.6493088582947665E-4]
[1548,387,16,0.125,0.29363064108354603,7.3599263736337101E-2,2.0432159923346955E-4,5.1080399808367388E-5]
[1549,387.25,16,0.13541666666666666,0.29401097468677395,3.714493343360882E-2,2.6265920348101935E-5,6.5664800870254839E-6]
[1550,387.5,16,0.14583333333333334,0.29439309208938685,-2.4523043815147597E-15,7.5581758484737075E-45,1.8895439621184269E-45]
[1551,387.75,16,0.15625,0.29477698536454999,-3.7241710146339257E-2,2.6471753901106803E-5,6.6179384752767008E-6]
[1552,388,16,0.16666666666666666,0.29516264654858915,-7.3983264785589073E-2,2.0753643223481584E-4,5.1884108058703959E-5]
[1553,388.25,16,0.17708333333333334,0.2955500676411556,-0.10963417962852551,6.753544772503977E-4,1.6883861931259943E-4]
[1554,388.5,16,0.1875,0.2959392406053924,-0.14361989425575902,1.518230380514448E-3,3.7955759512861201E-4]
[1555,388.75,16,0.19791666666666666,0.29633015736810053,-0.17539101841696622,2.7651323253016008E-3,6.9128308132540019E-4]
[1556,389,16,0.20833333333333334,0.29672280981990728,-0.20443220010110383,4.378665580821361E-3,1.0946663952053402E-3]
[1557,389.25,16,0.21875,0.2971171898154335,-0.23027047243174301,6.25761191684167E-3,1.5644029792104175E-3]
[1558,389.5,16,0.22916666666666666,0.29751328917346298,-0.25248294438543406,8.2487854588752223E-3,2.0621963647188056E-3]
[1559,389.75,16,0.23958333333333334,0.29791109967711271,-0.27070371045567532,1.0166617758773307E-2,2.5416544396933268E-3]
[1560,390,16,0.25,0.2983106130740022,-0.28462986653467248,1.1817763028182202E-2,2.9544407570455504E-3]
[1561,390.25,16,0.26041666666666669,0.29871182107642558,-0.29402653327144712,1.3027270766637334E-2,3.2568176916593335E-3]
[1562,390.5,16,0.27083333333333331,0.29911471536152334,-0.29873080376932432,1.366261693252286E-2,3.415654233130715E-3]
[1563,390.75,16,0.28125,0.29951928757145468,-0.29865454946413694,1.3652157005745754E-2,3.4130392514364386E-3]
[1564,391,16,0.29166666666666669,0.29992552931357108,-0.2937860361086459,1.2995330182702668E-2,3.2488325456756671E-3]
[1565,391.25,16,0.30208333333333331,0.30033343216059066,-0.28419032069313643,1.1763098022561503E-2,2.9407745056403757E-3]
[1566,391.5,16,0.3125,0.3007429876507724,-0.27000841955692917,1.0088481224942035E-2,2.5221203062355088E-3]
[1567,391.75,16,0.32291666666666669,0.30115418728809235,-0.25145525758154574,8.1484692573271841E-3,2.037117314331796E-3]
[1568,392,16,0.33333333333333331,0.30156702254241935,-0.22881642789034001,6.1398176652858634E-3,1.5349544163214658E-3]
[1569,392.25,16,0.34375,0.30198148484969212,-0.20244381059864652,4.2521382863784209E-3,1.0630345715946052E-3]
[1570,392.5,16,0.35416666666666669,0.3023975656120973,-0.17275011755622779,2.642098013164936E-3,6.60524503291234E-4]
[1571,392.75,16,0.36458333333333331,0.30281525619824712,-0.14020244740361634,1.4124095787710954E-3,3.5310239469277385E-4]
[1572,393,16,0.375,0.30323454794335891,-0.10531495134474975,5.9863756275941519E-4,1.496593906898538E-4]
[1573,393.25,16,0.38541666666666669,0.30365543214943502,-6.864072455964805E-2,1.6574462268833498E-4,4.1436155672083745E-5]
[1574,393.5,16,0.39583333333333331,0.30407790008544272,-3.0763050905105824E-2,1.4920455513707431E-5,3.7301138784268578E-6]
[1575,393.75,16,0.40625,0.30450194298749556,7.7138607295118115E-3,2.3523895990190802E-7,5.8809739975477005E-8]
[1576,394,16,0.41666666666666669,0.30492755205903549,4.6174501508216857E-2,5.0454570836190601E-5,1.261364270904765E-5]
[1577,394.25,16,0.42708333333333331,0.30535471847101481,8.4001896062618597E-2,3.0378137008922872E-4,7.5945342522307181E-5]
[1578,394.5,16,0.4375,0.30578343336207947,0.12058748734299211,8.9867075227579175E-4,2.2466768806894794E-4]
[1579,394.75,16,0.44791666666666669,0.30621368783875347,0.15534091473612643,1.9211065128392358E-3,4.8027662820980896E-4]
[1580,395,16,0.45833333333333331,0.30664547297562245,0.18769952852953617,3.3890924420634681E-3,8.4727311051586702E-4]
[1581,395.25,16,0.46875,0.30707877981551923,0.21713748756604326,5.2468457292211739E-3,1.3117114323052935E-3]
[1582,395.5,16,0.47916666666666669,0.30751359936971007,0.24317429315995012,7.3696498889364243E-3,1.8424124722341061E-3]
[1583,395.75,16,0.48958333333333331,0.3079499226180803,0.26538262094340642,9.5788044315300441E-3,2.394701107882511E-3]
[1584,396,16,0.5,0.30838774050932216,0.28339532314895521,1.1664655211067887E-2,2.9161638027669716E-3]
[1585,396.25,16,0.51041666666666663,0.30882704396112209,0.29691148674444007,1.3414511703609598E-2,3.3536279259023995E-3]
[1586,396.5,16,0.52083333333333337,0.30926782386034934,0.30570144761984097,1.4641526423553484E-2,3.660381605888371E-3]
[1587,396.75,16,0.53125,0.30971007106324516,0.30961067745049686,1.5210435846135677E-2,3.8026089615339192E-3]
[1588,397,16,0.54166666666666663,0.31015377639561215,0.30856247767014328,1.5056471594101435E-2,3.7641178985253587E-3]
[1589,397.25,16,0.55208333333333337,0.3105989306530047,0.30255943389919049,1.4194691769664966E-2,3.5486729424162415E-3]
[1590,397.5,16,0.5625,0.31104552460092016,0.29168360388931935,1.2718325084684188E-2,3.1795812711710469E-3]
[1591,397.75,16,0.57291666666666663,0.31149354897499015,0.27609543225170036,1.0786276147712904E-2,2.6965690369282259E-3]
[1592,398,16,0.58333333333333337,0.31194299448117258,0.25603140561087023,8.6014880678286967E-3,2.1503720169571742E-3]
[1593,398.25,16,0.59375,0.31239385179594514,0.23180048204392553,6.3831768064902625E-3,1.5957942016225656E-3]
[1594,398.5,16,0.60416666666666663,0.31284611156649794,0.20377934840105955,4.336849760914435E-3,1.0842124402286088E-3]
[1595,398.75,16,0.61458333333333337,0.31329976441092777,0.17240657804092188,2.626366714360757E-3,6.5659167859018924E-4]
[1596,399,16,0.625,0.31375480091843311,0.13817577934760644,1.3520403043119323E-3,3.3801007607798308E-4]
[1597,399.25,16,0.63541666666666663,0.31421121164950883,0.10162784183564043,5.3793769629159637E-4,1.3448442407289909E-4]
[1598,399.5,16,0.64583333333333337,0.31466898713614211,6.3342401428304621E-2,1.3024991318640611E-4,3.2562478296601528E-5]
[1599,399.75,16,0.65625,0.31512811788200928,2.3928659370715769E-2,7.021808354634519E-6,1.7554520886586298E-6]
[1600,400,16,0.66666666666666663,0.31558859436267228,-1.5984299999451161E-2,2.0930265414550805E-6,5.2325663536377012E-7]
[1601,400.25,16,{"$f":"IF(A1621<>\"\",MOD(B1621,24)/24,\"\")","v":0.67708333333333337},0.31605040702577641,-5.5757538933175241E-2,{"$f":"ABS(0.5*1.025*1*(F1621^3))","v":8.8839204007667551E-5},{"$f":"G1621*$B$13","v":2.2209801001916888E-5}]
[{"$f":"IF(IF(A1621<>\"\",A1621+1<=$B$16,0),A1621+1,\"\")","v":1602},{"$f":"IF(A1622<>\"\",A1622*$B$13,\"\")","v":400.5},{"$f":"IF(A1622<>\"\",ROUNDDOWN(A1622*$B$13/24,0),\"\")","v":16},0.6875,{"$f":"IF(A1622<>\"\",($B$4+$B$5)/2+($B$5-$B$4)/2*COS(2*PI()/$B$15*B1622),\"\")","v":0.31651354629124878},{"$f":"IF(A1622<>\"\",E1622*COS(2*PI()/$B$7*B1622),\"\")","v":-9.4752483681121671E-2},4.359791071784294E-4,1.0899477679460735E-4]
[1603,400.75,16,0.69791666666666663,0.31697800255149639,-0.13234116642180688,1.1878968863610086E-3,2.9697422159025215E-4]
[1604,401,16,0.70833333333333337,0.3174437661716063,-0.16791632760743319,2.4264572948039724E-3,6.066143237009931E-4]
[1605,401.25,16,0.71875,0.3179108274895448,-0.20090121636789832,4.1556749304697219E-3,1.0389187326174305E-3]
[1606,401.5,16,0.72916666666666663,0.31837917681635797,-0.23075893096044342,6.2975181046158145E-3,1.5743795261539536E-3]
[1607,401.75,16,0.73958333333333337,0.31884880443637309,-0.25700114814423669,8.6995955074556184E-3,2.1748988768639046E-3]
[1608,402,16,0.75,0.31931970060739967,-0.27919609969438119,1.1153775803983508E-2,2.7884439509958769E-3]
[1609,402.25,16,0.76041666666666663,0.3197918555609317,-0.29697566590543845,1.342321246043838E-2,3.3558031151095951E-3]
[1610,402.5,16,0.77083333333333337,0.32026525950235069,-0.31004146969197449,1.5274015622205988E-2,3.8185039055514971E-3]
[1611,402.75,16,0.78125,0.32073990261112822,-0.31816987055874391,1.650710917114822E-2,4.1267772927870549E-3]
[1612,403,16,0.79166666666666663,0.32121577504102988,-0.32121577504102988,1.6985739773050419E-2,4.2464349432626046E-3]
[1613,403.25,16,0.80208333333333337,0.32169286692032006,-0.31911519893364843,1.6654681738591713E-2,4.1636704346479283E-3]
[1614,403.5,16,0.8125,0.32217116835196585,-0.31188653643992997,1.554833009233246E-2,3.8870825230831151E-3]
[1615,403.75,16,0.82291666666666663,0.32265066941384285,-0.2996305119651641,1.3786435037826918E-2,3.4466087594567296E-3]
[1616,404,16,0.83333333333333337,0.32313136015894117,-0.28252881132516361,1.155798420374169E-2,2.8894960509354226E-3]
[1617,404.25,16,0.84375,0.32361323061557129,-0.26084141030380686,9.0954352967464354E-3,2.2738588241866088E-3]
[1618,404.5,16,0.85416666666666663,0.32409627078757114,-0.23490263943468548,6.6428976284620229E-3,1.6607244071155057E-3]
[1619,404.75,16,0.86458333333333337,0.32458047065451384,-0.20511604426527344,4.4227538265828037E-3,1.1056884566457009E-3]
[1620,405,16,0.875,0.32506582017191477,-0.17194811985835975,2.6054705227140308E-3,6.5136763067850771E-4]
[1621,405.25,16,0.88541666666666663,0.32555230927144069,-0.13592101657998806,1.2869264052879361E-3,3.2173160132198403E-4]
[1622,405.5,16,0.89583333333333337,0.32603992786111818,-9.7604331018507573E-2,4.765419494882205E-4,1.1913548737205512E-4]
[1623,405.75,16,0.90625,0.32652866582554302,-5.7606110901412676E-2,9.7971450557539846E-5,2.4492862639384961E-5]
[1624,406,16,0.91666666666666663,0.32701851302609042,-1.656321587964113E-2,2.3287767512428478E-6,5.8219418781071196E-7]
[1625,406.25,16,0.92708333333333337,0.32750945930112468,2.4868813182961406E-2,7.8824105195624611E-6,1.9706026298906153E-6]
[1626,406.5,16,0.9375,0.32800149446621057,6.6026215422915854E-2,1.4751734361043018E-4,3.6879335902607545E-5]
[1627,406.75,16,0.94791666666666663,0.32849460831432437,0.1062476349025686,6.1468368152002703E-4,1.5367092038000676E-4]
[1628,407,16,0.95833333333333337,0.32898879061606556,0.14488473931533877,1.558697363757029E-3,3.8967434093925725E-4]
[1629,407.25,16,0.96875,0.32948403111986901,0.18131266211231656,3.0547682852039557E-3,7.6369207130098894E-4]
[1630,407.5,16,0.97916666666666663,0.3299803195522179,0.21494009999620162,5.0891612240253539E-3,1.2722903060063385E-3]
[1631,407.75,16,0.98958333333333337,0.33047764561785659,0.24521890273628116,7.5571093096370116E-3,1.8892773274092529E-3]
[1632,408,17,0,0.33097599900000407,0.27165299989625841,1.0273948533060004E-2,2.568487133265001E-3]
[1633,408.25,17,1.0416666666666666E-2,0.33147536936056848,0.29380651922183848,1.2998048522026632E-2,3.249512130506658E-3]
[1634,408.5,17,2.0833333333333332E-2,0.33197574634036103,0.31131096395179342,1.5462407635031608E-2,3.865601908757902E-3]
[1635,408.75,17,3.125E-2,0.33247711955931109,0.3238713310017185,1.7410505792611726E-2,4.3526264481529315E-3]
[1636,409,17,4.1666666666666664E-2,0.33297947861668181,0.33127106859476435,1.8631353056626748E-2,4.6578382641566871E-3]
[1637,409.25,17,5.2083333333333336E-2,0.33348281309128525,0.3333757902183484,1.8988735456536659E-2,4.7471838641341647E-3]
[1638,409.5,17,6.25E-2,0.33398711254169927,0.33013568148127675,1.8440439500997833E-2,4.6101098752494582E-3]
[1639,409.75,17,7.2916666666666671E-2,0.33449236650648362,0.32158655722070845,1.7044628060157628E-2,4.261157015039407E-3]
[1640,410,17,8.3333333333333329E-2,0.33499856450439691,0.30784954773287776,1.4952349142780322E-2,3.7380872856950806E-3]
[1641,410.25,17,9.375E-2,0.33550569603461483,0.28912941493260613,1.2387130184776433E-2,3.0967825461941084E-3]
[1642,410.5,17,0.10416666666666667,0.33601375057694682,0.26571152123368491,9.6144628820765531E-3,2.4036157205191383E-3]
[1643,410.75,17,0.11458333333333333,0.3365227175920551,0.23795749563266852,6.9054508493219691E-3,1.7263627123304923E-3]
[1644,411,17,0.125,0.33703258652167339,0.20629966252342383,4.4997607411672354E-3,1.1249401852918089E-3]
[1645,411.25,17,0.13541666666666666,0.33754334678882514,0.17123431882927076,2.5731570941001031E-3,6.4328927352502578E-4]
[1646,411.5,17,0.14583333333333334,0.33805498779804377,0.13331396378841701,1.2142854574951278E-3,3.0357136437378194E-4]
[1647,411.75,17,0.15625,0.33856749893559213,9.3138602862185768E-2,4.1407882910059982E-4,1.0351970727514996E-4]
[1648,412,17,0.16666666666666666,0.33908086956968264,5.1346262473256396E-2,6.9377776870814623E-5,1.7344444217703656E-5]
[1649,412.25,17,0.17708333333333334,0.33959508905069768,8.6028653730847587E-3,3.2630464017585426E-7,8.1576160043963564E-8]
[1650,412.5,17,0.1875,0.34011014671141121,-3.440837283369895E-2,2.0877874175716793E-5,5.2194685439291982E-6]
[1651,412.75,17,0.19791666666666666,0.34062603186720919,-7.6997857294180738E-2,2.3395363048547556E-4,5.8488407621368889E-5]
[1652,413,17,0.20833333333333334,0.34114273381631155,-0.11848066342424986,8.5238598754671649E-4,2.1309649688667912E-4]
[1653,413.25,17,0.21875,0.34166024183999466,-0.15818754539606242,2.0286668433721986E-3,5.0716671084304965E-4]
[1654,413.5,17,0.22916666666666666,0.34217854520281293,-0.19547572676174307,3.8280039668316377E-3,9.5700099170790943E-4]
[1655,413.75,17,0.23958333333333334,0.34269763315282181,-0.22973929932534587,6.2144077614892969E-3,1.5536019403723242E-3]
[1656,414,17,0.25,0.34321749492180126,-0.26041906212219207,9.051325460707969E-3,2.2628313651769922E-3]
[1657,414.25,17,0.26041666666666669,0.3437381197254783,-0.28701164082929259,1.2116924569127859E-2,3.0292311422819647E-3]
[1658,414.5,17,0.27083333333333331,0.34425949676375162,-0.3090777389848362,1.513202497522784E-2,3.7830062438069601E-3]
[1659,414.75,17,0.28125,0.34478161522091477,-0.32624938587035957,1.7796843369907854E-2,4.4492108424769635E-3]
[1660,415,17,0.29166666666666669,0.34530446426588113,-0.33823606159658237,1.9831410120520226E-2,4.9578525301300566E-3]
[1661,415.25,17,0.30208333333333331,0.3458280330524085,-0.34482959758875686,2.1013939411258419E-2,5.2534848528146046E-3]
[1662,415.5,17,0.3125,0.34635231071932382,-0.34590777001222606,2.121166806425431E-2,5.3029170160635774E-3]
[1663,415.75,17,0.32291666666666669,0.34687728639074866,-0.34143652440853323,2.039970093315565E-2,5.0999252332889124E-3]
[1664,416,17,0.33333333333333331,0.34740294917632503,-0.33147079159828224,1.8665071851137076E-2,4.666267962784269E-3]
[1665,416.25,17,{"$f":"IF(A1685<>\"\",MOD(B1685,24)/24,\"\")","v":0.34375},0.34792928817144092,-0.31615387740266204,{"$f":"ABS(0.5*1.025*1*(F1685^3))","v":1.619531528814987E-2},{"$f":"G1685*$B$13","v":4.0488288220374676E-3}]
[{"$f":"IF(IF(A1685<>\"\",A1685+1<=$B$16,0),A1685+1,\"\")","v":1666},{"$f":"IF(A1686<>\"\",A1686*$B$13,\"\")","v":416.5},{"$f":"IF(A1686<>\"\",ROUNDDOWN(A1686*$B$13/24,0),\"\")","v":17},0.35416666666666669,{"$f":"IF(A1686<>\"\",($B$4+$B$5)/2+($B$5-$B$4)/2*COS(2*PI()/$B$15*B1686),\"\")","v":0.34845629245745663},{"$f":"IF(A1686<>\"\",E1686*COS(2*PI()/$B$7*B1686),\"\")","v":-0.29571543158193309},1.3253049944046356E-2,3.313262486011589E-3]
[1667,416.75,17,0.36458333333333331,0.34898395110193164,-0.27046802422053112,1.0140086394018318E-2,2.5350215985045794E-3]
[1668,417,17,0.375,0.34951225315885082,-0.24080238023805156,7.1560966260141032E-3,1.7890241565035258E-3]
[1669,417.25,17,0.38541666666666669,0.35004118766885173,-0.2071813444112578,4.5577007878892638E-3,1.139425196972316E-3]
[1670,417.5,17,0.39583333333333331,0.35057074365945234,-0.17013266990391188,2.5238121230803925E-3,6.3095303077009813E-4]
[1671,417.75,17,0.40625,0.351100910145278,-0.13024074248340375,1.1322294837979455E-3,2.8305737094948638E-4]
[1672,418,17,0.41666666666666669,0.35163167612828961,-8.8137370043926841E-2,3.5089253720210572E-4,8.7723134300526429E-5]
[1673,418.25,17,0.42708333333333331,0.35216303059801218,-4.4491782469265953E-2,4.5137061805833548E-5,1.1284265451458387E-5]
[1674,418.5,17,0.4375,0.35269496253176236,3.9749333013694873E-15,3.2187215428800953E-44,8.0468038572002382E-45]
[1675,418.75,17,0.44791666666666669,0.35322746089487805,4.4626261097372416E-2,4.5547587193820514E-5,1.1386896798455128E-5]
[1676,419,17,0.45833333333333331,0.35376051464094654,8.8670968807901859E-2,3.5730428976886431E-4,8.9326072442216076E-5]
[1677,419.25,17,0.46875,0.35429411271203404,0.1314252597010363,1.1634035946810066E-3,2.9085089867025165E-4]
[1678,419.5,17,0.47916666666666669,0.35482824403891527,0.17219884319354903,2.6168845222120226E-3,6.5422113055300566E-4]
[1679,419.75,17,0.48958333333333331,0.3553628975413024,0.21033114233442765,4.7687506156050283E-3,1.1921876539012571E-3]
[1680,420,17,0.5,0.35589806212807557,0.24520199136938997,7.5555459036365348E-3,1.8888864759091337E-3]
[1681,420.25,17,0.51041666666666663,0.35643372669751283,0.27624171690715099,1.0803430029957876E-2,2.7008575074894689E-3]
[1682,420.5,17,0.52083333333333337,0.35696988013752012,0.30294043887729594,1.4248384310113372E-2,3.562096077528343E-3]
[1683,420.75,17,0.53125,0.35750651132586203,0.32485643949777515,1.7569860358104015E-2,4.3924650895260037E-3]
[1684,421,17,0.54166666666666663,0.35804360913039274,0.34162346297446461,2.0433226161321007E-2,5.1083065403302519E-3]
[1685,421.25,17,0.55208333333333337,0.35858116240928645,0.35295682541024509,2.2535055062621778E-2,5.6337637656554444E-3]
[1686,421.5,17,0.5625,0.35911916001126876,0.35865823314465689,2.3644834785637558E-2,5.9112086964093896E-3]
[1687,421.75,17,0.57291666666666663,0.35965759077584825,0.35861922818206771,2.3637121323215857E-2,5.9092803308039643E-3]
[1688,422,17,0.58333333333333337,0.36019644353354757,0.35282320117377347,2.2509470434870477E-2,5.6273676087176192E-3]
[1689,422.25,17,0.59375,0.36073570710613528,0.34134593525086099,2.0383468034821831E-2,5.0958670087054578E-3]
[1690,422.5,17,0.60416666666666663,0.36127537030685808,0.32435466749659531,1.7488571031422148E-2,4.3721427578555369E-3]
[1691,422.75,17,0.61458333333333337,0.36181542194067229,0.30210567862379717,1.4130923192725613E-2,3.5327307981814033E-3]
[1692,423,17,0.625,0.36235585080447641,0.27494044510315208,1.0651475284440624E-2,2.6628688211101561E-3]
[1693,423.25,17,0.63541666666666663,0.3628966456873437,0.24328041119136648,7.37930215178886E-3,1.844825537947215E-3]
[1694,423.5,17,0.64583333333333337,0.36343779537075421,0.20762046065943826,4.5867420895345356E-3,1.1466855223836339E-3]
[1695,423.75,17,0.65625,0.36397928862882833,0.16852118915891035,2.4527733275259297E-3,6.1319333188148242E-4]
[1696,424,17,0.66666666666666663,0.36452111422855865,0.12660009774442019,1.0399105703563693E-3,2.5997764258909234E-4]
[1697,424.25,17,0.67708333333333337,0.3650632609300436,8.2521845774239516E-2,2.880054258463929E-4,7.2001356461598226E-5]
[1698,424.5,17,0.6875,0.36560571748672088,3.6987716947141105E-2,2.5933817251588188E-5,6.483454312897047E-6]
[1699,424.75,17,0.69791666666666663,0.36614847264560002,-9.2755346537409019E-3,4.0898815156780481E-7,1.022470378919512E-7]
[1700,425,17,0.70833333333333337,0.36669151514749621,-5.5527281168569156E-2,8.7743124916684693E-5,2.1935781229171173E-5]
[1701,425.25,17,0.71875,0.36723483372726412,-0.10102487522641376,5.2841950258009909E-4,1.3210487564502477E-4]
[1702,425.5,17,0.72916666666666663,0.36777841711403114,-0.14503557217323085,1.5635704984722123E-3,3.9089262461805308E-4]
[1703,425.75,17,0.73958333333333337,0.36832225403143126,-0.18684832889979563,3.3431935776287321E-3,8.3579839440718303E-4]
[1704,426,17,0.75,0.3688663331978394,-0.22578528931081787,5.8990326229013922E-3,1.474758155725348E-3]
[1705,426.25,17,0.76041666666666663,0.36941064332660489,-0.2612127709387268,9.1343382193299991E-3,2.2835845548324998E-3]
[1706,426.5,17,0.77083333333333337,0.3699551731262859,-0.29255157466285736,1.2832202070037055E-2,3.2080505175092638E-3]
[1707,426.75,17,0.78125,0.37049991130088383,-0.31928644983707338,1.6681508979840921E-2,4.1703772449602303E-3]
[1708,427,17,0.79166666666666663,0.37104484655007719,-0.34097456019862488,2.0317010422278337E-2,5.0792526055695843E-3]
[1709,427.25,17,0.80208333333333337,0.37158996756945639,-0.35725281152597149,2.336796188806111E-2,5.8419904720152776E-3]
[1710,427.5,17,0.8125,0.37213526305075828,-0.36784391989118403,2.5508482055296294E-2,6.3771205138240736E-3]
[1711,427.75,17,0.82291666666666663,0.37268072168210015,-0.37256111923196822,2.6502476529579898E-2,6.6256191323949745E-3]
[1712,428,17,0.83333333333333337,0.37322633214821543,-0.37131142853633309,2.6236676428818311E-2,6.5591691072045778E-3]
[1713,428.25,17,0.84375,0.37377208313068738,-0.36409742184747557,2.473698016996723E-2,6.1842450424918075E-3]
[1714,428.5,17,0.85416666666666663,0.37431796330818423,-0.35101746819320118,2.2165628904187658E-2,5.5414072260469146E-3]
[1715,428.75,17,0.86458333333333337,0.37486396135669464,-0.33226443304182529,1.879946261154597E-2,4.6998656528864924E-3]
[1716,429,17,0.875,0.37541006594976162,-0.30812285759277702,1.4992208746330794E-2,3.7480521865826985E-3]
[1717,429.25,17,0.88541666666666663,0.37595626575871804,-0.27896465672836329,1.1126060621568038E-2,2.7815151553920096E-3]
[1718,429.5,17,0.89583333333333337,0.37650254945292183,-0.24524340038839085,7.5593744278014364E-3,1.8898436069503591E-3]
[1719,429.75,17,0.90625,0.37704890569999056,-0.2074872660949309,4.5779201660854025E-3,1.1444800415213506E-3]
[1720,430,17,0.91666666666666663,0.3775953231660365,-0.16629077197783476,2.3566675296054318E-3,5.8916688240135795E-4]
[1721,430.25,17,0.92708333333333337,0.37814179051590258,-0.1223054195814714,9.3762887932261659E-4,2.3440721983065415E-4]
[1722,430.5,17,0.9375,0.37868829641339635,-7.6229393642913368E-2,2.2701850818731891E-4,5.6754627046829729E-5]
[1723,430.75,17,0.94791666666666663,0.37923482952152582,-2.8796481628241829E-2,1.2238048095275321E-5,3.0595120238188303E-6]
[1724,431,17,0.95833333333333337,0.3797813785027348,1.9235611161590189E-2,3.6476388956860486E-6,9.1190972392151215E-7]
[1725,431.25,17,0.96875,0.38032793201913756,6.709736486813607E-2,1.5481401102113349E-4,3.8703502755283374E-5]
[1726,431.5,17,0.97916666666666663,0.38087447873275426,0.11401977341428933,7.5968646804597869E-4,1.8992161701149467E-4]
[1727,431.75,17,0.98958333333333337,0.38142100730574652,0.15924670039657629,2.0696895037640504E-3,5.1742237594101261E-4]
[1728,432,18,0,0.38196750640065175,0.20204706400027714,4.2271874021642874E-3,1.0567968505410719E-3]
[1729,432.25,18,{"$f":"IF(A1749<>\"\",MOD(B1749,24)/24,\"\")","v":1.0416666666666666E-2},0.38251396468061949,0.24172665457445397,{"$f":"ABS(0.5*1.025*1*(F1749^3))","v":7.2388152803202887E-3},{"$f":"G1749*$B$13","v":1.8097038200800722E-3}]
[{"$f":"IF(IF(A1749<>\"\",A1749+1<=$B$16,0),A1749+1,\"\")","v":1730},{"$f":"IF(A1750<>\"\",A1750*$B$13,\"\")","v":432.5},{"$f":"IF(A1750<>\"\",ROUNDDOWN(A1750*$B$13/24,0),\"\")","v":18},2.0833333333333332E-2,{"$f":"IF(A1750<>\"\",($B$4+$B$5)/2+($B$5-$B$4)/2*COS(2*PI()/$B$15*B1750),\"\")","v":0.38306037080964539},{"$f":"IF(A1750<>\"\",E1750*COS(2*PI()/$B$7*B1750),\"\")","v":0.27763939383614689},1.0968244736044758E-2,2.7420611840111896E-3]
[1731,432.75,18,3.125E-2,0.38360671345280722,0.30919785309366643,1.5149673701447718E-2,3.7874184253619296E-3]
[1732,433,18,4.1666666666666664E-2,0.38415298127649988,0.33588285926096151,1.9420365279592466E-2,4.8550913198981164E-3]
[1733,433.25,18,5.2083333333333336E-2,0.38469916294867007,0.35725203160522084,2.3367808844182922E-2,5.8419522110457305E-3]
[1734,433.5,18,6.25E-2,0.38524524713905162,0.37294710890727134,2.6584935088795045E-2,6.6462337721987612E-3]
[1735,433.75,18,7.2916666666666671E-2,0.38579122251940101,0.3826999457579765,2.8725597555757546E-2,7.1813993889393865E-3]
[1736,434,18,8.3333333333333329E-2,0.38633707776373155,0.38633707776373155,2.9552419380270492E-2,7.388104845067623E-3]
[1737,434.25,18,9.375E-2,0.3868828015485487,0.38378277815762729,2.8970121507082211E-2,7.2425303767705528E-3]
[1738,434.5,18,0.10416666666666667,0.3874283825530852,0.37506055234898406,2.7039461381772004E-2,6.7598653454430009E-3]
[1739,434.75,18,0.11458333333333333,0.38797380945953563,0.36029304191007538,2.3969639074914499E-2,5.9924097687286248E-3]
[1740,435,18,0.125,0.38851907095329102,0.33970033499564284,2.0090085969146663E-2,5.0225214922866657E-3]
[1741,435.25,18,0.13541666666666666,0.38906415572317427,0.31359670580974508,1.5805503877156121E-2,3.9513759692890301E-3]
[1742,435.5,18,0.14583333333333334,0.38960905246167393,0.2823858310633901,1.1540445524176319E-2,2.8851113810440796E-3]
[1743,435.75,18,0.15625,0.39015374986517914,0.24655455599726891,7.6812688515768765E-3,1.9203172128942191E-3]
[1744,436,18,0.16666666666666666,0.39069823663421455,0.20666530607770636,4.5237291714973612E-3,1.1309322928743403E-3]
[1745,436.25,18,0.17708333333333334,0.39124250147367401,0.16334726252936238,2.23372369853439E-3,5.584309246335975E-4]
[1746,436.5,18,0.1875,0.39178653309305506,0.11728644008563456,8.2687009187620353E-4,2.0671752296905088E-4]
[1747,436.75,18,0.19791666666666666,0.39233032020669367,6.9214823386710492E-2,1.6993827866879102E-4,4.2484569667197754E-5]
[1748,437,18,0.20833333333333334,0.39287385153399762,1.9898734038657124E-2,4.038036236506523E-6,1.0095090591266308E-6]
[1749,437.25,18,0.21875,0.39341711579968114,-2.987338679218584E-2,1.3663037358918613E-5,3.4157593397296532E-6]
[1750,437.5,18,0.22916666666666666,0.39396010173399826,-7.9303585453031553E-2,2.5560676192392024E-4,6.3901690480980061E-5]
[1751,437.75,18,0.23958333333333334,0.39450279807297683,-0.12759719093347444,1.0646753768070536E-3,2.661688442017634E-4]
[1752,438,18,0.25,0.39504519355865259,-0.17397559284419051,2.6987263221213862E-3,6.7468158053034656E-4]
[1753,438.25,18,0.26041666666666669,0.3955872769393019,-0.21768879674029853,5.2869122989436506E-3,1.3217280747359126E-3]
[1754,438.5,18,0.27083333333333331,0.39612903696967572,-0.25802755428930291,8.8042451663907766E-3,2.2010612915976942E-3]
[1755,438.75,18,0.28125,0.39667046241123299,-0.29433487205623043,1.3068297948127913E-2,3.2670744870319781E-3]
[1756,439,18,0.29166666666666669,0.39721154203237319,-0.32601671212573874,1.7758793590474928E-2,4.4396983976187319E-3]
[1757,439.25,18,0.30208333333333331,0.3977522646086698,-0.35255171026043286,2.2457548547517425E-2,5.6143871368793561E-3]
[1758,439.5,18,0.3125,0.39829261892310297,-0.37349975261358659,2.6703293256619659E-2,6.6758233141549148E-3]
[1759,439.75,18,0.32291666666666669,0.39883259376629243,-0.38850926993463081,3.0053705518481702E-2,7.5134263796204255E-3]
[1760,440,18,0.33333333333333331,0.39937217793672986,-0.39732312844546219,3.2145886636475711E-2,8.0364716591189277E-3]
[1761,440.25,18,0.34375,0.39991136024101082,-0.39978301880627143,3.2746651575822884E-2,8.186662893955721E-3]
[1762,440.5,18,0.35416666666666669,0.40045012949406777,-0.39583226847797665,3.1785383485359496E-2,7.946345871339874E-3]
[1763,440.75,18,0.36458333333333331,0.40098847451940195,-0.38551702794502668,2.9364632187065625E-2,7.3411580467664063E-3]
[1764,441,18,0.375,0.40152638414931419,-0.36898580728563551,2.5746776016976464E-2,6.4366940042441161E-3]
[1765,441.25,18,0.38541666666666669,0.4020638472251381,-0.34648736604985425,2.1318472344856898E-2,5.3296180862142245E-3]
[1766,441.5,18,0.39583333333333331,0.4026008525974708,-0.31836698590450968,1.6537808062600599E-2,4.1344520156501498E-3]
[1767,441.75,18,0.40625,0.40313738912640368,-0.28506118160112021,1.1871568771495344E-2,2.967892192873836E-3]
[1768,442,18,0.41666666666666669,0.40367344568175445,-0.24709093109742369,7.731509386496754E-3,1.9328773466241885E-3]
[1769,442.25,18,0.42708333333333331,0.40420901114329799,-0.205053529705853,4.4187112040296678E-3,1.104677801007417E-3]
[1770,442.5,18,0.4375,0.40474407440099575,-0.1596131955624486,2.0840121536257129E-3,5.2100303840642824E-4]
[1771,442.75,18,0.44791666666666669,0.40527862435522788,-0.11149057414260258,7.102452298216568E-4,1.775613074554142E-4]
[1772,443,18,0.45833333333333331,0.40581264991702276,-6.1451307660176542E-2,1.1892886016487104E-4,2.9732215041217759E-5]
[1773,443.25,18,0.46875,0.40634614000828645,-1.0293850677097569E-2,5.5902014940293103E-7,1.3975503735073276E-7]
[1774,443.5,18,0.47916666666666669,0.40687908356203362,4.1163274135763629E-2,3.5745683339012685E-5,8.9364208347531712E-6]
[1775,443.75,18,0.48958333333333331,0.40741146952261642,9.2094576619277876E-2,4.0030962904390318E-4,1.000774072609758E-4]
[1776,444,18,0.5,0.40794328684595421,0.14168084638438536,1.4575628734477782E-3,3.6439071836194455E-4]
[1777,444.25,18,0.51041666666666663,0.40847452449976179,0.18912233404582679,3.4667484249784105E-3,8.6668710624460263E-4]
[1778,444.5,18,0.52083333333333337,0.40900517146377952,0.23365165426665307,6.5373306309697886E-3,1.6343326577424472E-3]
[1779,444.75,18,0.53125,0.40953521673000143,0.2745462023621415,1.0605720849071829E-2,2.6514302122679573E-3]
[1780,445,18,0.54166666666666663,0.41006464930290271,0.31113988348775329,1.5436929614179171E-2,3.8592324035447928E-3]
[1781,445.25,18,0.55208333333333337,0.41059345819966925,0.34283396396587096,2.0651204639394297E-2,5.1628011598485743E-3]
[1782,445.5,18,0.5625,0.41112163245042488,0.36910686792972702,2.5772126130473836E-2,6.443031532618459E-3]
[1783,445.75,18,0.57291666666666663,0.41164916109845806,0.38952275896836741,3.0289519409383917E-2,7.5723798523459791E-3]
[1784,446,18,0.58333333333333337,0.41217603320045065,0.40373876558652361,3.3728359814866896E-2,8.4320899537167239E-3]
[1785,446.25,18,0.59375,0.41270223782670429,0.41151073074574973,3.5713907003073225E-2,8.9284767507683063E-3]
[1786,446.5,18,0.60416666666666663,0.41322776406136635,0.4126973891894713,3.6023759460313692E-2,9.0059398650784231E-3]
[1787,446.75,18,0.61458333333333337,0.41375260100265782,0.40726290130222187,3.4619311154584165E-2,8.6548277886460412E-3]
[1788,447,18,0.625,0.41427673776309859,0.39527769851312,3.1651974444676337E-2,7.9129936111690842E-3]
[1789,447.25,18,0.63541666666666663,0.41480016346973297,0.37691762230604414,2.744310189706374E-2,6.8607754742659351E-3]
[1790,447.5,18,0.64583333333333337,0.4153228672643563,0.35246136631015118,2.2440288238915078E-2,5.6100720597287695E-3]
[1791,447.75,18,0.65625,0.41584483830373964,0.32228625827400081,1.7156126299778571E-2,4.2890315749446427E-3]
[1792,448,18,0.66666666666666663,0.41636606575985396,0.28686244553422652,1.2098038416316716E-2,3.0245096040791789E-3]
[1793,448.25,18,{"$f":"IF(A1813<>\"\",MOD(B1813,24)/24,\"\")","v":0.67708333333333337},0.4168865388200963,0.24674557344209616,{"$f":"ABS(0.5*1.025*1*(F1813^3))","v":7.6991358107501668E-3},{"$f":"G1813*$B$13","v":1.9247839526875417E-3}]
[{"$f":"IF(IF(A1813<>\"\",A1813+1<=$B$16,0),A1813+1,\"\")","v":1794},{"$f":"IF(A1814<>\"\",A1814*$B$13,\"\")","v":448.5},{"$f":"IF(A1814<>\"\",ROUNDDOWN(A1814*$B$13/24,0),\"\")","v":18},0.6875,{"$f":"IF(A1814<>\"\",($B$4+$B$5)/2+($B$5-$B$4)/2*COS(2*PI()/$B$15*B1814),\"\")","v":0.41740624668751314},{"$f":"IF(A1814<>\"\",E1814*COS(2*PI()/$B$7*B1814),\"\")","v":0.20256807069018051},4.2599729858714642E-3,1.0649932464678661E-3]
[1795,448.75,18,0.69791666666666663,0.41792517858102385,0.15502917818805689,1.9095639370799507E-3,4.7739098426998768E-4]
[1796,449,18,0.70833333333333337,0.4184433237356458,0.10488387870109689,5.9131662366584687E-4,1.4782915591646172E-4]
[1797,449.25,18,0.71875,0.41896067140271664,5.29309025526431E-2,7.600143074270918E-5,1.9000357685677295E-5]
[1798,449.5,18,0.72916666666666663,0.41947721085011702,-5.9609023006775146E-15,1.0855001332506813E-43,2.7137503331267033E-44]
[1799,449.75,18,0.73958333333333337,0.41999293136249427,-5.3061316825567605E-2,7.6564586396672641E-5,1.914114659916816E-5]
[1800,450,18,0.75,0.42050782224148409,-0.10540135047942961,6.001121172345944E-4,1.500280293086486E-4]
[1801,450.25,18,0.76041666666666663,0.42102187280593201,-0.15617789567480228,1.9523270446931372E-3,4.8808176117328431E-4]
[1802,450.5,18,0.77083333333333337,0.42153507239211602,-0.20457179790758354,4.3876417049704313E-3,1.0969104262426078E-3]
[1803,450.75,18,0.78125,0.42204741035396715,-0.24980017484442044,7.9886258954961903E-3,1.9971564738740476E-3]
[1804,451,18,0.79166666666666663,0.42255887606328985,-0.29112908696941353,1.2645926835033785E-2,3.1614817087584463E-3]
[1805,451.25,18,0.80208333333333337,0.4230694589099836,-0.32788545231987731,1.8065929638648094E-2,4.5164824096620235E-3]
[1806,451.5,18,0.8125,0.42357914830226256,-0.35946801180123317,2.3805352601186408E-2,5.951338150296602E-3]
[1807,451.75,18,0.82291666666666663,0.42408793366687431,-0.38535716637456252,2.9328117613801333E-2,7.3320294034503334E-3]
[1808,452,18,0.83333333333333337,0.42459580444932088,-0.40512352512785826,3.4076600173703099E-2,8.5191500434257748E-3]
[1809,452.25,18,0.84375,0.42510275011407661,-0.41843502359493573,3.7547234499311903E-2,9.3868086248279758E-3]
[1810,452.5,18,0.85416666666666663,0.42560876014480653,-0.4250624943532238,3.9359740730076344E-2,9.839935182519086E-3]
[1811,452.75,18,0.86458333333333337,0.42611382404458553,-0.42488359655341473,3.931006515533509E-2,9.8275162888337726E-3]
[1812,453,18,0.875,0.42661793133611509,-0.4178850372189255,3.7399374004270833E-2,9.3498435010677082E-3]
[1813,453.25,18,0.88541666666666663,0.42712107156194157,-0.40416304448277468,3.3834804447076539E-2,8.4587011117691346E-3]
[1814,453.5,18,0.89583333333333337,0.4276232342846718,-0.38392208096669755,2.9001679079749272E-2,7.250419769937318E-3]
[1815,453.75,18,0.90625,0.42812440908719107,-0.35747181380208204,2.3410963156510745E-2,5.8527407891276863E-3]
[1816,454,18,0.91666666666666663,0.42862458557287864,-0.32522238588925034,1.7629303901359909E-2,4.4073259753399773E-3]
[1817,454.25,18,0.92708333333333337,0.42912375336582265,-0.28767806043807825,1.2201524483591825E-2,3.0503811208979562E-3]
[1818,454.5,18,0.9375,0.42962190211103685,-0.24542933718460189,7.576581395951118E-3,1.8941453489877795E-3]
[1819,454.75,18,0.94791666666666663,0.4301190214746744,-0.19914366350854404,4.0475604774423196E-3,1.0118901193605799E-3]
[1820,455,18,0.95833333333333337,0.43061510114424206,-0.1495548865816918,1.7143350052871917E-3,4.2858375132179792E-4]
[1821,455.25,18,0.96875,0.43111013082881494,-9.7451613282949892E-2,4.7430856714908188E-4,1.1857714178727047E-4]
[1822,455.5,18,0.97916666666666663,0.43160410025924978,-4.3664662586120548E-2,4.2666222650343293E-5,1.0666555662585823E-5]
[1823,455.75,18,0.98958333333333337,0.43209699918839695,1.0946189836026504E-2,6.7217568248208709E-7,1.6804392062052177E-7]
[1824,456,19,0,0.43258881739131461,6.5505963190898825E-2,1.4405766802255853E-4,3.6014417005639632E-5]
[1825,456.25,19,1.0416666666666666E-2,0.43307954466547988,0.11913849925096154,8.6666297859129397E-4,2.1666574464782349E-4]
[1826,456.5,19,2.0833333333333332E-2,0.43356917083100022,0.1709805411138379,2.5617334037137977E-3,6.4043335092844943E-4]
[1827,456.75,19,3.125E-2,0.43405768573082554,0.22019563666657188,5.4716712524612342E-3,1.3679178131153086E-3]
[1828,457,19,4.1666666666666664E-2,0.43454507923095836,0.26598764268391972,9.6444674427813622E-3,2.4111168606953406E-3]
[1829,457.25,19,5.2083333333333336E-2,0.43503134122066367,0.30761361140581034,1.4917996979441779E-2,3.7294992448604447E-3]
[1830,457.5,19,6.25E-2,0.43551646161267937,0.34439585088026431,2.0934741451836134E-2,5.2336853629590336E-3]
[1831,457.75,19,7.2916666666666671E-2,0.4360004303434255,0.37573296318210664,2.7185151795635035E-2,6.7962879489087587E-3]
[1832,458,19,8.3333333333333329E-2,0.4364832373732121,0.40110968062540309,3.3073739439675807E-2,8.2684348599189519E-3]
[1833,458.25,19,9.375E-2,0.43696487268644862,0.42010533902840924,3.7998676690631825E-2,9.4996691726579562E-3]
[1834,458.5,19,0.10416666666666667,0.43744532629185118,0.43240084866487033,4.1433677627579525E-2,1.0358419406894881E-2]
[1835,458.75,19,0.11458333333333333,0.43792458822264935,0.43778404740398819,4.300051589025361E-2,1.0750128972563402E-2]
[1836,459,19,0.125,0.43840264853679389,0.43615334632301395,4.2521785893719563E-2,1.0630446473429891E-2]
[1837,459.25,19,0.13541666666666666,0.43887949731716253,0.42751960536074446,4.0046261266977856E-2,1.0011565316744464E-2]
[1838,459.5,19,0.14583333333333334,0.43935512467176513,0.41200620493069223,3.5843064995887644E-2,8.960766248971911E-3]
[1839,459.75,19,0.15625,0.43982952073394993,0.38984730837506926,3.0365293969188238E-2,7.5913234922970595E-3]
[1840,460,19,0.16666666666666666,0.44030267566260772,0.36138433924961261,2.4188105523230048E-2,6.0470263808075119E-3]
[1841,460.25,19,0.17708333333333334,0.44077457964237543,0.32706072621605781,1.792994923423227E-2,4.4824873085580674E-3]
[1842,460.5,19,0.1875,0.44124522288384094,0.28741499631916084,1.2168082423127525E-2,3.0420206057818811E-3]
[1843,460.75,19,0.19791666666666666,0.44171459562374538,0.24307232418577138,7.3603829484067407E-3,1.8400957371016852E-3]
[1844,461,19,0.20833333333333334,0.4421826881251853,0.19473466977036075,3.7846324174686959E-3,9.4615810436717398E-4]
[1845,461.25,19,0.21875,0.44264949067781573,0.14316966027746578,1.5039965950429761E-3,3.7599914876074403E-4]
[1846,461.5,19,0.22916666666666666,0.44311499359805101,8.9198392440383467E-2,3.6371813214070058E-4,9.0929533035175145E-5]
[1847,461.75,19,0.23958333333333334,0.44357918722926526,3.3682349091823632E-2,1.9583981389134968E-5,4.895995347283742E-6]
[1848,462,19,0.25,0.44404206194199353,-2.2490361366798613E-2,5.8301962053983937E-6,1.4575490513495984E-6]
[1849,462.25,19,0.26041666666666669,0.44450360813413115,-7.8419222647782047E-2,2.4715048582474829E-4,6.1787621456187072E-5]
[1850,462.5,19,0.27083333333333331,0.44496381623113296,-0.13320575763709916,1.2113310812097218E-3,3.0283277030243046E-4]
[1851,462.75,19,0.28125,0.44542267668621155,-0.1859679728841773,3.2961604277908425E-3,8.2404010694771062E-4]
[1852,463,19,0.29166666666666669,0.44588017998053608,-0.2358545681278118,6.723985163518559E-3,1.6809962908796397E-3]
[1853,463.25,19,0.30208333333333331,0.44633631662342937,-0.28205868175963267,1.1500382503329314E-2,2.8750956258323285E-3]
[1854,463.5,19,0.3125,0.44679107715256428,-0.32383095011851315,1.7403994281284332E-2,4.3509985703210829E-3]
[1855,463.75,19,0.32291666666666669,0.44724445213416086,-0.36049166909313884,2.4009303846670382E-2,6.0023259616675956E-3]
[1856,464,19,0.33333333333333331,0.44769643216318172,-0.39144186052188196,3.0739420123723233E-2,7.6848550309308082E-3]
[1857,464.25,19,{"$f":"IF(A1877<>\"\",MOD(B1877,24)/24,\"\")","v":0.34375},0.44814700786352657,-0.41617306310179847,{"$f":"ABS(0.5*1.025*1*(F1877^3))","v":3.6941605881734639E-2},{"$f":"G1877*$B$13","v":9.2354014704336598E-3}]
[{"$f":"IF(IF(A1877<>\"\",A1877+1<=$B$16,0),A1877+1,\"\")","v":1858},{"$f":"IF(A1878<>\"\",A1878*$B$13,\"\")","v":464.5},{"$f":"IF(A1878<>\"\",ROUNDDOWN(A1878*$B$13/24,0),\"\")","v":19},0.35416666666666669,{"$f":"IF(A1878<>\"\",($B$4+$B$5)/2+($B$5-$B$4)/2*COS(2*PI()/$B$15*B1878),\"\")","v":0.44859616988822776},{"$f":"IF(A1878<>\"\",E1878*COS(2*PI()/$B$7*B1878),\"\")","v":-0.43427568767980956},4.1974972447605834E-2,1.0493743111901458E-2]
[1859,464.75,19,0.36458333333333331,0.44904390891964346,-0.44544579958102926,4.5297942254335671E-2,1.1324485563583918E-2]
[1860,465,19,0.375,0.44949021566965086,-0.44949021566965086,4.6543024071519341E-2,1.1635756017879835E-2]
[1861,465.25,19,0.38541666666666669,0.44993508087983936,-0.44632983073808896,4.5568172556819948E-2,1.1392043139204987E-2]
[1862,465.5,19,0.39583333333333331,0.45037849532170265,-0.43600111615032955,4.2477277420993928E-2,1.0619319355248482E-2]
[1863,465.75,19,0.40625,0.45082044979682923,-0.41865576297234181,3.7606688362616242E-2,9.4016720906540605E-3]
[1864,466,19,0.41666666666666669,0.45126093513709431,-0.39455847163535912,3.147951173781123E-2,7.8698779344528076E-3]
[1865,466.25,19,0.42708333333333331,0.45169994220484977,-0.36408292001764442,2.4734024500680497E-2,6.1835061251701243E-3]
[1866,466.5,19,0.4375,0.45213746189311282,-0.32770597121620493,1.8036278566443804E-2,4.5090696416109511E-3]
[1867,466.75,19,0.44791666666666669,0.45257348512575629,-0.28600021073711535,1.1989275202603648E-2,2.997318800650912E-3]
[1868,467,19,0.45833333333333331,0.4530080028576961,-0.23962492990181347,7.0516356750895612E-3,1.7629089187723903E-3]
[1869,467.25,19,0.46875,0.45344100607507853,-0.18931569750713167,3.4773927746318978E-3,8.6934819365797446E-4]
[1870,467.5,19,0.47916666666666669,0.45387248579546835,-0.13587268477940279,1.2855540489615962E-3,3.2138851224039906E-4]
[1871,467.75,19,0.48958333333333331,0.45430243306803442,-8.014792905220855E-2,2.6385831514231422E-4,6.5964578785578554E-5]
[1872,468,19,0.5,0.45473083897373484,-2.3031739039344593E-2,6.2614376903010652E-6,1.5653594225752663E-6]
[1873,468.25,19,0.51041666666666663,0.45515769462550337,3.4561541216501422E-2,2.1157929828823855E-5,5.2894824572059638E-6]
[1874,468.5,19,0.52083333333333337,0.45558299116843276,9.1708181899771618E-2,3.952920871698835E-4,9.8823021792470876E-5]
[1875,468.75,19,0.53125,0.45600671977995832,0.14748989557215519,1.6442985511115808E-3,4.1107463777789521E-4]
[1876,469,19,0.54166666666666663,0.45642887167004181,0.20100860568554488,4.1623425907758331E-3,1.0405856476939583E-3]
[1877,469.25,19,0.55208333333333337,0.45684943808135325,0.25140091773647033,8.1431877108439701E-3,2.0357969277109925E-3]
[1878,469.5,19,0.5625,0.4572684102894522,0.2978520596806879,1.3542401724484893E-2,3.3856004311212233E-3]
[1879,469.75,19,0.57291666666666663,0.45768577960296958,0.33960906633309651,2.0073897265521765E-2,5.0184743163804411E-3]
[1880,470,19,0.58333333333333337,0.45810153736378756,0.37599299422904608,2.7241632414766587E-2,6.8104081036916468E-3]
[1881,470.25,19,0.59375,0.45851567494721873,0.40640996863436346,3.440225619582099E-2,8.6005640489552476E-3]
[1882,470.5,19,0.60416666666666663,0.45892818376218592,0.43036088282538004,4.0850016749546157E-2,1.0212504187386539E-2]
[1883,470.75,19,0.61458333333333337,0.45933905525139995,0.44744959112533544,4.5912000494928523E-2,1.1478000123732131E-2]
[1884,471,19,0.625,0.45974828089153663,0.45738946114115042,4.904021106998966E-2,1.2260052767497415E-2]
[1885,471.25,19,0.63541666666666663,0.46015585219341459,0.46000817681295358,4.988736025072945E-2,1.2471840062682362E-2]
[1886,471.5,19,0.64583333333333337,0.46056176070217081,0.45525071185087951,4.835548798475655E-2,1.2088871996189137E-2]
[1887,471.75,19,0.65625,0.46096599799743604,0.44318042244150824,4.4610343887484367E-2,1.1152585971871092E-2]
[1888,472,19,0.66666666666666663,0.46136855569350921,0.42397823829049058,3.9059310050342327E-2,9.7648275125855818E-3]
[1889,472.25,19,0.67708333333333337,0.46176942543953214,0.3979399616432221,3.2295835994990973E-2,8.0739589987477434E-3]
[1890,472.5,19,0.6875,0.46216859891966228,0.36547171440015758,2.5018149370738322E-2,6.2545373426845805E-3]
[1891,472.75,19,0.69791666666666663,0.46256606785324483,0.32708360332582537,1.7933711967657851E-2,4.4834279919144628E-3]
[1892,473,19,0.70833333333333337,0.46296182399498542,0.28338170215850972,1.1662973357052117E-2,2.9157433392630293E-3]
[1893,473.25,19,0.71875,0.46335585913512078,0.2350584766945254,6.6561273378814905E-3,1.6640318344703726E-3]
[1894,473.5,19,0.72916666666666663,0.46374816509958827,0.18288180420507394,3.1347676941810413E-3,7.8369192354526033E-4]
[1895,473.75,19,0.73958333333333337,0.46413873375019682,0.12768276143346011,1.0668188232634864E-3,2.6670470581587161E-4]
[1896,474,19,0.75,0.46452755698479498,7.0342375543835559E-2,1.7837950823337121E-4,4.4594877058342802E-5]
[1897,474.25,19,0.76041666666666663,0.46491462673743866,1.1777549419161697E-2,8.3725678451746318E-7,2.0931419612936579E-7]
[1898,474.5,19,0.77083333333333337,0.46529993497855926,-4.7073613642640059E-2,5.3459696067654163E-5,1.3364924016913541E-5]
[1899,474.75,19,0.78125,0.46568347371512991,-0.1052668507360451,5.9781768824102987E-4,1.4945442206025747E-4]
[1900,475,19,0.79166666666666663,0.46606523499083075,-0.16186690428067713,2.1735420787843728E-3,5.433855196960932E-4]
[1901,475.25,19,0.80208333333333337,0.46644521088621499,-0.21596256729922655,5.1621344829297904E-3,1.2905336207324476E-3]
[1902,475.5,19,0.8125,0.46682339351887259,-0.26668136678002163,9.7201258195118885E-3,2.4300314548779721E-3]
[1903,475.75,19,0.82291666666666663,0.46719977504359333,-0.31320364828900732,1.5746147174570759E-2,3.9365367936426898E-3]
[1904,476,19,0.83333333333333337,0.46757434765253064,-0.35477583424414727,2.2885265731537464E-2,5.7213164328843661E-3]
[1905,476.25,19,0.84375,0.46794710357536301,-0.3907226411948207,3.0570293177064774E-2,7.6425732942661936E-3]
[1906,476.5,19,0.85416666666666663,0.46831803507945469,-0.42045805785718676,3.8094467700320517E-2,9.5236169250801292E-3]
[1907,476.75,19,0.86458333333333337,0.46868713447001698,-0.44349490528434182,4.470537840109183E-2,1.1176344600272958E-2]
[1908,477,19,0.875,0.4690543940902675,-0.45945282308746432,4.9706895867669472E-2,1.2426723966917368E-2]
[1909,477.25,19,0.88541666666666663,0.46941980632158864,-0.46806455071134956,5.2554646811671241E-2,1.313866170291781E-2]
[1910,477.5,19,0.89583333333333337,0.46978336358368622,-0.46918040000536737,5.2931408817277432E-2,1.3232852204319358E-2]
[1911,477.75,19,0.90625,0.47014505833474651,-0.46277084428305781,5.0791593494501852E-2,1.2697898373625463E-2]
[1912,478,19,0.91666666666666663,0.47050488307159244,-0.44892717926651965,4.6368342146553221E-2,1.1592085536638305E-2]
[1913,478.25,19,0.92708333333333337,0.4708628303298395,-0.4278602422806595,4.0142061133011692E-2,1.0035515283252923E-2]
[1914,478.5,19,0.9375,0.47121889268405082,-0.39989720729935491,3.2774719493383328E-2,8.193679873345832E-3]
[1915,478.75,19,0.94791666666666663,0.4715730627478904,-0.3654765044476076,2.5019133083199821E-2,6.2547832707999552E-3]
[1916,479,19,0.95833333333333337,0.47192533317427726,-0.32514094283084222,1.7616062885673512E-2,4.404015721418378E-3]
[1917,479.25,19,0.96875,0.47227569665553748,-0.27952914460575545,1.1193738481194808E-2,2.798434620298702E-3]
[1918,479.5,19,0.97916666666666663,0.47262414592355539,-0.22936542555627382,6.1841174492624469E-3,1.5460293623156117E-3]
[1919,479.75,19,0.98958333333333337,0.47297067374992507,-0.17544828265063819,2.7678416126221102E-3,6.9196040315552755E-4]
[1920,480,20,0,0.47331527294609976,-0.11863767172066796,8.5577917671583249E-4,2.1394479417895812E-4]
[1921,480.25,20,{"$f":"IF(A1941<>\"\",MOD(B1941,24)/24,\"\")","v":1.0416666666666666E-2},0.47365793636354148,-5.9841278153874695E-2,{"$f":"ABS(0.5*1.025*1*(F1941^3))","v":1.0982379655200811E-4},{"$f":"G1941*$B$13","v":2.7455949138002026E-5}]
[{"$f":"IF(IF(A1941<>\"\",A1941+1<=$B$16,0),A1941+1,\"\")","v":1922},{"$f":"IF(A1942<>\"\",A1942*$B$13,\"\")","v":480.5},{"$f":"IF(A1942<>\"\",ROUNDDOWN(A1942*$B$13/24,0),\"\")","v":20},2.0833333333333332E-2,{"$f":"IF(A1942<>\"\",($B$4+$B$5)/2+($B$5-$B$4)/2*COS(2*PI()/$B$15*B1942),\"\")","v":0.47399865689386839},{"$f":"IF(A1942<>\"\",E1942*COS(2*PI()/$B$7*B1942),\"\")","v":8.1292912441516367E-15},2.7532897564862358E-43,6.8832243912155895E-44]
[1923,480.75,20,3.125E-2,0.47433742746900348,5.9927124105416972E-2,1.1029712165528387E-4,2.7574280413820968E-5]
[1924,481,20,4.1666666666666664E-2,0.47467424106132045,0.11897830052000957,8.6317162090402387E-4,2.1579290522600597E-4]
[1925,481.25,20,5.2083333333333336E-2,0.47500909068378927,0.17620443259866389,2.8037827386508275E-3,7.0094568466270686E-4]
[1926,481.5,20,6.25E-2,0.47534196939012191,0.230684390618414,6.2914173543456237E-3,1.5728543385864059E-3]
[1927,481.75,20,7.2916666666666671E-2,0.475672870274916,0.2815398536950291,1.1437036615468282E-2,2.8592591538670704E-3]
[1928,482,20,8.3333333333333329E-2,0.47600178647379759,0.32794948430138043,1.8076515864909791E-2,4.5191289662274477E-3]
[1929,482.25,20,9.375E-2,0.47632871116356468,0.36916220640270953,2.5783719552831135E-2,6.4459298882077838E-3]
[1930,482.5,20,0.10416666666666667,0.47665363756232787,0.40450937233125522,3.3921858267336596E-2,8.4804645668341491E-3]
[1931,482.75,20,0.11458333333333333,0.47697655892965107,0.43341562111173387,4.1726076493820381E-2,1.0431519123455095E-2]
[1932,483,20,0.125,0.47729746856669197,0.4554082517398485,4.8405705729622141E-2,1.2101426432405535E-2]
[1933,483.25,20,0.13541666666666666,0.47761635981634043,0.47012495857871434,5.3251738935217251E-2,1.3312934733804313E-2]
[1934,483.5,20,0.14583333333333334,0.47793322606335659,0.47731980219498904,5.5734258256024197E-2,1.3933564564006049E-2]
[1935,483.75,20,0.15625,0.47824806073450854,0.4768673171896729,5.5575905197145919E-2,1.389397629928648E-2]
[1936,484,20,0.16666666666666666,0.47856085729870829,0.46876468843554675,5.2790835756735557E-2,1.3197708939183889E-2]
[1937,484.25,20,0.17708333333333334,0.47887160926714717,0.45313195813545337,4.7683480549494846E-2,1.1920870137373711E-2]
[1938,484.5,20,0.1875,0.47918031019343088,0.43021025776457372,4.0807139597773948E-2,1.0201784899443487E-2]
[1939,484.75,20,0.19791666666666666,0.47948695367371302,0.40035809074662937,3.2888169208028034E-2,8.2220423020070085E-3]
[1940,485,20,0.20833333333333334,0.4797915333468275,0.36404572312613065,2.4726444346959864E-2,6.181611086739966E-3]
[1941,485.25,20,0.21875,0.4800940428944212,0.32184777003011295,1.7086195959788039E-2,4.2715489899470098E-3]
[1942,485.5,20,0.22916666666666666,0.48039447604108476,0.27443409486938763,1.0592734014902579E-2,2.6481835037256447E-3]
[1943,485.75,20,0.23958333333333334,0.48069282655448242,0.22255916554013153,5.6497642038712288E-3,1.4124410509678072E-3]
[1944,486,20,0.25,0.48098908824548181,0.16705003690868742,2.3890959799135452E-3,5.972739949783863E-4]
[1945,486.25,20,0.26041666666666669,0.48128325496828234,0.10879315118983272,6.5993101346293627E-4,1.6498275336573407E-4]
[1946,486.5,20,0.27083333333333331,0.48157532062054192,4.8720167097734898E-2,5.9267987029701685E-5,1.4816996757425421E-5]
[1947,486.75,20,0.28125,0.48186527914350463,-1.2206955453989541E-2,9.3221470415331648E-7,2.3305367603832912E-7]
[1948,487,20,0.29166666666666669,0.48215312452212583,-7.3011376063273084E-2,1.9946443495176758E-4,4.9866108737941896E-5]
[1949,487.25,20,0.30208333333333331,0.48243885078519666,-0.13271705249275631,1.1980475446394607E-3,2.9951188615986519E-4]
[1950,487.5,20,0.3125,0.48272245200546859,-0.19036442534302278,3.5355032938399534E-3,8.8387582345998835E-4]
[1951,487.75,20,0.32291666666666669,0.48300392229977612,-0.2450258564231618,7.5392755632379682E-3,1.8848188908094921E-3]
[1952,488,20,0.33333333333333331,0.48328325582915832,-0.29582057215814378,1.3267191195883076E-2,3.3167977989707691E-3]
[1953,488.25,20,0.34375,0.48356044679898069,-0.34192887104515723,2.0488076487260198E-2,5.1220191218150496E-3]
[1954,488.5,20,0.35416666666666669,0.48383548945905513,-0.38260536573359605,2.8704305185384683E-2,7.1760762963461707E-3]
[1955,488.75,20,0.36458333333333331,0.48410837810375884,-0.41719104557519648,3.7213353179763049E-2,9.3033382949407623E-3]
[1956,489,20,0.375,0.48437910707215326,-0.44512396422959061,4.5199829652942898E-2,1.1299957413235725E-2]
[1957,489.25,20,0.38541666666666669,0.48464767074810111,-0.4659483788186764,5.1845048465929452E-2,1.2961262116482363E-2]
[1958,489.5,20,0.39583333333333331,0.48491406356038325,-0.47932219185066788,5.643863213641627E-2,1.4109658034104067E-2]
[1959,489.75,20,0.40625,0.48517827998281349,-0.48502257428713164,5.8476278623918784E-2,1.4619069655979696E-2]
[1960,490,20,0.41666666666666669,0.48544031453435438,-0.48294967726794208,5.7729727868007209E-2,1.4432431967001802E-2]
[1961,490.25,20,0.42708333333333331,0.48570016177923003,-0.47312837067311764,5.4278875570328657E-2,1.3569718892582164E-2]
[1962,490.5,20,0.4375,0.48595781632703883,-0.45570797839421734,4.850134320007117E-2,1.2125335800017793E-2]
[1963,490.75,20,0.44791666666666669,0.48621327283286614,-0.43096001240167486,4.1020863187581698E-2,1.0255215796895424E-2]
[1964,491,20,0.45833333333333331,0.48646652599739426,-0.39927393990976878,3.2621713227044213E-2,8.1554283067610533E-3]
[1965,491.25,20,0.46875,0.4867175705670127,-0.36115104963838568,2.4141292273131349E-2,6.0353230682828373E-3]
[1966,491.5,20,0.47916666666666669,0.48696640133392732,-0.31719651383917757,1.6356074737415321E-2,4.0890186843538304E-3]
[1967,491.75,20,0.48958333333333331,0.48721301313626819,-0.26810977189774027,9.8771534106309629E-3,2.4692883526577407E-3]
[1968,492,20,0.5,0.48745740085819644,-0.21467338847142911,5.0702398448946194E-3,1.2675599612236548E-3]
[1969,492.25,20,0.51041666666666663,0.48769955943001098,-0.157740563835609,2.0115185238566455E-3,5.0287963096416137E-4]
[1970,492.5,20,0.52083333333333337,0.4879394838282532,-9.8221495987450322E-2,4.8563894073095954E-4,1.2140973518273988E-4]
[1971,492.75,20,0.53125,0.48817716907581116,-3.7068812741591621E-2,2.610477167928854E-5,6.526192919822135E-6]
[1972,493,20,0.54166666666666663,0.48841261024202315,2.4737692759115349E-2,7.7583870816688665E-6,1.9395967704172166E-6]
[1973,493.25,20,0.55208333333333337,0.48864580244277989,8.6206778249822646E-2,3.2833570595893787E-4,8.2083926489734467E-5]
[1974,493.5,20,0.5625,0.48887674084062538,0.14635166788709217,1.6065228179277286E-3,4.0163070448193214E-4]
[1975,493.75,20,0.57291666666666663,0.48910542064485812,0.20420591129459972,4.36414125488586E-3,1.091035313721465E-3]
[1976,494,20,0.58333333333333337,0.48933183711162975,0.25883893093922838,8.8875623805209358E-3,2.221890595130234E-3]
[1977,494.25,20,0.59375,0.48955598554404367,0.3093710074382911,1.51751399306818E-2,3.7937849826704499E-3]
[1978,494.5,20,0.60416666666666663,0.48977786129225259,0.35498746120913593,2.2926243964092409E-2,5.7315609910231023E-3]
[1979,494.75,20,0.61458333333333337,0.48999745975355502,0.39495180158203613,3.1573750105107365E-2,7.8934375262768412E-3]
[1980,495,20,0.625,0.49021477637249045,0.42861763090536248,4.0355614449116242E-2,1.0088903612279061E-2]
[1981,495.25,20,0.63541666666666663,0.49042980664093416,0.455439111016749,4.841554656777193E-2,1.2103886641942983E-2]
[1982,495.5,20,0.64583333333333337,0.4906425460981908,0.47497982241991543,5.4918586663827498E-2,1.3729646665956875E-2]
[1983,495.75,20,0.65625,0.49085299033108631,0.48691987222545147,5.9165204214987284E-2,1.4791301053746821E-2]
[1984,496,20,0.66666666666666663,0.49106113497406034,0.49106113497406034,6.0687683373138998E-2,1.517192084328475E-2]
[1985,496.25,20,{"$f":"IF(A2005<>\"\",MOD(B2005,24)/24,\"\")","v":0.67708333333333337},0.4912669757092562,0.48733054041208013,{"$f":"ABS(0.5*1.025*1*(F2005^3))","v":5.9315030294727032E-2},{"$f":"G2005*$B$13","v":1.4828757573681758E-2}]
[{"$f":"IF(IF(A2005<>\"\",A2005+1<=$B$16,0),A2005+1,\"\")","v":1986},{"$f":"IF(A2006<>\"\",A2006*$B$13,\"\")","v":496.5},{"$f":"IF(A2006<>\"\",ROUNDDOWN(A2006*$B$13/24,0),\"\")","v":20},0.6875,{"$f":"IF(A2006<>\"\",($B$4+$B$5)/2+($B$5-$B$4)/2*COS(2*PI()/$B$15*B2006),\"\")","v":0.49147050826661065},{"$f":"IF(A2006<>\"\",E2006*COS(2*PI()/$B$7*B2006),\"\")","v":0.47578135365044844},5.5197082408112046E-2,1.3799270602028011E-2]
[1987,496.75,20,0.69791666666666663,0.49167172842394236,0.45659242540577211,4.8784288720233784E-2,1.2196072180058446E-2]
[1988,497,20,0.70833333333333337,0.49187063200703979,0.43006542267625258,4.076593893358231E-2,1.0191484733395578E-2]
[1989,497.25,20,0.71875,0.49206721488974731,0.39662008272022536,3.1975546222814621E-2,7.9938865557036554E-3]
[1990,497.5,20,0.72916666666666663,0.49226147299405126,0.35678756505686487,2.327678519822245E-2,5.8191962995556125E-3]
[1991,497.75,20,0.73958333333333337,0.49245340229016438,0.31120200688305977,1.544617805214174E-2,3.8615445130354351E-3]
[1992,498,20,0.75,0.49264299879660911,0.26059041630295243,9.0692043733435253E-3,2.2673010933358813E-3]
[1993,498.25,20,0.76041666666666663,0.49283025858030066,0.20576106462744759,4.4646093528653077E-3,1.1161523382163269E-3]
[1994,498.5,20,0.77083333333333337,0.4930151777566284,0.14759056328649095,1.6476677469708515E-3,4.1191693674271288E-4]
[1995,498.75,20,0.78125,0.4931977524895364,8.7009832213070654E-2,3.3759722121350598E-4,8.4399305303376496E-5]
[1996,499,20,0.79166666666666663,0.49337797899160285,2.498918455924104E-2,7.9974240329261643E-6,1.9993560082315411E-6]
[1997,499.25,20,0.80208333333333337,0.49355585352411913,-3.7477233002190892E-2,2.6977172327369242E-5,6.7442930818423105E-6]
[1998,499.5,20,0.8125,0.49373137239716686,-9.9387394584895317E-2,5.031387740474818E-4,1.2578469351187045E-4]
[1999,499.75,20,0.82291666666666663,0.49390453196969458,-0.15974748766416461,2.0892767917798706E-3,5.2231919794496764E-4]
[2000,500,20,0.83333333333333337,0.49407532864959353,-0.21758788516620753,5.2795633213007015E-3,1.3198908303251754E-3]
[2001,500.25,20,0.84375,0.49424375889377198,-0.27197874007079603,1.0310951463564108E-2,2.5777378658910269E-3]
[2002,500.5,20,0.85416666666666663,0.49440981920822835,-0.32204495141991379,1.7117618992806873E-2,4.2794047482017181E-3]
[2003,500.75,20,0.86458333333333337,0.49457350614812462,-0.36698026056600086,2.5329229779745926E-2,6.3323074449364814E-3]
[2004,501,20,0.875,0.49473481631785693,-0.406060250326095,3.4313522528593883E-2,8.5783806321484708E-3]
[2005,501.25,20,0.88541666666666663,0.49489374637112621,-0.43865403721079993,4.3257385024612294E-2,1.0814346256153073E-2]
[2006,501.5,20,0.89583333333333337,0.495050293011008,-0.46423446779111344,5.1275040991366233E-2,1.2818760247841558E-2]
[2007,501.75,20,0.90625,0.49520445299002053,-0.48238665421680343,5.7528059092368924E-2,1.4382014773092231E-2]
[2008,502,20,0.91666666666666663,0.49535622311019184,-0.49281471052360182,6.1340153558863957E-2,1.5335038389715989E-2]
[2009,502.25,20,0.92708333333333337,0.49550560022312662,-0.49534658023525791,6.2290436890080542E-2,1.5572609222520135E-2]
[2010,502.5,20,0.9375,0.49565258123007144,-0.4899368764173917,6.0271813194525792E-2,1.5067953298631448E-2]
[2011,502.75,20,0.94791666666666663,0.49579716308197846,-0.47666768727960784,5.5506137557229995E-2,1.3876534389307499E-2]
[2012,503,20,0.95833333333333337,0.49593934277956958,-0.45574733313708471,4.8513909949997297E-2,1.2128477487499324E-2]
[2013,503.25,20,0.96875,0.49607911737339794,-0.42750709350596355,4.0042745369680117E-2,1.0010686342420029E-2]
[2014,503.5,20,0.97916666666666663,0.49621648396390927,-0.39239595578719094,3.0964740004467521E-2,7.7411850011168803E-3]
[2015,503.75,20,0.98958333333333337,0.49635143970150231,-0.35097346886463621,2.2157294698907249E-2,5.5393236747268123E-3]
[2016,504,21,0,0.49648398178658787,-0.30390081549065528,1.4384324310319713E-2,3.5960810775799283E-3]
[2017,504.25,21,1.0416666666666666E-2,0.49661410746964629,-0.25193024606339293,8.1947328919972223E-3,2.0486832229993056E-3]
[2018,504.5,21,2.0833333333333332E-2,0.49674181405128548,-0.19589304285072734,3.8525732655272965E-3,9.6314331638182413E-4]
[2019,504.75,21,3.125E-2,0.49686709888229613,-0.13668620745810811,1.3087839199598938E-3,3.2719597998997346E-4]
[2020,505,21,4.1666666666666664E-2,0.49698995936370693,-7.5258084988531843E-2,2.1845065892213831E-4,5.4612664730534578E-5]
[2021,505.25,21,5.2083333333333336E-2,0.49711039294683862,-1.2593155566623014E-2,1.0235229256665002E-6,2.5588073141662506E-7]
[2022,505.5,21,6.25E-2,0.49722839713335665,5.0303762582495512E-2,6.5237195178610767E-5,1.6309298794652692E-5]
[2023,505.75,21,7.2916666666666671E-2,0.49734396947532311,0.11242364471636329,7.2822712599330359E-4,1.820567814983259E-4]
[2024,506,21,8.3333333333333329E-2,0.49745710757524747,0.17276946652588213,2.6429859014248779E-3,6.6074647535621948E-4]
[2025,506.25,21,9.375E-2,0.49756780908613635,0.23037222582162376,6.2659110438235011E-3,1.5664777609558753E-3]
[2026,506.5,21,0.10416666666666667,0.49767607171154221,0.28430652118204336,1.1777533102968547E-2,2.9443832757421367E-3]
[2027,506.75,21,0.11458333333333333,0.49778189320561089,0.33370543680090503,1.9045120144854245E-2,4.7612800362135613E-3]
[2028,507,21,0.125,0.49788527137312849,0.37777449382346467,2.76306923159239E-2,6.907673078980975E-3]
[2029,507.25,21,0.13541666666666666,0.4979862040695664,0.41580444337829825,3.6843531201661325E-2,9.2108828004153313E-3]
[2030,507.5,21,0.14583333333333334,0.49808468920112636,0.44718269505545027,4.5829892308582011E-2,1.1457473077145503E-2]
[2031,507.75,21,0.15625,0.49818072472478336,0.47140319645457374,5.3687284609737755E-2,1.3421821152434439E-2]
[2032,508,21,0.16666666666666666,0.49827430864832861,0.48807460427792798,5.958713466401918E-2,1.4896783666004795E-2]
[2033,508.25,21,0.17708333333333334,0.49836543903041025,0.49692661487322937,6.2888414092793915E-2,1.5722103523198479E-2]
[2034,508.5,21,0.1875,0.49845411398057399,0.4978143516997201,6.3226058447299033E-2,1.5806514611824758E-2]
[2035,508.75,21,0.19791666666666666,0.49854033165930234,0.49072073842125513,6.0561567333948629E-2,1.5140391833487157E-2]
[2036,509,21,0.20833333333333334,0.49862409027805255,0.47575681872104986,5.51885436958977E-2,1.3797135923974425E-2]
[2037,509.25,21,0.21875,0.49870538809929393,0.45316001696155095,4.7692339063979607E-2,1.1923084765994902E-2]
[2038,509.5,21,0.22916666666666666,0.49878422343654383,0.42329036694840078,3.8869506350642131E-2,9.7173765876605329E-3]
[2039,509.75,21,0.23958333333333334,0.49886059465440247,0.38662476876550794,2.9618488351887379E-2,7.4046220879718447E-3]
[2040,510,21,0.25,0.49893450016858715,0.34374936540172152,2.0817069156387414E-2,5.2042672890968535E-3]
[2041,510.25,21,0.26041666666666669,0.49900593844596486,0.29535016117658652,1.3203999715797778E-2,3.3009999289494445E-3]
[2042,510.5,21,0.27083333333333331,0.49907490800458421,0.24220203230465071,7.281606714311134E-3,1.8204016785777835E-3]
[2043,510.75,21,0.28125,0.49914140741370611,0.18515630585767215,3.2531897244653745E-3,8.1329743111634362E-4]
[2044,511,21,0.29166666666666669,0.4992054352938336,0.1251271064737017,1.0040332029712035E-3,2.5100830074280088E-4]
[2045,511.25,21,0.30208333333333331,0.49926699031674027,6.3076690047604814E-2,1.2861764596809716E-4,3.215441149202429E-5]
[2046,511.5,21,0.3125,0.49932607120549788,-1.0031756130282315E-14,5.173980263900625E-43,1.2934950659751563E-43]
[2047,511.75,21,0.32291666666666669,0.49938267673450293,-6.3091305707096423E-2,1.2870707364720675E-4,3.2176768411801689E-5]
[2048,512,21,0.33333333333333331,0.499436805729502,-0.12518510005931122,1.005429890190602E-3,2.5135747254765049E-4]
[2049,512.25,21,{"$f":"IF(A2069<>\"\",MOD(B2069,24)/24,\"\")","v":0.34375},0.49948845706761602,-0.18528504378829064,{"$f":"ABS(0.5*1.025*1*(F2069^3))","v":3.2599802062736514E-3},{"$f":"G2069*$B$13","v":8.1499505156841284E-4}]
[{"$f":"IF(IF(A2069<>\"\",A2069+1<=$B$16,0),A2069+1,\"\")","v":2050},{"$f":"IF(A2070<>\"\",A2070*$B$13,\"\")","v":512.5},{"$f":"IF(A2070<>\"\",ROUNDDOWN(A2070*$B$13/24,0),\"\")","v":21},0.35416666666666669,{"$f":"IF(A2070<>\"\",($B$4+$B$5)/2+($B$5-$B$4)/2*COS(2*PI()/$B$15*B2070),\"\")","v":0.49953762967736393},{"$f":"IF(A2070<>\"\",E2070*COS(2*PI()/$B$7*B2070),\"\")","v":-0.24242659204054912},7.3018791147847458E-3,1.8254697786961864E-3]
[2051,512.75,21,0.36458333333333331,0.4995843225386844,-0.29569249344528725,1.3249966134498808E-2,3.312491533624702E-3]
[2052,513,21,0.375,0.49962853468295737,-0.34422753222281333,2.0904061764342813E-2,5.2260154410857032E-3]
[2053,513.25,21,0.38541666666666669,0.49967026519302399,-0.38725227610547935,2.97629384920618E-2,7.4407346230154501E-3]
[2054,513.5,21,0.39583333333333331,0.49970951320320567,-0.42407560879540768,3.9086227221391628E-2,9.7715568053479071E-3]
[2055,513.75,21,0.40625,0.49974627789932202,-0.45410584520142172,4.7991590819638018E-2,1.1997897704909504E-2]
[2056,514,21,0.41666666666666669,0.49978055851870784,-0.47686025046824498,5.5573434487122535E-2,1.3893358621780634E-2]
[2057,514.25,21,0.42708333333333331,0.49981235435022869,-0.49197280946654887,6.102631856596985E-2,1.5256579641492463E-2]
[2058,514.5,21,0.4375,0.49984166473429603,-0.49920012154200094,6.3755538305940884E-2,1.5938884576485221E-2]
[2059,514.75,21,0.44791666666666669,0.49986848906288056,-0.49842532547016188,6.3459138668908899E-2,1.5864784667227225E-2]
[2060,515,21,0.45833333333333331,0.49989282677952496,-0.48965999124789084,6.0169684068614941E-2,1.5042421017153735E-2]
[2061,515.25,21,0.46875,0.49991467737935541,-0.47304394805996564,5.4249825017496887E-2,1.3562456254374222E-2]
[2062,515.5,21,0.47916666666666669,0.49993404040909223,-0.44884305096522636,4.6342278951474331E-2,1.1585569737868583E-2]
[2063,515.75,21,0.48958333333333331,0.49995091546705894,-0.41744492201477384,3.7281331704895365E-2,9.3203329262238413E-3]
[2064,516,21,0.5,0.49996530220319096,-0.37935273411123144,2.7978441898094984E-2,6.9946104745237459E-3]
[2065,516.25,21,0.51041666666666663,0.49997720031904258,-0.33517713741756411,1.929821019358691E-2,4.8245525483967275E-3]
[2066,516.5,21,0.52083333333333337,0.49998660956779339,-0.28562645801907643,1.1942332885902348E-2,2.985583221475587E-3]
[2067,516.75,21,0.53125,0.49999352975425321,-0.23149532635048051,6.3580004189446072E-3,1.5895001047361518E-3]
[2068,517,21,0.54166666666666663,0.49999796073486613,-0.17365191817490624,2.6836917092659452E-3,6.7092292731648631E-4]
[2069,517.25,21,0.55208333333333337,0.49999990241771386,-0.11302401323357099,7.3995624859621897E-4,1.8498906214905474E-4]
[2070,517.5,21,0.5625,0.499999354762517,-5.0584095716116016E-2,6.6333947312135314E-5,1.6583486828033829E-5]
[2071,517.75,21,0.57291666666666663,0.49999631778063641,1.2666263875986938E-2,1.0414524932639378E-6,2.6036312331598446E-7]
[2072,518,21,0.58333333333333337,0.49999079153507275,7.5712494334911798E-2,2.2243162377446235E-4,5.5607905943615588E-5]
[2073,518.25,21,0.59375,0.49998277614046532,0.13754331816043361,1.3335593892801175E-3,3.3338984732002937E-4]
[2074,518.5,21,0.60416666666666663,0.49997227176308945,0.19716699276407856,3.9282263754876045E-3,9.8205659387190112E-4]
[2075,518.75,21,0.61458333333333337,0.4999592786208531,0.25362723730583703,8.3614489573054472E-3,2.0903622393263618E-3]
[2076,519,21,0.625,0.49994379698329261,0.306018589071061,1.4687142044699076E-2,3.6717855111747691E-3]
[2077,519.25,21,0.63541666666666663,0.49992582717156681,0.35350094248332126,2.2639435708981262E-2,5.6598589272453155E-3]
[2078,519.5,21,0.64583333333333337,0.49990536955845044,0.39531303701170539,3.1660464424708865E-2,7.9151161061772161E-3]
[2079,519.75,21,0.65625,0.49988242456832649,0.43078467715678959,4.0970815779002426E-2,1.0242703944750606E-2]
[2080,520,21,0.66666666666666663,0.49985699267717731,0.45934748811369241,4.9672716030163301E-2,1.2418179007540825E-2]
[2081,520.25,21,0.67708333333333337,0.49982907441257474,0.48054403428677051,5.6871337216567362E-2,1.4217834304141841E-2]
[2082,520.5,21,0.6875,0.49979867035366932,0.49403515418591043,6.1797005277284489E-2,1.5449251319321122E-2]
[2083,520.75,21,0.69791666666666663,0.49976578113117803,0.49960539394601439,6.3910942971598092E-2,1.5977735742899523E-2]
[2084,521,21,0.70833333333333337,0.49973040742737135,0.49716645231562501,6.2979515737138878E-2,1.5744878934284719E-2]
[2085,521.25,21,0.71875,0.49969254997605916,0.48675858196467181,5.9106428976358004E-2,1.4776607244089501E-2]
[2086,521.5,21,0.72916666666666663,0.49965220956257528,0.46854992484930658,5.2718310952678232E-2,1.3179577738169558E-2]
[2087,521.75,21,0.73958333333333337,0.49960938702376145,0.44283379261382028,4.4505750924562847E-2,1.1126437731140712E-2]
[2088,522,21,0.75,0.49956408324794999,0.41002393607013526,3.5328199228257938E-2,8.8320498070644845E-3]
[2089,522.25,21,0.76041666666666663,0.49951629917494494,0.37064788014196015,2.609626966573245E-2,6.5240674164331125E-3]
[2090,522.5,21,0.77083333333333337,0.49946603579600313,0.32533843177185878,1.7648182105555656E-2,4.4120455263889141E-3]
[2091,522.75,21,0.78125,0.49941329415381319,0.27482349766554287,1.0637889073436995E-2,2.6594722683592488E-3]
[2092,523,21,0.79166666666666663,0.49935807534247423,0.21991437591389473,5.4507307631852572E-3,1.3626826907963143E-3]
[2093,523.25,21,0.80208333333333337,0.49930038050747277,0.16149271005418023,2.1585029054169797E-3,5.3962572635424494E-4]
[2094,523.5,21,0.8125,0.4992402108456595,0.10049631561197868,5.2016878830334957E-4,1.3004219707583739E-4]
[2095,523.75,21,0.82291666666666663,0.49917756760522392,3.7904107259647303E-2,2.7909540522873222E-5,6.9773851307183055E-6]
[2096,524,21,0.83333333333333337,0.49911245208566879,-2.5279630855189212E-2,8.2795370402660494E-6,2.0698842600665124E-6]
[2097,524.25,21,0.84375,0.49904486563778305,-8.8041378547972934E-2,3.4974730123842101E-4,8.7436825309605251E-5]
[2098,524.5,21,0.85416666666666663,0.49897480966361379,-0.14937465730592986,1.7081446125589948E-3,4.2703615313974871E-4]
[2099,524.75,21,0.86458333333333337,0.49890228561643724,-0.20829619051645082,4.6316725882437964E-3,1.1579181470609491E-3]
[2100,525,21,0.875,0.49882729500072848,-0.2638616864241502,9.4150552129373382E-3,2.3537638032343345E-3]
[2101,525.25,21,0.88541666666666663,0.49874983937213047,-0.31518099016760176,1.6046263382548717E-2,4.0115658456371791E-3]
[2102,525.5,21,0.89583333333333337,0.49866992033742141,-0.36143236146869084,2.419774944580939E-2,6.0494373614523476E-3]
[2103,525.75,21,0.90625,0.49858753955448187,-0.40187564868690945,3.3263576564451142E-2,8.3158941411127854E-3]
[2104,526,21,0.91666666666666663,0.49850269873226,-0.43586414777549681,4.2437257687707258E-2,1.0609314421926815E-2]
[2105,526.25,21,0.92708333333333337,0.49841539963073633,-0.46285495590009257,5.0819293638021512E-2,1.2704823409505378E-2]
[2106,526.5,21,0.9375,0.49832564406088709,-0.4824176537596096,5.7539150556778225E-2,1.4384787639194556E-2]
[2107,526.75,21,0.94791666666666663,0.49823343388464669,-0.49424117759152858,6.1874349608841375E-2,1.5468587402210344E-2]
[2108,527,21,0.95833333333333337,0.49813877101486936,-0.49813877101486936,6.3349749887686588E-2,1.5837437471921647E-2]
[2109,527.25,21,0.96875,0.49804165741528883,-0.49405093779306636,6.180292840325162E-2,1.5450732100812905E-2]
[2110,527.5,21,0.97916666666666663,0.49794209510047838,-0.4820463487870747,5.740639339303362E-2,1.4351598348258405E-2]
[2111,527.75,21,0.98958333333333337,0.49784008613580849,-0.4623206892973255,5.0643516822686634E-2,1.2660879205671658E-2]
[2112,528,22,0,0.49773563263740411,-0.43519346613108989,4.2241659240848245E-2,1.0560414810212061E-2]
[2113,528.25,22,{"$f":"IF(A2133<>\"\",MOD(B2133,24)/24,\"\")","v":1.0416666666666666E-2},0.49762873677210095,-0.40110282654521939,{"$f":"ABS(0.5*1.025*1*(F2133^3))","v":3.3072043996762557E-2},{"$f":"G2133*$B$13","v":8.2680109991906392E-3}]
[{"$f":"IF(IF(A2133<>\"\",A2133+1<=$B$16,0),A2133+1,\"\")","v":2114},{"$f":"IF(A2134<>\"\",A2134*$B$13,\"\")","v":528.5},{"$f":"IF(A2134<>\"\",ROUNDDOWN(A2134*$B$13/24,0),\"\")","v":22},2.0833333333333332E-2,{"$f":"IF(A2134<>\"\",($B$4+$B$5)/2+($B$5-$B$4)/2*COS(2*PI()/$B$15*B2134),\"\")","v":0.49751940075740042},{"$f":"IF(A2134<>\"\",E2134*COS(2*PI()/$B$7*B2134),\"\")","v":-0.36059847317551097},2.4030650121982855E-2,6.0076625304957137E-3]
[2115,528.75,22,3.125E-2,0.49740762686142337,-0.31433278965754069,1.5917062819168697E-2,3.9792657047921743E-3]
[2116,529,22,4.1666666666666664E-2,0.49729341740286359,-0.26305032037861459,9.328469049755617E-3,2.3321172624389042E-3]
[2117,529.25,22,5.2083333333333336E-2,0.49717677475093919,-0.20757577421380025,4.5837810939476364E-3,1.1459452734869091E-3]
[2118,529.5,22,6.25E-2,0.49705770132534377,-0.14880074576671362,1.6885316022637413E-3,4.2213290056593533E-4]
[2119,529.75,22,7.2916666666666671E-2,0.49693619959619606,-8.7669368177807114E-2,3.453325373930089E-4,8.6333134348252224E-5]
[2120,530,22,8.3333333333333329E-2,0.4968122720839887,-2.5163128649931504E-2,8.1655940204485888E-6,2.0413985051121472E-6]
[2121,530.25,22,9.375E-2,0.4966859213595361,3.7714908800657788E-2,2.7493691506715129E-5,6.8734228766787822E-6]
[2122,530.5,22,0.10416666666666667,0.49655715004392098,9.9956219443301811E-2,5.1182716859609451E-4,1.2795679214902363E-4]
[2123,530.75,22,0.11458333333333333,0.49642596080843987,0.16056301353252317,2.1214382822266494E-3,5.3035957055666235E-4]
[2124,531,22,0.125,0.49629235637454799,0.21856425121011996,5.3509544969521103E-3,1.3377386242380276E-3]
[2125,531.25,22,0.13541666666666666,0.49615633951380256,0.27303121925330431,1.0431116483943429E-2,2.6077791209858574E-3]
[2126,531.5,22,0.14583333333333334,0.49601791304780551,0.32309241949665063,1.7285190706413944E-2,4.3212976766034859E-3]
[2127,531.75,22,0.15625,0.49587707984814461,0.36794752996105318,2.5530042939955477E-2,6.3825107349888693E-3]
[2128,532,22,0.16666666666666666,0.49573384283633443,0.40688021476925879,3.4521812223454469E-2,8.6304530558636173E-3]
[2129,532.25,22,0.17708333333333334,0.49558820498375511,0.43926957756939106,4.3439743183788619E-2,1.0859935795947155E-2]
[2130,532.5,22,0.1875,0.49544016931159113,0.46460007512325452,5.1396281226176538E-2,1.2849070306544134E-2]
[2131,532.75,22,0.19791666666666666,0.49528973889076872,0.48246973258991571,5.7557787282470935E-2,1.4389446820617734E-2]
[2132,533,22,0.20833333333333334,0.49513691684189171,0.49259652944484122,6.1258719281226316E-2,1.5314679820306579E-2]
[2133,533.25,22,0.21875,0.49498170633517724,0.49482285447779883,6.2093068254275088E-2,1.5523267063568772E-2]
[2134,533.5,22,0.22916666666666666,0.49482411059038972,0.48911795943242814,5.9970089687546246E-2,1.4992522421886562E-2]
[2135,533.75,22,0.23958333333333334,0.49466413287677424,0.47557837308471101,5.5126467056830504E-2,1.3781616764207626E-2]
[2136,534,22,0.25,0.49450177651298843,0.4544262703866877,4.8093253688882939E-2,1.2023313422220735E-2]
[2137,534.25,22,0.26041666666666669,0.49433704486703417,0.42600582419671335,3.9622372785798908E-2,9.905593196449727E-3]
[2138,534.5,22,0.27083333333333331,0.49416994135618708,0.39077759954839414,3.0583194881246358E-2,7.6457987203115895E-3]
[2139,534.75,22,0.28125,0.49400046944692594,0.34931108185525639,2.1843939304148855E-2,5.4609848260372138E-3]
[2140,535,22,0.29166666666666669,0.49382863265486099,0.30227546040137138,1.4154761094527056E-2,3.5386902736317641E-3]
[2141,535.25,22,0.30208333333333331,0.49365443454466074,0.2504288164482486,8.049089801223791E-3,2.0122724503059478E-3]
[2142,535.5,22,0.3125,0.49347787872997778,0.19460589084607008,3.7771289977236349E-3,9.4428224943090872E-4]
[2143,535.75,22,0.32291666666666669,0.49329896887337438,0.13570462876286327,1.2807897804554456E-3,3.2019744511386139E-4]
[2144,536,22,0.33333333333333331,0.49311770868624627,7.467171867451583E-2,2.1338422591268103E-4,5.3346056478170258E-5]
[2145,536.25,22,0.34375,0.49293410192874543,1.2487358779371609E-2,9.9794277689288513E-7,2.4948569422322128E-7]
[2146,536.5,22,0.35416666666666669,0.49274815240970227,-4.9850503741711676E-2,6.3489590134348847E-5,1.5872397533587212E-5]
[2147,536.75,22,0.36458333333333331,0.49255986398654683,-0.11134220690115766,7.074135028311136E-4,1.768533757077784E-4]
[2148,537,22,0.375,0.49236924056522835,-0.1710024235875279,2.5627170987832602E-3,6.4067927469581504E-4]
[2149,537.25,22,0.38541666666666669,0.49217628610013447,-0.2278759687724905,6.0644225463228774E-3,1.5161056365807194E-3]
[2150,537.5,22,0.39583333333333331,0.49198100459400929,-0.28105311035496644,1.137781996308964E-2,2.84445499077241E-3]
[2151,537.75,22,0.40625,0.49178340009787003,-0.32968413793490042,1.8364877134024432E-2,4.591219283506108E-3]
[2152,538,22,0.41666666666666669,0.49158347671092328,-0.37299295593597537,2.6594740689320693E-2,6.6486851723301732E-3]
[2153,538.25,22,0.42708333333333331,0.49138123858048,-0.41028948337282312,3.5396883401519273E-2,8.8492208503798183E-3]
[2154,538.5,22,0.4375,0.49117668990186908,-0.44098066192522628,4.3949354900571364E-2,1.0987338725142841E-2]
[2155,538.75,22,0.44791666666666669,0.49096983491835061,-0.4645798965247907,5.1389584757963298E-2,1.2847396189490825E-2]
[2156,539,22,0.45833333333333331,0.49076067792102807,-0.48071477801302259,5.6931980200305335E-2,1.4232995050076334E-2]
[2157,539.25,22,0.46875,0.49054922324875894,-0.48913296518305166,5.9975609361083586E-2,1.4993902340270896E-2]
[2158,539.5,22,0.47916666666666669,0.49033547528806454,-0.48970613322175321,6.0186695523523431E-2,1.5046673880880858E-2]
[2159,539.75,22,0.48958333333333331,0.49011943847303985,-0.48243192674422242,5.7544257830749228E-2,1.4386064457687307E-2]
[2160,540,22,0.5,0.48990111728526065,-0.46743388775610928,5.2342498952149527E-2,1.3085624738037382E-2]
[2161,540.25,22,0.51041666666666663,0.48968051625369069,-0.44495936147191062,4.5149704746437362E-2,1.1287426186609341E-2]
[2162,540.5,22,0.52083333333333337,0.48945763995458857,-0.41537541543439332,3.6729603122972451E-2,9.1824007807431128E-3]
[2163,540.75,22,0.53125,0.48923249301141158,-0.37916283929811545,2.7936446930705464E-2,6.9841117326763661E-3]
[2164,541,22,0.54166666666666663,0.48900508009472055,-0.33690832344522031,1.9598782409314699E-2,4.8996956023286747E-3]
[2165,541.25,22,0.55208333333333337,0.48877540592208307,-0.28929494379929155,1.2408417556019104E-2,3.1021043890047759E-3]
[2166,541.5,22,0.5625,0.48854347525797504,-0.23709110732445579,6.8302982012373187E-3,1.7075745503093297E-3]
[2167,541.75,22,0.57291666666666663,0.48830929291368219,-0.18113813730731165,3.0459555554589552E-3,7.6148888886473881E-4]
[2168,542,22,0.58333333333333337,0.48807286374720044,-0.12233669922498566,9.3834845982826681E-4,2.345871149570667E-4]
[2169,542.25,22,0.59375,0.48783419266313466,-6.1632286456018121E-2,1.1998272151976396E-4,2.9995680379940989E-5]
[2170,542.5,22,0.60416666666666663,0.48759328461259727,1.1229629759791433E-14,7.2575524515218812E-43,1.8143881128804703E-43]
[2171,542.75,22,0.61458333333333337,0.48735014459310561,6.1571132502998165E-2,1.1962592120909289E-4,2.9906480302273222E-5]
[2172,543,22,0.625,0.48710477764847782,0.12209404599291811,9.32775922070132E-4,2.33193980517533E-4]
[2173,543.25,22,0.63541666666666663,0.48685718886872859,0.18059947989143563,3.0188626585510446E-3,7.5471566463776116E-4]
[2174,543.5,22,0.64583333333333337,0.48660738338996368,0.23615151814126478,6.7494144243849565E-3,1.6873536060962391E-3]
[2175,543.75,22,0.65625,0.48635536639427285,0.28786257795045911,1.2225017821609556E-2,3.056254455402389E-3]
[2176,544,22,0.66666666666666663,0.48610114310962277,0.33490760692740368,1.9251692034586803E-2,4.8129230086467007E-3]
[2177,544.25,22,{"$f":"IF(A2197<>\"\",MOD(B2197,24)/24,\"\")","v":0.67708333333333337},0.48584471880974867,0.37653726126813147,{"$f":"ABS(0.5*1.025*1*(F2197^3))","v":2.7360104265757166E-2},{"$f":"G2197*$B$13","v":6.8400260664392915E-3}]
[{"$f":"IF(IF(A2197<>\"\",A2197+1<=$B$16,0),A2197+1,\"\")","v":2178},{"$f":"IF(A2198<>\"\",A2198*$B$13,\"\")","v":544.5},{"$f":"IF(A2198<>\"\",ROUNDDOWN(A2198*$B$13/24,0),\"\")","v":22},0.6875,{"$f":"IF(A2198<>\"\",($B$4+$B$5)/2+($B$5-$B$4)/2*COS(2*PI()/$B$15*B2198),\"\")","v":0.48558609881404452},{"$f":"IF(A2198<>\"\",E2198*COS(2*PI()/$B$7*B2198),\"\")","v":0.41208985427781319},3.5864901009934537E-2,8.9662252524836342E-3]
[2179,544.75,22,0.69791666666666663,0.48532528848745293,0.44100188450151523,4.3955700508256944E-2,1.0988925127064236E-2]
[2180,545,22,0.70833333333333337,0.48506229324035383,0.46281697578005793,5.0806784549762063E-2,1.2701696137440516E-2]
[2181,545.25,22,0.71875,0.48479711852845242,0.47719308726131177,5.5689882421747515E-2,1.3922470605436879E-2]
[2182,545.5,22,0.72916666666666663,0.48452976985266555,0.48390787936764867,5.8074028155428101E-2,1.4518507038857025E-2]
[2183,545.75,22,0.73958333333333337,0.48426025275900797,0.48286215149542805,5.7698346192519873E-2,1.4424586548129968E-2]
[2184,546,22,0.75,0.48398857283847729,0.47408129831935142,5.4607505755645908E-2,1.3651876438911477E-2]
[2185,546.25,22,0.76041666666666663,0.48371473572693768,0.45771476349236434,4.9144919940353582E-2,1.2286229985088395E-2]
[2186,546.5,22,0.77083333333333337,0.48343874710500323,0.43403350175526373,4.190478606849183E-2,1.0476196517122957E-2]
[2187,546.75,22,0.78125,0.48316061269792021,0.40342549248033632,3.3649908159179696E-2,8.4124770397949241E-3]
[2188,547,22,0.79166666666666663,0.48288033827544791,0.36638937895514195,2.5207077506099903E-2,6.3017693765249757E-3]
[2189,547.25,22,0.80208333333333337,0.48259792965173914,0.32352633776320977,1.7354927139220728E-2,4.338731784805182E-3]
[2190,547.5,22,0.8125,0.48231339268521994,0.27553031095558483,1.0720178499120193E-2,2.6800446247800484E-3]
[2191,547.75,22,0.82291666666666663,0.48202673327846751,0.22317675987687122,5.696928569067148E-3,1.424232142266787E-3]
[2192,548,22,0.83333333333333337,0.48173795737808794,0.16731012309213222,2.4002723699956784E-3,6.0006809249891959E-4]
[2193,548.25,22,0.84375,0.48144707097459327,0.10883018148198728,6.6060511169688133E-4,1.6515127792422033E-4]
[2194,548.5,22,0.85416666666666663,0.48115408010227662,4.8677550901346074E-2,5.9112595475954515E-5,1.4778148868988629E-5]
[2195,548.75,22,0.86458333333333337,0.48085899083908712,-1.2181463439859852E-2,9.2638660766164364E-7,2.3159665191541091E-7]
[2196,549,22,0.875,0.48056180930650438,-7.2770406736865093E-2,1.9749598758764353E-4,4.9373996896910883E-5]
[2197,549.25,22,0.88541666666666663,0.48026254166941085,-0.13211835831484103,1.1819071921531264E-3,2.9547679803828159E-4]
[2198,549.5,22,0.89583333333333337,0.479961194135964,-0.1892755071346959,3.4751785676998986E-3,8.6879464192497465E-4]
[2199,549.75,22,0.90625,0.4796577729574682,-0.2433283689484857,7.3836670475846992E-3,1.8459167618961748E-3]
[2200,550,22,0.91666666666666663,0.47935228442824407,-0.29341440104641187,1.2946075830370387E-2,3.2365189575925967E-3]
[2201,550.25,22,0.92708333333333337,0.47904473488549854,-0.33873578052926073,1.9919438402483867E-2,4.9798596006209667E-3]
[2202,550.5,22,0.9375,0.47873513070919349,-0.37857212578453758,2.7806080197446528E-2,6.9515200493616321E-3]
[2203,550.75,22,0.94791666666666663,0.47842347832191279,-0.41229195811616981,3.591769524564125E-2,8.9794238114103125E-3]
[2204,551,22,0.95833333333333337,0.47810978418872946,-0.43936272099229989,4.3467382141172503E-2,1.0866845535293126E-2]
[2205,551.25,22,0.96875,0.47779405481707188,-0.45935919780150741,4.9676514898168163E-2,1.2419128724542041E-2]
[2206,551.5,22,0.97916666666666663,0.47747629675658804,-0.4719701949613776,5.388124111285366E-2,1.3470310278213415E-2]
[2207,551.75,22,0.98958333333333337,0.47715651659901009,-0.4770033852853644,5.5623492431192523E-2,1.3905873107798131E-2]
[2208,552,23,0,0.47683472097801793,-0.47438823622916365,5.4713639246977926E-2,1.3678409811744481E-2]
[2209,552.25,23,1.0416666666666666E-2,0.47651091656910094,-0.46417697852604412,5.1255994154469374E-2,1.2813998538617343E-2]
[2210,552.5,23,2.0833333333333332E-2,0.47618511008941966,-0.44654360228304674,4.5633679123715812E-2,1.1408419780928953E-2]
[2211,552.75,23,3.125E-2,0.47585730829766704,-0.42178089933774082,3.8455157570924381E-2,9.6137893927310952E-3]
[2212,553,23,4.1666666666666664E-2,0.47552751799392751,-0.39029560205745562,3.0470167558459629E-2,7.6175418896149072E-3]
[2213,553.25,23,5.2083333333333336E-2,0.47519574601953612,-0.35260169929496532,2.2467102808565318E-2,5.6167757021413295E-3]
[2214,553.5,23,6.25E-2,0.47486199925693673,-0.30931203940641822,1.5166464157314237E-2,3.7916160393285593E-3]
[2215,553.75,23,7.2916666666666671E-2,0.47452628462953944,-0.26112835762029074,9.1254855435999142E-3,2.2813713858999786E-3]
[2216,554,23,8.3333333333333329E-2,0.47418860910157645,-0.20882989018357515,4.6673659120374921E-3,1.166841478009373E-3]
[2217,554.25,23,9.375E-2,0.47384897967795775,-0.15326076019975235,1.8449593251240359E-3,4.6123983128100899E-4]
[2218,554.5,23,0.10416666666666667,0.47350740340412645,-9.5316339556270405E-2,4.4380882821424216E-4,1.1095220705356054E-4]
[2219,554.75,23,0.11458333333333333,0.47316388736591158,-3.5928807506615222E-2,2.3769622187097307E-5,5.9424055467743267E-6]
[2220,555,23,0.125,0.47281843868938167,2.3947860931234775E-2,7.0387258800641474E-6,1.7596814700160369E-6]
[2221,555.25,23,0.13541666666666666,0.47247106454069732,8.3353234769845172E-2,2.9679818819438458E-4,7.4199547048596146E-5]
[2222,555.5,23,0.14583333333333334,0.47212177212596146,0.14133584812733913,1.4469411165386299E-3,3.6173527913465746E-4]
[2223,555.75,23,0.15625,0.47177056869107081,0.19696845472395344,3.9163716939382932E-3,9.790929234845733E-4]
[2224,556,23,0.16666666666666666,0.47141746152156544,0.24936287098461829,7.9467442817730948E-3,1.9866860704432737E-3]
[2225,556.25,23,0.17708333333333334,0.47106245794247709,0.29768416990770674,1.3519514361334955E-2,3.3798785903337387E-3]
[2226,556.5,23,0.1875,0.47070556531817759,0.34116399865122898,2.0350892378779177E-2,5.0877230946947943E-3]
[2227,556.75,23,0.19791666666666666,0.47034679105222643,0.37911280721299573,2.7925389405130521E-2,6.9813473512826303E-3]
[2228,557,23,0.20833333333333334,0.46998614258721644,0.41093079340598149,3.5563126101540957E-2,8.8907815253852392E-3]
[2229,557.25,23,0.21875,0.46962362740461983,0.43611739025930857,4.2511270394871917E-2,1.0627817598717979E-2]
[2230,557.5,23,0.22916666666666666,0.46925925302463323,0.45427914566939481,4.8046556900633697E-2,1.2011639225158424E-2]
[2231,557.75,23,0.23958333333333334,0.46889302700602109,0.46513587019848074,5.1574303007552169E-2,1.2893575751888042E-2]
[2232,558,23,0.25,0.46852495694595908,0.46852495694595908,5.2709883704161228E-2,1.3177470926040307E-2]
[2233,558.25,23,0.26041666666666669,0.46815505047987704,0.46440380694758182,5.133117236743763E-2,1.2832793091859408E-2]
[2234,558.5,23,0.27083333333333331,0.46778331528129974,0.45285032411120357,4.7594625998425649E-2,1.1898656499606412E-2]
[2235,558.75,23,0.28125,0.46740975906168813,0.43406147478197848,4.1912888755803387E-2,1.0478222188950847E-2]
[2236,559,23,0.29166666666666669,0.46703438957027965,0.40834993814391712,3.4897261847705682E-2,8.7243154619264206E-3]
[2237,559.25,23,0.30208333333333331,0.46665721459392678,0.37613890430741809,2.727335937359452E-2,6.8183398433986301E-3]
[2238,559.5,23,0.3125,0.46627824195693596,0.33795510661225425,1.9782032417023525E-2,4.9455081042558812E-3]
[2239,559.75,23,0.32291666666666669,0.46589747952090549,0.29442020291542975,1.307966716581802E-2,3.2699167914545051E-3]
[2240,560,23,0.33333333333333331,0.46551493518456177,0.24624064698231674,7.6519672119210562E-3,1.912991802980264E-3]
[2241,560.25,23,{"$f":"IF(A2261<>\"\",MOD(B2261,24)/24,\"\")","v":0.34375},0.46513061688359597,0.19419621513599664,{"$f":"ABS(0.5*1.025*1*(F2261^3))","v":3.7533248450920742E-3},{"$f":"G2261*$B$13","v":9.3833121127301854E-4}]
[{"$f":"IF(IF(A2261<>\"\",A2261+1<=$B$16,0),A2261+1,\"\")","v":2242},{"$f":"IF(A2262<>\"\",A2262*$B$13,\"\")","v":560.5},{"$f":"IF(A2262<>\"\",ROUNDDOWN(A2262*$B$13/24,0),\"\")","v":23},0.35416666666666669,{"$f":"IF(A2262<>\"\",($B$4+$B$5)/2+($B$5-$B$4)/2*COS(2*PI()/$B$15*B2262),\"\")","v":0.46474453259049958},{"$f":"IF(A2262<>\"\",E2262*COS(2*PI()/$B$7*B2262),\"\")","v":0.13912737466108427},1.3801670023544633E-3,3.4504175058861582E-4]
[2243,560.75,23,0.36458333333333331,0.46435669031439819,8.1921698765516721E-2,2.8176738282301985E-4,7.0441845705754963E-5]
[2244,561,23,0.375,0.46396709810088604,2.3499547887322746E-2,6.6507770630753955E-6,1.6626942657688489E-6]
[2245,561.25,23,0.38541666666666669,0.46357576403185935,-3.5200751442281304E-2,2.2353713146140412E-5,5.588428286535103E-6]
[2246,561.5,23,0.39583333333333331,0.46318269622534775,-9.3237991280830032E-2,4.1540583757780349E-4,1.0385145939445087E-4]
[2247,561.75,23,0.40625,0.46278790283534643,-0.14968318777009673,1.7187509084538E-3,4.2968772711345001E-4]
[2248,562,23,0.41666666666666669,0.46239139205164737,-0.20363446479015093,4.3276060594358498E-3,1.0819015148589625E-3]
[2249,562.25,23,0.42708333333333331,0.46199317209966867,-0.25423147709587152,8.4213522199165364E-3,2.1053380549791341E-3]
[2250,562.5,23,0.4375,0.46159325124028427,-0.30066914206821321,1.393029921243698E-2,3.4825748031092449E-3]
[2251,562.75,23,0.44791666666666669,0.46119163776965266,-0.34221046072144212,2.0538735999547888E-2,5.134683999886972E-3]
[2252,563,23,0.45833333333333331,0.46078834001904478,-0.37819822362222222,2.7723772327828893E-2,6.9309430819572233E-3]
[2253,563.25,23,0.46875,0.46038336635467114,-0.40806541565132665,3.4824367461625788E-2,8.706091865406447E-3]
[2254,563.5,23,0.47916666666666669,0.45997672517750787,-0.43134415477323956,4.1130654593103042E-2,1.028266364827576E-2]
[2255,563.75,23,0.48958333333333331,0.45956842492312339,-0.4476730238264196,4.5980812931660071E-2,1.1495203232915018E-2]
[2256,564,23,0.5,0.45915847406150245,-0.45680268041922145,4.8851713395184369E-2,1.2212928348796092E-2]
[2257,564.25,23,0.51041666666666663,0.45874688109687078,-0.45859965789004153,4.9430505179888583E-2,1.2357626294972146E-2]
[2258,564.5,23,0.52083333333333337,0.45833365456751923,-0.45304829951353265,4.7657075010720237E-2,1.1914268752680059E-2]
[2259,564.75,23,0.53125,0.45791880304562554,-0.44025079823522778,4.3731495162466778E-2,1.0932873790616695E-2]
[2260,565,23,0.54166666666666663,0.45750233513707722,-0.42042534470870913,3.8085576732487518E-2,9.5213941831218795E-3]
[2261,565.25,23,0.55208333333333337,0.45708425948129333,-0.39390241680157306,3.1322744363965788E-2,7.8306860909914469E-3]
[2262,565.5,23,0.5625,0.45666458475104443,-0.36111927353985079,2.4134920574173852E-2,6.0337301435434629E-3]
[2263,565.75,23,0.57291666666666663,0.45624331965227299,-0.32261274519718031,1.7208318351894656E-2,4.302079587973664E-3]
[2264,566,23,0.58333333333333337,0.45582047292391348,-0.27901043844443024,1.1131539312880894E-2,2.7828848282202235E-3]
[2265,566.25,23,0.59375,0.45539605333770988,-0.23102050072285546,6.3189574680956283E-3,1.5797393670239071E-3]
[2266,566.5,23,0.60416666666666663,0.45497006969803444,-0.17942011088673621,2.9601057869906391E-3,7.4002644674765977E-4]
[2267,566.75,23,0.61458333333333337,0.45454253084170526,-0.12504288331613955,1.0020071206342264E-3,2.5050178015855661E-4]
[2268,567,23,0.625,0.45411344563780232,-6.8765389807884117E-2,1.6664933973975957E-4,4.1662334934939892E-5]
[2269,567.25,23,0.63541666666666663,0.45368282298748364,-1.1493017343525407E-2,7.7802948532881038E-7,1.9450737133220259E-7]
[2270,567.5,23,0.64583333333333337,0.45325067182380141,4.5854609908105054E-2,4.9413188574238855E-5,1.2353297143559714E-5]
[2271,567.75,23,0.65625,0.45281700111151552,0.10235840942878321,5.4962243989888743E-4,1.3740560997472186E-4]
[2272,568,23,0.66666666666666663,0.45238181984690812,0.15711458232434,1.9876657547820073E-3,4.9691643869550182E-4]
[2273,568.25,23,0.67708333333333337,0.45194513705759753,0.20924908177730359,4.6955292737182741E-3,1.1738823184295685E-3]
[2274,568.5,23,0.6875,0.45150696180235,0.2579315761717057,8.7944241152980111E-3,2.1986060288245028E-3]
[2275,568.75,23,0.69791666666666663,0.45106730317089216,0.30238868365000049,1.417067288979169E-2,3.5426682224479226E-3]
[2276,569,23,0.70833333333333337,0.45062617028372309,0.34191626700072042,2.0485810901084946E-2,5.1214527252712366E-3]
[2277,569.25,23,0.71875,0.45018357229192413,0.37589059328388297,2.7219380862594483E-2,6.8048452156486208E-3]
[2278,569.5,23,0.72916666666666663,0.44973951837696924,0.40377818122320047,3.3738239132987326E-2,8.4345597832468314E-3]
[2279,569.75,23,0.73958333333333337,0.44929401775053557,0.42514418082419314,3.9382436989622953E-2,9.8456092474057382E-3]
[2280,570,23,0.75,0.44884707965431092,0.43965915356514446,4.3555422223168418E-2,1.0888855555792104E-2]
[2281,570.25,23,0.76041666666666663,0.44839871335980275,0.44710414746437066,4.5805746503694428E-2,1.1451436625923607E-2]
[2282,570.5,23,0.77083333333333337,0.44794892816814619,0.44737398893110714,4.5888732209938631E-2,1.1472183052484658E-2]
[2283,570.75,23,0.78125,0.44749773340991028,0.44047874211071653,4.3799457482656651E-2,1.0949864370664163E-2]
[2284,571,23,0.79166666666666663,0.44704513844490479,0.42654331597307577,3.977253679539005E-2,9.9431341988475124E-3]
[2285,571.25,23,0.80208333333333337,0.44659115266198646,0.40580522918852008,3.424891256782904E-2,8.56222814195726E-3]
[2286,571.5,23,0.8125,0.44613578547886357,0.37861057240954549,2.7814552758725467E-2,6.9536381896813668E-3]
[2287,571.75,23,0.82291666666666663,0.44567904634190092,0.34540823645319374,2.1119903902147651E-2,5.2799759755369127E-3]
[2288,572,23,0.83333333333333337,0.44522094472592355,0.30674250259578634,1.4791619933491275E-2,3.6979049833728186E-3]
[2289,572.25,23,0.84375,0.44476149013402105,0.26324411730511954,9.349101917671911E-3,2.3372754794179777E-3]
[2290,572.5,23,0.85416666666666663,0.44430069209734935,0.2156199978287654,5.1376082039151548E-3,1.2844020509787887E-3]
[2291,572.75,23,0.86458333333333337,0.44383856017493334,0.16464173674751045,2.2872502604098961E-3,5.7181256510247403E-4]
[2292,573,23,0.875,0.44337510395346935,0.11113309254639508,7.0343515540353214E-4,1.7585878885088304E-4]
[2293,573.25,23,0.88541666666666663,0.44291033304712507,5.5956669153652452E-2,8.9794437607664828E-5,2.2448609401916207E-5]
[2294,573.5,23,0.89583333333333337,0.44244425709734059,-1.1490662468927208E-14,7.7755133765713562E-43,1.9438783441428391E-43]
[2295,573.75,23,0.90625,0.44197688577262911,-5.5838738736581538E-2,8.9227899590362168E-5,2.2306974897590542E-5]
[2296,574,23,0.91666666666666663,0.4415082287683752,-0.11066515555386254,6.9458686475368692E-4,1.7364671618842173E-4]
[2297,574.25,23,0.92708333333333337,0.44103829580663412,-0.16360297979775798,2.2442306954664347E-3,5.6105767386660868E-4]
[2298,574.5,23,0.9375,0.44056709663593085,-0.21380807662403994,5.0091748318774392E-3,1.2522937079693598E-3]
[2299,574.75,23,0.94791666666666663,0.44009464103105667,-0.26048191644025465,9.0578808818991517E-3,2.2644702204747879E-3]
[2300,575,23,0.95833333333333337,0.43962093879286701,-0.30288428376128124,1.4240462244273444E-2,3.560115561068361E-3]
[2301,575.25,23,0.96875,0.4391459997480785,-0.34034502309110931,2.0204684928795579E-2,5.0511712321988948E-3]
[2302,575.5,23,0.97916666666666663,0.43866983374906426,-0.3722746353473172,2.6441385649227232E-2,6.6103464123068081E-3]
[2303,575.75,23,0.98958333333333337,0.43819245067365004,-0.39817355721082126,3.2352743525648923E-2,8.0881858814122309E-3]
[2304,576,24,0,0.43771386042490956,-0.41763997730182223,3.7333616345671158E-2,9.3334040864177896E-3]
[2305,576.25,24,{"$f":"IF(A2325<>\"\",MOD(B2325,24)/24,\"\")","v":1.0416666666666666E-2},0.43723407293095845,-0.43037606690213126,{"$f":"ABS(0.5*1.025*1*(F2325^3))","v":4.0854340736918883E-2},{"$f":"G2325*$B$13","v":1.0213585184229721E-2}]
[{"$f":"IF(IF(A2325<>\"\",A2325+1<=$B$16,0),A2325+1,\"\")","v":2306},{"$f":"IF(A2326<>\"\",A2326*$B$13,\"\")","v":576.5},{"$f":"IF(A2326<>\"\",ROUNDDOWN(A2326*$B$13/24,0),\"\")","v":24},2.0833333333333332E-2,{"$f":"IF(A2326<>\"\",($B$4+$B$5)/2+($B$5-$B$4)/2*COS(2*PI()/$B$15*B2326),\"\")","v":0.43675309814474839},{"$f":"IF(A2326<>\"\",E2326*COS(2*PI()/$B$7*B2326),\"\")","v":-0.43619252867525965},4.253324690820854E-2,1.0633311727052135E-2]
[2307,576.75,24,3.125E-2,0.43627094604386146,-0.43501139406235551,4.2188663438057286E-2,1.0547165859514322E-2]
[2308,577,24,4.1666666666666664E-2,0.43578762663030207,-0.42686702831174267,3.9863158079668067E-2,9.9657895199170166E-3]
[2309,577.25,24,5.2083333333333336E-2,0.43530314993028985,-0.41190533097651894,3.581674442240125E-2,8.9541861056003126E-3]
[2310,577.5,24,6.25E-2,0.43481752599405232,-0.39038114872237867,3.0490207696544928E-2,7.6225519241362319E-3]
[2311,577.75,24,7.2916666666666671E-2,0.43433076489561545,-0.36265394596004646,2.4443933390139463E-2,6.1109833475348659E-3]
[2312,578,24,8.3333333333333329E-2,0.43384287673259481,-0.32918180669326569,1.828105870298186E-2,4.5702646757454649E-3]
[2313,578.25,24,9.375E-2,0.43335387162598704,-0.29051386760784054,1.2565925315955488E-2,3.141481328988872E-3]
[2314,578.5,24,0.10416666666666667,0.43286375971995883,-0.24728130739442794,7.7493938608234813E-3,1.9373484652058703E-3]
[2315,578.75,24,0.11458333333333333,0.43237255118163653,-0.20018704020025416,4.1115137332603602E-3,1.0278784333150901E-3]
[2316,579,24,0.125,0.43188025620089637,-0.14999428157852623,1.7294896858985626E-3,4.3237242147464066E-4]
[2317,579.25,24,0.13541666666666666,0.43138688499015171,-9.7514173027141146E-2,4.7522261077294489E-4,1.1880565269323622E-4]
[2318,579.5,24,0.14583333333333334,0.43089244778414171,-4.3592665899370622E-2,4.2455519238949484E-5,1.0613879809737371E-5]
[2319,579.75,24,0.15625,0.43039695483971963,1.0903123098226768E-2,6.6427302350038991E-7,1.6606825587509748E-7]
[2320,580,24,0.16666666666666666,0.42990041643563898,6.5098864609144685E-2,1.4138850812741256E-4,3.5347127031853141E-5]
[2321,580.25,24,0.17708333333333334,0.42940284287234076,0.11812705287990462,8.4477679680317953E-4,2.1119419920079488E-4]
[2322,580.5,24,0.1875,0.42890424447174041,0.16914090009038468,2.479932052947506E-3,6.199830132368765E-4]
[2323,580.75,24,0.19791666666666666,0.42840463157701264,0.21732786609267624,5.2606585832161981E-3,1.3151646458040495E-3]
[2324,581,24,0.20833333333333334,0.42790401455237725,0.26192260726366862,9.2090074715360792E-3,2.3022518678840198E-3]
[2325,581.25,24,0.21875,0.42740240378288441,0.30221913801030365,1.414685028246467E-2,3.5367125706161676E-3]
[2326,581.5,24,0.22916666666666666,0.42689980967419922,0.3375820115936875,1.9716587930963727E-2,4.9291469827409317E-3]
[2327,581.75,24,0.23958333333333334,0.42639624265238535,0.36745634314008485,2.5427936360177636E-2,6.356984090044409E-3]
[2328,582,24,0.25,0.42589171316368901,0.39137651671609897,3.0724028601123408E-2,7.6810071502808521E-3]
[2329,582.25,24,0.26041666666666669,0.42538623167432277,0.40897343984854728,3.5057357930229738E-2,8.7643394825574344E-3]
[2330,582.5,24,0.27083333333333331,0.42487980867024755,0.41998023251712918,3.7964739014458224E-2,9.4911847536145559E-3]
[2331,582.75,24,0.28125,0.42437245465695539,0.42423626305274165,3.9130665626817863E-2,9.7826664067044659E-3]
[2332,583,24,0.29166666666666669,0.42386418015925237,0.4216894701250955,3.8430155281624093E-2,9.6075388204060232E-3]
[2333,583.25,24,0.30208333333333331,0.42335499572103891,0.41239693766638191,3.5945138786009738E-2,8.9862846965024345E-3]
[2334,583.5,24,0.3125,0.4228449119050916,0.39652371770654471,3.1952245017289431E-2,7.9880612543223577E-3]
[2335,583.75,24,0.32291666666666669,0.42233393929284491,0.37433992423703205,2.6883902648863887E-2,6.7209756622159719E-3]
[2336,584,24,0.33333333333333331,0.42182208848417024,0.3462161489215112,2.126844965382927E-2,5.3171124134573176E-3]
[2337,584.25,24,0.34375,0.42130937009715685,0.31261727628984548,1.5657874020746573E-2,3.9144685051866433E-3]
[2338,584.5,24,0.35416666666666669,0.42079579476789203,0.27409480155702209,1.0553493968682347E-2,2.6383734921705867E-3]
[2339,584.75,24,0.36458333333333331,0.42028137315023917,0.23127777799453475,6.3400924145746284E-3,1.5850231036436571E-3]
[2340,585,24,0.375,0.41976611591561774,0.18486254247129358,3.2377300414668489E-3,8.0943251036671223E-4]
[2341,585.25,24,0.38541666666666669,0.41925003375278208,0.13560138702924304,1.2778687957028544E-3,3.1946719892571361E-4]
[2342,585.5,24,0.39583333333333331,0.41873313736759871,8.429036086417413E-2,3.0692170998023209E-4,7.6730427495058022E-5]
[2343,585.75,24,0.40625,0.4182154374828248,3.1756400585141592E-2,1.6412989234084189E-5,4.1032473085210473E-6]
[2344,586,24,0.41666666666666669,0.41769694483788627,-2.1156003082509575E-2,4.8528261654882089E-6,1.2132065413720522E-6]
[2345,586.25,24,0.42708333333333331,0.41717767018865398,-7.359838706265838E-2,2.0431429802315819E-4,5.1078574505789548E-5]
[2346,586.5,24,0.4375,0.41665762430722092,-0.12473192762326671,9.9455034377076519E-4,2.486375859426913E-4]
[2347,586.75,24,0.44791666666666669,0.41613681798167956,-0.17374086352823898,2.6878176215214683E-3,6.7195440538036708E-4]
[2348,587,24,0.45833333333333331,0.41561526201589688,-0.21984551574903391,5.4456121250409288E-3,1.3614030312602322E-3]
[2349,587.25,24,0.46875,0.41509296722929068,-0.26231469585561379,9.2504260569403387E-3,2.3126065142350847E-3]
[2350,587.5,24,0.47916666666666669,0.41456994445660583,-0.3004773055441331,1.390365229264234E-2,3.475913073160585E-3]
[2351,587.75,24,0.48958333333333331,0.41404620454768842,-0.33373294324130098,1.9049830046937007E-2,4.7624575117342517E-3]
[2352,588,24,0.5,0.41352175836726102,-0.36156135013057605,2.4223665907914329E-2,6.0559164769785822E-3]
[2353,588.25,24,0.51041666666666663,0.41299661679469812,-0.38353054699959471,2.8913039483188595E-2,7.2282598707971487E-3]
[2354,588.5,24,0.52083333333333337,0.41247079072379922,-0.39930353470036162,3.2628967677457849E-2,8.1572419193644621E-3]
[2355,588.75,24,0.53125,0.41194429106256331,-0.408643454393322,3.4972566947685656E-2,8.7431417369214139E-3]
[2356,589,24,0.54166666666666663,0.41141712873296332,-0.41141712873296332,3.56895421468367E-2,8.9223855367091751E-3]
[2357,589.25,24,0.55208333333333337,0.41088931467071832,-0.40759693134052061,3.4704563532525143E-2,8.6761408831312857E-3]
[2358,589.5,24,0.5625,0.4103608598250672,-0.39726095887491053,3.2130799294710279E-2,8.0326998236775696E-3]
[2359,589.75,24,0.57291666666666663,0.40983177515854224,-0.3805915073210076,2.8253428021861163E-2,7.0633570054652907E-3]
[2360,590,24,0.58333333333333337,0.40930207164674037,-0.35787188132528763,2.3489652873508259E-2,5.8724132183770646E-3]
[2361,590.25,24,0.59375,0.40877176027809647,-0.32948159208598349,1.8331049802914858E-2,4.5827624507287145E-3]
[2362,590.5,24,0.60416666666666663,0.40824085205365473,-0.29589002502075196,1.3276538018058972E-2,3.319134504514743E-3]
[2363,590.75,24,0.61458333333333337,0.40770935798684155,-0.25764868277983199,8.7655192772650957E-3,2.1913798193162739E-3]
[2364,591,24,0.625,0.40717728910323575,-0.21538213175810317,5.1206239486782223E-3,1.2801559871695556E-3]
[2365,591.25,24,0.63541666666666663,0.40664465644034031,-0.16977780072850823,2.5080522522393871E-3,6.2701306305984678E-4]
[2366,591.5,24,0.64583333333333337,0.40611147104735434,-0.12157479824803824,9.2092559283849678E-4,2.302313982096242E-4]
[2367,591.75,24,0.65625,0.40557774398494217,-7.1551930793192511E-2,1.8774048788882354E-4,4.6935121972205885E-5]
[2368,592,24,0.66666666666666663,0.40504348632500509,-2.0515115925897772E-2,4.4250256853601109E-6,1.1062564213400277E-6]
[2369,592.25,24,{"$f":"IF(A2389<>\"\",MOD(B2389,24)/24,\"\")","v":0.67708333333333337},0.40450870915045173,3.0715606017024395E-2,{"$f":"ABS(0.5*1.025*1*(F2389^3))","v":1.4851527876996903E-5},{"$f":"G2389*$B$13","v":3.7128819692492257E-6}]
[{"$f":"IF(IF(A2389<>\"\",A2389+1<=$B$16,0),A2389+1,\"\")","v":2370},{"$f":"IF(A2390<>\"\",A2390*$B$13,\"\")","v":592.5},{"$f":"IF(A2390<>\"\",ROUNDDOWN(A2390*$B$13/24,0),\"\")","v":24},0.6875,{"$f":"IF(A2390<>\"\",($B$4+$B$5)/2+($B$5-$B$4)/2*COS(2*PI()/$B$15*B2390),\"\")","v":0.40397342355496735},{"$f":"IF(A2390<>\"\",E2390*COS(2*PI()/$B$7*B2390),\"\")","v":8.1319252316758683E-2},2.7559669200969984E-4,6.8899173002424959E-5]
[2371,592.75,24,0.69791666666666663,0.40343764064278409,0.13048705842975403,1.1386655792194073E-3,2.8466639480485183E-4]
[2372,593,24,0.70833333333333337,0.40290137152845129,0.17743540767569124,2.8629564104616623E-3,7.1573910261541558E-4]
[2373,593.25,24,0.71875,0.40236462733660366,0.22141832329254993,5.5633264276136445E-3,1.3908316069034111E-3]
[2374,593.5,24,0.72916666666666663,0.40182741920173121,0.26173932367130159,9.1896886449136985E-3,2.2974221612284246E-3]
[2375,593.75,24,0.73958333333333337,0.40128975826794883,0.29776245233713466,1.3530182904108687E-2,3.3825457260271718E-3]
[2376,594,24,0.75,0.40075165568876381,0.32892230799262617,1.8237859119892487E-2,4.5594647799731217E-3]
[2377,594.25,24,0.76041666666666663,0.40021312262684527,0.3547329164538619,2.2876961336518228E-2,5.7192403341295569E-3]
[2378,594.5,24,0.77083333333333337,0.39967417025379304,0.37479530531961003,2.6982134112274181E-2,6.7455335280685452E-3]
[2379,594.75,24,0.78125,0.39913480974990467,0.38880366340444855,3.0122077019396044E-2,7.5305192548490111E-3]
[2380,595,24,0.79166666666666663,0.39859505230394426,0.3965499899929818,3.1958596572947424E-2,7.9896491432368561E-3]
[2381,595.25,24,0.80208333333333337,0.39805490911291086,0.39792716345919954,3.229272008707175E-2,8.0731800217679374E-3]
[2382,595.5,24,0.8125,0.397514391381805,0.3929303843454795,3.109143083577107E-2,7.7728577089427675E-3]
[2383,595.75,24,0.82291666666666663,0.39697351032339689,0.38165697419658579,2.8491379553253465E-2,7.1228448883133661E-3]
[2384,596,24,0.83333333333333337,0.39643227715799434,0.36430453787273065,2.4779218920124163E-2,6.1948047300310408E-3]
[2385,596.25,24,0.84375,0.39589070311320884,0.34116752329763578,2.0351523135022868E-2,5.0878807837557169E-3]
[2386,596.5,24,0.85416666666666663,0.39534879942372331,0.31263223821172459,1.5660122294768541E-2,3.9150305736921354E-3]
[2387,596.75,24,0.86458333333333337,0.39480657733105956,0.27917040808783938,1.1150696978189229E-2,2.7876742445473073E-3]
[2388,597,24,0.875,0.39426404808334381,0.24133138253527137,7.2033625286330406E-3,1.8008406321582601E-3]
[2389,597.25,24,0.88541666666666663,0.39372122293507422,0.19973311889952536,4.083608704426778E-3,1.0209021761066945E-3]
[2390,597.5,24,0.89583333333333337,0.39317811314688783,0.15505209102188247,1.9104107451834637E-3,4.7760268629586593E-4]
[2391,597.75,24,0.90625,0.39263472998532567,0.10801228795136952,6.4582278982055303E-4,1.6145569745513826E-4]
[2392,598,24,0.91666666666666663,0.3920910847225999,5.9373481538906286E-2,1.0726830474809006E-4,2.6817076187022515E-5]
[2393,598.25,24,0.92708333333333337,0.39154718863636034,9.918953069863139E-3,5.0013975395436206E-7,1.2503493848859052E-7]
[2394,598.5,24,0.9375,0.39100305300945953,-3.9557122764943893E-2,3.1722540107999441E-5,7.9306350269998603E-6]
[2395,598.75,24,0.94791666666666663,0.39045868912971904,-8.8262433320438982E-2,3.5238836362926675E-4,8.8097090907316689E-5]
[2396,599,24,0.95833333333333337,0.38991410828969608,-0.1354192179673249,1.2727255835222715E-3,3.1818139588056786E-4]
[2397,599.25,24,0.96875,0.38936932178644801,-0.18027668930461943,3.0027044757074501E-3,7.5067611892686253E-4]
[2398,599.5,24,0.97916666666666663,0.38882434092129881,-0.22212298722352433,5.6166115161100042E-3,1.4041528790275011E-3]
[2399,599.75,24,0.98958333333333337,0.38827917699960407,-0.26029647548435486,9.0385493299326262E-3,2.2596373324831566E-3]
[2400,600,25,0,0.38773384133051753,-0.29419620155240933,1.3049835978573386E-2,3.2624589946433466E-3]
[2401,600.25,25,1.0416666666666666E-2,0.38718834522675505,-0.32329135436668843,1.7317138947500785E-2,4.3292847368751964E-3]
[2402,600.5,25,2.0833333333333332E-2,0.38664270000436068,-0.34712957125580268,2.1437231871561845E-2,5.3593079678904611E-3]
[2403,600.75,25,3.125E-2,0.3860969169824725,-0.36534396409524478,2.4991923326183673E-2,6.2479808315459183E-3]
[2404,601,25,4.1666666666666664E-2,0.38555100748308646,-0.37765875570974661,2.7605304594260135E-2,6.9013261485650337E-3]
[2405,601.25,25,5.2083333333333336E-2,0.3850049828308223,-0.38389344012230381,2.8995188929888262E-2,7.2487972324720654E-3]
[2406,601.5,25,6.25E-2,0.38445885435268917,-0.38396540417010161,2.9011498161470424E-2,7.252874540367606E-3]
[2407,601.75,25,7.2916666666666671E-2,0.38391263337784931,-0.37789097285948992,2.7656258273025116E-2,6.914064568256279E-3]
[2408,602,25,8.3333333333333329E-2,0.38336633123738395,-0.36578486621564976,2.508251435512205E-2,6.2706285887805125E-3]
[2409,602.25,25,9.375E-2,0.38281995926405848,-0.3478580808891924,2.1572484205552633E-2,5.3931210513881583E-3]
[2410,602.5,25,0.10416666666666667,0.38227352879208643,-0.324414235001656,1.7498208092111809E-2,4.3745520230279522E-3]
[2411,602.75,25,0.11458333333333333,0.38172705115689481,-0.29584443924121867,1.3270402683512612E-2,3.3176006708781529E-3]
[2412,603,25,0.125,0.38118053769488974,-0.26262078066726119,9.2828457434660505E-3,2.3207114358665126E-3]
[2413,603.25,25,0.13541666666666666,0.38063399974321976,-0.22528852767474808,5.8601819455494546E-3,1.4650454863873637E-3]
[2414,603.5,25,0.14583333333333334,0.38008744863954153,-0.18445718475820358,3.2164780926688197E-3,8.0411952316720493E-4]
[2415,603.75,25,0.15625,0.37954089572178518,-0.1407905437817549,1.4302578125939235E-3,3.5756445314848086E-4]
[2416,604,25,0.16666666666666666,0.37899435232791778,-9.4995894122732016E-2,4.3934771706596621E-4,1.0983692926649155E-4]
[2417,604.25,25,0.17708333333333334,0.3784478297957089,-4.7812567067706223E-2,5.6017026881453703E-5,1.4004256720363426E-5]
[2418,604.5,25,0.1875,0.37790133946249588,1.0925509355406414E-14,6.6837307990009413E-43,1.6709326997502353E-43]
[2419,604.75,25,0.19791666666666666,0.37735489266494759,4.767448692628929E-2,5.55331045676425E-5,1.3883276141910625E-5]
[2420,605,25,0.20833333333333334,0.37680850073882977,9.4448004886806533E-2,4.3178965665054104E-4,1.0794741416263526E-4]
[2421,605.25,25,0.21875,0.37626217501877035,0.13957430364560841,1.3935106078666914E-3,3.4837765196667284E-4]
[2422,605.5,25,0.22916666666666666,0.37571592683802341,0.18233567664867972,3.1067680404487756E-3,7.766920101121939E-4]
[2423,605.75,25,0.23958333333333334,0.37516976752823444,0.22205437404838438,5.6114082565208116E-3,1.4028520641302029E-3]
[2424,606,25,0.25,0.374623708419206,0.25810334220228842,8.8120054000681569E-3,2.2030013500170392E-3]
[2425,606.25,25,0.26041666666666669,0.37407776083866129,0.28991611952184709,1.2488519576467915E-2,3.1221298941169788E-3]
[2426,606.5,25,0.27083333333333331,0.37353193611201008,0.31699573257235131,1.6325034845962622E-2,4.0812587114906554E-3]
[2427,606.75,25,0.28125,0.37298624556211407,0.33892245281235917,1.9952388478567468E-2,4.9880971196418671E-3]
[2428,607,25,0.29166666666666669,0.37244070050905104,0.3553602930368232,2.2998555931297762E-2,5.7496389828244404E-3]
[2429,607.25,25,0.30208333333333331,0.37189531226988048,0.36606214314712082,2.5139597711139591E-2,6.2848994277848978E-3]
[2430,607.5,25,0.3125,0.37135009215840931,0.37087346697809559,2.6143947466671862E-2,6.5359868666679654E-3]
[2431,607.75,25,0.32291666666666669,0.3708050514849564,0.36973450520726919,2.5903820249397601E-2,6.4759550623494002E-3]
[2432,608,25,0.33333333333333331,0.37026020155611816,0.36268095347840001,2.4449394953310114E-2,6.1123487383275285E-3]
[2433,608.25,25,{"$f":"IF(A2453<>\"\",MOD(B2453,24)/24,\"\")","v":0.34375},0.36971555367453418,0.34984310940057156,{"$f":"ABS(0.5*1.025*1*(F2453^3))","v":2.1943901379948734E-2},{"$f":"G2453*$B$13","v":5.4859753449871835E-3}]
[{"$f":"IF(IF(A2453<>\"\",A2453+1<=$B$16,0),A2453+1,\"\")","v":2434},{"$f":"IF(A2454<>\"\",A2454*$B$13,\"\")","v":608.5},{"$f":"IF(A2454<>\"\",ROUNDDOWN(A2454*$B$13/24,0),\"\")","v":25},0.35416666666666669,{"$f":"IF(A2454<>\"\",($B$4+$B$5)/2+($B$5-$B$4)/2*COS(2*PI()/$B$15*B2454),\"\")","v":0.36917111913865308},{"$f":"IF(A2454<>\"\",E2454*COS(2*PI()/$B$7*B2454),\"\")","v":0.33144350664109296},1.8660462994675057E-2,4.6651157486687642E-3]
[2435,608.75,25,0.36458333333333331,0.36862690924249725,0.3077930785215644,1.4944122470049307E-2,3.7360306175123269E-3]
[2436,609,25,0.375,0.3680829352754289,0.27928591696483757,1.1164543762556493E-2,2.7911359406391232E-3]
[2437,609.25,25,0.38541666666666669,0.36753920852191679,0.24639271495278192,7.6661525776057782E-3,1.9165381444014445E-3]
[2438,609.5,25,0.39583333333333331,0.36699574026130066,0.20965300148646965,4.7227735548480507E-3,1.1806933887120127E-3]
[2439,609.75,25,0.40625,0.36645254176755793,0.16966629706215883,2.5031139141469651E-3,6.2577847853674128E-4]
[2440,610,25,0.41666666666666669,0.36590962430907048,0.12708233458900386,1.0518393723935608E-3,2.629598430983902E-4]
[2441,610.25,25,0.42708333333333331,0.36536699914838966,8.2590505212452911E-2,2.8872489888885888E-4,7.2181224722214719E-5]
[2442,610.5,25,0.4375,0.36482467754200315,3.6908700446522454E-2,2.5767965578002133E-5,6.4419913945005332E-6]
[2443,610.75,25,0.44791666666666669,0.36428267074010229,-9.2282688271103502E-3,4.0276765077030526E-7,1.0069191269257631E-7]
[2444,611,25,0.45833333333333331,0.3637409899863473,-5.5080489700951397E-2,8.5642088181699401E-5,2.141052204542485E-5]
[2445,611.25,25,0.46875,0.36319964651763464,-9.9914810910804286E-2,5.1119133322833775E-4,1.2779783330708444E-4]
[2446,611.5,25,0.47916666666666669,0.36265865156386462,-0.14301656265171159,1.4991768831750314E-3,3.7479422079375786E-4]
[2447,611.75,25,0.48958333333333331,0.36211801634770724,-0.18370094524156227,3.1770792103265355E-3,7.9426980258163386E-4]
[2448,612,25,0.5,0.36157775208436971,-0.22132390520697609,5.5562124544337767E-3,1.3890531136084442E-3]
[2449,612.25,25,0.51041666666666663,0.36103786998136489,-0.25529232612896685,8.5272137826324194E-3,2.1318034456581049E-3]
[2450,612.5,25,0.52083333333333337,0.3604983812382771,-0.28507337308855457,1.1873092005251792E-2,2.968273001312948E-3]
[2451,612.75,25,0.53125,0.35995929704653074,-0.31020284360203665,1.5297878018128553E-2,3.8244695045321383E-3]
[2452,613,25,0.54166666666666663,0.35942062858915846,-0.33029239429946489,1.8466712564584119E-2,4.6166781411460297E-3]
[2453,613.25,25,0.55208333333333337,0.35888238704056818,-0.34503553100752266,2.10516106898621E-2,5.262902672465525E-3]
[2454,613.5,25,0.5625,0.35834458356631194,-0.35421227004984829,2.2776378610766184E-2,5.694094652691546E-3]
[2455,613.75,25,0.57291666666666663,0.35780722932285447,-0.35769240014384912,2.3454328752021615E-2,5.8635821880054038E-3]
[2456,614,25,0.58333333333333337,0.35727033545734105,-0.35543729690443998,2.3013510006720285E-2,5.7533775016800712E-3]
[2457,614.25,25,0.59375,0.35673391310736657,-0.34750026529546874,2.1505982653957242E-2,5.3764956634893106E-3]
[2458,614.5,25,0.60416666666666663,0.35619797340074516,-0.33402540902301797,1.9099956719843752E-2,4.774989179960938E-3]
[2459,614.75,25,0.61458333333333337,0.35566252745527827,-0.31524504946130338,1.6056049390564927E-2,4.0140123476412317E-3]
[2460,615,25,0.625,0.35512758637852426,-0.29147573986367414,1.2691153875716938E-2,3.1727884689292346E-3]
[2461,615.25,25,0.63541666666666663,0.35459316126756912,-0.2631129429685124,9.3351329303232068E-3,2.3337832325808017E-3]
[2462,615.5,25,0.64583333333333337,0.35405926320879466,-0.23062446130710379,6.286515301384619E-3,1.5716288253461547E-3]
[2463,615.75,25,0.65625,0.35352590327764921,-0.19454272922140001,3.773452456676579E-3,9.4336311416914475E-4]
[2464,616,25,0.66666666666666663,0.35299309253841865,-0.15545609349415432,1.9253829412227113E-3,4.8134573530567783E-4]
[2465,616.25,25,0.67708333333333337,0.35246084204399536,-0.11399922529962861,7.592758205459269E-4,1.8981895513648172E-4]
[2466,616.5,25,0.6875,0.35192916283564996,-7.0842819654852104E-2,1.8221385028221367E-4,4.5553462570553417E-5]
[2467,616.75,25,0.69791666666666663,0.35139806594280237,-2.6682749479761812E-2,9.736113001233133E-6,2.4340282503082832E-6]
[2468,617,25,0.70833333333333337,0.35086756238279221,1.7771150407155479E-2,2.8763418317045253E-6,7.1908545792613132E-7]
[2469,617.25,25,0.71875,0.35033766316065096,6.1806488646108985E-2,1.2100298475939361E-4,3.0250746189848402E-5]
[2470,617.5,25,0.72916666666666663,0.34980837926887309,0.10471972886017714,5.8854462386695797E-4,1.4713615596673949E-4]
[2471,617.75,25,0.73958333333333337,0.34927972168718896,0.14582742462722248,1.5893205096451475E-3,3.9733012741128686E-4]
[2472,618,25,0.75,0.34875170138233591,0.18447709857154729,3.2175199484206804E-3,8.043799871051701E-4]
[2473,618.25,25,0.76041666666666663,0.34822432930783132,0.22005759249939799,5.4613868678806705E-3,1.3653467169701676E-3]
[2474,618.5,25,0.77083333333333337,0.3476976164037458,0.25200872450619999,8.2023934675935252E-3,2.0505983668983813E-3]
[2475,618.75,25,0.78125,0.34717157359647532,0.27983010058656688,1.1229932748922825E-2,2.8074831872307061E-3]
[2476,619,25,0.79166666666666663,0.34664621179851496,0.30308894228537342,1.4269348540425298E-2,3.5673371351063244E-3]
[2477,619.25,25,0.80208333333333337,0.3461215419082333,0.32142680810965951,1.7019239761867692E-2,4.2548099404669231E-3]
[2478,619.5,25,0.8125,0.34559757480964498,0.33456510450886967,1.9192687610989748E-2,4.7981719027474371E-3]
[2479,619.75,25,0.82291666666666663,0.34507432137218558,0.34230930193069553,2.0556537850821215E-2,5.1391344627053038E-3]
[2480,620,25,0.83333333333333337,0.34455179245048667,0.34455179245048667,2.096319192419209E-2,5.2407979810480225E-3]
[2481,620.25,25,0.84375,0.34402999888414959,0.34127334741385795,2.0370467054699675E-2,5.0926167636749188E-3]
[2482,620.5,25,0.85416666666666663,0.34350895149752114,0.33254315607047169,1.8846812607694705E-2,4.7117031519236761E-3]
[2483,620.75,25,0.86458333333333337,0.34298866109946946,0.31851744894929807,1.6561266887701018E-2,4.1403167219252546E-3]
[2484,621,25,0.875,0.34246913848315885,0.29943673236669377,1.3759704090637644E-2,3.4399260226594111E-3]
[2485,621.25,25,0.88541666666666663,0.34195039442582625,0.27562168260645403,1.07308471468182E-2,2.68271178670455E-3]
[2486,621.5,25,0.89583333333333337,0.34143243968855858,0.24746776961230205,7.7669373504600254E-3,1.9417343376150063E-3]
[2487,621.75,25,0.90625,0.34091528501606783,0.21543870015055036,5.1246596810908488E-3,1.2811649202727122E-3]
[2488,622,25,0.91666666666666663,0.34039894113646935,0.18005878901459307,2.9918295313551093E-3,7.4795738283877733E-4]
[2489,622.25,25,0.92708333333333337,0.33988341876105937,0.14190438366132779,1.4644727835108886E-3,3.6611819587772216E-4]
[2490,622.5,25,0.9375,0.33936872858409189,0.10159448242842885,5.3740813493022678E-4,1.343520337325567E-4]
[2491,622.75,25,0.94791666666666663,0.33885488128255747,5.9780698951185027E-2,1.0949059986419504E-4,2.7372649966048761E-5]
[2492,623,25,0.95833333333333337,0.338341887515962,1.7136735386005186E-2,2.5791591512644072E-6,6.4478978781610181E-7]
[2493,623.25,25,0.96875,0.33782975792610492,-2.5652465597288059E-2,8.6512967931587181E-6,2.1628241982896795E-6]
[2494,623.5,25,0.97916666666666663,0.33731850313685852,-6.7901715479967872E-2,1.6044866548370031E-4,4.0112166370925078E-5]
[2495,623.75,25,0.98958333333333337,0.33680813375394847,-0.10893654483688131,6.6254389932553844E-4,1.6563597483138461E-4]
[2496,624,26,0,0.33629866036473255,-0.14810396320130609,1.6649220703309577E-3,4.1623051758273944E-4]
[2497,624.25,26,{"$f":"IF(A2517<>\"\",MOD(B2517,24)/24,\"\")","v":1.0416666666666666E-2},0.3357900935379815,-0.18478284232284198,{"$f":"ABS(0.5*1.025*1*(F2517^3))","v":3.2335441800434169E-3},{"$f":"G2517*$B$13","v":8.0838604501085422E-4}]
[{"$f":"IF(IF(A2517<>\"\",A2517+1<=$B$16,0),A2517+1,\"\")","v":2498},{"$f":"IF(A2518<>\"\",A2518*$B$13,\"\")","v":624.5},{"$f":"IF(A2518<>\"\",ROUNDDOWN(A2518*$B$13/24,0),\"\")","v":26},2.0833333333333332E-2,{"$f":"IF(A2518<>\"\",($B$4+$B$5)/2+($B$5-$B$4)/2*COS(2*PI()/$B$15*B2518),\"\")","v":0.33528244382366068},{"$f":"IF(A2518<>\"\",E2518*COS(2*PI()/$B$7*B2518),\"\")","v":-0.21839375784659831},5.3384420559760976E-3,1.3346105139940244E-3]
[2499,624.75,26,3.125E-2,0.33477572175270959,-0.24840813361964909,7.8558160437410679E-3,1.963954010935267E-3]
[2500,625,26,4.1666666666666664E-2,0.33426993783682435,-0.2743565444710972,1.0583756573920276E-2,2.6459391434800689E-3]
[2501,625.25,26,5.2083333333333336E-2,0.3337651025682401,-0.29583604722263684,1.3269273418005422E-2,3.3173183545013554E-3]
[2502,625.5,26,6.25E-2,0.33326122641951211,-0.31251642563684906,1.5642725170322488E-2,3.9106812925806221E-3]
[2503,625.75,26,7.2916666666666671E-2,0.33275831984329929,-0.32414525273917172,1.7454719190971718E-2,4.3636797977429295E-3]
[2504,626,26,8.3333333333333329E-2,0.33225639327214779,-0.33055169316729294,1.8510239069276211E-2,4.6275597673190528E-3]
[2505,626.25,26,9.375E-2,0.33175545711827342,-0.33164898859654024,1.8695190777934821E-2,4.6737976944837053E-3]
[2506,626.5,26,0.10416666666666667,0.33125552177334655,-0.32743559053173482,1.7991671760767953E-2,4.4979179401919882E-3]
[2507,626.75,26,0.11458333333333333,0.33075659760827603,-0.31799492650251054,1.6479895094581355E-2,4.1199737736453386E-3]
[2508,627,26,0.125,0.33025869497299487,-0.30349380760093247,1.4326607820271304E-2,3.581651955067826E-3]
[2509,627.25,26,0.13541666666666666,0.32976182419624434,-0.28417950700643568,1.1761755285593183E-2,2.9404388213982958E-3]
[2510,627.5,26,0.14583333333333334,0.3292659955853604,-0.260375560307534,9.0467902706676904E-3,2.2616975676669226E-3]
[2511,627.75,26,0.15625,0.32877121942606036,-0.23247635871513372,6.4391753765709438E-3,1.609793844142736E-3]
[2512,628,26,0.16666666666666666,0.32827750598222832,-0.20094062534754506,4.1581209540321089E-3,1.0395302385080272E-3]
[2513,628.25,26,0.17708333333333334,0.3277848654957029,-0.16628388235072086,2.3563746230124863E-3,5.8909365575312157E-4]
[2514,628.5,26,0.1875,0.32729330818606539,-0.12907003242258216,1.101970902604468E-3,2.7549272565111701E-4]
[2515,628.75,26,0.19791666666666666,0.32680284425042638,-8.9902192090400443E-2,3.7239574801512058E-4,9.3098937003780144E-5]
[2516,629,26,0.20833333333333334,0.32631348386321518,-4.9412925631184851E-2,6.1832324650365212E-5,1.5458081162591303E-5]
[2517,629.25,26,0.21875,0.32582523717596895,-8.2540376494098216E-3,2.8819948887335841E-7,7.2049872218339602E-8]
[2518,629.5,26,0.22916666666666666,0.32533811431712123,3.2913911104031038E-2,1.8273946336887694E-5,4.5684865842219235E-6]
[2519,629.75,26,0.23958333333333334,0.3248521253917922,7.3432196169850764E-2,2.0293334819939906E-4,5.0733337049849765E-5]
[2520,630,26,0.25,0.32436728048157981,0.11265446036225051,7.3272168441575528E-4,1.8318042110393882E-4]
[2521,630.25,26,0.26041666666666669,0.32388358964434938,0.14995701508606057,1.7282009167191676E-3,4.3205022917979191E-4]
[2522,630.5,26,0.27083333333333331,0.32340106291402559,0.18474874797065896,3.2317546428902444E-3,8.079386607225611E-4]
[2523,630.75,26,0.28125,0.32291971030038485,0.21648047960013342,5.1993624571131779E-3,1.2998406142782945E-3]
[2524,631,26,0.29166666666666669,0.32243954178884648,0.24465362140963062,7.5049674965739967E-3,1.8762418741434992E-3]
[2525,631.25,26,0.30208333333333331,0.32196056734026635,0.26882799844386895,9.9567445561086782E-3,2.4891861390271696E-3]
[2526,631.5,26,0.3125,0.32148279689073045,0.28862871444239629,1.2322887247636216E-2,3.0807218119090541E-3]
[2527,631.75,26,0.32291666666666669,0.32100624035134806,0.30375195240058483,1.4363196566002127E-2,3.5907991415005318E-3]
[2528,632,26,0.33333333333333331,0.32053090760804637,0.31396962109891763,1.5861956566901286E-2,3.9654891417253216E-3]
[2529,632.25,26,0.34375,0.32005680852136609,0.31913277681349617,1.6657434068674381E-2,4.1643585171685952E-3]
[2530,632.5,26,0.35416666666666669,0.3195839529262558,0.31917376921442775,1.6663853803449879E-2,4.1659634508624697E-3]
[2531,632.75,26,0.36458333333333331,0.31911235063186855,0.31410708100629303,1.5882799390595795E-2,3.9706998476489487E-3]
[2532,633,26,0.375,0.31864201142135867,0.30402885183538864,1.4402512734838982E-2,3.6006281837097456E-3]
[2533,633.25,26,0.38541666666666669,0.31817294505167809,0.2891150980458565,1.2385290146896976E-2,3.0963225367242439E-3]
[2534,633.5,26,0.39583333333333331,0.31770516125337417,0.26961866067411727,1.0044855897257558E-2,2.5112139743143896E-3]
[2535,633.75,26,0.40625,0.31723866973038856,0.24586493429684089,7.6169946331070999E-3,1.904248658276775E-3]
[2536,634,26,0.41666666666666669,0.31677348015985474,0.21824644867061707,5.327646813609619E-3,1.3319117034024048E-3]
[2537,634.25,26,0.42708333333333331,0.3163096021918978,0.18721639321571668,3.362989351839357E-3,8.4074733795983924E-4]
[2538,634.5,26,0.4375,0.31584704544943487,0.15328119101625565,1.8456972645124351E-3,4.6142431612810876E-4]
[2539,634.75,26,0.44791666666666669,0.31538581952797451,0.11699224387388966,8.2066343139546797E-4,2.0516585784886699E-4]
[2540,635,26,0.45833333333333331,0.31492593399541779,7.8936982829898708E-2,2.5207828610036956E-4,6.301957152509239E-5]
[2541,635.25,26,0.46875,0.31446739839186078,3.9729369261633618E-2,3.2138742546508144E-5,8.0346856366270359E-6]
[2542,635.5,26,0.47916666666666669,0.31401022222939545,-1.0001586476923453E-14,5.1274395952650372E-43,1.2818598988162593E-43]
[2543,635.75,26,0.48958333333333331,0.31355441499191294,-3.9614024221716823E-2,3.1859632219875492E-5,7.9649080549688731E-6]
[2544,636,26,0.5,0.31309998613490658,-7.8479304374891243E-2,2.4771899214283107E-4,6.1929748035707767E-5]
[2545,636.25,26,0.51041666666666663,0.31264694508527635,-0.11597625949254035,7.9946814265065855E-4,1.9986703566266464E-4]
[2546,636.5,26,0.52083333333333337,0.31219530124113248,-0.15150899238530685,1.7824161128172165E-3,4.4560402820430412E-4]
[2547,636.75,26,0.53125,0.31174506397160073,-0.1845147478139425,3.2194903053946269E-3,8.0487257634865672E-4]
[2548,637,26,0.54166666666666663,0.31129624261662875,-0.21447281319541656,5.0560413238589178E-3,1.2640103309647295E-3]
[2549,637.25,26,0.55208333333333337,0.31084884648679123,-0.24091272127284155,7.1659383847880705E-3,1.7914845961970176E-3]
[2550,637.5,26,0.5625,0.31040288486309719,-0.26342162574887046,9.3680272845494857E-3,2.3420068211373714E-3]
[2551,637.75,26,0.57291666666666663,0.3099583669967983,-0.2816507344766791,1.1450554919025262E-2,2.8626387297563155E-3]
[2552,638,26,0.58333333333333337,0.30951530210919537,-0.29532070019890772,1.320004883995048E-2,3.3000122099876199E-3]
[2553,638.25,26,0.59375,0.30907369939144808,-0.30422588577168697,1.443053267364768E-2,3.6076331684119201E-3]
[2554,638.5,26,0.60416666666666663,0.30863356800438468,-0.3082374390330791,1.5008940394595488E-2,3.7522350986488721E-3]
[2555,638.75,26,0.61458333333333337,0.3081949170783107,-0.30730513167770995,1.4873161970514153E-2,3.7182904926285382E-3]
[2556,639,26,0.625,0.30775775571282044,-0.30145793637337742,1.4040223956950901E-2,3.5100559892377254E-3]
[2557,639.25,26,0.63541666666666663,0.3073220929766084,-0.29080333658095076,1.2603524943406693E-2,3.1508812358516732E-3]
[2558,639.5,26,0.64583333333333337,0.30688793790728031,-0.27552538379265901,1.0719603399545903E-2,2.6799008498864757E-3]
[2559,639.75,26,0.65625,0.30645529951116601,-0.25588153686235393,8.5863921874492488E-3,2.1465980468623122E-3]
[2560,640,26,0.66666666666666663,0.30602418676313342,-0.23219833744698348,6.4161009321941336E-3,1.6040252330485334E-3]
[2561,640.25,26,{"$f":"IF(A2581<>\"\",MOD(B2581,24)/24,\"\")","v":0.67708333333333337},0.30559460860640092,-0.2048659940044836,{"$f":"ABS(0.5*1.025*1*(F2581^3))","v":4.4065986332639858E-3},{"$f":"G2581*$B$13","v":1.1016496583159965E-3}]
[{"$f":"IF(IF(A2581<>\"\",A2581+1<=$B$16,0),A2581+1,\"\")","v":2562},{"$f":"IF(A2582<>\"\",A2582*$B$13,\"\")","v":640.5},{"$f":"IF(A2582<>\"\",ROUNDDOWN(A2582*$B$13/24,0),\"\")","v":26},0.6875,{"$f":"IF(A2582<>\"\",($B$4+$B$5)/2+($B$5-$B$4)/2*COS(2*PI()/$B$15*B2582),\"\")","v":0.30516657395235275},{"$f":"IF(A2582<>\"\",E2582*COS(2*PI()/$B$7*B2582),\"\")","v":-0.1743319640083564},2.7153445088434129E-3,6.7883612721085322E-4]
[2563,640.75,26,0.69791666666666663,0.30474009168035426,-0.14109363977228001,1.439514954232596E-3,3.5987873855814899E-4]
[2564,641,26,0.70833333333333337,0.30431517063756713,-0.10569025728278486,6.0506040683153052E-4,1.5126510170788263E-4]
[2565,641.25,26,0.71875,0.30389181963876594,-6.8694159495514467E-2,1.6613200713314587E-4,4.1533001783286467E-5]
[2566,641.5,26,0.72916666666666663,0.30347004746615608,-3.070155547558983E-2,1.4831156157745618E-5,3.7077890394364045E-6]
[2567,641.75,26,0.73958333333333337,0.30304986286919045,7.6770755987220583E-3,2.3188962675402213E-7,5.7972406688505531E-8]
[2568,642,26,0.75,0.30263127456438854,4.5826781310667183E-2,4.9323278396824503E-5,1.2330819599206126E-5]
[2569,642.25,26,0.76041666666666663,0.30221429123515592,8.3137976737644059E-2,2.9450469546330637E-4,7.3626173865826592E-5]
[2570,642.5,26,0.77083333333333337,0.30179892153160343,0.11901617177287419,8.6399613588300647E-4,2.1599903397075162E-4]
[2571,642.75,26,0.78125,0.30138517407036791,0.15289143002859648,1.8316534062085812E-3,4.5791335155214531E-4]
[2572,643,26,0.79166666666666663,0.30097305743443414,0.1842274090412773,3.2044728954355554E-3,8.0111822385888886E-4]
[2573,643.25,26,0.80208333333333337,0.30056258017295578,0.21252983861122027,4.9198697696416945E-3,1.2299674424104236E-3]
[2574,643.5,26,0.8125,0.30015375080107842,0.23735430348433434,6.8530705185391025E-3,1.7132676296347756E-3]
[2575,643.75,26,0.82291666666666663,0.29974657779976355,0.2583132080665399,8.8335182162108793E-3,2.2083795540527198E-3]
[2576,644,26,0.83333333333333337,0.29934106961561147,0.27508181426202516,1.0667914093389384E-2,2.6669785233473459E-3]
[2577,644.25,26,0.84375,0.29893723466068689,0.28740325862637323,1.2166591693182419E-2,3.0416479232956047E-3]
[2578,644.5,26,0.85416666666666663,0.29853508131234463,0.29509247157797075,1.3169468850139476E-2,3.2923672125348691E-3]
[2579,644.75,26,0.86458333333333337,0.29813461791305473,0.29803893914917734,1.3567908196254414E-2,3.3919770490636035E-3]
[2580,645,26,0.875,0.29773585277023051,0.29620826639502779,1.3319422427310348E-2,3.3298556068275869E-3]
[2581,645.25,26,0.88541666666666663,0.29733879415605557,0.28964252081288971,1.2453196056124025E-2,3.1132990140310063E-3]
[2582,645.5,26,0.89583333333333337,0.29694345030731284,0.27845935365279306,1.1065710446162049E-2,2.7664276115405124E-3]
[2583,645.75,26,0.90625,0.2965498294252128,0.26284991650307399,9.307164713754628E-3,2.326791178438657E-3]
[2584,646,26,0.91666666666666663,0.29615793967522402,0.24307560970869527,7.3606814155463942E-3,1.8401703538865985E-3]
[2585,646.25,26,0.92708333333333337,0.29576778918690383,0.2194637177154663,5.4172897550079117E-3,1.3543224387519779E-3]
[2586,646.5,26,0.9375,0.29537938605372926,0.19240200403877475,3.6502502854661284E-3,9.1256257136653211E-4]
[2587,646.75,26,0.94791666666666663,0.29499273833292899,0.16233235495253256,2.1923462037810528E-3,5.4808655094526319E-4]
[2588,647,26,0.95833333333333337,0.29460785404531736,0.1297435759244954,1.1193127747291191E-3,2.7982819368227977E-4]
[2589,647.25,26,0.96875,0.29422474117512643,9.5163458055181949E-2,4.4167672607198406E-4,1.1041918151799602E-4]
[2590,647.5,26,0.97916666666666663,0.29384340766984129,5.9150243101742606E-2,1.0606289360507469E-4,2.6515723401268673E-5]
[2591,647.75,26,0.98958333333333337,0.29346386144003528,2.2283624911704155E-2,5.670892158610166E-6,1.4177230396525415E-6]
[2592,648,27,0,0.29308611035920529,-1.4844567887867399E-2,1.676472949417533E-6,4.1911823735438325E-7]
[2593,648.25,27,1.0416666666666666E-2,0.29271016226360863,-5.1639858407831959E-2,7.0574693077510252E-5,1.7643673269377563E-5]
[2594,648.5,27,2.0833333333333332E-2,0.29233602495210109,-8.7514625387277986E-2,3.4350715223342156E-4,8.5876788058355391E-5]
[2595,648.75,27,3.125E-2,0.29196370618597428,-0.12189747275351658,9.2827782231772816E-4,2.3206945557943204E-4]
[2596,649,27,4.1666666666666664E-2,0.29159321368879487,-0.15424231569694893,1.8806348520534902E-3,4.7015871301337255E-4]
[2597,649.25,27,5.2083333333333336E-2,0.2912245551462449,-0.18403703902474511,3.1945492027120122E-3,7.9863730067800305E-4]
[2598,649.5,27,6.25E-2,0.29085773820596161,-0.21081159076146364,4.8015043422281996E-3,1.2003760855570499E-3]
[2599,649.75,27,7.2916666666666671E-2,0.29049277047737915,-0.23414538333382992,6.5788603435014319E-3,1.644715085875358E-3]
[2600,650,27,8.3333333333333329E-2,0.29012965953157099,-0.25367388605461233,8.3660634799535994E-3,2.0915158699883999E-3]
[2601,650.25,27,9.375E-2,0.28976841290109223,-0.26909430582189525,9.9863640389581104E-3,2.4965910097395276E-3]
[2602,650.5,27,0.10416666666666667,0.28940903807982366,-0.2801702677581564,1.1270936558770626E-2,2.8177341396926564E-3]
[2603,650.75,27,0.11458333333333333,0.28905154252281673,-0.2867354236893721,1.208197460423361E-2,3.0204936510584025E-3]
[2604,651,27,0.125,0.2886959336461381,-0.2886959336461381,1.2331498943780352E-2,3.0828747359450881E-3]
[2605,651.25,27,0.13541666666666666,0.28834221882671623,-0.28603178367846183,1.1993246302538948E-2,2.998311575634737E-3]
[2606,651.5,27,0.14583333333333334,0.28799040540218862,-0.27879692192286132,1.1106003180497441E-2,2.7765007951243603E-3]
[2607,651.75,27,0.15625,0.28764050067074887,-0.2671182137463593,9.7679713099368629E-3,2.4419928274842157E-3]
[2608,652,27,0.16666666666666666,0.28729251189099586,-0.2511932356155715,8.1230231330849112E-3,2.0307557832712278E-3]
[2609,652.25,27,0.17708333333333334,0.28694644628178323,-0.23128694580079745,6.340846404562759E-3,1.5852116011406897E-3]
[2610,652.5,27,0.1875,0.28660231102206907,-0.2077272878319863,4.5938257966707269E-3,1.1484564491676817E-3]
[2611,652.75,27,0.19791666666666666,0.28626011325076739,-0.18089979949355389,3.0339479527630763E-3,7.5848698819076907E-4]
[2612,653,27,0.20833333333333334,0.28591986006660025,-0.15124131581294756,1.7729856111414282E-3,4.4324640278535705E-4]
[2613,653.25,27,0.21875,0.28558155852794997,-0.11923286871619787,8.6872405848881814E-4,2.1718101462220454E-4]
[2614,653.5,27,0.22916666666666666,0.28524521565271277,-8.539189857100192E-2,3.1911254570248524E-4,7.9778136425621309E-5]
[2615,653.75,27,0.23958333333333334,0.28491083841815401,-5.0263903518045133E-2,6.5082242531532832E-5,1.6270560632883208E-5]
[2616,654,27,0.25,0.28457843376076219,-1.4413661139404836E-2,1.5346763230429267E-6,3.8366908076073166E-7]
[2617,654.25,27,0.26041666666666669,0.28424800857610599,2.1583836503507248E-2,5.1532332163143952E-6,1.2883083040785988E-6]
[2618,654.5,27,0.27083333333333331,0.28391956971869065,5.7152589208579206E-2,9.5675689421325903E-5,2.3918922355331476E-5]
[2619,654.75,27,0.28125,0.28359312400181658,9.17247891965082E-2,3.9550687460943214E-4,9.8876718652358034E-5]
[2620,655,27,0.29166666666666669,0.2832686781974369,0.1247498691976225,9.9497957707319999E-4,2.487448942683E-4]
[2621,655.25,27,0.30208333333333331,0.28294623903601773,0.15570325414534605,1.9345810863985063E-3,4.8364527159962657E-4]
[2622,655.5,27,0.3125,0.28262581320639868,0.18409467762964499,3.1975516477716053E-3,7.9938791194290133E-4]
[2623,655.75,27,0.32291666666666669,0.28230740735565341,0.2094759315313236,4.7108172956961533E-3,1.1777043239240383E-3]
[2624,656,27,0.33333333333333331,0.28199102808895221,0.23144792660386906,6.3540957279339541E-3,1.5885239319834885E-3]
[2625,656.25,27,{"$f":"IF(A2645<>\"\",MOD(B2645,24)/24,\"\")","v":0.34375},0.28167668196942514,0.24966695303798375,{"$f":"ABS(0.5*1.025*1*(F2645^3))","v":7.9758513845433528E-3},{"$f":"G2645*$B$13","v":1.9939628461358382E-3}]
[{"$f":"IF(IF(A2645<>\"\",A2645+1<=$B$16,0),A2645+1,\"\")","v":2626},{"$f":"IF(A2646<>\"\",A2646*$B$13,\"\")","v":656.5},{"$f":"IF(A2646<>\"\",ROUNDDOWN(A2646*$B$13/24,0),\"\")","v":27},0.35416666666666669,{"$f":"IF(A2646<>\"\",($B$4+$B$5)/2+($B$5-$B$4)/2*COS(2*PI()/$B$15*B2646),\"\")","v":0.28136437551802534},{"$f":"IF(A2646<>\"\",E2646*COS(2*PI()/$B$7*B2646),\"\")","v":0.2638500430522609},9.4138088991570328E-3,2.3534522247892582E-3]
[2627,656.75,27,0.36458333333333331,0.28105411521339407,0.27377935208992338,1.0517098559639644E-2,2.6292746399099111E-3]
[2628,657,27,0.375,0.28074590749172668,0.27930549103133767,1.1166891365769984E-2,2.7917228414424959E-3]
[2629,657.25,27,0.38541666666666669,0.28043975874663823,0.28034975870019341,1.1292612599208702E-2,2.8231531498021756E-3]
[2630,657.5,27,0.39583333333333331,0.28013567532903144,0.27690524157701207,1.0881465755655337E-2,2.7203664389138342E-3]
[2631,657.75,27,0.40625,0.27983366354696521,0.2690367657546579,9.979959296993442E-3,2.4949898242483605E-3]
[2632,658,27,0.41666666666666669,0.27953372966552298,0.25687970448746628,8.6872685797491512E-3,2.1718171449372878E-3]
[2633,658.25,27,0.42708333333333331,0.27923587990668325,0.24063766290656374,7.1414216004471523E-3,1.7853554001117881E-3]
[2634,658.5,27,0.4375,0.2789401204491907,0.22057907930969492,5.5003057126858769E-3,1.3750764281714692E-3]
[2635,658.75,27,0.44791666666666669,0.27864645742842742,0.19703279960124573,3.9202111024454452E-3,9.800527756113613E-4]
[2636,659,27,0.45833333333333331,0.27835489693628612,0.17038269768613559,2.5349555023704375E-3,6.3373887559260939E-4]
[2637,659.25,27,0.46875,0.27806544502104369,0.1410614296537312,1.4385293032178376E-3,3.596323258044594E-4]
[2638,659.5,27,0.47916666666666669,0.27777810768723549,0.10954342318875802,6.7367866656936235E-4,1.6841966664234059E-4]
[2639,659.75,27,0.48958333333333331,0.27749289089553092,7.6337215602363118E-2,2.2798318405405817E-4,5.6995796013514543E-5]
[2640,660,27,0.5,0.27720980056261008,4.1977264001684431E-2,3.7908469936616974E-5,9.4771174841542436E-6]
[2641,660.25,27,0.51041666666666663,0.27692884256104044,7.0153592536834784E-3,1.7694716857692198E-7,4.4236792144230495E-8]
[2642,660.5,27,0.52083333333333337,0.27665002271915529,-2.7988218576277722E-2,1.123620464643081E-5,2.8090511616077026E-6]
[2643,660.75,27,0.53125,0.27637334682093323,-6.2473661809651179E-2,1.2496395349596959E-4,3.1240988373992397E-5]
[2644,661,27,0.54166666666666663,0.27609882060587754,-9.589057070068914E-2,4.5187839740518988E-4,1.1296959935129747E-4]
[2645,661.25,27,0.55208333333333337,0.27582644976889725,-0.12770672059843557,1.0674194889551095E-3,2.6685487223877737E-4]
[2646,661.5,27,0.5625,0.27555623996018958,-0.15741652136029466,1.9991473366900545E-3,4.9978683417251362E-4]
[2647,661.75,27,0.57291666666666663,0.27528819678512201,-0.18454903484480267,3.2212854021833894E-3,8.0532135054584735E-4]
[2648,662,27,0.58333333333333337,0.27502232580411612,-0.20867542362573832,4.6570165486453626E-3,1.1642541371613406E-3]
[2649,662.25,27,0.59375,0.27475863253253296,-0.22941571338713984,6.1881859008107633E-3,1.5470464752026908E-3]
[2650,662.5,27,0.60416666666666663,0.27449712244055763,-0.24644476262623849,7.671011767911992E-3,1.917752941977998E-3]
[2651,662.75,27,0.61458333333333337,0.2742378009530862,-0.25949734612750547,8.9555576058752591E-3,2.2388894014688148E-3]
[2652,663,27,0.625,0.27398067344961369,-0.26837227296841848,9.9061934118202209E-3,2.4765483529550552E-3]
[2653,663.25,27,0.63541666666666663,0.27372574526412163,-0.27293547534593665,1.0420146687073549E-2,2.6050366717683873E-3]
[2654,663.5,27,0.64583333333333337,0.2734730216849679,-0.2731220210227242,1.0441527149091316E-2,2.6103817872728291E-3]
[2655,663.75,27,0.65625,0.27322250795477682,-0.26893701941952652,9.9688630960465732E-3,2.4922157740116433E-3]
[2656,664,27,0.66666666666666663,0.27297420927033084,-0.26045540904958248,9.0551158950859401E-3,2.263778973771485E-3]
[2657,664.25,27,0.67708333333333337,0.272728130782462,-0.24782063182093522,7.8002091790898851E-3,1.9500522947724713E-3]
[2658,664.5,27,0.6875,0.27248427759594562,-0.23124221743940226,6.337168365269292E-3,1.584292091317323E-3]
[2659,664.75,27,0.69791666666666663,0.27224265476939441,-0.21099231844768632,4.8138638464166493E-3,1.2034659616041623E-3]
[2660,665,27,0.70833333333333337,0.27200326731515317,-0.1874012530606399,3.3729611668788196E-3,8.4324029171970491E-4]
[2661,665.25,27,0.71875,0.27176612019919494,-0.16085212864026438,2.1329187267023933E-3,5.3322968167559832E-4]
[2662,665.5,27,0.72916666666666663,0.27153121834101845,-0.1317746331493522,1.1727064592995751E-3,2.9317661482489377E-4]
[2663,665.75,27,0.73958333333333337,0.27129856661354529,-0.1006380950018365,5.2237344546023491E-4,1.3059336136505873E-4]
[2664,666,27,0.75,0.27106816984301929,-6.7943923185892888E-2,1.6074805617629216E-4,4.018701404407304E-5]
[2665,666.25,27,0.76041666666666663,0.27084003280890656,-3.4217549193729935E-2,2.0532440389215511E-5,5.1331100973038779E-6]
[2666,666.5,27,0.77083333333333337,0.27061416024379581,9.415015395250684E-15,4.2771745422462878E-43,1.0692936355615719E-43]
[2667,666.75,27,0.78125,0.2703905568333006,3.4160763030539304E-2,2.0430385336115544E-5,5.107596334028886E-6]
[2668,667,27,0.79166666666666663,0.27016922721596209,6.7718600940069013E-2,1.591540889402436E-4,3.97885222350609E-5]
[2669,667.25,27,0.80208333333333337,0.26995017598315257,0.10013791003567897,5.1462329234142697E-4,1.2865582308535674E-4]
[2670,667.5,27,0.8125,0.26973340767898046,0.13090215210680883,1.1495668450543488E-3,2.8739171126358721E-4]
[2671,667.75,27,0.82291666666666663,0.26951892680019607,0.15952206644770844,2.0804446708704554E-3,5.2011116771761385E-4]
[2672,668,27,0.83333333333333337,0.26930673779609804,0.18554343342570234,3.273637871129418E-3,8.184094677823545E-4]
[2673,668.25,27,0.84375,0.26909684506844123,0.20855426669286128,4.6489096671085252E-3,1.1622274167771313E-3]
[2674,668.5,27,0.85416666666666663,0.26888925297134564,0.22819132043618512,6.0896345973394921E-3,1.522408649334873E-3]
[2675,668.75,27,0.86458333333333337,0.26868396581120546,0.24414580914866782,7.458331651111154E-3,1.8645829127777885E-3]
[2676,669,27,0.875,0.26848098784660035,0.25616825010150912,8.6152874939360198E-3,2.153821873484005E-3]
[2677,669.25,27,0.88541666666666663,0.26828032328820683,0.26407235280184316,9.4376240776501506E-3,2.3594060194125376E-3]
[2678,669.5,27,0.89583333333333337,0.268081976298711,0.26773789500456202,9.8361106008232699E-3,2.4590276502058175E-3]
[2679,669.75,27,0.90625,0.26788595099272194,0.26711254106604615,9.7673490079113068E-3,2.4418372519778267E-3]
[2680,670,27,0.91666666666666663,0.2676922514366869,0.26221257532352477,9.2396265394182574E-3,2.3099066348545643E-3]
[2681,670.25,27,0.92708333333333337,0.26750088164880637,0.2531225404863417,8.3116324840557827E-3,2.0779081210139457E-3]
[2682,670.5,27,0.9375,0.26731184559895094,0.23999378845977001,7.0842499202343218E-3,1.7710624800585805E-3]
[2683,670.75,27,0.94791666666666663,0.26712514720857916,0.22304196831102005,5.6866125187232967E-3,1.4216531296808242E-3]
[2684,671,27,0.95833333333333337,0.26694079035065588,0.2025434929565933,4.2584225769954865E-3,1.0646056442488716E-3]
[2685,671.25,27,0.96875,0.266758778849572,0.17883104233303848,2.9310457235514902E-3,7.3276143088787254E-4]
[2686,671.5,27,0.97916666666666663,0.26657911648106525,0.15228817605368677,1.8100577250333243E-3,4.5251443125833107E-4]
[2687,671.75,27,0.98958333333333337,0.26640180697214177,0.12334314261164506,9.6169841013736697E-4,2.4042460253434174E-4]
[2688,672,28,0,0.2662268540009986,9.2461984842888367E-2,4.0511983376047365E-4,1.0127995844011841E-4]
[2689,672.25,28,{"$f":"IF(A2709<>\"\",MOD(B2709,24)/24,\"\")","v":1.0416666666666666E-2},0.26605426119694797,6.0141052414142561E-2,{"$f":"ABS(0.5*1.025*1*(F2709^3))","v":1.1148256193656372E-4},{"$f":"G2709*$B$13","v":2.7870640484140929E-5}]
[{"$f":"IF(IF(A2709<>\"\",A2709+1<=$B$16,0),A2709+1,\"\")","v":2690},{"$f":"IF(A2710<>\"\",A2710*$B$13,\"\")","v":672.5},{"$f":"IF(A2710<>\"\",ROUNDDOWN(A2710*$B$13/24,0),\"\")","v":28},2.0833333333333332E-2,{"$f":"IF(A2710<>\"\",($B$4+$B$5)/2+($B$5-$B$4)/2*COS(2*PI()/$B$15*B2710),\"\")","v":0.26588403214034129},{"$f":"IF(A2710<>\"\",E2710*COS(2*PI()/$B$7*B2710),\"\")","v":2.6899041374883401E-2},9.9748018817737148E-6,2.4937004704434287E-6]
[2691,672.75,28,3.125E-2,0.26571617036249534,-6.7313118321935782E-3,1.5631224467269722E-7,3.9078061168174306E-8]
[2692,673,28,4.1666666666666664E-2,0.26555067934561882,-4.0211749188142271E-2,3.3323665388383382E-5,8.3309163470958454E-6]
[2693,673.25,28,5.2083333333333336E-2,0.26538756252274032,-7.3007086823395184E-2,1.9942928287297338E-4,4.9857320718243345E-5]
[2694,673.5,28,6.25E-2,0.2652268232776368,-0.10459375069264343,5.8642311492290732E-4,1.4660577873072683E-4]
[2695,673.75,28,7.2916666666666671E-2,0.26506846494476355,-0.13446811637598258,1.2460969520688531E-3,3.1152423801721329E-4]
[2696,674,28,8.3333333333333329E-2,0.26491249080918527,-0.16215452047590462,2.1851489733301843E-3,5.4628724333254607E-4]
[2697,674.25,28,9.375E-2,0.26475890410650743,-0.18721281647322893,3.3627966072261569E-3,8.4069915180653922E-4]
[2698,674.5,28,0.10416666666666667,0.26460770802280936,-0.2092453553111305,4.695278413558073E-3,1.1738196033895182E-3]
[2699,674.75,28,0.11458333333333333,0.26445890569457853,-0.22790328027487197,6.0666033161094679E-3,1.516650829027367E-3]
[2700,675,28,0.125,0.26431250020864477,-0.24289203677561155,7.3440174440322038E-3,1.8360043610080509E-3]
[2701,675.25,28,0.13541666666666666,0.26416849460211672,-0.25397601025261801,8.3959909013347055E-3,2.0989977253336764E-3]
[2702,675.5,28,0.14583333333333334,0.26402689186231887,-0.26098221937670679,9.1101731173363759E-3,2.277543279334094E-3]
[2703,675.75,28,0.15625,0.26388769492672937,-0.26380300684645946,9.4087752340105205E-3,2.3521938085026301E-3]
[2704,676,28,0.16666666666666666,0.26375090668291901,-0.26239768607563413,9.2592086887809573E-3,2.3148021721952393E-3]
[2705,676.25,28,0.17708333333333334,0.26361652996849166,-0.25679311872081706,8.6784869560697468E-3,2.1696217390174367E-3]
[2706,676.5,28,0.1875,0.26348456757102517,-0.24708321502757993,7.730785098439304E-3,1.932696274609826E-3]
[2707,676.75,28,0.19791666666666666,0.26335502222801349,-0.23342736611067857,6.5185226477705955E-3,1.6296306619426489E-3]
[2708,677,28,0.20833333333333334,0.26322789662681018,-0.21604783425717472,5.1682512834099383E-3,1.2920628208524846E-3]
[2709,677.25,28,0.21875,0.26310319340457228,-0.19522614388171294,3.8133599248493387E-3,9.5333998121233468E-4]
[2710,677.5,28,0.22916666666666666,0.26298091514820576,-0.17129853160864059,2.5760529774483216E-3,6.440132443620804E-4]
[2711,677.75,28,0.23958333333333334,0.26286106439431217,-0.14465052885572885,1.5511505356331171E-3,3.8778763390827928E-4]
[2712,678,28,0.25,0.26274364362913538,-0.11571076401320712,7.9399022027009161E-4,1.984975550675229E-4]
[2713,678.25,28,0.26041666666666669,0.26262865528851065,-8.4944083634220457E-2,3.1411832756867027E-4,7.8529581892167568E-5]
[2714,678.5,28,0.27083333333333331,0.26251610175781359,-5.2844102783286502E-2,7.5628146279980494E-5,1.8907036569995124E-5]
[2715,678.75,28,0.28125,0.26240598537191101,-1.9925303660629376E-2,4.0542331086424968E-6,1.0135582771606242E-6]
[2716,679,28,0.29166666666666669,0.26229830841511231,1.3285191309028702E-2,1.2017034495725534E-6,3.0042586239313835E-7]
[2717,679.25,28,0.30208333333333331,0.26219307312112228,4.6256040674446469E-2,5.0722335037220216E-5,1.2680583759305054E-5]
[2718,679.5,28,0.3125,0.26209028167299442,7.8460165222594955E-2,2.4753779881785647E-4,6.1884449704464116E-5]
[2719,679.75,28,0.32291666666666669,0.26198993620308597,0.10938315425297748,6.707260874839867E-4,1.6768152187099668E-4]
[2720,680,28,0.33333333333333331,0.26189203879301376,0.13853146311265502,1.3625082260648948E-3,3.406270565162237E-4]
[2721,680.25,28,0.34375,0.26179659147361051,0.16544027167412489,2.3206923651607073E-3,5.8017309129017682E-4]
[2722,680.5,28,0.35416666666666669,0.26170359622488326,0.18968087893572416,3.4975548170729518E-3,8.7438870426823794E-4]
[2723,680.75,28,0.36458333333333331,0.26161305497597198,0.21086751639918497,4.805326690437952E-3,1.201331672609488E-3]
[2724,681,28,0.375,0.26152496960510963,0.22866347221154582,6.1275131420649798E-3,1.531878285516245E-3]
[2725,681.25,28,0.38541666666666669,0.26143934193958335,0.24278642909839462,7.3344422336091676E-3,1.8336105584022919E-3]
[2726,681.5,28,0.39583333333333331,0.26135617375569614,0.25301293168731059,8.3008396845245021E-3,2.0752099211311255E-3]
[2727,681.75,28,0.40625,0.26127546677873054,0.2591819127224485,8.9229393576051568E-3,2.2307348394012892E-3]
[2728,682,28,0.41666666666666669,0.26119722268291246,0.26119722268291246,9.1327071975392006E-3,2.2831767993848001E-3]
[2729,682.25,28,0.42708333333333331,0.26112144309137653,0.25902912319963078,8.9071682557933136E-3,2.2267920639483284E-3]
[2730,682.5,28,0.4375,0.26104812957613266,0.25271472116547422,8.2715232231019304E-3,2.0678808057754826E-3]
[2731,682.75,28,0.44791666666666669,0.26097728365803297,0.24235733728925413,7.2956230514179456E-3,1.8239057628544864E-3]
[2732,683,28,0.45833333333333331,0.26090890680674073,0.22812481978845744,6.0843121340788744E-3,1.5210780335197186E-3]
[2733,683.25,28,0.46875,0.26084300044069958,0.21024683067934324,4.7630182246650686E-3,1.1907545561662672E-3]
[2734,683.5,28,0.47916666666666669,0.26077956592710416,0.18901114844069966,3.4606376825469035E-3,8.6515942063672586E-4]
[2735,683.75,28,0.48958333333333331,0.26071860458187168,0.1647590464403379,2.2921428445585299E-3,5.7303571113963248E-4]
[2736,684,28,0.5,0.26066011766961494,0.13787982117481201,1.343371109515028E-3,3.35842777378757E-4]
[2737,684.25,28,0.51041666666666663,0.26060410640361564,0.10880455784991831,6.6013861103533821E-4,1.6503465275883455E-4]
[2738,684.5,28,0.52083333333333337,0.26055057194579956,7.799923291018554E-2,2.432007245973789E-4,6.0800181149344725E-5]
[2739,684.75,28,0.53125,0.26049951540671223,4.5957263618322114E-2,4.974579272468685E-5,1.2436448181171712E-5]
[2740,685,28,0.54166666666666663,0.26045093784549611,1.3191623525136444E-2,1.1764910163470822E-6,2.9412275408677056E-7]
[2741,685.25,28,0.55208333333333337,0.26040484026986843,-1.9773350481018789E-2,3.9621842064327936E-6,9.9054605160819841E-7]
[2742,685.5,28,0.5625,0.26036122363610043,-5.241032900641826E-2,7.3780998391382942E-5,1.8445249597845736E-5]
[2743,685.75,28,0.57291666666666663,0.26032008884899727,-8.4197405551827878E-2,3.059074106521991E-4,7.6476852663049776E-5]
[2744,686,28,0.58333333333333337,0.26028143676187965,-0.11462642250895967,7.7187697219212835E-4,1.9296924304803209E-4]
[2745,686.25,28,0.59375,0.26024526817656579,-0.14321107525257334,1.505302164980036E-3,3.7632554124500899E-4]
[2746,686.5,28,0.60416666666666663,0.26021158384335502,-0.169494665401134,2.4955252681516703E-3,6.2388131703791758E-4]
[2747,686.75,28,0.61458333333333337,0.26018038446101183,-0.19305737993791638,3.6876788580025633E-3,9.2191971450064083E-4]
[2748,687,28,0.625,0.26015167067675199,-0.21352298046047619,4.9891635234792144E-3,1.2472908808698036E-3]
[2749,687.25,28,0.63541666666666663,0.26012544308622848,-0.23056479623699808,6.2816373928089343E-3,1.5704093482022336E-3]
[{"$f":"IF(IF(A2769<>\"\",A2769+1<=$B$16,0),A2769+1,\"\")","v":2750},{"$f":"IF(A2770<>\"\",A2770*$B$13,\"\")","v":687.5},{"$f":"IF(A2770<>\"\",ROUNDDOWN(A2770*$B$13/24,0),\"\")","v":28},0.64583333333333337,{"$f":"IF(A2770<>\"\",($B$4+$B$5)/2+($B$5-$B$4)/2*COS(2*PI()/$B$15*B2770),\"\")","v":0.26010170223351969},{"$f":"IF(A2770<>\"\",E2770*COS(2*PI()/$B$7*B2770),\"\")","v":-0.24391092584456914},7.4368262308188542E-3,1.8592065577047135E-3]
[{"$f":"IF(IF(A2770<>\"\",A2770+1<=$B$16,0),A2770+1,\"\")","v":2751},{"$f":"IF(A2771<>\"\",A2771*$B$13,\"\")","v":687.75},{"$f":"IF(A2771<>\"\",ROUNDDOWN(A2771*$B$13/24,0),\"\")","v":28},0.65625,{"$f":"IF(A2771<>\"\",($B$4+$B$5)/2+($B$5-$B$4)/2*COS(2*PI()/$B$15*B2771),\"\")","v":0.26008044861111768},{"$f":"IF(A2771<>\"\",E2771*COS(2*PI()/$B$7*B2771),\"\")","v":-0.25334856476997453},8.333917841804166E-3,2.0834794604510415E-3]
[2752,688,28,0.66666666666666663,0.26006168265991825,-0.25872739026803065,8.8760776605545464E-3,2.2190194151386366E-3]
[2753,688.25,28,{"$f":"IF(A2773<>\"\",MOD(B2773,24)/24,\"\")","v":0.67708333333333337},0.26004540476921162,-0.25996194977477149,{"$f":"ABS(0.5*1.025*1*(F2773^3))","v":9.0037458285785413E-3},{"$f":"G2773*$B$13","v":2.2509364571446353E-3}]
[2754,688.5,28,0.6875,0.26003161527667462,-0.25703301502486703,8.7028320301329211E-3,2.1757080075332303E-3]
[2755,688.75,28,0.69791666666666663,0.26002031446836338,-0.24998788047292209,8.0066479456520727E-3,2.0016619864130182E-3]
[2756,689,28,0.70833333333333337,0.26001150257870742,-0.23893960140581305,6.9913054096851449E-3,1.7478263524212862E-3]
[2757,689.25,28,0.71875,0.26000517979050503,-0.22406518399174552,5.765234921634884E-3,1.441308730408721E-3]
[2758,689.5,28,0.72916666666666663,0.26000134623491933,-0.20560275617370763,4.4543123354382772E-3,1.1135780838595693E-3]
[2759,689.75,28,0.73958333333333337,0.26000000199147549,-0.18384776451668397,3.1847029496267108E-3,7.961757374066777E-4]
[null,null,null,null,"Total Energy (kWh/m^2)",null,"-",{"$f":"IF(ISERROR(SUM(H20:H2779)),\"\",SUM(H20:H2779))","v":9.4699577522897798},"per lunar cycle"]
[null,null,null,null,null,null,"-",{"$f":"IF(ISERROR(H2780*(365/$B$6)),\"\",(H2780*(365/$B$6)))","v":120.26912246297042},"per year"]
[null,null,null,null,"Average Power (kW/m^2)",null,{"$f":"IF(ISERROR(AVERAGE(G20:G2779)),\"\",(AVERAGE(G20:G2779)))","v":1.3724576452593883E-2},"-"]

{"sheet":"Tidal Stream 4","index":6,"n_rows":2782,"n_cols":9,"rows_kept":2782,"cut":false,"hidden":false,"merged":[[2781,4,2781,5],[17,0,18,0],[17,1,17,3],[2779,4,2780,5],[2,1,2,2],[7,1,7,2],[8,1,8,2],[9,1,9,2],[10,1,10,2],[13,0,14,0]]}
["Tidal Stream Resource"]
[]
[{"$f":"Input!A45","v":"Site Name"},{"$f":"IF(Input!B75<>\"\",Input!B75,\"-\")","v":"Northeast Eigg"},{"$f":"Input!C45","v":0},null,null,null,null,null,"Plots:"]
[{"$f":"Input!A46","v":"Peak Flow (Springs)"},{"$f":"IF((AND(Input!B76<>\"\",Input!B76<>\"[Enter Value]\")),Input!B76,\"0\")","v":0.75},{"$f":"Input!C46","v":"m/s"}]
[{"$f":"Input!A47","v":"Peak Flow (Neaps)"},{"$f":"IF((AND(Input!B77<>\"\",Input!B77<>\"[Enter Value]\")),Input!B77,\"0\")","v":0.51},{"$f":"Input!C47","v":"m/s"}]
[{"$f":"Input!A48","v":"Lunar Cycle Period"},{"$f":"IF((AND(Input!B78<>\"\",Input!B78<>\"[Enter Value]\")),Input!B78,\"0\")","v":28.74},{"$f":"Input!C48","v":"days"}]
[{"$f":"Input!A49","v":"Tidal Period"},{"$f":"IF((AND(Input!B79<>\"\",Input!B79<>\"[Enter Value]\")),Input!B79,\"0\")","v":12.4},{"$f":"Input!C49","v":"hours"}]
[{"$f":"Input!A50","v":"Proximity to Grid Connection"},{"$f":"IF(Input!B80<>\"\",Input!B80,\"-\")","v":"1-2 km"}]
[{"$f":"Input!A51","v":"Average Water Depth"},{"$f":"IF(Input!B81<>\"\",Input!B81,\"-\")","v":"10 -15 m"}]
[{"$f":"Input!A52","v":"Seabed Topography"},{"$f":"IF(Input!B82<>\"\",Input!B82,\"-\")","v":"Harsh (Rocky, Moderate/Steep Gradient)"}]
[{"$f":"Input!A53","v":"Accessibility"},{"$f":"IF(Input!B83<>\"\",Input!B83,\"-\")","v":"Inaccessible (No Infrastructure, Extremely Difficult)"}]
[]
["Time Step",0.25,"hours"]
["Period",{"$f":"B6/2","v":14.37},"days"]
[null,{"$f":"B14*24","v":344.88},"hours"]
["Number of Steps",{"$f":"B15/B13*2","v":2759.04},"-"]
[]
["No.","Time",null,null,"Amplitude","Current","Power","Energy"]
[null,"Hours","Day","Time","m/s","m/s","kW/(m^2)","kWh/(m^2)"]
[0,{"$f":"A20*$B$13","v":0},{"$f":"ROUNDDOWN(A20*$B$1/24,0)","v":0},{"$f":"MOD(B20,24)/24","v":0},{"$f":"IF(A20<>\"\",($B$4+$B$5)/2+($B$5-$B$4)/2*COS(2*PI()/$B$15*B20),\"\")","v":0.51},{"$f":"IF(A20<>\"\",E20*COS(2*PI()/$B$7*B20),\"\")","v":0.51},{"$f":"ABS(0.5*1.025*1*(F20^3))","v":6.7983637499999985E-2},{"$f":"G20*$B$13","v":1.6995909374999996E-2}]
[{"$f":"IF(IF(A20<>\"\",A20+1<=$B$16,0),A20+1,\"\")","v":1},{"$f":"IF(A21<>\"\",A21*$B$13,\"\")","v":0.25},{"$f":"IF(A21<>\"\",ROUNDDOWN(A21*$B$13/24,0),\"\")","v":0},{"$f":"IF(A21<>\"\",MOD(B21,24)/24,\"\")","v":1.0416666666666666E-2},{"$f":"IF(A21<>\"\",($B$4+$B$5)/2+($B$5-$B$4)/2*COS(2*PI()/$B$15*B21),\"\")","v":0.51000124467003438},{"$f":"IF(A21<>\"\",E21*COS(2*PI()/$B$7*B21),\"\")","v":0.50591469499259267},{"$f":"ABS(0.5*1.025*1*(F21^3))","v":6.6362960588414899E-2},{"$f":"G21*$B$13","v":1.6590740147103725E-2}]
[{"$f":"IF(IF(A21<>\"\",A21+1<=$B$16,0),A21+1,\"\")","v":2},{"$f":"IF(A22<>\"\",A22*$B$13,\"\")","v":0.5},{"$f":"IF(A22<>\"\",ROUNDDOWN(A22*$B$13/24,0),\"\")","v":0},2.0833333333333332E-2,{"$f":"IF(A22<>\"\",($B$4+$B$5)/2+($B$5-$B$4)/2*COS(2*PI()/$B$15*B22),\"\")","v":0.5100049786543176},{"$f":"IF(A22<>\"\",E22*COS(2*PI()/$B$7*B22),\"\")","v":0.49372415034309181},6.1680371816735934E-2,1.5420092954183983E-2]
[3,0.75,0,3.125E-2,0.51001120187538995,0.47362343243703542,5.4449439361027405E-2,1.3612359840256851E-2]
[4,1,0,4.1666666666666664E-2,0.51001991420415382,0.44593418615075198,4.5447099600054275E-2,1.1361774900013569E-2]
[5,1.25,0,5.2083333333333336E-2,0.51003111545987634,0.41109949430163328,3.5606943659153963E-2,8.9017359147884906E-3]
[6,1.5,0,6.25E-2,0.51004480541019293,0.36967679612498783,2.5891692744176027E-2,6.4729231860440068E-3]
[7,1.75,0,7.2916666666666671E-2,0.51006098377111253,0.32232897781624398,1.7162949417379236E-2,4.2907373543448089E-3]
[8,2,0,8.3333333333333329E-2,0.51007965020702317,0.26981377735968115,1.0066679360895083E-2,2.5166698402237708E-3]
[9,2.25,0,9.375E-2,0.51010080433069882,0.21297167277991016,4.9506177646404092E-3,1.2376544411601023E-3]
[10,2.5,0,0.10416666666666667,0.51012444570330784,0.15271244717079543,1.8252282403854482E-3,4.5630706009636206E-4]
[11,2.75,0,0.11458333333333333,0.51015057383442164,9.0000644992155474E-2,3.7362053262862243E-4,9.3405133157155608E-5]
[12,3,0,0.125,0.51017918818202534,2.5840151840228701E-2,8.8425811404938977E-6,2.2106452851234744E-6]
[13,3.25,0,0.13541666666666666,0.51021028815252856,-3.8741856089181799E-2,2.9801295265779818E-5,7.4503238164449545E-6]
[14,3.5,0,0.14583333333333334,0.5102438731007779,-0.10271133653949273,5.5532728385206207E-4,1.3883182096301552E-4]
[15,3.75,0,0.15625,0.51027994233007046,-0.16504391742986729,2.3040528668340646E-3,5.7601321670851615E-4]
[16,4,0,0.16666666666666666,0.51031849509216798,-0.22474128067028412,5.817580797612746E-3,1.4543951994031865E-3]
[17,4.25,0,0.17708333333333334,0.51035953058731265,-0.28084713183417276,1.1352822523579194E-2,2.8382056308947985E-3]
[18,4.5,0,0.1875,0.51040304796424374,-0.33246250054145898,1.8833102528664342E-2,4.7082756321660856E-3]
[19,4.75,0,0.19791666666666666,0.51044904632021493,-0.37876012705006079,2.7847526788896279E-2,6.9618816972240698E-3]
[20,5,0,0.20833333333333334,0.51049752470101328,-0.41899770510140016,3.7698910790302152E-2,9.4247276975755381E-3]
[21,5.25,0,0.21875,0.51054848210097914,-0.45252976928404115,4.7493626467838501E-2,1.1873406616959625E-2]
[22,5.5,0,0.22916666666666666,0.51060191746302652,-0.47881803677934076,5.6260731515796455E-2,1.4065182878949114E-2]
[23,5.75,0,0.23958333333333334,0.51065782967866546,-0.49744003799026604,6.308354393503951E-2,1.5770885983759877E-2]
[24,6,0,0.25,0.51071621758802521,-0.50809589783706655,6.7225019294161956E-2,1.6806254823540489E-2]
[25,6.25,0,0.26041666666666669,0.51077707997987765,-0.51061315899689497,6.8229137003085527E-2,1.7057284250771382E-2]
[26,6.5,0,0.27083333333333331,0.51084041559166282,-0.50494956959896697,6.598388597956624E-2,1.649597149489156E-2]
[27,6.75,0,0.28125,0.51090622310951506,-0.49119379036483984,6.0736879223225862E-2,1.5184219805806465E-2]
[28,7,0,0.29166666666666669,0.51097450116829035,-0.46956400938735099,5.3061347692993831E-2,1.3265336923248458E-2]
[29,7.25,0,0.30208333333333331,0.51104524835159437,-0.44040448614243766,4.3777310060589172E-2,1.0944327515147293E-2]
[30,7.5,0,0.3125,0.51111846319181231,-0.4041800793929694,3.3839082897247102E-2,8.4597707243117756E-3]
[31,7.75,0,0.32291666666666669,0.51119414417013864,-0.36146884584555855,2.4205078028065818E-2,6.0512695070164546E-3]
[32,8,0,0.33333333333333331,0.51127228971660954,-0.31295282724637852,1.5708347777048392E-2,3.927086944262098E-3]
[33,8.25,0,0.34375,0.51135289821013441,-0.25940717255839796,8.9462248629689455E-3,2.2365562157422364E-3]
[34,8.5,0,0.35416666666666669,0.51143596797853041,-0.20168776848788122,4.2046761589172249E-3,1.0511690397293062E-3]
[35,8.75,0,0.36458333333333331,0.51152149729855667,-0.14071757549718311,1.4280351623376793E-3,3.5700879058441984E-4]
[36,9,0,0.375,0.51160948439595022,-7.7471887172340881E-2,2.38301225367142E-4,5.9575306341785501E-5]
[37,9.25,0,0.38541666666666669,0.51169992744546278,-1.2962748076054935E-2,1.1163107634888132E-6,2.7907769087220329E-7]
[38,9.5,0,0.39583333333333331,0.51179282457089814,5.177722126704614E-2,7.1139381976705784E-5,1.7784845494176446E-5]
[39,9.75,0,0.40625,0.51188817384515195,0.11571133405232832,7.9400195490137652E-4,1.9850048872534413E-4]
[40,10,0,0.41666666666666669,0.51198597329025131,0.17781541790657213,2.8813904612479796E-3,7.2034761531199491E-4]
[41,10.25,0,0.42708333333333331,0.51208622087739541,0.23709420175870785,6.8305656450668778E-3,1.7076414112667194E-3]
[42,10.5,0,0.4375,0.51218891452699822,0.29259724699317763,1.283821299040634E-2,3.209553247601585E-3]
[43,10.75,0,0.44791666666666669,0.51229405210873113,0.34343416818264133,2.0759857696584325E-2,5.1899644241460811E-3]
[44,11,0,0.45833333333333331,0.51240163144156758,0.38878889993732724,3.0118645806295998E-2,7.5296614515739995E-3]
[45,11.25,0,0.46875,0.51251165029382806,0.42793278153856196,4.0162481602666743E-2,1.0040620400666686E-2]
[46,11.5,0,0.47916666666666669,0.51262410638322642,0.46023624980425548,4.9961599811255586E-2,1.2490399952813896E-2]
[47,11.75,0,0.48958333333333331,0.5127389973769173,0.4851789527664343,5.853285772329752E-2,1.463321443082438E-2]
[48,12,0,0.5,0.51285632089154432,0.50235812187386497,6.4973184633558931E-2,1.6243296158389733E-2]
[49,12.25,0,0.51041666666666663,0.51297607449328975,0.51149506816694157,6.858327527794951E-2,1.7145818819487377E-2]
[50,12.5,0,0.52083333333333337,0.51309825569792511,0.51243969776619147,6.8963956437942078E-2,1.724098910948552E-2]
[51,12.75,0,0.53125,0.51322286197086209,0.5051729735942877,6.6071504154539953E-2,1.6517876038634988E-2]
[52,13,0,0.54166666666666663,0.51334989072720594,0.48980728301150261,6.0223998277564465E-2,1.5055999569391116E-2]
[53,13.25,0,0.55208333333333337,0.51347933933180845,0.46658470446419181,5.2057746327464384E-2,1.3014436581866096E-2]
[54,13.5,0,0.5625,0.51361120509932312,0.43587319979249933,4.2439901750711849E-2,1.0609975437677962E-2]
[55,13.75,0,0.57291666666666663,0.51374548529426034,0.39816079198201682,3.2349631991048157E-2,8.0874079977620392E-3]
[56,14,0,0.58333333333333337,0.51388217713104456,0.35404782034588184,2.2744670250935423E-2,5.6861675627338558E-3]
[57,14.25,0,0.59375,0.51402127777407192,0.3042373958746068,1.4432170632890118E-2,3.6080426582225295E-3]
[58,14.5,0,0.60416666666666663,0.51416278433776907,0.2495242082995642,7.9621788500302236E-3,1.9905447125075559E-3]
[59,14.75,0,0.61458333333333337,0.51430669388665295,0.19078186282190351,3.5588126423353912E-3,8.897031605838478E-4]
[60,15,0,0.625,0.5144530034353918,0.12894894803918525,1.0988724375014961E-3,2.7471810937537401E-4]
[61,15.25,0,0.63541666666666663,0.51460170994886711,6.5014056979464802E-2,1.4083664550898294E-4,3.5209161377245735E-5]
[62,15.5,0,0.64583333333333337,0.51475281034223674,-2.9953018506330079E-16,1.3772591114889764E-47,3.4431477787224409E-48]
[63,15.75,0,0.65625,0.51490630148099825,-6.5052538645659574E-2,1.4108687619127289E-4,3.5271719047818224E-5]
[64,16,0,0.66666666666666663,0.51506218018105476,-0.12910163973307892,1.1027806691926941E-3,2.7569516729817353E-4]
[65,16.25,0,{"$f":"IF(A85<>\"\",MOD(B85,24)/24,\"\")","v":0.67708333333333337},0.51522044320878035,-0.19112081776824222,{"$f":"ABS(0.5*1.025*1*(F85^3))","v":3.5778147877181901E-3},{"$f":"G85*$B$13","v":8.9445369692954752E-4}]
[{"$f":"IF(IF(A85<>\"\",A85+1<=$B$16,0),A85+1,\"\")","v":66},{"$f":"IF(A86<>\"\",A86*$B$13,\"\")","v":16.5},{"$f":"IF(A86<>\"\",ROUNDDOWN(A86*$B$13/24,0),\"\")","v":0},0.6875,{"$f":"IF(A86<>\"\",($B$4+$B$5)/2+($B$5-$B$4)/2*COS(2*PI()/$B$15*B86),\"\")","v":0.51538108728108778},{"$f":"IF(A86<>\"\",E86*COS(2*PI()/$B$7*B86),\"\")","v":-0.2501154531089147},8.0189119464694186E-3,2.0047279866173546E-3]
[67,16.75,0,0.69791666666666663,0.51554410906549575,-0.30513872476212933,1.4560820577521913E-2,3.6402051443804781E-3]
[68,17,0,0.70833333333333337,0.51570950518019887,-0.35530678892204837,2.2988169299989661E-2,5.7470423249974152E-3]
[69,17.25,0,0.71875,0.51587727219413737,-0.39981296019504903,3.2754009719720083E-2,8.1885024299300207E-3]
[70,17.5,0,0.72916666666666663,0.51604740662706827,-0.43794066822912026,4.3046683762484939E-2,1.0761670940621235E-2]
[71,17.75,0,0.73958333333333337,0.51621990494963776,-0.46907498187345181,5.2895738039467344E-2,1.3223934509866836E-2]
[72,18,0,0.75,0.51639476358345437,-0.49271251573439634,6.1302001222341161E-2,1.532550030558529E-2]
[73,18.25,0,0.76041666666666663,0.51657197890116291,-0.50846955970523744,6.7373443464647673E-2,1.6843360866161918E-2]
[74,18.5,0,0.77083333333333337,0.51675154722652028,-0.5160883003213077,7.0447552764973831E-2,1.7611888191243458E-2]
[75,18.75,0,0.78125,0.51693346483447111,-0.51544103317968648,7.0182823523188817E-2,1.7545705880797204E-2]
[76,19,0,0.79166666666666663,0.51711772795122557,-0.5065322976806873,6.6606298039166345E-2,1.6651574509791586E-2]
[77,19.25,0,0.80208333333333337,0.51730433275433718,-0.48949889848691897,6.0110318107345136E-2,1.5027579526836284E-2]
[78,19.5,0,0.8125,0.51749327537278278,-0.46460781182701599,5.1398848882394675E-2,1.2849712220598669E-2]
[79,19.75,0,0.82291666666666663,0.51768455188704188,-0.43225200855738211,4.1390905714631165E-2,1.0347726428657791E-2]
[80,20,0,0.83333333333333337,0.51787815832917883,-0.39294425919744769,3.1094724581308943E-2,7.7736811453272357E-3]
[81,20.25,0,0.84375,0.51807409068292454,-0.34730901844026313,2.1470494723622439E-2,5.3676236809056099E-3]
[82,20.5,0,0.85416666666666663,0.51827234488376039,-0.29607251739473817,1.3301118382701045E-2,3.3252795956752613E-3]
[83,20.75,0,0.86458333333333337,0.51847291681900187,-0.24005122054659089,7.089337059762839E-3,1.7723342649407098E-3]
[84,21,0,0.875,0.51867580232788435,-0.18013883067197531,2.995821185362985E-3,7.4895529634074625E-4]
[85,21.25,0,0.88541666666666663,0.51888099720164926,-0.11729204827999727,8.2698871095758552E-4,2.0674717773939638E-4]
[86,21.5,0,0.89583333333333337,0.51908849718363148,-5.2515312223045889E-2,7.4225259623954281E-5,1.855631490598857E-5]
[87,21.75,0,0.90625,0.51929829796934757,1.3155235425782398E-2,1.1667820616650363E-6,2.9169551541625908E-7]
[88,22,0,0.91666666666666663,0.51951039520658482,7.8668304536657754E-2,2.4951303607251659E-4,6.2378259018129148E-5]
[89,22.25,0,0.92708333333333337,0.5197247844954922,0.14297426791686924,1.4978472076928365E-3,3.7446180192320913E-4]
[90,22.5,0,0.9375,0.51994146138867081,0.2050419596147984,4.4179632724081963E-3,1.1044908181020491E-3]
[91,22.75,0,0.94791666666666663,0.52016042139126684,0.26387519199010023,9.4165009949222604E-3,2.3541252487305651E-3]
[92,23,0,0.95833333333333337,0.52038165996106422,0.31852872727025106,1.6563026193803218E-2,4.1407565484508045E-3]
[93,23.25,0,0.96875,0.52060517250857952,0.3681234478016091,2.5566678633337239E-2,6.3916696583343098E-3]
[94,23.5,0,0.97916666666666663,0.52083095439715643,0.41186048178337648,3.5805046269423289E-2,8.9512615673558223E-3]
[95,23.75,0,0.98958333333333337,0.52105900094306246,0.44903405774813837,4.6401467505240317E-2,1.1600366876310079E-2]
[96,24,1,0,0.52128930741558599,0.47904288116365285,5.6340025838487996E-2,1.4085006459621999E-2]
[97,24.25,1,1.0416666666666666E-2,0.52152186903713404,0.50139984995953879,6.4602075161100836E-2,1.6150518790275209E-2]
[98,24.5,1,2.0833333333333332E-2,0.52175668098333228,0.51573995215859147,7.0304997420415294E-2,1.7576249355103823E-2]
[99,24.75,1,3.125E-2,0.5219937383831238,0.52182621769736803,7.282350125624576E-2,1.820587531406144E-2]
[100,25,1,4.1666666666666664E-2,0.52223303631887141,0.51955362749545053,7.1876184348483391E-2,1.7969046087120848E-2]
[101,25.25,1,5.2083333333333336E-2,0.52247456982645901,0.50895091538489701,6.7564967027760062E-2,1.6891241756940015E-2]
[102,25.5,1,6.25E-2,0.52271833389539446,0.49018023212277573,6.0361670339339368E-2,1.5090417584834842E-2]
[103,25.75,1,7.2916666666666671E-2,0.52296432346891397,0.46353467484477789,5.104351240298001E-2,1.2760878100745002E-2]
[104,26,1,8.3333333333333329E-2,0.52321253344408669,0.42943371943234565,4.0586565048997117E-2,1.0146641262249279E-2]
[105,26.25,1,9.375E-2,0.52346295867192061,0.38841662681489353,3.0032211010813332E-2,7.5080527527033331E-3]
[106,26.5,1,0.10416666666666667,0.52371559395746947,0.34113392667641973,2.0345511351623567E-2,5.0863778379058918E-3]
[107,26.75,1,0.11458333333333333,0.52397043405994048,0.28833711286295866,1.2285575531483784E-2,3.071393882870946E-3]
[108,27,1,0.125,0.52422747369280298,0.23086671350014412,6.3063465331889756E-3,1.5765866332972439E-3]
[109,27.25,1,0.13541666666666666,0.52448670752389803,0.16963892496806071,2.5019026349858463E-3,6.2547565874646158E-4]
[110,27.5,1,0.14583333333333334,0.52474813017554944,0.10563102202362946,6.0404363876092031E-4,1.5101090969023008E-4]
[111,27.75,1,0.15625,0.52501173622467479,3.9865776136342748E-2,3.2470916042887113E-5,8.1177290107217782E-6]
[112,28,1,0.16666666666666666,0.52527752020289831,-2.6604869807937446E-2,9.6511104049498372E-6,2.4127776012374593E-6]
[113,28.25,1,0.17708333333333334,0.52554547659666406,-9.2716610139032693E-2,4.0847596181515746E-4,1.0211899045378937E-4]
[114,28.5,1,0.1875,0.52581559984735038,-0.15740980007841227,1.9988912722258912E-3,4.9972281805647279E-4]
[115,28.75,1,0.19791666666666666,0.52608788435138543,-0.21964642244892785,5.430830790911681E-3,1.3577076977279202E-3]
[116,29,1,0.20833333333333334,0.52636232446036324,-0.27842672603157576,1.1061821129809225E-2,2.7654552824523063E-3]
[117,29.25,1,0.21875,0.52663891448116074,-0.33280526914237379,1.8891413351601681E-2,4.7228533379004203E-3]
[118,29.5,1,0.22916666666666666,0.52691764867605595,-0.38190611122413315,2.8547211564846499E-2,7.1368028912116247E-3]
[119,29.75,1,0.23958333333333334,0.5271985212628475,-0.42493690858901279,3.9324864238502878E-2,9.8312160596257196E-3]
[120,30,1,0.25,0.52748152641497359,-0.46120168769971115,5.0276673263843323E-2,1.2569168315960831E-2]
[121,30.25,1,0.26041666666666669,0.52776665826163371,-0.49011209026889518,6.0336500509398483E-2,1.5084125127349621E-2]
[122,30.5,1,0.27083333333333331,0.52805391088791032,-0.51119690865839962,6.8463409969572508E-2,1.7115852492393127E-2]
[123,30.75,1,0.28125,0.52834327833489092,-0.52410975718916353,7.3783729666885192E-2,1.8445932416721298E-2]
[124,31,1,0.29166666666666669,0.52863475459979237,-0.52863475459979237,7.5711352734182988E-2,1.8927838183545747E-2]
[125,31.25,1,0.30208333333333331,0.52892833363608527,-0.52469012454581365,7.4029112069234612E-2,1.8507278017308653E-2]
[126,31.5,1,0.3125,0.52922400935361891,-0.51232965420987253,6.8919537107412027E-2,1.7229884276853007E-2]
[127,31.75,1,0.32291666666666669,0.52952177561874847,-0.49174198526718071,6.0940461728922216E-2,1.5235115432230554E-2]
[128,32,1,0.33333333333333331,0.52982162625446116,-0.46324774607580749,5.0948782996305585E-2,1.2737195749076396E-2]
[129,32.25,1,{"$f":"IF(A149<>\"\",MOD(B149,24)/24,\"\")","v":0.34375},0.53012355504050568,-0.42729456848536274,{"$f":"ABS(0.5*1.025*1*(F149^3))","v":3.9983056146780931E-2},{"$f":"G149*$B$13","v":9.9957640366952327E-3}]
[{"$f":"IF(IF(A149<>\"\",A149+1<=$B$16,0),A149+1,\"\")","v":130},{"$f":"IF(A150<>\"\",A150*$B$13,\"\")","v":32.5},{"$f":"IF(A150<>\"\",ROUNDDOWN(A150*$B$13/24,0),\"\")","v":1},0.35416666666666669,{"$f":"IF(A150<>\"\",($B$4+$B$5)/2+($B$5-$B$4)/2*COS(2*PI()/$B$15*B150),\"\")","v":0.53042755571351985},{"$f":"IF(A150<>\"\",E150*COS(2*PI()/$B$7*B150),\"\")","v":-0.38445006652873093},2.9121496641043687E-2,7.2803741602609218E-3]
[131,32.75,1,0.36458333333333331,0.53073362196716167,-0.33539288693791836,1.9335500268738436E-2,4.8338750671846091E-3]
[132,33,1,0.375,0.53104174745223953,-0.28090197238337378,1.1359474362240767E-2,2.8398685905601916E-3]
[133,33.25,1,0.38541666666666669,0.53135192577684409,-0.22184420707981764,5.5954903064064409E-3,1.3988725766016102E-3]
[134,33.5,1,0.39583333333333331,0.53166415050648097,-0.1591606404685981,2.066335818785557E-3,5.1658395469638926E-4]
[135,33.75,1,0.40625,0.53197841516420408,-9.3851507657467734E-2,4.2366016464907591E-4,1.0591504116226898E-4]
[136,34,1,0.41666666666666669,0.53229471323075006,-2.6960284802378661E-2,1.0043088662620206E-5,2.5107721656550515E-6]
[137,34.25,1,0.42708333333333331,0.53261303814467353,4.0442966663295825E-2,3.3901810034616714E-5,8.4754525086541785E-6]
[138,34.5,1,0.4375,0.53293338330248297,0.10727870136463254,6.3275326184530434E-4,1.5818831546132609E-4]
[139,34.75,1,0.44791666666666669,0.53325574205877824,0.17247516384726566,2.6295023803421494E-3,6.5737559508553735E-4]
[140,35,1,0.45833333333333331,0.53358010772638786,0.23498555883019406,6.6499348356853392E-3,1.6624837089213348E-3]
[141,35.25,1,0.46875,0.533906473576508,0.29380484302723681,1.2997826057924839E-2,3.2494565144812098E-3]
[142,35.5,1,0.47916666666666669,0.53423483283884232,0.34798586942292864,2.1596267430122516E-2,5.3990668575306291E-3]
[143,35.75,1,0.48958333333333331,0.53456517870174158,0.39665462490568615,3.1983901332590665E-2,7.9959753331476664E-3]
[144,36,1,0.5,0.53489750431234606,0.43902431633258571,4.3367021523547745E-2,1.0841755380886936E-2]
[145,36.25,1,0.51041666666666663,0.53523180277672688,0.47440807820505543,5.4720504966044213E-2,1.3680126241511053E-2]
[146,36.5,1,0.52083333333333337,0.53556806716002936,0.50223009688920817,6.4923522425012287E-2,1.6230880606253072E-2]
[147,36.75,1,0.53125,0.53590629048661687,0.52203497137532029,7.2910934134676697E-2,1.8227733533669174E-2]
[148,37,1,0.54166666666666663,0.53624646574021528,0.53349515854226304,7.7818941182025161E-2,1.945473529550629E-2]
[149,37.25,1,0.55208333333333337,0.536588585864059,0.53641638133120184,7.9104277076329998E-2,1.97760692690825E-2]
[150,37.5,1,0.5625,0.53693264376103678,0.53074091065553475,7.6619897305262266E-2,1.9154974326315567E-2]
[151,37.75,1,0.57291666666666663,0.53727863229383943,0.51654866576537661,7.0636244646309049E-2,1.7659061161577262E-2]
[152,38,1,0.58333333333333337,0.5376265442851077,0.49405611260518939,6.1804870441219031E-2,1.5451217610304758E-2]
[153,38.25,1,0.59375,0.53797637251758101,0.46361297489723308,5.106938350869783E-2,1.2767345877174457E-2]
[154,38.5,1,0.60416666666666663,0.5383281097342475,0.42569680768937734,3.9536211373236055E-2,9.8840528433090137E-3]
[155,38.75,1,0.61458333333333337,0.53868174863849405,0.38090551736370637,2.8323417880650036E-2,7.0808544701625089E-3]
[156,39,1,0.625,0.53903728189425848,0.32994794506370567,1.840899812158029E-2,4.6022495303950726E-3]
[157,39.25,1,0.63541666666666663,0.53939470212618079,0.27363266163406419,1.0500202491571332E-2,2.6250506228928331E-3]
[158,39.5,1,0.64583333333333337,0.53975400191975687,0.21285515097790186,4.9424964120375389E-3,1.2356241030093847E-3]
[159,39.75,1,0.65625,0.54011517382149177,0.1485835847580009,1.6811496161592543E-3,4.2028740403981358E-4]
[160,40,1,0.66666666666666663,0.54047821033905497,8.1843414181294247E-2,2.8096038159856212E-4,7.0240095399640531E-5]
[161,40.25,1,0.67708333333333337,0.54084310394143509,1.3701023840405105E-2,1.318113887661771E-6,3.2952847191544274E-7]
[162,40.5,1,0.6875,0.54120984705909669,-5.4753292070043896E-2,8.4124903521285766E-5,2.1031225880321442E-5]
[163,40.75,1,0.69791666666666663,0.54157843208413692,-0.12242275964238293,9.4033015826975599E-4,2.35082539567439E-4]
[164,41,1,0.70833333333333337,0.54194885137044346,-0.18822168285417237,3.4174551671023608E-3,8.5436379177559021E-4]
[165,41.25,1,0.71875,0.54232109723385336,-0.25109284804668086,8.1132881014446667E-3,2.0283220253611667E-3]
[166,41.5,1,0.72916666666666663,0.54269516195231182,-0.31002449650907721,1.5271507237098232E-2,3.817876809274558E-3]
[167,41.75,1,0.73958333333333337,0.54307103776603338,-0.36406659290995663,2.4730697096812828E-2,6.182674274203207E-3]
[168,42,1,0.75,0.54344871687766183,-0.41234612819790156,3.59318545332259E-2,8.982963633306475E-3]
[169,42.25,1,0.76041666666666663,0.54382819145243266,-0.45408121066887625,4.7983780836892566E-2,1.1995945209223141E-2]
[170,42.5,1,0.77083333333333337,0.54420945361833528,-0.48859371793585427,5.977746667357843E-2,1.4944366668394608E-2]
[171,42.75,1,0.78125,0.54459249546627653,-0.51532030523622163,7.0133519860972673E-2,1.7533379965243168E-2]
[172,43,1,0.79166666666666663,0.54497730905024466,-0.53382159151792874,7.7961875271963882E-2,1.949046881799097E-2]
[173,43.25,1,0.80208333333333337,0.54536388638747391,-0.54378937364494595,8.2411158572258517E-2,2.0602789643064629E-2]
[174,43.5,1,0.8125,0.54575221945861063,-0.54505175039855347,8.2986430718429982E-2,2.0746607679607496E-2]
[175,43.75,1,0.82291666666666663,0.54614230020787902,-0.53757607122595852,7.9618438670597036E-2,1.9904609667649259E-2]
[176,44,1,0.83333333333333337,0.5465341205432489,-0.52146965937238998,7.2674324653301356E-2,1.8168581163325339E-2]
[177,44.25,1,0.84375,0.546927672336603,-0.49697829457469317,6.2908037065572506E-2,1.5727009266393126E-2]
[178,44.5,1,0.85416666666666663,0.54732294742390597,-0.46448247632639872,5.1357263080862969E-2,1.2839315770215742E-2]
[179,44.75,1,0.86458333333333337,0.54771993760537363,-0.4244915242737079,3.9201342419153531E-2,9.8003356047883829E-3]
[180,45,1,0.875,0.5481186346456427,-0.37763560699977933,2.7600228678412445E-2,6.9000571696031113E-3]
[181,45.25,1,0.88541666666666663,0.54851903027394244,-0.32465582374501906,1.7537329547201112E-2,4.3843323868002779E-3]
[182,45.5,1,0.89583333333333337,0.54892111618426531,-0.26639249495897571,9.6885732209999655E-3,2.4221433052499914E-3]
[183,45.75,1,0.90625,0.54932488403554003,-0.20377184648081417,4.3363708089956743E-3,1.0840927022489186E-3]
[184,46,1,0.91666666666666663,0.54973032545180422,-0.13779129813390517,1.3407853149904675E-3,3.3519632874761686E-4]
[185,46.25,1,0.92708333333333337,0.55013743202237808,-6.950359017577433E-2,1.7207413103887857E-4,4.3018532759719642E-5]
[186,46.5,1,0.9375,0.55054619530203919,4.7209088403297889E-16,5.3922586138769425E-47,1.3480646534692356E-47]
[187,46.75,1,0.94791666666666663,0.5509566068111974,6.960708356759035E-2,1.7284395024433732E-4,4.3210987561084329E-5]
[188,47,1,0.95833333333333337,0.55136865803607094,0.13820195034483451,1.3528086939432727E-3,3.3820217348581817E-4]
[189,47.25,1,0.96875,0.55178234042886298,0.20468343894907307,4.3948290337857453E-3,1.0987072584464363E-3]
[190,47.5,1,0.97916666666666663,0.55219764540793892,0.26798260102151578,9.8631051659802856E-3,2.4657762914950714E-3]
[191,47.75,1,0.98958333333333337,0.55261456435800427,0.32707987636370994,1.7933098936284596E-2,4.4832747340711491E-3]
[192,48,2,0,0.55303308863028366,0.3810215032205187,2.8349299230444328E-2,7.0873248076110821E-3]
[193,48.25,2,{"$f":"IF(A213<>\"\",MOD(B213,24)/24,\"\")","v":1.0416666666666666E-2},0.55345320954270016,0.4289348997593474,{"$f":"ABS(0.5*1.025*1*(F213^3))","v":4.0445296195880644E-2},{"$f":"G213*$B$13","v":1.0111324048970161E-2}]
[{"$f":"IF(IF(A213<>\"\",A213+1<=$B$16,0),A213+1,\"\")","v":194},{"$f":"IF(A214<>\"\",A214*$B$13,\"\")","v":48.5},{"$f":"IF(A214<>\"\",ROUNDDOWN(A214*$B$13/24,0),\"\")","v":2},2.0833333333333332E-2,{"$f":"IF(A214<>\"\",($B$4+$B$5)/2+($B$5-$B$4)/2*COS(2*PI()/$B$15*B214),\"\")","v":0.5538749183800552},{"$f":"IF(A214<>\"\",E214*COS(2*PI()/$B$7*B214),\"\")","v":0.47004276885360763},5.3223814567981517E-2,1.3305953641995379E-2]
[195,48.75,2,3.125E-2,0.55429820639420957,0.50367569832902337,6.548575839209328E-2,1.637143959802332E-2]
[196,49,2,4.1666666666666664E-2,0.55472306480426481,0.5292830525602974,7.5990243219179257E-2,1.8997560804794814E-2]
[197,49.25,2,5.2083333333333336E-2,0.55514948479674542,0.54644197833889752,8.362305598362911E-2,2.0905763995907278E-2]
[198,49.5,2,6.25E-2,0.55557745752578158,0.55486437784312259,8.7549647546147635E-2,2.1887411886536909E-2]
[199,49.75,2,7.2916666666666671E-2,0.55600697411329281,0.5544017338553161,8.7330834318727679E-2,2.183270857968192E-2]
[200,50,2,8.3333333333333329E-2,0.55643802564917189,0.54504770657478718,8.2984583664397926E-2,2.0746145916099482E-2]
[201,50.25,2,9.375E-2,0.55687060319147019,0.52693845692458186,7.4984854949971425E-2,1.8746213737492856E-2]
[202,50.5,2,0.10416666666666667,0.55730469776658254,0.50035068757893741,6.4197390102499113E-2,1.6049347525624778E-2]
[203,50.75,2,0.11458333333333333,0.55774030036943378,0.46569742946606119,5.1761325830262363E-2,1.2940331457565591E-2]
[204,51,2,0.125,0.55817740196366539,0.42352163764349032,3.8933251884362981E-2,9.7333129710907452E-3]
[205,51.25,2,0.13541666666666666,0.55861599348182323,0.37448769562179302,2.6915752630851483E-2,6.7289381577128708E-3]
[206,51.5,2,0.14583333333333334,0.55905606582554523,0.31937096086207595,1.6694758630158228E-2,4.173689657539557E-3]
[207,51.75,2,0.15625,0.55949760986575037,0.25904551575267754,8.9088594224094302E-3,2.2272148556023576E-3]
[208,52,2,0.16666666666666666,0.55994061644282811,0.19447031737176063,3.7692404106069205E-3,9.4231010265173013E-4]
[209,52.25,2,0.17708333333333334,0.56038507636682833,0.12667396529663899,1.0417319072634173E-3,2.6043297681585433E-4]
[210,52.5,2,0.1875,0.56083098041765167,5.6738329207419586E-2,9.3610270074864538E-5,2.3402567518716134E-5]
[211,52.75,2,0.19791666666666666,0.56127831934524142,-1.4218703314159111E-2,1.4732411701769958E-6,3.6831029254424894E-7]
[212,53,2,0.20833333333333334,0.56172708386977499,-8.506108387452796E-2,3.1541809664565175E-4,7.8854524161412937E-5]
[213,53.25,2,0.21875,0.56217726468185636,-0.15465278019292422,1.8956888902385868E-3,4.739222225596467E-4]
[214,53.5,2,0.22916666666666666,0.56262885244270944,-0.22187598221647109,5.5978950066093054E-3,1.3994737516523264E-3]
[215,53.75,2,0.23958333333333334,0.5630818377843716,-0.28564904583489026,1.1945166368666053E-2,2.9862915921665132E-3]
[216,54,2,0.25,0.5635362113098884,-0.34494388632502637,2.1034840627494871E-2,5.2587101568737178E-3]
[217,54.25,2,0.26041666666666669,0.56399196359350767,-0.39880254199168635,3.2506306301965125E-2,8.1265765754912813E-3]
[218,54.5,2,0.27083333333333331,0.56444908518087611,-0.44635264129771712,4.5575159465842986E-2,1.1393789866460747E-2]
[219,54.75,2,0.28125,0.56490756658923458,-0.48682152389477529,5.9129360798879933E-2,1.4782340199719983E-2]
[220,55,2,0.29166666666666669,0.56536739830761529,-0.51954878711018959,7.1874175478771007E-2,1.7968543869692752E-2]
[221,55.25,2,0.30208333333333331,0.56582857079703885,-0.54399705428317324,8.250561650138831E-2,2.0626404125347077E-2]
[222,55.5,2,0.3125,0.56629107449071237,-0.55976078948380026,8.9887911518352792E-2,2.2471977879588198E-2]
[223,55.75,2,0.32291666666666669,0.56675489979422766,-0.56657301414601469,9.3209789129768808E-2,2.3302447282442202E-2]
[224,56,2,0.33333333333333331,0.56722003708576041,-0.56430981450983597,9.2097253836502899E-2,2.3024313459125725E-2]
[225,56.25,2,0.34375,0.56768647671626993,-0.55299256396792573,8.6666596976006927E-2,2.1666649244001732E-2]
[226,56.5,2,0.35416666666666669,0.56815420900969882,-0.53278782088718257,7.7509821307240864E-2,1.9377455326810216E-2]
[227,56.75,2,0.36458333333333331,0.56862322426317446,-0.50400489964529505,6.5614246373112833E-2,1.6403561593278208E-2]
[228,57,2,0.375,0.56909351274720965,-0.46709114989113687,5.2227445640838296E-2,1.3056861410209574E-2]
[229,57.25,2,0.38541666666666669,0.56956506470590451,-0.4226250158100075,3.8686502607815421E-2,9.6716256519538552E-3]
[230,57.5,2,0.39583333333333331,0.57003787035714926,-0.37130698286022445,2.6235734052472513E-2,6.5589335131181281E-3]
[231,57.75,2,0.40625,0.57051191989282679,-0.31394855347311967,1.5858763729249992E-2,3.9646909323124979E-3]
[232,58,2,0.41666666666666669,0.57098720347901621,-0.25145942502640717,8.1488744052584609E-3,2.0372186013146152E-3]
[233,58.25,2,0.42708333333333331,0.57146371125619688,-0.184833072497538,3.2361818542335856E-3,8.0904546355839641E-4]
[234,58.5,2,0.4375,0.57194143333945313,-0.11513096410861808,7.821144217854052E-4,1.955286054463513E-4]
[235,58.75,2,0.44791666666666669,0.57242035981867867,-4.3465660566968267E-2,4.2085522389956814E-5,1.0521380597489203E-5]
[236,59,2,0.45833333333333331,0.57290048075878297,2.9016933177732518E-2,1.2521270520976352E-5,3.1303176302440879E-6]
[237,59.25,2,0.46875,0.57338178619989688,0.1011558806978709,5.30477876450794E-4,1.326194691126985E-4]
[238,59.5,2,0.47916666666666669,0.57386426615757946,0.1717937988797488,2.5984616991952423E-3,6.4961542479881058E-4]
[239,59.75,2,0.48958333333333331,0.57434791062302504,0.23979541738525137,7.0666976033925922E-3,1.7666744008481481E-3]
[240,60,2,0.5,0.57483270956327059,0.30406581531770155,1.4407766496928227E-2,3.6019416242320567E-3]
[241,60.25,2,0.51041666666666663,0.57531865292140416,0.36356804228333467,2.4629237952818638E-2,6.1573094882046596E-3]
[242,60.5,2,0.52083333333333337,0.57580573061677365,0.4173398403962314,3.7253184782533449E-2,9.3132961956333624E-3]
[243,60.75,2,0.53125,0.57629393254519545,0.46450919768848431,5.1366127236413713E-2,1.2841531809103428E-2]
[244,61,2,0.54166666666666663,0.5767832485791643,0.50430848164407194,6.5732883937944853E-2,1.6433220984486213E-2]
[245,61.25,2,0.55208333333333337,0.57727366856806361,0.53608692388981605,7.895861323903279E-2,1.9739653309758198E-2]
[246,61.5,2,0.5625,0.57776518233837548,0.559321253099342,8.9676331894544353E-2,2.2419082973636088E-2]
[247,61.75,2,0.57291666666666663,0.57825777969389236,0.5736243024861748,9.673340999463502E-2,2.4183352498658755E-2]
[248,62,2,0.58333333333333337,0.57875145041592801,0.57875145041592801,9.9350520557107955E-2,2.4837630139276989E-2]
[249,62.25,2,0.59375,0.57924618426353003,0.57460478714499363,9.7230291843253422E-2,2.4307572960813355E-2]
[250,62.5,2,0.60416666666666663,0.57974197097369151,0.56123493694602544,9.0599951247753288E-2,2.2649987811938322E-2]
[251,62.75,2,0.61458333333333337,0.58023880026156516,0.53884050233111291,8.0181572030728468E-2,2.0045393007682117E-2]
[252,63,2,0.625,0.58073666182067518,0.50776513513400789,6.7093817345833778E-2,1.6773454336458445E-2]
[253,63.25,2,0.63541666666666663,0.58123554532313237,0.46849227725454529,5.2698854904754497E-2,1.3174713726188624E-2]
[254,63.5,2,0.64583333333333337,0.58173544041984759,0.42163765129185932,3.8415989684089276E-2,9.603997421022319E-3]
[255,63.75,2,0.65625,0.58223633674074671,0.36793961749745652,2.552839595628275E-2,6.3820989890706874E-3]
[256,64,2,0.66666666666666663,0.58273822389498575,0.30824754788230235,1.501041712719331E-2,3.7526042817983274E-3]
[257,64.25,2,{"$f":"IF(A277<>\"\",MOD(B277,24)/24,\"\")","v":0.67708333333333337},0.58324109147116621,0.24350840035936516,{"$f":"ABS(0.5*1.025*1*(F277^3))","v":7.400068042025542E-3},{"$f":"G277*$B$13","v":1.8500170105063855E-3}]
[{"$f":"IF(IF(A277<>\"\",A277+1<=$B$16,0),A277+1,\"\")","v":258},{"$f":"IF(A278<>\"\",A278*$B$13,\"\")","v":64.5},{"$f":"IF(A278<>\"\",ROUNDDOWN(A278*$B$13/24,0),\"\")","v":2},0.6875,{"$f":"IF(A278<>\"\",($B$4+$B$5)/2+($B$5-$B$4)/2*COS(2*PI()/$B$15*B278),\"\")","v":0.58374492903755149},{"$f":"IF(A278<>\"\",E278*COS(2*PI()/$B$7*B278),\"\")","v":0.17475170497654358},2.735005063514654E-3,6.8375126587866351E-4]
[259,64.75,2,0.69791666666666663,0.58424972614228299,0.10307320012220994,5.6121742814653833E-4,1.4030435703663458E-4]
[260,65,2,0.70833333333333337,0.58475547231359659,2.9617378646571095E-2,1.3314771652781171E-5,3.3286929131952928E-6]
[261,65.25,2,0.71875,0.58526215706004092,-4.4440778223756791E-2,4.4982007759878207E-5,1.1245501939969552E-5]
[262,65.5,2,0.72916666666666663,0.58576976987069374,-0.11791458778764538,8.4022670576674909E-4,2.1005667644168727E-4]
[263,65.75,2,0.73958333333333337,0.58627830021538074,-0.18962467333094038,3.494446586975571E-3,8.7361164674389276E-4]
[264,66,2,0.75,0.58678773754489411,-0.2584178878205094,8.8442617468565618E-3,2.2110654367141405E-3]
[265,66.25,2,0.76041666666666663,0.5872980712912107,-0.32318585030452279,1.7300190467698973E-2,4.3250476169247433E-3]
[266,66.5,2,0.77083333333333337,0.58780929086771194,-0.38288279715969076,2.8766791910645764E-2,7.1916979776614409E-3]
[267,66.75,2,0.78125,0.58832138566940295,-0.43654246077800296,4.2635694963461923E-2,1.0658923740865481E-2]
[268,67,2,0.79166666666666663,0.58883434507313281,-0.48329370336325655,5.7853185971488287E-2,1.4463296492872072E-2]
[269,67.25,2,0.80208333333333337,0.58934815843781507,-0.52237465297779495,7.3053353453601172E-2,1.8263338363400293E-2]
[270,67.5,2,0.8125,0.58986281510464778,-0.55314511253866294,8.6738340325585347E-2,2.1684585081396337E-2]
[271,67.75,2,0.82291666666666663,0.59037830439733563,-0.57509703973958126,9.7480391799924238E-2,2.4370097949981059E-2]
[272,68,2,0.83333333333333337,0.5908946156223106,-0.58786292644008209,0.10411710563013675,2.6029276407534187E-2]
[273,68.25,2,0.84375,0.59141173806895431,-0.59122193943222701,0.1059120794624404,2.6478019865610099E-2]
[274,68.5,2,0.85416666666666663,0.5919296610098197,-0.58510372013848322,0.10265791701160429,2.5664479252901072E-2]
[275,68.75,2,0.86458333333333337,0.59244837370085413,-0.56958977814452871,9.4706640280937157E-2,2.3676660070234289E-2]
[276,69,2,0.875,0.59296786538162194,-0.54491245193221471,8.2922820638733463E-2,2.0730705159683366E-2]
[277,69.25,2,0.88541666666666663,0.59348812527552741,-0.51145144913622897,6.8565730939362288E-2,1.7141432734840572E-2]
[278,69.5,2,0.89583333333333337,0.59400914259003923,-0.4697280174793671,5.3116966502088553E-2,1.3279241625522138E-2]
[279,69.75,2,0.90625,0.5945309065169132,-0.42039683562309493,3.8077829497294359E-2,9.5194573743235898E-3]
[280,70,2,0.91666666666666663,0.5950534062324172,-0.36423574989022656,2.4765185134036513E-2,6.1912962835091283E-3]
[281,70.25,2,0.92708333333333337,0.59557663089755575,-0.30213351758397977,1.4134830035474987E-2,3.5337075088687467E-3]
[282,70.5,2,0.9375,0.59610056965829428,-0.23507574988113372,6.6575948149978359E-3,1.664398703749459E-3]
[283,70.75,2,0.94791666666666663,0.59662521164578508,-0.16412927649507281,2.2659589343321461E-3,5.6648973358303654E-4]
[284,71,2,0.95833333333333337,0.59715054597659201,-9.0425180012878179E-2,3.7893264013952576E-4,9.473316003488144E-5]
[285,71.25,2,0.96875,0.59767656175291672,-1.5140769590572119E-2,1.7788434181482121E-6,4.4471085453705303E-7]
[286,71.5,2,0.97916666666666663,0.59820324806282477,6.0519218813947562E-2,1.1359881738182296E-4,2.8399704345455739E-5]
[287,71.75,2,0.98958333333333337,0.59873059398047157,0.13534189556874029,1.2705467048614097E-3,3.1763667621535242E-4]
[288,72,3,0,0.59925858856632941,0.20812565562146146,4.6203058613368299E-3,1.1550764653342075E-3]
[289,72.25,3,1.0416666666666666E-2,0.59978722086741454,0.27769947043874926,1.0975366320602096E-2,2.7438415801505239E-3]
[290,72.5,3,2.0833333333333332E-2,0.60031647991751358,0.34294172397446726,2.067068409982515E-2,5.1676710249562875E-3]
[291,72.75,3,3.125E-2,0.6008463547374121,0.40279828976234022,3.3493206223073398E-2,8.3733015557683494E-3]
[292,73,3,4.1666666666666664E-2,0.60137683433512135,0.45629955785104948,4.8690475251192168E-2,1.2172618812798042E-2]
[293,73.25,3,5.2083333333333336E-2,0.60190790770610725,0.50257613661476663,6.5057813067137066E-2,1.6264453266784266E-2]
[294,73.5,3,6.25E-2,0.60243956383351793,0.5408729752267506,8.1092318410933284E-2,2.0273079602733321E-2]
[295,73.75,3,7.2916666666666671E-2,0.60297179168841231,0.57056167745327602,9.5192265915493304E-2,2.3798066478873326E-2]
[296,74,3,8.3333333333333329E-2,0.60350458022998965,0.59115080601829306,0.10587385533266983,2.6468463833167456E-2]
[297,74.25,3,9.375E-2,0.60403791840581755,0.60229400865447724,0.11197459461107716,2.7993648652769289E-2]
[298,74.5,3,0.10416666666666667,0.60457179515206194,0.60379583158840044,0.11281431250493144,2.8203578126232861E-2]
[299,74.75,3,0.11458333333333333,0.60510619939371646,0.59561512305626163,0.10829066444545959,2.7072666111364899E-2]
[300,75,3,0.125,0.60564112004483195,0.57786596792486855,9.8895202731829987E-2,2.4723800682957497E-2]
[301,75.25,3,0.13541666666666666,0.6061765460087466,0.55081613398635676,8.5647329844219661E-2,2.1411832461054915E-2]
[302,75.5,3,0.14583333333333334,0.6067124661783162,0.51488305037270476,6.9955144145437492E-2,1.7488786036359373E-2]
[303,75.75,3,0.15625,0.60724886943614453,0.47062737815864741,5.3422650850868961E-2,1.335566271271724E-2]
[304,76,3,0.16666666666666666,0.60778574465481394,0.41874427195294828,3.763054495569676E-2,9.4076362389241899E-3]
[305,76.25,3,0.17708333333333334,0.60832308069711605,0.36005246849538747,2.3921656396218887E-2,5.9804140990547218E-3]
[306,76.5,3,0.1875,0.60886086641628312,0.29548137338019709,1.3221605553876916E-2,3.3054013884692289E-3]
[307,76.75,3,0.19791666666666666,0.609399090656219,0.22605634944932324,5.9203038890435307E-3,1.4800759722608827E-3]
[308,77,3,0.20833333333333334,0.60993774225173047,0.15288243961556117,1.8313303072810473E-3,4.5783257682026183E-4]
[309,77.25,3,0.21875,0.61047681002875931,7.7126782411578151E-2,2.3513079434083045E-4,5.8782698585207613E-5]
[310,77.5,3,0.22916666666666666,0.61101628280461373,-1.4965088444229212E-16,1.7176383708290148E-48,4.2940959270725369E-49]
[311,77.75,3,0.23958333333333334,0.61155614938820047,-7.72631446296944E-2,2.3638015327561674E-4,5.9095038318904184E-5]
[312,78,3,0.25,0.61209639858025677,-0.15342351229058709,1.8508432180403894E-3,4.6271080451009734E-4]
[313,78.25,3,0.26041666666666669,0.61263701917358293,-0.22725745774048453,6.0151754854717047E-3,1.5037938713679262E-3]
[314,78.5,3,0.27083333333333331,0.61317799995327482,-0.29757648675820819,1.3504848173416812E-2,3.376212043354203E-3]
[315,78.75,3,0.28125,0.61371932969695642,-0.36324638441714413,2.4563925436495371E-2,6.1409813591238429E-3]
[316,79,3,0.29166666666666669,0.61426099717501237,-0.42320550673202662,3.8846133646577775E-2,9.7115334116444439E-3]
[317,79.25,3,0.30208333333333331,0.61480299115082149,-0.4764819407207333,5.5441274400507994E-2,1.3860318600126998E-2]
[318,79.5,3,0.3125,0.61534530038098934,-0.52220925554471009,7.2983983634067509E-2,1.8245995908516877E-2]
[319,79.75,3,0.32291666666666669,0.61588791361558193,-0.55964058949546402,8.9830017827798175E-2,2.2457504456949544E-2]
[320,80,3,0.33333333333333331,0.61643081959835855,-0.58816084383365042,0.10427547938084727,2.6068869845211819E-2]
[321,80.25,3,{"$f":"IF(A341<>\"\",MOD(B341,24)/24,\"\")","v":0.34375},0.61697400706700578,-0.60729678444862001,{"$f":"ABS(0.5*1.025*1*(F341^3))","v":0.1147880860260634},{"$f":"G341*$B$13","v":2.869702150651585E-2}]
[{"$f":"IF(IF(A341<>\"\",A341+1<=$B$16,0),A341+1,\"\")","v":322},{"$f":"IF(A342<>\"\",A342*$B$13,\"\")","v":80.5},{"$f":"IF(A342<>\"\",ROUNDDOWN(A342*$B$13/24,0),\"\")","v":3},0.35416666666666669,{"$f":"IF(A342<>\"\",($B$4+$B$5)/2+($B$5-$B$4)/2*COS(2*PI()/$B$15*B342),\"\")","v":0.61751746475337099},{"$f":"IF(A342<>\"\",E342*COS(2*PI()/$B$7*B342),\"\")","v":-0.61672488551561044},0.12021766512568924,3.005441628142231E-2]
[323,80.75,3,0.36458333333333331,0.6180611813836957,-0.6162767852583918,0.11995581205229867,2.9988953013074669E-2]
[324,81,3,0.375,0.61860514567885005,-0.60594226200529466,0.11402172347050184,2.8505430867625459E-2]
[325,81.25,3,0.38541666666666669,0.61914934635456642,-0.58586967834924808,0.10306161290290246,2.5765403225725615E-2]
[326,81.5,3,0.39583333333333331,0.61969377212167354,-0.55636388175455576,8.8261368176065197E-2,2.2065342044016299E-2]
[327,81.75,3,0.40625,0.62023841168633087,-0.51788159074593321,7.118447554691798E-2,1.7796118886729495E-2]
[328,82,3,0.41666666666666669,0.62078325375026244,-0.47102433621467066,5.3557945425574183E-2,1.3389486356393546E-2]
[329,82.25,3,0.42708333333333331,0.62132828701099196,-0.41652906673348367,3.7036488997780122E-2,9.2591222494450304E-3]
[330,82.5,3,0.4375,0.62187350016207654,-0.35525656445234083,2.2978422184662683E-2,5.7446055461656707E-3]
[331,82.75,3,0.44791666666666669,0.62241888189334171,-0.28817785354427794,1.2265229431710137E-2,3.0663073579275343E-3]
[332,83,3,0.45833333333333331,0.6229644208911157,-0.21635881571091395,5.1906011238044619E-3,1.2976502809511155E-3]
[333,83.25,3,0.46875,0.62351010583846467,-0.14094325641424615,1.4349169771126181E-3,3.5872924427815452E-4]
[334,83.5,3,0.47916666666666669,0.62405592541542665,-6.3134690800592488E-2,1.2897277471752804E-4,3.2243193679382011E-5]
[335,83.75,3,0.48958333333333331,0.62460186829924735,1.5822860689109933E-2,2.0302470256384802E-6,5.0756175640962004E-7]
[336,84,3,0.5,0.62514792316461421,9.466476061642233E-2,4.3476932275593211E-4,1.0869233068898303E-4]
[337,84.25,3,0.51041666666666663,0.62569407868389182,0.17212600881943302,2.6135653615768062E-3,6.5339134039420156E-4]
[338,84.5,3,0.52083333333333337,0.62624032352735659,0.24696153829107306,7.7193695895147836E-3,1.9298423973786959E-3]
[339,84.75,3,0.53125,0.62678664636343207,0.31796622704127891,1.6475433500512362E-2,4.1188583751280905E-3]
[340,85,3,0.54166666666666663,0.62733303585892386,0.38399430429903431,2.9018049526282622E-2,7.2545123815706556E-3]
[341,85.25,3,0.55208333333333337,0.62787948067925492,0.44397783855618944,4.4851580076993969E-2,1.1212895019248492E-2]
[342,85.5,3,0.5625,0.62842596948870022,0.49694400913321574,6.289501830164286E-2,1.5723754575410715E-2]
[343,85.75,3,0.57291666666666663,0.62897249095062235,0.54203088193917359,8.1614244097795594E-2,2.0403561024448898E-2]
[344,86,3,0.58333333333333337,0.62951903372770646,0.57850143360769535,9.9221819862745045E-2,2.4805454965686261E-2]
[345,86.25,3,0.59375,0.63006558648219579,0.6057555958489399,0.11391637956827612,2.847909489206903E-2]
[346,86.5,3,0.60416666666666663,0.63061213787612624,0.62334012322738286,0.12412781688733433,3.1031954221833583E-2]
[347,86.75,3,0.61458333333333337,0.63115867657156222,0.63095612216037822,0.12873343144685515,3.2183357861713786E-2]
[348,87,3,0.625,0.63170519123083146,0.62846411618296494,0.12721412242933514,3.1803530607333784E-2]
[349,87.25,3,0.63541666666666663,0.63225167051676012,0.61588656184743451,0.1197280900257722,2.993202250644305E-2]
[350,87.5,3,0.64583333333333337,0.63279810309290851,0.59340777039400328,0.10709114362679072,2.6772785906697679E-2]
[351,87.75,3,0.65625,0.63334447762380564,0.56137123188965909,9.0665973407701314E-2,2.2666493351925329E-2]
[352,88,3,0.66666666666666663,0.63389078277518474,0.52027438022013373,7.2175731033266785E-2,1.8043932758316696E-2]
[353,88.25,3,0.67708333333333337,0.63443700721421847,0.47076087846576564,5.3468126086034122E-2,1.3367031521508531E-2]
[354,88.5,3,0.6875,0.63498313960975339,0.41361054413435666,3.6263412879730297E-2,9.0658532199325743E-3]
[355,88.75,3,0.69791666666666663,0.63552916863254583,0.34972707181936469,2.1922073257378362E-2,5.4805183143445905E-3]
[356,89,3,0.70833333333333337,0.63607508295549642,0.28012374648513549,1.1265322994618803E-2,2.8163307486547009E-3]
[357,89.25,3,0.71875,0.63662087125388511,0.20590737317555158,4.4741399474267267E-3,1.1185349868566817E-3]
[358,89.5,3,0.72916666666666663,0.63716652220560632,0.12826067797002635,1.0813703645656987E-3,2.7034259114142468E-4]
[359,89.75,3,0.73958333333333337,0.63771202449140352,4.8423459998516889E-2,5.8191737310732988E-5,1.4547934327683247E-5]
[360,90,3,0.75,0.63825736679510425,-3.2327205133360674E-2,1.7314037225078042E-5,4.3285093062695104E-6]
[361,90.25,3,0.76041666666666663,0.63880253780385476,-0.11269739440425096,7.3355975228201744E-4,1.8338993807050436E-4]
[362,90.5,3,0.77083333333333337,0.63934752620835478,-0.19139707211102525,3.5933518113150276E-3,8.983379528287569E-4]
[363,90.75,3,0.78125,0.63989232070309199,-0.26716079798770087,9.7726437127472858E-3,2.4431609281868214E-3]
[364,91,3,0.79166666666666663,0.64043690998657665,-0.33876807626790706,1.9925136421562063E-2,4.9812841053905156E-3]
[365,91.25,3,0.80208333333333337,0.64098128276157607,-0.40506301843427783,3.4061334055995707E-2,8.5153335139989267E-3]
[366,91.5,3,0.8125,0.64152542773534904,-0.46497300284665855,5.1520145739617024E-2,1.2880036434904256E-2]
[367,91.75,3,0.82291666666666663,0.64206933361987972,-0.51752602999470132,7.1037957311527164E-2,1.7759489327881791E-2]
[368,92,3,0.83333333333333337,0.64261298913211218,-0.56186649253821752,9.0906150921720316E-2,2.2726537730430079E-2]
[369,92.25,3,0.84375,0.64315638299418432,-0.59726910426159652,0.10919531858367761,2.7298829645919401E-2]
[370,92.5,3,0.85416666666666663,0.64369950393366193,-0.62315076118370516,0.12401472634618575,3.1003681586546438E-2]
[371,92.75,3,0.86458333333333337,0.6442423406837724,-0.63908014087145837,0.13377034171887861,3.3442585429719653E-2]
[372,93,3,0.875,0.64478488198363826,-0.64478488198363826,0.13738471219662815,3.4346178049157038E-2]
[373,93.25,3,0.88541666666666663,0.64532711657851138,-0.64015622464901301,0.13444720805255922,3.3611802013139805E-2]
[374,93.5,3,0.89583333333333337,0.64586903322000588,-0.62525103284452432,0.12527289767274777,3.1318224418186942E-2]
[375,93.75,3,0.90625,0.64641062066633159,-0.60029116183715636,0.11086123629465246,2.7715309073663114E-2]
[376,94,3,0.91666666666666663,0.64695186768252755,-0.56566017631663446,9.2759987918880238E-2,2.3189996979720059E-2]
[377,94.25,3,0.92708333333333337,0.64749276304069459,-0.52189746739272469,7.2853335100864572E-2,1.8213333775216143E-2]
[378,94.5,3,0.9375,0.6480332955202287,-0.46968985847737854,5.3104022464035554E-2,1.3276005616008888E-2]
[379,94.75,3,0.94791666666666663,0.64857345390805354,-0.40986083054481431,3.5286055840229896E-2,8.8215139600574741E-3]
[380,95,3,0.95833333333333337,0.6491132269988531,-0.34335753570958699,2.0745963992109456E-2,5.1864909980273641E-3]
[381,95.25,3,0.96875,0.6496526035953043,-0.27123580386244356,1.0226685981969335E-2,2.5566714954923337E-3]
[382,95.5,3,0.97916666666666663,0.65019157250830883,-0.19464337967704506,3.7793122938641639E-3,9.4482807346604096E-4]
[383,95.75,3,0.98958333333333337,0.65073012255722595,-0.1148016561184587,7.7542237643815344E-4,1.9385559410953836E-4]
[384,96,4,0,0.65126824257010385,-3.2986195177221359E-2,1.839460823539685E-5,4.5986520588492124E-6]
[385,96.25,4,{"$f":"IF(A405<>\"\",MOD(B405,24)/24,\"\")","v":1.0416666666666666E-2},0.65180592138391147,4.9493653481136726E-2,{"$f":"ABS(0.5*1.025*1*(F405^3))","v":6.2135873770113203E-5},{"$f":"G405*$B$13","v":1.5533968442528301E-5}]
[{"$f":"IF(IF(A405<>\"\",A405+1<=$B$16,0),A405+1,\"\")","v":386},{"$f":"IF(A406<>\"\",A406*$B$13,\"\")","v":96.5},{"$f":"IF(A406<>\"\",ROUNDDOWN(A406*$B$13/24,0),\"\")","v":4},2.0833333333333332E-2,{"$f":"IF(A406<>\"\",($B$4+$B$5)/2+($B$5-$B$4)/2*COS(2*PI()/$B$15*B406),\"\")","v":0.65234314784477043},{"$f":"IF(A406<>\"\",E406*COS(2*PI()/$B$7*B406),\"\")","v":0.13131571025113187},1.1604967558230775E-3,2.9012418895576938E-4]
[387,96.75,4,3.125E-2,0.65287991080818619,0.21116616420197667,4.825772709076916E-3,1.206443177269229E-3]
[388,97,4,4.1666666666666664E-2,0.65341619913927895,0.28776067263395672,1.2212039198077644E-2,3.0530097995194109E-3]
[389,97.25,4,5.2083333333333336E-2,0.65395200171301526,0.3598650226575833,2.388431449764146E-2,5.9710786244103649E-3]
[390,97.5,4,6.25E-2,0.65448730741443839,0.42631502234072688,3.9708710043880387E-2,9.9271775109700967E-3]
[391,97.75,4,7.2916666666666671E-2,0.65502210513889869,0.48603530078371709,5.8843339158436404E-2,1.4710834789609101E-2]
[392,98,4,8.3333333333333329E-2,0.65555638379228465,0.53805671346675388,7.9832188196115303E-2,1.9958047049028826E-2]
[393,98.25,4,9.375E-2,0.65609013229125235,0.58153207110421734,0.10078940515212637,2.5197351288031591E-2]
[394,98.5,4,0.10416666666666667,0.65662333956345587,0.61574993669316824,0.11964842808165223,2.9912107020413057E-2]
[395,98.75,4,0.11458333333333333,0.6571559945477764,0.64014626604095748,0.13444093355501172,3.3610233388752929E-2]
[396,99,4,0.125,0.65768808619455255,0.6543137013152851,0.1435661034408876,3.5891525860221901E-2]
[397,99.25,4,0.13541666666666666,0.65821960346580866,0.6580083645346827,0.14601185309221393,3.6502963273053482E-2]
[398,99.5,4,0.14583333333333334,0.65875053533548455,0.65115403781331282,0.14149630000937674,3.5374075002344185E-2]
[399,99.75,4,0.15625,0.65928087078966369,0.63384365895420225,0.13050895720859182,3.2627239302147955E-2]
[400,100,4,0.16666666666666666,0.65981059882680193,0.60633810398171095,0.11424532930831156,2.8561332327077891E-2]
[401,100.25,4,0.17708333333333334,0.66033970845795564,0.56906227172822288,9.4443755783930022E-2,2.3610938945982506E-2]
[402,100.5,4,0.1875,0.66086818870700992,0.52259852894346759,7.3147319921336121E-2,1.828682998033403E-2]
[403,100.75,4,0.19791666666666666,0.66139602861090585,0.4676776168806222,5.2424418844269377E-2,1.3106104711067344E-2]
[404,101,4,0.20833333333333334,0.66192321721986824,0.40516716124747515,3.4087612598388918E-2,8.5219031495972295E-3]
[405,101.25,4,0.21875,0.66244974359763265,0.33605796613297084,1.9450754558155668E-2,4.862688639538917E-3]
[406,101.5,4,0.22916666666666666,0.6629755968216724,0.2614483084038724,9.1590700054087065E-3,2.2897675013521766E-3]
[407,101.75,4,0.23958333333333334,0.663500765983425,0.18252648153165651,3.1165314678842895E-3,7.7913286697107239E-4]
[408,102,4,0.25,0.6640252401885185,0.10055186632869093,5.210318564951563E-4,1.3025796412378907E-4]
[409,102.25,4,0.26041666666666669,0.66454900855699728,1.6834830180886187E-2,2.4452321051145775E-6,6.1130802627864438E-7]
[410,102.5,4,0.27083333333333331,0.66507206022354826,-6.7284224333542697E-2,1.5611104113836605E-4,3.9027760284591513E-5]
[411,102.75,4,0.28125,0.66559438433772589,-0.15045632637091499,1.7455216130030599E-3,4.3638040325076497E-4]
[412,103,4,0.29166666666666669,0.66611597006417711,-0.23134557540711173,6.3456697062922694E-3,1.5864174265730674E-3]
[413,103.25,4,0.30208333333333331,0.66663680658286661,-0.30865060428482288,1.5069375835188924E-2,3.7673439587972311E-3]
[414,103.5,4,0.3125,0.66715688308930099,-0.38112552179063225,2.837252357856667E-2,7.0931308946416676E-3]
[415,103.75,4,0.32291666666666669,0.66767618879475288,-0.44759999763849273,4.595831488778112E-2,1.148957872194528E-2]
[416,104,4,0.33333333333333331,0.66819471292648458,-0.50699816597334824,6.6790244709244911E-2,1.6697561177311228E-2]
[417,104.25,4,0.34375,0.66871244472797209,-0.55835604197062205,8.9212873856419322E-2,2.2303218464104831E-2]
[418,104.5,4,0.35416666666666669,0.66922937345912781,-0.60083716950568977,0.11116402015879043,2.7791005039697607E-2]
[419,104.75,4,0.36458333333333331,0.66974548839652326,-0.63374624583391947,0.13044879411880447,3.2612198529701118E-2]
[420,105,4,0.375,0.67026077883361179,-0.65654050131473929,0.14503687608970109,3.6259219022425272E-2]
[421,105.25,4,0.38541666666666669,0.67077523408095074,-0.66883864792298475,0.15334087973505411,3.8335219933763529E-2]
[422,105.5,4,0.39583333333333331,0.67128884346642304,-0.67042724904968165,0.15443610593208415,3.8609026483021038E-2]
[423,105.75,4,0.40625,0.67180159633545822,-0.66126440428415778,0.14819013913851845,3.7047534784629611E-2]
[424,106,4,0.41666666666666669,0.6723134820512543,-0.6414806858321106,0.13528343572500401,3.3820858931251002E-2]
[425,106.25,4,0.42708333333333331,0.67282448999499767,-0.61137730727219519,0.11711750562007323,2.9279376405018306E-2]
[426,106.5,4,0.4375,0.67333460956608382,-0.57142154978072701,9.5623297046935132E-2,2.3905824261733783E-2]
[427,106.75,4,0.44791666666666669,0.67384383018233696,-0.52223951504687183,7.2996671576453204E-2,1.8249167894113301E-2]
[428,107,4,0.45833333333333331,0.67435214128022969,-0.46460631714992962,5.1398352822496947E-2,1.2849588205624237E-2]
[429,107.25,4,0.46875,0.67485953231510221,-0.39943386698273042,3.2660928296313729E-2,8.1652320740784323E-3]
[430,107.5,4,0.47916666666666669,0.67536599276138087,-0.32775644171384882,1.8044613234457923E-2,4.5111533086144807E-3]
[431,107.75,4,0.48958333333333331,0.67587151211279661,-0.25071426765748578,8.0766454442473823E-3,2.0191613610618456E-3]
[432,108,4,0.5,0.67637607988260307,-0.16953537718180173,2.4973239386097317E-3,6.2433098465243292E-4]
[433,108.25,4,0.51041666666666663,0.67687968560379386,-8.551602841051513E-2,3.2050620243227935E-4,8.0126550608069838E-5]
[434,108.5,4,0.52083333333333337,0.67738231882931976,2.1575038175555107E-15,5.146933869636704E-45,1.286733467409176E-45]
[435,108.75,4,0.53125,0.67788396913230542,8.5642908180415006E-2,3.2193492121468034E-4,8.0483730303670085E-5]
[436,109,4,0.54166666666666663,0.67838462610626604,0.17003882437892109,2.519638006755883E-3,6.2990950168897075E-4]
[437,109.25,4,0.55208333333333337,0.67888427936532258,0.25183185246732781,8.1851350642604872E-3,2.0462837660651218E-3]
[438,109.5,4,0.5625,0.67938291854441779,0.32970586367970212,1.8368508035983704E-2,4.5921270089959261E-3]
[439,109.75,4,0.57291666666666663,0.67988053329953091,0.40240568221730838,3.339536415446117E-2,8.3488410386152925E-3]
[440,110,4,0.58333333333333337,0.68037711330789241,0.46875732356534866,5.2788347568818693E-2,1.3197086892204673E-2]
[441,110.25,4,0.59375,0.68087264826819804,0.52768695907484697,7.5304851079346841E-2,1.882621276983671E-2]
[442,110.5,4,0.60416666666666663,0.68136712790082243,0.57823830033872647,9.908648733010153E-2,2.4771621832525383E-2]
[443,110.75,4,0.61458333333333337,0.68186054194803269,0.61958812182126,0.12189983549517654,3.0474958873794134E-2]
[444,111,4,0.625,0.6823528801742007,0.65105966969184403,0.14143479011675497,3.5358697529188743E-2]
[445,111.25,4,0.63541666666666663,0.68284413236601582,0.67213373839986201,0.15561840404290292,3.890460101072573E-2]
[446,111.5,4,0.64583333333333337,0.68333428833269683,0.68245723367384803,0.16289966603813663,4.0724916509534158E-2]
[447,111.75,4,0.65625,0.68382333790620298,0.68184908074314909,0.16246456337228365,4.0616140843070914E-2]
[448,112,4,0.66666666666666663,0.68431127094144506,0.67030337902369297,0.1543505195980559,3.8587629899513975E-2]
[449,112.25,4,{"$f":"IF(A469<>\"\",MOD(B469,24)/24,\"\")","v":0.67708333333333337},0.68479807731649589,0.64798974860234149,{"$f":"ABS(0.5*1.025*1*(F469^3))","v":0.13944350017777007},{"$f":"G469*$B$13","v":3.4860875044442519E-2}]
[{"$f":"IF(IF(A469<>\"\",A469+1<=$B$16,0),A469+1,\"\")","v":450},{"$f":"IF(A470<>\"\",A470*$B$13,\"\")","v":112.5},{"$f":"IF(A470<>\"\",ROUNDDOWN(A470*$B$13/24,0),\"\")","v":4},0.6875,{"$f":"IF(A470<>\"\",($B$4+$B$5)/2+($B$5-$B$4)/2*COS(2*PI()/$B$15*B470),\"\")","v":0.68528374693280047},{"$f":"IF(A470<>\"\",E470*COS(2*PI()/$B$7*B470),\"\")","v":0.61525085889031528},0.119357731397088,2.9839432849271999E-2]
[451,112.75,4,0.69791666666666663,0.68576826971538496,0.57259717507288976,9.621470951031523E-2,2.4053677377578808E-2]
[452,113,4,0.70833333333333337,0.68625163561306646,0.52069900273262515,7.2352594210652585E-2,1.8088148552663146E-2]
[453,113.25,4,0.71875,0.68673383459866066,0.46037595454691982,5.0007111163758583E-2,1.2501777790939646E-2]
[454,113.5,4,0.72916666666666663,0.68721485666919047,0.39258400455603065,3.1009279241739407E-2,7.7523198104348517E-3]
[455,113.75,4,0.73958333333333337,0.68769469184609333,0.31840033449364369,1.6543005558223807E-2,4.1357513895559517E-3]
[456,114,4,0.75,0.68817333017542803,0.23900621243763945,6.9971540999321045E-3,1.7492885249830261E-3]
[457,114.25,4,0.76041666666666663,0.6886507617280816,0.15566817599465119,1.9332738644015125E-3,4.8331846610037813E-4]
[458,114.5,4,0.77083333333333337,0.68912697659997479,6.9717819858889474E-2,1.7367018355531085E-4,4.3417545888827713E-5]
[459,114.75,4,0.78125,0.68960196491226811,-1.7469489566939399E-2,2.7323385961677865E-6,6.8308464904194664E-7]
[460,115,4,0.79166666666666663,0.69007571681156599,-0.10449663210665347,5.8479109434502309E-4,1.4619777358625577E-4]
[461,115.25,4,0.80208333333333337,0.69054822247012204,-0.18996713167104687,3.513413500059208E-3,8.7835337501480199E-4]
[462,115.5,4,0.8125,0.69101947208604242,-0.27250757481444826,1.0371214246974618E-2,2.5928035617436545E-3]
[463,115.75,4,0.82291666666666663,0.69148945588348898,-0.3507896899236268,2.2122506494163831E-2,5.5306266235409579E-3]
[464,116,4,0.83333333333333337,0.6919581641128828,-0.42355173192619405,3.8941551943501407E-2,9.7353879858753517E-3]
[465,116.25,4,0.84375,0.69242558705110557,-0.48961882807091478,6.015451088399084E-2,1.503862772099771E-2]
[466,116.5,4,0.85416666666666663,0.69289171500170188,-0.54792195654849618,8.4304349512027976E-2,2.1076087378006994E-2]
[467,116.75,4,0.86458333333333337,0.69335653829508037,-0.59751525123517335,0.10933037918976996,2.7332594797442489E-2]
[468,117,4,0.875,0.69382004728871383,-0.63759135231468222,0.13283763163036733,3.3209407907591831E-2]
[469,117.25,4,0.88541666666666663,0.69428223236733966,-0.66749455354818776,0.15241827737663874,3.8104569344159685E-2]
[470,117.5,4,0.89583333333333337,0.69474308394315942,-0.68673153202383919,0.16597964699331516,4.149491174832879E-2]
[471,117.75,4,0.90625,0.69520259245603699,-0.69497948477013238,0.1720322319825322,4.3008057995633051E-2]
[472,118,4,0.91666666666666663,0.69566074837369807,-0.69209153804484014,0.16989652171220035,4.2474130428050087E-2]
[473,118.25,4,0.92708333333333337,0.69611754219192679,-0.67809933875201622,0.1597989172559787,3.9949729313994674E-2]
[474,118.5,4,0.9375,0.69657296443476358,-0.65321278259471161,0.14284264851005596,3.571066212751399E-2]
[475,118.75,4,0.94791666666666663,0.69702700565470144,-0.61781687951680342,0.12085738091901205,3.0214345229753012E-2]
[476,119,4,0.95833333333333337,0.69747965643288212,-0.57246580298591898,9.6148500517565599E-2,2.40371251293914E-2]
[477,119.25,4,0.96875,0.6979309073792912,-0.5178742149815152,7.118143412323992E-2,1.779535853080998E-2]
[478,119.5,4,0.97916666666666663,0.69838074913295312,-0.45490600244813573,4.8245728859205528E-2,1.2061432214801382E-2]
[479,119.75,4,0.98958333333333337,0.69882917236212549,-0.38456060274625026,2.9146622705285657E-2,7.2866556763214142E-3]
[480,120,5,0,0.69927616776449231,-0.30795713460711771,1.4968031206786031E-2,3.7420078016965077E-3]
[481,120.25,5,1.0416666666666666E-2,0.69972172606735716,-0.2263165866438154,5.940773886032048E-3,1.485193471508012E-3]
[482,120.5,5,2.0833333333333332E-2,0.70016583802783572,-0.14094234701163716,1.4348892019173467E-3,3.5872230047933668E-4]
[483,120.75,5,3.125E-2,0.70060849443304696,-5.3199384834963191E-2,7.7163816743986712E-5,1.9290954185996678E-5]
[484,121,5,4.1666666666666664E-2,0.70104968610030494,3.5507583915621546E-2,2.2943371432611912E-5,5.735842858152978E-6]
[485,121.25,5,5.2083333333333336E-2,0.70148940387730885,0.12375659666436629,9.7140188680741515E-4,2.4285047170185379E-4]
[486,121.5,5,6.25E-2,0.70192763864233298,0.2101312500052869,4.7551673057315428E-3,1.1887918264328857E-3]
[487,121.75,5,7.2916666666666671E-2,0.70236438130441614,0.29324344505532868,1.2923460171887132E-2,3.2308650429717831E-3]
[488,122,5,8.3333333333333329E-2,0.70279962280354979,0.37175570693444349,2.6330966614180124E-2,6.5827416535450311E-3]
[489,122.25,5,9.375E-2,0.70323335411086629,0.44440271930025466,4.4980470398247242E-2,1.1245117599561811E-2]
[490,122.5,5,0.10416666666666667,0.70366556622882659,0.51001172702414777,6.7988327288769163E-2,1.6997081822192291E-2]
[491,122.75,5,0.11458333333333333,0.70409625019140598,0.56752147784625617,9.3678682865672769E-2,2.3419670716418192E-2]
[492,123,5,0.125,0.70452539706428075,0.61599939691107308,0.11979390735006248,2.9948476837515621E-2]
[493,123.25,5,0.13541666666666666,0.70495299794501332,0.65465671609909681,0.14379200937791417,3.5948002344478543E-2]
[494,123.5,5,0.14583333333333334,0.70537904396323703,0.68286131258852822,0.16318919320067377,4.0797298300168441E-2]
[495,123.75,5,0.15625,0.70580352628084009,0.7001480475877907,0.1758990589424573,4.3974764735614326E-2]
[496,124,5,0.16666666666666666,0.70622643609214864,0.70622643609214864,0.18052018960812991,4.5130047402032476E-2]
[497,124.25,5,0.17708333333333334,0.70664776462411005,0.70098552119868884,0.17653101283362238,4.4132753208405595E-2]
[498,124.5,5,0.1875,0.70706750313647415,0.68449587128027845,0.16436387384477016,4.1090968461192541E-2]
[499,124.75,5,0.19791666666666666,0.70748564292197524,0.65700866445380168,0.14534736424266839,3.6336841060667098E-2]
[500,125,5,0.20833333333333334,0.70790217530651234,0.6189518715406358,0.12152468698343991,3.0381171745859976E-2]
[501,125.25,5,0.21875,0.7083170916493291,0.57092359535689974,9.5373527528638799E-2,2.38433818821597E-2]
[502,125.5,5,0.22916666666666666,0.70873038334319316,0.51368266993727418,6.9467010963151776E-2,1.7366752740787944E-2]
[503,125.75,5,0.23958333333333334,0.70914204181457485,0.44813666745227376,4.6123824437134003E-2,1.1530956109283501E-2]
[504,126,5,0.25,0.70955205852382464,0.37532750241251378,2.7097238649988527E-2,6.7743096624971319E-3]
[505,126.25,5,0.26041666666666669,0.70996042496535083,0.29641486158955743,1.3347311402702138E-2,3.3368278506755345E-3]
[506,126.5,5,0.27083333333333331,0.71036713266779539,0.21265772329305807,4.9287563521323453E-3,1.2321890880330863E-3]
[507,126.75,5,0.28125,0.71077217319421027,0.12539426065747769,1.0104779640786607E-3,2.5261949101966518E-4]
[508,127,5,0.29166666666666669,0.711175538142232,3.6020449905322327E-2,2.3951971633022271E-5,5.9879929082555678E-6]
[509,127.25,5,0.30208333333333331,0.71157721914425609,-5.4032274261366288E-2,8.0845083308085937E-5,2.0211270827021484E-5]
[510,127.5,5,0.3125,0.71197720786761098,-0.14331995828060523,1.5087382086651437E-3,3.7718455216628592E-4]
[511,127.75,5,0.32291666666666669,0.71237549601473016,-0.23040929652544948,6.2689363969665101E-3,1.5672340992416275E-3]
[512,128,5,0.33333333333333331,0.71277207532332498,-0.31390065336599154,1.5851505974000518E-2,3.9628764935001294E-3]
[513,128.25,5,{"$f":"IF(A533<>\"\",MOD(B533,24)/24,\"\")","v":0.34375},0.7131669375665558,-0.39245057049103371,{"$f":"ABS(0.5*1.025*1*(F533^3))","v":3.0977671066575847E-2},{"$f":"G533*$B$13","v":7.7444177666439618E-3}]
[{"$f":"IF(IF(A533<>\"\",A533+1<=$B$16,0),A533+1,\"\")","v":514},{"$f":"IF(A534<>\"\",A534*$B$13,\"\")","v":128.5},{"$f":"IF(A534<>\"\",ROUNDDOWN(A534*$B$13/24,0),\"\")","v":5},0.35416666666666669,{"$f":"IF(A534<>\"\",($B$4+$B$5)/2+($B$5-$B$4)/2*COS(2*PI()/$B$15*B534),\"\")","v":0.71356007455320258},{"$f":"IF(A534<>\"\",E534*COS(2*PI()/$B$7*B534),\"\")","v":-0.46479339733317715},5.1460466607583952E-2,1.2865116651895988E-2]
[515,128.75,5,0.36458333333333331,0.71395147812783488,-0.52976169612361301,7.6196589197013276E-2,1.9049147299253319E-2]
[516,129,5,0.375,0.71434114017098094,-0.58630509240266226,0.10329156762625362,2.5822891906563405E-2]
[517,129.25,5,0.38541666666666669,0.71472905259929631,-0.63350726642526922,0.13030127693000407,3.2575319232501017E-2]
[518,129.5,5,0.39583333333333331,0.71511520736573153,-0.67060081043801656,0.15455607905979812,3.8639019764949531E-2]
[519,129.75,5,0.40625,0.71549959645969863,-0.69697971079557486,0.17352189321103914,4.3380473302759785E-2]
[520,130,5,0.41666666666666669,0.715882211907238,-0.71220925178844752,0.18514700990573352,4.6286752476433379E-2]
[521,130.25,5,0.42708333333333331,0.71626304577118316,-0.71603317926554122,0.18814527259434574,4.7036318148586435E-2]
[522,130.5,5,0.4375,0.71664209015132585,-0.70837800599487544,0.18217512469440414,4.5543781173601035E-2]
[523,130.75,5,0.44791666666666669,0.71701933718457966,-0.68935438651152181,0.1678887130579661,4.1972178264491525E-2]
[524,131,5,0.45833333333333331,0.71739477904514337,-0.65925553621910404,0.14684366873940272,3.6710917184850679E-2]
[525,131.25,5,0.46875,0.71776840794466301,-0.6185527169849816,0.12128972917948573,3.0322432294871433E-2]
[526,131.5,5,0.47916666666666669,0.71814021613239376,-0.56788785863669033,9.3860231407758773E-2,2.3465057851939693E-2]
[527,131.75,5,0.48958333333333331,0.71851019589536036,-0.50806343186928482,6.721213362120966E-2,1.6803033405302415E-2]
[528,132,5,0.5,0.71887833955851743,-0.44002973236769444,4.3665650734616653E-2,1.0916412683654163E-2]
[529,132.25,5,0.51041666666666663,0.71924463948490847,-0.36486977772030149,2.4894737200707544E-2,6.2236843001768861E-3]
[530,132.5,5,0.52083333333333337,0.71960908807582458,-0.28378205727545891,1.1712474762996004E-2,2.9281186907490009E-3]
[531,132.75,5,0.53125,0.71997167777096172,-0.19806140984810666,3.9819285973729003E-3,9.9548214934322508E-4]
[532,133,5,0.54166666666666663,0.72033240104857776,-0.10907833455532037,6.6513433137353869E-4,1.6628358284338467E-4]
[533,133.25,5,0.55208333333333337,0.72069125042564841,-1.8257065555049582E-2,3.1187947510969321E-6,7.7969868777423304E-7]
[534,133.5,5,0.5625,0.72104821845802247,7.2947238333429698E-2,1.9893923072947066E-4,4.9734807682367665E-5]
[535,133.75,5,0.57291666666666663,0.72140329774057665,0.16307182356700151,2.2224431115464203E-3,5.5561077788660507E-4]
[536,134,5,0.58333333333333337,0.72175648090736833,0.25066981709391839,8.0723503421258492E-3,2.0180875855314623E-3]
[537,134.25,5,0.59375,0.72210776063178916,0.3343334698547854,1.9152851289883512E-2,4.7882128224708779E-3]
[538,134.5,5,0.60416666666666663,0.72245712962671682,0.41271679492436142,3.6028841395038806E-2,9.0072103487597015E-3]
[539,134.75,5,0.61458333333333337,0.72280458064466591,0.48455723600636258,5.8308130868438356E-2,1.4577032717109589E-2]
[540,135,5,0.625,0.72315010647793843,0.54869601721629435,8.46621499971595E-2,2.1165537499289875E-2]
[541,135.25,5,0.63541666666666663,0.72349369995877388,0.60409684593800539,0.11298312284251842,2.8245780710629605E-2]
[542,135.5,5,0.64583333333333337,0.72383535395949672,0.64986266668663339,0.14065612048529397,3.5164030121323492E-2]
[543,135.75,5,0.65625,0.72417506139266563,0.68525019494036932,0.16490786649331543,4.1226966623328858E-2]
[544,136,5,0.66666666666666663,0.72451281521121946,0.70968199532052501,0.18318302715690929,4.5795756789227322E-2]
[545,136.25,5,0.67708333333333337,0.72484860840862386,0.72275590773879628,0.19349458712677106,4.8373646781692765E-2]
[546,136.5,5,0.6875,0.72518243401901683,0.72425166756527481,0.19469839938647149,4.8674599846617872E-2]
[547,136.75,5,0.69791666666666663,0.72551428511735261,0.71413461082073826,0.18665263068214072,4.666315767053518E-2]
[548,137,5,0.70833333333333337,0.72584415481954601,0.69255640214184222,0.17023910003817644,4.255977500954411E-2]
[549,137.25,5,0.71875,0.72617203628261473,0.6598527710579204,0.14724311761892844,3.6810779404732111E-2]
[550,137.5,5,0.72916666666666663,0.72649792270482161,0.6165382901853137,0.12010857952300877,3.0027144880752192E-2]
[551,137.75,5,0.73958333333333337,0.72682180732581569,0.56329827651699937,9.1602881893000074E-2,2.2900720473250018E-2]
[552,138,5,0.75,0.72714368342677205,0.50097794329588918,6.4439132645500635E-2,1.6109783161375159E-2]
[553,138.25,5,0.76041666666666663,0.72746354433053184,0.4305689742635741,4.0909301758830771E-2,1.0227325439707693E-2]
[554,138.5,5,0.77083333333333337,0.72778138340174037,0.35319373365844664,2.2580462808719108E-2,5.645115702179777E-3]
[555,138.75,5,0.78125,0.72809719404698492,0.270087363526127,1.0097332700357382E-2,2.5243331750893455E-3]
[556,139,5,0.79166666666666663,0.72841096971493113,0.1825780540840713,3.1191739266446202E-3,7.7979348166115506E-4]
[557,139.25,5,0.80208333333333337,0.72872270389645977,9.2065802498130608E-2,3.9993452684927689E-4,9.9983631712319222E-5]
[558,139.5,5,0.8125,0.72903239012480081,7.1461736692190897E-16,1.8703141902916743E-46,4.6757854757291856E-47]
[559,139.75,5,0.82291666666666663,0.72934002197566805,-9.2143793596886667E-2,4.0095176982232923E-4,1.0023794245558231E-4]
[560,140,5,0.83333333333333337,0.72964559306739241,-0.18288751555376012,3.1350613971641988E-3,7.8376534929104971E-4]
[561,140.25,5,0.84375,0.72994909706105426,-0.27077432621004421,1.0174576024379762E-2,2.5436440060949404E-3]
[562,140.5,5,0.85416666666666663,0.73025052766061471,-0.35439201421305849,2.2811069664090633E-2,5.7027674160226582E-3]
[563,140.75,5,0.86458333333333337,0.73054987861304665,-0.43239570468410538,4.1432198919760882E-2,1.035804972994022E-2]
[564,141,5,0.875,0.73084714370846404,-0.50352950491608461,6.5428752616019284E-2,1.6357188154004821E-2]
[565,141.25,5,0.88541666666666663,0.73114231678025088,-0.56664673896657447,9.3246180392899669E-2,2.3311545098224917E-2]
[566,141.5,5,0.89583333333333337,0.73143539170518923,-0.62072844489903323,0.12257412788502817,3.0643531971257042E-2]
[567,141.75,5,0.90625,0.73172636240358624,-0.66489983607717384,0.15064771452159595,3.7661928630398987E-2]
[568,142,5,0.91666666666666663,0.73201522283940001,-0.6984444603935025,0.17461819762579012,4.3654549406447529E-2]
[569,142.25,5,0.92708333333333337,0.7323019670203651,-0.72081582809463174,0.19194058469488662,4.7985146173721654E-2]
[570,142.5,5,0.9375,0.73258658899811657,-0.73164631936455493,0.20072314185416704,5.0180785463541759E-2]
[571,142.75,5,0.94791666666666663,0.73286908286831376,-0.73075322639452944,0.19998899330489991,4.9997248326224979E-2]
[572,143,5,0.95833333333333337,0.73314944277076233,-0.71814183060654391,0.18981238362090241,4.7453095905225604E-2]
[573,143.25,5,0.96875,0.7334276628895362,-0.69400546326905332,0.17130992996644306,4.2827482491610766E-2]
[574,143.5,5,0.97916666666666663,0.73370373745309792,-0.6587225461854096,0.14648779935969616,3.6621949839924041E-2]
[575,143.75,5,0.98958333333333337,0.73397766073441861,-0.61285065766831648,0.11796626772006574,2.9491566930016436E-2]
[576,144,6,0,0.73424942705109653,-0.55711771685754341,8.8620618894173081E-2,2.215515472354327E-2]
[577,144.25,6,{"$f":"IF(A597<>\"\",MOD(B597,24)/24,\"\")","v":1.0416666666666666E-2},0.73451903076547509,-0.49241042582262823,{"$f":"ABS(0.5*1.025*1*(F597^3))","v":6.1189314632802777E-2},{"$f":"G597*$B$13","v":1.5297328658200694E-2}]
[{"$f":"IF(IF(A597<>\"\",A597+1<=$B$16,0),A597+1,\"\")","v":578},{"$f":"IF(A598<>\"\",A598*$B$13,\"\")","v":144.5},{"$f":"IF(A598<>\"\",ROUNDDOWN(A598*$B$13/24,0),\"\")","v":6},2.0833333333333332E-2,{"$f":"IF(A598<>\"\",($B$4+$B$5)/2+($B$5-$B$4)/2*COS(2*PI()/$B$15*B598),\"\")","v":0.73478646628476008},{"$f":"IF(A598<>\"\",E598*COS(2*PI()/$B$7*B598),\"\")","v":-0.41976015307030584},3.7905087055661202E-2,9.4762717639153005E-3]
[579,144.75,6,3.125E-2,0.73505172806113506,-0.3403264833359706,2.0201383254191858E-2,5.0503458135479646E-3]
[580,145,6,4.1666666666666664E-2,0.73531481059187709,-0.2553786962131514,8.5358714502762854E-3,2.1339678625690714E-3]
[581,145.25,6,5.2083333333333336E-2,0.73557570841947029,-0.16627546965648712,2.3560169974382343E-3,5.8900424935955857E-4]
[582,145.5,6,6.25E-2,0.73583441613171974,-7.4443133140643242E-2,2.1143057925692975E-4,5.2857644814232437E-5]
[583,145.75,6,7.2916666666666671E-2,0.73609092836186296,1.8647181196721419E-2,3.3230237292124517E-6,8.3075593230311293E-7]
[584,146,6,8.3333333333333329E-2,0.73634523978868194,0.11150312313727206,7.1048508508055519E-4,1.776212712701388E-4]
[585,146.25,6,9.375E-2,0.73659734513661312,0.20263506631235489,4.2642011044588335E-3,1.0660502761147084E-3]
[586,146.5,6,0.10416666666666667,0.73684723917585693,0.29058002309308345,1.2574511765323459E-2,3.1436279413308648E-3]
[587,146.75,6,0.11458333333333333,0.73709491672248639,0.37392514821648032,2.6794637945619013E-2,6.6986594864047533E-3]
[588,147,6,0.125,0.73734037263855445,0.45133045326598498,4.7117016708005832E-2,1.1779254177001458E-2]
[589,147.25,6,0.13541666666666666,0.73758360183220073,0.52155036654754738,7.2708073005644761E-2,1.817701825141119E-2]
[590,147.5,6,0.14583333333333334,0.73782459925775701,0.58345379120881902,0.10179191112941743,2.5447977782354358E-2]
[591,147.75,6,0.15625,0.73806335991585226,0.63604233835019208,0.13187180370631776,3.2967950926579441E-2]
[592,148,6,0.16666666666666666,0.73829987885351578,0.67846644099070785,0.16005858851981863,4.0014647129954659E-2]
[593,148.25,6,0.17708333333333334,0.73853415116428023,0.71003908861470899,0.18345968494535858,4.5864921236339645E-2]
[594,148.5,6,0.1875,0.73876617198828354,0.73024696009555234,0.19957362370176152,4.9893405925440379E-2]
[595,148.75,6,0.19791666666666666,0.73899593651236972,0.73875877446050542,0.20663402065947631,5.1658505164869077E-2]
[596,149,6,0.20833333333333334,0.73922343997018836,0.73543072355856998,0.20385397161872812,5.096349290468203E-2]
[597,149.25,6,0.21875,0.73944867764229394,0.72030889750519367,0.19153590931000439,4.7883977327501097E-2]
[598,149.5,6,0.22916666666666666,0.73967164485624326,0.69362866205268092,0.17103104995780419,4.2757762489451047E-2]
[599,149.75,6,0.23958333333333334,0.7398923369866931,0.65581099599742587,0.14455394631559679,3.6138486578899197E-2]
[600,150,6,0.25,0.74011074945549515,0.60745584559758792,0.11487830438994684,2.871957609748671E-2]
[601,150.25,6,0.26041666666666669,0.74032687773179207,0.54933260095144687,8.4957160880956603E-2,2.1239290220239151E-2]
[602,150.5,6,0.27083333333333331,0.74054071733211058,0.48236784560550916,5.7521330170429222E-2,1.4380332542607305E-2]
[603,150.75,6,0.28125,0.74075226382045489,0.40763057457600221,3.4713157833081536E-2,8.6782894582703839E-3]
[604,151,6,0.29166666666666669,0.74096151280839884,0.32631511677010949,1.7807602362376607E-2,4.4519005905941517E-3]
[605,151.25,6,0.30208333333333331,0.74116845995517677,0.23972203482639973,7.0602119038703825E-3,1.7650529759675956E-3]
[606,151.5,6,0.3125,0.74137310096777342,0.14923730805835378,1.703437052600772E-3,4.2585926315019299E-4]
[607,151.75,6,0.32291666666666669,0.74157543160101302,5.6310131954389463E-2,9.1506828774165169E-5,2.2876707193541292E-5]
[608,152,6,0.33333333333333331,0.74177544765764791,-3.7570309888826779E-2,2.7178670057965726E-5,6.7946675144914316E-6]
[609,152.25,6,0.34375,0.74197314498844469,-0.13089872880843159,1.1494766584377461E-3,2.8736916460943653E-4]
[610,152.5,6,0.35416666666666669,0.74216851949227092,-0.22217788576772543,5.620777046396499E-3,1.4051942615991248E-3]
[611,152.75,6,0.36458333333333331,0.74236156711618029,-0.30994262979783871,1.525941240613061E-2,3.8148531015326525E-3]
[612,153,6,0.375,0.74255228385549621,-0.39278343394564696,3.1056560615362393E-2,7.7641401538405984E-3]
[613,153.25,6,0.38541666666666669,0.74274066575389508,-0.46936905035348553,5.2995283251938106E-2,1.3248820812984527E-2]
[614,153.5,6,0.39583333333333331,0.74292670890348855,-0.53846792005311761,8.0015361914017147E-2,2.0003840478504287E-2]
[615,153.75,6,0.40625,0.74311040944490436,-0.59896799287946967,0.11012976599368142,2.7532441498420355E-2]
[616,154,6,0.41666666666666669,0.74329176356736659,-0.6498946382832681,0.14067688128087541,3.5169220320218852E-2]
[617,154.25,6,0.42708333333333331,0.74347076750877461,-0.69042635834131583,0.16867315129178787,4.2168287822946966E-2]
[618,154.5,6,0.4375,0.74364741755578079,-0.71990804943969278,0.19121632108459471,4.7804080271148679E-2]
[619,154.75,6,0.44791666666666669,0.74382171004386832,-0.73786159837547372,0.20588210247622959,5.1470525619057399E-2]
[620,155,6,0.45833333333333331,0.74399364135742663,-0.74399364135742663,0.21105786524972811,5.2764466312432028E-2]
[621,155.25,6,0.46875,0.74416320792982638,-0.73820035989933264,0.20616580186077277,5.1541450465193192E-2]
[622,155.5,6,0.47916666666666669,0.74433040624349367,-0.72056923516071192,0.19174366198675938,4.7935915496689845E-2]
[623,155.75,6,0.48958333333333331,0.74449523282998309,-0.6913777311348136,0.16937138188996964,4.234284547249241E-2]
[624,156,6,0.5,0.74465768427004941,-0.65108892642757521,0.14145385798297005,3.5363464495742514E-2]
[625,156.25,6,0.51041666666666663,0.74481775719371868,-0.60034416342055819,0.11089060374287572,2.7722650935718931E-2]
[626,156.5,6,0.52083333333333337,0.74497544828035789,-0.5399528315763843,8.0679154591934629E-2,2.0169788647983657E-2]
[627,156.75,6,0.53125,0.74513075425874431,-0.47087944775529827,5.3508536886322851E-2,1.3377134221580713E-2]
[628,157,6,0.54166666666666663,0.74528367190713296,-0.39422823992319933,3.1400536106564368E-2,7.850134026641092E-3]
[629,157.25,6,0.55208333333333337,0.74543419805332367,-0.3112254808440687,1.5449673630482764E-2,3.8624184076206909E-3]
[630,157.5,6,0.5625,0.74558232957472659,-0.2231998546152365,5.6986973377822041E-3,1.424674334445551E-3]
[631,157.75,6,0.57291666666666663,0.74572806339842734,-0.13156117063663716,1.1670166636709529E-3,2.9175416591773823E-4]
[632,158,6,0.58333333333333337,0.74587139650125056,-3.7777766293360424E-2,2.7631387694594398E-5,6.9078469236485996E-6]
[633,158.25,6,0.59375,0.74601232590982258,5.6647039156756909E-2,9.3159149426553589E-5,2.3289787356638397E-5]
[634,158.5,6,0.60416666666666663,0.7461508487006332,0.15019906160633612,1.7365829301230176E-3,4.3414573253075441E-4]
[635,158.75,6,0.61458333333333337,0.74628696200009625,0.24137755282502843,7.2074976514276906E-3,1.8018744128569227E-3]
[636,159,6,0.625,0.74642066298460952,0.32871929458019766,1.8204110312056959E-2,4.5510275780142398E-3]
[637,159.25,6,0.63541666666666663,0.7465519488806126,0.41082209901527877,3.5534913395042583E-2,8.8837283487606458E-3]
[638,159.5,6,0.64583333333333337,0.74668081696464539,0.48636733754732364,5.8964018679824981E-2,1.4741004669956245E-2]
[639,159.75,6,0.65625,0.74680726456340363,0.55414113601948034,8.7207742005945332E-2,2.1801935501486333E-2]
[640,160,6,0.66666666666666663,0.74693128905379513,0.61305389514917952,0.11808366884441626,2.9520917211104065E-2]
[641,160.25,6,{"$f":"IF(A661<>\"\",MOD(B661,24)/24,\"\")","v":0.67708333333333337},0.74705288786299384,0.6621578221062161,{"$f":"ABS(0.5*1.025*1*(F661^3))","v":0.1487915990126554},{"$f":"G661*$B$13","v":3.719789975316385E-2}]
[{"$f":"IF(IF(A661<>\"\",A661+1<=$B$16,0),A661+1,\"\")","v":642},{"$f":"IF(A662<>\"\",A662*$B$13,\"\")","v":160.5},{"$f":"IF(A662<>\"\",ROUNDDOWN(A662*$B$13/24,0),\"\")","v":6},0.6875,{"$f":"IF(A662<>\"\",($B$4+$B$5)/2+($B$5-$B$4)/2*COS(2*PI()/$B$15*B662),\"\")","v":0.74717205846849311},{"$f":"IF(A662<>\"\",E662*COS(2*PI()/$B$7*B662),\"\")","v":0.7006621909095534},0.17628685015748044,4.407171253937011E-2]
[643,160.75,6,0.69791666666666663,0.7472887983981582,0.72794608573571506,0.19769310159362427,4.9423275398406068E-2]
[644,161,6,0.70833333333333337,0.74740310523027775,0.74356842160144843,0.21069619001912129,5.2674047504780323E-2]
[645,161.25,6,0.71875,0.74751497659361343,0.74727508057133629,0.21386285976091957,5.3465714940229891E-2]
[646,161.5,6,0.72916666666666663,0.74762441016744974,0.73900304794501193,0.20683906148872636,5.1709765372181589E-2]
[647,161.75,6,0.73958333333333337,0.74773140368164193,0.71888148105504435,0.19039947989362524,4.759986997340631E-2]
[648,162,6,0.75,0.74783595491666288,0.68722969258114142,0.16634111797913947,4.1585279494784869E-2]
[649,162.25,6,0.76041666666666663,0.7479380617036494,0.64455207986660756,0.13723595604688377,3.4308989011720942E-2]
[650,162.5,6,0.77083333333333337,0.74803772192444729,0.5915300808119992,0.10607776803747067,2.6519442009367667E-2]
[651,162.75,6,0.78125,0.74813493351165505,0.52901128472863757,7.587324853306078E-2,1.8968312133265195E-2]
[652,163,6,0.79166666666666663,0.74822969444866683,0.45799587229184097,4.9235523675964732E-2,1.2308880918991183E-2]
[653,163.25,6,0.80208333333333337,0.74832200276971417,0.37962060170421918,2.8037751958110497E-2,7.0094379895276242E-3]
[654,163.5,6,0.8125,0.74841185655990727,0.29514059767062828,1.3175913254954459E-2,3.2939783137386149E-3]
[655,163.75,6,0.82291666666666663,0.74849925395527406,0.20590923516271592,4.4742613253020199E-3,1.118565331325505E-3]
[656,164,6,0.83333333333333337,0.74858419314279911,0.11335644064266746,7.4650457204203271E-4,1.8662614301050818E-4]
[657,164.25,6,0.84375,0.74866667236046158,1.896575892671299E-2,3.4962666499383985E-6,8.7406666248459963E-7]
[658,164.5,6,0.85416666666666663,0.74874668989727111,-7.5749446210557653E-2,2.2275745947231612E-4,5.568936486807903E-5]
[659,164.75,6,0.86458333333333337,0.74882424409330406,-0.16927027558361779,2.4856270901606491E-3,6.2140677254016229E-4]
[660,165,6,0.875,0.74889933333973713,-0.26009667232087386,9.0177513740117097E-3,2.2544378435029274E-3]
[661,165.25,6,0.88541666666666663,0.74897195607888167,-0.34677150219337532,2.1370961853427319E-2,5.3427404633568298E-3]
[662,165.5,6,0.89583333333333337,0.7490421108042149,-0.42790394966996126,4.0154364336871404E-2,1.0038591084217851E-2]
[663,165.75,6,0.90625,0.74910979606041239,-0.50219185373807806,6.490869242356205E-2,1.6227173105890513E-2]
[664,166,6,0.91666666666666663,0.7491750104433772,-0.56844262449237237,9.4135574512770048E-2,2.3533893628192512E-2]
[665,166.25,6,0.92708333333333337,0.74923775260026948,-0.62559240423143148,0.12547819730383331,3.1369549325958326E-2]
[666,166.5,6,0.9375,0.74929802122953448,-0.67272316495124906,0.15602817107046027,3.9007042767615067E-2]
[667,166.75,6,0.94791666666666663,0.74935581508092963,-0.70907746723064324,0.18271530366092734,4.5678825915231834E-2]
[668,167,6,0.95833333333333337,0.74941113295555051,-0.73407064303791592,0.20272506019883885,5.0681265049709712E-2]
[669,167.25,6,0.96875,0.74946397370585516,-0.74730020634589689,0.21388443274314334,5.3471108185785834E-2]
[670,167.5,6,0.97916666666666663,0.74951433623568886,-0.74855233995993709,0.21496135283401249,5.3740338208503123E-2]
[671,167.75,6,0.98958333333333337,0.74956221950030588,-0.7378053539251761,0.20583502517996571,5.1458756294991428E-2]
[672,168,7,0,0.7496076225063919,-0.71523005953005514,0.18751289785922959,4.6878224464807397E-2]
[673,168.25,7,1.0416666666666666E-2,0.74965054431208422,-0.6811870524808985,0.16199179715536322,4.0497949288840804E-2]
[674,168.5,7,2.0833333333333332E-2,0.74969098402699141,-0.63622094849009558,0.13198292959238075,3.2995732398095189E-2]
[675,168.75,7,3.125E-2,0.74972894081221186,-0.58105166349957582,0.10053982300507691,2.5134955751269228E-2]
[676,169,7,4.1666666666666664E-2,0.74976441388035087,-0.51656287826373137,7.0642075336811688E-2,1.7660518834202922E-2]
[677,169.25,7,5.2083333333333336E-2,0.74979740249553739,-0.443787872277636,4.4794032321694884E-2,1.1198508080423721E-2]
[678,169.5,7,6.25E-2,0.74982790597343929,-0.36389295432947583,2.4695328660413886E-2,6.1738321651034715E-3]
[679,169.75,7,7.2916666666666671E-2,0.74985592368127685,-0.27815875559939873,1.1029912673744641E-2,2.7574781684361603E-3]
[680,170,7,8.3333333333333329E-2,0.74988145503783687,-0.18795968559908932,3.4032041287595516E-3,8.508010321898879E-4]
[681,170.25,7,9.375E-2,0.74990449951348415,-9.4741880794310909E-2,4.3583276421132794E-4,1.0895819105283198E-4]
[682,170.5,7,0.10416666666666667,0.7499250566301725,1.4697873179716643E-15,1.6272615284139023E-45,4.0681538210347558E-46]
[683,170.75,7,0.11458333333333333,0.74994312596145474,9.4746760805477254E-2,4.359001149423411E-4,1.0897502873558527E-4]
[684,171,7,0.125,0.74995870713249158,0.18797904903223964,3.4042560219523228E-3,8.510640054880807E-4]
[685,171.25,7,0.13541666666666666,0.74997179982005968,0.27820173980683327,1.103502686102462E-2,2.7587567152561549E-3]
[686,171.5,7,0.14583333333333334,0.74998240375255742,0.36396793240490044,2.4710596802314872E-2,6.177649200578718E-3]
[687,171.75,7,0.15625,0.74999051871001177,0.44390217333234822,4.4828652402164951E-2,1.1207163100541238E-2]
[688,172,7,0.16666666666666666,0.74999614452408192,0.51672253301140025,7.0707595892149588E-2,1.7676898973037397E-2]
[689,172.25,7,0.17708333333333334,0.74999928107806313,0.58126118143684524,0.1006486213834185,2.5162155345854625E-2]
[690,172.5,7,0.1875,0.74999992830688922,0.63648313227911812,0.13214616555626252,3.303654138906563E-2]
[691,172.75,7,0.19791666666666666,0.74999808619713371,0.6815028543356263,0.16221720233709228,4.0554300584273069E-2]
[692,173,7,0.20833333333333334,0.74999375478701014,0.71559848349716038,0.18780281788033085,4.6950704470082712E-2]
[693,173.25,7,0.21875,0.74998693416637163,0.73822340695181221,0.2061851123189887,5.1546278079747175E-2]
[694,173.5,7,0.22916666666666666,0.74997762447670857,0.74901503357382182,0.21536021366706459,5.3840053416766148E-2]
[695,173.75,7,0.23958333333333334,0.74996582591114558,0.74780060966043305,0.21431438109061465,5.3578595272653663E-2]
[696,174,7,0.25,0.7499515387144382,0.73459998665917103,0.20316393602091934,5.0790984005229835E-2]
[697,174.25,7,0.26041666666666669,0.74993476318296726,0.70962529650692063,0.18313912539269425,4.5784781348173563E-2]
[698,174.5,7,0.27083333333333331,0.74991549966473259,0.67327753989345562,0.15641422619721723,3.9103556549304308E-2]
[699,174.75,7,0.28125,0.74989374855934632,0.62614014236632864,0.12580807369035096,3.1452018422587741E-2]
[700,175,7,0.29166666666666669,0.74986951031802429,0.56896958191346803,9.4397613829637919E-2,2.359940345740948E-2]
[701,175.25,7,0.30208333333333331,0.74984278544357674,0.50268323871133014,6.5099414603675701E-2,1.6274853650918925E-2]
[702,175.5,7,0.3125,0.74981357449039776,0.42834466235297497,4.0278561158418068E-2,1.0069640289604517E-2]
[703,175.75,7,0.32291666666666669,0.74978187806445407,0.34714649335467024,2.1440367132902653E-2,5.3600917832256631E-3]
[704,176,7,0.33333333333333331,0.74974769682327214,0.26039131341502453,9.0484324026937086E-3,2.2621081006734271E-3]
[705,176.25,7,{"$f":"IF(A725<>\"\",MOD(B725,24)/24,\"\")","v":0.34375},0.74971103147592477,0.16947073216047434,{"$f":"ABS(0.5*1.025*1*(F725^3))","v":2.4944682866788474E-3},{"$f":"G725*$B$13","v":6.2361707166971186E-4}]
[{"$f":"IF(IF(A725<>\"\",A725+1<=$B$16,0),A725+1,\"\")","v":706},{"$f":"IF(A726<>\"\",A726*$B$13,\"\")","v":176.5},{"$f":"IF(A726<>\"\",ROUNDDOWN(A726*$B$13/24,0),\"\")","v":7},0.35416666666666669,{"$f":"IF(A726<>\"\",($B$4+$B$5)/2+($B$5-$B$4)/2*COS(2*PI()/$B$15*B726),\"\")","v":0.74967188278301622},{"$f":"IF(A726<>\"\",E726*COS(2*PI()/$B$7*B726),\"\")","v":7.5843046422309685E-2},2.2358423460902747E-4,5.5896058652256867E-5]
[707,176.75,7,0.36458333333333331,0.74963025155666674,-1.8990169003211526E-2,3.5097837509773079E-6,8.7744593774432696E-7]
[708,177,7,0.375,0.74958613866049517,-0.11350816302559574,7.4950607195083964E-4,1.8737651798770991E-4]
[709,177.25,7,0.38541666666666669,0.74953954500960152,-0.20619541518790771,4.4929427309626764E-3,1.1232356827406691E-3]
[710,177.5,7,0.39583333333333331,0.74949047157054782,-0.29556595581549022,1.3232962977885034E-2,3.3082407444712586E-3]
[711,177.75,7,0.40625,0.74943891936133822,-0.38018720878913487,2.8163483638968485E-2,7.0408709097421213E-3]
[712,178,7,0.41666666666666669,0.74938488945139725,-0.45870297406402377,4.9463920738764773E-2,1.2365980184691193E-2]
[713,178.25,7,0.42708333333333331,0.74932838296154869,-0.52985518092766271,7.623693458442872E-2,1.905923364610718E-2]
[714,178.5,7,0.4375,0.74926940106399131,-0.59250406279124479,0.10660261731654734,2.6650654329136835E-2]
[715,178.75,7,0.44791666666666669,0.74920794498227505,-0.64564642972034103,0.13793615989503877,3.4484039973759692E-2]
[716,179,7,0.45833333333333331,0.74914401599127589,-0.68843174552373454,0.16721550150512982,4.1803875376282454E-2]
[717,179.25,7,0.46875,0.74907761541716855,-0.72017575153971924,0.19142971520368435,4.7857428800921087E-2]
[718,179.5,7,0.47916666666666669,0.74900874463739986,-0.74037141871883361,0.20799016740003465,5.1997541850008662E-2]
[719,179.75,7,0.48958333333333331,0.74893740508065987,-0.74869705256594221,0.2150860480494815,5.3771512012370376E-2]
[720,180,7,0.5,0.74886359822685189,-0.74502142128076743,0.2119337632081387,5.2983440802034674E-2]
[721,180.25,7,0.51041666666666663,0.74878732560706229,-0.72940582528811837,0.19888478124494927,4.9721195311237316E-2]
[722,180.5,7,0.52083333333333337,0.74870858880352842,-0.70210307550734052,0.17737666945223082,4.4344167363057706E-2]
[723,180.75,7,0.53125,0.74862738944960616,-0.66355339738398744,0.14973437046733495,3.7433592616833739E-2]
[724,181,7,0.54166666666666663,0.74854372922973533,-0.61437732709672344,0.11885006134825402,2.9712515337063504E-2]
[725,181.25,7,0.55208333333333337,0.74845760987940557,-0.55536571466463713,8.7787173327335599E-2,2.19467933318339E-2]
[726,181.5,7,0.5625,0.7483690331851196,-0.48746699513821556,5.9364869666935813E-2,1.4841217416733953E-2]
[727,181.75,7,0.57291666666666663,0.74827800098435693,-0.41177193291408698,3.5781957275190436E-2,8.945489318797609E-3]
[728,182,7,0.58333333333333337,0.74818451516553497,-0.32949608476488679,1.8333468854943628E-2,4.5833672137359071E-3]
[729,182.25,7,0.59375,0.74808857766797032,-0.24196026377025937,7.2598227519036045E-3,1.8149556879759011E-3]
[730,182.5,7,0.60416666666666663,0.74799019048183857,-0.15056931838482712,1.7494572034109418E-3,4.3736430085273545E-4]
[731,182.75,7,0.61458333333333337,0.74788935564813264,-5.678956787027728E-2,9.3864108951406268E-5,2.3466027237851567E-5]
[732,183,7,0.625,0.74778607525862073,3.7874743181017301E-2,2.784472671181738E-5,6.9611816779543451E-6]
[733,183.25,7,0.63541666666666663,0.74768035145580325,0.13190559283939021,1.1762062972152255E-3,2.9405157430380637E-4]
[734,183.5,7,0.64583333333333337,0.74757218643286738,0.22379554437856225,5.7444463406742729E-3,1.4361115851685682E-3]
[735,183.75,7,0.65625,0.74746158243364258,0.31207193205367278,1.557607389378206E-2,3.894018473445515E-3]
[736,184,7,0.66666666666666663,0.74734854175255361,0.39532048175743872,3.1662253198599222E-2,7.9155632996498054E-3]
[737,184.25,7,0.67708333333333337,0.74723306673457301,0.47220798738673503,5.3962723000261482E-2,1.3490680750065371E-2]
[738,184.5,7,0.6875,0.74711515977517229,0.54150367903457897,8.1376330919706918E-2,2.034408272992673E-2]
[739,184.75,7,0.69791666666666663,0.74699482332027234,0.60209894024997046,0.11186583228747381,2.7966458071868452E-2]
[740,185,7,0.70833333333333337,0.74687205986619298,0.65302505823694301,0.1427195308692279,3.5679882717306974E-2]
[741,185.25,7,0.71875,0.74674687195960066,0.69346872256648828,0.17091276630242386,4.2728191575605964E-2]
[742,185.5,7,0.72916666666666663,0.746619262197456,0.72278502423812419,0.19351797308012811,4.8379493270032027E-2]
[743,185.75,7,0.73958333333333337,0.74648923322695981,0.74050774716758638,0.20810508349875459,5.2026270874688647E-2]
[744,186,7,0.75,0.74635678774549818,0.74635678774549818,0.2130754087921185,5.3268852198029626E-2]
[745,186.25,7,0.76041666666666663,0.74622192850058633,0.74024258430665824,0.2078816071788826,5.197040179472065E-2]
[746,186.5,7,0.77083333333333337,0.74608465828981196,0.72226748642747629,0.19310257499165032,4.8275643747912579E-2]
[747,186.75,7,0.78125,0.74594497996077724,0.69272404315644609,0.17036275479375443,4.2590688698438607E-2]
[748,187,7,0.79166666666666663,0.74580289641103914,0.65209023878782124,0.14210748960046499,3.5526872400116247E-2]
[749,187.25,7,0.80208333333333337,0.74565841058805005,0.60102175381615652,0.1112665043562661,2.7816626089066526E-2]
[750,187.5,7,0.8125,0.74551152548909616,0.54034137647067426,8.0853447795955768E-2,2.0213361948988942E-2]
[751,187.75,7,0.82291666666666663,0.74536224416123553,0.47102573595616487,5.3558422900911902E-2,1.3389605725227975E-2]
[752,188,7,0.83333333333333337,0.74521056970123467,0.39418957148720168,3.1391297114496834E-2,7.8478242786242085E-3]
[753,188.25,7,0.84375,0.74505650525550449,0.3110677907046559,1.5426201641638984E-2,3.8565504104097459E-3]
[754,188.5,7,0.85416666666666663,0.74490005402003523,0.22299560647445363,5.6830671724592144E-3,1.4207667931148036E-3]
[755,188.75,7,0.86458333333333337,0.74474121924032932,0.13138707182093048,1.1623897482779457E-3,2.9059743706948642E-4]
[756,189,7,0.875,0.74458000421133497,3.7712358347229288E-2,2.7488114139023474E-5,6.8720285347558685E-6]
[757,189.25,7,0.88541666666666663,0.74441641227737765,-5.6525856464613014E-2,9.2562552858009453E-5,2.3140638214502363E-5]
[758,189.5,7,0.89583333333333337,0.74425044683209018,-0.14981651352262684,1.7233477760255592E-3,4.308369440063898E-4]
[759,189.75,7,0.90625,0.7440821113183429,-0.24066442035855956,7.1438041139544233E-3,1.7859510284886058E-3]
[760,190,7,0.91666666666666663,0.74391140922817189,-0.32761423390109046,1.802113569349946E-2,4.505283923374865E-3]
[761,190.25,7,0.92708333333333337,0.74373834410270678,-0.40927379280244192,3.5134653775443773E-2,8.7836634438609434E-3]
[762,190.5,7,0.9375,0.74356291953209719,-0.48433642495580514,5.8228454749051868E-2,1.4557113687262967E-2]
[763,190.75,7,0.94791666666666663,0.74338513915543825,-0.55160187247565473,8.6014380353186759E-2,2.150359508829669E-2]
[764,191,7,0.95833333333333337,0.74320500666069511,-0.60999549878930992,0.1163251873594868,2.9081296839871699E-2]
[765,191.25,7,0.96875,0.74302252578462624,-0.6585854702426841,0.14639636887006985,3.6599092217517462E-2]
[766,191.5,7,0.97916666666666663,0.74283770031270646,-0.69659763730747615,0.1732366835685705,4.3309170892142625E-2]
[767,191.75,7,0.98958333333333337,0.74265053407904791,-0.72342787756379934,0.19403478380776995,4.8508695951942488E-2]
[768,192,8,0,0.74246103096632043,-0.73865170352231291,0.20654418906846767,5.1636047267116916E-2]
[769,192.25,8,{"$f":"IF(A789<>\"\",MOD(B789,24)/24,\"\")","v":1.0416666666666666E-2},0.74226919490567156,-0.74203098238432763,{"$f":"ABS(0.5*1.025*1*(F789^3))","v":0.20939195254022405},{"$f":"G789*$B$13","v":5.2347988135056013E-2}]
[{"$f":"IF(IF(A789<>\"\",A789+1<=$B$16,0),A789+1,\"\")","v":770},{"$f":"IF(A790<>\"\",A790*$B$13,\"\")","v":192.5},{"$f":"IF(A790<>\"\",ROUNDDOWN(A790*$B$13/24,0),\"\")","v":8},2.0833333333333332E-2,{"$f":"IF(A790<>\"\",($B$4+$B$5)/2+($B$5-$B$4)/2*COS(2*PI()/$B$15*B790),\"\")","v":0.74207502987664453},{"$f":"IF(A790<>\"\",E790*COS(2*PI()/$B$7*B790),\"\")","v":-0.73351766130789997},0.20226726164050651,5.0566815410126628E-2]
[771,192.75,8,3.125E-2,0.74187853990709596,-0.71325443990371284,0.18596333283108393,4.6490833207770983E-2]
[772,193,8,4.1666666666666664E-2,0.74167972907311219,-0.68157238075211124,0.16226685523883788,4.056671380970947E-2]
[773,193.25,8,5.2083333333333336E-2,0.74147860149892453,-0.63898549792225734,0.13371091938343321,3.3427729845858303E-2]
[774,193.5,8,6.25E-2,0.74127516135682414,-0.58618241199554988,0.10322674198982212,2.5806685497455531E-2]
[775,193.75,8,7.2916666666666671E-2,0.74106941286707506,-0.5240152071682399,7.3743804853583242E-2,1.843595121339581E-2]
[776,194,8,8.3333333333333329E-2,0.74086136029782723,-0.45348567087670011,4.7795232259751512E-2,1.1948808064937878E-2]
[777,194.25,8,9.375E-2,0.74065100796502692,-0.37572913833330601,2.7184321594026794E-2,6.7960803985066985E-3]
[778,194.5,8,0.10416666666666667,0.74043836023232856,-0.2919962027081211,1.2759259806570375E-2,3.1898149516425937E-3]
[779,194.75,8,0.11458333333333333,0.74022342151100295,-0.20363258582749763,4.3274862663279954E-3,1.0818715665819989E-3]
[780,195,8,0.125,0.74000619625984654,-0.11205749363923866,7.2113501463150589E-4,1.8028375365787647E-4]
[781,195.25,8,0.13541666666666666,0.7397866889850887,-1.8740804844756632E-2,3.3733281026433224E-6,8.433320256608306E-7]
[782,195.5,8,0.14583333333333334,0.7395649042402983,7.4820540362785071E-2,2.1466260280857163E-4,5.3665650702142907E-5]
[783,195.75,8,0.15625,0.73934084662628896,0.16712657188362243,2.3923812205037397E-3,5.9809530512593492E-4]
[784,196,8,0.16666666666666666,0.73911452079102413,0.25669835552460596,8.6688827534723272E-3,2.1672206883680818E-3]
[785,196.25,8,0.17708333333333334,0.73888593142952019,0.34210170662836131,2.0519160661445733E-2,5.1297901653614333E-3]
[786,196.5,8,0.1875,0.73865508328374918,0.42197017099820611,3.8506950372809469E-2,9.6267375932023672E-3]
[787,196.75,8,0.19791666666666666,0.73842198114254065,0.49502690460212856,6.2169915899870809E-2,1.5542478974967702E-2]
[788,197,8,0.20833333333333334,0.73818662984148209,0.5601051014554459,9.0053885229230815E-2,2.2513471307307704E-2]
[789,197.25,8,0.21875,0.73794903426281877,0.61616664262117249,0.11989150707464603,2.9972876768661508E-2]
[790,197.5,8,0.22916666666666666,0.73770919933535228,0.6623186680463764,0.14890005505347387,3.7225013763368467E-2]
[791,197.75,8,0.23958333333333334,0.73746713003433839,0.69782780650621312,0.17415609667828433,4.3539024169571082E-2]
[792,198,8,0.25,0.73722283138138378,0.72213183671300518,0.19299379511279255,4.8248448778198137E-2]
[793,198.25,8,0.26041666666666669,0.73697630844434214,0.73484859405483005,0.20337027342803149,5.0842568357007872E-2]
[794,198.5,8,0.27083333333333331,0.73672756633720859,0.73578198178892684,0.20414620685780202,5.1036551714450505E-2]
[795,198.75,8,0.28125,0.73647661022001398,0.72492499211503991,0.19524192782868868,4.8810481957172171E-2]
[796,199,8,0.29166666666666669,0.73622344529871753,0.70245969064160074,0.17764708846029648,4.4411772115074119E-2]
[797,199.25,8,0.30208333333333331,0.73596807682509924,0.66875416655979447,0.15328278137136536,3.832069534284134E-2]
[798,199.5,8,0.3125,0.73571051009665034,0.62435649957205541,0.12473599078543667,3.1183997696359166E-2]
[799,199.75,8,0.32291666666666669,0.73545075045646413,0.5699858424990164,9.4904340526097655E-2,2.3726085131524414E-2]
[800,200,8,0.33333333333333331,0.73518880329312464,0.50652076474380148,6.6601748583513448E-2,1.6650437145878362E-2]
[801,200.25,8,0.34375,0.73492467404059481,0.43498504568205765,4.218099787594147E-2,1.0545249468985367E-2]
[802,200.5,8,0.35416666666666669,0.73465836817810426,0.35653114786670859,2.3226635361518491E-2,5.8066588403796228E-3]
[803,200.75,8,0.36458333333333331,0.73438989123003495,0.27242163703456967,1.0361405366424261E-2,2.5903513416060653E-3]
[804,201,8,0.375,0.73411924876580703,0.18400884868301864,3.1930814279575756E-3,7.982703569893939E-4]
[805,201.25,8,0.38541666666666669,0.73384644639976349,9.2713128926736485E-2,4.0842995264328601E-4,1.021074881608215E-4]
[806,201.5,8,0.39583333333333331,0.73357148979105302,-3.5945382392286397E-15,2.3802533985016885E-44,5.9506334962542214E-45]
[807,201.75,8,0.40625,0.73329438464351315,-9.2643382220148715E-2,4.0750887858310265E-4,1.0187721964577566E-4]
[808,202,8,0.41666666666666669,0.73301513670555185,-0.1837321001992252,3.1786959448952138E-3,7.9467398622380344E-4]
[809,202.25,8,0.42708333333333331,0.73273375177002797,-0.27180729276290211,1.0291464601337903E-2,2.5728661503344758E-3]
[810,202.5,8,0.4375,0.7324502356741317,-0.35545953682900827,2.3017830184342593E-2,5.7544575460856482E-3]
[811,202.75,8,0.44791666666666669,0.73216459429926251,-0.43335141783586695,4.170753617930003E-2,1.0426884044825007E-2]
[812,203,8,0.45833333333333331,0.73187683357090849,-0.5042389271682195,6.5705689953057422E-2,1.6426422488264356E-2]
[813,203.25,8,0.46875,0.73158695945852192,-0.56699134400154827,9.3416406285077511E-2,2.3354101571269378E-2]
[814,203.5,8,0.47916666666666669,0.73129497797539655,-0.62060928359357348,0.12250354973063285,3.0625887432658212E-2]
[815,203.75,8,0.48958333333333331,0.7310008951785425,-0.66424062374891335,0.15020008136645069,3.7550020341612672E-2]
[816,204,8,0.5,0.73070471716856045,-0.69719405548721769,0.17368203389608547,4.3420508474021367E-2]
[817,204.25,8,0.51041666666666663,0.73040645008951532,-0.71895004230173454,0.19045396149212651,4.7613490373031628E-2]
[818,204.5,8,0.52083333333333337,0.73010610012880883,-0.72916901418492297,0.19869113252379209,4.9672783130948021E-2]
[819,204.75,8,0.53125,0.72980367351705067,-0.7276966671453815,0.19748996247548875,4.9372490618872188E-2]
[820,205,8,0.54166666666666663,0.72949917652793006,-0.71456628552814561,0.1869913144510871,4.6747828612771776E-2]
[821,205.25,8,0.55208333333333337,0.72919261547808478,-0.68999805232798017,0.16835943680080206,4.2089859200200516E-2]
[822,205.5,8,0.5625,0.72888399672697091,-0.65439536108193697,0.14361986223122417,3.5904965557806041E-2]
[823,205.75,8,0.57291666666666663,0.72857332667673025,-0.60833819106517595,0.11537962306858533,2.8844905767146333E-2]
[824,206,8,0.58333333333333337,0.7282606117720577,-0.55257365461926999,8.6469788079430815E-2,2.1617447019857704E-2]
[825,206.25,8,0.59375,0.72794585850006799,-0.48800387075918245,5.956123167578152E-2,1.489030791894538E-2]
[826,206.5,8,0.60416666666666663,0.72762907339016025,-0.41567136200667204,3.6808166366502297E-2,9.2020415916255743E-3]
[827,206.75,8,0.61458333333333337,0.72731026301388368,-0.33674221099864154,1.9569807196526401E-2,4.8924517991316002E-3]
[828,207,8,0.625,0.7269894339848002,-0.25248724918559823,8.2492073881091036E-3,2.0623018470272759E-3]
[829,207.25,8,0.63541666666666663,0.72666659295834779,-0.1642615812958885,2.2714431291762666E-3,5.6786078229406666E-4]
[830,207.5,8,0.64583333333333337,0.72634174663170237,-7.348277569615129E-2,2.0335297384316595E-4,5.0838243460791488E-5]
[831,207.75,8,0.65625,0.72601490174363859,1.8391928092994118E-2,3.1884209247995101E-6,7.9710523119987752E-7]
[832,208,8,0.66666666666666663,0.72568606507439049,0.1098890280002582,6.8007508669738976E-4,1.7001877167434744E-4]
[833,208.25,8,{"$f":"IF(A853<>\"\",MOD(B853,24)/24,\"\")","v":0.67708333333333337},0.72535524344551061,0.1995424078379362,{"$f":"ABS(0.5*1.025*1*(F853^3))","v":4.0719224205330723E-3},{"$f":"G853*$B$13","v":1.0179806051332681E-3}]
[{"$f":"IF(IF(A853<>\"\",A853+1<=$B$16,0),A853+1,\"\")","v":834},{"$f":"IF(A854<>\"\",A854*$B$13,\"\")","v":208.5},{"$f":"IF(A854<>\"\",ROUNDDOWN(A854*$B$13/24,0),\"\")","v":8},0.6875,{"$f":"IF(A854<>\"\",($B$4+$B$5)/2+($B$5-$B$4)/2*COS(2*PI()/$B$15*B854),\"\")","v":0.72502244371972835},{"$f":"IF(A854<>\"\",E854*COS(2*PI()/$B$7*B854),\"\")","v":0.2859168457694457},1.1978794151946545E-2,2.9946985379866362E-3]
[835,208.75,8,0.69791666666666663,0.72468767280080792,0.36763100560726986,2.5464213465718196E-2,6.366053366429549E-3]
[836,209,8,0.70833333333333337,0.72435093763340475,0.44337954238942212,4.4670500883539861E-2,1.1167625220884965E-2]
[837,209.25,8,0.71875,0.72401224520292162,0.5119539682450861,6.8768034334862033E-2,1.7192008583715508E-2]
[838,209.5,8,0.72916666666666663,0.723671602535364,0.57226194479578807,9.6045820077315089E-2,2.4011455019328772E-2]
[839,209.75,8,0.73958333333333337,0.72332901669719385,0.6233446939150088,0.12413054743659153,3.1032636859147884E-2]
[840,210,8,0.75,0.72298449479518334,0.66439224917234108,0.15030296283355349,3.7575740708388372E-2]
[841,210.25,8,0.76041666666666663,0.72263804397626707,0.69475630522208398,0.17186655048367563,4.2966637620918909E-2]
[842,210.5,8,0.77083333333333337,0.72228967142739453,0.71396046119533974,0.18651611205228055,4.6629028013070138E-2]
[843,210.75,8,0.78125,0.72193938437538008,0.72170769619245434,0.19265393298799671,4.8163483246999178E-2]
[844,211,8,0.79166666666666663,0.72158719008675365,0.71788495956986753,0.18960877537598814,4.7402193843997034E-2]
[845,211.25,8,0.80208333333333337,0.72123309586760997,0.70256480515334263,0.17772684854439816,4.443171213609954E-2]
[846,211.5,8,0.8125,0.72087710906345681,0.6760040460402793,0.15832217796734249,3.9580544491835623E-2]
[847,211.75,8,0.82291666666666663,0.72051923705906251,0.6386394545122982,0.13349380304962158,3.3373450762405395E-2]
[848,212,8,0.83333333333333337,0.72015948727830303,0.59108057899660471,0.10583612728317962,2.6459031820794905E-2]
[849,212.25,8,0.84375,0.71979786718400807,0.53409979622912318,7.8083829873607735E-2,1.9520957468401934E-2]
[850,212.5,8,0.85416666666666663,0.71943438427780571,0.46861976104276903,5.274188706315118E-2,1.3185471765787795E-2]
[851,212.75,8,0.86458333333333337,0.71906904609996747,0.3956984578215082,3.1753159340940869E-2,7.9382898352352172E-3]
[852,213,8,0.875,0.71870186022925131,0.31651209595855373,1.6250428054814931E-2,4.0626070137037328E-3]
[853,213.25,8,0.88541666666666663,0.71833283428274475,0.23233612602361095,6.4275298270879107E-3,1.6068824567719777E-3]
[854,213.5,8,0.89583333333333337,0.71796197591570676,0.14452468323175807,1.5471055647059151E-3,3.8677639117647877E-4]
[855,213.75,8,0.90625,0.71758929282140882,5.4488789738621347E-2,8.2911611275888041E-5,2.072790281897201E-5]
[856,214,8,0.91666666666666663,0.71721479273097577,-3.6326333130660519E-2,2.4567363611534247E-5,6.1418409028835618E-6]
[857,214.25,8,0.92708333333333337,0.71683848341322498,-0.12646447768836638,1.0365721439572922E-3,2.5914303598932305E-4]
[858,214.5,8,0.9375,0.71646037267450513,-0.21448181465049557,5.0566779589410549E-3,1.2641694897352637E-3]
[859,214.75,8,0.94791666666666663,0.71608046835853467,-0.29897003473939365,1.3695467304214724E-2,3.423866826053681E-3]
[860,215,8,0.95833333333333337,0.71569877834623907,-0.37857889598013678,2.7807572034448759E-2,6.9518930086121897E-3]
[861,215.25,8,0.96875,0.71531531055558684,-0.4520378154843479,4.7338901095436856E-2,1.1834725273859214E-2]
[862,215.5,8,0.97916666666666663,0.71493007294142585,-0.51817616024113811,7.1306013199390256E-2,1.7826503299847564E-2]
[863,215.75,8,0.98958333333333337,0.71454307349531798,-0.57594191269251993,9.7910647527199246E-2,2.4477661881799812E-2]
[864,216,9,0,0.71415432024537362,-0.62441841331157599,0.12477310245563353,3.1193275613908382E-2]
[865,216.25,9,1.0416666666666666E-2,0.71376382125608451,-0.66283891359562475,0.14925120982998122,3.7312802457495305E-2]
[866,216.5,9,2.0833333333333332E-2,0.71337158462815742,-0.69059870832784565,0.16879949962353258,4.2199874905883145E-2]
[867,216.75,9,3.125E-2,0.71297761849834507,-0.70726465507453473,0.18131750532942989,4.5329376332357472E-2]
[868,217,9,4.1666666666666664E-2,0.71258193103927825,-0.71258193103927825,0.18543780882928598,4.6359452207321496E-2]
[869,217.25,9,5.2083333333333336E-2,0.71218453045929564,-0.70647792190952541,0.18071310692161427,4.5178276730403567E-2]
[870,217.5,9,6.25E-2,0.71178542500227371,-0.68906318348715601,0.16767603992878369,4.1919009982195922E-2]
[871,217.75,9,7.2916666666666671E-2,0.71138462294745586,-0.6606294639497361,0.1477636762353795,3.6940919058844876E-2]
[872,218,9,8.3333333333333329E-2,0.71098213260928067,-0.62164482178618297,0.12311779558801643,3.0779448897004107E-2]
[873,218.25,9,9.375E-2,0.71057796233720916,-0.57274592103134203,9.6289711280666074E-2,2.4072427820166518E-2]
[874,218.5,9,0.10416666666666667,0.71017212051555167,-0.5147276306408789,6.9891814454276474E-2,1.7472953613569119E-2]
[875,218.75,9,0.11458333333333333,0.70976461556329418,-0.44853009797612559,4.6245410937511486E-2,1.1561352734377871E-2]
[876,219,9,0.125,0.70935545593392335,-0.37522350671811366,2.7074720592608716E-2,6.7686801481521789E-3]
[877,219.25,9,0.13541666666666666,0.70894465011525132,-0.29599076645550276,1.3290103391714863E-2,3.3225258479287157E-3]
[878,219.5,9,0.14583333333333334,0.70853220662923977,-0.21210841410373457,4.8906609980926118E-3,1.222665249523153E-3]
[879,219.75,9,0.15625,0.70811813403182278,-0.12492603568880406,9.9920073668924823E-4,2.4980018417231206E-4]
[880,220,9,0.16666666666666666,0.70770244091272949,-3.5844540417355832E-2,2.360276699130026E-5,5.9006917478250651E-6]
[881,220.25,9,0.17708333333333334,0.70728513589530606,5.3706363013755684E-2,7.9390968280141841E-5,1.984774207003546E-5]
[882,220.5,9,0.1875,0.70686622763633677,0.14229112552385345,1.4764791337372679E-3,3.6911978343431699E-4]
[883,220.75,9,0.19791666666666666,0.70644572482586421,0.22849138326786347,6.1136891079766999E-3,1.528422276994175E-3]
[884,221,9,0.20833333333333334,0.70602363618700914,0.31092868023822096,1.5405514962022653E-2,3.8513787405056632E-3]
[885,221.25,9,0.21875,0.7055999704757896,0.38828652362454918,3.0002042545568437E-2,7.5005106363921093E-3]
[886,221.5,9,0.22916666666666666,0.70517473648093909,0.45933141885457873,4.9667503141169557E-2,1.2416875785292389E-2]
[887,221.75,9,0.23958333333333334,0.70474794302372457,0.52293254804219302,7.3287666018520187E-2,1.8321916504630047E-2]
[888,222,9,0.25,0.70431959895776308,0.57807977775030461,9.9005016728744497E-2,2.4751254182186124E-2]
[889,222.25,9,0.26041666666666669,0.70388971316883853,0.62389970917336612,0.1244624137814667,3.1115603445366676E-2]
[890,222.5,9,0.27083333333333331,0.70345829457471665,0.6596695156139919,0.14712047385216126,3.6780118463040315E-2]
[891,222.75,9,0.28125,0.70302535212496076,0.68482834795506808,0.16460349706664243,4.1150874266660607E-2]
[892,223,9,0.29166666666666669,0.70259089480074588,0.69898612813172423,0.17502478006341038,4.3756195015852595E-2]
[893,223.25,9,0.30208333333333331,0.70215493161467213,0.70192959275138367,0.17724521785309391,4.4311304463273478E-2]
[894,223.5,9,0.3125,0.70171747161057818,0.69362549331466694,0.1710287059797794,4.275717649494485E-2]
[895,223.75,9,0.32291666666666669,0.70127852386335321,0.6742209052404966,0.15707262899647473,3.9268157249118682E-2]
[896,224,9,0.33333333333333331,0.70083809747874914,0.64404064435915498,0.13690953557959443,3.4227383894898607E-2]
[897,224.25,9,{"$f":"IF(A917<>\"\",MOD(B917,24)/24,\"\")","v":0.34375},0.70039620159319116,0.60358183596014581,{"$f":"ABS(0.5*1.025*1*(F917^3))","v":0.11269440501383703},{"$f":"G917*$B$13","v":2.8173601253459257E-2}]
[{"$f":"IF(IF(A917<>\"\",A917+1<=$B$16,0),A917+1,\"\")","v":898},{"$f":"IF(A918<>\"\",A918*$B$13,\"\")","v":224.5},{"$f":"IF(A918<>\"\",ROUNDDOWN(A918*$B$13/24,0),\"\")","v":9},0.35416666666666669,{"$f":"IF(A918<>\"\",($B$4+$B$5)/2+($B$5-$B$4)/2*COS(2*PI()/$B$15*B918),\"\")","v":0.69995284537358904},{"$f":"IF(A918<>\"\",E918*COS(2*PI()/$B$7*B918),\"\")","v":0.55350572712193979},8.690809419006941E-2,2.1727023547517352E-2]
[899,224.75,9,0.36458333333333331,0.69950803801714578,0.49462687717641751,6.2019320570970163E-2,1.5504830142742541E-2]
[900,225,9,0.375,0.69906178875116798,0.42789990306505926,4.0153225151469636E-2,1.0038306287867409E-2]
[901,225.25,9,0.38541666666666669,0.69861410683287395,0.35440399535674594,2.2813383304907817E-2,5.7033458262269543E-3]
[902,225.5,9,0.39583333333333331,0.69816500154920125,0.27532545619612264,1.0696285150880037E-2,2.6740712877200094E-3]
[903,225.75,9,0.40625,0.69771448221661481,0.19193854187029333,3.6239353664226882E-3,9.0598384160567205E-4]
[904,226,9,0.41666666666666669,0.69726255818091332,0.10558491952248408,6.0325308207789016E-4,1.5081327051947254E-4]
[905,226.25,9,0.42708333333333331,0.69680923881703494,1.7652069377738114E-2,2.8189069915303119E-6,7.0472674788257799E-7]
[906,226.5,9,0.4375,0.69635453352886367,-7.0449019665456497E-2,1.7919204750991769E-4,4.4798011877479422E-5]
[907,226.75,9,0.44791666666666669,0.69589845174903342,-0.15730650234008381,1.9949586299659065E-3,4.9873965749147662E-4]
[908,227,9,0.45833333333333331,0.69544100293873323,-0.24153031336429512,7.2211905341966537E-3,1.8052976335491634E-3]
[909,227.25,9,0.46875,0.69498219658750993,-0.32177442473282214,1.7074517396135122E-2,4.2686293490337805E-3]
[910,227.5,9,0.47916666666666669,0.69452204221307223,-0.39675836739905673,3.2009003454420086E-2,8.0022508636050215E-3]
[911,227.75,9,0.48958333333333331,0.69406054936109285,-0.46528767307964708,5.162481523658298E-2,1.2906203809145745E-2]
[912,228,9,0.5,0.69359772760501059,-0.52627290970156304,7.4701085824573368E-2,1.8675271456143342E-2]
[913,228.25,9,0.51041666666666663,0.69313358654583146,-0.57874700701595083,9.9348232265418099E-2,2.4837058066354525E-2]
[914,228.5,9,0.52083333333333337,0.69266813581192999,-0.62188059674795459,0.12325793560164604,3.0814483900411509E-2]
[915,228.75,9,0.53125,0.69220138505884932,-0.65499512388258729,0.14401511329792466,3.6003778324481164E-2]
[916,229,9,0.54166666666666663,0.69173334396910047,-0.6775735217804455,0.15942746794399523,3.9856866985998808E-2]
[917,229.25,9,0.55208333333333337,0.69126402225196226,-0.68926828318919364,0.16782581085231452,4.1956452713078629E-2]
[918,229.5,9,0.5625,0.6907934296432795,-0.68990680123004811,0.16829264986525658,4.2073162466314144E-2]
[919,229.75,9,0.57291666666666663,0.69032157590526044,-0.67949389841513697,0.16078685986595118,4.0196714966487794E-2]
[920,230,9,0.58333333333333337,0.68984847082627543,-0.65821150698289299,0.14614712658544871,3.6536781646362176E-2]
[921,230.25,9,0.59375,0.68937412422065314,-0.62641550959639114,0.12597413232320565,3.1493533080801411E-2]
[922,230.5,9,0.60416666666666663,0.68889854592847677,-0.58462979499868384,0.10240866494336454,2.5602166235841134E-2]
[923,230.75,9,0.61458333333333337,0.68842174581538063,-0.53353762782848713,7.7837527168782644E-2,1.9459381792195661E-2]
[924,231,9,0.625,0.68794373377234497,-0.47397047475455212,5.4569218753693104E-2,1.3642304688423276E-2]
[925,231.25,9,0.63541666666666663,0.68746451971549072,-0.40689446970005733,3.4525440735734624E-2,8.6313601839336559E-3]
[926,231.5,9,0.64583333333333337,0.68698411358587441,-0.33339473855090024,1.8991973472034036E-2,4.7479933680085089E-3]
[927,231.75,9,0.65625,0.68650252534928102,-0.25465783777439788,8.4637925784010175E-3,2.1159481446002544E-3]
[928,232,9,0.66666666666666663,0.68601976499601813,-0.17195259127578189,2.6056737895352564E-3,6.5141844738381409E-4]
[929,232.25,9,0.67708333333333337,0.68553584254070821,-8.6609635115351996E-2,3.3296033246701332E-4,8.324008311675333E-5]
[930,232.5,9,0.6875,0.68505076802208076,5.3709289823761138E-15,7.9403948582498852E-44,1.9850987145624713E-44]
[931,232.75,9,0.69791666666666663,0.68456455150276452,8.6486923570358726E-2,3.3154708733699263E-4,8.2886771834248159E-5]
[932,233,9,0.70833333333333337,0.68407720306907838,0.17146568320972605,2.5836014078912724E-3,6.4590035197281811E-4]
[933,233.25,9,0.71875,0.68358873283082211,0.25357696760266824,8.3564781475033469E-3,2.0891195368758367E-3]
[934,233.5,9,0.72916666666666663,0.68309915092106688,0.33150935854531005,1.8671587706663315E-2,4.6678969266658286E-3]
[935,233.75,9,0.73958333333333337,0.68260846749594495,0.40402028385331767,3.37989631790242E-2,8.4497407947560499E-3]
[936,234,9,0.75,0.68211669273443887,0.46995583624334619,5.3194289407104252E-2,1.3298572351776063E-2]
[937,234.25,9,0.76041666666666663,0.6816238368381704,0.52826914197378994,7.5554371646557025E-2,1.8888592911639256E-2]
[938,234.5,9,0.77083333333333337,0.68112991003118906,0.57803698675588866,9.8983032516408428E-2,2.4745758129102107E-2]
[939,234.75,9,0.78125,0.68063492255975977,0.61847443483084219,0.1212436848274229,3.0310921206855725E-2]
[940,235,9,0.79166666666666663,0.68013888469215034,0.64894720968892694,0.1400625335705506,3.5015633392637649E-2]
[941,235.25,9,0.80208333333333337,0.67964180671841878,0.66898164115384062,0.15343925052747753,3.8359812631869383E-2]
[942,235.5,9,0.8125,0.6791436989501991,0.678272022882772,0.15992103106758696,3.9980257766896739E-2]
[943,235.75,9,0.82291666666666663,0.67864457172048853,0.67668526610364732,0.15880129180848648,3.9700322952121621E-2]
[944,236,9,0.83333333333333337,0.67814443538343183,0.66426277895183783,0.15021511127048254,3.7553777817620634E-2]
[945,236.25,9,0.84375,0.6776433003141078,0.64121954537798098,0.13511828532109349,3.3779571330273372E-2]
[946,236.5,9,0.85416666666666663,0.6771411769083131,0.60794042255855851,0.11515344437864382,2.8788361094660955E-2]
[947,236.75,9,0.86458333333333337,0.6766380755823469,0.56497372032976556,9.2422691378538799E-2,2.31056728446347E-2]
[948,237,9,0.875,0.676134006772795,0.51302216966767944,6.9199390442923517E-2,1.7299847610730879E-2]
[949,237.25,9,0.88541666666666663,0.67562898093631329,0.45293142895733096,4.7620202967251883E-2,1.1905050741812971E-2]
[950,237.5,9,0.89583333333333337,0.67512300854941032,0.38567631606344394,2.9401045908601917E-2,7.3502614771504791E-3]
[951,237.75,9,0.90625,0.67461610010823048,0.31234499040939373,1.5616996186769956E-2,3.9042490466924891E-3]
[952,238,9,0.91666666666666663,0.67410826612833652,0.23412134181247829,6.5768340438202852E-3,1.6442085109550713E-3]
[953,238.25,9,0.92708333333333337,0.67359951714449051,0.1522658711966435,1.8092625122946172E-3,4.5231562807365429E-4]
[954,238.5,9,0.9375,0.673089863710436,6.809537205833352E-2,1.6182538952507926E-4,4.0456347381269814E-5]
[955,238.75,9,0.94791666666666663,0.67257931639867918,-1.7038259675293873E-2,2.53495099731773E-6,6.337377493294325E-7]
[956,239,9,0.95833333333333337,0.67206788580026877,-0.10176974627893783,5.4019423503949104E-4,1.3504855875987276E-4]
[957,239.25,9,0.96875,0.67155558252457725,-0.18474233025108047,3.2314178648366987E-3,8.0785446620917467E-4]
[958,239.5,9,0.97916666666666663,0.67104241719908031,-0.26462950625185738,9.4974861562714188E-3,2.3743715390678547E-3]
[959,239.75,9,0.98958333333333337,0.6705284004691362,-0.34015623475419648,2.017108114595232E-2,5.04277028648808E-3]
[960,240,10,0,0.67001354299776528,-0.41011929805688752,3.5352854502554064E-2,8.838213625638516E-3]
[961,240.25,10,{"$f":"IF(A981<>\"\",MOD(B981,24)/24,\"\")","v":1.0416666666666666E-2},0.66949785546542873,-0.47340647358945975,{"$f":"ABS(0.5*1.025*1*(F981^3))","v":5.4374646543572588E-2},{"$f":"G981*$B$13","v":1.3593661635893147E-2}]
[{"$f":"IF(IF(A981<>\"\",A981+1<=$B$16,0),A981+1,\"\")","v":962},{"$f":"IF(A982<>\"\",A982*$B$13,\"\")","v":240.5},{"$f":"IF(A982<>\"\",ROUNDDOWN(A982*$B$13/24,0),\"\")","v":10},2.0833333333333332E-2,{"$f":"IF(A982<>\"\",($B$4+$B$5)/2+($B$5-$B$4)/2*COS(2*PI()/$B$15*B982),\"\")","v":0.66898134856980673},{"$f":"IF(A982<>\"\",E982*COS(2*PI()/$B$7*B982),\"\")","v":-0.52901421891286582},7.5874511042937742E-2,1.8968627760734436E-2]
[963,240.75,10,3.125E-2,0.66846403302557711,-0.57606358716555328,9.7972714950139553E-2,2.4493178737534888E-2]
[964,241,10,4.1666666666666664E-2,0.66794591956419214,-0.6138141205233747,0.11852350734191244,2.9630876835478111E-2]
[965,241.25,10,5.2083333333333336E-2,0.66742701893365708,-0.64167550206499613,0.13540672898132713,3.3851682245331784E-2]
[966,241.5,10,6.25E-2,0.66690734189830647,-0.65921678272833362,0.14681777421170741,3.6704443552926853E-2]
[967,241.75,10,7.2916666666666671E-2,0.66638689923858041,-0.66617303922047988,0.1515147894617371,3.7878697365434276E-2]
[968,242,10,8.3333333333333329E-2,0.66586570175080229,-0.66244936017069,0.14898821762078593,3.7247054405196482E-2]
[969,242.25,10,9.375E-2,0.66534376024695374,-0.64812210082452726,0.13952896183973917,3.4882240459934793E-2]
[970,242.5,10,0.10416666666666667,0.66482108555445041,-0.623437390475021,0.12418593341827625,3.1046483354569061E-2]
[971,242.75,10,0.11458333333333333,0.66429768851591775,-0.58880692090780262,0.104619487461386,2.6154871865346499E-2]
[972,243,10,0.125,0.66377357998896613,-0.54480108769421332,8.2871989998664547E-2,2.0717997499666137E-2]
[973,243.25,10,0.13541666666666666,0.6632487708459649,-0.49213959850132166,6.1088407191768133E-2,1.5272101797942033E-2]
[974,243.5,10,0.14583333333333334,0.66272327197381786,-0.43167970302338016,4.1226717502731151E-2,1.0306679375682788E-2]
[975,243.75,10,0.15625,0.66219709427373663,-0.36440223703020019,2.4799160132955571E-2,6.1997900332388927E-3]
[976,244,10,0.16666666666666666,0.66167024866101465,-0.29139570776999385,1.2680702706549233E-2,3.1701756766373082E-3]
[977,244.25,10,0.17708333333333334,0.66114274606480128,-0.21383867900551959,5.0113260315426903E-3,1.2528315078856726E-3]
[978,244.5,10,0.1875,0.66061459742787432,-0.13298074081119154,1.2052027493156911E-3,3.0130068732892279E-4]
[979,244.75,10,0.19791666666666666,0.66008581370641328,-5.0122371490631416E-2,6.4534017542608441E-5,1.613350438565211E-5]
[980,245,10,0.20833333333333334,0.65955640586977271,3.3405983759551651E-2,1.9105863324618857E-5,4.7764658311547141E-6]
[981,245.25,10,0.21875,0.65902638490025356,0.11626528078183621,8.0546004873473199E-4,2.01365012183683E-4]
[982,245.5,10,0.22916666666666666,0.65849576179287617,0.19712934771503748,3.9259767589583574E-3,9.8149418973958935E-4]
[983,245.75,10,0.23958333333333334,0.6579645475551521,0.27470611520905613,1.0624263947203855E-2,2.6560659868009638E-3]
[984,246,10,0.25,0.65743275320685501,0.34775826565659806,2.1553919352438757E-2,5.3884798381096891E-3]
[985,246.25,10,0.26041666666666669,0.65690038977979337,0.41512297137361515,3.6662676657369907E-2,9.1656691643424767E-3]
[986,246.5,10,0.27083333333333331,0.65636746831758053,0.47573040680842527,5.5179352735200929E-2,1.3794838183800232E-2]
[987,246.75,10,0.28125,0.65583399987540603,0.52862074003366999,7.5705331372815127E-2,1.8926332843203782E-2]
[988,247,10,0.29166666666666669,0.65529999551980622,0.57295933364230267,9.6397387804645449E-2,2.4099346951161362E-2]
[989,247.25,10,0.30208333333333331,0.65476546632843491,0.60804991432223465,0.11521567395338381,2.8803918488345952E-2]
[990,247.5,10,0.3125,0.65423042338983317,0.63334550334984752,0.13020148697630493,3.2550371744076233E-2]
[991,247.75,10,0.32291666666666669,0.65369487780319946,0.64845693648452629,0.13974532575837675,3.4936331439594188E-2]
[992,248,10,0.33333333333333331,0.65315884067815966,0.65315884067815966,0.14280726385367359,3.5701815963418398E-2]
[993,248.25,10,0.34375,0.65262232313453605,0.6473929760065259,0.13905858925308162,3.4764647313270405E-2]
[994,248.5,10,0.35416666666666669,0.65208533630211718,0.63126889362225369,0.12892496983493271,3.2231242458733177E-2]
[995,248.75,10,0.36458333333333331,0.65154789132042679,0.60506190363969459,0.11352546723222472,2.8381366808056179E-2]
[996,249,10,0.375,0.65100999933849246,0.56920838999789647,9.4516525510115981E-2,2.3629131377528995E-2]
[997,249.25,10,0.38541666666666669,0.65047167151461494,0.52429855181694973,7.3863493437965097E-2,1.8465873359491274E-2]
[998,249.5,10,0.39583333333333331,0.64993291901613581,0.47106669188565953,5.3572394912795133E-2,1.3393098728198783E-2]
[999,249.75,10,0.40625,0.64939375301920665,0.41037921203725186,3.5420111950060458E-2,8.8550279875151145E-3]
[1000,250,10,0.41666666666666669,0.64885418470855705,0.34322051166086354,2.0721136562401841E-2,5.1802841406004604E-3]
[1001,250.25,10,0.42708333333333331,0.6483142252772619,0.27067701887957701,1.0163610748318161E-2,2.5409026870795402E-3]
[1002,250.5,10,0.4375,0.64777388592650986,0.19391961347154663,3.7373096325807858E-3,9.3432740814519645E-4]
[1003,250.75,10,0.44791666666666669,0.64723317786537116,0.11418472595330037,7.6298835818516711E-4,1.9074708954629178E-4]
[1004,251,10,0.45833333333333331,0.64669211231056423,3.2754417983077704E-2,1.8009577734376635E-5,4.5023944335941588E-6]
[1005,251.25,10,0.46875,0.64615070048622392,-4.9064234946743925E-2,6.0532549202746603E-5,1.5133137300686651E-5]
[1006,251.5,10,0.47916666666666669,0.64560895362366821,-0.12996012692043918,1.1249267656102343E-3,2.8123169140255858E-4]
[1007,251.75,10,0.48958333333333331,0.64506688296116499,-0.20863913420159547,4.6545873541900418E-3,1.1636468385475105E-3]
[1008,252,10,0.5,0.64452449974369963,-0.28384482022273533,1.1720247686023243E-2,2.9300619215058108E-3]
[1009,252.25,10,0.51041666666666663,0.64398181522274101,-0.35437850166243118,2.2808460485817805E-2,5.7021151214544513E-3]
[1010,252.5,10,0.52083333333333337,0.64343884065600843,-0.41911835511801465,3.773148627210425E-2,9.4328715680260626E-3]
[1011,252.75,10,0.53125,0.64289558730723806,-0.47703725980841855,5.5635343624368581E-2,1.3908835906092145E-2]
[1012,253,10,0.54166666666666663,0.64235206644594955,-0.52721909252278565,7.5104724520645788E-2,1.8776181130161447E-2]
[1013,253.25,10,0.55208333333333337,0.64180828934721146,-0.56887321632548671,9.4349657974468315E-2,2.3587414493617079E-2]
[1014,253.5,10,0.5625,0.64126426729140829,-0.60134693392225302,0.11144720280642642,2.7861800701606605E-2]
[1015,253.75,10,0.57291666666666663,0.64072001156400582,-0.62413570960828824,0.12460370714471618,3.1150926786179044E-2]
[1016,254,10,0.58333333333333337,0.6401755334553173,-0.63689099982073816,0.13240037187385389,3.3100092968463474E-2]
[1017,254.25,10,0.59375,0.63963084426026928,-0.63942557092118091,0.13398737213544809,3.3496843033862023E-2]
[1018,254.5,10,0.60416666666666663,0.63908595527816681,-0.6317162233154392,0.12919924049014525,3.2299810122536313E-2]
[1019,254.75,10,0.61458333333333337,0.63854087781245994,-0.61390388272558272,0.11857551243541978,2.9643878108854944E-2]
[1020,255,10,0.625,0.63799562317050851,-0.58629106169205669,0.10328415227494231,2.5821038068735577E-2]
[1021,255.25,10,0.63541666666666663,0.6374502026633474,-0.54933673652357673,8.4959079659004177E-2,2.1239769914751044E-2]
[1022,255.5,10,0.64583333333333337,0.63690462760545297,-0.5036487262537267,6.5475238574113651E-2,1.6368809643528413E-2]
[1023,255.75,10,0.65625,0.63635890931450734,-0.4499737000447589,4.669337465186247E-2,1.1673343662965617E-2]
[1024,256,10,0.66666666666666663,0.63581305911116359,-0.38918497726387152,3.0210789407497367E-2,7.5526973518743419E-3]
[1025,256.25,10,{"$f":"IF(A1045<>\"\",MOD(B1045,24)/24,\"\")","v":0.67708333333333337},0.63526708831881185,-0.32226831954410767,{"$f":"ABS(0.5*1.025*1*(F1045^3))","v":1.7153261685064303E-2},{"$f":"G1045*$B$13","v":4.2883154212660759E-3}]
[{"$f":"IF(IF(A1045<>\"\",A1045+1<=$B$16,0),A1045+1,\"\")","v":1026},{"$f":"IF(A1046<>\"\",A1046*$B$13,\"\")","v":256.5},{"$f":"IF(A1046<>\"\",ROUNDDOWN(A1046*$B$13/24,0),\"\")","v":10},0.6875,{"$f":"IF(A1046<>\"\",($B$4+$B$5)/2+($B$5-$B$4)/2*COS(2*PI()/$B$15*B1046),\"\")","v":0.63472100826334354},{"$f":"IF(A1046<>\"\",E1046*COS(2*PI()/$B$7*B1046),\"\")","v":-0.2503059459720815},8.0372479890606242E-3,2.009311997265156E-3]
[1027,256.75,10,0.69791666666666663,0.63417483027291643,-0.174459030614799,2.7212862962723845E-3,6.8032157406809613E-4]
[1028,257,10,0.70833333333333337,0.63362856567772041,-9.5948965463981503E-2,4.5270444539803313E-4,1.1317611134950828E-4]
[1029,257.25,10,0.71875,0.63308222580974172,-1.6037691163190027E-2,2.114070216618441E-6,5.2851755415461024E-7]
[1030,257.5,10,0.72916666666666663,0.63253582200252778,6.3992587708938925E-2,1.3430212576190362E-4,3.3575531440475905E-5]
[1031,257.75,10,0.73958333333333337,0.63198936559095298,0.14285997672127251,1.4942580176901421E-3,3.7356450442253554E-4]
[1032,258,10,0.75,0.63144286791098247,0.21930342489687826,5.4054283150890524E-3,1.3513570787722631E-3]
[1033,258.25,10,0.76041666666666663,0.63089634029943775,0.29210288833685127,1.2773250335045507E-2,3.1933125837613767E-3]
[1034,258.5,10,0.77083333333333337,0.63034979409376135,0.3600988017573189,2.3930892641806898E-2,5.9827231604517245E-3]
[1035,258.75,10,0.78125,0.62980324063178095,0.42221054719409812,3.8572794562789101E-2,9.6431986406972751E-3]
[1036,259,10,0.79166666666666663,0.62925669125147543,0.47745362574584732,5.5781149130571028E-2,1.3945287282642757E-2]
[1037,259.25,10,0.80208333333333337,0.62871015729073876,0.52495525952771083,7.414139335447191E-2,1.8535348338617978E-2]
[1038,259.5,10,0.8125,0.62816365008714481,0.56396817664156318,9.1930085745517517E-2,2.2982521436379379E-2]
[1039,259.75,10,0.82291666666666663,0.62761718097771257,0.59388236151880835,0.10734829478516419,2.6837073696291049E-2]
[1040,260,10,0.83333333333333337,0.62707076129867112,0.61423458597604552,0.11876724164284581,2.9691810410711453E-2]
[1041,260.25,10,0.84375,0.62652440238522356,0.6247155722083767,0.12495132470786913,3.1237831176967282E-2]
[1042,260.5,10,0.85416666666666663,0.62597811557131255,0.62517467714889885,0.12522700827468994,3.1306752068672485E-2]
[1043,260.75,10,0.86458333333333337,0.62543191218938565,0.61562202753043294,0.11957388019887995,2.9893470049719987E-2]
[1044,261,10,0.875,0.62488580357015877,0.5962280759533749,0.10862533732368718,2.7156334330921794E-2]
[1045,261.25,10,0.88541666666666663,0.62433980104238262,0.56732058963398513,9.3579238439934875E-2,2.3394809609983719E-2]
[1046,261.5,10,0.89583333333333337,0.62379391593260713,0.52937912461636771,7.6031630511474449E-2,1.9007907627868612E-2]
[1047,261.75,10,0.90625,0.62324815956494606,0.48302707842109205,5.7757488919857915E-2,1.4439372229964479E-2]
[1048,262,10,0.91666666666666663,0.62270254326084273,0.42902145273101805,4.0469784995991735E-2,1.0117446248997934E-2]
[1049,262.25,10,0.92708333333333337,0.62215707833883505,0.36824049416483201,2.5591073479788076E-2,6.3977683699470191E-3]
[1050,262.5,10,0.9375,0.62161177611432017,0.30166941488070148,1.4069793147421534E-2,3.5174482868553835E-3]
[1051,262.75,10,0.94791666666666663,0.62106664789932042,0.23038442515177079,6.2669065279600108E-3,1.5667266319900027E-3]
[1052,263,10,0.95833333333333337,0.62052170500224857,0.15553533668030842,1.9283288135085142E-3,4.8208220337712856E-4]
[1053,263.25,10,0.96875,0.61997695872767267,7.8327017849748076E-2,2.4627971680245535E-4,6.1569929200613839E-5]
[1054,263.5,10,0.97916666666666663,0.61943242037608237,2.1249778426809675E-15,4.9176440199204843E-45,1.2294110049801211E-45]
[1055,263.75,10,0.98958333333333337,0.61888810124365345,-7.8189453125142416E-2,2.4498438084198074E-4,6.1246095210495185E-5]
[1056,264,11,0,0.61834401262201466,-0.15498949257073519,1.9080978357913681E-3,4.7702445894784202E-4]
[1057,264.25,11,1.0416666666666666E-2,0.61780016579801278,-0.22917272492005492,6.1685438406148792E-3,1.5421359601537198E-3]
[1058,264.5,11,2.0833333333333332E-2,0.6172565720534785,-0.29955582580276341,1.3776128350889713E-2,3.4440320877224284E-3]
[1059,264.75,11,3.125E-2,0.6167132426649925,-0.36501841278300085,2.4925173306398922E-2,6.2312933265997305E-3]
[1060,265,11,4.1666666666666664E-2,0.61617018890365183,-0.42452087667523053,3.9209474970995577E-2,9.8023687427488942E-3]
[1061,265.25,11,5.2083333333333336E-2,0.61562742203483523,-0.47712088755941712,5.5664608472701549E-2,1.3916152118175387E-2]
[1062,265.5,11,6.25E-2,0.61508495331797042,-0.52198831350472685,7.2891386220781521E-2,1.822284655519538E-2]
[1063,265.75,11,7.2916666666666671E-2,0.61454279400630019,-0.55841831590567959,8.924272715401016E-2,2.231068178850254E-2]
[1064,266,11,8.3333333333333329E-2,0.61400095534664856,-0.58584241496337142,0.10304722568741745,2.5761806421854362E-2]
[1065,266.25,11,9.375E-2,0.61345944857918777,-0.60383735172704522,0.11283758720024736,2.8209396800061841E-2]
[1066,266.5,11,0.10416666666666667,0.61291828493720557,-0.61213160871375782,0.1175515302773822,2.938788256934555E-2]
[1067,266.75,11,0.11458333333333333,0.61237747564687128,-0.61060948887196687,0.11667680188396708,2.9169200470991769E-2]
[1068,267,11,0.125,0.61183703192700345,-0.59931269193955683,0.11032001060410794,2.7580002651026985E-2]
[1069,267.25,11,0.13541666666666666,0.61129696498883734,-0.57843936743621482,9.9189887403604599E-2,2.479747185090115E-2]
[1070,267.5,11,0.14583333333333334,0.61075728603579171,-0.5483406639788394,8.4497766686412415E-2,2.1124441671603104E-2]
[1071,267.75,11,0.15625,0.61021800626323697,-0.50951483466850622,6.778980257761362E-2,1.6947450644403405E-2]
[1072,268,11,0.16666666666666666,0.60967913685826258,-0.46259899732753984,5.0735031116020443E-2,1.2683757779005111E-2]
[1073,268.25,11,0.17708333333333334,0.60914068899944529,-0.40835868574230644,3.4899504584210143E-2,8.7248761460525358E-3]
[1074,268.5,11,0.1875,0.60860267385661715,-0.34767536319598275,2.1538508242027053E-2,5.3846270605067631E-3]
[1075,268.75,11,0.19791666666666666,0.60806510259063329,-0.28153210189689659,1.1436091934029308E-2,2.8590229835073269E-3]
[1076,269,11,0.20833333333333334,0.60752798635314131,-0.21099766091068237,4.8142295261843666E-3,1.2035573815460917E-3]
[1077,269.25,11,0.21875,0.60699133628634949,-0.13720922042857531,1.3238651819877237E-3,3.3096629549693094E-4]
[1078,269.5,11,0.22916666666666666,0.60645516352279516,-6.1354051254203977E-2,1.1836508222550999E-4,2.9591270556377498E-5]
[1079,269.75,11,0.23958333333333334,0.60591947918511468,1.5349585063000127E-2,1.8534624396924708E-6,4.6336560992311769E-7]
[1080,270,11,0.25,0.60538429438581209,9.1671998235024782E-2,3.9482438166708368E-4,9.870609541677092E-5]
[1081,270.25,11,0.26041666666666669,0.60484962022702871,0.1663917793254798,2.3609645573750087E-3,5.9024113934375217E-4]
[1082,270.5,11,0.27083333333333331,0.60431546780031287,0.2383153430625965,6.9366515787323722E-3,1.734162894683093E-3]
[1083,270.75,11,0.28125,0.60378184818639014,0.30629598977211681,1.4727119202718152E-2,3.6817798006795379E-3]
[1084,271,11,0.29166666666666669,0.60324877245493258,0.36925218258420589,2.5802577004150565E-2,6.4506442510376414E-3]
[1085,271.25,11,0.30208333333333331,0.60271625166433018,0.42618474868319056,3.967231851638537E-2,9.9180796290963425E-3]
[1086,271.5,11,0.3125,0.60218429686146091,0.47619273112293398,5.5340382318070341E-2,1.3835095579517585E-2]
[1087,271.75,11,0.32291666666666669,0.60165291908146135,0.51848763983002844,7.1434678253147074E-2,1.7858669563286769E-2]
[1088,272,11,0.33333333333333331,0.60112212934749798,0.55240587650166917,8.639104744309048E-2,2.159776186077262E-2]
[1089,272.25,11,{"$f":"IF(A1109<>\"\",MOD(B1109,24)/24,\"\")","v":0.34375},0.60059193867053917,0.57741913774832365,{"$f":"ABS(0.5*1.025*1*(F1109^3))","v":9.8665970333200612E-2},{"$f":"G1109*$B$13","v":2.4666492583300153E-2}]
[{"$f":"IF(IF(A1109<>\"\",A1109+1<=$B$16,0),A1109+1,\"\")","v":1090},{"$f":"IF(A1110<>\"\",A1110*$B$13,\"\")","v":272.5},{"$f":"IF(A1110<>\"\",ROUNDDOWN(A1110*$B$13/24,0),\"\")","v":11},0.35416666666666669,{"$f":"IF(A1110<>\"\",($B$4+$B$5)/2+($B$5-$B$4)/2*COS(2*PI()/$B$15*B1110),\"\")","v":0.60006235804912533},{"$f":"IF(A1110<>\"\",E1110*COS(2*PI()/$B$7*B1110),\"\")","v":0.59314263355319541},0.10694766156768565,2.6736915391921412E-2]
[1091,272.75,11,0.36458333333333331,0.59953339846914222,0.59934099339095859,0.11033564032747635,2.7583910081869088E-2]
[1092,273,11,0.375,0.5990050709035919,0.5959317695981704,0.10846346780028668,2.711586695007167E-2]
[1093,273.25,11,0.38541666666666669,0.59847738631236602,0.58298648621694926,0.10154752272740077,2.5386880681850191E-2]
[1094,273.5,11,0.39583333333333331,0.59795035564201804,0.56072922092140853,9.035525920627395E-2,2.2588814801568487E-2]
[1095,273.75,11,0.40625,0.59742398982553568,0.52953274715059606,7.6097841442687483E-2,1.9024460360671871E-2]
[1096,274,11,0.41666666666666669,0.59689829978211506,0.48991230257993673,6.0262744462257337E-2,1.5065686115564334E-2]
[1097,274.25,11,0.42708333333333331,0.59637329641693371,0.44251708794150452,4.4410330692308701E-2,1.1102582673077175E-2]
[1098,274.5,11,0.4375,0.595848990620924,0.38811963634827995,2.9963374135875478E-2,7.4908435339688696E-3]
[1099,274.75,11,0.44791666666666669,0.59532539327054801,0.32760322711261869,1.8019319397282178E-2,4.5048298493205446E-3]
[1100,275,11,0.45833333333333331,0.59480251522757122,0.26194754903799677,9.2116385257418141E-3,2.3029096314354535E-3]
[1101,275.25,11,0.46875,0.59428036733883749,0.19221284581437414,3.6394947386934424E-3,9.098736846733606E-4]
[1102,275.5,11,0.47916666666666669,0.59375896043604393,0.11952280002515024,8.7507675117058376E-4,2.1876918779264594E-4]
[1103,275.75,11,0.48958333333333331,0.59323830533551647,4.5046432001829499E-2,4.6846274850461223E-5,1.1711568712615306E-5]
[1104,276,11,0.5,0.59271841283798499,-3.0020694965645769E-2,1.3866156417743701E-5,3.4665391044359252E-6]
[1105,276.25,11,0.51041666666666663,0.59219929372835978,-0.10447566097759439,5.8443908486136139E-4,1.4610977121534035E-4]
[1106,276.5,11,0.52083333333333337,0.59168095877550764,-0.17712745962290175,2.848075852828496E-3,7.12018963207124E-4]
[1107,276.75,11,0.53125,0.59116341873202793,-0.24681604323060971,7.7057342444969605E-3,1.9264335611242401E-3]
[1108,277,11,0.54166666666666663,0.59064668433403089,-0.31243083883165734,1.5629876780821454E-2,3.9074691952053634E-3]
[1109,277.25,11,0.55208333333333337,0.59013076630091299,-0.37292843940608056,2.6580942812517688E-2,6.6452357031294221E-3]
[1110,277.5,11,0.5625,0.58961567533513659,-0.42734918872013344,3.9998390976064141E-2,9.9995977440160352E-3]
[1111,277.75,11,0.57291666666666663,0.58910142212200634,-0.47483239627128371,5.4867464978691861E-2,1.3716866244672965E-2]
[1112,278,11,0.58333333333333337,0.58858801732944832,-0.51462994125525696,6.9852028018074663E-2,1.7463007004518666E-2]
[1113,278.25,11,0.59375,0.5880754716077885,-0.54611805068344832,8.347443032596473E-2,2.0868607581491182E-2]
[1114,278.5,11,0.60416666666666663,0.58756379558953209,-0.56880706638440681,9.4316748188489105E-2,2.3579187047122276E-2]
[1115,278.75,11,0.61458333333333337,0.58705299988914239,-0.58234904813920074,0.10121479027711899,2.5303697569279748E-2]
[1116,279,11,0.625,0.58654309510282099,-0.58654309510282099,0.1034174081813508,2.5854352045337699E-2]
[1117,279.25,11,0.63541666666666663,0.58603409180828836,-0.58133830438840051,0.1006886895092383,2.5172172377309576E-2]
[1118,279.5,11,0.64583333333333337,0.58552600056456328,-0.56683432364779152,9.3338816659503762E-2,2.3334704164875941E-2]
[1119,279.75,11,0.65625,0.58501883191174509,-0.54327949306110068,8.2179558998836028E-2,2.0544889749709007E-2]
[1120,280,11,0.66666666666666663,0.58451259637079411,-0.51106661073068593,6.8411071819311622E-2,1.7102767954827906E-2]
[1121,280.25,11,0.67708333333333337,0.58400730444331372,-0.47072639344489814,5.3456376717325997E-2,1.3364094179331499E-2]
[1122,280.5,11,0.6875,0.58350296661133272,-0.4229187415266894,3.8767220404321345E-2,9.6918051010803363E-3]
[1123,280.75,11,0.69791666666666663,0.58299959333708762,-0.36842195142680934,2.5628923538397196E-2,6.4072308845992991E-3]
[1124,281,11,0.70833333333333337,0.5824971950628054,-0.30812005230462119,1.4991799262759413E-2,3.7479498156898533E-3]
[1125,281.25,11,0.71875,0.58199578221048753,-0.24298847254485256,7.3527683344209597E-3,1.8381920836052399E-3]
[1126,281.5,11,0.72916666666666663,0.58149536518169309,-0.17407826851532229,2.7035072876070263E-3,6.7587682190175657E-4]
[1127,281.75,11,0.73958333333333337,0.58099595435732343,-0.10249917046445153,5.5189304563511583E-4,1.3797326140877896E-4]
[1128,282,11,0.75,0.58049756009740683,-2.9401718931837434E-2,1.3026028814045253E-5,3.2565072035113132E-6]
[1129,282.25,11,0.76041666666666663,0.58000019274088299,4.404122088606878E-2,4.3779613073640284E-5,1.0944903268410071E-5]
[1130,282.5,11,0.77083333333333337,0.57950386260538966,0.11665326992813455,8.1355069604652783E-4,2.0338767401163196E-4]
[1131,282.75,11,0.78125,0.57900857998704747,0.18727336965315367,3.3660607090364178E-3,8.4151517725910446E-4]
[1132,283,11,0.79166666666666663,0.57851435516024696,0.25477433860471044,8.4754139370833374E-3,2.1188534842708343E-3]
[1133,283.25,11,0.80208333333333337,0.57802119837743526,0.31808085471988867,1.6493258238878167E-2,4.1233145597195419E-3]
[1134,283.5,11,0.8125,0.57752911986890387,0.37618657665338467,2.7283730673688573E-2,6.8209326684221432E-3]
[1135,283.75,11,0.82291666666666663,0.5770381298425753,0.42817013166638385,4.0229346250870157E-2,1.0057336562717539E-2]
[1136,284,11,0.83333333333333337,0.57654823848379255,0.47320971623995478,5.4306877093935342E-2,1.3576719273483836E-2]
[1137,284.25,11,0.84375,0.57605945595510744,0.5105960782108373,6.8222290127203239E-2,1.705557253180081E-2]
[1138,284.5,11,0.85416666666666663,0.57557179239606904,0.53974367552313074,8.0585435306314387E-2,2.0146358826578597E-2]
[1139,284.75,11,0.86458333333333337,0.57508525792301446,0.56019983621690006,9.0099587418046662E-2,2.2524896854511665E-2]
[1140,285,11,0.875,0.57459986262885854,0.57165177655464949,9.5738924017730723E-2,2.3934731004432681E-2]
[1141,285.25,11,0.88541666666666663,0.57411561658288401,0.57393136869881733,9.6888839943122793E-2,2.4222209985780698E-2]
[1142,285.5,11,0.89583333333333337,0.57363252983053337,0.5670175855416818,9.3429377402843933E-2,2.3357344350710983E-2]
[1143,285.75,11,0.90625,0.57315061239319998,0.55103658757156659,8.5750207107426618E-2,2.1437551776856655E-2]
[1144,286,11,0.91666666666666663,0.57266987426802041,0.52625945443817279,7.4695356304381816E-2,1.8673839076095454E-2]
[1145,286.25,11,0.92708333333333337,0.57219032542766701,0.49309760154990495,6.1445847695733455E-2,1.5361461923933364E-2]
[1146,286.5,11,0.9375,0.57171197582014088,0.45209595899527333,4.7357170389743797E-2,1.1839292597435949E-2]
[1147,286.75,11,0.94791666666666663,0.57123483536856579,0.4039240257390887,3.3774811054593228E-2,8.4437027636483069E-3]
[1148,287,11,0.95833333333333337,0.57075891397098222,0.34936494583404148,2.1854045908144864E-2,5.463511477036216E-3]
[1149,287.25,11,0.96875,0.57028422150014157,0.28930278477316024,1.2409426526797378E-2,3.1023566316993444E-3]
[1150,287.5,11,0.97916666666666663,0.56981076780330242,0.22470821258984905,5.8150132062299333E-3,1.4537533015574833E-3]
[1151,287.75,11,0.98958333333333337,0.5693385627020251,0.15662282544055267,1.9690603747799084E-3,4.922650936949771E-4]
[1152,288,12,0,0.56886761599196856,8.6142358783981604E-2,3.2760019271175649E-4,8.1900048177939121E-5]
[1153,288.25,12,{"$f":"IF(A1173<>\"\",MOD(B1173,24)/24,\"\")","v":1.0416666666666666E-2},0.56839793744268707,1.4399062565434438E-2,{"$f":"ABS(0.5*1.025*1*(F1173^3))","v":1.5300179503173916E-6},{"$f":"G1173*$B$13","v":3.8250448757934789E-7}]
[{"$f":"IF(IF(A1173<>\"\",A1173+1<=$B$16,0),A1173+1,\"\")","v":1154},{"$f":"IF(A1174<>\"\",A1174*$B$13,\"\")","v":288.5},{"$f":"IF(A1174<>\"\",ROUNDDOWN(A1174*$B$13/24,0),\"\")","v":12},2.0833333333333332E-2,{"$f":"IF(A1174<>\"\",($B$4+$B$5)/2+($B$5-$B$4)/2*COS(2*PI()/$B$15*B1174),\"\")","v":0.56792953679742775},{"$f":"IF(A1174<>\"\",E1174*COS(2*PI()/$B$7*B1174),\"\")","v":-5.7456478244898926E-2},9.7209985377536183E-5,2.4302496344384046E-5]
[1155,288.75,12,3.125E-2,0.56746242377292788,-0.12827378602264075,1.0817019418317198E-3,2.7042548545792996E-4]
[1156,289,12,4.1666666666666664E-2,0.56699660805921392,-0.19692090032415877,3.9135357716362923E-3,9.7838394290907307E-4]
[1157,289.25,12,5.2083333333333336E-2,0.5665320993194003,-0.26230246076272118,9.2491317198908074E-3,2.3122829299727019E-3]
[1158,289.5,12,6.25E-2,0.56606890718948866,-0.32337717423080564,1.7330933461668075E-2,4.3327333654170188E-3]
[1159,289.75,12,7.2916666666666671E-2,0.56560704127816852,-0.37917438810784138,2.7938999732591535E-2,6.9847499331478838E-3]
[1160,290,12,8.3333333333333329E-2,0.56514651116661752,-0.42880950585916477,4.0409835493363445E-2,1.0102458873340861E-2]
[1161,290.25,12,9.375E-2,0.56468732640830288,-0.47149800038875095,5.371968228654439E-2,1.3429920571636098E-2]
[1162,290.5,12,0.10416666666666667,0.56422949652878307,-0.50656780334325413,6.6620305437273472E-2,1.6655076359318368E-2]
[1163,290.75,12,0.11458333333333333,0.56377303102551013,-0.53346987490760933,7.7807877619022706E-2,1.9451969404755676E-2]
[1164,291,12,0.125,0.56331793936763308,-0.55178678805525538,8.6100914132786213E-2,2.1525228533196553E-2]
[1165,291.25,12,0.13541666666666666,0.56286423099580118,-0.56123919324369331,9.0602012541127763E-2,2.2650503135281941E-2]
[1166,291.5,12,0.14583333333333334,0.56241191532196777,-0.56169006366173746,9.0820542856533099E-2,2.2705135714133275E-2]
[1167,291.75,12,0.15625,0.56196100172919572,-0.55314665679035968,8.6739066787051594E-2,2.1684766696762899E-2]
[1168,292,12,0.16666666666666666,0.56151149957146251,-0.53576016466119281,7.8814319105724326E-2,1.9703579776431081E-2]
[1169,292.25,12,0.17708333333333334,0.5610634181734655,-0.50982306219913975,6.7912903955670206E-2,1.6978225988917552E-2]
[1170,292.5,12,0.1875,0.56061676683042994,-0.47576419982591484,5.5191112395276569E-2,1.3797778098819142E-2]
[1171,292.75,12,0.19791666666666666,0.56017155480791458,-0.43414172249195576,4.1936139161959651E-2,1.0484034790489913E-2]
[1172,293,12,0.20833333333333334,0.55972779134162054,-0.38563393192167461,2.939135383439918E-2,7.3478384585997951E-3]
[1173,293.25,12,0.21875,0.55928548563719938,-0.33102824154979005,1.8590411833533778E-2,4.6476029583834445E-3]
[1174,293.5,12,0.22916666666666666,0.55884464687006197,-0.27120840387602047,1.0223587024375634E-2,2.5558967560939086E-3]
[1175,293.75,12,0.23958333333333334,0.55840528418518831,-0.20714021729205731,4.5549871087606124E-3,1.1387467771901531E-3]
[1176,294,12,0.25,0.55796740669693801,-0.13985594340641375,1.4019633199531952E-3,3.5049082998829881E-4]
[1177,294.25,12,0.26041666666666669,0.55753102348886074,-7.0437686133076771E-2,1.7910557850662294E-4,4.4776394626655734E-5]
[1178,294.5,12,0.27083333333333331,0.55709614361350834,-2.7319139328821291E-16,1.0449485530366498E-47,2.6123713825916245E-48]
[1179,294.75,12,0.28125,0.55666277609224657,7.0327992976943199E-2,1.78270113405918E-4,4.4567528351479499E-5]
[1180,295,12,0.29166666666666669,0.55623092991506828,0.13942069110384439,1.3889146644175637E-3,3.4722866610439093E-4]
[1181,295.25,12,0.30208333333333331,0.55580061404040659,0.20617401594146731,4.4915440246304722E-3,1.1228860061576181E-3]
[1182,295.5,12,0.3125,0.55537183739494955,0.26952304262226523,1.0034172709003137E-2,2.5085431772507842E-3]
[1183,295.75,12,0.32291666666666669,0.55494460887345443,0.32845897623039788,1.8160896126837488E-2,4.5402240317093719E-3]
[1184,296,12,0.33333333333333331,0.5545189373385635,0.38204520382727292,2.8578414147238891E-2,7.1446035368097228E-3]
[1185,296.25,12,0.34375,0.55409483162062045,0.42943216691207003,4.0586124856009223E-2,1.0146531214002306E-2]
[1186,296.5,12,0.35416666666666669,0.55367230051748628,0.46987081836807748,5.3165425115903615E-2,1.3291356278975904E-2]
[1187,296.75,12,0.36458333333333331,0.55325135279435789,0.50272445094653162,6.5115427345743312E-2,1.6278856836435828E-2]
[1188,297,12,0.375,0.55283199718358544,0.52747871070690111,7.521573048976786E-2,1.8803932622441965E-2]
[1189,297.25,12,0.38541666666666669,0.55241424238449166,0.54374963813878785,8.2393094170966727E-2,2.0598273542741682E-2]
[1190,297.5,12,0.39583333333333331,0.55199809706319114,0.551289611464018,8.5868385188043767E-2,2.1467096297010942E-2]
[1191,297.75,12,0.40625,0.55158356985241108,0.54999110034539078,8.5263048393240476E-2,2.1315762098310119E-2]
[1192,298,12,0.41666666666666669,0.55117066935131098,0.53988817336978612,8.0650174589464704E-2,2.0162543647366176E-2]
[1193,298.25,12,0.42708333333333331,0.55075940412530577,0.52115573866394971,7.254315550094742E-2,1.8135788875236855E-2]
[1194,298.5,12,0.4375,0.5503497827058873,0.49410653326511578,6.1823794771748916E-2,1.5455948692937229E-2]
[1195,298.75,12,0.44791666666666669,0.54994181359044703,0.45918591282598087,4.9620317394131981E-2,1.2405079348532995E-2]
[1196,299,12,0.45833333333333331,0.54953550524210071,0.41696452831053266,3.7152770209144911E-2,9.2881925522862278E-3]
[1197,299.25,12,0.46875,0.54913086608951212,0.36812900997498638,2.5567837552570201E-2,6.3919593881425502E-3]
[1198,299.5,12,0.47916666666666669,0.54872790452671816,0.31347081059167808,1.5786475884238173E-2,3.9466189710595434E-3]
[1199,299.75,12,0.48958333333333331,0.54832662891295558,0.25387338906016854,8.385817595935945E-3,2.0964543989839862E-3]
[1200,300,12,0.5,0.54792704757248623,0.19029794179767676,3.5318003323435332E-3,8.829500830858833E-4]
[1201,300.25,12,0.51041666666666663,0.54752916879442548,0.12376791219429716,9.7166836792806147E-4,2.4291709198201537E-4]
[1202,300.5,12,0.52083333333333337,0.54713300083257022,5.5352527598183411E-2,8.6917302843631067E-5,2.1729325710907767E-5]
[1203,300.75,12,0.53125,0.54673855190522658,-1.3850371539429999E-2,1.3616896627963378E-6,3.4042241569908445E-7]
[1204,301,12,0.54166666666666663,0.54634583019504068,-8.2731934815333849E-2,2.9021069485177508E-4,7.2552673712943769E-5]
[1205,301.25,12,0.55208333333333337,0.54595484384882842,-0.15019005528229401,1.736270558848172E-3,4.34067639712043E-4]
[1206,301.5,12,0.5625,0.54556560097740603,-0.21514698909385707,5.1038709838954876E-3,1.2759677459738719E-3]
[1207,301.75,12,0.57291666666666663,0.54517810965542268,-0.276566559926543,1.0841587343906308E-2,2.7103968359765769E-3]
[1208,302,12,0.58333333333333337,0.54479237792119217,-0.3334706737719374,1.9004953474715331E-2,4.7512383686788328E-3]
[1209,302.25,12,0.59375,0.54440841377652682,-0.38495488111639958,2.9236364107191107E-2,7.3090910267977769E-3]
[1210,302.5,12,0.60416666666666663,0.54402622518657096,-0.43020273913534812,4.0805000120263966E-2,1.0201250030065992E-2]
[1211,302.75,12,0.61458333333333337,0.54364582007963602,-0.46849874606589698,5.2701037888387987E-2,1.3175259472096997E-2]
[1212,303,12,0.625,0.54326720634703596,-0.49923964306970831,6.3770682026797781E-2,1.5942670506699445E-2]
[1213,303.25,12,0.63541666666666663,0.54289039184292354,-0.52194390528067147,7.2872784070797531E-2,1.8218196017699383E-2]
[1214,303.5,12,0.64583333333333337,0.54251538438412761,-0.53625927292440134,7.9034792020864372E-2,1.9758698005216093E-2]
[1215,303.75,12,0.65625,0.54214219174999045,-0.54196820492781073,8.1585935311749527E-2,2.0396483827937382E-2]
[1216,304,12,0.66666666666666663,0.54177082168220703,-0.53899117080044801,8.0248851010231548E-2,2.0062212752557887E-2]
[1217,304.25,12,{"$f":"IF(A1237<>\"\",MOD(B1237,24)/24,\"\")","v":0.67708333333333337},0.54140128188466374,-0.52738773122925309,{"$f":"ABS(0.5*1.025*1*(F1237^3))","v":7.5176817596196724E-2},{"$f":"G1237*$B$13","v":1.8794204399049181E-2}]
[{"$f":"IF(IF(A1237<>\"\",A1237+1<=$B$16,0),A1237+1,\"\")","v":1218},{"$f":"IF(A1238<>\"\",A1238*$B$13,\"\")","v":304.5},{"$f":"IF(A1238<>\"\",ROUNDDOWN(A1238*$B$13/24,0),\"\")","v":12},0.6875,{"$f":"IF(A1238<>\"\",($B$4+$B$5)/2+($B$5-$B$4)/2*COS(2*PI()/$B$15*B1238),\"\")","v":0.54103358002327917},{"$f":"IF(A1238<>\"\",E1238*COS(2*PI()/$B$7*B1238),\"\")","v":-0.50735539322999856},6.6931523983178975E-2,1.6732880995794744E-2]
[1219,304.75,12,0.69791666666666663,0.54066772372584504,-0.47922626127520912,5.6404752376383489E-2,1.4101188094095872E-2]
[1220,305,12,0.70833333333333337,0.54030372058186715,-0.44346154100186302,4.4695289554652851E-2,1.1173822388663213E-2]
[1221,305.25,12,0.71875,0.53994157814240906,-0.40064398633146803,3.2958675826229036E-2,8.2396689565572591E-3]
[1222,305.5,12,0.72916666666666663,0.53958130391993497,-0.3514684135648195,2.2251165965839519E-2,5.5627914914598798E-3]
[1223,305.75,12,0.73958333333333337,0.53922290538815354,-0.29673043672424154,1.3389987051733613E-2,3.3474967629334032E-3]
[1224,306,12,0.75,0.53886638998186331,-0.23731360661898993,6.8495460321487539E-3,1.7123865080371885E-3]
[1225,306.25,12,0.76041666666666663,0.53851176509679854,-0.17417516135908195,2.7080241582334119E-3,6.7700603955835297E-4]
[1226,306.5,12,0.77083333333333337,0.53815903808947507,-0.10833061793974058,6.5154967291219013E-4,1.6288741822804753E-4]
[1227,306.75,12,0.78125,0.53780821627703868,-4.0837452717835308E-2,3.4903566305460439E-5,8.7258915763651099E-6]
[1228,307,12,0.79166666666666663,0.53745930693711264,2.7221867180997679E-2,1.0338263608432593E-5,2.5845659021081483E-6]
[1229,307.25,12,0.80208333333333337,0.53711231730764686,9.4757229473604557E-2,4.3604462007864811E-4,1.0901115501966203E-4]
[1230,307.5,12,0.8125,0.53676725458676788,0.16068832164292743,2.1264090585252022E-3,5.3160226463130054E-4]
[1231,307.75,12,0.82291666666666663,0.53642412593262989,0.22396189625553672,5.757265763775536E-3,1.439316440943884E-3]
[1232,308,12,0.83333333333333337,0.53608293846326494,0.28356858099739662,1.1686062362648353E-2,2.9215155906620882E-3]
[1233,308.25,12,0.84375,0.53574369925643694,0.33855896539287955,1.9888261713067051E-2,4.9720654282667627E-3]
[1234,308.5,12,0.85416666666666663,0.53540641534949385,0.38805870808151249,2.9949265110934289E-2,7.4873162777335722E-3]
[1235,308.75,12,0.86458333333333337,0.53507109373922179,0.43128242451105936,4.1112998324528027E-2,1.0278249581132007E-2]
[1236,309,12,0.875,0.53473774138170016,0.46754613470188428,5.2380215708036533E-2,1.3095053927009133E-2]
[1237,309.25,12,0.88541666666666663,0.53440636519215701,0.49627807402620955,6.2642507568374084E-2,1.5660626892093521E-2]
[1238,309.5,12,0.89583333333333337,0.53407697204482596,0.51702769634994294,7.0832944276642232E-2,1.7708236069160558E-2]
[1239,309.75,12,0.90625,0.53374956877280344,0.52947272797898515,7.6071968755278788E-2,1.9017992188819697E-2]
[1240,310,12,0.91666666666666663,0.53342416216790667,0.53342416216790667,7.7787877390418203E-2,1.9446969347604551E-2]
[1241,310.25,12,0.92708333333333337,0.53310075898053311,0.5288291169847078,7.5794893496620816E-2,1.8948723374155204E-2]
[1242,310.5,12,0.9375,0.53277936591952058,0.51577151355073003,7.0317905433705793E-2,1.7579476358426448E-2]
[1243,310.75,12,0.94791666666666663,0.53245998965200747,0.49447056654254962,6.1960541621498867E-2,1.5490135405374717E-2]
[1244,311,12,0.95833333333333337,0.53214263680329499,0.46527711379521391,5.1621300580370316E-2,1.2905325145092579E-2]
[1245,311.25,12,0.96875,0.53182731395670946,0.42866784632593308,4.0369799900880778E-2,1.0092449975220194E-2]
[1246,311.5,12,0.97916666666666663,0.53151402765346589,0.38523753355433132,2.9300811649830411E-2,7.3252029124576028E-3]
[1247,311.75,12,0.98958333333333337,0.53120278439253221,0.33568937039737168,1.9386822690847183E-2,4.8467056727117958E-3]
[1248,312,13,0,0.53089359063049435,0.28082360275677903,1.1349969380025386E-2,2.8374923450063465E-3]
[1249,312.25,13,1.0416666666666666E-2,0.53058645278142236,0.22152461522087177,5.571342303651106E-3,1.3928355759127765E-3]
[1250,312.5,13,2.0833333333333332E-2,0.53028137721673785,0.15874668913821205,2.0502550894051538E-3,5.1256377235128845E-4]
[1251,312.75,13,3.125E-2,0.52997837026508077,9.3498660203858455E-2,4.1889968396509054E-4,1.0472492099127263E-4]
[1252,313,13,4.1666666666666664E-2,0.52967743821217916,2.6827721998066753E-2,9.8956713134723687E-6,2.4739178283680922E-6]
[1253,313.25,13,5.2083333333333336E-2,0.52937858730071807,-4.0197364737901024E-2,3.3287916794939642E-5,8.3219791987349106E-6]
[1254,313.5,13,6.25E-2,0.52908182373021051,-0.10650338812270897,6.1913326917944448E-4,1.5478331729486112E-4]
[1255,313.75,13,7.2916666666666671E-2,0.52878715365686835,-0.17102985260915787,2.5639504865375344E-3,6.409876216343836E-4]
[1256,314,13,8.3333333333333329E-2,0.52849458319347531,-0.23274592356829898,6.461600738627637E-3,1.6154001846569092E-3]
[1257,314.25,13,9.375E-2,0.5282041184092594,-0.2906668785190043,1.2585790837931257E-2,3.1464477094828142E-3]
[1258,314.5,13,0.10416666666666667,0.52791576532976758,-0.34386980273105111,2.0838957464998534E-2,5.2097393662496336E-3]
[1259,314.75,13,0.11458333333333333,0.52762952993674039,-0.39150827929814624,3.0755070119180751E-2,7.6887675297951878E-3]
[1260,315,13,0.125,0.52734541816798819,-0.43282584012045244,4.1555968820421757E-2,1.0388992205105439E-2]
[1261,315.25,13,0.13541666666666666,0.52706343591726768,-0.46716796428849644,5.2253216710708893E-2,1.3063304177677223E-2]
[1262,315.5,13,0.14583333333333334,0.52678358903415989,-0.49399243379687563,6.1780975463589176E-2,1.5445243865897294E-2]
[1263,315.75,13,0.15625,0.52650588332394843,-0.51287788296043324,6.9141020191672856E-2,1.7285255047918214E-2]
[1264,316,13,0.16666666666666666,0.52623032454749985,-0.52353040693086828,7.3539318715153484E-2,1.8384829678788371E-2]
[1265,316.25,13,0.17708333333333334,0.52595691842114323,-0.52578812585300838,7.4494839993649239E-2,1.862370999841231E-2]
[1266,316.5,13,0.1875,0.52568567061655203,-0.51962363395764166,7.1905242804519723E-2,1.7976310701129931E-2]
[1267,316.75,13,0.19791666666666666,0.52541658676062664,-0.50514429673757855,6.6060252866753558E-2,1.6515063216688389E-2]
[1268,317,13,0.20833333333333334,0.52514967243537714,-0.48259039375429458,5.7600982074921314E-2,1.4400245518730329E-2]
[1269,317.25,13,0.21875,0.52488493317780793,-0.45233113902478456,4.7431114351502636E-2,1.1857778587875659E-2]
[1270,317.5,13,0.22916666666666666,0.52462237447980276,-0.41485864479327372,3.659268715088157E-2,9.1481717877203925E-3]
[1271,317.75,13,0.23958333333333334,0.52436200178801062,-0.37077992726084896,2.6124170796731596E-2,6.531042699182899E-3]
[1272,318,13,0.25,0.52410382050373294,-0.32080708400641689,1.6920988056622802E-2,4.2302470141557004E-3]
[1273,318.25,13,0.26041666666666669,0.5238478359828117,-0.26574580188903707,9.6181845793218441E-3,2.404546144830461E-3]
[1274,318.5,13,0.27083333333333331,0.52359405353551769,-0.20648238071424738,4.5117275551658379E-3,1.1279318887914595E-3]
[1275,318.75,13,0.28125,0.52334247842644122,-0.14396948145441038,1.5293440261302542E-3,3.8233600653256355E-4]
[1276,319,13,0.29166666666666669,0.52309311587438212,-7.9210827964791716E-2,2.5471089876234938E-4,6.3677724690587345E-5]
[1277,319.25,13,0.30208333333333331,0.52284597105224218,-1.3245107614460336E-2,1.1908590004788788E-6,2.977147501197197E-7]
[1278,319.5,13,0.3125,0.52260104908691718,5.2870671204999872E-2,7.5742274296520563E-5,1.8935568574130141E-5]
[1279,319.75,13,0.32291666666666669,0.52235835505919104,0.11807809831442578,8.4372694724808102E-4,2.1093173681202025E-4]
[1280,320,13,0.33333333333333331,0.52211789400363007,0.18133428719173542,3.0558614380794937E-3,7.6396535951987342E-4]
[1281,320.25,13,{"$f":"IF(A1301<>\"\",MOD(B1301,24)/24,\"\")","v":0.34375},0.52187967090847887,0.24162853625730785,{"$f":"ABS(0.5*1.025*1*(F1301^3))","v":7.2300040205769871E-3},{"$f":"G1301*$B$13","v":1.8075010051442468E-3}]
[{"$f":"IF(IF(A1301<>\"\",A1301+1<=$B$16,0),A1301+1,\"\")","v":1282},{"$f":"IF(A1302<>\"\",A1302*$B$13,\"\")","v":320.5},{"$f":"IF(A1302<>\"\",ROUNDDOWN(A1302*$B$13/24,0),\"\")","v":13},0.35416666666666669,{"$f":"IF(A1302<>\"\",($B$4+$B$5)/2+($B$5-$B$4)/2*COS(2*PI()/$B$15*B1302),\"\")","v":0.5216436907155565},{"$f":"IF(A1302<>\"\",E1302*COS(2*PI()/$B$7*B1302),\"\")","v":0.29799846011054337},1.3562380650508615E-2,3.3905951626271537E-3]
[1283,320.75,13,0.36458333333333331,0.52140995832015424,0.34954533354571116,2.1887915108883223E-2,5.4719787772208057E-3]
[1284,321,13,0.375,0.52117847857093391,0.39544840398836933,3.1693000025823294E-2,7.9232500064558235E-3]
[1285,321.25,13,0.38541666666666669,0.52094925626982735,0.43497794469293316,4.2178932136529276E-2,1.0544733034132319E-2]
[1286,321.5,13,0.39583333333333331,0.52072229617193655,0.46750684135886428,5.2367010460502246E-2,1.3091752615125562E-2]
[1287,321.75,13,0.40625,0.52049760298543557,0.49252052842837057,6.1230369467274892E-2,1.5307592366818723E-2]
[1288,322,13,0.41666666666666669,0.52027518137147222,0.50962511784393072,6.7833830891264643E-2,1.6958457722816161E-2]
[1289,322.25,13,0.42708333333333331,0.52005503594407188,0.51855359204331497,7.1461941435984055E-2,1.7865485358996014E-2]
[1290,322.5,13,0.4375,0.51983717127004148,0.51916996398849602,7.1717071358842768E-2,1.7929267839710692E-2]
[1291,322.75,13,0.44791666666666669,0.51962159186887491,0.51147133956612412,6.8573730847697231E-2,1.7143432711924308E-2]
[1292,323,13,0.45833333333333331,0.51940830221265899,0.49558785124119897,6.2381501601231418E-2,1.5595375400307854E-2]
[1293,323.25,13,0.46875,0.51919730672598141,0.47178046585590772,5.3816287451673876E-2,1.3454071862918469E-2]
[1294,323.5,13,0.47916666666666669,0.51898860978583794,0.44043670339993157,4.3786918191926462E-2,1.0946729547981615E-2]
[1295,323.75,13,0.48958333333333331,0.51878221572154248,0.40206433689546051,3.3310452199212866E-2,8.3276130498032164E-3]
[1296,324,13,0.5,0.51857812881463672,0.35728317570945323,2.3373920772371642E-2,5.8434801930929104E-3]
[1297,324.25,13,0.51041666666666663,0.51837635329880172,0.30681506511471868,1.4802119663211917E-2,3.7005299158029792E-3]
[1298,324.5,13,0.52083333333333337,0.51817689335976969,0.25147226328575761,8.1501225911757031E-3,2.0375306477939258E-3]
[1299,324.75,13,0.53125,0.5179797531352377,0.19214438268412887,3.6356071349119964E-3,9.089017837279991E-4]
[1300,325,13,0.54166666666666663,0.51778493671478087,0.12978410555297493,1.1203620637610108E-3,2.8009051594025269E-4]
[1301,325.25,13,0.55208333333333337,0.51759244813976868,6.5391902640279567E-2,1.4330646757415813E-4,3.5826616893539532E-5]
[1302,325.5,13,0.5625,0.51740229140328076,-1.2675087514136237E-15,1.0436305158665044E-45,2.6090762896662611E-46]
[1303,325.75,13,0.57291666666666663,0.51721447045002322,-6.5344149470047727E-2,1.4299274332127637E-4,3.5748185830319093E-5]
[1304,326,13,0.58333333333333337,0.51702898917624818,-0.12959462538818942,1.1154621584644755E-3,2.7886553961611887E-4]
[1305,326.25,13,0.59375,0.5168458514296721,-0.19172376229903976,3.611783404192282E-3,9.029458510480705E-4]
[1306,326.5,13,0.60416666666666663,0.5166650610093958,-0.25073856807910538,8.0789941527797029E-3,2.0197485381949257E-3]
[1307,326.75,13,0.61458333333333337,0.51648662166582637,-0.30569657633657521,1.4640826506493579E-2,3.6602066266233947E-3]
[1308,327,13,0.625,0.51631053710059904,-0.35572088003251295,2.3068637463918566E-2,5.7671593659796416E-3]
[1309,327.25,13,0.63541666666666663,0.51613681096649999,-0.40001410680579541,3.280347039661332E-2,8.20086759915333E-3]
[1310,327.5,13,0.64583333333333337,0.51596544686739121,-0.4378711135497298,4.3026176718943612E-2,1.0756544179735903E-2]
[1311,327.75,13,0.65625,0.51579644835813521,-0.46869019839052672,5.2765673237177908E-2,1.3191418309294477E-2]
[1312,328,13,0.66666666666666663,0.51562981894452176,-0.49198265202541924,6.1029981372969791E-2,1.5257495343242448E-2]
[1313,328.25,13,0.67708333333333337,0.51546556208319494,-0.50738049700872967,6.6941459724452881E-2,1.673536493111322E-2]
[1314,328.5,13,0.6875,0.5153036811815811,-0.51464229260205441,6.9857057577727172E-2,1.7464264394431793E-2]
[1315,328.75,13,0.69791666666666663,0.51514417959781877,-0.5136569137643795,6.9456562209047848E-2,1.7364140552261962E-2]
[1316,329,13,0.70833333333333337,0.51498706064068867,-0.50444524525516676,6.5786376820306094E-2,1.6446594205076524E-2]
[1317,329.25,13,0.71875,0.51483232756954511,-0.48715976514046522,5.9252694834773932E-2,1.4813173708693483E-2]
[1318,329.5,13,0.72916666666666663,0.51467998359424838,-0.46208202569710932,5.0565126264826371E-2,1.2641281566206593E-2]
[1319,329.75,13,0.73958333333333337,0.51453003187509805,-0.42961807326565427,4.0638858344184708E-2,1.0159714586046177E-2]
[1320,330,13,0.75,0.51438247552276772,-0.39029188147372662,3.0469296174859495E-2,7.6173240437148737E-3]
[1321,330.25,13,0.76041666666666663,0.51423731759824032,-0.34473690391459449,2.0996997689530009E-2,5.2492494223825023E-3]
[1322,330.5,13,0.77083333333333337,0.51409456111274443,-0.29368588231681148,1.298204410593715E-2,3.2455110264842874E-3]
[1323,330.75,13,0.78125,0.51395420902769184,-0.23795907400351821,6.9055882616937594E-3,1.7263970654234398E-3]
[1324,331,13,0.79166666666666663,0.51381626425461679,-0.1784510875727279,2.9124029821105198E-3,7.2810074552762994E-4]
[1325,331.25,13,0.80208333333333337,0.51368072965511458,-0.11611653783458341,8.0237262763897994E-4,2.0059315690974499E-4]
[1326,331.5,13,0.8125,0.5135476080407827,-5.1954749766147723E-2,7.1873640334611447E-5,1.7968410083652862E-5]
[1327,331.75,13,0.82291666666666663,0.51341690217316271,1.3006243706324482E-2,1.127585628356907E-6,2.8189640708922676E-7]
[1328,332,13,0.83333333333333337,0.51328861476368237,7.77261541520744E-2,2.4065528769830809E-4,6.0163821924577024E-5]
[1329,332.25,13,0.84375,0.51316274847359999,0.14116907731549583,1.4418251549546089E-3,3.6045628873865223E-4]
[1330,332.5,13,0.85416666666666663,0.51303930591394897,0.20232005419044069,4.2443448981539858E-3,1.0610862245384965E-3]
[1331,332.75,13,0.86458333333333337,0.51291828964548358,0.26020128904353435,9.028637177701828E-3,2.257159294425457E-3]
[1332,333,13,0.875,0.51279970217862569,0.31388776555219416,1.5849553609125749E-2,3.9623884022814372E-3]
[1333,333.25,13,0.88541666666666663,0.51268354597341326,0.36252201196057188,2.4417264885751348E-2,6.1043162214378371E-3]
[1334,333.5,13,0.89583333333333337,0.51256982343944857,0.4053277798623599,3.4128168273200678E-2,8.5320420683001694E-3]
[1335,333.75,13,0.90625,0.51245853693584897,0.44162241867332069,4.4141512042933512E-2,1.1035378010733378E-2]
[1336,334,13,0.91666666666666663,0.51234968877119735,0.47082774877748629,5.3490914331572333E-2,1.3372728582893083E-2]
[1337,334.25,13,0.92708333333333337,0.51224328120349449,0.49247926038538953,6.1214979372924111E-2,1.5303744843231028E-2]
[1338,334.5,13,0.9375,0.51213931644011235,0.50623349194410383,6.648849347352298E-2,1.6622123368380745E-2]
[1339,334.75,13,0.94791666666666663,0.51203779663774784,0.51187347105964576,6.8735601167791899E-2,1.7183900291947975E-2]
[1340,335,13,0.95833333333333337,0.5119387239023786,0.50931213186686908,6.7708927305849376E-2,1.6927231826462344E-2]
[1341,335.25,13,0.96875,0.51184210028921917,0.49859365511560211,6.352345519786412E-2,1.588086379946603E-2]
[1342,335.5,13,0.97916666666666663,0.51174792780267808,0.47989271041881143,5.6640402233284835E-2,1.4160100558321209E-2]
[1343,335.75,13,0.98958333333333337,0.51165620839631643,0.45351161359938708,4.78034354476638E-2,1.195085886191595E-2]
[1344,336,14,0,0.51156694397280766,0.41987544534300597,3.7936328925789811E-2,9.4840822314474528E-3]
[1345,336.25,14,{"$f":"IF(A1365<>\"\",MOD(B1365,24)/24,\"\")","v":1.0416666666666666E-2},0.51148013638389755,0.37952520988513183,{"$f":"ABS(0.5*1.025*1*(F1365^3))","v":2.80166211227326E-2},{"$f":"G1365*$B$13","v":7.0041552806831501E-3}]
[{"$f":"IF(IF(A1365<>\"\",A1365+1<=$B$16,0),A1365+1,\"\")","v":1346},{"$f":"IF(A1366<>\"\",A1366*$B$13,\"\")","v":336.5},{"$f":"IF(A1366<>\"\",ROUNDDOWN(A1366*$B$13/24,0),\"\")","v":14},2.0833333333333332E-2,{"$f":"IF(A1366<>\"\",($B$4+$B$5)/2+($B$5-$B$4)/2*COS(2*PI()/$B$15*B1366),\"\")","v":0.51139578743036629},{"$f":"IF(A1366<>\"\",E1366*COS(2*PI()/$B$7*B1366),\"\")","v":0.33310914371220002},1.8943208174185131E-2,4.7358020435462828E-3]
[1347,336.75,14,3.125E-2,0.51131389886199063,0.28137231374338006,1.1416630760110496E-2,2.854157690027624E-3]
[1348,337,14,4.1666666666666664E-2,0.51123447237750808,0.22514467170970798,5.8489632126452022E-3,1.4622408031613006E-3]
[1349,337.25,14,5.2083333333333336E-2,0.51115750962458151,0.16532775602919486,2.3159606879375686E-3,5.7899017198439215E-4]
[1350,337.5,14,6.25E-2,0.51108301219976471,0.10288025399825856,5.5807163994783641E-4,1.395179099869591E-4]
[1351,337.75,14,7.2916666666666671E-2,0.51101098164846948,3.8802655239862191E-2,2.9941820675953549E-5,7.4854551689883872E-6]
[1352,338,14,8.3333333333333329E-2,0.51094141946493377,-2.5878758221174691E-2,8.8822740590675345E-6,2.2205685147668836E-6]
[1353,338.25,14,9.375E-2,0.51087432709219016,-9.0128329372720514E-2,3.7521296182733792E-4,9.380324045683448E-5]
[1354,338.5,14,0.10416666666666667,0.51080970592203667,-0.15291758880992212,1.8325937208972867E-3,4.5814843022432168E-4]
[1355,338.75,14,0.11458333333333333,0.51074755729500698,-0.2132416979583055,4.9694722026749436E-3,1.2423680506687359E-3]
[1356,339,14,0.125,0.51068788250034336,-0.270135510352773,1.0102733632741417E-2,2.5256834081853544E-3]
[1357,339.25,14,0.13541666666666666,0.51063068277596968,-0.32268899456667849,1.7220522769620026E-2,4.3051306924050065E-3]
[1358,339.5,14,0.14583333333333334,0.51057595930846555,-0.3700617726393664,2.5972666807648811E-2,6.4931667019122027E-3]
[1359,339.75,14,0.15625,0.51052371323304224,-0.41149654202931968,3.5710212929095868E-2,8.927553232273967E-3]
[1360,340,14,0.16666666666666666,0.51047394563351811,-0.44633116699463887,4.5568581834536687E-2,1.1392145458634172E-2]
[1361,340.25,14,0.17708333333333334,0.51042665754229744,-0.47400924658830196,5.4582611497762966E-2,1.3645652874440741E-2]
[1362,340.5,14,0.1875,0.51038184994034808,-0.49408899081185742,6.1817210144026323E-2,1.5454302536006581E-2]
[1363,340.75,14,0.19791666666666666,0.51033952375718106,-0.50625026350930724,6.6495102003375064E-2,1.6623775500843766E-2]
[1364,341,14,0.20833333333333334,0.51029967987083225,-0.51029967987083225,6.810355103865616E-2,1.702588775966404E-2]
[1365,341.25,14,0.21875,0.51026231910784292,-0.50617367748715458,6.6464928241414242E-2,1.6616232060353561E-2]
[1366,341.5,14,0.22916666666666666,0.51022744224324357,-0.49393951225331267,6.1761121752645434E-2,1.5440280438161359E-2]
[1367,341.75,14,0.23958333333333334,0.51019505000053733,-0.47379416354991599,5.4508344163215809E-2,1.3627086040803952E-2]
[1368,342,14,0.25,0.51016514305168514,-0.44606116650215455,4.5485934021910028E-2,1.1371483505477507E-2]
[1369,342.25,14,0.26041666666666669,0.51013772201709151,-0.41118542219981608,3.5629275985799472E-2,8.9073189964498679E-3]
[1370,342.5,14,0.27083333333333331,0.51011278746559241,-0.36972606902840166,2.5902047158665308E-2,6.4755117896663269E-3]
[1371,342.75,14,0.28125,0.5100903399144423,-0.32234752919730186,1.7165912986546426E-2,4.2914782466366066E-3]
[1372,343,14,0.29166666666666669,0.51007037982930481,-0.26980887366349715,1.0066130504118783E-2,2.5165326260296957E-3]
[1373,343.25,14,0.30208333333333331,0.51005290762424171,-0.21295167547425631,4.9492233577700375E-3,1.2373058394425094E-3]
[1374,343.5,14,0.3125,0.51003792366170519,-0.15268654566221007,1.8242996687901532E-3,4.5607491719753829E-4]
[1375,343.75,14,0.32291666666666669,0.51002542825253006,-8.9978566837847218E-2,3.7334564031856209E-4,9.3336410079640522E-5]
[1376,344,14,0.33333333333333331,0.51001542165592739,-2.583185720179805E-2,8.8340685196239639E-6,2.208517129905991E-6]
[1377,344.25,14,0.34375,0.51000790407947894,3.8726488436243246E-2,2.9765845674412263E-5,7.4414614186030657E-6]
[1378,344.5,14,0.35416666666666669,0.51000287567913327,0.10266282411517987,5.5454078204928488E-4,1.3863519551232122E-4]
[1379,344.75,14,0.36458333333333331,0.51000033655920185,0.16495348230214896,2.300267453253691E-3,5.7506686331342276E-4]
[1380,345,14,0.375,0.51000028677235743,0.2246011435872666,5.8067049511321654E-3,1.4516762377830414E-3]
[1381,345.25,14,0.38541666666666669,0.51000272631963295,0.2806507850449047,1.1329028096434398E-2,2.8322570241085996E-3]
[1382,345.5,14,0.39583333333333331,0.51000765515042124,0.33220495254266841,1.8789368230576989E-2,4.6973420576442472E-3]
[1383,345.75,14,0.40625,0.51001507316247607,0.37843811307129538,2.7776560993278736E-2,6.9441402483196839E-3]
[1384,346,14,0.41666666666666669,0.51002498020191445,0.41860985785220128,3.759431912935237E-2,9.3985797823380925E-3]
[1385,346.25,14,0.42708333333333331,0.51003737606321997,0.45207674531970848,4.7351132733667804E-2,1.1837783183416951E-2]
[1386,346.5,14,0.4375,0.51005226048924646,0.47830259478023024,5.6079234982694556E-2,1.4019808745673639E-2]
[1387,346.75,14,0.44791666666666669,0.510069633171224,0.4968670662741731,6.2865808331131964E-2,1.5716452082782991E-2]
[1388,347,14,0.45833333333333331,0.51008949374876511,0.50747238951514806,6.6977837941871496E-2,1.6744459485467874E-2]
[1389,347.25,14,0.46875,0.5101118418098719,0.50994813431825148,6.7962898328635571E-2,1.6990724582158893E-2]
[1390,347.5,14,0.47916666666666669,0.510136676890945,0.50425394618470243,6.5711561361516374E-2,1.6427890340379094E-2]
[1391,347.75,14,0.48958333333333331,0.51016399847679317,0.49048020318551239,6.0472555088027242E-2,1.5118138772006811E-2]
[1392,348,14,0.5,0.51019380600064368,0.46884658346454694,5.2818508888743516E-2,1.3204627222185879E-2]
[1393,348.25,14,0.51041666666666663,0.51022609884415426,0.43969856603250285,4.3567136619636383E-2,1.0891784154909096E-2]
[1394,348.5,14,0.52083333333333337,0.51026087633742612,0.40350192051620543,3.3669036476706229E-2,8.4172591191765574E-3]
[1395,348.75,14,0.53125,0.51029813775901744,0.36083527363626139,2.4078023090436853E-2,6.0195057726092132E-3]
[1396,349,14,0.54166666666666663,0.51033788233595878,0.31238087089854,1.5622378791114E-2,3.9055946977785E-3]
[1397,349.25,14,0.55208333333333337,0.51038010924376853,0.25891368081102317,8.8952644988221936E-3,2.2238161247055484E-3]
[1398,349.5,14,0.5625,0.51042481760647085,0.20128901541825769,4.1797864758139434E-3,1.0449466189534858E-3]
[1399,349.75,14,0.57291666666666663,0.51047200649661284,0.14042886465719748,1.4192634667035502E-3,3.5481586667588755E-4]
[1400,350,14,0.58333333333333337,0.51052167493528455,7.730716260336723E-2,2.3678439145709385E-4,5.9196097864273462E-5]
[1401,350.25,14,0.59375,0.51057382189213918,1.293422076577729E-2,1.1089569264263148E-6,2.7723923160657869E-7]
[1402,350.5,14,0.60416666666666663,0.51062844628541404,-5.1659423069751159E-2,7.0654938836169808E-5,1.7663734709042452E-5]
[1403,350.75,14,0.61458333333333337,0.51068554698195345,-0.11543948257027339,7.884188228158165E-4,1.9710470570395412E-4]
[1404,351,14,0.625,0.51074512279723194,-0.17738446401235244,2.8604911592733794E-3,7.1512278981834484E-4]
[1405,351.25,14,0.63541666666666663,0.51080717249537888,-0.23650200665018467,6.779510841583597E-3,1.6948777103958992E-3]
[1406,351.5,14,0.64583333333333337,0.51087169478920447,-0.29184476122468889,1.273941763849609E-2,3.1848544096240226E-3]
[1407,351.75,14,0.65625,0.51093868834022582,-0.34252555285419378,2.0595521710019316E-2,5.1488804275048291E-3]
[1408,352,14,0.66666666666666663,0.51100815175869518,-0.38773158590914386,2.9873589867955259E-2,7.4683974669888147E-3]
[1409,352.25,14,{"$f":"IF(A1429<>\"\",MOD(B1429,24)/24,\"\")","v":0.67708333333333337},0.51108008360362867,-0.42673746370462962,{"$f":"ABS(0.5*1.025*1*(F1429^3))","v":3.9826870758995991E-2},{"$f":"G1429*$B$13","v":9.9567176897489978E-3}]
[{"$f":"IF(IF(A1429<>\"\",A1429+1<=$B$16,0),A1429+1,\"\")","v":1410},{"$f":"IF(A1430<>\"\",A1430*$B$13,\"\")","v":352.5},{"$f":"IF(A1430<>\"\",ROUNDDOWN(A1430*$B$13/24,0),\"\")","v":14},0.6875,{"$f":"IF(A1430<>\"\",($B$4+$B$5)/2+($B$5-$B$4)/2*COS(2*PI()/$B$15*B1430),\"\")","v":0.51115448238283601},{"$f":"IF(A1430<>\"\",E1430*COS(2*PI()/$B$7*B1430),\"\")","v":-0.45891681470524293},4.9533131070421836E-2,1.2383282767605459E-2]
[1411,352.75,14,0.69791666666666663,0.51123134655295177,-0.48375233912547538,5.801804676487906E-2,1.4504511691219765E-2]
[1412,353,14,0.70833333333333337,0.5113106745194671,-0.50084411497382886,6.4387504758818298E-2,1.6096876189704575E-2]
[1413,353.25,14,0.71875,0.51139246463676291,-0.50991603032913624,6.795006324222326E-2,1.6987515810555815E-2]
[1414,353.5,14,0.72916666666666663,0.51147671520814408,-0.51082023851200076,6.8312181792078958E-2,1.7078045448019739E-2]
[1415,353.75,14,0.73958333333333337,0.51156342448587466,-0.50353956434676139,6.5432674069343111E-2,1.6358168517335778E-2]
[1416,354,14,0.75,0.51165259067121394,-0.48818782239819086,5.9628611366855815E-2,1.4907152841713954E-2]
[1417,354.25,14,0.76041666666666663,0.51174421191445385,-0.46500804139087931,5.1531793686460638E-2,1.2882948421615159E-2]
[1418,354.5,14,0.77083333333333337,0.51183828631495765,-0.43436862244713836,4.2001926080513459E-2,1.0500481520128365E-2]
[1419,354.75,14,0.78125,0.51193481192119872,-0.39675749177816583,3.2008791529284521E-2,8.0021978823211302E-3]
[1420,355,14,0.79166666666666663,0.51203378673080158,-0.35277434050657491,2.2500120068134708E-2,5.625030017033677E-3]
[1421,355.25,14,0.80208333333333337,0.51213520869058327,-0.30312107487543433,1.4273887403526024E-2,3.568471850881506E-3]
[1422,355.5,14,0.8125,0.51223907569659599,-0.24859062872066631,7.8731427884922538E-3,1.9682856971230634E-3]
[1423,355.75,14,0.82291666666666663,0.51234538559417042,-0.19005431629361508,3.5182531199084944E-3,8.7956327997712361E-4]
[1424,356,14,0.83333333333333337,0.51245413617796087,-0.12844792689945345,1.0861133894853039E-3,2.7152834737132598E-4]
[1425,356.25,14,0.84375,0.51256532519199083,-6.4756782990555053E-2,1.3917129438838568E-4,3.4792823597096421E-5]
[1426,356.5,14,0.85416666666666663,0.51267895032969968,2.7632853316444461E-15,1.0813619021322787E-44,2.7034047553306968E-45]
[1427,356.75,14,0.86458333333333337,0.51279500923399068,6.4785800949702835E-2,1.3935846907574324E-4,3.4839617268935811E-5]
[1428,357,14,0.875,0.51291349949727993,0.12856306747867288,1.0890367809582471E-3,2.7225919523956178E-4]
[1429,357.25,14,0.88541666666666663,0.51303441866154598,0.19030991283496274,3.5324668971961804E-3,8.8311672429904509E-4]
[1430,357.5,14,0.89583333333333337,0.51315776421838122,0.24903647006324831,7.9155796865756824E-3,1.9788949216439206E-3]
[1431,357.75,14,0.90625,0.51328353360904366,0.30380074203692908,1.437011886920204E-2,3.5925297173005099E-3]
[1432,358,14,0.91666666666666663,0.51341172422451009,0.35372369385629815,2.2682260011577554E-2,5.6705650028943885E-3]
[1433,358.25,14,0.92708333333333337,0.51354233340553024,0.3980033460886222,3.2311270833852816E-2,8.0778177084632041E-3]
[1434,358.5,14,0.9375,0.51367535844268186,0.43592764315893806,4.2455806787366657E-2,1.0613951696841664E-2]
[1435,358.75,14,0.94791666666666663,0.51381079657642692,0.46688589064380714,5.2158623168038945E-2,1.3039655792009736E-2]
[1436,359,14,0.95833333333333337,0.51394864499716919,0.49037857796541356,6.0434973978073375E-2,1.5108743494518344E-2]
[1437,359.25,14,0.96875,0.51408890084531178,0.50602542866960187,6.6406546334892624E-2,1.6601636583723156E-2]
[1438,359.5,14,0.97916666666666663,0.5142315612113173,0.51357154869008426,6.9421938830390911E-2,1.7355484707597728E-2]
[1439,359.75,14,0.98958333333333337,0.51437662313576771,0.51289157330426804,6.9146557121445046E-2,1.7286639280361261E-2]
[1440,360,15,0,0.51452408360942581,0.50399174539093228,6.5609109018530731E-2,1.6402277254632683E-2]
[1441,360.25,15,1.0416666666666666E-2,0.51467393957329766,0.48700989059894706,5.9198024441319726E-2,1.4799506110329931E-2]
[1442,360.5,15,2.0833333333333332E-2,0.51482618791869628,0.46221328860330291,5.0608230372036954E-2,1.2652057593009238E-2]
[1443,360.75,15,3.125E-2,0.51498082548730562,0.42999447322507139,4.0745766347892023E-2,1.0186441586973006E-2]
[1444,361,15,4.1666666666666664E-2,0.5151378490712466,0.39086502728930123,3.0603726389908978E-2,7.6509315974772445E-3]
[1445,361.25,15,5.2083333333333336E-2,0.51529725541314342,0.34544747016124056,2.1127101526688008E-2,5.281775381672002E-3]
[1446,361.5,15,6.25E-2,0.51545904120619124,0.29446536642432591,1.3085687278695038E-2,3.2714218196737595E-3]
[1447,361.75,15,7.2916666666666671E-2,0.51562320309422427,0.2387318126553527,6.973081745833493E-3,1.7432704364583732E-3]
[1448,362,15,8.3333333333333329E-2,0.51578973767178649,0.17913648525685916,2.9460900438503359E-3,7.3652251096258396E-4]
[1449,362.25,15,9.375E-2,0.51595864148420101,0.11663145540850678,8.1309437195735206E-4,2.0327359298933802E-4]
[1450,362.5,15,0.10416666666666667,0.51612991102764272,5.2215997026189988E-2,7.2963321245778188E-5,1.8240830311444547E-5]
[1451,362.75,15,0.11458333333333333,0.51630354274921042,-1.3079370147349258E-2,1.1467120105733315E-6,2.8667800264333288E-7]
[1452,363,15,0.125,0.51647953304700078,-7.8209347815917568E-2,2.4517143146841989E-4,6.1292857867104971E-5]
[1453,363.25,15,0.13541666666666666,0.51665787827018295,-0.14213057393610964,1.4714868962379163E-3,3.6787172405947907E-4]
[1454,363.5,15,0.14583333333333334,0.51683857471907435,-0.20381831808889267,4.3393383055756636E-3,1.0848345763939159E-3]
[1455,363.75,15,0.15625,0.51702161864521745,-0.2622828905708246,9.2470616617873654E-3,2.3117654154468413E-3]
[1456,364,15,0.16666666666666666,0.51720700625145732,-0.31658550274208225,1.6261737275076158E-2,4.0654343187690395E-3]
[1457,364.25,15,0.17708333333333334,0.51739473369202071,-0.36585332474384313,2.5096599957572029E-2,6.2741499893930073E-3]
[1458,364.5,15,0.1875,0.51758479707259564,-0.40929349933283588,3.513972921985347E-2,8.7849323049633676E-3]
[1459,364.75,15,0.19791666666666666,0.5177771924504122,-0.44620588707737235,4.5530220906599396E-2,1.1382555226649849E-2]
[1460,365,15,0.20833333333333334,0.51797191583432434,-0.47599433825585008,5.5271242894870495E-2,1.3817810723717624E-2]
[1461,365.25,15,0.21875,0.51816896318489269,-0.49817631017903807,6.3364072859604825E-2,1.5841018214901206E-2]
[1462,365.5,15,0.22916666666666666,0.5183683304144685,-0.51239067494955015,6.8944165910453908E-2,1.7236041477613477E-2]
[1463,365.75,15,0.23958333333333334,0.51857001338727793,-0.51840359145945181,7.1399944570179313E-2,1.7849986142544828E-2]
[1464,366,15,0.25,0.51877400791950867,-0.51611234625218261,7.0457400242108087E-2,1.7614350060527022E-2]
[1465,366.25,15,0.26041666666666669,0.51898030977939591,-0.50554710024775684,6.6218408818726024E-2,1.6554602204681506E-2]
[1466,366.5,15,0.27083333333333331,0.51918891468731054,-0.48687051173515344,5.9147212790032114E-2,1.4786803197508028E-2]
[1467,366.75,15,0.28125,0.51939981831584814,-0.46037523994078883,5.000687829756037E-2,1.2501719574390092E-2]
[1468,367,15,0.29166666666666669,0.51961301628991796,-0.42647936734620756,3.9754651030509278E-2,9.9386627576273194E-3]
[1469,367.25,15,0.30208333333333331,0.51982850418683491,-0.38571981221125129,2.9410994482698648E-2,7.3527486206746619E-3]
[1470,367.5,15,0.3125,0.52004627753640975,-0.33874383492933635,1.9920859359025704E-2,4.980214839756426E-3]
[1471,367.75,15,0.32291666666666669,0.52026633182104343,-0.2862987723843966,1.2026861984097479E-2,3.0067154960243697E-3]
[1472,368,15,0.33333333333333331,0.52048866247581949,-0.22922016290640554,6.1723752373245662E-3,1.5430938093311415E-3]
[1473,368.25,15,{"$f":"IF(A1493<>\"\",MOD(B1493,24)/24,\"\")","v":0.34375},0.5207132648885997,-0.16841845027747826,{"$f":"ABS(0.5*1.025*1*(F1493^3))","v":2.4482900647662918E-3},{"$f":"G1493*$B$13","v":6.1207251619157296E-4}]
[{"$f":"IF(IF(A1493<>\"\",A1493+1<=$B$16,0),A1493+1,\"\")","v":1474},{"$f":"IF(A1494<>\"\",A1494*$B$13,\"\")","v":368.5},{"$f":"IF(A1494<>\"\",ROUNDDOWN(A1494*$B$13/24,0),\"\")","v":15},0.35416666666666669,{"$f":"IF(A1494<>\"\",($B$4+$B$5)/2+($B$5-$B$4)/2*COS(2*PI()/$B$15*B1494),\"\")","v":0.5209401344001191},{"$f":"IF(A1494<>\"\",E1494*COS(2*PI()/$B$7*B1494),\"\")","v":-0.10486447810952131},5.9098855311962668E-4,1.4774713827990667E-4]
[1475,368.75,15,0.36458333333333331,0.521169266304083,-3.9574005428947803E-2,3.1763174225514462E-5,7.9407935563786154E-6]
[1476,369,15,0.375,0.52140065584726447,2.640850985062897E-2,9.4389906914420919E-6,2.359747672860523E-6]
[1477,369.25,15,0.38541666666666669,0.52163429822960306,9.2026600965725208E-2,3.9942386910864458E-4,9.9855967277161144E-5]
[1478,369.5,15,0.39583333333333331,0.52187018860430412,0.15622868944727991,1.9542325315850565E-3,4.8855813289626414E-4]
[1479,369.75,15,0.40625,0.52210832207793978,0.21798491941440351,5.3085170657346499E-3,1.3271292664336625E-3]
[1480,370,15,0.41666666666666669,0.52234869371054993,0.27630365981419092,1.0810699162993194E-2,2.7026747907482984E-3]
[1481,370.25,15,0.42708333333333331,0.52259129851574526,0.33024741045834649,1.845916842599718E-2,4.614792106499295E-3]
[1482,370.5,15,0.4375,0.52283613146080998,0.37894785698557415,2.7888954639355552E-2,6.9722386598388879E-3]
[1483,370.75,15,0.44791666666666669,0.52308318746680726,0.42161983323585756,3.8411119606707393E-2,9.6027799016768483E-3]
[1484,371,15,0.45833333333333331,0.52333246140868339,0.45757396675129708,4.9099581772170185E-2,1.2274895443042546E-2]
[1485,371.25,15,0.46875,0.52358394811537501,0.48622780394522941,5.8913284793274533E-2,1.4728321198318633E-2]
[1486,371.5,15,0.47916666666666669,0.52383764236991592,0.50711523557913551,6.6836522469827908E-2,1.6709130617456977E-2]
[1487,371.75,15,0.48958333333333331,0.52409353890954569,0.51989407017341471,7.2017569704578205E-2,1.8004392426144551E-2]
[1488,372,15,0.5,0.52435163242581828,0.52435163242581828,7.3885929793031851E-2,1.8471482448257963E-2]
[1489,372.25,15,0.51041666666666663,0.52461191756471259,0.52040829515219622,7.2231477942049857E-2,1.8057869485512464E-2]
[1490,372.5,15,0.52083333333333337,0.52487438892674343,0.5081188861988617,6.723414432150128E-2,1.680853608037532E-2]
[1491,372.75,15,0.53125,0.52513904106707354,0.48767194567943528,5.9439779220440747E-2,1.4859944805110187E-2]
[1492,373,15,0.54166666666666663,0.52540586849562632,0.4593868432216523,4.9685484419956447E-2,1.2421371104989112E-2]
[1493,373.25,15,0.55208333333333337,0.52567486567720012,0.4237087991232078,3.8984890514058457E-2,9.7462226285146142E-3]
[1494,373.5,15,0.5625,0.52594602703158277,0.38120188686430112,2.8389581769803104E-2,7.0973954424507759E-3]
[1495,373.75,15,0.57291666666666663,0.52621934693366723,0.33254012677114447,1.8846297557702299E-2,4.7115743894255747E-3]
[1496,374,15,0.58333333333333337,0.52649481971356882,0.27849681125206266,1.1070176635226922E-2,2.7675441588067306E-3]
[1497,374.25,15,0.59375,0.52677243965674236,0.21993223044462185,5.4520584818620694E-3,1.3630146204655174E-3]
[1498,374.5,15,0.60416666666666663,0.52705220100410055,0.15777999286256272,2.0130273059250922E-3,5.0325682648127306E-4]
[1499,374.75,15,0.61458333333333337,0.52733409795213404,9.303215830048335E-2,4.1266074624257031E-4,1.0316518656064258E-4]
[1500,375,15,0.625,0.52761812465303148,2.6723419477914533E-2,9.7807004086431199E-6,2.44517510216078E-6]
[1501,375.25,15,0.63541666666666663,0.52790427521480077,-4.0085415629880508E-2,3.3010571462419138E-5,8.2526428656047844E-6]
[1502,375.5,15,0.64583333333333337,0.52819254370139146,-0.10632437736895162,6.1601659841287518E-4,1.5400414960321879E-4]
[1503,375.75,15,0.65625,0.52848292413281772,-0.1709314532242705,2.559527644157753E-3,6.3988191103943825E-4]
[1504,376,15,0.66666666666666663,0.52877541048528254,-0.23286959826521145,6.4719067566417626E-3,1.6179766891604407E-3]
[1505,376.25,15,0.67708333333333337,0.52906999669130261,-0.29114336502989763,1.2647787537090976E-2,3.1619468842727441E-3]
[1506,376.5,15,0.6875,0.52936667663983428,-0.34481488643330138,2.1011250029518338E-2,5.2528125073795845E-3]
[1507,376.75,15,0.69791666666666663,0.52966544417640005,-0.3930189553227787,3.1112460661729662E-2,7.7781151654324155E-3]
[1508,377,15,0.70833333333333337,0.52996629310321663,-0.43497695845126622,4.2178645235596508E-2,1.0544661308899127E-2]
[1509,377.25,15,0.71875,0.5302692171793234,-0.47000944067272543,5.3212493935485584E-2,1.3303123483871396E-2]
[1510,377.5,15,0.72916666666666663,0.5305742101207116,-0.49754709680295223,6.312428313425561E-2,1.5781070783563902E-2]
[1511,377.75,15,0.73958333333333337,0.5308812656004549,-0.51714001348963179,7.0879116747610618E-2,1.7719779186902655E-2]
[1512,378,15,0.75,0.53119037724884088,-0.52846501120583989,7.5638443930611698E-2,1.8909610982652925E-2]
[1513,378.25,15,0.76041666666666663,0.53150153865350269,-0.53133096667976365,7.6875730117631408E-2,1.9218932529407852E-2]
[1514,378.5,15,0.77083333333333337,0.53181474335955237,-0.52568202822159982,7.4449752642383502E-2,1.8612438160595875E-2]
[1515,378.75,15,0.78125,0.53212998486971474,-0.51159866999488723,6.8624957744075551E-2,1.7156239436018888E-2]
[1516,379,15,0.79166666666666663,0.53244725664446224,-0.48929656576918856,6.0035809722234462E-2,1.5008952430558616E-2]
[1517,379.25,15,0.80208333333333337,0.53276655210215018,-0.45912329753431158,4.9600021255433974E-2,1.2400005313858493E-2]
[1518,379.5,15,0.8125,0.5330878646191537,-0.42155294899675588,3.8392842304921203E-2,9.5982105762303007E-3]
[1519,379.75,15,0.82291666666666663,0.53341118753000538,-0.3771786678632385,2.7500161016509206E-2,6.8750402541273015E-3]
[1520,380,15,0.83333333333333337,0.53373651412753276,-0.32670331340159087,1.7871231761778166E-2,4.4678079404445415E-3]
[1521,380.25,15,0.84375,0.53406383766299792,-0.27092833653386567,1.0191947108347466E-2,2.5479867770868666E-3]
[1522,380.5,15,0.85416666666666663,0.53439315134623777,-0.21074106816584337,4.7966872263745094E-3,1.1991718065936274E-3]
[1523,380.75,15,0.86458333333333337,0.53472444834580435,-0.14710061713471259,1.6313132134625637E-3,4.0782830336564093E-4]
[1524,381,15,0.875,0.53505772178910682,-8.1022601647188289E-2,2.7259157108753678E-4,6.8147892771884194E-5]
[1525,381.25,15,0.88541666666666663,0.53539296476255416,-1.3562957021609709E-2,1.2786657322578586E-6,3.1966643306446464E-7]
[1526,381.5,15,0.89583333333333337,0.53573017031169834,5.4198922368483823E-2,8.1595427943097483E-5,2.0398856985774371E-5]
[1527,381.75,15,0.90625,0.53606933144137836,0.1211774380714415,9.1192509897892766E-4,2.2798127474473191E-4]
[1528,382,15,0.91666666666666663,0.53641044111586633,0.18629816388035009,3.3137488765655658E-3,8.2843721914139146E-4]
[1529,382.25,15,0.92708333333333337,0.53675349225901225,0.24851506562762662,7.865965468004138E-3,1.9664913670010345E-3]
[1530,382.5,15,0.9375,0.53709847775439146,0.30682728871687903,1.480388889606005E-2,3.7009722240150126E-3]
[1531,382.75,15,0.94791666666666663,0.53744539044545225,0.36029524420880304,2.3970078622356443E-2,5.9925196555891107E-3]
[1532,383,15,0.95833333333333337,0.53779422313566383,0.40805573514144888,3.4821889111663402E-2,8.7054722779158506E-3]
[1533,383.25,15,0.96875,0.53814496858866667,0.44933587977386247,4.6495097823620039E-2,1.162377445590501E-2]
[1534,383.5,15,0.97916666666666663,0.53849761952842135,0.48346560736065552,5.7914941784027757E-2,1.4478735446006939E-2]
[1535,383.75,15,0.98958333333333337,0.53885216863936003,0.50988852459798517,6.7939067812128856E-2,1.6984766953032214E-2]
[1536,384,16,0,0.53920860856653885,0.52817097667202351,7.5512259933249212E-2,1.8878064983312303E-2]
[1537,384.25,16,{"$f":"IF(A1557<>\"\",MOD(B1557,24)/24,\"\")","v":1.0416666666666666E-2},0.53956693191578919,0.53800915548256167,{"$f":"ABS(0.5*1.025*1*(F1557^3))","v":7.9811021343559482E-2},{"$f":"G1557*$B$13","v":1.9952755335889871E-2}]
[{"$f":"IF(IF(A1557<>\"\",A1557+1<=$B$16,0),A1557+1,\"\")","v":1538},{"$f":"IF(A1558<>\"\",A1558*$B$13,\"\")","v":384.5},{"$f":"IF(A1558<>\"\",ROUNDDOWN(A1558*$B$13/24,0),\"\")","v":16},2.0833333333333332E-2,{"$f":"IF(A1558<>\"\",($B$4+$B$5)/2+($B$5-$B$4)/2*COS(2*PI()/$B$15*B1558),\"\")","v":0.53992713125387226},{"$f":"IF(A1558<>\"\",E1558*COS(2*PI()/$B$7*B1558),\"\")","v":0.5392341386527536},8.0357424300488173E-2,2.0089356075122043E-2]
[1539,384.75,16,3.125E-2,0.54028919910863282,0.53181477587816395,7.7085921493469156E-2,1.9271480373367289E-2]
[1540,385,16,4.1666666666666664E-2,0.54065312796915399,0.51585837349084873,7.0353437665838292E-2,1.7588359416459573E-2]
[1541,385.25,16,5.2083333333333336E-2,0.54101891028591309,0.49160916326990178,6.0891094084988676E-2,1.5222773521247169E-2]
[1542,385.5,16,6.25E-2,0.54138653847093887,0.45944457695831759,4.9704219539835524E-2,1.2426054884958881E-2]
[1543,385.75,16,7.2916666666666671E-2,0.54175600489796816,0.41986938308106952,3.7934685748188576E-2,9.4836714370471441E-3]
[1544,386,16,8.3333333333333329E-2,0.5421273019026045,0.37350777693864806,2.6705014386344959E-2,6.6762535965862397E-3]
[1545,386.25,16,9.375E-2,0.54250042178247693,0.32109354752532154,1.6966357148915923E-2,4.2415892872289807E-3]
[1546,386.5,16,0.10416666666666667,0.54287535679739973,0.26345847606353895,9.3719593426745459E-3,2.3429898356686365E-3]
[1547,386.75,16,0.11458333333333333,0.54325209916953365,0.20151914935860457,4.1941391353787164E-3,1.0485347838446791E-3]
[1548,387,16,0.125,0.54363064108354597,0.13626239680101276,1.2966475414977706E-3,3.2416188537444265E-4]
[1549,387.25,16,0.13541666666666666,0.54401097468677395,6.8729582164137798E-2,1.6638914140031615E-4,4.1597285350079037E-5]
[1550,387.5,16,0.14583333333333334,0.5443930920893868,-4.5348128093706045E-15,4.77938442369294E-44,1.194846105923235E-44]
[1551,387.75,16,0.15625,0.54477698536454999,-6.8826358876872371E-2,1.6709299895360777E-4,4.1773249738401943E-5]
[1552,388,16,0.16666666666666666,0.54516264654858915,-0.1366463978502688,1.3076407102159378E-3,3.2691017755398445E-4]
[1553,388.25,16,0.17708333333333334,0.54555006764115566,-0.20237157984597251,4.247588496829084E-3,1.061897124207271E-3]
[1554,388.5,16,0.1875,0.54593924060539245,-0.26494538488853292,9.5315371829385546E-3,2.3828842957346386E-3]
[1555,388.75,16,0.19791666666666666,0.54633015736810053,-0.32336028011372286,1.7328217356020074E-2,4.3320543390050186E-3]
[1556,389,16,0.20833333333333334,0.54672280981990728,-0.37667392987002668,2.7389907089733219E-2,6.8474767724333047E-3]
[1557,389.25,16,0.21875,0.54711718981543345,-0.42402438530260794,3.9072065421853715E-2,9.7680163554634287E-3]
[1558,389.5,16,0.22916666666666666,0.54751328917346298,-0.46464400875912137,5.1410863051423387E-2,1.2852715762855847E-2]
[1559,389.75,16,0.23958333333333334,0.54791109967711271,-0.49787190824108363,6.3247991286295324E-2,1.5811997821573831E-2]
[1560,390,16,0.25,0.5483106130740022,-0.5231646806346858,7.3385307725924956E-2,1.8346326931481239E-2]
[1561,390.25,16,0.26041666666666669,0.54871182107642558,-0.54010528922083112,8.0747514047421587E-2,2.0186878511855397E-2]
[1562,390.5,16,0.27083333333333331,0.54911471536152334,-0.54840993056208764,8.4529792093296738E-2,2.1132448023324184E-2]
[1563,390.75,16,0.28125,0.54951928757145474,-0.54793277782604888,8.4309344559797619E-2,2.1077336139949405E-2]
[1564,391,16,0.29166666666666669,0.54992552931357108,-0.5386685214217698,8.0104822238305312E-2,2.0026205559576328E-2]
[1565,391.25,16,0.30208333333333331,0.55033343216059061,-0.52075266296109413,7.2374965235943084E-2,1.8093741308985771E-2]
[1566,391.5,16,0.3125,0.55074298765077234,-0.49445955444961309,6.1956402042157674E-2,1.5489100510539418E-2]
[1567,391.75,16,0.32291666666666669,0.5511541872880924,-0.4601982106896465,4.9949212664775533E-2,1.2487303166193883E-2]
[1568,392,16,0.33333333333333331,0.55156702254241941,-0.41850595856353723,3.7566333259853181E-2,9.3915833149632953E-3]
[1569,392.25,16,0.34375,0.55198148484969212,-0.37004002158771648,2.5968087305079091E-2,6.4920218262697728E-3]
[1570,392.5,16,0.35416666666666669,0.5523975656120973,-0.31556717132992146,1.6105318598144711E-2,4.0263296495361778E-3]
[1571,392.75,16,0.36458333333333331,0.55281525619824712,-0.25595160842989284,8.5934481096218741E-3,2.1483620274054685E-3]
[1572,393,16,0.375,0.55323454794335891,-0.1921412645559521,3.6354301413680191E-3,9.0885753534200478E-4]
[1573,393.25,16,0.38541666666666669,0.55365543214943502,-0.12515274220558018,1.0046504409248942E-3,2.5116261023122355E-4]
[1574,393.5,16,0.39583333333333331,0.55407790008544278,-5.6055131401963484E-2,9.0269283352081557E-5,2.2567320838020389E-5]
[1575,393.75,16,0.40625,0.55450194298749556,1.4047039307807929E-2,1.4205229770425327E-6,3.5513074426063318E-7]
[1576,394,16,0.41666666666666669,0.55492755205903543,8.4031445884365938E-2,3.041020715462251E-4,7.6025517886556276E-5]
[1577,394.25,16,0.42708333333333331,0.55535471847101481,0.1527759242512417,1.8275052320958628E-3,4.568763080239657E-4]
[1578,394.5,16,0.4375,0.55578343336207947,0.21917645112132403,5.3960447361620124E-3,1.3490111840405031E-3]
[1579,394.75,16,0.44791666666666669,0.55621368783875347,0.28216486228115434,1.1513375292800795E-2,2.8783438232001988E-3]
[1580,395,16,0.45833333333333331,0.55664547297562239,0.34072602416645181,2.0272615648678136E-2,5.0681539121695341E-3]
[1581,395.25,16,0.46875,0.55707877981551923,0.39391418286267921,3.1325551325669145E-2,7.8313878314172861E-3]
[1582,395.5,16,0.47916666666666669,0.55751359936971001,0.44086822739437753,4.3915746860058398E-2,1.09789367150146E-2]
[1583,395.75,16,0.48958333333333331,0.5579499226180803,0.4808256211292955,5.6971371375152735E-2,1.4242842843788184E-2]
[1584,396,16,0.5,0.55838774050932216,0.5131347760540137,6.9244967442857866E-2,1.7311241860714466E-2]
[1585,396.25,16,0.51041666666666663,0.55882704396112204,0.53726566924749342,7.9480600762644474E-2,1.9870150190661118E-2]
[1586,396.5,16,0.52083333333333337,0.55926782386034934,0.55281852870186876,8.6584796791642549E-2,2.1646199197910637E-2]
[1587,396.75,16,0.53125,0.55971007106324522,0.55953044627460469,8.9776989756589112E-2,2.2444247439147278E-2]
[1588,397,16,0.54166666666666663,0.56015377639561215,0.55727980851811665,8.8697993078849305E-2,2.2174498269712326E-2]
[1589,397.25,16,0.55208333333333337,0.5605989306530047,0.54608847089803658,8.3460867203502057E-2,2.0865216800875514E-2]
[1590,397.5,16,0.5625,0.56104552460092016,0.52612163692608893,7.4636687719371833E-2,1.8659171929842958E-2]
[1591,397.75,16,0.57291666666666663,0.56149354897499015,0.49768544042380225,6.3176953144903708E-2,1.5794238286225927E-2]
[1592,398,16,0.58333333333333337,0.56194299448117258,0.46122226591268978,5.0283403401316158E-2,1.257085085032904E-2]
[1593,398.25,16,0.59375,0.56239385179594514,0.4173038784066499,3.7243555340945762E-2,9.3108888352364406E-3]
[1594,398.5,16,0.60416666666666663,0.562846111566498,0.36662246908161233,2.5255216943907866E-2,6.3138042359769664E-3]
[1595,398.75,16,0.61458333333333337,0.56329976441092777,0.30997975685026768,1.5264896694024815E-2,3.8162241735062038E-3]
[1596,399,16,0.625,0.56375480091843311,0.24827431723701393,7.8431271996772228E-3,1.9607817999193057E-3]
[1597,399.25,16,0.63541666666666663,0.56421121164950883,0.18248733862295,3.114526871947416E-3,7.78631717986854E-4]
[1598,399.5,16,0.64583333333333337,0.56466898713614211,0.11366703145047091,7.5265755235197037E-4,1.8816438808799259E-4]
[1599,399.75,16,0.65625,0.56512811788200934,4.291193792702281E-2,4.0497503684342195E-5,1.0124375921085549E-5]
[1600,400,16,0.66666666666666663,0.56558859436267228,-2.864659220913263E-2,1.2047939200032238E-5,3.0119848000080596E-6]
[1601,400.25,16,{"$f":"IF(A1621<>\"\",MOD(B1621,24)/24,\"\")","v":0.67708333333333337},0.56605040702577636,-9.9862480497629358E-2,{"$f":"ABS(0.5*1.025*1*(F1621^3))","v":5.103885439787651E-4},{"$f":"G1621*$B$13","v":1.2759713599469128E-4}]
[{"$f":"IF(IF(A1621<>\"\",A1621+1<=$B$16,0),A1621+1,\"\")","v":1602},{"$f":"IF(A1622<>\"\",A1622*$B$13,\"\")","v":400.5},{"$f":"IF(A1622<>\"\",ROUNDDOWN(A1622*$B$13/24,0),\"\")","v":16},0.6875,{"$f":"IF(A1622<>\"\",($B$4+$B$5)/2+($B$5-$B$4)/2*COS(2*PI()/$B$15*B1622),\"\")","v":0.56651354629124873},{"$f":"IF(A1622<>\"\",E1622*COS(2*PI()/$B$7*B1622),\"\")","v":-0.1695932644244619},2.4998829189023246E-3,6.2497072972558115E-4]
[1603,400.75,16,0.69791666666666663,0.56697800255149644,-0.23671841449307227,6.7981383648665602E-3,1.69953459121664E-3]
[1604,401,16,0.70833333333333337,0.5674437661716063,-0.3001573301891784,1.3859281984147079E-2,3.4648204960367698E-3]
[1605,401.25,16,0.71875,0.5679108274895448,-0.35888672597947752,2.3690054307840616E-2,5.922513576960154E-3]
[1606,401.5,16,0.72916666666666663,0.56837917681635797,-0.41195712776772542,3.5830257909058492E-2,8.9575644772646231E-3]
[1607,401.75,16,0.73958333333333337,0.56884880443637309,-0.45850821400773895,4.9400942034927446E-2,1.2350235508731862E-2]
[1608,402,16,0.75,0.56931970060739967,-0.49778275373052694,6.3214019692883219E-2,1.5803504923220805E-2]
[1609,402.25,16,0.76041666666666663,0.5697918555609317,-0.5291389157985037,7.5928178100887311E-2,1.8982044525221828E-2]
[1610,402.5,16,0.77083333333333337,0.57026525950235074,-0.5520607494085269,8.6229224760939555E-2,2.1557306190234889E-2]
[1611,402.75,16,0.78125,0.57073990261112817,-0.56616666482143008,9.3009381190887613E-2,2.3252345297721903E-2]
[1612,403,16,0.79166666666666663,0.57121577504102994,-0.57121577504102994,9.5520029464120568E-2,2.3880007366030142E-2]
[1613,403.25,16,0.80208333333333337,0.57169286692032006,-0.56711199319633399,9.347605276510057E-2,2.3369013191275143E-2]
[1614,403.5,16,0.8125,0.5721711683519658,-0.55390581615648105,8.7096689067728453E-2,2.1774172266932113E-2]
[1615,403.75,16,0.82291666666666663,0.57265066941384279,-0.53179376185823013,7.7076783982681252E-2,1.9269195995670313E-2]
[1616,404,16,0.83333333333333337,0.57313136015894117,-0.50111546536130691,6.4492214236727546E-2,1.6123053559181887E-2]
[1617,404.25,16,0.84375,0.57361323061557123,-0.46234847616730612,5.0652648856554357E-2,1.2663162214138589E-2]
[1618,404.5,16,0.85416666666666663,0.57409627078757119,-0.41610083624196409,3.6922375565854669E-2,9.2305938914636673E-3]
[1619,404.75,16,0.86458333333333337,0.5745804706545139,-0.36310155387684889,2.4534555385134656E-2,6.1336388462836641E-3]
[1620,405,16,0.875,0.57506582017191477,-0.30418912244010077,1.4425301852966477E-2,3.6063254632416192E-3]
[1621,405.25,16,0.88541666666666663,0.57555230927144063,-0.24029826465124896,7.1112471580183712E-3,1.7778117895045928E-3]
[1622,405.5,16,0.89583333333333337,0.57603992786111813,-0.17244511176184313,2.6281281257471284E-3,6.570320314367821E-4]
[1623,405.75,16,0.90625,0.57652866582554296,-0.10171105246586197,5.3926013296352643E-4,1.3481503324088161E-4]
[1624,406,16,0.91666666666666663,0.57701851302609042,-2.9225508089317703E-2,1.2793226241566012E-5,3.1983065603915029E-6]
[1625,406.25,16,0.92708333333333337,0.57750945930112474,4.3852091739273333E-2,4.3218014581935667E-5,1.0804503645483917E-5]
[1626,406.5,16,0.9375,0.57800149446621052,0.11635084544507998,8.0723967676021001E-4,2.018099191900525E-4]
[1627,406.75,16,0.94791666666666663,0.57849460831432442,0.18710713168988283,3.3571047558659767E-3,8.3927618896649416E-4]
[1628,407,16,0.95833333333333337,0.57898879061606556,0.25498327720475067,8.4962829200059455E-3,2.1240707300014864E-3]
[1629,407.25,16,0.96875,0.57948403111986901,0.31888584092166644,1.6618796830310253E-2,4.1546992075775632E-3]
[1630,407.5,16,0.97916666666666663,0.57998031955221796,0.37778322067675812,2.7632607224731695E-2,6.9081518061829238E-3]
[1631,407.75,16,0.98958333333333337,0.58047764561785664,0.43072229909900883,4.0953020509098631E-2,1.0238255127274658E-2]
[1632,408,17,0,0.58097599900000407,0.47684386019807673,5.556770430329578E-2,1.3891926075823945E-2]
[1633,408.25,17,1.0416666666666666E-2,0.58147536936056854,0.5153965273939427,7.0164645273044141E-2,1.7541161318261035E-2]
[1634,408.5,17,2.0833333333333332E-2,0.58197574634036109,0.54574899698856472,8.3305314509777517E-2,2.0826328627444379E-2]
[1635,408.75,17,3.125E-2,0.58247711955931114,0.56740036800056581,9.3618722192911813E-2,2.3404680548227953E-2]
[1636,409,17,4.1666666666666664E-2,0.58297947861668187,0.57998839944273828,9.9988900137780487E-2,2.4997225034445122E-2]
[1637,409.25,17,5.2083333333333336E-2,0.58348281309128525,0.583295559042456,0.10170911595120929,2.5427278987802324E-2]
[1638,409.5,17,6.25E-2,0.58398711254169933,0.57725276256330382,9.8580707279713325E-2,2.4645176819928331E-2]
[1639,409.75,17,7.2916666666666671E-2,0.58449236650648362,0.56194073972376046,9.0942193742701211E-2,2.2735548435675303E-2]
[1640,410,17,8.3333333333333329E-2,0.58499856450439691,0.53758900063793436,7.9624183593457118E-2,1.9906045898364279E-2]
[1641,410.25,17,9.375E-2,0.58550569603461478,0.50457241511849271,6.5836143294695948E-2,1.6459035823673987E-2]
[1642,410.5,17,0.10416666666666667,0.58601375057694682,0.46340545546810935,5.1000836163167827E-2,1.2750209040791957E-2]
[1643,410.75,17,0.11458333333333333,0.5865227175920551,0.41473419092930602,3.6559764597767219E-2,9.1399411494418048E-3]
[1644,411,17,0.125,0.58703258652167334,0.35932615816033558,2.3777181441994196E-2,5.944295360498549E-3]
[1645,411.25,17,0.13541666666666666,0.58754334678882514,0.29805826637429439,1.3570547922012545E-2,3.3926369805031362E-3]
[1646,411.5,17,0.14583333333333334,0.58805498779804377,0.23190292756674444,6.3916437897651402E-3,1.5979109474412851E-3]
[1647,411.75,17,0.15625,0.58856749893559213,0.16191263105080417,2.175384650725299E-3,5.4384616268132475E-4]
[1648,412,17,0.16666666666666666,0.58908086956968264,8.9203206849400654E-2,3.6377702947020592E-4,9.094425736755148E-5]
[1649,412.25,17,0.17708333333333334,0.58959508905069768,1.4936043951383081E-2,1.7076569046594502E-6,4.2691422616486256E-7]
[1650,412.5,17,0.1875,0.59011014671141127,-5.9700453330561488E-2,1.090502728369043E-4,2.7262568209226074E-5]
[1651,412.75,17,0.19791666666666666,0.59062603186720919,-0.13350987494011762,1.2196466774426408E-3,3.0491166936066021E-4]
[1652,413,17,0.20833333333333334,0.59114273381631155,-0.2053069766354568,4.4351160945597977E-3,1.1087790236399494E-3]
[1653,413.25,17,0.21875,0.59166024183999466,-0.27393670642234325,1.0535243051002034E-2,2.6338107627505085E-3]
[1654,413.5,17,0.22916666666666666,0.59217854520281288,-0.33829278053544071,1.9841388404600254E-2,4.9603471011500635E-3]
[1655,413.75,17,0.23958333333333334,0.59269763315282176,-0.39733551031441944,3.2148892038360903E-2,8.0372230095902258E-3]
[1656,414,17,0.25,0.5932174949218012,-0.45010859279539239,4.6735380347660171E-2,1.1683845086915043E-2]
[1657,414.25,17,0.26041666666666669,0.5937381197254783,-0.49575459393739596,6.2444488374333799E-2,1.561112209358345E-2]
[1658,414.5,17,0.27083333333333331,0.59425949676375156,-0.53352887387752224,7.7833695903577541E-2,1.9458423975894385E-2]
[1659,414.75,17,0.28125,0.59478161522091477,-0.56281172813831881,9.136572113835735E-2,2.2841430284589338E-2]
[1660,415,17,0.29166666666666669,0.59530446426588113,-0.58311854690970577,0.10161654735080422,2.5404136837701055E-2]
[1661,415.25,17,0.30208333333333331,0.5958280330524085,-0.59410782595066913,0.10747060391736331,2.6867650979340827E-2]
[1662,415.5,17,0.3125,0.59635231071932382,-0.59558689680498911,0.10827526946369365,2.7068817365923412E-2]
[1663,415.75,17,0.32291666666666669,0.59687728639074866,-0.58751528035791634,0.10393249880506533,2.5983124701266333E-2]
[1664,416,17,0.33333333333333331,0.59740294917632508,-0.57000560569829417,9.4914212763029415E-2,2.3728553190757354E-2]
[1665,416.25,17,{"$f":"IF(A1685<>\"\",MOD(B1685,24)/24,\"\")","v":0.34375},0.59792928817144086,-0.5433220751880683,{"$f":"ABS(0.5*1.025*1*(F1685^3))","v":8.2198884160642957E-2},{"$f":"G1685*$B$13","v":2.0549721040160739E-2}]
[{"$f":"IF(IF(A1685<>\"\",A1685+1<=$B$16,0),A1685+1,\"\")","v":1666},{"$f":"IF(A1686<>\"\",A1686*$B$13,\"\")","v":416.5},{"$f":"IF(A1686<>\"\",ROUNDDOWN(A1686*$B$13/24,0),\"\")","v":17},0.35416666666666669,{"$f":"IF(A1686<>\"\",($B$4+$B$5)/2+($B$5-$B$4)/2*COS(2*PI()/$B$15*B1686),\"\")","v":0.59845629245745657},{"$f":"IF(A1686<>\"\",E1686*COS(2*PI()/$B$7*B1686),\"\")","v":-0.50787649595562145},6.7137971192982815E-2,1.6784492798245704E-2]
[1667,416.75,17,0.36458333333333331,0.5989839511019317,-0.46422193709139303,5.1270889028228565E-2,1.2817722257057141E-2]
[1668,417,17,0.375,0.59951225315885082,-0.41304411000697089,3.6114630040194773E-2,9.0286575100486932E-3]
[1669,417.25,17,0.38541666666666669,0.60004118766885173,-0.35515060610801047,2.2957867776675508E-2,5.7394669441688771E-3]
[1670,417.5,17,0.39583333333333331,0.6005707436594524,-0.2914581605366815,1.2688857748203894E-2,3.1722144370509736E-3]
[1671,417.75,17,0.40625,0.601100910145278,-0.2229781427008462,5.6817320785387624E-3,1.4204330196346906E-3]
[1672,418,17,0.41666666666666669,0.60163167612828961,-0.15080050310860182,1.7575279530140141E-3,4.3938198825350353E-4]
[1673,418.25,17,0.42708333333333331,0.60216303059801213,-7.6076431199794209E-2,2.2565463774767083E-4,5.6413659436917707E-5]
[1674,418.5,17,0.4375,0.60269496253176236,6.7924765920618798E-15,1.606121223882341E-43,4.0153030597058526E-44]
[1675,418.75,17,0.44791666666666669,0.603227460894878,7.6210909827906265E-2,2.2685340845927531E-4,5.6713352114818826E-5]
[1676,419,17,0.45833333333333331,0.6037605146409466,0.15133410187258231,1.7762507763592016E-3,4.440626940898004E-4]
[1677,419.25,17,0.46875,0.60429411271203404,0.22416265991847736,5.7727624114335139E-3,1.4431906028583785E-3]
[1678,419.5,17,0.47916666666666669,0.60482824403891522,0.29352433382632354,1.2960632696621125E-2,3.2401581741552813E-3]
[1679,419.75,17,0.48958333333333331,0.60536289754130246,0.3583004040311849,2.3574134845880303E-2,5.8935337114700758E-3]
[1680,420,17,0.5,0.60589806212807562,0.41744372113831341,3.728100996081006E-2,9.3202524902025151E-3]
[1681,420.25,17,0.51041666666666663,0.60643372669751283,0.4699956297780164,5.3207803238920631E-2,1.3301950809730158E-2]
[1682,420.5,17,0.52083333333333337,0.60696988013752018,0.51510150325098369,7.0044222940612411E-2,1.7511055735153103E-2]
[1683,420.75,17,0.53125,0.60750651132586209,0.55202463728318085,8.6212304248718979E-2,2.1553076062179745E-2]
[1684,421,17,0.54166666666666663,0.60804360913039279,0.5801582770744782,0.10007678561890146,2.5019196404725365E-2]
[1685,421.25,17,0.55208333333333337,0.6085811624092865,0.5990355813596292,0.11016705184314472,2.7541762960786181E-2]
[1686,421.5,17,0.5625,0.60911916001126876,0.60833735993742022,0.1153791501651367,2.8844787541284174E-2]
[1687,421.75,17,0.57291666666666663,0.60965759077584825,0.60789745654397953,0.11512903079442503,2.8782257698606258E-2]
[1688,422,17,0.58333333333333337,0.61019644353354763,0.59770568648689726,0.10943494720526914,2.7358736801317285E-2]
[1689,422.25,17,0.59375,0.61073570710613534,0.57790827751881857,9.891692674293219E-2,2.4729231685733048E-2]
[1690,422.5,17,0.60416666666666663,0.61127537030685808,0.5488058023892789,8.4712978734694369E-2,2.1178244683673592E-2]
[1691,422.75,17,0.61458333333333337,0.61181542194067229,0.51084863173189743,6.8323573533038362E-2,1.7080893383259591E-2]
[1692,423,17,0.625,0.61235585080447641,0.46462997577634879,5.1406205124365584E-2,1.2851551281091396E-2]
[1693,423.25,17,0.63541666666666663,0.6128966456873437,0.41087662218043586,3.5549063557151539E-2,8.8872658892878847E-3]
[1694,423.5,17,0.64583333333333337,0.61343779537075427,0.35043751443313714,2.2055943659221661E-2,5.5139859148054153E-3]
[1695,423.75,17,0.65625,0.61397928862882833,0.2842703501851862,1.1773038472510581E-2,2.9432596181276451E-3]
[1696,424,17,0.66666666666666663,0.6145211142285586,0.21342641095562184,4.9823972749945718E-3,1.2455993187486429E-3]
[1697,424.25,17,0.67708333333333337,0.6150632609300436,0.13903386342017091,1.3773859306201737E-3,3.4434648265504341E-4]
[1698,424.5,17,0.6875,0.61560571748672088,6.2279797443998031E-2,1.2380421876071309E-4,3.0951054690178271E-5]
[1699,424.75,17,0.69791666666666663,0.61614847264560002,-1.5608713232037755E-2,1.9489252164687583E-6,4.8723130411718957E-7]
[1700,425,17,0.70833333333333337,0.61669151514749621,-9.3384225544711957E-2,4.1736346956756454E-4,1.0434086739189114E-4]
[1701,425.25,17,0.71875,0.61723483372726418,-0.16979890341503759,2.5089875904123768E-3,6.2724689760309421E-4]
[1702,425.5,17,0.72916666666666663,0.61777841711403114,-0.24362453595156344,7.4106609565724223E-3,1.8526652391431056E-3]
[1703,425.75,17,0.73958333333333337,0.61832225403143126,-0.31367227644482415,1.581693307715722E-2,3.954233269289305E-3]
[1704,426,17,0.75,0.61886633319783935,-0.3788117849477341,2.7858922451697497E-2,6.9647306129243742E-3]
[1705,426.25,17,0.76041666666666663,0.61941064332660489,-0.43798946623536333,4.3061074933925469E-2,1.0765268733481367E-2]
[1706,426.5,17,0.77083333333333337,0.6199551731262859,-0.49024550889728524,6.0385788447065977E-2,1.5096447111766494E-2]
[1707,426.75,17,0.78125,0.62049991130088378,-0.53472945002296279,7.8360316204661246E-2,1.9590079051165311E-2]
[1708,427,17,0.79166666666666663,0.62104484655007719,-0.57071401310368364,9.5268533118658016E-2,2.3817133279664504E-2]
[1709,427.25,17,0.80208333333333337,0.62158996756945639,-0.59760699402902506,0.10938074684758906,2.7345186711897264E-2]
[1710,427.5,17,0.8125,0.62213526305075828,-0.61496100097321194,0.11918911487497899,2.9797278718744748E-2]
[1711,427.75,17,0.82291666666666663,0.6226807216821002,-0.62248088805607582,0.12361521694840819,3.0903804237102046E-2]
[1712,428,17,0.83333333333333337,0.62322633214821543,-0.62002875938430635,0.12216009801596316,3.0540024503990789E-2]
[1713,428.25,17,0.84375,0.62377208313068733,-0.60762645884632149,0.11497512755629126,2.8743781889072815E-2]
[1714,428.5,17,0.85416666666666663,0.62431796330818423,-0.58545550122997048,0.1028431909866665,2.5710797746666625E-2]
[1715,428.75,17,0.86458333333333337,0.62486396135669464,-0.55385444121392691,8.7072456577689084E-2,2.1768114144422271E-2]
[1716,429,17,0.875,0.62541006594976167,-0.51331371789459623,6.9317434622841775E-2,1.7329358655710444E-2]
[1717,429.25,17,0.88541666666666663,0.6259562657587181,-0.46446805309109196,5.1352478950611409E-2,1.2838119737652852E-2]
[1718,429.5,17,0.89583333333333337,0.62650254945292183,-0.40808652106894305,3.482977116018568E-2,8.7074427900464199E-3]
[1719,429.75,17,0.90625,0.6270489056999905,-0.34506044490427601,2.1056171224762051E-2,5.2640428061905128E-3]
[1720,430,17,0.91666666666666663,0.6275953231660365,-0.27638930986724158,1.0820755750885135E-2,2.7051889377212837E-3]
[1721,430.25,17,0.92708333333333337,0.62814179051590258,-0.20316491636878029,4.2977387378605753E-3,1.0744346844651438E-3]
[1722,430.5,17,0.9375,0.6286882964133963,-0.12655402366507892,1.0387756070833407E-3,2.5969390177083516E-4]
[1723,430.75,17,0.94791666666666663,0.62923482952152576,-4.7779760184548124E-2,5.590179671430965E-5,1.3975449178577413E-5]
[1724,431,17,0.95833333333333337,0.62978137850273475,3.1897903371272393E-2,1.66333713694176E-5,4.1583428423544001E-6]
[1725,431.25,17,0.96875,0.6303279320191375,0.11120230643259091,7.0475027609224713E-4,1.7618756902306178E-4]
[1726,431.5,17,0.97916666666666663,0.63087447873275426,0.18886055415763028,3.4523725012878051E-3,8.6309312532195127E-4]
[1727,431.75,17,0.98958333333333337,0.63142100730574646,0.26362394846784232,9.3896293933322886E-3,2.3474073483330722E-3]
[1728,432,18,0,0.6319675064006518,0.33428806658201693,1.9145049342536323E-2,4.7862623356340808E-3]
[1729,432.25,18,{"$f":"IF(A1749<>\"\",MOD(B1749,24)/24,\"\")","v":1.0416666666666666E-2},0.63251396468061949,0.39971216418603372,{"$f":"ABS(0.5*1.025*1*(F1749^3))","v":3.272924332995801E-2},{"$f":"G1749*$B$13","v":8.1823108324895026E-3}]
[{"$f":"IF(IF(A1749<>\"\",A1749+1<=$B$16,0),A1749+1,\"\")","v":1730},{"$f":"IF(A1750<>\"\",A1750*$B$13,\"\")","v":432.5},{"$f":"IF(A1750<>\"\",ROUNDDOWN(A1750*$B$13/24,0),\"\")","v":18},2.0833333333333332E-2,{"$f":"IF(A1750<>\"\",($B$4+$B$5)/2+($B$5-$B$4)/2*COS(2*PI()/$B$15*B1750),\"\")","v":0.63306037080964539},{"$f":"IF(A1750<>\"\",E1750*COS(2*PI()/$B$7*B1750),\"\")","v":0.45883759064342938},4.9507482380051947E-2,1.2376870595012987E-2]
[1731,432.75,18,3.125E-2,0.63360671345280728,0.51070491895716918,6.8265927054068462E-2,1.7066481763517116E-2]
[1732,433,18,4.1666666666666664E-2,0.63415298127649988,0.55446951329710759,8.736286862816442E-2,2.1840717157041105E-2]
[1733,433.25,18,5.2083333333333336E-2,0.63469916294867001,0.58941528149828626,0.1049441040048938,2.6236026001223451E-2]
[1734,433.5,18,6.25E-2,0.63524524713905162,0.61496638862382202,0.11919224753672006,2.9798061884180015E-2]
[1735,433.75,18,7.2916666666666671E-2,0.63579122251940101,0.63069674002066278,0.12857473216469459,3.2143683041173647E-2]
[1736,434,18,8.3333333333333329E-2,0.63633707776373161,0.63633707776373161,0.13205521523277725,3.3013803808194311E-2]
[1737,434.25,18,9.375E-2,0.6368828015485487,0.6317795724203128,0.12923811305693642,3.2309528264234104E-2]
[1738,434.5,18,0.10416666666666667,0.6374283825530852,0.61707983206553496,0.1204253529119676,3.01063382279919E-2]
[1739,434.75,18,0.11458333333333333,0.63797380945953563,0.59245629180314119,0.1065768346994769,2.6644208674869226E-2]
[1740,435,18,0.125,0.63851907095329108,0.55828698903178586,8.9179778579460134E-2,2.2294944644865033E-2]
[1741,435.25,18,0.13541666666666666,0.63906415572317432,0.51510377167324406,7.0045148334383842E-2,1.751128708359596E-2]
[1742,435.5,18,0.14583333333333334,0.63960905246167388,0.46358402787066816,5.1059818108801912E-2,1.2764954527200478E-2]
[1743,435.75,18,0.15625,0.64015374986517914,0.40454006560884376,3.3929580600270612E-2,8.482395150067653E-3]
[1744,436,18,0.16666666666666666,0.64069823663421455,0.33890630865944676,1.9949537392149788E-2,4.987384348037447E-3]
[1745,436.25,18,0.17708333333333334,0.64124250147367401,0.26772451060062907,9.8346355324970009E-3,2.4586588831242502E-3]
[1746,436.5,18,0.1875,0.641786533093055,0.19212722082896941,3.6346330519410695E-3,9.0865826298526737E-4]
[1747,436.75,18,0.19791666666666666,0.64233032020669367,0.11331976495115906,7.4578022729249454E-4,1.8644505682312363E-4]
[1748,437,18,0.20833333333333334,0.64287385153399768,3.2561026248332965E-2,1.7692455946503537E-5,4.4231139866258843E-6]
[1749,437.25,18,0.21875,0.64341711579968119,-4.8856665348498494E-2,5.9767533545282092E-5,1.4941883386320523E-5]
[1750,437.5,18,0.22916666666666666,0.64396010173399831,-0.12962821547519643,1.1163297449851548E-3,2.7908243624628871E-4]
[1751,437.75,18,0.23958333333333334,0.64450279807297683,-0.20845668772078932,4.6423872839644392E-3,1.1605968209911098E-3]
[1752,438,18,0.25,0.64504519355865253,-0.28407413073360305,1.1748676048251283E-2,2.9371690120628207E-3]
[1753,438.25,18,0.26041666666666669,0.64558727693930196,-0.35526197554964906,2.2979472189516178E-2,5.7448680473790445E-3]
[1754,438.5,18,0.27083333333333331,0.64612903696967572,-0.42087067496985991,3.8206729977088141E-2,9.5516824942720353E-3]
[1755,438.75,18,0.28125,0.64667046241123294,-0.47983826841895855,5.6621127506506747E-2,1.4155281876626687E-2]
[1756,439,18,0.29166666666666669,0.64721154203237319,-0.53120757242755745,7.6822182587004337E-2,1.9205545646751084E-2]
[1757,439.25,18,0.30208333333333331,0.64775226460866986,-0.57414171843253736,9.6995410240444987E-2,2.4248852560111247E-2]
[1758,439.5,18,0.3125,0.64829261892310297,-0.60793778565035805,0.11515194596991758,2.8787986492479396E-2]
[1759,439.75,18,0.32291666666666669,0.64883259376629243,-0.63203830693347818,0.12939695986539071,3.2349239966347677E-2]
[1760,440,18,0.33333333333333331,0.64937217793672986,-0.64604045929343612,0.13818885595329111,3.4547213988322778E-2]
[1761,440.25,18,0.34375,0.64991136024101082,-0.64970278763037903,0.14055233346879933,3.5138083367199834E-2]
[1762,440.5,18,0.35416666666666669,0.65045012949406777,-0.64294934956000471,0.13621475501152158,3.4053688752880396E-2]
[1763,440.75,18,0.36458333333333331,0.65098847451940189,-0.62587121044807847,0.12564603675402108,3.1411509188505271E-2]
[1764,441,18,0.375,0.65152638414931419,-0.59872526019069172,0.10999592948101258,2.7498982370253146E-2]
[1765,441.25,18,0.38541666666666669,0.6520638472251381,-0.56193036623574044,9.0937157426899479E-2,2.273428935672487E-2]
[1766,441.5,18,0.39583333333333331,0.6526008525974708,-0.51606092013893368,7.0436340936433708E-2,1.7609085234108427E-2]
[1767,441.75,18,0.40625,0.65313738912640362,-0.46183787689775713,5.0485017805146075E-2,1.2621254451286519E-2]
[1768,442,18,0.41666666666666669,0.65367344568175445,-0.40011742673433492,3.2828895457734562E-2,8.2072238644336406E-3]
[1769,442.25,18,0.42708333333333331,0.65420901114329799,-0.33187747725087602,1.8733857405062559E-2,4.6834643512656399E-3]
[1770,442.5,18,0.4375,0.65474407440099569,-0.25820215934077534,8.8221305372839665E-3,2.2055326343209916E-3]
[1771,442.75,18,0.44791666666666669,0.65527862435522788,-0.18026460233122027,3.0021005511077507E-3,7.5052513777693769E-4]
[1772,443,18,0.45833333333333331,0.65581264991702282,-9.9308252036320072E-2,5.0193777713375659E-4,1.2548444428343915E-4]
[1773,443.25,18,0.46875,0.6563461400082865,-1.6627029255395158E-2,2.3557969356005925E-6,5.8894923390014812E-7]
[1774,443.5,18,0.47916666666666669,0.65687908356203362,6.645535463262689E-2,1.5041245835964537E-4,3.7603114589911343E-5]
[1775,443.75,18,0.48958333333333331,0.65741146952261642,0.14860659426521547,1.681930760622474E-3,4.2048269015561849E-4]
[1776,444,18,0.5,0.65794328684595427,0.22850715959559301,6.1149555656610345E-3,1.5287388914152586E-3]
[1777,444.25,18,0.51041666666666663,0.65847452449976174,0.30487149507210826,1.4522598517434492E-2,3.6306496293586231E-3]
[1778,444.5,18,0.52083333333333337,0.65900517146377957,0.37646870804035137,2.7345163258373478E-2,6.8362908145933694E-3]
[1779,444.75,18,0.53125,0.65953521673000137,0.44214241335121029,4.4297620888814934E-2,1.1074405222203734E-2]
[1780,445,18,0.54166666666666663,0.66006464930290265,0.50082941416095417,6.4381835205072513E-2,1.6095458801268128E-2]
[1781,445.25,18,0.55208333333333337,0.6605934581996693,0.55157691707397483,8.6002706573193338E-2,2.1500676643298335E-2]
[1782,445.5,18,0.5625,0.66112163245042488,0.59355800282241344,0.10717250068094242,2.6793125170235604E-2]
[1783,445.75,18,0.57291666666666663,0.66164916109845806,0.62608510123632699,0.12577489896135552,3.144372474033888E-2]
[1784,446,18,0.58333333333333337,0.66217603320045071,0.64862125089964728,0.13985158411935372,3.4962896029838431E-2]
[1785,446.25,18,0.59375,0.66270223782670423,0.660788959107662,0.14787072541736154,3.6967681354340386E-2]
[1786,446.5,18,0.60416666666666663,0.66322776406136641,0.66237651598223435,0.14893907394389561,3.7234768485973901E-2]
[1787,446.75,18,0.61458333333333337,0.66375260100265776,0.65334165725160476,0.14292721098333822,3.5731802745834554E-2]
[1788,447,18,0.625,0.66427673776309859,0.63381251261313165,0.13048971897832856,3.262242974458214E-2]
[1789,447.25,18,0.63541666666666663,0.66480016346973292,0.60408582009145007,0.11297693652397976,2.8244234130994941E-2]
[1790,447.5,18,0.64583333333333337,0.6653228672643563,0.56462243068383922,9.2250398667665323E-2,2.3062599666916331E-2]
[1791,447.75,18,0.65625,0.66584483830373964,0.51604017114486223,7.0427845285611329E-2,1.7606961321402832E-2]
[1792,448,18,0.66666666666666663,0.66636606575985391,0.45910417530314523,4.9593824073271911E-2,1.2398456018317978E-2]
[1793,448.25,18,{"$f":"IF(A1813<>\"\",MOD(B1813,24)/24,\"\")","v":0.67708333333333337},0.6668865388200963,0.39471483513884831,{"$f":"ABS(0.5*1.025*1*(F1813^3))","v":3.1516952558687882E-2},{"$f":"G1813*$B$13","v":7.8792381396719704E-3}]
[{"$f":"IF(IF(A1813<>\"\",A1813+1<=$B$16,0),A1813+1,\"\")","v":1794},{"$f":"IF(A1814<>\"\",A1814*$B$13,\"\")","v":448.5},{"$f":"IF(A1814<>\"\",ROUNDDOWN(A1814*$B$13/24,0),\"\")","v":18},0.6875,{"$f":"IF(A1814<>\"\",($B$4+$B$5)/2+($B$5-$B$4)/2*COS(2*PI()/$B$15*B1814),\"\")","v":0.66740624668751314},{"$f":"IF(A1814<>\"\",E1814*COS(2*PI()/$B$7*B1814),\"\")","v":0.3238935613229495},1.7414091176679816E-2,4.3535227941699541E-3]
[1795,448.75,18,0.69791666666666663,0.66792517858102385,0.24776657840549862,7.7951062626689122E-3,1.9487765656672281E-3]
[1796,449,18,0.70833333333333337,0.66844332373564574,0.16754701176577802,2.4104822024620656E-3,6.026205506155164E-4]
[1797,449.25,18,0.71875,0.66896067140271664,8.451555128317062E-2,3.093882070606416E-4,7.7347051765160399E-5]
[1798,449.5,18,0.72916666666666663,0.66947721085011702,-9.5134804542064557E-15,4.4127788244226957E-43,1.1031947061056739E-43]
[1799,449.75,18,0.73958333333333337,0.66999293136249427,-8.4645965556102182E-2,3.1082265068690842E-4,7.7705662671727105E-5]
[1800,450,18,0.75,0.67050782224148409,-0.16806448354411074,2.4328856988882993E-3,6.0822142472207483E-4]
[1801,450.25,18,0.76041666666666663,0.67102187280593206,-0.24891529589224404,7.9040308096612194E-3,1.9760077024153049E-3]
[1802,450.5,18,0.77083333333333337,0.67153507239211596,-0.32589728854035871,1.7739285001447017E-2,4.4348212503617541E-3]
[1803,450.75,18,0.78125,0.67204741035396709,-0.39776943654117825,3.2254335580624009E-2,8.0635838951560023E-3]
[1804,451,18,0.79166666666666663,0.67255887606328979,-0.46337081673833735,5.0989400353895778E-2,1.2747350088473944E-2]
[1805,451.25,18,0.80208333333333337,0.6730694589099836,-0.52163936519074317,7.2745300613208053E-2,1.8186325153302013E-2]
[1806,451.5,18,0.8125,0.67357914830226251,-0.5716290761749212,9.5727519048563553E-2,2.3931879762140888E-2]
[1807,451.75,18,0.82291666666666663,0.67408793366687436,-0.61252536415996861,0.11777852232424178,2.9444630581060446E-2]
[1808,452,18,0.83333333333333337,0.67459580444932088,-0.64365833922787208,0.13666587011552381,3.4166467528880952E-2]
[1809,452.25,18,0.84375,0.67510275011407661,-0.66451377954432,0.15038545800032008,3.7596364500080019E-2]
[1810,452.5,18,0.85416666666666663,0.67560876014480653,-0.67474162114598712,0.15743684226965013,3.9359210567412532E-2]
[1811,452.75,18,0.86458333333333337,0.67611382404458553,-0.6741618249153265,0.15703134094634308,3.925783523658577E-2]
[1812,453,18,0.875,0.67661793133611514,-0.66276752253204918,0.14920298972032647,3.7300747430081618E-2]
[1813,453.25,18,0.88541666666666663,0.67712107156194157,-0.6407253867507342,0.13480613752272075,3.3701534380680187E-2]
[1814,453.5,18,0.89583333333333337,0.67762323428467175,-0.60837321585938087,0.1153995530036994,2.8849888250924851E-2]
[1815,453.75,18,0.90625,0.67812440908719107,-0.56621476691018191,9.3033089716531112E-2,2.3258272429132778E-2]
[1816,454,18,0.91666666666666663,0.67862458557287864,-0.51491191656244661,6.9966910613626684E-2,1.7491727653406671E-2]
[1817,454.25,18,0.92708333333333337,0.67912375336582265,-0.45527427142714716,4.8362995674924476E-2,1.2090748918731119E-2]
[1818,454.5,18,0.9375,0.67962190211103679,-0.3882463909583001,2.9992740619479732E-2,7.4981851548699329E-3]
[1819,454.75,18,0.94791666666666663,0.6801190214746744,-0.31489282453481926,1.6002290978457203E-2,4.0005727446143008E-3]
[1820,455,18,0.95833333333333337,0.68061510114424206,-0.23638119979289277,6.7691270846983939E-3,1.6922817711745985E-3]
[1821,455.25,18,0.96875,0.681110130828815,-0.15396363092888057,1.8704594749904457E-3,4.6761486874761143E-4]
[1822,455.5,18,0.97916666666666663,0.68160410025924978,-6.8956743082976737E-2,1.6804441871055205E-4,4.2011104677638012E-5]
[1823,455.75,18,0.98958333333333337,0.68209699918839695,1.7279368414324092E-2,2.6440974831467138E-6,6.6102437078667846E-7]
[1824,456,19,0,0.68258881739131461,0.10336290756704235,5.6596297644507501E-4,1.4149074411126875E-4]
[1825,456.25,19,1.0416666666666666E-2,0.68307954466547993,0.18791252743958609,3.4006432299137938E-3,8.5016080747844845E-4]
[1826,456.5,19,2.0833333333333332E-2,0.68356917083100022,0.26956950489217119,1.0039362886541111E-2,2.5098407216352777E-3]
[1827,456.75,19,3.125E-2,0.68405768573082559,0.34701958421160106,2.1416861344455005E-2,5.3542153361137513E-3]
[1828,457,19,4.1666666666666664E-2,0.68454507923095842,0.41901413832083662,3.7703346653056455E-2,9.4258366632641137E-3]
[1829,457.25,19,5.2083333333333336E-2,0.68503134122066367,0.48439030670244732,5.8247890412370273E-2,1.4561972603092568E-2]
[1830,457.5,19,6.25E-2,0.68551646161267943,0.54208978511468831,8.1640854356047565E-2,2.0410213589011891E-2]
[1831,457.75,19,7.2916666666666671E-2,0.6860004303434255,0.59117596336799649,0.1058873727918048,2.6471843197951199E-2]
[1832,458,19,8.3333333333333329E-2,0.68648323737321215,0.63084913353046213,0.128667956157829,3.216698903945725E-2]
[1833,458.25,19,9.375E-2,0.68696487268644857,0.66045952153146292,0.14764967197725196,3.6912417994312989E-2]
[1834,458.5,19,0.10416666666666667,0.68744532629185118,0.6795179297468984,0.16080391988239759,4.0200979970599397E-2]
[1835,458.75,19,0.11458333333333333,0.68792458822264935,0.68770381622809584,0.16668563458458849,4.1671408646147122E-2]
[1836,459,19,0.125,0.68840264853679389,0.68487067717098715,0.16463402136223237,4.1158505340558094E-2]
[1837,459.25,19,0.13541666666666666,0.68887949731716258,0.67104864235959027,0.15486592678491395,3.8716481696228489E-2]
[1838,459.5,19,0.14583333333333334,0.68935512467176507,0.6464442379674612,0.13844812420815339,3.4612031052038347E-2]
[1839,459.75,19,0.15625,0.68982952073394987,0.61143731654717037,0.11715199574448346,2.9287998936120864E-2]
[1840,460,19,0.16666666666666666,0.69030267566260772,0.56657519955143132,9.3210867730189328E-2,2.3302716932547332E-2]
[1841,460.25,19,0.17708333333333334,0.69077457964237543,0.51256412257878592,6.901420378057227E-2,1.7253550945143067E-2]
[1842,460.5,19,0.1875,0.69124522288384094,0.45025811699971247,4.6781971719189373E-2,1.1695492929797343E-2]
[1843,460.75,19,0.19791666666666666,0.69171459562374538,0.38064550299511596,2.82654549271576E-2,7.0663637317893999E-3]
[1844,461,19,0.20833333333333334,0.69218268812518524,0.3048332076597669,1.4517127724985706E-2,3.6292819312464266E-3]
[1845,461.25,19,0.21875,0.69264949067781567,0.22402915706477394,5.7624544320552243E-3,1.4406136080138061E-3]
[1846,461.5,19,0.22916666666666666,0.69311499359805107,0.13952302246254833,1.3919751972991513E-3,3.4799379932478784E-4]
[1847,461.75,19,0.23958333333333334,0.69357918722926526,5.2665627648136287E-2,7.4864454187592409E-5,1.8716113546898102E-5]
[1848,462,19,0.25,0.69404206194199358,-3.5152653576481556E-2,2.2262206792416986E-5,5.5655516981042465E-6]
[1849,462.25,19,0.26041666666666669,0.69450360813413115,-0.12252416421223761,9.426687621430774E-4,2.3566719053576935E-4]
[1850,462.5,19,0.27083333333333331,0.6949638162311329,-0.20804653838044079,4.6150387512866788E-3,1.1537596878216697E-3]
[1851,462.75,19,0.28125,0.69542267668621149,-0.29034522095544396,1.2544054023474471E-2,3.1360135058686178E-3]
[1852,463,19,0.29166666666666669,0.69588017998053608,-0.36809557070955218,2.5560870766276056E-2,6.390217691569014E-3]
[1853,463.25,19,0.30208333333333331,0.69633631662342932,-0.44004419137121298,4.3669955324720962E-2,1.091748883118024E-2]
[1854,463.5,19,0.3125,0.69679107715256428,-0.50502914692579615,6.601508700905985E-2,1.6503771752264963E-2]
[1855,463.75,19,0.32291666666666669,0.69724445213416086,-0.56199873495664188,9.0970353783487917E-2,2.2742588445871979E-2]
[1856,464,19,0.33333333333333331,0.69769643216318178,-0.61002851455802842,0.11634407654815695,2.9086019137039239E-2]
[1857,464.25,19,{"$f":"IF(A1877<>\"\",MOD(B1877,24)/24,\"\")","v":0.34375},0.69814700786352657,-0.64833631299486427,{"$f":"ABS(0.5*1.025*1*(F1877^3))","v":0.13966735558406734},{"$f":"G1877*$B$13","v":3.4916838896016836E-2}]
[{"$f":"IF(IF(A1877<>\"\",A1877+1<=$B$16,0),A1877+1,\"\")","v":1858},{"$f":"IF(A1878<>\"\",A1878*$B$13,\"\")","v":464.5},{"$f":"IF(A1878<>\"\",ROUNDDOWN(A1878*$B$13/24,0),\"\")","v":19},0.35416666666666669,{"$f":"IF(A1878<>\"\",($B$4+$B$5)/2+($B$5-$B$4)/2*COS(2*PI()/$B$15*B1878),\"\")","v":0.6985961698882277},{"$f":"IF(A1878<>\"\",E1878*COS(2*PI()/$B$7*B1878),\"\")","v":-0.67629496739636041},0.15852666991225775,3.9631667478064438E-2]
[1859,464.75,19,0.36458333333333331,0.69904390891964341,-0.69344259384371554,0.17089344792272784,4.2723361980681961E-2]
[1860,465,19,0.375,0.69949021566965086,-0.69949021566965086,0.1754037208581441,4.3850930214536024E-2]
[1861,465.25,19,0.38541666666666669,0.69993508087983936,-0.69432662500077436,0.17154786897900448,4.288696724475112E-2]
[1862,465.5,19,0.39583333333333331,0.70037849532170271,-0.67802039586688034,0.15974311340116334,3.9935778350290836E-2]
[1863,465.75,19,0.40625,0.70082044979682923,-0.65081901286540733,0.1412780087829299,3.5319502195732475E-2]
[1864,466,19,0.41666666666666669,0.70126093513709431,-0.61314512567150514,0.11813639392173057,2.9534098480432643E-2]
[1865,466.25,19,0.42708333333333331,0.70169994220484977,-0.56558998588114284,9.2725461591866315E-2,2.3181365397966579E-2]
[1866,466.5,19,0.4375,0.70213746189311288,-0.50890416802348248,6.7546351123527026E-2,1.6886587780881757E-2]
[1867,466.75,19,0.44791666666666669,0.70257348512575624,-0.44398572034868955,4.4853968825435221E-2,1.1213492206358805E-2]
[1868,467,19,0.45833333333333331,0.70300800285769605,-0.37186593248355321,2.6354394950287102E-2,6.5885987375717756E-3]
[1869,467.25,19,0.46875,0.70344100607507853,-0.2936929455783977,1.2982980798345242E-2,3.2457451995863106E-3]
[1870,467.5,19,0.47916666666666669,0.70387248579546835,-0.21071346552273695,4.7948026781124697E-3,1.1987006695281174E-3]
[1871,467.75,19,0.48958333333333331,0.70430243306803442,-0.12425287061665641,9.8313501222454039E-4,2.457837530561351E-4]
[1872,468,19,0.5,0.7047308389737349,-3.5694031249019702E-2,2.330669368094778E-5,5.826673420236945E-6]
[1873,468.25,19,0.51041666666666663,0.70515769462550337,5.3544819772814806E-2,7.8676721265399135E-5,1.9669180316349784E-5]
[1874,468.5,19,0.52083333333333337,0.7055829911684327,0.14203281192193717,1.4684525751973356E-3,3.671131437993339E-4]
[1875,468.75,19,0.53125,0.70600671977995832,0.22834939235946405,6.1022985393448586E-3,1.5255746348362147E-3]
[1876,469,19,0.54166666666666663,0.70642887167004176,0.31110714357495806,1.5432057041648781E-2,3.8580142604121952E-3]
[1877,469.25,19,0.55208333333333337,0.70684943808135325,0.38897409654582144,3.0161706668794436E-2,7.5404266671986091E-3]
[1878,469.5,19,0.5625,0.7072684102894522,0.46069518036124546,5.0111208471770571E-2,1.2527802117942643E-2]
[1879,469.75,19,0.57291666666666663,0.70768577960296952,0.52511246269582512,7.4208020475622152E-2,1.8552005118905538E-2]
[1880,470,19,0.58333333333333337,0.70810153736378756,0.5811838545308653,0.10060845796943915,2.5152114492359788E-2]
[1881,470.25,19,0.59375,0.70851567494721868,0.62799997680646491,0.12693247633624333,3.1733119084060832E-2]
[1882,470.5,19,0.60416666666666663,0.70892818376218592,0.66479891586215178,0.15057912783489782,3.7644781958724456E-2]
[1883,470.75,19,0.61458333333333337,0.70933905525139995,0.69097862812418298,0.16907823845088005,4.2269559612720012E-2]
[1884,471,19,0.625,0.70974828089153663,0.7061067919891244,0.18042845762423795,4.5107114406059488E-2]
[1885,471.25,19,0.63541666666666663,0.71015585219341459,0.70992794563706119,0.18337354716314141,4.5843386790785354E-2]
[1886,471.5,19,0.64583333333333337,0.71056176070217081,0.70236779293290741,0.17757737673889412,4.439434418472353E-2]
[1887,471.75,19,0.65625,0.71096599799743598,0.68353460494455975,0.16367237655422592,4.0918094138556481E-2]
[1888,472,19,0.66666666666666663,0.71136855569350921,0.65371769119554657,0.14317414038843185,3.5793535097107962E-2]
[1889,472.25,19,0.67708333333333337,0.71176942543953214,0.61338296182910801,0.11827392093600426,2.9568480234001066E-2]
[1890,472.5,19,0.6875,0.71216859891966222,0.56316564863458107,9.1538193770436649E-2,2.2884548442609162E-2]
[1891,472.75,19,0.69791666666666663,0.71256606785324483,0.50386029862246184,6.5557787604802076E-2,1.6389446901200519E-2]
[1892,473,19,0.70833333333333337,0.71296182399498542,0.43640819779542595,4.2596367963205505E-2,1.0649091990801376E-2]
[1893,473.25,19,0.71875,0.71335585913512078,0.36188242423954781,2.4288256611440608E-2,6.0720641528601519E-3]
[1894,473.5,19,0.72916666666666663,0.71374816509958827,0.28147076798340004,1.1428619242957405E-2,2.8571548107393513E-3]
[1895,473.75,19,0.73958333333333337,0.71413873375019687,0.1964567896220771,3.8859302238739347E-3,9.7148255596848367E-4]
[1896,474,19,0.75,0.71452755698479498,0.10819931991997836,6.4918348481714152E-4,1.6229587120428538E-4]
[1897,474.25,19,0.76041666666666663,0.71491462673743866,1.811072799745855E-2,3.0443991622845211E-6,7.6109979057113027E-7]
[1898,474.5,19,0.77083333333333337,0.71529993497855926,-7.2365694139496978E-2,1.9421915778824724E-4,4.8554789447061809E-5]
[1899,474.75,19,0.78125,0.71568347371512986,-0.16177886838198338,2.169997580067912E-3,5.42499395016978E-4]
[1900,475,19,0.79166666666666663,0.71606523499083075,-0.24869321749188547,7.8828941143839881E-3,1.970723528595997E-3]
[1901,475.25,19,0.80208333333333337,0.71644521088621504,-0.33171172832550877,1.8705802778689756E-2,4.6764506946724389E-3]
[1902,475.5,19,0.8125,0.71682339351887259,-0.40949842055372049,3.5192535937480632E-2,8.798133984370158E-3]
[1903,475.75,19,0.82291666666666663,0.71719977504359333,-0.48079985927807672,5.6962214566777608E-2,1.4240553641694402E-2]
[1904,476,19,0.83333333333333337,0.7175743476525307,-0.54446536491734865,8.2718879768181097E-2,2.0679719942045274E-2]
[1905,476.25,19,0.84375,0.71794710357536307,-0.59946559430292501,0.11040446982471767,2.7601117456179419E-2]
[1906,476.5,19,0.85416666666666663,0.71831803507945469,-0.64490919274987357,0.13746418843194383,3.4366047107985957E-2]
[1907,476.75,19,0.86458333333333337,0.71868713447001698,-0.68005724755230168,0.16118710300132807,4.0296775750332019E-2]
[1908,477,19,0.875,0.7190543940902675,-0.70433530840058811,0.17907388273562719,4.4768470683906797E-2]
[1909,477.25,19,0.88541666666666663,0.71941980632158864,-0.71734277907326138,0.18917949534806197,4.7294873837015493E-2]
[1910,477.5,19,0.89583333333333337,0.71978336358368622,-0.71885952679813037,0.19038203633073508,4.7595509082683771E-2]
[1911,477.75,19,0.90625,0.72014505833474651,-0.7088496002324407,0.1825392097438408,4.5634802435960201E-2]
[1912,478,19,0.91666666666666663,0.72050488307159244,-0.68746199336653113,0.16650985735078774,4.1627464337696936E-2]
[1913,478.25,19,0.92708333333333337,0.72086283032983955,-0.6550284400660652,0.14403709030730238,3.6009272576825596E-2]
[1914,478.5,19,0.9375,0.72121889268405082,-0.61205827167304261,0.11750928520239846,2.9377321300599616E-2]
[1915,478.75,19,0.94791666666666663,0.72157306274789046,-0.55923041731847312,8.9632647714392735E-2,2.2408161928598184E-2]
[1916,479,19,0.95833333333333337,0.72192533317427732,-0.49738267259976049,6.3061721838628765E-2,1.5765430459657191E-2]
[1917,479.25,19,0.96875,0.72227569665553748,-0.42749840630250702,4.0040304340659076E-2,1.0010076085164769E-2]
[1918,479.5,19,0.97916666666666663,0.72262414592355539,-0.35069091618904213,2.2103824297149948E-2,5.525956074287487E-3]
[1919,479.75,19,0.98958333333333337,0.72297067374992507,-0.26818568286807926,9.88554545770573E-3,2.4713863644264325E-3]
[1920,480,20,0,0.72331527294609976,-0.18130080478534841,3.0541690051996023E-3,7.6354225129990057E-4]
[1921,480.25,20,{"$f":"IF(A1941<>\"\",MOD(B1941,24)/24,\"\")","v":1.0416666666666666E-2},0.72365793636354148,-9.1425926884401487E-2,{"$f":"ABS(0.5*1.025*1*(F1941^3))","v":3.9165347621062855E-4},{"$f":"G1941*$B$13","v":9.7913369052657137E-5}]
[{"$f":"IF(IF(A1941<>\"\",A1941+1<=$B$16,0),A1941+1,\"\")","v":1922},{"$f":"IF(A1942<>\"\",A1942*$B$13,\"\")","v":480.5},{"$f":"IF(A1942<>\"\",ROUNDDOWN(A1942*$B$13/24,0),\"\")","v":20},2.0833333333333332E-2,{"$f":"IF(A1942<>\"\",($B$4+$B$5)/2+($B$5-$B$4)/2*COS(2*PI()/$B$15*B1942),\"\")","v":0.72399865689386844},{"$f":"IF(A1942<>\"\",E1942*COS(2*PI()/$B$7*B1942),\"\")","v":1.2416904260517125E-14},9.8114651898788279E-43,2.452866297469707E-43]
[1923,480.75,20,3.125E-2,0.72433742746900343,9.1511772835952271E-2,3.9275776181763023E-4,9.8189440454407557E-5]
[1924,481,20,4.1666666666666664E-2,0.7246742410613205,0.18164143358469145,3.0714159292545683E-3,7.6785398231364209E-4]
[1925,481.25,20,5.2083333333333336E-2,0.72500909068378927,0.26894183281610634,9.9693983695145292E-3,2.4923495923786323E-3]
[1926,481.5,20,6.25E-2,0.72534196939012197,0.35200988125118365,2.2354164054908279E-2,5.5885410137270696E-3]
[1927,481.75,20,7.2916666666666671E-2,0.725672870274916,0.42950911539178754,4.0607946231907548E-2,1.0151986557976887E-2]
[1928,482,20,8.3333333333333329E-2,0.72600178647379765,0.50019121407030498,6.4136026019524922E-2,1.6034006504881231E-2]
[1929,482.25,20,9.375E-2,0.72632871116356468,0.56291611927357588,9.1416570508041625E-2,2.2854142627010406E-2]
[1930,482.5,20,0.10416666666666667,0.72665363756232781,0.61667043670494359,0.12018582695364488,3.004645673841122E-2]
[1931,482.75,20,0.11458333333333333,0.72697655892965107,0.66058381889714013,0.14773304992302036,3.693326248075509E-2]
[1932,483,20,0.125,0.72729746856669197,0.69394306583986043,0.1712637271391427,4.2815931784785675E-2]
[1933,483.25,20,0.13541666666666666,0.72761635981634043,0.71620371452809872,0.18827973443216955,4.7069933608042389E-2]
[1934,483.5,20,0.14583333333333334,0.72793322606335664,0.72699892898775242,0.19692242846994509,4.9230607117486273E-2]
[1935,483.75,20,0.15625,0.72824806073450854,0.72614554555158461,0.1962297734566294,4.9057443364157349E-2]
[1936,484,20,0.16666666666666666,0.72856085729870834,0.71364717374867026,0.18627068871513755,4.6567672178784388E-2]
[1937,484.25,20,0.17708333333333334,0.72887160926714722,0.68969430040341273,0.16813718837543201,4.2034297093858003E-2]
[1938,484.5,20,0.1875,0.72918031019343088,0.65466139265725665,0.14379509094638476,3.5948772736596191E-2]
[1939,484.75,20,0.19791666666666666,0.72948695367371297,0.60910104385472885,0.11581422386345329,2.8953555965863322E-2]
[1940,485,20,0.20833333333333334,0.72979153334682745,0.55373525379932642,8.7016255667795209E-2,2.1754063916948802E-2]
[1941,485.25,20,0.21875,0.73009404289442115,0.48944398101918124,6.009008883129776E-2,1.502252220782444E-2]
[1942,485.5,20,0.22916666666666666,0.73039447604108476,0.41725114864308532,3.7229439039863525E-2,9.3073597599658813E-3]
[1943,485.75,20,0.23958333333333334,0.73069282655448242,0.33830832656641235,1.9844123925706274E-2,4.9610309814265684E-3]
[1944,486,20,0.25,0.73098908824548181,0.25387635011988768,8.386111024046761E-3,2.0965277560116903E-3]
[1945,486.25,20,0.26041666666666669,0.73128325496828228,0.16530516883576266,2.3150115931179979E-3,5.7875289827949948E-4]
[1946,486.5,20,0.27083333333333331,0.73157532062054187,7.4012247594590352E-2,2.0778043385311236E-4,5.1945108463278091E-5]
[1947,486.75,20,0.28125,0.73186527914350463,-1.8540134032287863E-2,3.2661225651787044E-6,8.1653064129467611E-7]
[1948,487,20,0.29166666666666669,0.73215312452212578,-0.11086832043941733,6.984193688395065E-4,1.7460484220987662E-4]
[1949,487.25,20,0.30208333333333331,0.73243885078519666,-0.20149108068138152,4.1923868323118082E-3,1.0480967080779521E-3]
[1950,487.5,20,0.3125,0.73272245200546859,-0.28895338912135671,1.2364519609991634E-2,3.0911299024979086E-3]
[1951,487.75,20,0.32291666666666669,0.73300392229977618,-0.37184980396819162,2.6350965982010491E-2,6.5877414955026227E-3]
[1952,488,20,0.33333333333333331,0.73328325582915832,-0.44884706779506117,4.6343523155083235E-2,1.1585880788770809E-2]
[1953,488.25,20,0.34375,0.73356044679898069,-0.51870556634179477,7.152479064839401E-2,1.7881197662098502E-2]
[1954,488.5,20,0.35416666666666669,0.73383548945905508,-0.58029929996802043,0.10014978233008542,2.5037445582521356E-2]
[1955,488.75,20,0.36458333333333331,0.73410837810375884,-0.63263404576108673,0.12976320099980632,3.2440800249951579E-2]
[1956,489,20,0.375,0.73437910707215326,-0.67486341713464992,0.15752211329812227,3.9380528324530567E-2]
[1957,489.25,20,0.38541666666666669,0.73464767074810111,-0.70630256132173042,0.18057857154421444,4.5144642886053611E-2]
[1958,489.5,20,0.39583333333333331,0.73491406356038325,-0.72643927293269595,0.19646799584467931,4.9116998961169826E-2]
[1959,489.75,20,0.40625,0.73517827998281349,-0.73494234311123929,0.20344811886651401,5.0862029716628503E-2]
[1960,490,20,0.41666666666666669,0.73544031453435443,-0.73166700811591601,0.20074016987094884,5.0185042467737209E-2]
[1961,490.25,20,0.42708333333333331,0.73570016177923003,-0.71665740767196329,0.18863776949704872,4.715944237426218E-2]
[1962,490.5,20,0.4375,0.73595781632703883,-0.69014601143098608,0.1684677660337727,4.2116941508443174E-2]
[1963,490.75,20,0.44791666666666669,0.73621327283286608,-0.65255002057377565,0.14240829696605503,3.5602074241513758E-2]
[1964,491,20,0.45833333333333331,0.73646652599739426,-0.60446480021158711,0.11318970205306005,2.8297425513265011E-2]
[1965,491.25,20,0.46875,0.7367175705670127,-0.54665444600111335,8.3720636907437765E-2,2.0930159226859441E-2]
[1966,491.5,20,0.47916666666666669,0.73696640133392732,-0.48003963451972864,5.6692441291621196E-2,1.4173110322905299E-2]
[1967,491.75,20,0.48958333333333331,0.73721301313626819,-0.40568295070708421,3.4217961932404957E-2,8.5544904831012392E-3]
[1968,492,20,0.5,0.73745740085819644,-0.32477192636083463,1.755615124632133E-2,4.3890378115803326E-3]
[1969,492.25,20,0.51041666666666663,0.73769955943001098,-0.23860006062291647,6.9615431400139195E-3,1.7403857850034799E-3]
[1970,492.5,20,0.52083333333333337,0.73793948382825314,-0.14854612600961445,1.6798784551651314E-3,4.1996961379128285E-4]
[1971,492.75,20,0.53125,0.7381771690758111,-5.605209129790354E-2,9.0254597107049142E-5,2.2563649276762285E-5]
[1972,493,20,0.54166666666666663,0.73841261024202309,3.7399984968799017E-2,2.6810699974009859E-5,6.7026749935024646E-6]
[1973,493.25,20,0.55208333333333337,0.73864580244277989,0.13031171981427894,1.1340815869500466E-3,2.8352039673751165E-4]
[1974,493.5,20,0.5625,0.73887674084062538,0.2211924486304345,5.5463179029063159E-3,1.386579475726579E-3]
[1975,493.75,20,0.57291666666666663,0.73910542064485818,0.30858315936586711,1.5059499320334773E-2,3.7648748300836933E-3]
[1976,494,20,0.58333333333333337,0.73933183711162975,0.39107993352096942,3.065423396561226E-2,7.6635584914030649E-3]
[1977,494.25,20,0.59375,0.73955598554404367,0.46735651704986653,5.2316511710367622E-2,1.3079127927591905E-2]
[1978,494.5,20,0.60416666666666663,0.73977786129225254,0.53618565801641938,7.9002248022532945E-2,1.9750562005633236E-2]
[1979,494.75,20,0.61458333333333337,0.73999745975355502,0.59645886744553966,0.10875152817305883,2.7187882043264708E-2]
[1980,495,20,0.625,0.74021477637249045,0.64720428494150928,0.13893703341006933,3.4734258352517332E-2]
[1981,495.25,20,0.63541666666666663,0.74042980664093416,0.68760236090981508,0.16661187325461393,4.1652968313653484E-2]
[1982,495.5,20,0.64583333333333337,0.7406425460981908,0.71699910213646656,0.1889077194814234,4.7226929870355851E-2]
[1983,495.75,20,0.65625,0.74085299033108631,0.73491666648813792,0.20342679605848304,5.0856699014620761E-2]
[1984,496,20,0.66666666666666663,0.74106113497406034,0.74106113497406034,0.20857198840170108,5.2142997100425269E-2]
[1985,496.25,20,{"$f":"IF(A2005<>\"\",MOD(B2005,24)/24,\"\")","v":0.67708333333333337},0.74126697570925626,0.73532733467476552,{"$f":"ABS(0.5*1.025*1*(F2005^3))","v":0.20376800864046279},{"$f":"G2005*$B$13","v":5.0942002160115699E-2}]
[{"$f":"IF(IF(A2005<>\"\",A2005+1<=$B$16,0),A2005+1,\"\")","v":1986},{"$f":"IF(A2006<>\"\",A2006*$B$13,\"\")","v":496.5},{"$f":"IF(A2006<>\"\",ROUNDDOWN(A2006*$B$13/24,0),\"\")","v":20},0.6875,{"$f":"IF(A2006<>\"\",($B$4+$B$5)/2+($B$5-$B$4)/2*COS(2*PI()/$B$15*B2006),\"\")","v":0.74147050826661065},{"$f":"IF(A2006<>\"\",E2006*COS(2*PI()/$B$7*B2006),\"\")","v":0.71780063336699895},0.18954196616188476,4.738549154047119E-2]
[1987,496.75,20,0.69791666666666663,0.74167172842394236,0.6887556752988373,0.1674516537645275,4.1862913441131876E-2]
[1988,497,20,0.70833333333333337,0.74187063200703984,0.64865207671239833,0.13987152446339102,3.4967881115847754E-2]
[1989,497.25,20,0.71875,0.74206721488974736,0.5981271485837234,0.10966660910995969,2.7416652277489923E-2]
[1990,497.5,20,0.72916666666666663,0.74226147299405132,0.53798576186414193,7.9800610810331879E-2,1.995015270258297E-2]
[1991,497.75,20,0.73958333333333337,0.74245340229016443,0.46918751649463347,5.2933817431424043E-2,1.3233454357856011E-2]
[1992,498,20,0.75,0.74264299879660911,0.39283141888469159,3.1067944210785254E-2,7.7669860526963135E-3]
[1993,498.25,20,0.76041666666666663,0.74283025858030072,0.31013831269871295,1.5288332839291671E-2,3.8220832098229177E-3]
[1994,498.5,20,0.77083333333333337,0.7430151777566284,0.22243134402983117,5.6400353744835699E-3,1.4100088436208925E-3]
[1995,498.75,20,0.78125,0.74319775248953646,0.13111477377751779,1.155177601909573E-3,2.8879440047739326E-4]
[1996,499,20,0.79166666666666663,0.74337797899160285,3.7651476768915414E-2,2.7355201245797565E-5,6.8388003114493912E-6]
[1997,499.25,20,0.80208333333333337,0.74355585352411913,-5.6460511558505011E-2,9.2241911885904772E-5,2.3060477971476193E-5]
[1998,499.5,20,0.8125,0.7437313723971668,-0.14971202460706159,1.7197444647024779E-3,4.2993611617561948E-4]
[1999,499.75,20,0.82291666666666663,0.74390453196969464,-0.24060698445147422,7.1386906083495041E-3,1.784672652087376E-3]
[2000,500,20,0.83333333333333337,0.74407532864959358,-0.32768642305562146,1.8033051084468222E-2,4.5082627711170555E-3]
[2001,500.25,20,0.84375,0.74424375889377192,-0.40955191888014775,3.5206330772769245E-2,8.8015826931923113E-3]
[2002,500.5,20,0.85416666666666663,0.74440981920822835,-0.48488807210047191,5.8427643734390015E-2,1.4606910933597504E-2]
[2003,500.75,20,0.86458333333333337,0.74457350614812468,-0.55248365692873003,8.6427544948051549E-2,2.1606886237012887E-2]
[2004,501,20,0.875,0.74473481631785687,-0.61125111062791448,0.11704499662046151,2.9261249155115378E-2]
[2005,501.25,20,0.88541666666666663,0.74489374637112626,-0.66024404538290182,0.14750520617859847,3.6876301544649617E-2]
[2006,501.5,20,0.89583333333333337,0.745050293011008,-0.69867250082788546,0.17478929073819383,4.3697322684548456E-2]
[2007,501.75,20,0.90625,0.74520445299002047,-0.72591569121565114,0.19604348853592801,4.9010872133982003E-2]
[2008,502,20,0.91666666666666663,0.74535622311019178,-0.74153204137157591,0.20896985156587491,5.2242462891468729E-2]
[2009,502.25,20,0.92708333333333337,0.74550560022312662,-0.74526634905936551,0.21214285330111821,5.3035713325279552E-2]
[2010,502.5,20,0.9375,0.74565258123007139,-0.73705395749941949,0.20520678532465117,5.1301696331162792E-2]
[2011,502.75,20,0.94791666666666663,0.74579716308197852,-0.71702186978266125,0.18892571582486242,4.7231428956215606E-2]
[2012,503,20,0.95833333333333337,0.74593934277956953,-0.68548678604214031,0.16507873491332015,4.1269683728330037E-2]
[2013,503.25,20,0.96875,0.74607911737339794,-0.64295009369184908,0.13621522796567073,3.4053806991417683E-2]
[2014,503.5,20,0.97916666666666663,0.74621648396390927,-0.59008989002161405,0.10530485430679358,2.6326213576698395E-2]
[2015,503.75,20,0.98958333333333337,0.74635143970150231,-0.52775016416127218,7.5331913827408517E-2,1.8832978456852129E-2]
[2016,504,21,0,0.74648398178658781,-0.45692731112757096,4.8891709339895548E-2,1.2222927334973887E-2]
[2017,504.25,21,1.0416666666666666E-2,0.74661410746964629,-0.37875419360841467,2.7846218078646883E-2,6.9615545196617208E-3]
[2018,504.5,21,2.0833333333333332E-2,0.74674181405128548,-0.29448200662905272,1.3087905816207229E-2,3.2719764540518072E-3]
[2019,504.75,21,3.125E-2,0.74686709888229608,-0.20546023564672436,4.4450557816798708E-3,1.1112639454199677E-3]
[2020,505,21,4.1666666666666664E-2,0.74698995936370693,-0.11311502936467392,7.4174530744172326E-4,1.8543632686043082E-4]
[2021,505.25,21,5.2083333333333336E-2,0.74711039294683856,-1.8926334144912026E-2,3.4745085093327452E-6,8.6862712733318631E-7]
[2022,505.5,21,6.25E-2,0.74722839713335665,7.5595843079360237E-2,2.2140509682540816E-4,5.5351274206352041E-5]
[2023,505.75,21,7.2916666666666671E-2,0.74734396947532311,0.16893566236230231,2.4709154589890332E-3,6.1772886474725829E-4]
[2024,506,21,8.3333333333333329E-2,0.74745710757524741,0.25959577973709114,8.9657526498852641E-3,2.241438162471316E-3]
[2025,506.25,21,9.375E-2,0.7475678090861364,0.34612138684790661,2.1250990409315881E-2,5.3127476023289702E-3]
[2026,506.5,21,0.10416666666666667,0.74767607171154216,0.42712357495574277,3.9935074434755705E-2,9.9837686086889262E-3]
[2027,506.75,21,0.11458333333333333,0.74778189320561095,0.50130164778997499,6.4564124482628674E-2,1.6141031120657168E-2]
[2028,507,21,0.125,0.74788527137312855,0.56746402449666189,9.3650234906541674E-2,2.3412558726635418E-2]
[2029,507.25,21,0.13541666666666666,0.7479862040695664,0.62454739648639901,0.12485043980744101,3.1212609951860253E-2]
[2030,507.5,21,0.14583333333333334,0.74808468920112636,0.67163382994813425,0.15527143243163893,3.8817858107909733E-2]
[2031,507.75,21,0.15625,0.74818072472478336,0.70796553872253143,0.18185708461361821,4.5464271153404553E-2]
[2032,508,21,0.16666666666666666,0.74827430864832867,0.73295708959105332,0.20180388352811462,5.0450970882028656E-2]
[2033,508.25,21,0.17708333333333334,0.7483654390304102,0.74620484323514169,0.21294530058427893,5.3236325146069734E-2]
[2034,508.5,21,0.1875,0.74845411398057393,0.74749347849248293,0.2140504246501988,5.35126061625497E-2]
[2035,508.75,21,0.19791666666666666,0.74854033165930234,0.73679949437063785,0.20499431973346272,5.1248579933365679E-2]
[2036,509,21,0.20833333333333334,0.74862409027805255,0.71429163282106112,0.18677577979332882,4.6693944948332206E-2]
[2037,509.25,21,0.21875,0.74870538809929388,0.68032821474695626,0.1613798536367255,4.0344963409181374E-2]
[2038,509.5,21,0.22916666666666666,0.74878422343654383,0.63545143132208803,0.13150460360468616,3.287615090117154E-2]
[2039,509.75,21,0.23958333333333334,0.74886059465440247,0.58037868163637285,0.10019088772714214,2.5047721931785536E-2]
[2040,510,21,0.25,0.74893450016858709,0.51599109517064434,7.0407753905382536E-2,1.7601938476345634E-2]
[2041,510.25,21,0.26041666666666669,0.74900593844596486,0.44331942287334319,4.4652332218709567E-2,1.1163083054677392E-2]
[2042,510.5,21,0.27083333333333331,0.74907490800458421,0.36352752293742457,2.4621004148317079E-2,6.1552510370792698E-3]
[2043,510.75,21,0.28125,0.74914140741370616,0.27789370607510594,1.0998412443326777E-2,2.7496031108316943E-3]
[2044,511,21,0.29166666666666669,0.74920543529383354,0.18779023953837454,3.3940084361619733E-3,8.4850210904049332E-4]
[2045,511.25,21,0.30208333333333331,0.74926699031674027,9.4661338778130877E-2,4.3472217776138321E-4,1.086805444403458E-4]
[2046,511.5,21,0.3125,0.74932607120549788,-1.505440400948435E-14,1.7485762298571624E-42,4.3714405746429061E-43]
[2047,511.75,21,0.32291666666666669,0.74938267673450287,-9.4675954437632451E-2,4.3492357146052884E-4,1.0873089286513221E-4]
[2048,512,21,0.33333333333333331,0.749436805729502,-0.18784823312399379,3.3971538314346863E-3,8.4928845785867157E-4]
[2049,512.25,21,{"$f":"IF(A2069<>\"\",MOD(B2069,24)/24,\"\")","v":0.34375},0.74948845706761602,-0.27802244400573378,{"$f":"ABS(0.5*1.025*1*(F2069^3))","v":1.1013705005217951E-2},{"$f":"G2069*$B$13","v":2.7534262513044879E-3}]
[{"$f":"IF(IF(A2069<>\"\",A2069+1<=$B$16,0),A2069+1,\"\")","v":2050},{"$f":"IF(A2070<>\"\",A2070*$B$13,\"\")","v":512.5},{"$f":"IF(A2070<>\"\",ROUNDDOWN(A2070*$B$13/24,0),\"\")","v":21},0.35416666666666669,{"$f":"IF(A2070<>\"\",($B$4+$B$5)/2+($B$5-$B$4)/2*COS(2*PI()/$B$15*B2070),\"\")","v":0.74953762967736393},{"$f":"IF(A2070<>\"\",E2070*COS(2*PI()/$B$7*B2070),\"\")","v":-0.36375208267331938},2.466665930675593E-2,6.1666648266889825E-3]
[2051,512.75,21,0.36458333333333331,0.74958432253868446,-0.44366175514204059,4.4755854015454538E-2,1.1188963503863635E-2]
[2052,513,21,0.375,0.74962853468295743,-0.51646926199173315,7.0603675078626207E-2,1.7650918769656552E-2]
[2053,513.25,21,0.38541666666666669,0.74967026519302404,-0.58100618897634171,0.10051621937566953,2.5129054843917382E-2]
[2054,513.5,21,0.39583333333333331,0.74970951320320567,-0.63623667316910026,0.13199271600621429,3.2998179001553572E-2]
[2055,513.75,21,0.40625,0.74974627789932202,-0.68127404298683125,0.16205386622138598,4.0513466555346496E-2]
[2056,514,21,0.41666666666666669,0.74978055851870784,-0.71539506456825919,0.18764270662942195,4.6910676657355488E-2]
[2057,514.25,21,0.42708333333333331,0.74981235435022864,-0.73805156541593331,0.20604116028854533,5.1510290072136332E-2]
[2058,514.5,21,0.4375,0.74984166473429603,-0.74887924833476438,0.21524311012774541,5.3810777531936353E-2]
[2059,514.75,21,0.44791666666666669,0.74986848906288062,-0.74770355383207354,0.21423094537268547,5.3557736343171368E-2]
[2060,515,21,0.45833333333333331,0.74989282677952496,-0.73454247656101412,0.20311622408206478,5.0779056020516196E-2]
[2061,515.25,21,0.46875,0.74991467737935547,-0.70960629032792477,0.18312441052082032,4.578110263020508E-2]
[2062,515.5,21,0.47916666666666669,0.74993404040909217,-0.67329418585791212,0.15642582793588433,3.9106456983971083E-2]
[2063,515.75,21,0.48958333333333331,0.74995091546705894,-0.62618787512287688,0.12583684819410387,3.1459212048525968E-2]
[2064,516,21,0.5,0.74996530220319091,-0.56904226478443132,9.4433794846912528E-2,2.3608448711728132E-2]
[2065,516.25,21,0.51041666666666663,0.74997720031904258,-0.50277334840662657,6.5134429536926303E-2,1.6283607384231576E-2]
[2066,516.5,21,0.52083333333333337,0.74998660956779339,-0.42844351179276763,4.0306452941207771E-2,1.0076613235301943E-2]
[2067,516.75,21,0.53125,0.74999352975425315,-0.3472444873767544,2.145852909904911E-2,5.3646322747622774E-3]
[2068,517,21,0.54166666666666663,0.74999796073486613,-0.26047823138610582,9.0574964600962475E-3,2.2643741150240619E-3]
[2069,517.25,21,0.55208333333333337,0.74999990241771386,-0.16953603087950023,2.497352826407066E-3,6.2433820660176651E-4]
[2070,517.5,21,0.5625,0.749999354762517,-7.5876176212970742E-2,2.2387736108671089E-4,5.5969340271677723E-5]
[2071,517.75,21,0.57291666666666663,0.74999631778063636,1.8999442454285993E-2,3.5149280503015894E-6,8.7873201257539734E-7]
[2072,518,21,0.58333333333333337,0.74999079153507275,0.11356943871105678,7.5072055629151336E-4,1.8768013907287834E-4]
[2073,518.25,21,0.59375,0.74998277614046538,0.20631734634905272,4.5009179869591022E-3,1.1252294967397756E-3]
[2074,518.5,21,0.60416666666666663,0.74997227176308945,0.29575595654240666,1.3258499300481933E-2,3.3146248251204832E-3]
[2075,518.75,21,0.61458333333333337,0.7499592786208531,0.38045118485086132,2.8222188786204822E-2,7.0555471965512056E-3]
[2076,519,21,0.625,0.74994379698329261,0.45904508470797339,4.9574677102466824E-2,1.2393669275616706E-2]
[2077,519.25,21,0.63541666666666663,0.74992582717156675,0.53027763777996428,7.6419432569315895E-2,1.9104858142328974E-2]
[2078,519.5,21,0.64583333333333337,0.74990536955845044,0.59300697124613466,0.10687429583309699,2.6718573958274247E-2]
[2079,519.75,21,0.65625,0.74988242456832643,0.64622767734268016,0.13830902929115499,3.4577257322788747E-2]
[2080,520,21,0.66666666666666663,0.74985699267717731,0.68908694101875201,0.16769338393841488,4.1923345984603719E-2]
[2081,520.25,21,0.67708333333333337,0.74982907441257474,0.72089821678982469,0.19200640820185347,4.8001602050463367E-2]
[2082,520.5,21,0.6875,0.74979867035366932,0.74115223526793861,0.20864891851367892,5.216222962841973E-2]
[2083,520.75,21,0.69791666666666663,0.74976578113117798,0.74952516277012204,0.21580053743015268,5.3950134357538169E-2]
[2084,521,21,0.70833333333333337,0.7497304074273714,0.74588378316359882,0.21267055502742011,5.3167638756855026E-2]
[2085,521.25,21,0.71875,0.74969254997605916,0.7302876189635189,0.19960696128424449,4.9901740321061122E-2]
[2086,521.5,21,0.72916666666666663,0.74965220956257528,0.7029879578860776,0.17804817508807796,4.4512043772019491E-2]
[2087,521.75,21,0.73958333333333337,0.74960938702376145,0.66442380078592411,0.15032437725954528,3.7581094314886321E-2]
[2088,522,21,0.75,0.74956408324794999,0.61521479637194909,0.11933674440603864,2.983418610150966E-2]
[2089,522.25,21,0.76041666666666663,0.74951629917494489,0.55615127650468243,8.8160223972993626E-2,2.2040055993248407E-2]
[2090,522.5,21,0.77083333333333337,0.74946603579600313,0.4881815524524093,5.9626313910785857E-2,1.4906578477696464E-2]
[2091,522.75,21,0.78125,0.74941329415381319,0.4123966764748862,3.5945070488519443E-2,8.9862676221298607E-3]
[2092,523,21,0.79166666666666663,0.74935807534247423,0.33001291380329956,1.8419874791127368E-2,4.6049686977818419E-3]
[2093,523.25,21,0.80208333333333337,0.74930038050747272,0.24235220684148698,7.2951597394208482E-3,1.823789934855212E-3]
[2094,523.5,21,0.8125,0.7492402108456595,0.15082094563414208,1.7582428017046449E-3,4.3956070042616122E-4]
[2095,523.75,21,0.82291666666666663,0.74917756760522392,5.6887385815958487E-2,9.4349977326272321E-5,2.358749433156808E-5]
[2096,524,21,0.83333333333333337,0.74911245208566879,-3.7941923064866524E-2,2.799315745552836E-5,6.99828936388209E-6]
[2097,524.25,21,0.84375,0.74904486563778305,-0.13214632011242297,1.1826577746985349E-3,2.9566444367463371E-4]
[2098,524.5,21,0.85416666666666663,0.74897480966361385,-0.22421543804926614,5.7768408875257561E-3,1.444210221881439E-3]
[2099,524.75,21,0.86458333333333337,0.74890228561643724,-0.31267343858772528,1.5666314438891653E-2,3.9165786097229132E-3]
[2100,525,21,0.875,0.74882729500072853,-0.3961026890058979,3.1850572412589068E-2,7.9626431031472669E-3]
[2101,525.25,21,0.88541666666666663,0.74874983937213047,-0.47316649977918324,5.4291999525208329E-2,1.3572999881302082E-2]
[2102,525.5,21,0.89583333333333337,0.74866992033742141,-0.54263055827597484,8.1885425868253273E-2,2.0471356467063318E-2]
[2103,525.75,21,0.90625,0.74858753955448187,-0.60338271455041337,0.11258290828529564,2.8145727071323911E-2]
[2104,526,21,0.91666666666666663,0.74850269873226005,-0.65445080181164395,0.14365636798156933,3.5914091995392333E-2]
[2105,526.25,21,0.92708333333333337,0.74841539963073633,-0.69501820579315887,0.17206098809103645,4.3015247022759114E-2]
[2106,526.5,21,0.9375,0.74832564406088709,-0.72443693347616089,0.19484785104444471,4.8711962761111179E-2]
[2107,526.75,21,0.94791666666666663,0.74823343388464669,-0.74223797185421425,0.20956723101902811,5.2391807754757026E-2]
[2108,527,21,0.95833333333333337,0.74813877101486936,-0.74813877101486936,0.21460525656536278,5.3651314141340695E-2]
[2109,527.25,21,0.96875,0.74804165741528883,-0.74204773205575247,0.20940613250975121,5.2351533127437802E-2]
[2110,527.5,21,0.97916666666666663,0.74794209510047838,-0.72406562850362688,0.19454840095761383,4.8637100239403458E-2]
[2111,527.75,21,0.98958333333333337,0.74784008613580855,-0.69448393919038787,0.1716644986512374,4.2916124662809349E-2]
[2112,528,22,0,0.74773563263740406,-0.65378012016723175,0.14321516299538647,3.5803790748846619E-2]
[2113,528.25,22,{"$f":"IF(A2133<>\"\",MOD(B2133,24)/24,\"\")","v":1.0416666666666666E-2},0.74762873677210095,-0.60260989240871699,{"$f":"ABS(0.5*1.025*1*(F2133^3))","v":0.11215086820329351},{"$f":"G2133*$B$13","v":2.8037717050823377E-2}]
[{"$f":"IF(IF(A2133<>\"\",A2133+1<=$B$16,0),A2133+1,\"\")","v":2114},{"$f":"IF(A2134<>\"\",A2134*$B$13,\"\")","v":528.5},{"$f":"IF(A2134<>\"\",ROUNDDOWN(A2134*$B$13/24,0),\"\")","v":22},2.0833333333333332E-2,{"$f":"IF(A2134<>\"\",($B$4+$B$5)/2+($B$5-$B$4)/2*COS(2*PI()/$B$15*B2134),\"\")","v":0.74751940075740042},{"$f":"IF(A2134<>\"\",E2134*COS(2*PI()/$B$7*B2134),\"\")","v":-0.54179666998278753},8.1508493075193436E-2,2.0377123268798359E-2]
[2115,528.75,22,3.125E-2,0.74740762686142337,-0.47231829926911384,5.4000550316374546E-2,1.3500137579093636E-2]
[2116,529,22,4.1666666666666664E-2,0.74729341740286359,-0.39529132296035313,3.1655247501983584E-2,7.913811875495896E-3]
[2117,529.25,22,5.2083333333333336E-2,0.74717677475093924,-0.31195302228506494,1.5558275673124974E-2,3.8895689182812435E-3]
[2118,529.5,22,6.25E-2,0.74705770132534377,-0.22364152651005315,5.732594380442527E-3,1.4331485951106318E-3]
[2119,529.75,22,7.2916666666666671E-2,0.74693619959619606,-0.13177430974226051,1.1726978249976868E-3,2.931744562494217E-4]
[2120,530,22,8.3333333333333329E-2,0.7468122720839887,-3.7825420859612241E-2,2.773608606447778E-5,6.9340215161194449E-6]
[2121,530.25,22,9.375E-2,0.74668592135953615,5.6698187356965558E-2,9.3411725372683554E-5,2.3352931343170888E-5]
[2122,530.5,22,0.10416666666666667,0.74655715004392098,0.15028084946547579,1.7394213384242915E-3,4.3485533460607288E-4]
[2123,530.75,22,0.11458333333333333,0.74642596080843993,0.24142251031984019,7.2115256737965532E-3,1.8028814184491383E-3]
[2124,531,22,0.125,0.74629235637454794,0.32866278909953445,1.8194724292926803E-2,4.5486810732317008E-3]
[2125,531.25,22,0.13541666666666666,0.74615633951380256,0.41060439806265664,3.5478451833046362E-2,8.8696129582615905E-3]
[2126,531.5,22,0.14583333333333334,0.74601791304780551,0.4859355401772093,5.8807113132966778E-2,1.4701778283241694E-2]
[2127,531.75,22,0.15625,0.74587707984814466,0.55345092632378279,8.6882283284179712E-2,2.1720570821044928E-2]
[2128,532,22,0.16666666666666666,0.74573384283633437,0.61207107507107872,0.11751665974348537,2.9379164935871342E-2]
[2129,532.25,22,0.17708333333333334,0.74558820498375511,0.66085958574149328,0.14791814476832663,3.6979536192081656E-2]
[2130,532.5,22,0.1875,0.74544016931159107,0.69903810816002421,0.17506383006409518,4.3765957516023794E-2]
[2131,532.75,22,0.19791666666666666,0.74528973889076866,0.72599876958876197,0.19611080560183056,4.9027701400457639E-2]
[2132,533,22,0.20833333333333334,0.74513691684189176,0.74131386029281476,0.20878545014488883,5.2196362536222209E-2]
[2133,533.25,22,0.21875,0.74498170633517724,0.74474262330190621,0.21169592603410003,5.2923981508525009E-2]
[2134,533.5,22,0.22916666666666666,0.74482411059038978,0.73623504051445476,0.20452354899958569,5.1130887249896423E-2]
[2135,533.75,22,0.23958333333333334,0.74466413287677424,0.71593255558776225,0.18806596394158509,4.7016490985396273E-2]
[2136,534,22,0.25,0.74450177651298843,0.68416572329174308,0.16412615918850537,4.1031539797126343E-2]
[2137,534.25,22,0.26041666666666669,0.74433704486703411,0.64144882438259843,0.13526327870842642,3.3815819677106604E-2]
[2138,534.5,22,0.27083333333333331,0.74416994135618708,0.5884715337828168,0.1044408140523401,2.6110203513085024E-2]
[2139,534.75,22,0.28125,0.74400046944692588,0.52608777715189181,7.4622278397022054E-2,1.8655569599255514E-2]
[2140,535,22,0.29166666666666669,0.74382863265486099,0.45530195603828649,4.8371818876004516E-2,1.2092954719001129E-2]
[2141,535.25,22,0.30208333333333331,0.74365443454466074,0.37725276399327584,2.7516371285015884E-2,6.8790928212539709E-3]
[2142,535.5,22,0.3125,0.74347787872997784,0.29319485462440137,1.2917036985322015E-2,3.2292592463305037E-3]
[2143,535.75,22,0.32291666666666669,0.74329896887337443,0.2044786569514857,4.3816513909104762E-3,1.095412847727619E-3]
[2144,536,22,0.33333333333333331,0.74311770868624627,0.1125286630506642,7.3026981003560085E-4,1.8256745250890021E-4]
[2145,536.25,22,0.34375,0.74293410192874543,1.882053735765989E-2,3.4165668837541633E-6,8.5414172093854082E-7]
[2146,536.5,22,0.35416666666666669,0.74274815240970227,-7.5142584238577129E-2,2.17446414195135E-4,5.4361603548783749E-5]
[2147,536.75,22,0.36458333333333331,0.74255986398654683,-0.16785422454709739,2.4237660490986144E-3,6.0594151227465361E-4]
[2148,537,22,0.375,0.74236924056522835,-0.25782873679873763,8.783909088100254E-3,2.1959772720250635E-3]
[2149,537.25,22,0.38541666666666669,0.74217628610013442,-0.34362512979877397,2.079450661388178E-2,5.1986266534704449E-3]
[2150,537.5,22,0.39583333333333331,0.74198100459400929,-0.42387016412866652,3.9029448426269576E-2,9.7573621065673941E-3]
[2151,537.75,22,0.40625,0.74178340009787003,-0.49728034892397094,6.3022809869143784E-2,1.5755702467285946E-2]
[2152,538,22,0.41666666666666669,0.74158347671092328,-0.56268248660917308,9.1302793163315868E-2,2.2825698290828967E-2]
[2153,538.25,22,0.42708333333333331,0.74138123858048,-0.61903243648092421,0.12157214739533191,3.0393036848832978E-2]
[2154,538.5,22,0.4375,0.74117668990186902,-0.66543179681791054,0.15100958618293353,3.7752396545733383E-2]
[2155,538.75,22,0.44791666666666669,0.74096983491835056,-0.70114223879274862,0.17664943910781641,4.4162359776954103E-2]
[2156,539,22,0.45833333333333331,0.74076067792102807,-0.72559726332614805,0.19578561423069968,4.894640355767492E-2]
[2157,539.25,22,0.46875,0.74054922324875894,-0.7384111935449641,0.20634249821092601,5.1585624552731503E-2]
[2158,539.5,22,0.47916666666666669,0.74033547528806454,-0.7393852600145161,0.20716015873295882,5.1790039683239704E-2]
[2159,539.75,22,0.48958333333333331,0.74011943847303985,-0.72851068269360497,0.19815345237528748,4.9538363093821869E-2]
[2160,540,22,0.5,0.73990111728526065,-0.70596870185612026,0.18032262157626128,4.5080655394065319E-2]
[2161,540.25,22,0.51041666666666663,0.73968051625369069,-0.6721275592573156,0.15561411213160761,3.8903528032901903E-2]
[2162,540.5,22,0.52083333333333337,0.73945763995458857,-0.62753647980808025,0.12665163519173223,3.1662908797933056E-2]
[2163,540.75,22,0.53125,0.73923249301141158,-0.57291675216897997,9.6375897076566963E-2,2.4093974269141741E-2]
[2164,541,22,0.54166666666666663,0.73900508009472055,-0.50915005321414264,6.7644306737734847E-2,1.6911076684433712E-2]
[2165,541.25,22,0.55208333333333337,0.73877540592208313,-0.43726420549604761,4.2847516226541184E-2,1.0711879056635296E-2]
[2166,541.5,22,0.5625,0.73854347525797504,-0.35841659795722902,2.3597076988594722E-2,5.8992692471486804E-3]
[2167,541.75,22,0.57291666666666663,0.73830929291368219,-0.27387553752474475,1.0528187202325937E-2,2.6320468005814842E-3]
[2168,542,22,0.58333333333333337,0.73807286374720038,-0.18499983228965777,3.2449489874325633E-3,8.1123724685814083E-4]
[2169,542.25,22,0.59375,0.73783419266313466,-9.3216935186543462E-2,4.1512446570776847E-4,1.0378111642694212E-4]
[2170,542.5,22,0.60416666666666663,0.73759328461259721,1.6987312501830015E-14,2.512279175156784E-42,6.2806979378919601E-43]
[2171,542.75,22,0.61458333333333337,0.73735014459310555,9.3155781233534921E-2,4.1430798795759788E-4,1.0357699698939947E-4]
[2172,543,22,0.625,0.73710477764847782,0.18475717905760139,3.2321971105355191E-3,8.0804927763387978E-4]
[2173,543.25,22,0.63541666666666663,0.73685718886872853,0.27333688010887941,1.0466188898963774E-2,2.6165472247409436E-3]
[2174,543.5,22,0.64583333333333337,0.73660738338996368,0.35747700877403571,2.3411983833328522E-2,5.8529959583321304E-3]
[2175,543.75,22,0.65625,0.73635536639427279,0.435831839647213,4.242782149013008E-2,1.060695537253252E-2]
[2176,544,22,0.66666666666666663,0.73610114310962271,0.507149336696324,6.6850006702962081E-2,1.671250167574052E-2]
[2177,544.25,22,{"$f":"IF(A2197<>\"\",MOD(B2197,24)/24,\"\")","v":0.67708333333333337},0.73584471880974867,0.57029117413899422,{"$f":"ABS(0.5*1.025*1*(F2197^3))","v":9.5056938123364187E-2},{"$f":"G2197*$B$13","v":2.3764234530841047E-2}]
[{"$f":"IF(IF(A2197<>\"\",A2197+1<=$B$16,0),A2197+1,\"\")","v":2178},{"$f":"IF(A2198<>\"\",A2198*$B$13,\"\")","v":544.5},{"$f":"IF(A2198<>\"\",ROUNDDOWN(A2198*$B$13/24,0),\"\")","v":22},0.6875,{"$f":"IF(A2198<>\"\",($B$4+$B$5)/2+($B$5-$B$4)/2*COS(2*PI()/$B$15*B2198),\"\")","v":0.73558609881404446},{"$f":"IF(A2198<>\"\",E2198*COS(2*PI()/$B$7*B2198),\"\")","v":0.62425091865149862},0.1246727215771338,3.116818039428345E-2]
[2179,544.75,22,0.69791666666666663,0.73532528848745293,0.66817008228692509,0.15288150436554918,3.8220376091387294E-2]
[2180,545,22,0.70833333333333337,0.73506229324035388,0.70135178988007241,0.17680787263710449,4.4201968159276121E-2]
[2181,545.25,22,0.71875,0.73479711852845242,0.72327184321069637,0.19390925825143818,4.8477314562859544E-2]
[2182,545.5,22,0.72916666666666663,0.7345297698526656,0.73358700616041217,0.20232463252688626,5.0581158131721565E-2]
[2183,545.75,22,0.73958333333333337,0.73426025275900797,0.7321403798573396,0.20113004483374727,5.0282511208436818E-2]
[2184,546,22,0.75,0.73398857283847729,0.7189637836324746,0.19046488217121077,4.7616220542802692E-2]
[2185,546.25,22,0.76041666666666663,0.73371473572693768,0.6942771057603232,0.17151116731428931,4.2877791828572327E-2]
[2186,546.5,22,0.77083333333333337,0.73343874710500323,0.65848463664794921,0.14632913653893151,3.6582284134732877E-2]
[2187,546.75,22,0.78125,0.73316061269792021,0.61216844558843886,0.11757275361326819,2.9393188403317047E-2]
[2188,547,22,0.79166666666666663,0.73288033827544796,0.5560789096283415,8.8125814001229444E-2,2.2031453500307361E-2]
[2189,547.25,22,0.80208333333333337,0.73259792965173909,0.49112254875228228,6.0710455646081678E-2,1.5177613911520419E-2]
[2190,547.5,22,0.8125,0.73231339268522,0.41834736472927547,3.7523641886343467E-2,9.3809104715858668E-3]
[2191,547.75,22,0.82291666666666663,0.73202673327846746,0.33892592090314444,1.9953000985075582E-2,4.9882502462688955E-3]
[2192,548,22,0.83333333333333337,0.73173795737808789,0.2541364363033311,8.4119111448607477E-3,2.1029777862151869E-3]
[2193,548.25,22,0.84375,0.73144707097459327,0.16534219912791581,2.3165677107130473E-3,5.7914192767826182E-4]
[2194,548.5,22,0.85416666666666663,0.73115408010227667,7.3969631398200078E-2,2.0742172102730045E-4,5.1855430256825113E-5]
[2195,548.75,22,0.86458333333333337,0.73085899083908712,-1.8514642018159645E-2,3.2526686793517713E-6,8.1316716983794282E-7]
[2196,549,22,0.875,0.73056180930650438,-0.11062735111301079,6.9387527223609645E-4,1.7346881805902411E-4]
[2197,549.25,22,0.88541666666666663,0.73026254166941085,-0.20089238650346086,4.1551270129276726E-3,1.0387817532319182E-3]
[2198,549.5,22,0.89583333333333337,0.72996119413596405,-0.28786447091302469,1.2225258995576402E-2,3.0563147488941005E-3]
[2199,549.75,22,0.90625,0.72965777295746814,-0.3701523164935106,2.5991735846630767E-2,6.4979339616576919E-3]
[2200,550,22,0.91666666666666663,0.72935228442824407,-0.44644089668332482,4.5602198951593509E-2,1.1400549737898377E-2]
[2201,550.25,22,0.92708333333333337,0.72904473488549859,-0.51551247582590431,7.0212010615283982E-2,1.7553002653820995E-2]
[2202,550.5,22,0.9375,0.72873513070919349,-0.5762660600189673,9.8076056605057735E-2,2.4519014151264434E-2]
[2203,550.75,22,0.94791666666666663,0.72842347832191279,-0.62773495830206083,0.1267718461023595,3.1692961525589876E-2]
[2204,551,22,0.95833333333333337,0.72810978418872951,-0.66910217389735993,0.15352220251794363,3.8380550629485907E-2]
[2205,551.25,22,0.96875,0.72779405481707182,-0.69971338030456165,0.1755716562897339,4.3892914072433474E-2]
[2206,551.5,22,0.97916666666666663,0.72747629675658798,-0.71908727604340583,0.19056304431093066,4.7640761077732664E-2]
[2207,551.75,22,0.98958333333333337,0.72715651659901004,-0.72692315410947206,0.19686085939240505,4.9215214848101263E-2]
[2208,552,23,0,0.72683472097801793,-0.72310556707713736,0.19377555304683827,4.8443888261709568E-2]
[2209,552.25,23,1.0416666666666666E-2,0.72651091656910094,-0.70770601552489099,0.1816571645722804,4.54142911430701E-2]
[2210,552.5,23,2.0833333333333332E-2,0.72618511008941966,-0.68098163531981748,0.16184529175111131,4.0461322937777829E-2]
[2211,552.75,23,3.125E-2,0.72585730829766704,-0.64337090750984427,0.13648286355319683,3.4120715888299208E-2]
[2212,553,23,4.1666666666666664E-2,0.72552751799392756,-0.59548646235927727,0.10822050298186879,2.7055125745467198E-2]
[2213,553.25,23,5.2083333333333336E-2,0.72519574601953618,-0.53810509565768727,7.9853725722171559E-2,1.996343143054289E-2]
[2214,553.5,23,6.25E-2,0.72486199925693673,-0.47215516008696817,5.3944614119543023E-2,1.3486153529885756E-2]
[2215,553.75,23,7.2916666666666671E-2,0.7245262846295395,-0.39870153642963352,3.2481613734415646E-2,8.1204034336039115E-3]
[2216,554,23,8.3333333333333329E-2,0.72418860910157645,-0.31892842807297933,1.6625456032270454E-2,4.1563640080676135E-3]
[2217,554.25,23,9.375E-2,0.7238489796779578,-0.23412025698705846,6.5767426209243024E-3,1.6441856552310756E-3]
[2218,554.5,23,0.10416666666666667,0.72350740340412645,-0.14564096957843309,1.5832319820806378E-3,3.9580799552015945E-4]
[2219,554.75,23,0.11458333333333333,0.72316388736591164,-5.4912086062925677E-2,8.4858958496809503E-5,2.1214739624202376E-5]
[2220,555,23,0.125,0.72281843868938167,3.6610153140912816E-2,2.5147713641424358E-5,6.2869284103560895E-6]
[2221,555.25,23,0.13541666666666666,0.72247106454069732,0.1274581763342959,1.0611993387544822E-3,2.6529983468862056E-4]
[2222,555.5,23,0.14583333333333334,0.72212177212596151,0.21617662887067612,5.1774997883570423E-3,1.2943749470892606E-3]
[2223,555.75,23,0.15625,0.72177056869107081,0.30134570279521566,1.4024548158238292E-2,3.5061370395595729E-3]
[2224,556,23,0.16666666666666666,0.72141746152156538,0.38160387356636655,2.8479489035106231E-2,7.1198722587765577E-3]
[2225,556.25,23,0.17708333333333334,0.72106245794247714,0.45566967951928883,4.848911569348921E-2,1.2122278923372302E-2]
[2226,556.5,23,0.1875,0.72070556531817753,0.52236219545851348,7.3048127079095054E-2,1.8262031769773764E-2]
[2227,556.75,23,0.19791666666666666,0.72034679105222643,0.58061987307650009,0.10031585042369626,2.5078962605924064E-2]
[2228,557,23,0.20833333333333334,0.71998614258721649,0.62951744744212901,0.1278548431365345,3.1963710784133625E-2]
[2229,557.25,23,0.21875,0.71962362740461983,0.6682806401523752,0.15295740592160692,3.823935148040173E-2]
[2230,557.5,23,0.22916666666666666,0.71925925302463323,0.69629842538594633,0.17301354663810606,4.3253386659526515E-2]
[2231,557.75,23,0.23958333333333334,0.71889302700602109,0.71313266446116652,0.18586809935024018,4.6467024837560045E-2]
[2232,558,23,0.25,0.71852495694595908,0.71852495694595908,0.19011633859690311,4.7529084649225777E-2]
[2233,558.25,23,0.26041666666666669,0.71815505047987704,0.71240060121026783,0.1852962804710144,4.63240701177536E-2]
[2234,558.5,23,0.27083333333333331,0.71778331528129979,0.69486960382775564,0.17195064651574105,4.2987661628935261E-2]
[2235,558.75,23,0.28125,0.71740975906168813,0.66622472467504046,0.15155005830887858,3.7887514577219644E-2]
[2236,559,23,0.29166666666666669,0.71703438957027965,0.6269365921800587,0.1262887679544811,3.1572191988620275E-2]
[2237,559.25,23,0.30208333333333331,0.71665721459392684,0.57764597017091535,9.8782295370290679E-2,2.469557384257267E-2]
[2238,559.5,23,0.3125,0.7162782419569359,0.51915330341953025,7.1710167210183751E-2,1.7927541802545938E-2]
[2239,559.75,23,0.32291666666666669,0.71589747952090543,0.45240571252700224,4.7454577388969604E-2,1.1863644347242401E-2]
[2240,560,23,0.33333333333333331,0.71551493518456177,0.37848164956405467,2.778614855698136E-2,6.9465371392453401E-3]
[2241,560.25,23,{"$f":"IF(A2261<>\"\",MOD(B2261,24)/24,\"\")","v":0.34375},0.71513061688359603,0.29857346320726069,{"$f":"ABS(0.5*1.025*1*(F2261^3))","v":1.3641040130591404E-2},{"$f":"G2261*$B$13","v":3.410260032647851E-3}]
[{"$f":"IF(IF(A2261<>\"\",A2261+1<=$B$16,0),A2261+1,\"\")","v":2242},{"$f":"IF(A2262<>\"\",A2262*$B$13,\"\")","v":560.5},{"$f":"IF(A2262<>\"\",ROUNDDOWN(A2262*$B$13/24,0),\"\")","v":23},0.35416666666666669,{"$f":"IF(A2262<>\"\",($B$4+$B$5)/2+($B$5-$B$4)/2*COS(2*PI()/$B$15*B2262),\"\")","v":0.71474453259049953},{"$f":"IF(A2262<>\"\",E2262*COS(2*PI()/$B$7*B2262),\"\")","v":0.21396815540442307},5.0204344126757762E-3,1.255108603168944E-3]
[2243,560.75,23,0.36458333333333331,0.71435669031439819,0.12602664032996938,1.0258431106360513E-3,2.5646077765901284E-4]
[2244,561,23,0.375,0.7139670981008861,3.6161840097002747E-2,2.4235134488960859E-5,6.0587836222402147E-6]
[2245,561.25,23,0.38541666666666669,0.71357576403185929,-5.4184029998589803E-2,8.1528185899387798E-5,2.038204647484695E-5]
[2246,561.5,23,0.39583333333333331,0.71318269622534769,-0.1435626213029908,1.5164147782998352E-3,3.7910369457495879E-4]
[2247,561.75,23,0.40625,0.71278790283534643,-0.23054268455741442,6.2798302969027456E-3,1.5699575742256864E-3]
[2248,562,23,0.41666666666666669,0.71239139205164737,-0.31373300267956611,1.5826121221850509E-2,3.9565303054626272E-3]
[2249,562.25,23,0.42708333333333331,0.71199317209966861,-0.39180465590522445,3.0824968911517973E-2,7.7062422278794934E-3]
[2250,562.5,23,0.4375,0.71159325124028427,-0.46351226274877244,5.1036108835236946E-2,1.2759027208809236E-2]
[2251,562.75,23,0.44791666666666669,0.71119163776965266,-0.52771385708417218,7.5316367303896598E-2,1.8829091825974149E-2]
[2252,563,23,0.45833333333333331,0.71078834001904478,-0.58338908392404265,0.10175804753394765,2.5439511883486914E-2]
[2253,563.25,23,0.46875,0.71038336635467114,-0.62965542382342921,0.12793893047414459,3.1984732618536148E-2]
[2254,563.5,23,0.47916666666666669,0.70997672517750787,-0.66578218781000964,0.1512482594722743,3.7812064868068575E-2]
[2255,563.75,23,0.48958333333333331,0.70956842492312333,-0.69120206082526603,0.16924230933356607,4.2310577333391518E-2]
[2256,564,23,0.5,0.70915847406150245,-0.70552001126719499,0.17997901859158716,4.499475464789679E-2]
[2257,564.25,23,0.51041666666666663,0.70874688109687078,-0.70851942671414925,0.18228425490746744,4.557106372686686E-2]
[2258,564.5,23,0.52083333333333337,0.70833365456751918,-0.70016538059555911,0.17591212304473294,4.3978030761183236E-2]
[2259,564.75,23,0.53125,0.70791880304562549,-0.68060498073827869,0.16157688777432236,4.039422194358059E-2]
[2260,565,23,0.54166666666666663,0.70750233513707717,-0.65016479761376422,0.14085239114348946,3.5213097785872366E-2]
[2261,565.25,23,0.55208333333333337,0.70708425948129328,-0.60934541698745781,0.11595367481976222,2.8988418704940556E-2]
[2262,565.5,23,0.5625,0.70666458475104443,-0.55881320777427301,8.9432188101417467E-2,2.2358047025354367E-2]
[2263,565.75,23,0.57291666666666663,0.70624331965227305,-0.49938944049381523,6.3828102650024587E-2,1.5957025662506147E-2]
[2264,566,23,0.58333333333333337,0.70582047292391348,-0.4320369340813448,4.1329152164548764E-2,1.0332288041137191E-2]
[2265,566.25,23,0.59375,0.70539605333770994,-0.35784444826788214,2.3484251413092207E-2,5.8710628532730519E-3]
[2266,566.5,23,0.60416666666666663,0.70497006969803444,-0.2780090746650668,1.1012116224561734E-2,2.7530290561404336E-3]
[2267,566.75,23,0.61458333333333337,0.70454253084170526,-0.19381691150476124,3.7313748155913436E-3,9.3284370389783589E-4]
[2268,567,23,0.625,0.70411344563780232,-0.10662233418403176,6.2120998456482318E-4,1.5530249614120579E-4]
[2269,567.25,23,0.63541666666666663,0.70368282298748364,-1.7826195921812952E-2,2.9031528101575161E-6,7.2578820253937902E-7]
[2270,567.5,23,0.64583333333333337,0.70325067182380141,7.1146690404971236E-2,1.8456866756917591E-4,4.6142166892293977E-5]
[2271,567.75,23,0.65625,0.70281700111151557,0.15887042707472368,2.0550531510229474E-3,5.1376328775573686E-4]
[2272,568,23,0.66666666666666663,0.70238181984690806,0.24394089553555037,7.4395678886992871E-3,1.8598919721748218E-3]
[2273,568.25,23,0.67708333333333337,0.70194513705759753,0.32499824280358769,1.7592878698091161E-2,4.3982196745227901E-3]
[2274,568.5,23,0.6875,0.70150696180235006,0.40074862994540639,3.2984507856377208E-2,8.2461269640943021E-3]
[2275,568.75,23,0.69791666666666663,0.70106730317089216,0.4699848946390715,5.3204157374503722E-2,1.330103934362593E-2]
[2276,569,23,0.70833333333333337,0.70062617028372309,0.53160579767391858,7.6995083768660572E-2,1.9248770942165143E-2]
[2277,569.25,23,0.71875,0.70018357229192407,0.58463354639198439,0.10241063633268484,2.5602659083171209E-2]
[2278,569.5,23,0.72916666666666663,0.69973951837696924,0.62822931611588506,0.12707159053881259,3.1767897634703147E-2]
[2279,569.75,23,0.73958333333333337,0.69929401775053557,0.66170652309215128,0.14848757596645507,3.7121893991613766E-2]
[2280,570,23,0.75,0.69884707965431092,0.68454163887827013,0.16439684574282198,4.1099211435705496E-2]
[2281,570.25,23,0.76041666666666663,0.69839871335980275,0.69638237582628315,0.17307613322804249,4.3269033307010624E-2]
[2282,570.5,23,0.77083333333333337,0.69794892816814624,0.69705311572386996,0.17357672423463885,4.3394181058659713E-2]
[2283,570.75,23,0.78125,0.69749773340991028,0.68655749806009903,0.16585348950066936,4.146337237516734E-2]
[2284,571,23,0.79166666666666663,0.69704513844490479,0.66507813007308647,0.15076893632655808,3.769223408163952E-2]
[2285,571.25,23,0.80208333333333337,0.69659115266198646,0.63297342697392478,0.1299721503388791,3.2493037584719775E-2]
[2286,571.5,23,0.8125,0.69613578547886357,0.59077163678323197,0.10567026075887599,2.6417565189718998E-2]
[2287,571.75,23,0.82291666666666663,0.69567904634190092,0.53916214932405782,8.0325244746081645E-2,2.0081311186520411E-2]
[2288,572,23,0.83333333333333337,0.69522094472592355,0.47898423236470811,5.6319335392257211E-2,1.4079833848064303E-2]
[2289,572.25,23,0.84375,0.69476149013402111,0.41121337900187505,3.5636543862686054E-2,8.9091359656715136E-3]
[2290,572.5,23,0.85416666666666663,0.69430069209734935,0.33694548846153805,1.9605269064915054E-2,4.9013172662287635E-3]
[2291,572.75,23,0.86458333333333337,0.69383856017493328,0.25737913696495607,8.7380372261567432E-3,2.1845093065391858E-3]
[2292,573,23,0.875,0.69337510395346935,0.1737962256110665,2.6903878390204892E-3,6.725969597551223E-4]
[2293,573.25,23,0.88541666666666663,0.69291033304712513,8.7541317884177072E-2,3.4382156346903327E-4,8.5955390867258318E-5]
[2294,573.5,23,0.89583333333333337,0.69244425709734059,-1.7983380073802339E-14,2.9806284258542342E-42,7.4515710646355855E-43]
[2295,573.75,23,0.90625,0.69197688577262917,-8.7423387467119029E-2,3.4243390710181104E-4,8.5608476775452761E-5]
[2296,574,23,0.91666666666666663,0.69150822876837525,-0.17332828861854654,2.6687151227385618E-3,6.6717878068464046E-4]
[2297,574.25,23,0.92708333333333337,0.69103829580663412,-0.25634038001520243,8.6326660570778865E-3,2.1581665142694716E-3]
[2298,574.5,23,0.9375,0.69056709663593085,-0.33513356725681148,1.9290685365091299E-2,4.8226713412728248E-3]
[2299,574.75,23,0.94791666666666663,0.69009464103105667,-0.40845117813700915,3.4923223951831936E-2,8.730805987957984E-3]
[2300,575,23,0.95833333333333337,0.68962093879286701,-0.47512601353020212,5.4969311432187959E-2,1.374232785804699E-2]
[2301,575.25,23,0.96875,0.68914599974807844,-0.53409893596197255,7.8083452568582803E-2,1.9520863142145701E-2]
[2302,575.5,23,0.97916666666666663,0.68866983374906432,-0.58443569972100318,0.10230670072578094,2.5576675181445234E-2]
[2303,575.75,23,0.98958333333333337,0.68819245067364998,-0.62534175499623146,0.12532743581187886,3.1331858952969714E-2]
[2304,576,24,0,0.68771386042490956,-0.65617479140183688,0.14479464328029612,3.619866082007403E-2]
[2305,576.25,24,{"$f":"IF(A2325<>\"\",MOD(B2325,24)/24,\"\")","v":1.0416666666666666E-2},0.6872340729309584,-0.67645482285151592,{"$f":"ABS(0.5*1.025*1*(F2325^3))","v":0.15863910906050591},{"$f":"G2325*$B$13","v":3.9659777265126477E-2}]
[{"$f":"IF(IF(A2325<>\"\",A2325+1<=$B$16,0),A2325+1,\"\")","v":2306},{"$f":"IF(A2326<>\"\",A2326*$B$13,\"\")","v":576.5},{"$f":"IF(A2326<>\"\",ROUNDDOWN(A2326*$B$13/24,0),\"\")","v":24},2.0833333333333332E-2,{"$f":"IF(A2326<>\"\",($B$4+$B$5)/2+($B$5-$B$4)/2*COS(2*PI()/$B$15*B2326),\"\")","v":0.68675309814474839},{"$f":"IF(A2326<>\"\",E2326*COS(2*PI()/$B$7*B2326),\"\")","v":-0.68587165546802309},0.16535694349675134,4.1339235874187835E-2]
[2307,576.75,24,3.125E-2,0.68627094604386141,-0.68428962242426694,0.16421534271903709,4.1053835679759274E-2]
[2308,577,24,4.1666666666666664E-2,0.68578762663030202,-0.67174951362486557,0.15535167912313702,3.8837919780784255E-2]
[2309,577.25,24,5.2083333333333336E-2,0.68530314993028985,-0.64846767324447752,0.13975226733047941,3.4938066832619852E-2]
[2310,577.5,24,6.25E-2,0.68481752599405232,-0.61483228361506381,0.11911428819320498,2.9778572048301245E-2]
[2311,577.75,24,7.2916666666666671E-2,0.6843307648956154,-0.57139689906814861,9.5610922221065195E-2,2.3902730555266299E-2]
[2312,578,24,8.3333333333333329E-2,0.68384287673259481,-0.51887133736646462,7.1593387526404331E-2,1.7898346881601083E-2]
[2313,578.25,24,9.375E-2,0.68335387162598704,-0.4581100785969125,4.9272365118340794E-2,1.2318091279585199E-2]
[2314,578.5,24,0.10416666666666667,0.68286375971995883,-0.39009836116811797,3.0423995429830021E-2,7.6059988574575053E-3]
[2315,578.75,24,0.11458333333333333,0.68237255118163653,-0.31593620122652677,1.616188624104109E-2,4.0404715602602725E-3]
[2316,579,24,0.125,0.68188025620089632,-0.23682059478972442,6.8069454829942713E-3,1.7017363707485678E-3]
[2317,579.25,24,0.13541666666666666,0.68138688499015165,-0.15402619067306894,1.8727404621041879E-3,4.6818511552604698E-4]
[2318,579.5,24,0.14583333333333334,0.68089244778414171,-6.8884746396223898E-2,1.6751861021570665E-4,4.1879652553926663E-5]
[2319,579.75,24,0.15625,0.68039695483971963,1.7236301676527295E-2,2.6243764368234188E-6,6.5609410920585471E-7]
[2320,580,24,0.16666666666666666,0.67990041643563903,0.10295580898529112,5.5930208215792816E-4,1.3982552053948204E-4]
[2321,580.25,24,0.17708333333333334,0.67940284287234076,0.18690108106852513,3.3460259900243978E-3,8.3650649750609946E-4]
[2322,580.5,24,0.1875,0.67890424447174047,0.26772986386871417,9.8352254877437807E-3,2.4588063719359452E-3]
[2323,580.75,24,0.19791666666666666,0.67840463157701258,0.34415181363770175,2.0890270207698059E-2,5.2225675519245148E-3]
[2324,581,24,0.20833333333333334,0.67790401455237725,0.41494910290058218,3.6616628995186355E-2,9.1541572487965888E-3]
[2325,581.25,24,0.21875,0.67740240378288441,0.47899583330693773,5.632342763456822E-2,1.4080856908642055E-2]
[2326,581.5,24,0.22916666666666666,0.67689980967419916,0.53527594582811755,7.8600815572474073E-2,1.9650203893118518E-2]
[2327,581.75,24,0.23958333333333334,0.6763962426523854,0.58289934332597626,0.10150199257068618,2.5375498142671545E-2]
[2328,582,24,0.25,0.67589171316368901,0.62111596962115911,0.12280384266422695,3.0700960666056737E-2]
[2329,582.25,24,0.26041666666666669,0.67538623167432277,0.6493276223516018,0.14030899183531767,3.5077247958829418E-2]
[2330,582.5,24,0.27083333333333331,0.67487980867024755,0.66709731359915769,0.15214631738985218,3.8036579347463045E-2]
[2331,582.75,24,0.28125,0.67437245465695539,0.67415603187684936,0.15702729289400735,3.9256823223501838E-2]
[2332,583,24,0.29166666666666669,0.67386418015925242,0.67040680097306926,0.15442197542792674,3.8605493856981685E-2]
[2333,583.25,24,0.30208333333333331,0.67335499572103885,0.65592597466522862,0.14462999048572947,3.6157497621432368E-2]
[2334,583.5,24,0.3125,0.67284491190509155,0.63096175074331518,0.1287368766623023,3.2184219165575574E-2]
[2335,583.75,24,0.32291666666666669,0.67233393929284491,0.59592993240913517,0.10846246466222821,2.7115616165557053E-2]
[2336,584,24,0.33333333333333331,0.67182208848417024,0.5514070092233323,8.5923254186125869E-2,2.1480813546531467E-2]
[2337,584.25,24,0.34375,0.67130937009715685,0.49812067265256688,6.3342845275135548E-2,1.5835711318783887E-2]
[2338,584.5,24,0.35416666666666669,0.67079579476789197,0.43693792223757144,4.2751670299467887E-2,1.0687917574866972E-2]
[2339,584.75,24,0.36458333333333331,0.67028137315023917,0.36885095680387686,2.5718557887477608E-2,6.4296394718694021E-3]
[2340,585,24,0.375,0.66976611591561774,0.29496108036069713,1.3151885390272398E-2,3.2879713475680995E-3]
[2341,585.25,24,0.38541666666666669,0.66925003375278203,0.21646088381654841,5.1979506481691969E-3,1.2994876620422992E-3]
[2342,585.5,24,0.39583333333333331,0.66873313736759865,0.13461499088633611,1.2501846093485251E-3,3.1254615233713127E-4]
[2343,585.75,24,0.40625,0.66821543748282475,5.0739679141451312E-2,6.6947909359461465E-5,1.6736977339865366E-5]
[2344,586,24,0.41666666666666669,0.66769694483788633,-3.3818295292188355E-2,1.9822070005753125E-5,4.9555175014382812E-6]
[2345,586.25,24,0.42708333333333331,0.66717767018865393,-0.11770332862710983,8.3571866928890961E-4,2.089296673222274E-4]
[2346,586.5,24,0.4375,0.66665762430722086,-0.19957270836660437,4.0737776673419775E-3,1.0184444168354944E-3]
[2347,586.75,24,0.44791666666666669,0.66613681798167956,-0.27811811159950189,1.1025078373988717E-2,2.7562695934971793E-3]
[2348,587,24,0.45833333333333331,0.66561526201589682,-0.35208651833078281,2.2368767601100174E-2,5.5921919002750436E-3]
[2349,587.25,24,0.46875,0.66509296722929068,-0.42030020546719643,3.8051578436787158E-2,9.5128946091967894E-3]
[2350,587.5,24,0.47916666666666669,0.66456994445660589,-0.48167550235141815,5.7274004156987336E-2,1.4318501039246834E-2]
[2351,587.75,24,0.48958333333333331,0.66404620454768837,-0.53524000910480574,7.8584985609540914E-2,1.9646246402385228E-2]
[2352,588,24,0.5,0.66352175836726102,-0.58014800416672385,0.10007146951074547,2.5017867377686367E-2]
[2353,588.25,24,0.51041666666666663,0.66299661679469812,-0.61569379689266157,0.11961570492852358,2.9903926232130895E-2]
[2354,588.5,24,0.52083333333333337,0.66247079072379922,-0.6413228144169133,0.13518357863405853,3.3795894658514632E-2]
[2355,588.75,24,0.53125,0.66194429106256325,-0.65664024865600779,0.14510299192330353,3.6275747980825883E-2]
[2356,589,24,0.54166666666666663,0.66141712873296332,-0.66141712873296332,0.14829284004611273,3.7073210011528183E-2]
[2357,589.25,24,0.55208333333333337,0.66088931467071832,-0.65559372560320661,0.14441032160209064,3.6102580400522659E-2]
[2358,589.5,24,0.5625,0.6603608598250672,-0.63928023859146232,0.13389603263184127,3.3474008157960318E-2]
[2359,589.75,24,0.57291666666666663,0.6598317751585423,-0.61275475721407469,0.11791089738642908,2.9477724346607271E-2]
[2360,590,24,0.58333333333333337,0.65930207164674037,-0.57645853536142888,9.8174362906615159E-2,2.454359072665379E-2]
[2361,590.25,24,0.59375,0.65877176027809647,-0.53098865794948014,7.6727244793067834E-2,1.9181811198266958E-2]
[2362,590.5,24,0.60416666666666663,0.65824085205365468,-0.47708822182802751,5.5653176145749009E-2,1.3913294036437252E-2]
[2363,590.75,24,0.61458333333333337,0.6577093579868416,-0.41563419239140403,3.6798293015792363E-2,9.1995732539480908E-3]
[2364,591,24,0.625,0.6571772891032357,-0.34762313433984043,2.1528802958431945E-2,5.3822007396079861E-3]
[2365,591.25,24,0.63541666666666663,0.65664465644034031,-0.27415504879977159,1.05604546115921E-2,2.6401136528980251E-3]
[2366,591.5,24,0.64583333333333337,0.65611147104735434,-0.19641557899137638,3.8834852886000665E-3,9.7087132215001662E-4]
[2367,591.75,24,0.65625,0.65557774398494217,-0.11565687235764446,7.9288134707289771E-4,1.9822033676822443E-4]
[2368,592,24,0.66666666666666663,0.65504348632500509,-3.3177408135577041E-2,1.8716353349981004E-5,4.679088337495251E-6]
[2369,592.25,24,{"$f":"IF(A2389<>\"\",MOD(B2389,24)/24,\"\")","v":0.67708333333333337},0.65450870915045178,4.9698884573333636E-2,{"$f":"ABS(0.5*1.025*1*(F2389^3))","v":6.2912043881030466E-5},{"$f":"G2389*$B$13","v":1.5728010970257616E-5}]
[{"$f":"IF(IF(A2389<>\"\",A2389+1<=$B$16,0),A2389+1,\"\")","v":2370},{"$f":"IF(A2390<>\"\",A2390*$B$13,\"\")","v":592.5},{"$f":"IF(A2390<>\"\",ROUNDDOWN(A2390*$B$13/24,0),\"\")","v":24},0.6875,{"$f":"IF(A2390<>\"\",($B$4+$B$5)/2+($B$5-$B$4)/2*COS(2*PI()/$B$15*B2390),\"\")","v":0.65397342355496735},{"$f":"IF(A2390<>\"\",E2390*COS(2*PI()/$B$7*B2390),\"\")","v":0.13164388233892016},1.1692191364604326E-3,2.9230478411510814E-4]
[2371,592.75,24,0.69791666666666663,0.65343764064278409,0.21134655521707241,4.8381506851000941E-3,1.2095376712750235E-3]
[2372,593,24,0.70833333333333337,0.65290137152845129,0.28753394556510709,1.2183196282976441E-2,3.0457990707441103E-3]
[2373,593.25,24,0.71875,0.65236462733660372,0.3589915021019035,2.3710809130292221E-2,5.9277022825730552E-3]
[2374,593.5,24,0.72916666666666663,0.65182741920173126,0.42458244435186143,3.922653693329102E-2,9.8066342333227551E-3]
[2375,593.75,24,0.73958333333333337,0.65128975826794888,0.48326584869986533,5.7843183431826962E-2,1.4460795857956741E-2]
[2376,594,24,0.75,0.65075165568876381,0.53411316829444699,7.8089694891100001E-2,1.9522423722775E-2]
[2377,594.25,24,0.76041666666666663,0.65021312262684527,0.57632292462596479,9.8105093227986953E-2,2.4526273306996738E-2]
[2378,594.5,24,0.77083333333333337,0.64967417025379304,0.60923333835638038,0.11588970352262074,2.8972425880655184E-2]
[2379,594.75,24,0.78125,0.64913480974990467,0.63233270040329514,0.12957785728446677,3.2394464321116694E-2]
[2380,595,24,0.79166666666666663,0.64859505230394421,0.64526732084095528,0.13769332362372719,3.4423330905931797E-2]
[2381,595.25,24,0.80208333333333337,0.64805490911291086,0.64784693228330725,0.13935132085593854,3.4837830213984636E-2]
[2382,595.5,24,0.8125,0.647514391381805,0.6400474654275059,0.13437869404460026,3.3594673511150065E-2]
[2383,595.75,24,0.82291666666666663,0.64697351032339689,0.62201115669963658,0.12333558360498145,3.0833895901245363E-2]
[2384,596,24,0.83333333333333337,0.64643227715799434,0.59404399077778547,0.10743596541988665,2.6858991354971662E-2]
[2385,596.25,24,0.84375,0.64589070311320884,0.55661052348352014,8.8378801688433886E-2,2.2094700422108472E-2]
[2386,596.5,24,0.85416666666666663,0.64534879942372336,0.51032617244614642,6.8114158523999713E-2,1.7028539630999928E-2]
[2387,596.75,24,0.86458333333333337,0.64480657733105951,0.45594710338447381,4.8577734029020041E-2,1.214443350725501E-2]
[2388,597,24,0.875,0.64426404808334381,0.39435787817218532,3.1431523607209702E-2,7.8578809018024255E-3]
[2389,597.25,24,0.88541666666666663,0.64372122293507428,0.32655706644455135,1.7847242625200179E-2,4.4618106563000448E-3]
[2390,597.5,24,0.89583333333333337,0.64317811314688789,0.25364105480021243,8.3628156153528997E-3,2.0907039038382249E-3]
[2391,597.75,24,0.90625,0.64263472998532567,0.17678631613999052,2.8316515372261018E-3,7.0791288430652546E-4]
[2392,598,24,0.91666666666666663,0.6420910847225999,9.7230425915053209E-2,4.7108625644615994E-4,1.1777156411153999E-4]
[2393,598.25,24,0.92708333333333337,0.6415471886363604,1.6252131648164157E-2,2.2000110621724595E-6,5.5000276554311488E-7]
[2394,598.5,24,0.9375,0.64100305300945948,-6.4849203261810803E-2,1.3976801710051913E-4,3.4942004275129782E-5]
[2395,598.75,24,0.94791666666666663,0.64045868912971904,-0.14477445096638017,1.555140564013707E-3,3.8878514100342676E-4]
[2396,599,24,0.95833333333333337,0.63991410828969608,-0.22224553117853599,5.6259126009067214E-3,1.4064781502266803E-3]
[2397,599.25,24,0.96875,0.63936932178644801,-0.29602585033090417,1.3294829791860665E-2,3.3237074479651662E-3]
[2398,599.5,24,0.97916666666666663,0.63882434092129881,-0.3649400409972256,2.4909121971257258E-2,6.2272804928143145E-3]
[2399,599.75,24,0.98958333333333337,0.63827917699960401,-0.42789268647342643,4.0151193616480195E-2,1.0037798404120049E-2]
[2400,600,25,0,0.63773384133051747,-0.48388573222560793,5.8066054851366455E-2,1.4516513712841614E-2]
[2401,600.25,25,1.0416666666666666E-2,0.63718834522675505,-0.53203430747479041,7.7181423439820721E-2,1.929535585995518E-2]
[2402,600.5,25,2.0833333333333332E-2,0.63664270000436074,-0.57158070614848766,9.5703220332729336E-2,2.3925805083182334E-2]
[2403,600.75,25,3.125E-2,0.6360969169824725,-0.60190630636320319,0.11175849649103367,2.7939624122758418E-2]
[2404,601,25,4.1666666666666664E-2,0.63555100748308646,-0.62254124102286956,0.12365117597265148,3.0912793993162869E-2]
[2405,601.25,25,5.2083333333333336E-2,0.6350049828308223,-0.63317166848421635,0.13009430686912449,3.2523576717281122E-2]
[2406,601.5,25,6.25E-2,0.63445885435268912,-0.63364453096286433,0.13038599397018288,3.2596498492545721E-2]
[2407,601.75,25,7.2916666666666671E-2,0.63391263337784931,-0.62396972880887225,0.12450432335832798,3.1126080839581995E-2]
[2408,602,25,8.3333333333333329E-2,0.63336633123738395,-0.6043196803156603,0.11310819788018162,2.8277049470045404E-2]
[2409,602.25,25,9.375E-2,0.63281995926405843,-0.57502627867459677,9.7444413692702625E-2,2.4361103423175656E-2]
[2410,602.5,25,0.10416666666666667,0.63227352879208643,-0.5365752993753421,7.9174603908799782E-2,1.9793650977199945E-2]
[2411,602.75,25,0.11458333333333333,0.63172705115689487,-0.48959835211208225,6.0146964178016384E-2,1.5036741044504096E-2]
[2412,603,25,0.125,0.6311805376948898,-0.43486251043618246,4.2145360767563131E-2,1.0536340191890783E-2]
[2413,603.25,25,0.13541666666666666,0.63063399974321976,-0.373257789371503,2.6651429522954993E-2,6.6628573807387481E-3]
[2414,603.5,25,0.14583333333333334,0.63008744863954158,-0.30578267539097559,1.4653200701865279E-2,3.6633001754663198E-3]
[2415,603.75,25,0.15625,0.62954089572178518,-0.23352794399919985,6.5269522734645478E-3,1.631738068366137E-3]
[2416,604,25,0.16666666666666666,0.62899435232791778,-0.15765902718740274,2.0084008531021076E-3,5.0210021327552691E-4]
[2417,604.25,25,0.17708333333333334,0.6284478297957089,-7.9397215798230114E-2,2.5651318310801669E-4,6.4128295777004173E-5]
[2418,604.5,25,0.1875,0.62790133946249593,1.8153261823118096E-14,3.0658992854183167E-42,7.6647482135457917E-43]
[2419,604.75,25,0.19791666666666666,0.62735489266494759,7.9259135656827517E-2,2.5517719869423472E-4,6.3794299673558679E-5]
[2420,605,25,0.20833333333333334,0.62680850073882977,0.15711113795149123,1.9875350327617542E-3,4.9688375819043854E-4]
[2421,605.25,25,0.21875,0.62626217501877035,0.23231170386305355,6.4255031384073871E-3,1.6063757846018468E-3]
[2422,605.5,25,0.22916666666666666,0.62571592683802346,0.30366116728145193,1.4350321835695503E-2,3.5875804589238758E-3]
[2423,605.75,25,0.23958333333333334,0.6251697675282345,0.37002363574513947,2.59646377580789E-2,6.4911594395197251E-3]
[2424,606,25,0.25,0.624623708419206,0.43034507197120986,4.0845514598291818E-2,1.0211378649572955E-2]
[2425,606.25,25,0.26041666666666669,0.62407776083866129,0.48367003239271084,5.798843783245148E-2,1.449710945811287E-2]
[2426,606.5,25,0.27083333333333331,0.62353193611201008,0.52915679694603757,7.5935875864903413E-2,1.8983968966225853E-2]
[2427,606.75,25,0.28125,0.62298624556211413,0.56609065059776376,9.2971923563187023E-2,2.3242980890796756E-2]
[2428,607,25,0.29166666666666669,0.62244070050905109,0.59389510713683813,0.10735520650614348,2.6838801626535871E-2]
[2429,607.25,25,0.30208333333333331,0.62189531226988048,0.61214089909650571,0.11755688263266807,2.9389220658167018E-2]
[2430,607.5,25,0.3125,0.62135009215840931,0.62055259377085914,0.12246998237826495,3.0617495594566238E-2]
[2431,607.75,25,0.32291666666666669,0.62080505148495635,0.61901273356918063,0.12156053936523281,3.0390134841308203E-2]
[2432,608,25,0.33333333333333331,0.62026020155611816,0.60756343879152286,0.1149393572869085,2.8734839321727126E-2]
[2433,608.25,25,{"$f":"IF(A2453<>\"\",MOD(B2453,24)/24,\"\")","v":0.34375},0.61971555367453413,0.58640545166852986,{"$f":"ABS(0.5*1.025*1*(F2453^3))","v":0.10334461871118418},{"$f":"G2453*$B$13","v":2.5836154677796045E-2}]
[{"$f":"IF(IF(A2453<>\"\",A2453+1<=$B$16,0),A2453+1,\"\")","v":2434},{"$f":"IF(A2454<>\"\",A2454*$B$13,\"\")","v":608.5},{"$f":"IF(A2454<>\"\",ROUNDDOWN(A2454*$B$13/24,0),\"\")","v":25},0.35416666666666669,{"$f":"IF(A2454<>\"\",($B$4+$B$5)/2+($B$5-$B$4)/2*COS(2*PI()/$B$15*B2454),\"\")","v":0.61917111913865308},{"$f":"IF(A2454<>\"\",E2454*COS(2*PI()/$B$7*B2454),\"\")","v":0.55589464153377777},8.8038236167806386E-2,2.2009559041951596E-2]
[2435,608.75,25,0.36458333333333331,0.61862690924249719,0.5165360316296661,7.0631061749908838E-2,1.765776543747721E-2]
[2436,609,25,0.375,0.6180829352754289,0.46897544763803606,5.286207293296398E-2,1.3215518233240995E-2]
[2437,609.25,25,0.38541666666666669,0.61753920852191679,0.41398892594185333,3.6363028127306608E-2,9.0907570318266521E-3]
[2438,609.5,25,0.39583333333333331,0.61699574026130066,0.35247005526017072,2.2441947887617251E-2,5.6104869719043127E-3]
[2439,609.75,25,0.40625,0.61645254176755793,0.28541545808843077,1.1915886067010849E-2,2.9789715167527122E-3]
[2440,610,25,0.41666666666666669,0.61590962430907048,0.21390864780020138,5.0162468136834637E-3,1.2540617034208659E-3]
[2441,610.25,25,0.42708333333333331,0.61536699914838966,0.13910252285838001,1.3794275322464341E-3,3.4485688306160853E-4]
[2442,610.5,25,0.4375,0.6148246775420031,6.2200780943374986E-2,1.2333359247621045E-4,3.0833398119052612E-5]
[2443,610.75,25,0.44791666666666669,0.61428267074010234,-1.5561447405411615E-2,1.9312737494932214E-6,4.8281843737330534E-7]
[2444,611,25,0.45833333333333331,0.6137409899863473,-9.2937434077098563E-2,4.1140153062251288E-4,1.0285038265562822E-4]
[2445,611.25,25,0.46875,0.61319964651763459,-0.1686888390994255,2.4601008900990728E-3,6.150252225247682E-4]
[2446,611.5,25,0.47916666666666669,0.61265865156386468,-0.24160552643004171,7.2279387185501219E-3,1.8069846796375305E-3]
[2447,611.75,25,0.48958333333333331,0.61211801634770724,-0.31052489278658846,1.53455737677968E-2,3.8363934419491999E-3]
[2448,612,25,0.5,0.61157775208436971,-0.37435040084389026,2.688615990177708E-2,6.72153997544427E-3]
[2449,612.25,25,0.51041666666666663,0.61103786998136489,-0.43206902142560144,4.1338361385730979E-2,1.0334590346432745E-2]
[2450,612.5,25,0.52083333333333337,0.61049838123827715,-0.48276730732298523,5.7664353403487127E-2,1.4416088350871782E-2]
[2451,612.75,25,0.53125,0.60995929704653074,-0.52564584378792834,7.4434379832028122E-2,1.860859495800703E-2]
[2452,613,25,0.54166666666666663,0.60942062858915846,-0.56003184720452537,9.0018556321414964E-2,2.2504639080353741E-2]
[2453,613.25,25,0.55208333333333337,0.60888238704056818,-0.58538971351057745,0.10280852536957867,2.5702131342394668E-2]
[2454,613.5,25,0.5625,0.60834458356631194,-0.6013293511318768,0.11143742727386975,2.7859356818467438E-2]
[2455,613.75,25,0.57291666666666663,0.60780722932285447,-0.60761216896795689,0.11496701595124875,2.8741753987812188E-2]
[2456,614,25,0.58333333333333337,0.60727033545734099,-0.60415462775241346,0.11301554642329288,2.825388660582322E-2]
[2457,614.25,25,0.59375,0.60673391310736657,-0.59102930229431527,0.1058085855722536,2.6452146393063401E-2]
[2458,614.5,25,0.60416666666666663,0.60619797340074522,-0.56846344205978827,9.414591722117617E-2,2.3536479305294043E-2]
[2459,614.75,25,0.61458333333333337,0.60566252745527827,-0.53683505763340611,7.9289645814563367E-2,1.9822411453640842E-2]
[2460,615,25,0.625,0.60512758637852426,-0.49666660016549485,6.2789747463483092E-2,1.5697436865870773E-2]
[2461,615.25,25,0.63541666666666663,0.60459316126756912,-0.44861633933123329,4.6272091647367834E-2,1.1568022911841959E-2]
[2462,615.5,25,0.64583333333333337,0.60405926320879466,-0.39346758198765264,3.1219125885605204E-2,7.804781471401301E-3]
[2463,615.75,25,0.65625,0.60352590327764921,-0.33211590803074154,1.877426332295112E-2,4.69356583073778E-3]
[2464,616,25,0.66666666666666663,0.6029930925384186,-0.26555463138355717,9.5974423046714333E-3,2.3993605761678583E-3]
[2465,616.25,25,0.67708333333333337,0.60246084204399541,-0.19485872208693331,3.7918698277063512E-3,9.4796745692658779E-4]
[2466,616.5,25,0.6875,0.6019291628356499,-0.12116744967701334,9.1169961351887825E-4,2.2792490337971956E-4]
[2467,616.75,25,0.69791666666666663,0.60139806594280232,-4.5666028036070797E-2,4.8806041693971944E-5,1.2201510423492986E-5]
[2468,617,25,0.70833333333333337,0.60086756238279226,3.0433442616834994E-2,1.4445983574078095E-5,3.6114958935195237E-6]
[2469,617.25,25,0.71875,0.60033766316065096,0.10591143021056118,6.0886690400685929E-4,1.5221672600171482E-4]
[2470,617.5,25,0.72916666666666663,0.59980837926887309,0.17956050960351549,2.9670601971568678E-3,7.4176504928921694E-4]
[2471,617.75,25,0.73958333333333337,0.59927972168718902,0.25020467269848606,8.0274963733341607E-3,2.0068740933335402E-3]
[2472,618,25,0.75,0.59875170138233591,0.3167181011532848,1.6282178992415387E-2,4.0705447481038468E-3]
[2473,618.25,25,0.76041666666666663,0.59822432930783132,0.37804310211098119,2.7689672830357392E-2,6.9224182075893481E-3]
[2474,618.5,25,0.77083333333333337,0.59769761640374575,0.43320692131348548,4.1665829256890129E-2,1.0416457314222532E-2]
[2475,618.75,25,0.78125,0.59717157359647532,0.48133716645007213,5.7153398623012705E-2,1.4288349655753176E-2]
[2476,619,25,0.79166666666666663,0.59664621179851496,0.52167559632152161,7.276045952035097E-2,1.8190114880087743E-2]
[2477,619.25,25,0.80208333333333337,0.5961215419082333,0.55359005800272665,8.6947823604581975E-2,2.1736955901145494E-2]
[2478,619.5,25,0.8125,0.59559757480964504,0.57658438422542158,9.8238675404978604E-2,2.4559668851244651E-2]
[2479,619.75,25,0.82291666666666663,0.59507432137218552,0.59030609619338148,0.10542064633822446,2.6355161584556114E-2]
[2480,620,25,0.83333333333333337,0.59455179245048662,0.59455179245048662,0.10771171677605512,2.692792919401378E-2]
[2481,620.25,25,0.84375,0.59402999888414965,0.58927014167654379,0.1048665976083563,2.6216649402089075E-2]
[2482,620.5,25,0.85416666666666663,0.59350895149752114,0.57456243578702326,9.720879429490803E-2,2.4302198573727007E-2]
[2483,620.75,25,0.86458333333333337,0.59298866109946946,0.55068069884236481,8.5584168259976501E-2,2.1396042064994125E-2]
[2484,621,25,0.875,0.59246913848315885,0.51802338640283463,7.1242962352814937E-2,1.7810740588203734E-2]
[2485,621.25,25,0.88541666666666663,0.5919503944258262,0.47712874846995024,5.5667359861675723E-2,1.3916839965418931E-2]
[2486,621.5,25,0.89583333333333337,0.59143243968855852,0.42866596641957705,4.0369268782594739E-2,1.0092317195648685E-2]
[2487,621.75,25,0.90625,0.59091528501606783,0.37342420976212176,2.6687093768439477E-2,6.6717734421098693E-3]
[2488,622,25,0.91666666666666663,0.5903989411364694,0.31229979159632976,1.5610217455819697E-2,3.9025543639549243E-3]
[2489,622.25,25,0.92708333333333337,0.58988341876105932,0.24628163173259046,7.655788670772554E-3,1.9139471676931385E-3]
[2490,622.5,25,0.9375,0.58936872858409195,0.17643526317176628,2.8148161782353969E-3,7.0370404455884922E-4]
[2491,622.75,25,0.94791666666666663,0.58885488128255747,0.10388564051563626,5.7459313793918479E-4,1.436482844847962E-4]
[2492,623,25,0.95833333333333337,0.58834188751596206,2.9799027595683723E-2,1.356126325990731E-5,3.3903158149768276E-6]
[2493,623.25,25,0.96875,0.58782975792610492,-4.4635744153598021E-2,4.5576629877061593E-5,1.1394157469265398E-5]
[2494,623.5,25,0.97916666666666663,0.58731850313685852,-0.11822634550213008,8.4690883922202559E-4,2.117272098055064E-4]
[2495,623.75,25,0.98958333333333337,0.58680813375394847,-0.18979604162420038,3.5039291930643642E-3,8.7598229826609105E-4]
[2496,624,26,0,0.58629866036473255,-0.25820250109072257,8.8221655675870883E-3,2.2055413918967721E-3]
[2497,624.25,26,{"$f":"IF(A2517<>\"\",MOD(B2517,24)/24,\"\")","v":1.0416666666666666E-2},0.5857900935379815,-0.32235602113219619,{"$f":"ABS(0.5*1.025*1*(F2517^3))","v":1.7167269680572573E-2},{"$f":"G2517*$B$13","v":4.2918174201431432E-3}]
[{"$f":"IF(IF(A2517<>\"\",A2517+1<=$B$16,0),A2517+1,\"\")","v":2498},{"$f":"IF(A2518<>\"\",A2518*$B$13,\"\")","v":624.5},{"$f":"IF(A2518<>\"\",ROUNDDOWN(A2518*$B$13/24,0),\"\")","v":26},2.0833333333333332E-2,{"$f":"IF(A2518<>\"\",($B$4+$B$5)/2+($B$5-$B$4)/2*COS(2*PI()/$B$15*B2518),\"\")","v":0.58528244382366068},{"$f":"IF(A2518<>\"\",E2518*COS(2*PI()/$B$7*B2518),\"\")","v":-0.38123687852715865},2.8397400381656973E-2,7.0993500954142433E-3]
[2499,624.75,26,3.125E-2,0.58477572175270964,-0.43391152998238025,4.1869467839712057E-2,1.0467366959928014E-2]
[2500,625,26,4.1666666666666664E-2,0.58426993783682435,-0.47954740477291846,5.6518223792964804E-2,1.4129555948241201E-2]
[2501,625.25,26,5.2083333333333336E-2,0.5837651025682401,-0.51742605539474007,7.0996796370280543E-2,1.7749199092570136E-2]
[2502,625.5,26,6.25E-2,0.58326122641951206,-0.54695445867361958,8.3858554230582319E-2,2.096463855764558E-2]
[2503,625.75,26,7.2916666666666671E-2,0.58275831984329929,-0.56767428973801848,9.3754375533845108E-2,2.3438593883461277E-2]
[2504,626,26,8.3333333333333329E-2,0.58225639327214773,-0.57926902401526659,9.9617304540996807E-2,2.4904326135249202E-2]
[2505,626.25,26,9.375E-2,0.58175545711827348,-0.58156875742064795,0.10080848144454685,2.5202120361136712E-2]
[2506,626.5,26,0.10416666666666667,0.58125552177334661,-0.57455267161376322,9.7203838450317326E-2,2.4300959612579331E-2]
[2507,626.75,26,0.11458333333333333,0.58075659760827603,-0.55834910900556112,8.9209550696941725E-2,2.2302387674235431E-2]
[2508,627,26,0.125,0.58025869497299487,-0.53323326050598696,7.7704391176423068E-2,1.9426097794105767E-2]
[2509,627.25,26,0.13541666666666666,0.57976182419624434,-0.49962250719231965,6.3917510721984191E-2,1.5979377680496048E-2]
[2510,627.5,26,0.14583333333333334,0.5792659955853604,-0.45806949454195528,4.9259271135118347E-2,1.2314817783779587E-2]
[2511,627.75,26,0.15625,0.57877121942606036,-0.40925305401176765,3.5129312998771457E-2,8.7823282496928643E-3]
[2512,628,26,0.16666666666666666,0.57827750598222827,-0.35396712098445837,2.2729120978290097E-2,5.6822802445725242E-3]
[2513,628.25,26,0.17708333333333334,0.57778486549570296,-0.29310782989574624,1.2905538474996621E-2,3.2263846187491553E-3]
[2514,628.5,26,0.1875,0.57729330818606539,-0.2276589962009114,6.0471162778469095E-3,1.5117790694617274E-3]
[2515,628.75,26,0.19791666666666666,0.57680284425042638,-0.15867622027902073,2.0475259299104084E-3,5.1188148247760209E-4]
[2516,629,26,0.20833333333333334,0.57631348386321524,-8.7269870007331052E-2,3.4063310782832571E-4,8.5158276957081428E-5]
[2517,629.25,26,0.21875,0.57582523717596901,-1.4587216227710106E-2,1.5907836969724826E-6,3.9769592424312064E-7]
[2518,629.5,26,0.22916666666666666,0.57533811431712123,5.8205991600898691E-2,1.0106410785994334E-4,2.5266026964985835E-5]
[2519,629.75,26,0.23958333333333334,0.5748521253917922,0.12994421381579266,1.1245135876777838E-3,2.8112839691944594E-4]
[2520,630,26,0.25,0.57436728048157981,0.19948077357346228,4.0681504038226771E-3,1.0170376009556693E-3]
[2521,630.25,26,0.26041666666666669,0.57388358964434938,0.26570617611234598,9.6138826727198302E-3,2.4034706681799575E-3]
[2522,630.5,26,0.27083333333333331,0.57340106291402559,0.32756580174436084,1.8013144525636439E-2,4.5032861314091097E-3]
[2523,630.75,26,0.28125,0.5729197103003848,0.38407669058920552,2.903673107220206E-2,7.259182768050515E-3]
[2524,631,26,0.29166666666666669,0.57243954178884648,0.43434315208282975,4.1994537828411137E-2,1.0498634457102784E-2]
[2525,631.25,26,0.30208333333333331,0.57196056734026635,0.47757095155197127,5.5822280936546807E-2,1.3955570234136702E-2]
[2526,631.5,26,0.3125,0.57148279689073045,0.51307984933508155,6.9222733566293729E-2,1.7305683391573432E-2]
[2527,631.75,26,0.32291666666666669,0.57100624035134806,0.54031429466854353,8.0841291329173115E-2,2.0210322832293279E-2]
[2528,632,26,0.33333333333333331,0.57053090760804637,0.55885210641204064,8.9450865357448756E-2,2.2362716339362189E-2]
[2529,632.25,26,0.34375,0.57005680852136609,0.56841100517540877,9.4119866663587723E-2,2.3529966665896931E-2]
[2530,632.5,26,0.35416666666666669,0.56958395292625585,0.56885289600719058,9.4339547743171687E-2,2.3584886935792922E-2]
[2531,632.75,26,0.36458333333333331,0.56911235063186849,0.56018583695567514,9.009283288479461E-2,2.2523208221198653E-2]
[2532,633,26,0.375,0.56864201142135873,0.54256366593539895,8.185514652347102E-2,2.0463786630867755E-2]
[2533,633.25,26,0.38541666666666669,0.56817294505167815,0.51628329583126065,7.0527435300997879E-2,1.763185882524947E-2]
[2534,633.5,26,0.39583333333333331,0.56770516125337422,0.48177972504780309,5.7311190246846846E-2,1.4327797561711712E-2]
[2535,633.75,26,0.40625,0.56723866973038861,0.43961884716770405,4.354344429977644E-2,1.088586107494411E-2]
[2536,634,26,0.41666666666666669,0.56677348015985474,0.39048817843953776,3.0515292819924197E-2,7.6288232049810493E-3]
[2537,634.25,26,0.42708333333333331,0.56630960219189785,0.33518565491247099,1.9299681444747023E-2,4.8249203611867558E-3]
[2538,634.5,26,0.4375,0.56584704544943487,0.27460668164902696,1.0612731338425356E-2,2.6531828346063389E-3]
[2539,634.75,26,0.44791666666666669,0.56538581952797451,0.20972964409133393,4.7279549451122657E-3,1.1819887362780664E-3]
[2540,635,26,0.45833333333333331,0.56492593399541779,0.14160011589458246,1.4550727119705159E-3,3.6376817799262898E-4]
[2541,635.25,26,0.46875,0.56446739839186078,7.1314017992156781E-2,1.8587397581249526E-4,4.6468493953123815E-5]
[2542,635.5,26,0.47916666666666669,0.56401022222939545,-1.7964373807471678E-14,2.9711879148362738E-42,7.4279697870906846E-43]
[2543,635.75,26,0.48958333333333331,0.56355441499191294,-7.1198672952255779E-2,1.8497352243232248E-4,4.624338060808062E-5]
[2544,636,26,0.5,0.56309998613490653,-0.14114243743957666,1.4410090528147422E-3,3.6025226320368555E-4]
[2545,636.25,26,0.51041666666666663,0.56264694508527635,-0.2087136597099862,4.6595769657293458E-3,1.1648942414323364E-3]
[2546,636.5,26,0.52083333333333337,0.56219530124113248,-0.27283448301807967,1.040858389346434E-2,2.6021459733660849E-3]
[2547,636.75,26,0.53125,0.56174506397160073,-0.33248400951069818,1.883675804015757E-2,4.7091895100393926E-3]
[2548,637,26,0.54166666666666663,0.56129624261662869,-0.38671454296433849,2.9639125365385401E-2,7.4097813413463503E-3]
[2549,637.25,26,0.55208333333333337,0.56084884648679123,-0.43466663414370571,4.2088435470998012E-2,1.0522108867749503E-2]
[2550,637.5,26,0.5625,0.56040288486309719,-0.47558269012255711,5.5127968293335522E-2,1.378199207333388E-2]
[2551,637.75,26,0.57291666666666663,0.55995836699679824,-0.50881893226208386,6.7512417030691843E-2,1.6878104257672961E-2]
[2552,638,26,0.58333333333333337,0.55951530210919542,-0.53385551429892286,7.7976738955232619E-2,1.9494184738808155E-2]
[2553,638.25,26,0.59375,0.55907369939144813,-0.55030464172107207,8.5408952954512354E-2,2.1352238238628089E-2]
[2554,638.5,26,0.60416666666666663,0.55863356800438468,-0.5579165658258427,8.9002384084706482E-2,2.225059602117662E-2]
[2555,638.75,26,0.61458333333333337,0.5581949170783107,-0.55658336003962139,8.836586325824454E-2,2.2091465814561135E-2]
[2556,639,26,0.625,0.55775775571282038,-0.5463404216865001,8.3576440424814366E-2,2.0894110106203592E-2]
[2557,639.25,26,0.63541666666666663,0.5573220929766084,-0.52736567884890895,7.5167387579020639E-2,1.879184689475516E-2]
[2558,639.5,26,0.64583333333333337,0.55688793790728031,-0.49997651868534349,6.4053474793539594E-2,1.6013368698384899E-2]
[2559,639.75,26,0.65625,0.55645529951116601,-0.4646244899704553,5.1404384313301917E-2,1.2851096078325479E-2]
[2560,640,26,0.66666666666666663,0.55602418676313337,-0.42188786812018142,3.8484423083274877E-2,9.6211057708187192E-3]
[2561,640.25,26,{"$f":"IF(A2581<>\"\",MOD(B2581,24)/24,\"\")","v":0.67708333333333337},0.55559460860640097,-0.37246220499355454,{"$f":"ABS(0.5*1.025*1*(F2581^3))","v":2.6481373068596329E-2},{"$f":"G2581*$B$13","v":6.6203432671490823E-3}]
[{"$f":"IF(IF(A2581<>\"\",A2581+1<=$B$16,0),A2581+1,\"\")","v":2562},{"$f":"IF(A2582<>\"\",A2582*$B$13,\"\")","v":640.5},{"$f":"IF(A2582<>\"\",ROUNDDOWN(A2582*$B$13/24,0),\"\")","v":26},0.6875,{"$f":"IF(A2582<>\"\",($B$4+$B$5)/2+($B$5-$B$4)/2*COS(2*PI()/$B$15*B2582),\"\")","v":0.55516657395235269},{"$f":"IF(A2582<>\"\",E2582*COS(2*PI()/$B$7*B2582),\"\")","v":-0.31714901778205684},1.6348728508416618E-2,4.0871821271041544E-3]
[2563,640.75,26,0.69791666666666663,0.55474009168035432,-0.25684280079855132,8.6835250430227495E-3,2.1708812607556874E-3]
[2564,641,26,0.70833333333333337,0.55431517063756708,-0.19251657049398169,3.6567748323975057E-3,9.1419370809937644E-4]
[2565,641.25,26,0.71875,0.55389181963876588,-0.12520617714144083,1.005937820364142E-3,2.514844550910355E-4]
[2566,641.5,26,0.72916666666666663,0.55347004746615602,-5.5993635972441627E-2,8.997251869171535E-5,2.2493129672928838E-5]
[2567,641.75,26,0.73958333333333337,0.55304986286919045,1.4010254177024055E-2,1.4093923601126323E-6,3.5234809002815808E-7]
[2568,642,26,0.75,0.55263127456438854,8.3683725686815078E-2,3.0034256907447981E-4,7.5085642268619951E-5]
[2569,642.25,26,0.76041666666666663,0.55221429123515597,0.151912004926266,1.7966776130137778E-3,4.4916940325344444E-4]
[2570,642.5,26,0.77083333333333337,0.55179892153160337,0.21760513555120495,5.2808191134661375E-3,1.3202047783665344E-3]
[2571,642.75,26,0.78125,0.55138517407036791,0.2797153775736233,1.1216126475680684E-2,2.804031618920171E-3]
[2572,643,26,0.79166666666666663,0.55097305743443414,0.337253904678192,1.9659154213323846E-2,4.9147885533309616E-3]
[2573,643.25,26,0.80208333333333337,0.55056258017295578,0.38930653390785541,3.0239106039740185E-2,7.5597765099350463E-3]
[2574,643.5,26,0.8125,0.55015375080107842,0.43504823771875667,4.2199383959137318E-2,1.054984598978433E-2]
[2575,643.75,26,0.82291666666666663,0.54974657779976355,0.47375620825243198,5.449524534407546E-2,1.3623811336018865E-2]
[2576,644,26,0.83333333333333337,0.54934106961561147,0.50482126716708597,6.593360130185251E-2,1.6483400325463127E-2]
[2577,644.25,26,0.84375,0.54893723466068689,0.52775744112942813,7.5335030049064639E-2,1.883375751226616E-2]
[2578,644.5,26,0.85416666666666663,0.54853508131234463,0.54220955265999948,8.1694978702901391E-2,2.0423744675725348E-2]
[2579,644.75,26,0.86458333333333337,0.54813461791305473,0.54795870797328505,8.4321314589322627E-2,2.1080328647330657E-2]
[2580,645,26,0.875,0.54773585277023051,0.54492559724300127,8.2928822002113406E-2,2.0732205500528351E-2]
[2581,645.25,26,0.88541666666666663,0.54733879415605557,0.53317155781173609,7.7677419778348314E-2,1.9419354944587078E-2]
[2582,645.5,26,0.89583333333333337,0.54694345030731284,0.51289738668956308,6.9148908379423446E-2,1.7287227094855862E-2]
[2583,645.75,26,0.90625,0.5465498294252128,0.48443992467517644,5.8265791916115743E-2,1.4566447979028936E-2]
[2584,646,26,0.91666666666666663,0.54615793967522397,0.44826647001051551,4.6163915274186298E-2,1.1540978818546575E-2]
[2585,646.25,26,0.92708333333333337,0.54576778918690383,0.40496711407819624,3.4037146286672808E-2,8.5092865716682019E-3]
[2586,646.5,26,0.9375,0.54537938605372926,0.35524512471932301,2.2976202449040403E-2,5.7440506122601008E-3]
[2587,646.75,26,0.94791666666666663,0.54499273833292894,0.2999055337618734,1.3824432350002294E-2,3.4561080875005735E-3]
[2588,647,26,0.95833333333333337,0.54460785404531731,0.23984211381389758,7.0708267957912989E-3,1.7677066989478247E-3]
[2589,647.25,26,0.96875,0.54422474117512643,0.17602295484248595,2.7951285807383468E-3,6.9878214518458669E-4]
[2590,647.5,26,0.97916666666666663,0.54384340766984129,0.10947487312390314,6.7241473427634511E-4,1.6810368356908628E-4]
[2591,647.75,26,0.98958333333333337,0.54346386144003522,4.1266903468012407E-2,3.6016334897852636E-5,9.004083724463159E-6]
[2592,648,27,0,0.54308611035920529,-2.7506860097547645E-2,1.0666376898695255E-5,2.6665942246738137E-6]
[2593,648.25,27,1.0416666666666666E-2,0.54271016226360858,-9.5744799972284869E-2,4.4982072192251116E-4,1.1245518048062779E-4]
[2594,648.5,27,2.0833333333333332E-2,0.54233602495210109,-0.16235540613061705,2.1932802752281902E-3,5.4832006880704755E-4]
[2595,648.75,27,3.125E-2,0.54196370618597434,-0.22627472082478084,5.9374775828979053E-3,1.4843693957244763E-3]
[2596,649,27,4.1666666666666664E-2,0.54159321368879487,-0.286483318278687,1.2050134235316057E-2,3.0125335588290143E-3]
[2597,649.25,27,5.2083333333333336E-2,0.5412245551462449,-0.34202254863632886,2.0504920337107449E-2,5.1262300842768622E-3]
[2598,649.5,27,6.25E-2,0.54085773820596161,-0.39200978756874966,3.0873410053069716E-2,7.7183525132674289E-3]
[2599,649.75,27,7.2916666666666671E-2,0.54049277047737909,-0.43565244919733559,4.237545257438035E-2,1.0593863143595087E-2]
[2600,650,27,8.3333333333333329E-2,0.54012965953157099,-0.47226054009076085,5.3980741771910791E-2,1.3495185442977698E-2]
[2601,650.25,27,9.375E-2,0.53976841290109223,-0.50125755571496267,6.4547089734078425E-2,1.6136772433519606E-2]
[2602,650.5,27,0.10416666666666667,0.53940903807982366,-0.52218954747470836,7.2975720744277883E-2,1.8243930186069471E-2]
[2603,650.75,27,0.11458333333333333,0.53905154252281673,-0.53473221795205816,7.8361533064450012E-2,1.9590383266112503E-2]
[2604,651,27,0.125,0.5386959336461381,-0.5386959336461381,8.0117052188742974E-2,2.0029263047185743E-2]
[2605,651.25,27,0.13541666666666666,0.53834221882671618,-0.53402857794114755,7.8052598321547803E-2,1.9513149580386951E-2]
[2606,651.5,27,0.14583333333333334,0.53799040540218857,-0.52081620163941267,7.2401460563237263E-2,1.8100365140809316E-2]
[2607,651.75,27,0.15625,0.53764050067074887,-0.49928146363942583,6.3786709297676908E-2,1.5946677324419227E-2]
[2608,652,27,0.16666666666666666,0.53729251189099592,-0.46977988965171891,5.313456560167875E-2,1.3283641400419688E-2]
[2609,652.25,27,0.17708333333333334,0.53694644628178323,-0.43279401166429332,4.1546801864932682E-2,1.0386700466233171E-2]
[2610,652.5,27,0.1875,0.53660231102206912,-0.38892548463926085,3.0150399734629657E-2,7.5375999336574143E-3]
[2611,652.75,27,0.19791666666666666,0.53626011325076739,-0.33888530910512471,1.9945829239549438E-2,4.9864573098873594E-3]
[2612,653,27,0.20833333333333334,0.5359198600666002,-0.28348231839468357,1.1675400777463768E-2,2.9188501943659419E-3]
[2613,653.25,27,0.21875,0.53558155852794997,-0.22361011678745987,5.7301793471368281E-3,1.432544836784207E-3]
[2614,653.5,27,0.22916666666666666,0.53524521565271277,-0.16023267931433866,2.1083715826256009E-3,5.2709289565640023E-4]
[2615,653.75,27,0.23958333333333334,0.53491083841815401,-9.4368845082495642E-2,4.3070487740738906E-4,1.0767621935184726E-4]
[2616,654,27,0.25,0.53457843376076219,-2.7075953349082634E-2,1.0172908568391292E-5,2.543227142097823E-6]
[2617,654.25,27,0.26041666666666669,0.53424800857610599,4.056711505981795E-2,3.4214976123422273E-5,8.5537440308555683E-6]
[2618,654.5,27,0.27083333333333331,0.5339195697186907,0.10747721923074215,6.3627247154933659E-4,1.5906811788733415E-4]
[2619,654.75,27,0.28125,0.53359312400181658,0.17258428598381453,2.6344964645311172E-3,6.586241161327793E-4]
[2620,655,27,0.29166666666666669,0.53326867819743695,0.23484840708703972,6.6382977214489314E-3,1.6595744303622329E-3]
[2621,655.25,27,0.30208333333333331,0.53294623903601768,0.29327643295470079,1.2927822067478046E-2,3.2319555168695115E-3]
[2622,655.5,27,0.3125,0.53262581320639868,0.34693779831020594,2.1401722275041203E-2,5.3504305687603008E-3]
[2623,655.75,27,0.32291666666666669,0.53230740735565341,0.39497932789405515,3.1580352197826997E-2,7.8950880494567492E-3]
[2624,656,27,0.33333333333333331,0.53199102808895216,0.43663878690569069,4.2663924778811792E-2,1.0665981194702948E-2]
[2625,656.25,27,{"$f":"IF(A2645<>\"\",MOD(B2645,24)/24,\"\")","v":0.34375},0.53167668196942508,0.47125696121008731,{"$f":"ABS(0.5*1.025*1*(F2645^3))","v":5.3637336679620451E-2},{"$f":"G2645*$B$13","v":1.3409334169905113E-2}]
[{"$f":"IF(IF(A2645<>\"\",A2645+1<=$B$16,0),A2645+1,\"\")","v":2626},{"$f":"IF(A2646<>\"\",A2646*$B$13,\"\")","v":656.5},{"$f":"IF(A2646<>\"\",ROUNDDOWN(A2646*$B$13/24,0),\"\")","v":27},0.35416666666666669,{"$f":"IF(A2646<>\"\",($B$4+$B$5)/2+($B$5-$B$4)/2*COS(2*PI()/$B$15*B2646),\"\")","v":0.53136437551802529},{"$f":"IF(A2646<>\"\",E2646*COS(2*PI()/$B$7*B2646),\"\")","v":0.49828807608903164},6.3406729638377041E-2,1.585168240959426E-2]
[2627,656.75,27,0.36458333333333331,0.53105411521339407,0.5173083890887703,7.0948371879017383E-2,1.7737092969754346E-2]
[2628,657,27,0.375,0.53074590749172668,0.52802282187931138,7.5448732974080501E-2,1.8862183243520125E-2]
[2629,657.25,27,0.38541666666666669,0.53043975874663818,0.53026952752430101,7.6415926264622749E-2,1.9103981566155687E-2]
[2630,657.5,27,0.39583333333333331,0.5301356753290315,0.52402232265904036,7.374680894859606E-2,1.8436702237149015E-2]
[2631,657.75,27,0.40625,0.52983366354696526,0.50939094825770836,6.7740366175010877E-2,1.6935091543752719E-2]
[2632,658,27,0.41666666666666669,0.52953372966552303,0.48661915739252054,5.9055653117697067E-2,1.4763913279424267E-2]
[2633,658.25,27,0.42708333333333331,0.52923587990668319,0.45608066309244727,4.8620435881716641E-2,1.215510897042916E-2]
[2634,658.5,27,0.4375,0.5289401204491907,0.41827301354411578,3.7503638666523127E-2,9.3759096666307818E-3]
[2635,658.75,27,0.44791666666666669,0.52864645742842742,0.37380949489787912,2.6769783261941668E-2,6.692445815485417E-3]
[2636,659,27,0.45833333333333331,0.52835489693628612,0.32340919332304835,1.7336082022684517E-2,4.3340205056711292E-3]
[2637,659.25,27,0.46875,0.52806544502104369,0.26788537719875588,9.8523740857326732E-3,2.4630935214331683E-3]
[2638,659.5,27,0.47916666666666669,0.52777810768723554,0.20813238696708658,4.6207541753342189E-3,1.1551885438335547E-3]
[2639,659.75,27,0.48958333333333331,0.52749289089553097,0.14511124379098272,1.5660191319320311E-3,3.9150478298300779E-4]
[2640,660,27,0.5,0.52720980056261002,7.9834208377829882E-2,2.6077198898636039E-4,6.5192997246590098E-5]
[2641,660.25,27,0.51041666666666663,0.52692884256104044,1.3348537831983026E-2,1.2189754520377711E-6,3.0474386300944277E-7]
[2642,660.5,27,0.52083333333333337,0.52665002271915529,-5.3280299073131969E-2,7.7516442209639235E-5,1.9379110552409809E-5]
[2643,660.75,27,0.53125,0.52637334682093329,-0.11898567945559381,8.633322304299727E-4,2.1583305760749318E-4]
[2644,661,27,0.54166666666666663,0.52609882060587754,-0.18271688391190161,3.126294668590233E-3,7.8157366714755826E-4]
[2645,661.25,27,0.55208333333333337,0.52582644976889725,-0.24345588162472162,7.3952810400807522E-3,1.848820260020188E-3]
[2646,661.5,27,0.5625,0.52555623996018963,-0.30023357513399718,1.3869846130272329E-2,3.4674615325680823E-3]
[2647,661.75,27,0.57291666666666663,0.52528819678512195,-0.3521452458338753,2.2379962698859467E-2,5.5949906747148666E-3]
[2648,662,27,0.58333333333333337,0.52502232580411612,-0.39836495429893792,3.2399420642638822E-2,8.0998551606597056E-3]
[2649,662.25,27,0.59375,0.52475863253253296,-0.43815866649524254,4.3110999148796431E-2,1.0777749787199108E-2]
[2650,662.5,27,0.60416666666666663,0.52449712244055757,-0.47089589751892402,5.3514144904706809E-2,1.3378536226176702E-2]
[2651,662.75,27,0.61458333333333337,0.52423780095308625,-0.49605968839546444,6.2559847028736543E-2,1.5639961757184136E-2]
[2652,663,27,0.625,0.52398067344961374,-0.51325475828154177,6.9293551802818015E-2,1.7323387950704504E-2]
[2653,663.25,27,0.63541666666666663,0.52372574526412163,-0.52221370370784825,7.2985848676256349E-2,1.8246462169064087E-2]
[2654,663.5,27,0.64583333333333337,0.5234730216849679,-0.52280114781548692,7.3232433677104788E-2,1.8308108419276197E-2]
[2655,663.75,27,0.65625,0.52322250795477676,-0.51501577536890852,7.0009256568715608E-2,1.7502314142178902E-2]
[2656,664,27,0.66666666666666663,0.52297420927033078,-0.49899022314959252,6.3675150350835125E-2,1.5918787587708781E-2]
[2657,664.25,27,0.67708333333333337,0.52272813078246205,-0.47498882960633909,5.4921711036518758E-2,1.373042775912969E-2]
[2658,664.5,27,0.6875,0.52248427759594562,-0.44340328181308764,4.4677676510451958E-2,1.1169419127612989E-2]
[2659,664.75,27,0.69791666666666663,0.52224265476939435,-0.40474623131854892,3.3981481627031136E-2,8.4953704067577841E-3]
[2660,665,27,0.70833333333333337,0.52200326731515312,-0.35964298282956003,2.3840131285103778E-2,5.9600328212759445E-3]
[2661,665.25,27,0.71875,0.52176612019919499,-0.30882139033701811,1.509440475309883E-2,3.7736011882747076E-3]
[2662,665.5,27,0.72916666666666663,0.52153121834101845,-0.25310012378212288,8.3094244281490311E-3,2.0773561070372578E-3]
[2663,665.75,27,0.73958333333333337,0.52129856661354523,-0.19337549521928005,3.7059383165676933E-3,9.2648457914192332E-4]
[2664,666,27,0.75,0.52106816984301929,-0.13060705625057595,1.1418098698962604E-3,2.854524674740651E-4]
[2665,666.25,27,0.76041666666666663,0.52084003280890656,-6.5802197924252362E-2,1.4602091657815109E-4,3.6505229144537773E-5]
[2666,666.5,27,0.77083333333333337,0.52061416024379581,1.8112837588635457E-14,3.0454631480745261E-42,7.6136578701863154E-43]
[2667,666.75,27,0.78125,0.5203905568333006,6.5745411761078995E-2,1.4564320212072496E-4,3.6410800530181239E-5]
[2668,667,27,0.79166666666666663,0.52016922721596204,0.13038173400475514,1.1359105354096619E-3,2.8397763385241547E-4]
[2669,667.25,27,0.80208333333333337,0.51995017598315263,0.19287531025312551,3.6772553011562331E-3,9.1931382528905828E-4]
[2670,667.5,27,0.8125,0.51973340767898046,0.25222764273958231,8.2237881293979968E-3,2.0559470323494992E-3]
[2671,667.75,27,0.82291666666666663,0.51951892680019607,0.30749132814446473,1.490021334260064E-2,3.7250533356501599E-3]
[2672,668,27,0.83333333333333337,0.51930673779609804,0.35778516319462483,2.3472581245304793E-2,5.8681453113261983E-3]
[2673,668.25,27,0.84375,0.51909684506844123,0.40230817956372589,3.3371095006160915E-2,8.3427737515402289E-3]
[2674,668.5,27,0.85416666666666663,0.51888925297134558,0.4403523848098721,4.3761774889356377E-2,1.0940443722339094E-2]
[2675,668.75,27,0.86458333333333337,0.51868396581120546,0.47131400693407299,5.3656817459899274E-2,1.3414204364974818E-2]
[2676,669,27,0.875,0.51848098784660035,0.49470306420152443,6.2047983360565717E-2,1.5511995840141429E-2]
[2677,669.25,27,0.88541666666666663,0.51828032328820683,0.51015110875122827,6.8044084362638632E-2,1.7011021090659658E-2]
[2678,669.5,27,0.89583333333333337,0.518081976298711,0.51741702179732563,7.0993077895308676E-2,1.7748269473827169E-2]
[2679,669.75,27,0.90625,0.51788595099272194,0.51639076942795747,7.0571489109363728E-2,1.7642872277340932E-2]
[2680,670,27,0.91666666666666663,0.51769225143668685,0.50709506063664722,6.6828545765968056E-2,1.6707136441492014E-2]
[2681,670.25,27,0.92708333333333337,0.51750088164880637,0.48968488275429961,6.0178860580316115E-2,1.5044715145079029E-2]
[2682,670.5,27,0.9375,0.51731184559895094,0.46444492335245419,5.1344807527825748E-2,1.2836201881956437E-2]
[2683,670.75,27,0.94791666666666663,0.51712514720857916,0.431784921419121,4.1256870876435897E-2,1.0314217719108974E-2]
[2684,671,27,0.95833333333333337,0.51694079035065588,0.39223302362979084,3.0926184123038592E-2,7.731546030759648E-3]
[2685,671.25,27,0.96875,0.516758778849572,0.34642725332210877,2.1307378527327281E-2,5.3268446318318202E-3]
[2686,671.5,27,0.97916666666666663,0.51657911648106525,0.29510522982738663,1.3171177060095627E-2,3.2927942650239068E-3]
[2687,671.75,27,0.98958333333333337,0.51640180697214177,0.2390923036379283,7.0047180506764041E-3,1.751179512669101E-3]
[2688,672,28,0,0.51622685400099866,0.17928829805408453,2.9535865621284235E-3,7.3839664053210587E-4]
[2689,672.25,28,{"$f":"IF(A2709<>\"\",MOD(B2709,24)/24,\"\")","v":1.0416666666666666E-2},0.51605426119694797,0.11665307006006823,{"$f":"ABS(0.5*1.025*1*(F2709^3))","v":8.1354651435853987E-4},{"$f":"G2709*$B$13","v":2.0338662858963497E-4}]
[{"$f":"IF(IF(A2709<>\"\",A2709+1<=$B$16,0),A2709+1,\"\")","v":2690},{"$f":"IF(A2710<>\"\",A2710*$B$13,\"\")","v":672.5},{"$f":"IF(A2710<>\"\",ROUNDDOWN(A2710*$B$13/24,0),\"\")","v":28},2.0833333333333332E-2,{"$f":"IF(A2710<>\"\",($B$4+$B$5)/2+($B$5-$B$4)/2*COS(2*PI()/$B$15*B2710),\"\")","v":0.51588403214034129},{"$f":"IF(A2710<>\"\",E2710*COS(2*PI()/$B$7*B2710),\"\")","v":5.2191121871734476E-2},7.2859094026632822E-5,1.8214773506658205E-5]
[2691,672.75,28,3.125E-2,0.51571617036249529,-1.3064490410496309E-2,1.1428027927715262E-6,2.8570069819288154E-7]
[2692,673,28,4.1666666666666664E-2,0.51555067934561882,-7.8068693564290872E-2,2.4385103597332171E-4,6.0962758993330428E-5]
[2693,673.25,28,5.2083333333333336E-2,0.51538756252274032,-0.14178111501201784,1.4606596494853162E-3,3.6516491237132906E-4]
[2694,673.5,28,6.25E-2,0.5152268232776368,-0.20318271447097488,4.2988683368456381E-3,1.0747170842114095E-3]
[2695,673.75,28,7.2916666666666671E-2,0.51506846494476355,-0.26129206392101001,9.1426591234104893E-3,2.2856647808526223E-3]
[2696,674,28,8.3333333333333329E-2,0.51491249080918533,-0.31518101611281996,1.6046267345260799E-2,4.0115668363151996E-3]
[2697,674.25,28,9.375E-2,0.51475890410650749,-0.3639895117698646,2.4714992276932288E-2,6.1787480692330719E-3]
[2698,674.5,28,0.10416666666666667,0.51460770802280942,-0.40693928954555336,3.4536851031214739E-2,8.6342127578036849E-3]
[2699,674.75,28,0.11458333333333333,0.51445890569457853,-0.44334628046076441,4.466044821708471E-2,1.1165112054271177E-2]
[2700,675,28,0.125,0.51431250020864472,-0.47263148968067259,5.410804353605457E-2,1.3527010884013643E-2]
[2701,675.25,28,0.13541666666666666,0.51416849460211667,-0.49433019275567308,6.190778721583632E-2,1.547694680395908E-2]
[2702,675.5,28,0.14583333333333334,0.51402689186231887,-0.50809930045873564,6.722636988274279E-2,1.6806592470685697E-2]
[2703,675.75,28,0.15625,0.51388769492672937,-0.51372277567056723,6.9483283127476869E-2,1.7370820781869217E-2]
[2704,676,28,0.16666666666666666,0.51375090668291901,-0.51111501692360761,6.8430512532917834E-2,1.7107628133229458E-2]
[2705,676.25,28,0.17708333333333334,0.51361652996849172,-0.50032215571966332,6.418640840606743E-2,1.6046602101516858E-2]
[2706,676.5,28,0.1875,0.51348456757102512,-0.48152124806434959,5.7218996594960748E-2,1.4304749148740187E-2]
[2707,676.75,28,0.19791666666666666,0.51335502222801355,-0.45501737428278072,4.8281172649174101E-2,1.2070293162293525E-2]
[2708,677,28,0.20833333333333334,0.51322789662681023,-0.42123869455899465,3.8307044334568559E-2,9.5767610836421397E-3]
[2709,677.25,28,0.21875,0.51310319340457222,-0.38072954024444233,2.8284180031139323E-2,7.0710450077848307E-3]
[2710,677.5,28,0.22916666666666666,0.51298091514820576,-0.3341416522891883,1.9119904430789349E-2,4.7799761076973372E-3]
[2711,677.75,28,0.23958333333333334,0.51286106439431212,-0.28222370766506905,1.152058012639914E-2,2.880145031599785E-3]
[2712,678,28,0.25,0.51274364362913538,-0.22580930190260867,5.9009149350054621E-3,1.4752287337513655E-3]
[2713,678.25,28,0.26041666666666669,0.51262865528851065,-0.16580358042152377,2.3360147658347246E-3,5.8400369145868115E-4]
[2714,678.5,28,0.27083333333333331,0.51251610175781359,-0.10316873280544632,5.6277935639965427E-4,1.4069483909991357E-4]
[2715,678.75,28,0.28125,0.51240598537191095,-3.8908582216936896E-2,3.0187704313859436E-5,7.5469260784648589E-6]
[2716,679,28,0.29166666666666669,0.51229830841511226,2.594748351870968E-2,8.9532271712234529E-6,2.2383067928058632E-6]
[2717,679.25,28,0.30208333333333331,0.51219307312112228,9.0360982238900114E-2,3.7812613805912257E-4,9.4531534514780642E-5]
[2718,679.5,28,0.3125,0.51209028167299442,0.15330094596593472,1.8464109793995306E-3,4.6160274484988265E-4]
[2719,679.75,28,0.32291666666666669,0.51198993620308597,0.21376040232424237,5.0058247854971975E-3,1.2514561963742994E-3]
[2720,680,28,0.33333333333333331,0.5118920387930137,0.27077246569439373,1.0174366294438304E-2,2.5435915736095761E-3]
[2721,680.25,28,0.34375,0.51179659147361056,0.32342578128569827,1.7338749711516766E-2,4.3346874278791915E-3]
[2722,680.5,28,0.35416666666666669,0.51170359622488326,0.37087907574301071,2.6145133618979403E-2,6.5362834047448509E-3]
[2723,680.75,28,0.36458333333333331,0.51161305497597198,0.41237458226269108,3.593929351082345E-2,8.9848233777058625E-3]
[2724,681,28,0.375,0.51152496960510963,0.44725012624769472,4.5850627661286718E-2,1.1462656915321679E-2]
[2725,681.25,28,0.38541666666666669,0.51143934193958329,0.47494967899146223,5.490813150749968E-2,1.372703287687492E-2]
[2726,681.5,28,0.39583333333333331,0.51135617375569609,0.49503221140386272,6.2171915348494568E-2,1.5542978837123642E-2]
[2727,681.75,28,0.40625,0.51127546677873048,0.50717870698513468,6.6861621729757695E-2,1.6715405432439424E-2]
[2728,682,28,0.41666666666666669,0.51119722268291246,0.51119722268291246,6.8463536139362305E-2,1.7115884034840576E-2]
[2729,682.25,28,0.42708333333333331,0.51112144309137653,0.5070259174623164,6.6801212974941904E-2,1.6700303243735476E-2]
[2730,682.5,28,0.4375,0.51104812957613266,0.4947340008820254,6.2059624760142255E-2,1.5514906190035564E-2]
[2731,682.75,28,0.44791666666666669,0.51097728365803297,0.47452058718232037,5.4759446176237077E-2,1.3689861544059269E-2]
[2732,683,28,0.45833333333333331,0.51090890680674073,0.44671147382460447,4.5685164418358647E-2,1.1421291104589662E-2]
[2733,683.25,28,0.46875,0.51084300044069963,0.41175389654283867,3.577725553367618E-2,8.9443138834190451E-3]
[2734,683.5,28,0.47916666666666669,0.51077956592710416,0.37020934524797366,2.600375120873329E-2,6.5009378021833224E-3]
[2735,683.75,28,0.48958333333333331,0.51071860458187168,0.32274455605190816,1.7229419533295081E-2,4.3073548833237702E-3]
[2736,684,28,0.5,0.51066011766961494,0.27012082375654745,1.0101085940779447E-2,2.5252714851948617E-3]
[2737,684.25,28,0.51041666666666663,0.51060410640361564,0.21318180592117966,4.9652861326412254E-3,1.2413215331603064E-3]
[2738,684.5,28,0.52083333333333337,0.51055057194579956,0.15284001365352157,1.8298061088621014E-3,4.5745152721552535E-4]
[2739,684.75,28,0.53125,0.51049951540671223,9.0062205182771887E-2,3.7438772335825931E-4,9.3596930839564828E-5]
[2740,685,28,0.54166666666666663,0.51045093784549611,2.585391573481351E-2,8.8567188122315639E-6,2.214179703057891E-6]
[2741,685.25,28,0.55208333333333337,0.51040484026986843,-3.8756629037330223E-2,2.9835399534265238E-5,7.4588498835663096E-6]
[2742,685.5,28,0.5625,0.51036122363610037,-0.1027349590285819,5.5571052966766081E-4,1.389276324169152E-4]
[2743,685.75,28,0.57291666666666663,0.51032008884899727,-0.16505690233913489,2.3045967270094244E-3,5.7614918175235609E-4]
[2744,686,28,0.58333333333333337,0.51028143676187965,-0.2247249603983775,5.8163135056538895E-3,1.4540783764134724E-3]
[2745,686.25,28,0.59375,0.51024526817656579,-0.28078425406192875,1.1345199012767534E-2,2.8362997531918835E-3]
[2746,686.5,28,0.60416666666666663,0.51021158384335497,-0.33233778608169545,1.8811916266403252E-2,4.7029790666008129E-3]
[2747,686.75,28,0.61458333333333337,0.51018038446101188,-0.37856077630064849,2.7803579417462879E-2,6.9508948543657197E-3]
[2748,687,28,0.625,0.51015167067675193,-0.41871384076229823,3.7622341435222501E-2,9.4055853588056251E-3]
[2749,687.25,28,0.63541666666666663,0.51012544308622854,-0.45215480440910205,4.737566501446025E-2,1.1843916253615062E-2]
[{"$f":"IF(IF(A2769<>\"\",A2769+1<=$B$16,0),A2769+1,\"\")","v":2750},{"$f":"IF(A2770<>\"\",A2770*$B$13,\"\")","v":687.5},{"$f":"IF(A2770<>\"\",ROUNDDOWN(A2770*$B$13/24,0),\"\")","v":28},0.64583333333333337,{"$f":"IF(A2770<>\"\",($B$4+$B$5)/2+($B$5-$B$4)/2*COS(2*PI()/$B$15*B2770),\"\")","v":0.51010170223351969},{"$f":"IF(A2770<>\"\",E2770*COS(2*PI()/$B$7*B2770),\"\")","v":-0.47834895888134021},5.6095544628891506E-2,1.4023886157222876E-2]
[{"$f":"IF(IF(A2770<>\"\",A2770+1<=$B$16,0),A2770+1,\"\")","v":2751},{"$f":"IF(A2771<>\"\",A2771*$B$13,\"\")","v":687.75},{"$f":"IF(A2771<>\"\",ROUNDDOWN(A2771*$B$13/24,0),\"\")","v":28},0.65625,{"$f":"IF(A2771<>\"\",($B$4+$B$5)/2+($B$5-$B$4)/2*COS(2*PI()/$B$15*B2771),\"\")","v":0.51008044861111768},{"$f":"IF(A2771<>\"\",E2771*COS(2*PI()/$B$7*B2771),\"\")","v":-0.49687760176882168},6.2869807407400599E-2,1.571745185185015E-2]
[2752,688,28,0.66666666666666663,0.51006168265991825,-0.50744472111600447,6.6966883246272674E-2,1.6741720811568168E-2]
[2753,688.25,28,{"$f":"IF(A2773<>\"\",MOD(B2773,24)/24,\"\")","v":0.67708333333333337},0.51004540476921167,-0.50988171859887921,{"$f":"ABS(0.5*1.025*1*(F2773^3))","v":6.7936347293581292E-2},{"$f":"G2773*$B$13","v":1.6984086823395323E-2}]
[2754,688.5,28,0.6875,0.51003161527667462,-0.50415009610689521,6.5670970233841622E-2,1.6417742558460405E-2]
[2755,688.75,28,0.69791666666666663,0.51002031446836338,-0.49034206297597616,6.0421474501038491E-2,1.5105368625259623E-2]
[2756,689,28,0.70833333333333337,0.51001150257870742,-0.46867905431086698,5.2761909487350343E-2,1.3190477371837586E-2]
[2757,689.25,28,0.71875,0.51000517979050497,-0.43950818417762871,4.351056967506136E-2,1.087764241876534E-2]
[2758,689.5,28,0.72916666666666663,0.51000134623491933,-0.40329669040812799,3.3617688125856734E-2,8.4044220314641836E-3]
[2759,689.75,28,0.73958333333333337,0.51000000199147544,-0.36062445981331676,2.4035845824556767E-2,6.0089614561391917E-3]
[null,null,null,null,"Total Energy (kWh/m^2)",null,"-",{"$f":"IF(ISERROR(SUM(H20:H2779)),\"\",SUM(H20:H2779))","v":39.601750892567594},"per lunar cycle"]
[null,null,null,null,null,null,"-",{"$f":"IF(ISERROR(H2780*(365/$B$6)),\"\",(H2780*(365/$B$6)))","v":502.94499219857943},"per year"]
[null,null,null,null,"Average Power (kW/m^2)",null,{"$f":"IF(ISERROR(AVERAGE(G20:G2779)),\"\",(AVERAGE(G20:G2779)))","v":5.7393841873286368E-2},"-"]

{"sheet":"Tidal Stream 5","index":7,"n_rows":2782,"n_cols":9,"rows_kept":2782,"cut":false,"hidden":false,"merged":[[2781,4,2781,5],[17,0,18,0],[17,1,17,3],[2779,4,2780,5],[2,1,2,2],[7,1,7,2],[8,1,8,2],[9,1,9,2],[10,1,10,2],[13,0,14,0]]}
["Tidal Stream Resource"]
[]
[{"$f":"Input!A45","v":"Site Name"},{"$f":"IF(Input!B85<>\"\",Input!B85,\"-\")","v":"[Enter Name]"},{"$f":"Input!C45","v":0},null,null,null,null,null,"Plots:"]
[{"$f":"Input!A46","v":"Peak Flow (Springs)"},{"$f":"IF((AND(Input!B86<>\"\",Input!B86<>\"[Enter Value]\")),Input!B86,\"0\")","v":"0"},{"$f":"Input!C46","v":"m/s"}]
[{"$f":"Input!A47","v":"Peak Flow (Neaps)"},{"$f":"IF((AND(Input!B87<>\"\",Input!B87<>\"[Enter Value]\")),Input!B87,\"0\")","v":"0"},{"$f":"Input!C47","v":"m/s"}]
[{"$f":"Input!A48","v":"Lunar Cycle Period"},{"$f":"IF((AND(Input!B88<>\"\",Input!B88<>\"[Enter Value]\")),Input!B88,\"0\")","v":"0"},{"$f":"Input!C48","v":"days"}]
[{"$f":"Input!A49","v":"Tidal Period"},{"$f":"IF((AND(Input!B89<>\"\",Input!B89<>\"[Enter Value]\")),Input!B89,\"0\")","v":"0"},{"$f":"Input!C49","v":"hours"}]
[{"$f":"Input!A50","v":"Proximity to Grid Connection"},{"$f":"IF(Input!B90<>\"\",Input!B90,\"-\")","v":"[Select Value]"}]
[{"$f":"Input!A51","v":"Average Water Depth"},{"$f":"IF(Input!B91<>\"\",Input!B91,\"-\")","v":"[Select Value]"}]
[{"$f":"Input!A52","v":"Seabed Topography"},{"$f":"IF(Input!B92<>\"\",Input!B92,\"-\")","v":"[Select Value]"}]
[{"$f":"Input!A53","v":"Accessibility"},{"$f":"IF(Input!B93<>\"\",Input!B93,\"-\")","v":"[Select Value]"}]
[]
["Time Step",0.25,"hours"]
["Period",{"$f":"B6/2","v":0},"days"]
[null,{"$f":"B14*24","v":0},"hours"]
["Number of Steps",{"$f":"B15/B13*2","v":0},"-"]
[]
["No.","Time",null,null,"Amplitude","Current","Power","Energy"]
[null,"Hours","Day","Time","m/s","m/s","kW/(m^2)","kWh/(m^2)"]
[0,{"$f":"A20*$B$13","v":0},{"$f":"ROUNDDOWN(A20*$B$1/24,0)","v":0},{"$f":"MOD(B20,24)/24","v":0},{"$f":"IF(A20<>\"\",($B$4+$B$5)/2+($B$5-$B$4)/2*COS(2*PI()/$B$15*B20),\"\")","v":{"$error":"#DIV/0!"}},{"$f":"IF(A20<>\"\",E20*COS(2*PI()/$B$7*B20),\"\")","v":{"$error":"#DIV/0!"}},{"$f":"ABS(0.5*1.025*1*(F20^3))","v":{"$error":"#DIV/0!"}},{"$f":"G20*$B$13","v":{"$error":"#DIV/0!"}}]
[{"$f":"IF(IF(A20<>\"\",A20+1<=$B$16,0),A20+1,\"\")","v":""},{"$f":"IF(A21<>\"\",A21*$B$13,\"\")","v":""},{"$f":"IF(A21<>\"\",ROUNDDOWN(A21*$B$13/24,0),\"\")","v":""},{"$f":"IF(A21<>\"\",MOD(B21,24)/24,\"\")","v":""},{"$f":"IF(A21<>\"\",($B$4+$B$5)/2+($B$5-$B$4)/2*COS(2*PI()/$B$15*B21),\"\")","v":""},{"$f":"IF(A21<>\"\",E21*COS(2*PI()/$B$7*B21),\"\")","v":""},{"$f":"ABS(0.5*1.025*1*(F21^3))","v":{"$error":"#VALUE!"}},{"$f":"G21*$B$13","v":{"$error":"#VALUE!"}}]
[{"$f":"IF(IF(A21<>\"\",A21+1<=$B$16,0),A21+1,\"\")","v":""},{"$f":"IF(A22<>\"\",A22*$B$13,\"\")","v":""},{"$f":"IF(A22<>\"\",ROUNDDOWN(A22*$B$13/24,0),\"\")","v":""},"",{"$f":"IF(A22<>\"\",($B$4+$B$5)/2+($B$5-$B$4)/2*COS(2*PI()/$B$15*B22),\"\")","v":""},{"$f":"IF(A22<>\"\",E22*COS(2*PI()/$B$7*B22),\"\")","v":""},{"$error":"#VALUE!"},{"$error":"#VALUE!"}]
["","","","","","",{"$error":"#VALUE!"},{"$error":"#VALUE!"}]
["","","","","","",{"$error":"#VALUE!"},{"$error":"#VALUE!"}]
["","","","","","",{"$error":"#VALUE!"},{"$error":"#VALUE!"}]
["","","","","","",{"$error":"#VALUE!"},{"$error":"#VALUE!"}]
["","","","","","",{"$error":"#VALUE!"},{"$error":"#VALUE!"}]
["","","","","","",{"$error":"#VALUE!"},{"$error":"#VALUE!"}]
["","","","","","",{"$error":"#VALUE!"},{"$error":"#VALUE!"}]
["","","","","","",{"$error":"#VALUE!"},{"$error":"#VALUE!"}]
["","","","","","",{"$error":"#VALUE!"},{"$error":"#VALUE!"}]
["","","","","","",{"$error":"#VALUE!"},{"$error":"#VALUE!"}]
["","","","","","",{"$error":"#VALUE!"},{"$error":"#VALUE!"}]
["","","","","","",{"$error":"#VALUE!"},{"$error":"#VALUE!"}]
["","","","","","",{"$error":"#VALUE!"},{"$error":"#VALUE!"}]
["","","","","","",{"$error":"#VALUE!"},{"$error":"#VALUE!"}]
["","","","","","",{"$error":"#VALUE!"},{"$error":"#VALUE!"}]
["","","","","","",{"$error":"#VALUE!"},{"$error":"#VALUE!"}]
["","","","","","",{"$error":"#VALUE!"},{"$error":"#VALUE!"}]
["","","","","","",{"$error":"#VALUE!"},{"$error":"#VALUE!"}]
["","","","","","",{"$error":"#VALUE!"},{"$error":"#VALUE!"}]
["","","","","","",{"$error":"#VALUE!"},{"$error":"#VALUE!"}]
["","","","","","",{"$error":"#VALUE!"},{"$error":"#VALUE!"}]
["","","","","","",{"$error":"#VALUE!"},{"$error":"#VALUE!"}]
["","","","","","",{"$error":"#VALUE!"},{"$error":"#VALUE!"}]
["","","","","","",{"$error":"#VALUE!"},{"$error":"#VALUE!"}]
["","","","","","",{"$error":"#VALUE!"},{"$error":"#VALUE!"}]
["","","","","","",{"$error":"#VALUE!"},{"$error":"#VALUE!"}]
["","","","","","",{"$error":"#VALUE!"},{"$error":"#VALUE!"}]
["","","","","","",{"$error":"#VALUE!"},{"$error":"#VALUE!"}]
["","","","","","",{"$error":"#VALUE!"},{"$error":"#VALUE!"}]
["","","","","","",{"$error":"#VALUE!"},{"$error":"#VALUE!"}]
["","","","","","",{"$error":"#VALUE!"},{"$error":"#VALUE!"}]
["","","","","","",{"$error":"#VALUE!"},{"$error":"#VALUE!"}]
["","","","","","",{"$error":"#VALUE!"},{"$error":"#VALUE!"}]
["","","","","","",{"$error":"#VALUE!"},{"$error":"#VALUE!"}]
["","","","","","",{"$error":"#VALUE!"},{"$error":"#VALUE!"}]
["","","","","","",{"$error":"#VALUE!"},{"$error":"#VALUE!"}]
["","","","","","",{"$error":"#VALUE!"},{"$error":"#VALUE!"}]
["","","","","","",{"$error":"#VALUE!"},{"$error":"#VALUE!"}]
["","","","","","",{"$error":"#VALUE!"},{"$error":"#VALUE!"}]
["","","","","","",{"$error":"#VALUE!"},{"$error":"#VALUE!"}]
["","","","","","",{"$error":"#VALUE!"},{"$error":"#VALUE!"}]
["","","","","","",{"$error":"#VALUE!"},{"$error":"#VALUE!"}]
["","","","","","",{"$error":"#VALUE!"},{"$error":"#VALUE!"}]
["","","","","","",{"$error":"#VALUE!"},{"$error":"#VALUE!"}]
["","","","","","",{"$error":"#VALUE!"},{"$error":"#VALUE!"}]
["","","","","","",{"$error":"#VALUE!"},{"$error":"#VALUE!"}]
["","","","","","",{"$error":"#VALUE!"},{"$error":"#VALUE!"}]
["","","","","","",{"$error":"#VALUE!"},{"$error":"#VALUE!"}]
["","","","","","",{"$error":"#VALUE!"},{"$error":"#VALUE!"}]
["","","","","","",{"$error":"#VALUE!"},{"$error":"#VALUE!"}]
["","","","","","",{"$error":"#VALUE!"},{"$error":"#VALUE!"}]
["","","","","","",{"$error":"#VALUE!"},{"$error":"#VALUE!"}]
["","","","","","",{"$error":"#VALUE!"},{"$error":"#VALUE!"}]
["","","","","","",{"$error":"#VALUE!"},{"$error":"#VALUE!"}]
["","","","","","",{"$error":"#VALUE!"},{"$error":"#VALUE!"}]
["","","","","","",{"$error":"#VALUE!"},{"$error":"#VALUE!"}]
["","","","","","",{"$error":"#VALUE!"},{"$error":"#VALUE!"}]
["","","","","","",{"$error":"#VALUE!"},{"$error":"#VALUE!"}]
["","","","","","",{"$error":"#VALUE!"},{"$error":"#VALUE!"}]
["","","","","","",{"$error":"#VALUE!"},{"$error":"#VALUE!"}]
["","","","","","",{"$error":"#VALUE!"},{"$error":"#VALUE!"}]
["","","","","","",{"$error":"#VALUE!"},{"$error":"#VALUE!"}]
["","","",{"$f":"IF(A85<>\"\",MOD(B85,24)/24,\"\")","v":""},"","",{"$f":"ABS(0.5*1.025*1*(F85^3))","v":{"$error":"#VALUE!"}},{"$f":"G85*$B$13","v":{"$error":"#VALUE!"}}]
[{"$f":"IF(IF(A85<>\"\",A85+1<=$B$16,0),A85+1,\"\")","v":""},{"$f":"IF(A86<>\"\",A86*$B$13,\"\")","v":""},{"$f":"IF(A86<>\"\",ROUNDDOWN(A86*$B$13/24,0),\"\")","v":""},"",{"$f":"IF(A86<>\"\",($B$4+$B$5)/2+($B$5-$B$4)/2*COS(2*PI()/$B$15*B86),\"\")","v":""},{"$f":"IF(A86<>\"\",E86*COS(2*PI()/$B$7*B86),\"\")","v":""},{"$error":"#VALUE!"},{"$error":"#VALUE!"}]
["","","","","","",{"$error":"#VALUE!"},{"$error":"#VALUE!"}]
["","","","","","",{"$error":"#VALUE!"},{"$error":"#VALUE!"}]
["","","","","","",{"$error":"#VALUE!"},{"$error":"#VALUE!"}]
["","","","","","",{"$error":"#VALUE!"},{"$error":"#VALUE!"}]
["","","","","","",{"$error":"#VALUE!"},{"$error":"#VALUE!"}]
["","","","","","",{"$error":"#VALUE!"},{"$error":"#VALUE!"}]
["","","","","","",{"$error":"#VALUE!"},{"$error":"#VALUE!"}]
["","","","","","",{"$error":"#VALUE!"},{"$error":"#VALUE!"}]
["","","","","","",{"$error":"#VALUE!"},{"$error":"#VALUE!"}]
["","","","","","",{"$error":"#VALUE!"},{"$error":"#VALUE!"}]
["","","","","","",{"$error":"#VALUE!"},{"$error":"#VALUE!"}]
["","","","","","",{"$error":"#VALUE!"},{"$error":"#VALUE!"}]
["","","","","","",{"$error":"#VALUE!"},{"$error":"#VALUE!"}]
["","","","","","",{"$error":"#VALUE!"},{"$error":"#VALUE!"}]
["","","","","","",{"$error":"#VALUE!"},{"$error":"#VALUE!"}]
["","","","","","",{"$error":"#VALUE!"},{"$error":"#VALUE!"}]
["","","","","","",{"$error":"#VALUE!"},{"$error":"#VALUE!"}]
["","","","","","",{"$error":"#VALUE!"},{"$error":"#VALUE!"}]
["","","","","","",{"$error":"#VALUE!"},{"$error":"#VALUE!"}]
["","","","","","",{"$error":"#VALUE!"},{"$error":"#VALUE!"}]
["","","","","","",{"$error":"#VALUE!"},{"$error":"#VALUE!"}]
["","","","","","",{"$error":"#VALUE!"},{"$error":"#VALUE!"}]
["","","","","","",{"$error":"#VALUE!"},{"$error":"#VALUE!"}]
["","","","","","",{"$error":"#VALUE!"},{"$error":"#VALUE!"}]
["","","","","","",{"$error":"#VALUE!"},{"$error":"#VALUE!"}]
["","","","","","",{"$error":"#VALUE!"},{"$error":"#VALUE!"}]
["","","","","","",{"$error":"#VALUE!"},{"$error":"#VALUE!"}]
["","","","","","",{"$error":"#VALUE!"},{"$error":"#VALUE!"}]
["","","","","","",{"$error":"#VALUE!"},{"$error":"#VALUE!"}]
["","","","","","",{"$error":"#VALUE!"},{"$error":"#VALUE!"}]
["","","","","","",{"$error":"#VALUE!"},{"$error":"#VALUE!"}]
["","","","","","",{"$error":"#VALUE!"},{"$error":"#VALUE!"}]
["","","","","","",{"$error":"#VALUE!"},{"$error":"#VALUE!"}]
["","","","","","",{"$error":"#VALUE!"},{"$error":"#VALUE!"}]
["","","","","","",{"$error":"#VALUE!"},{"$error":"#VALUE!"}]
["","","","","","",{"$error":"#VALUE!"},{"$error":"#VALUE!"}]
["","","","","","",{"$error":"#VALUE!"},{"$error":"#VALUE!"}]
["","","","","","",{"$error":"#VALUE!"},{"$error":"#VALUE!"}]
["","","","","","",{"$error":"#VALUE!"},{"$error":"#VALUE!"}]
["","","","","","",{"$error":"#VALUE!"},{"$error":"#VALUE!"}]
["","","","","","",{"$error":"#VALUE!"},{"$error":"#VALUE!"}]
["","","","","","",{"$error":"#VALUE!"},{"$error":"#VALUE!"}]
["","","","","","",{"$error":"#VALUE!"},{"$error":"#VALUE!"}]
["","","","","","",{"$error":"#VALUE!"},{"$error":"#VALUE!"}]
["","","","","","",{"$error":"#VALUE!"},{"$error":"#VALUE!"}]
["","","","","","",{"$error":"#VALUE!"},{"$error":"#VALUE!"}]
["","","","","","",{"$error":"#VALUE!"},{"$error":"#VALUE!"}]
["","","","","","",{"$error":"#VALUE!"},{"$error":"#VALUE!"}]
["","","","","","",{"$error":"#VALUE!"},{"$error":"#VALUE!"}]
["","","","","","",{"$error":"#VALUE!"},{"$error":"#VALUE!"}]
["","","","","","",{"$error":"#VALUE!"},{"$error":"#VALUE!"}]
["","","","","","",{"$error":"#VALUE!"},{"$error":"#VALUE!"}]
["","","","","","",{"$error":"#VALUE!"},{"$error":"#VALUE!"}]
["","","","","","",{"$error":"#VALUE!"},{"$error":"#VALUE!"}]
["","","","","","",{"$error":"#VALUE!"},{"$error":"#VALUE!"}]
["","","","","","",{"$error":"#VALUE!"},{"$error":"#VALUE!"}]
["","","","","","",{"$error":"#VALUE!"},{"$error":"#VALUE!"}]
["","","","","","",{"$error":"#VALUE!"},{"$error":"#VALUE!"}]
["","","","","","",{"$error":"#VALUE!"},{"$error":"#VALUE!"}]
["","","","","","",{"$error":"#VALUE!"},{"$error":"#VALUE!"}]
["","","","","","",{"$error":"#VALUE!"},{"$error":"#VALUE!"}]
["","","","","","",{"$error":"#VALUE!"},{"$error":"#VALUE!"}]
["","","",{"$f":"IF(A149<>\"\",MOD(B149,24)/24,\"\")","v":""},"","",{"$f":"ABS(0.5*1.025*1*(F149^3))","v":{"$error":"#VALUE!"}},{"$f":"G149*$B$13","v":{"$error":"#VALUE!"}}]
[{"$f":"IF(IF(A149<>\"\",A149+1<=$B$16,0),A149+1,\"\")","v":""},{"$f":"IF(A150<>\"\",A150*$B$13,\"\")","v":""},{"$f":"IF(A150<>\"\",ROUNDDOWN(A150*$B$13/24,0),\"\")","v":""},"",{"$f":"IF(A150<>\"\",($B$4+$B$5)/2+($B$5-$B$4)/2*COS(2*PI()/$B$15*B150),\"\")","v":""},{"$f":"IF(A150<>\"\",E150*COS(2*PI()/$B$7*B150),\"\")","v":""},{"$error":"#VALUE!"},{"$error":"#VALUE!"}]
["","","","","","",{"$error":"#VALUE!"},{"$error":"#VALUE!"}]
["","","","","","",{"$error":"#VALUE!"},{"$error":"#VALUE!"}]
["","","","","","",{"$error":"#VALUE!"},{"$error":"#VALUE!"}]
["","","","","","",{"$error":"#VALUE!"},{"$error":"#VALUE!"}]
["","","","","","",{"$error":"#VALUE!"},{"$error":"#VALUE!"}]
["","","","","","",{"$error":"#VALUE!"},{"$error":"#VALUE!"}]
["","","","","","",{"$error":"#VALUE!"},{"$error":"#VALUE!"}]
["","","","","","",{"$error":"#VALUE!"},{"$error":"#VALUE!"}]
["","","","","","",{"$error":"#VALUE!"},{"$error":"#VALUE!"}]
["","","","","","",{"$error":"#VALUE!"},{"$error":"#VALUE!"}]
["","","","","","",{"$error":"#VALUE!"},{"$error":"#VALUE!"}]
["","","","","","",{"$error":"#VALUE!"},{"$error":"#VALUE!"}]
["","","","","","",{"$error":"#VALUE!"},{"$error":"#VALUE!"}]
["","","","","","",{"$error":"#VALUE!"},{"$error":"#VALUE!"}]
["","","","","","",{"$error":"#VALUE!"},{"$error":"#VALUE!"}]
["","","","","","",{"$error":"#VALUE!"},{"$error":"#VALUE!"}]
["","","","","","",{"$error":"#VALUE!"},{"$error":"#VALUE!"}]
["","","","","","",{"$error":"#VALUE!"},{"$error":"#VALUE!"}]
["","","","","","",{"$error":"#VALUE!"},{"$error":"#VALUE!"}]
["","","","","","",{"$error":"#VALUE!"},{"$error":"#VALUE!"}]
["","","","","","",{"$error":"#VALUE!"},{"$error":"#VALUE!"}]
["","","","","","",{"$error":"#VALUE!"},{"$error":"#VALUE!"}]
["","","","","","",{"$error":"#VALUE!"},{"$error":"#VALUE!"}]
["","","","","","",{"$error":"#VALUE!"},{"$error":"#VALUE!"}]
["","","","","","",{"$error":"#VALUE!"},{"$error":"#VALUE!"}]
["","","","","","",{"$error":"#VALUE!"},{"$error":"#VALUE!"}]
["","","","","","",{"$error":"#VALUE!"},{"$error":"#VALUE!"}]
["","","","","","",{"$error":"#VALUE!"},{"$error":"#VALUE!"}]
["","","","","","",{"$error":"#VALUE!"},{"$error":"#VALUE!"}]
["","","","","","",{"$error":"#VALUE!"},{"$error":"#VALUE!"}]
["","","","","","",{"$error":"#VALUE!"},{"$error":"#VALUE!"}]
["","","","","","",{"$error":"#VALUE!"},{"$error":"#VALUE!"}]
["","","","","","",{"$error":"#VALUE!"},{"$error":"#VALUE!"}]
["","","","","","",{"$error":"#VALUE!"},{"$error":"#VALUE!"}]
["","","","","","",{"$error":"#VALUE!"},{"$error":"#VALUE!"}]
["","","","","","",{"$error":"#VALUE!"},{"$error":"#VALUE!"}]
["","","","","","",{"$error":"#VALUE!"},{"$error":"#VALUE!"}]
["","","","","","",{"$error":"#VALUE!"},{"$error":"#VALUE!"}]
["","","","","","",{"$error":"#VALUE!"},{"$error":"#VALUE!"}]
["","","","","","",{"$error":"#VALUE!"},{"$error":"#VALUE!"}]
["","","","","","",{"$error":"#VALUE!"},{"$error":"#VALUE!"}]
["","","","","","",{"$error":"#VALUE!"},{"$error":"#VALUE!"}]
["","","","","","",{"$error":"#VALUE!"},{"$error":"#VALUE!"}]
["","","","","","",{"$error":"#VALUE!"},{"$error":"#VALUE!"}]
["","","","","","",{"$error":"#VALUE!"},{"$error":"#VALUE!"}]
["","","","","","",{"$error":"#VALUE!"},{"$error":"#VALUE!"}]
["","","","","","",{"$error":"#VALUE!"},{"$error":"#VALUE!"}]
["","","","","","",{"$error":"#VALUE!"},{"$error":"#VALUE!"}]
["","","","","","",{"$error":"#VALUE!"},{"$error":"#VALUE!"}]
["","","","","","",{"$error":"#VALUE!"},{"$error":"#VALUE!"}]
["","","","","","",{"$error":"#VALUE!"},{"$error":"#VALUE!"}]
["","","","","","",{"$error":"#VALUE!"},{"$error":"#VALUE!"}]
["","","","","","",{"$error":"#VALUE!"},{"$error":"#VALUE!"}]
["","","","","","",{"$error":"#VALUE!"},{"$error":"#VALUE!"}]
["","","","","","",{"$error":"#VALUE!"},{"$error":"#VALUE!"}]
["","","","","","",{"$error":"#VALUE!"},{"$error":"#VALUE!"}]
["","","","","","",{"$error":"#VALUE!"},{"$error":"#VALUE!"}]
["","","","","","",{"$error":"#VALUE!"},{"$error":"#VALUE!"}]
["","","","","","",{"$error":"#VALUE!"},{"$error":"#VALUE!"}]
["","","","","","",{"$error":"#VALUE!"},{"$error":"#VALUE!"}]
["","","","","","",{"$error":"#VALUE!"},{"$error":"#VALUE!"}]
["","","","","","",{"$error":"#VALUE!"},{"$error":"#VALUE!"}]
["","","",{"$f":"IF(A213<>\"\",MOD(B213,24)/24,\"\")","v":""},"","",{"$f":"ABS(0.5*1.025*1*(F213^3))","v":{"$error":"#VALUE!"}},{"$f":"G213*$B$13","v":{"$error":"#VALUE!"}}]
[{"$f":"IF(IF(A213<>\"\",A213+1<=$B$16,0),A213+1,\"\")","v":""},{"$f":"IF(A214<>\"\",A214*$B$13,\"\")","v":""},{"$f":"IF(A214<>\"\",ROUNDDOWN(A214*$B$13/24,0),\"\")","v":""},"",{"$f":"IF(A214<>\"\",($B$4+$B$5)/2+($B$5-$B$4)/2*COS(2*PI()/$B$15*B214),\"\")","v":""},{"$f":"IF(A214<>\"\",E214*COS(2*PI()/$B$7*B214),\"\")","v":""},{"$error":"#VALUE!"},{"$error":"#VALUE!"}]
["","","","","","",{"$error":"#VALUE!"},{"$error":"#VALUE!"}]
["","","","","","",{"$error":"#VALUE!"},{"$error":"#VALUE!"}]
["","","","","","",{"$error":"#VALUE!"},{"$error":"#VALUE!"}]
["","","","","","",{"$error":"#VALUE!"},{"$error":"#VALUE!"}]
["","","","","","",{"$error":"#VALUE!"},{"$error":"#VALUE!"}]
["","","","","","",{"$error":"#VALUE!"},{"$error":"#VALUE!"}]
["","","","","","",{"$error":"#VALUE!"},{"$error":"#VALUE!"}]
["","","","","","",{"$error":"#VALUE!"},{"$error":"#VALUE!"}]
["","","","","","",{"$error":"#VALUE!"},{"$error":"#VALUE!"}]
["","","","","","",{"$error":"#VALUE!"},{"$error":"#VALUE!"}]
["","","","","","",{"$error":"#VALUE!"},{"$error":"#VALUE!"}]
["","","","","","",{"$error":"#VALUE!"},{"$error":"#VALUE!"}]
["","","","","","",{"$error":"#VALUE!"},{"$error":"#VALUE!"}]
["","","","","","",{"$error":"#VALUE!"},{"$error":"#VALUE!"}]
["","","","","","",{"$error":"#VALUE!"},{"$error":"#VALUE!"}]
["","","","","","",{"$error":"#VALUE!"},{"$error":"#VALUE!"}]
["","","","","","",{"$error":"#VALUE!"},{"$error":"#VALUE!"}]
["","","","","","",{"$error":"#VALUE!"},{"$error":"#VALUE!"}]
["","","","","","",{"$error":"#VALUE!"},{"$error":"#VALUE!"}]
["","","","","","",{"$error":"#VALUE!"},{"$error":"#VALUE!"}]
["","","","","","",{"$error":"#VALUE!"},{"$error":"#VALUE!"}]
["","","","","","",{"$error":"#VALUE!"},{"$error":"#VALUE!"}]
["","","","","","",{"$error":"#VALUE!"},{"$error":"#VALUE!"}]
["","","","","","",{"$error":"#VALUE!"},{"$error":"#VALUE!"}]
["","","","","","",{"$error":"#VALUE!"},{"$error":"#VALUE!"}]
["","","","","","",{"$error":"#VALUE!"},{"$error":"#VALUE!"}]
["","","","","","",{"$error":"#VALUE!"},{"$error":"#VALUE!"}]
["","","","","","",{"$error":"#VALUE!"},{"$error":"#VALUE!"}]
["","","","","","",{"$error":"#VALUE!"},{"$error":"#VALUE!"}]
["","","","","","",{"$error":"#VALUE!"},{"$error":"#VALUE!"}]
["","","","","","",{"$error":"#VALUE!"},{"$error":"#VALUE!"}]
["","","","","","",{"$error":"#VALUE!"},{"$error":"#VALUE!"}]
["","","","","","",{"$error":"#VALUE!"},{"$error":"#VALUE!"}]
["","","","","","",{"$error":"#VALUE!"},{"$error":"#VALUE!"}]
["","","","","","",{"$error":"#VALUE!"},{"$error":"#VALUE!"}]
["","","","","","",{"$error":"#VALUE!"},{"$error":"#VALUE!"}]
["","","","","","",{"$error":"#VALUE!"},{"$error":"#VALUE!"}]
["","","","","","",{"$error":"#VALUE!"},{"$error":"#VALUE!"}]
["","","","","","",{"$error":"#VALUE!"},{"$error":"#VALUE!"}]
["","","","","","",{"$error":"#VALUE!"},{"$error":"#VALUE!"}]
["","","","","","",{"$error":"#VALUE!"},{"$error":"#VALUE!"}]
["","","","","","",{"$error":"#VALUE!"},{"$error":"#VALUE!"}]
["","","","","","",{"$error":"#VALUE!"},{"$error":"#VALUE!"}]
["","","","","","",{"$error":"#VALUE!"},{"$error":"#VALUE!"}]
["","","","","","",{"$error":"#VALUE!"},{"$error":"#VALUE!"}]
["","","","","","",{"$error":"#VALUE!"},{"$error":"#VALUE!"}]
["","","","","","",{"$error":"#VALUE!"},{"$error":"#VALUE!"}]
["","","","","","",{"$error":"#VALUE!"},{"$error":"#VALUE!"}]
["","","","","","",{"$error":"#VALUE!"},{"$error":"#VALUE!"}]
["","","","","","",{"$error":"#VALUE!"},{"$error":"#VALUE!"}]
["","","","","","",{"$error":"#VALUE!"},{"$error":"#VALUE!"}]
["","","","","","",{"$error":"#VALUE!"},{"$error":"#VALUE!"}]
["","","","","","",{"$error":"#VALUE!"},{"$error":"#VALUE!"}]
["","","","","","",{"$error":"#VALUE!"},{"$error":"#VALUE!"}]
["","","","","","",{"$error":"#VALUE!"},{"$error":"#VALUE!"}]
["","","","","","",{"$error":"#VALUE!"},{"$error":"#VALUE!"}]
["","","","","","",{"$error":"#VALUE!"},{"$error":"#VALUE!"}]
["","","","","","",{"$error":"#VALUE!"},{"$error":"#VALUE!"}]
["","","","","","",{"$error":"#VALUE!"},{"$error":"#VALUE!"}]
["","","","","","",{"$error":"#VALUE!"},{"$error":"#VALUE!"}]
["","","","","","",{"$error":"#VALUE!"},{"$error":"#VALUE!"}]
["","","","","","",{"$error":"#VALUE!"},{"$error":"#VALUE!"}]
["","","",{"$f":"IF(A277<>\"\",MOD(B277,24)/24,\"\")","v":""},"","",{"$f":"ABS(0.5*1.025*1*(F277^3))","v":{"$error":"#VALUE!"}},{"$f":"G277*$B$13","v":{"$error":"#VALUE!"}}]
[{"$f":"IF(IF(A277<>\"\",A277+1<=$B$16,0),A277+1,\"\")","v":""},{"$f":"IF(A278<>\"\",A278*$B$13,\"\")","v":""},{"$f":"IF(A278<>\"\",ROUNDDOWN(A278*$B$13/24,0),\"\")","v":""},"",{"$f":"IF(A278<>\"\",($B$4+$B$5)/2+($B$5-$B$4)/2*COS(2*PI()/$B$15*B278),\"\")","v":""},{"$f":"IF(A278<>\"\",E278*COS(2*PI()/$B$7*B278),\"\")","v":""},{"$error":"#VALUE!"},{"$error":"#VALUE!"}]
["","","","","","",{"$error":"#VALUE!"},{"$error":"#VALUE!"}]
["","","","","","",{"$error":"#VALUE!"},{"$error":"#VALUE!"}]
["","","","","","",{"$error":"#VALUE!"},{"$error":"#VALUE!"}]
["","","","","","",{"$error":"#VALUE!"},{"$error":"#VALUE!"}]
["","","","","","",{"$error":"#VALUE!"},{"$error":"#VALUE!"}]
["","","","","","",{"$error":"#VALUE!"},{"$error":"#VALUE!"}]
["","","","","","",{"$error":"#VALUE!"},{"$error":"#VALUE!"}]
["","","","","","",{"$error":"#VALUE!"},{"$error":"#VALUE!"}]
["","","","","","",{"$error":"#VALUE!"},{"$error":"#VALUE!"}]
["","","","","","",{"$error":"#VALUE!"},{"$error":"#VALUE!"}]
["","","","","","",{"$error":"#VALUE!"},{"$error":"#VALUE!"}]
["","","","","","",{"$error":"#VALUE!"},{"$error":"#VALUE!"}]
["","","","","","",{"$error":"#VALUE!"},{"$error":"#VALUE!"}]
["","","","","","",{"$error":"#VALUE!"},{"$error":"#VALUE!"}]
["","","","","","",{"$error":"#VALUE!"},{"$error":"#VALUE!"}]
["","","","","","",{"$error":"#VALUE!"},{"$error":"#VALUE!"}]
["","","","","","",{"$error":"#VALUE!"},{"$error":"#VALUE!"}]
["","","","","","",{"$error":"#VALUE!"},{"$error":"#VALUE!"}]
["","","","","","",{"$error":"#VALUE!"},{"$error":"#VALUE!"}]
["","","","","","",{"$error":"#VALUE!"},{"$error":"#VALUE!"}]
["","","","","","",{"$error":"#VALUE!"},{"$error":"#VALUE!"}]
["","","","","","",{"$error":"#VALUE!"},{"$error":"#VALUE!"}]
["","","","","","",{"$error":"#VALUE!"},{"$error":"#VALUE!"}]
["","","","","","",{"$error":"#VALUE!"},{"$error":"#VALUE!"}]
["","","","","","",{"$error":"#VALUE!"},{"$error":"#VALUE!"}]
["","","","","","",{"$error":"#VALUE!"},{"$error":"#VALUE!"}]
["","","","","","",{"$error":"#VALUE!"},{"$error":"#VALUE!"}]
["","","","","","",{"$error":"#VALUE!"},{"$error":"#VALUE!"}]
["","","","","","",{"$error":"#VALUE!"},{"$error":"#VALUE!"}]
["","","","","","",{"$error":"#VALUE!"},{"$error":"#VALUE!"}]
["","","","","","",{"$error":"#VALUE!"},{"$error":"#VALUE!"}]
["","","","","","",{"$error":"#VALUE!"},{"$error":"#VALUE!"}]
["","","","","","",{"$error":"#VALUE!"},{"$error":"#VALUE!"}]
["","","","","","",{"$error":"#VALUE!"},{"$error":"#VALUE!"}]
["","","","","","",{"$error":"#VALUE!"},{"$error":"#VALUE!"}]
["","","","","","",{"$error":"#VALUE!"},{"$error":"#VALUE!"}]
["","","","","","",{"$error":"#VALUE!"},{"$error":"#VALUE!"}]
["","","","","","",{"$error":"#VALUE!"},{"$error":"#VALUE!"}]
["","","","","","",{"$error":"#VALUE!"},{"$error":"#VALUE!"}]
["","","","","","",{"$error":"#VALUE!"},{"$error":"#VALUE!"}]
["","","","","","",{"$error":"#VALUE!"},{"$error":"#VALUE!"}]
["","","","","","",{"$error":"#VALUE!"},{"$error":"#VALUE!"}]
["","","","","","",{"$error":"#VALUE!"},{"$error":"#VALUE!"}]
["","","","","","",{"$error":"#VALUE!"},{"$error":"#VALUE!"}]
["","","","","","",{"$error":"#VALUE!"},{"$error":"#VALUE!"}]
["","","","","","",{"$error":"#VALUE!"},{"$error":"#VALUE!"}]
["","","","","","",{"$error":"#VALUE!"},{"$error":"#VALUE!"}]
["","","","","","",{"$error":"#VALUE!"},{"$error":"#VALUE!"}]
["","","","","","",{"$error":"#VALUE!"},{"$error":"#VALUE!"}]
["","","","","","",{"$error":"#VALUE!"},{"$error":"#VALUE!"}]
["","","","","","",{"$error":"#VALUE!"},{"$error":"#VALUE!"}]
["","","","","","",{"$error":"#VALUE!"},{"$error":"#VALUE!"}]
["","","","","","",{"$error":"#VALUE!"},{"$error":"#VALUE!"}]
["","","","","","",{"$error":"#VALUE!"},{"$error":"#VALUE!"}]
["","","","","","",{"$error":"#VALUE!"},{"$error":"#VALUE!"}]
["","","","","","",{"$error":"#VALUE!"},{"$error":"#VALUE!"}]
["","","","","","",{"$error":"#VALUE!"},{"$error":"#VALUE!"}]
["","","","","","",{"$error":"#VALUE!"},{"$error":"#VALUE!"}]
["","","","","","",{"$error":"#VALUE!"},{"$error":"#VALUE!"}]
["","","","","","",{"$error":"#VALUE!"},{"$error":"#VALUE!"}]
["","","","","","",{"$error":"#VALUE!"},{"$error":"#VALUE!"}]
["","","","","","",{"$error":"#VALUE!"},{"$error":"#VALUE!"}]
["","","",{"$f":"IF(A341<>\"\",MOD(B341,24)/24,\"\")","v":""},"","",{"$f":"ABS(0.5*1.025*1*(F341^3))","v":{"$error":"#VALUE!"}},{"$f":"G341*$B$13","v":{"$error":"#VALUE!"}}]
[{"$f":"IF(IF(A341<>\"\",A341+1<=$B$16,0),A341+1,\"\")","v":""},{"$f":"IF(A342<>\"\",A342*$B$13,\"\")","v":""},{"$f":"IF(A342<>\"\",ROUNDDOWN(A342*$B$13/24,0),\"\")","v":""},"",{"$f":"IF(A342<>\"\",($B$4+$B$5)/2+($B$5-$B$4)/2*COS(2*PI()/$B$15*B342),\"\")","v":""},{"$f":"IF(A342<>\"\",E342*COS(2*PI()/$B$7*B342),\"\")","v":""},{"$error":"#VALUE!"},{"$error":"#VALUE!"}]
["","","","","","",{"$error":"#VALUE!"},{"$error":"#VALUE!"}]
["","","","","","",{"$error":"#VALUE!"},{"$error":"#VALUE!"}]
["","","","","","",{"$error":"#VALUE!"},{"$error":"#VALUE!"}]
["","","","","","",{"$error":"#VALUE!"},{"$error":"#VALUE!"}]
["","","","","","",{"$error":"#VALUE!"},{"$error":"#VALUE!"}]
["","","","","","",{"$error":"#VALUE!"},{"$error":"#VALUE!"}]
["","","","","","",{"$error":"#VALUE!"},{"$error":"#VALUE!"}]
["","","","","","",{"$error":"#VALUE!"},{"$error":"#VALUE!"}]
["","","","","","",{"$error":"#VALUE!"},{"$error":"#VALUE!"}]
["","","","","","",{"$error":"#VALUE!"},{"$error":"#VALUE!"}]
["","","","","","",{"$error":"#VALUE!"},{"$error":"#VALUE!"}]
["","","","","","",{"$error":"#VALUE!"},{"$error":"#VALUE!"}]
["","","","","","",{"$error":"#VALUE!"},{"$error":"#VALUE!"}]
["","","","","","",{"$error":"#VALUE!"},{"$error":"#VALUE!"}]
["","","","","","",{"$error":"#VALUE!"},{"$error":"#VALUE!"}]
["","","","","","",{"$error":"#VALUE!"},{"$error":"#VALUE!"}]
["","","","","","",{"$error":"#VALUE!"},{"$error":"#VALUE!"}]
["","","","","","",{"$error":"#VALUE!"},{"$error":"#VALUE!"}]
["","","","","","",{"$error":"#VALUE!"},{"$error":"#VALUE!"}]
["","","","","","",{"$error":"#VALUE!"},{"$error":"#VALUE!"}]
["","","","","","",{"$error":"#VALUE!"},{"$error":"#VALUE!"}]
["","","","","","",{"$error":"#VALUE!"},{"$error":"#VALUE!"}]
["","","","","","",{"$error":"#VALUE!"},{"$error":"#VALUE!"}]
["","","","","","",{"$error":"#VALUE!"},{"$error":"#VALUE!"}]
["","","","","","",{"$error":"#VALUE!"},{"$error":"#VALUE!"}]
["","","","","","",{"$error":"#VALUE!"},{"$error":"#VALUE!"}]
["","","","","","",{"$error":"#VALUE!"},{"$error":"#VALUE!"}]
["","","","","","",{"$error":"#VALUE!"},{"$error":"#VALUE!"}]
["","","","","","",{"$error":"#VALUE!"},{"$error":"#VALUE!"}]
["","","","","","",{"$error":"#VALUE!"},{"$error":"#VALUE!"}]
["","","","","","",{"$error":"#VALUE!"},{"$error":"#VALUE!"}]
["","","","","","",{"$error":"#VALUE!"},{"$error":"#VALUE!"}]
["","","","","","",{"$error":"#VALUE!"},{"$error":"#VALUE!"}]
["","","","","","",{"$error":"#VALUE!"},{"$error":"#VALUE!"}]
["","","","","","",{"$error":"#VALUE!"},{"$error":"#VALUE!"}]
["","","","","","",{"$error":"#VALUE!"},{"$error":"#VALUE!"}]
["","","","","","",{"$error":"#VALUE!"},{"$error":"#VALUE!"}]
["","","","","","",{"$error":"#VALUE!"},{"$error":"#VALUE!"}]
["","","","","","",{"$error":"#VALUE!"},{"$error":"#VALUE!"}]
["","","","","","",{"$error":"#VALUE!"},{"$error":"#VALUE!"}]
["","","","","","",{"$error":"#VALUE!"},{"$error":"#VALUE!"}]
["","","","","","",{"$error":"#VALUE!"},{"$error":"#VALUE!"}]
["","","","","","",{"$error":"#VALUE!"},{"$error":"#VALUE!"}]
["","","","","","",{"$error":"#VALUE!"},{"$error":"#VALUE!"}]
["","","","","","",{"$error":"#VALUE!"},{"$error":"#VALUE!"}]
["","","","","","",{"$error":"#VALUE!"},{"$error":"#VALUE!"}]
["","","","","","",{"$error":"#VALUE!"},{"$error":"#VALUE!"}]
["","","","","","",{"$error":"#VALUE!"},{"$error":"#VALUE!"}]
["","","","","","",{"$error":"#VALUE!"},{"$error":"#VALUE!"}]
["","","","","","",{"$error":"#VALUE!"},{"$error":"#VALUE!"}]
["","","","","","",{"$error":"#VALUE!"},{"$error":"#VALUE!"}]
["","","","","","",{"$error":"#VALUE!"},{"$error":"#VALUE!"}]
["","","","","","",{"$error":"#VALUE!"},{"$error":"#VALUE!"}]
["","","","","","",{"$error":"#VALUE!"},{"$error":"#VALUE!"}]
["","","","","","",{"$error":"#VALUE!"},{"$error":"#VALUE!"}]
["","","","","","",{"$error":"#VALUE!"},{"$error":"#VALUE!"}]
["","","","","","",{"$error":"#VALUE!"},{"$error":"#VALUE!"}]
["","","","","","",{"$error":"#VALUE!"},{"$error":"#VALUE!"}]
["","","","","","",{"$error":"#VALUE!"},{"$error":"#VALUE!"}]
["","","","","","",{"$error":"#VALUE!"},{"$error":"#VALUE!"}]
["","","","","","",{"$error":"#VALUE!"},{"$error":"#VALUE!"}]
["","","","","","",{"$error":"#VALUE!"},{"$error":"#VALUE!"}]
["","","",{"$f":"IF(A405<>\"\",MOD(B405,24)/24,\"\")","v":""},"","",{"$f":"ABS(0.5*1.025*1*(F405^3))","v":{"$error":"#VALUE!"}},{"$f":"G405*$B$13","v":{"$error":"#VALUE!"}}]
[{"$f":"IF(IF(A405<>\"\",A405+1<=$B$16,0),A405+1,\"\")","v":""},{"$f":"IF(A406<>\"\",A406*$B$13,\"\")","v":""},{"$f":"IF(A406<>\"\",ROUNDDOWN(A406*$B$13/24,0),\"\")","v":""},"",{"$f":"IF(A406<>\"\",($B$4+$B$5)/2+($B$5-$B$4)/2*COS(2*PI()/$B$15*B406),\"\")","v":""},{"$f":"IF(A406<>\"\",E406*COS(2*PI()/$B$7*B406),\"\")","v":""},{"$error":"#VALUE!"},{"$error":"#VALUE!"}]
["","","","","","",{"$error":"#VALUE!"},{"$error":"#VALUE!"}]
["","","","","","",{"$error":"#VALUE!"},{"$error":"#VALUE!"}]
["","","","","","",{"$error":"#VALUE!"},{"$error":"#VALUE!"}]
["","","","","","",{"$error":"#VALUE!"},{"$error":"#VALUE!"}]
["","","","","","",{"$error":"#VALUE!"},{"$error":"#VALUE!"}]
["","","","","","",{"$error":"#VALUE!"},{"$error":"#VALUE!"}]
["","","","","","",{"$error":"#VALUE!"},{"$error":"#VALUE!"}]
["","","","","","",{"$error":"#VALUE!"},{"$error":"#VALUE!"}]
["","","","","","",{"$error":"#VALUE!"},{"$error":"#VALUE!"}]
["","","","","","",{"$error":"#VALUE!"},{"$error":"#VALUE!"}]
["","","","","","",{"$error":"#VALUE!"},{"$error":"#VALUE!"}]
["","","","","","",{"$error":"#VALUE!"},{"$error":"#VALUE!"}]
["","","","","","",{"$error":"#VALUE!"},{"$error":"#VALUE!"}]
["","","","","","",{"$error":"#VALUE!"},{"$error":"#VALUE!"}]
["","","","","","",{"$error":"#VALUE!"},{"$error":"#VALUE!"}]
["","","","","","",{"$error":"#VALUE!"},{"$error":"#VALUE!"}]
["","","","","","",{"$error":"#VALUE!"},{"$error":"#VALUE!"}]
["","","","","","",{"$error":"#VALUE!"},{"$error":"#VALUE!"}]
["","","","","","",{"$error":"#VALUE!"},{"$error":"#VALUE!"}]
["","","","","","",{"$error":"#VALUE!"},{"$error":"#VALUE!"}]
["","","","","","",{"$error":"#VALUE!"},{"$error":"#VALUE!"}]
["","","","","","",{"$error":"#VALUE!"},{"$error":"#VALUE!"}]
["","","","","","",{"$error":"#VALUE!"},{"$error":"#VALUE!"}]
["","","","","","",{"$error":"#VALUE!"},{"$error":"#VALUE!"}]
["","","","","","",{"$error":"#VALUE!"},{"$error":"#VALUE!"}]
["","","","","","",{"$error":"#VALUE!"},{"$error":"#VALUE!"}]
["","","","","","",{"$error":"#VALUE!"},{"$error":"#VALUE!"}]
["","","","","","",{"$error":"#VALUE!"},{"$error":"#VALUE!"}]
["","","","","","",{"$error":"#VALUE!"},{"$error":"#VALUE!"}]
["","","","","","",{"$error":"#VALUE!"},{"$error":"#VALUE!"}]
["","","","","","",{"$error":"#VALUE!"},{"$error":"#VALUE!"}]
["","","","","","",{"$error":"#VALUE!"},{"$error":"#VALUE!"}]
["","","","","","",{"$error":"#VALUE!"},{"$error":"#VALUE!"}]
["","","","","","",{"$error":"#VALUE!"},{"$error":"#VALUE!"}]
["","","","","","",{"$error":"#VALUE!"},{"$error":"#VALUE!"}]
["","","","","","",{"$error":"#VALUE!"},{"$error":"#VALUE!"}]
["","","","","","",{"$error":"#VALUE!"},{"$error":"#VALUE!"}]
["","","","","","",{"$error":"#VALUE!"},{"$error":"#VALUE!"}]
["","","","","","",{"$error":"#VALUE!"},{"$error":"#VALUE!"}]
["","","","","","",{"$error":"#VALUE!"},{"$error":"#VALUE!"}]
["","","","","","",{"$error":"#VALUE!"},{"$error":"#VALUE!"}]
["","","","","","",{"$error":"#VALUE!"},{"$error":"#VALUE!"}]
["","","","","","",{"$error":"#VALUE!"},{"$error":"#VALUE!"}]
["","","","","","",{"$error":"#VALUE!"},{"$error":"#VALUE!"}]
["","","","","","",{"$error":"#VALUE!"},{"$error":"#VALUE!"}]
["","","","","","",{"$error":"#VALUE!"},{"$error":"#VALUE!"}]
["","","","","","",{"$error":"#VALUE!"},{"$error":"#VALUE!"}]
["","","","","","",{"$error":"#VALUE!"},{"$error":"#VALUE!"}]
["","","","","","",{"$error":"#VALUE!"},{"$error":"#VALUE!"}]
["","","","","","",{"$error":"#VALUE!"},{"$error":"#VALUE!"}]
["","","","","","",{"$error":"#VALUE!"},{"$error":"#VALUE!"}]
["","","","","","",{"$error":"#VALUE!"},{"$error":"#VALUE!"}]
["","","","","","",{"$error":"#VALUE!"},{"$error":"#VALUE!"}]
["","","","","","",{"$error":"#VALUE!"},{"$error":"#VALUE!"}]
["","","","","","",{"$error":"#VALUE!"},{"$error":"#VALUE!"}]
["","","","","","",{"$error":"#VALUE!"},{"$error":"#VALUE!"}]
["","","","","","",{"$error":"#VALUE!"},{"$error":"#VALUE!"}]
["","","","","","",{"$error":"#VALUE!"},{"$error":"#VALUE!"}]
["","","","","","",{"$error":"#VALUE!"},{"$error":"#VALUE!"}]
["","","","","","",{"$error":"#VALUE!"},{"$error":"#VALUE!"}]
["","","","","","",{"$error":"#VALUE!"},{"$error":"#VALUE!"}]
["","","","","","",{"$error":"#VALUE!"},{"$error":"#VALUE!"}]
["","","",{"$f":"IF(A469<>\"\",MOD(B469,24)/24,\"\")","v":""},"","",{"$f":"ABS(0.5*1.025*1*(F469^3))","v":{"$error":"#VALUE!"}},{"$f":"G469*$B$13","v":{"$error":"#VALUE!"}}]
[{"$f":"IF(IF(A469<>\"\",A469+1<=$B$16,0),A469+1,\"\")","v":""},{"$f":"IF(A470<>\"\",A470*$B$13,\"\")","v":""},{"$f":"IF(A470<>\"\",ROUNDDOWN(A470*$B$13/24,0),\"\")","v":""},"",{"$f":"IF(A470<>\"\",($B$4+$B$5)/2+($B$5-$B$4)/2*COS(2*PI()/$B$15*B470),\"\")","v":""},{"$f":"IF(A470<>\"\",E470*COS(2*PI()/$B$7*B470),\"\")","v":""},{"$error":"#VALUE!"},{"$error":"#VALUE!"}]
["","","","","","",{"$error":"#VALUE!"},{"$error":"#VALUE!"}]
["","","","","","",{"$error":"#VALUE!"},{"$error":"#VALUE!"}]
["","","","","","",{"$error":"#VALUE!"},{"$error":"#VALUE!"}]
["","","","","","",{"$error":"#VALUE!"},{"$error":"#VALUE!"}]
["","","","","","",{"$error":"#VALUE!"},{"$error":"#VALUE!"}]
["","","","","","",{"$error":"#VALUE!"},{"$error":"#VALUE!"}]
["","","","","","",{"$error":"#VALUE!"},{"$error":"#VALUE!"}]
["","","","","","",{"$error":"#VALUE!"},{"$error":"#VALUE!"}]
["","","","","","",{"$error":"#VALUE!"},{"$error":"#VALUE!"}]
["","","","","","",{"$error":"#VALUE!"},{"$error":"#VALUE!"}]
["","","","","","",{"$error":"#VALUE!"},{"$error":"#VALUE!"}]
["","","","","","",{"$error":"#VALUE!"},{"$error":"#VALUE!"}]
["","","","","","",{"$error":"#VALUE!"},{"$error":"#VALUE!"}]
["","","","","","",{"$error":"#VALUE!"},{"$error":"#VALUE!"}]
["","","","","","",{"$error":"#VALUE!"},{"$error":"#VALUE!"}]
["","","","","","",{"$error":"#VALUE!"},{"$error":"#VALUE!"}]
["","","","","","",{"$error":"#VALUE!"},{"$error":"#VALUE!"}]
["","","","","","",{"$error":"#VALUE!"},{"$error":"#VALUE!"}]
["","","","","","",{"$error":"#VALUE!"},{"$error":"#VALUE!"}]
["","","","","","",{"$error":"#VALUE!"},{"$error":"#VALUE!"}]
["","","","","","",{"$error":"#VALUE!"},{"$error":"#VALUE!"}]
["","","","","","",{"$error":"#VALUE!"},{"$error":"#VALUE!"}]
["","","","","","",{"$error":"#VALUE!"},{"$error":"#VALUE!"}]
["","","","","","",{"$error":"#VALUE!"},{"$error":"#VALUE!"}]
["","","","","","",{"$error":"#VALUE!"},{"$error":"#VALUE!"}]
["","","","","","",{"$error":"#VALUE!"},{"$error":"#VALUE!"}]
["","","","","","",{"$error":"#VALUE!"},{"$error":"#VALUE!"}]
["","","","","","",{"$error":"#VALUE!"},{"$error":"#VALUE!"}]
["","","","","","",{"$error":"#VALUE!"},{"$error":"#VALUE!"}]
["","","","","","",{"$error":"#VALUE!"},{"$error":"#VALUE!"}]
["","","","","","",{"$error":"#VALUE!"},{"$error":"#VALUE!"}]
["","","","","","",{"$error":"#VALUE!"},{"$error":"#VALUE!"}]
["","","","","","",{"$error":"#VALUE!"},{"$error":"#VALUE!"}]
["","","","","","",{"$error":"#VALUE!"},{"$error":"#VALUE!"}]
["","","","","","",{"$error":"#VALUE!"},{"$error":"#VALUE!"}]
["","","","","","",{"$error":"#VALUE!"},{"$error":"#VALUE!"}]
["","","","","","",{"$error":"#VALUE!"},{"$error":"#VALUE!"}]
["","","","","","",{"$error":"#VALUE!"},{"$error":"#VALUE!"}]
["","","","","","",{"$error":"#VALUE!"},{"$error":"#VALUE!"}]
["","","","","","",{"$error":"#VALUE!"},{"$error":"#VALUE!"}]
["","","","","","",{"$error":"#VALUE!"},{"$error":"#VALUE!"}]
["","","","","","",{"$error":"#VALUE!"},{"$error":"#VALUE!"}]
["","","","","","",{"$error":"#VALUE!"},{"$error":"#VALUE!"}]
["","","","","","",{"$error":"#VALUE!"},{"$error":"#VALUE!"}]
["","","","","","",{"$error":"#VALUE!"},{"$error":"#VALUE!"}]
["","","","","","",{"$error":"#VALUE!"},{"$error":"#VALUE!"}]
["","","","","","",{"$error":"#VALUE!"},{"$error":"#VALUE!"}]
["","","","","","",{"$error":"#VALUE!"},{"$error":"#VALUE!"}]
["","","","","","",{"$error":"#VALUE!"},{"$error":"#VALUE!"}]
["","","","","","",{"$error":"#VALUE!"},{"$error":"#VALUE!"}]
["","","","","","",{"$error":"#VALUE!"},{"$error":"#VALUE!"}]
["","","","","","",{"$error":"#VALUE!"},{"$error":"#VALUE!"}]
["","","","","","",{"$error":"#VALUE!"},{"$error":"#VALUE!"}]
["","","","","","",{"$error":"#VALUE!"},{"$error":"#VALUE!"}]
["","","","","","",{"$error":"#VALUE!"},{"$error":"#VALUE!"}]
["","","","","","",{"$error":"#VALUE!"},{"$error":"#VALUE!"}]
["","","","","","",{"$error":"#VALUE!"},{"$error":"#VALUE!"}]
["","","","","","",{"$error":"#VALUE!"},{"$error":"#VALUE!"}]
["","","","","","",{"$error":"#VALUE!"},{"$error":"#VALUE!"}]
["","","","","","",{"$error":"#VALUE!"},{"$error":"#VALUE!"}]
["","","","","","",{"$error":"#VALUE!"},{"$error":"#VALUE!"}]
["","","","","","",{"$error":"#VALUE!"},{"$error":"#VALUE!"}]
["","","",{"$f":"IF(A533<>\"\",MOD(B533,24)/24,\"\")","v":""},"","",{"$f":"ABS(0.5*1.025*1*(F533^3))","v":{"$error":"#VALUE!"}},{"$f":"G533*$B$13","v":{"$error":"#VALUE!"}}]
[{"$f":"IF(IF(A533<>\"\",A533+1<=$B$16,0),A533+1,\"\")","v":""},{"$f":"IF(A534<>\"\",A534*$B$13,\"\")","v":""},{"$f":"IF(A534<>\"\",ROUNDDOWN(A534*$B$13/24,0),\"\")","v":""},"",{"$f":"IF(A534<>\"\",($B$4+$B$5)/2+($B$5-$B$4)/2*COS(2*PI()/$B$15*B534),\"\")","v":""},{"$f":"IF(A534<>\"\",E534*COS(2*PI()/$B$7*B534),\"\")","v":""},{"$error":"#VALUE!"},{"$error":"#VALUE!"}]
["","","","","","",{"$error":"#VALUE!"},{"$error":"#VALUE!"}]
["","","","","","",{"$error":"#VALUE!"},{"$error":"#VALUE!"}]
["","","","","","",{"$error":"#VALUE!"},{"$error":"#VALUE!"}]
["","","","","","",{"$error":"#VALUE!"},{"$error":"#VALUE!"}]
["","","","","","",{"$error":"#VALUE!"},{"$error":"#VALUE!"}]
["","","","","","",{"$error":"#VALUE!"},{"$error":"#VALUE!"}]
["","","","","","",{"$error":"#VALUE!"},{"$error":"#VALUE!"}]
["","","","","","",{"$error":"#VALUE!"},{"$error":"#VALUE!"}]
["","","","","","",{"$error":"#VALUE!"},{"$error":"#VALUE!"}]
["","","","","","",{"$error":"#VALUE!"},{"$error":"#VALUE!"}]
["","","","","","",{"$error":"#VALUE!"},{"$error":"#VALUE!"}]
["","","","","","",{"$error":"#VALUE!"},{"$error":"#VALUE!"}]
["","","","","","",{"$error":"#VALUE!"},{"$error":"#VALUE!"}]
["","","","","","",{"$error":"#VALUE!"},{"$error":"#VALUE!"}]
["","","","","","",{"$error":"#VALUE!"},{"$error":"#VALUE!"}]
["","","","","","",{"$error":"#VALUE!"},{"$error":"#VALUE!"}]
["","","","","","",{"$error":"#VALUE!"},{"$error":"#VALUE!"}]
["","","","","","",{"$error":"#VALUE!"},{"$error":"#VALUE!"}]
["","","","","","",{"$error":"#VALUE!"},{"$error":"#VALUE!"}]
["","","","","","",{"$error":"#VALUE!"},{"$error":"#VALUE!"}]
["","","","","","",{"$error":"#VALUE!"},{"$error":"#VALUE!"}]
["","","","","","",{"$error":"#VALUE!"},{"$error":"#VALUE!"}]
["","","","","","",{"$error":"#VALUE!"},{"$error":"#VALUE!"}]
["","","","","","",{"$error":"#VALUE!"},{"$error":"#VALUE!"}]
["","","","","","",{"$error":"#VALUE!"},{"$error":"#VALUE!"}]
["","","","","","",{"$error":"#VALUE!"},{"$error":"#VALUE!"}]
["","","","","","",{"$error":"#VALUE!"},{"$error":"#VALUE!"}]
["","","","","","",{"$error":"#VALUE!"},{"$error":"#VALUE!"}]
["","","","","","",{"$error":"#VALUE!"},{"$error":"#VALUE!"}]
["","","","","","",{"$error":"#VALUE!"},{"$error":"#VALUE!"}]
["","","","","","",{"$error":"#VALUE!"},{"$error":"#VALUE!"}]
["","","","","","",{"$error":"#VALUE!"},{"$error":"#VALUE!"}]
["","","","","","",{"$error":"#VALUE!"},{"$error":"#VALUE!"}]
["","","","","","",{"$error":"#VALUE!"},{"$error":"#VALUE!"}]
["","","","","","",{"$error":"#VALUE!"},{"$error":"#VALUE!"}]
["","","","","","",{"$error":"#VALUE!"},{"$error":"#VALUE!"}]
["","","","","","",{"$error":"#VALUE!"},{"$error":"#VALUE!"}]
["","","","","","",{"$error":"#VALUE!"},{"$error":"#VALUE!"}]
["","","","","","",{"$error":"#VALUE!"},{"$error":"#VALUE!"}]
["","","","","","",{"$error":"#VALUE!"},{"$error":"#VALUE!"}]
["","","","","","",{"$error":"#VALUE!"},{"$error":"#VALUE!"}]
["","","","","","",{"$error":"#VALUE!"},{"$error":"#VALUE!"}]
["","","","","","",{"$error":"#VALUE!"},{"$error":"#VALUE!"}]
["","","","","","",{"$error":"#VALUE!"},{"$error":"#VALUE!"}]
["","","","","","",{"$error":"#VALUE!"},{"$error":"#VALUE!"}]
["","","","","","",{"$error":"#VALUE!"},{"$error":"#VALUE!"}]
["","","","","","",{"$error":"#VALUE!"},{"$error":"#VALUE!"}]
["","","","","","",{"$error":"#VALUE!"},{"$error":"#VALUE!"}]
["","","","","","",{"$error":"#VALUE!"},{"$error":"#VALUE!"}]
["","","","","","",{"$error":"#VALUE!"},{"$error":"#VALUE!"}]
["","","","","","",{"$error":"#VALUE!"},{"$error":"#VALUE!"}]
["","","","","","",{"$error":"#VALUE!"},{"$error":"#VALUE!"}]
["","","","","","",{"$error":"#VALUE!"},{"$error":"#VALUE!"}]
["","","","","","",{"$error":"#VALUE!"},{"$error":"#VALUE!"}]
["","","","","","",{"$error":"#VALUE!"},{"$error":"#VALUE!"}]
["","","","","","",{"$error":"#VALUE!"},{"$error":"#VALUE!"}]
["","","","","","",{"$error":"#VALUE!"},{"$error":"#VALUE!"}]
["","","","","","",{"$error":"#VALUE!"},{"$error":"#VALUE!"}]
["","","","","","",{"$error":"#VALUE!"},{"$error":"#VALUE!"}]
["","","","","","",{"$error":"#VALUE!"},{"$error":"#VALUE!"}]
["","","","","","",{"$error":"#VALUE!"},{"$error":"#VALUE!"}]
["","","","","","",{"$error":"#VALUE!"},{"$error":"#VALUE!"}]
["","","",{"$f":"IF(A597<>\"\",MOD(B597,24)/24,\"\")","v":""},"","",{"$f":"ABS(0.5*1.025*1*(F597^3))","v":{"$error":"#VALUE!"}},{"$f":"G597*$B$13","v":{"$error":"#VALUE!"}}]
[{"$f":"IF(IF(A597<>\"\",A597+1<=$B$16,0),A597+1,\"\")","v":""},{"$f":"IF(A598<>\"\",A598*$B$13,\"\")","v":""},{"$f":"IF(A598<>\"\",ROUNDDOWN(A598*$B$13/24,0),\"\")","v":""},"",{"$f":"IF(A598<>\"\",($B$4+$B$5)/2+($B$5-$B$4)/2*COS(2*PI()/$B$15*B598),\"\")","v":""},{"$f":"IF(A598<>\"\",E598*COS(2*PI()/$B$7*B598),\"\")","v":""},{"$error":"#VALUE!"},{"$error":"#VALUE!"}]
["","","","","","",{"$error":"#VALUE!"},{"$error":"#VALUE!"}]
["","","","","","",{"$error":"#VALUE!"},{"$error":"#VALUE!"}]
["","","","","","",{"$error":"#VALUE!"},{"$error":"#VALUE!"}]
["","","","","","",{"$error":"#VALUE!"},{"$error":"#VALUE!"}]
["","","","","","",{"$error":"#VALUE!"},{"$error":"#VALUE!"}]
["","","","","","",{"$error":"#VALUE!"},{"$error":"#VALUE!"}]
["","","","","","",{"$error":"#VALUE!"},{"$error":"#VALUE!"}]
["","","","","","",{"$error":"#VALUE!"},{"$error":"#VALUE!"}]
["","","","","","",{"$error":"#VALUE!"},{"$error":"#VALUE!"}]
["","","","","","",{"$error":"#VALUE!"},{"$error":"#VALUE!"}]
["","","","","","",{"$error":"#VALUE!"},{"$error":"#VALUE!"}]
["","","","","","",{"$error":"#VALUE!"},{"$error":"#VALUE!"}]
["","","","","","",{"$error":"#VALUE!"},{"$error":"#VALUE!"}]
["","","","","","",{"$error":"#VALUE!"},{"$error":"#VALUE!"}]
["","","","","","",{"$error":"#VALUE!"},{"$error":"#VALUE!"}]
["","","","","","",{"$error":"#VALUE!"},{"$error":"#VALUE!"}]
["","","","","","",{"$error":"#VALUE!"},{"$error":"#VALUE!"}]
["","","","","","",{"$error":"#VALUE!"},{"$error":"#VALUE!"}]
["","","","","","",{"$error":"#VALUE!"},{"$error":"#VALUE!"}]
["","","","","","",{"$error":"#VALUE!"},{"$error":"#VALUE!"}]
["","","","","","",{"$error":"#VALUE!"},{"$error":"#VALUE!"}]
["","","","","","",{"$error":"#VALUE!"},{"$error":"#VALUE!"}]
["","","","","","",{"$error":"#VALUE!"},{"$error":"#VALUE!"}]
["","","","","","",{"$error":"#VALUE!"},{"$error":"#VALUE!"}]
["","","","","","",{"$error":"#VALUE!"},{"$error":"#VALUE!"}]
["","","","","","",{"$error":"#VALUE!"},{"$error":"#VALUE!"}]
["","","","","","",{"$error":"#VALUE!"},{"$error":"#VALUE!"}]
["","","","","","",{"$error":"#VALUE!"},{"$error":"#VALUE!"}]
["","","","","","",{"$error":"#VALUE!"},{"$error":"#VALUE!"}]
["","","","","","",{"$error":"#VALUE!"},{"$error":"#VALUE!"}]
["","","","","","",{"$error":"#VALUE!"},{"$error":"#VALUE!"}]
["","","","","","",{"$error":"#VALUE!"},{"$error":"#VALUE!"}]
["","","","","","",{"$error":"#VALUE!"},{"$error":"#VALUE!"}]
["","","","","","",{"$error":"#VALUE!"},{"$error":"#VALUE!"}]
["","","","","","",{"$error":"#VALUE!"},{"$error":"#VALUE!"}]
["","","","","","",{"$error":"#VALUE!"},{"$error":"#VALUE!"}]
["","","","","","",{"$error":"#VALUE!"},{"$error":"#VALUE!"}]
["","","","","","",{"$error":"#VALUE!"},{"$error":"#VALUE!"}]
["","","","","","",{"$error":"#VALUE!"},{"$error":"#VALUE!"}]
["","","","","","",{"$error":"#VALUE!"},{"$error":"#VALUE!"}]
["","","","","","",{"$error":"#VALUE!"},{"$error":"#VALUE!"}]
["","","","","","",{"$error":"#VALUE!"},{"$error":"#VALUE!"}]
["","","","","","",{"$error":"#VALUE!"},{"$error":"#VALUE!"}]
["","","","","","",{"$error":"#VALUE!"},{"$error":"#VALUE!"}]
["","","","","","",{"$error":"#VALUE!"},{"$error":"#VALUE!"}]
["","","","","","",{"$error":"#VALUE!"},{"$error":"#VALUE!"}]
["","","","","","",{"$error":"#VALUE!"},{"$error":"#VALUE!"}]
["","","","","","",{"$error":"#VALUE!"},{"$error":"#VALUE!"}]
["","","","","","",{"$error":"#VALUE!"},{"$error":"#VALUE!"}]
["","","","","","",{"$error":"#VALUE!"},{"$error":"#VALUE!"}]
["","","","","","",{"$error":"#VALUE!"},{"$error":"#VALUE!"}]
["","","","","","",{"$error":"#VALUE!"},{"$error":"#VALUE!"}]
["","","","","","",{"$error":"#VALUE!"},{"$error":"#VALUE!"}]
["","","","","","",{"$error":"#VALUE!"},{"$error":"#VALUE!"}]
["","","","","","",{"$error":"#VALUE!"},{"$error":"#VALUE!"}]
["","","","","","",{"$error":"#VALUE!"},{"$error":"#VALUE!"}]
["","","","","","",{"$error":"#VALUE!"},{"$error":"#VALUE!"}]
["","","","","","",{"$error":"#VALUE!"},{"$error":"#VALUE!"}]
["","","","","","",{"$error":"#VALUE!"},{"$error":"#VALUE!"}]
["","","","","","",{"$error":"#VALUE!"},{"$error":"#VALUE!"}]
["","","","","","",{"$error":"#VALUE!"},{"$error":"#VALUE!"}]
["","","","","","",{"$error":"#VALUE!"},{"$error":"#VALUE!"}]
["","","",{"$f":"IF(A661<>\"\",MOD(B661,24)/24,\"\")","v":""},"","",{"$f":"ABS(0.5*1.025*1*(F661^3))","v":{"$error":"#VALUE!"}},{"$f":"G661*$B$13","v":{"$error":"#VALUE!"}}]
[{"$f":"IF(IF(A661<>\"\",A661+1<=$B$16,0),A661+1,\"\")","v":""},{"$f":"IF(A662<>\"\",A662*$B$13,\"\")","v":""},{"$f":"IF(A662<>\"\",ROUNDDOWN(A662*$B$13/24,0),\"\")","v":""},"",{"$f":"IF(A662<>\"\",($B$4+$B$5)/2+($B$5-$B$4)/2*COS(2*PI()/$B$15*B662),\"\")","v":""},{"$f":"IF(A662<>\"\",E662*COS(2*PI()/$B$7*B662),\"\")","v":""},{"$error":"#VALUE!"},{"$error":"#VALUE!"}]
["","","","","","",{"$error":"#VALUE!"},{"$error":"#VALUE!"}]
["","","","","","",{"$error":"#VALUE!"},{"$error":"#VALUE!"}]
["","","","","","",{"$error":"#VALUE!"},{"$error":"#VALUE!"}]
["","","","","","",{"$error":"#VALUE!"},{"$error":"#VALUE!"}]
["","","","","","",{"$error":"#VALUE!"},{"$error":"#VALUE!"}]
["","","","","","",{"$error":"#VALUE!"},{"$error":"#VALUE!"}]
["","","","","","",{"$error":"#VALUE!"},{"$error":"#VALUE!"}]
["","","","","","",{"$error":"#VALUE!"},{"$error":"#VALUE!"}]
["","","","","","",{"$error":"#VALUE!"},{"$error":"#VALUE!"}]
["","","","","","",{"$error":"#VALUE!"},{"$error":"#VALUE!"}]
["","","","","","",{"$error":"#VALUE!"},{"$error":"#VALUE!"}]
["","","","","","",{"$error":"#VALUE!"},{"$error":"#VALUE!"}]
["","","","","","",{"$error":"#VALUE!"},{"$error":"#VALUE!"}]
["","","","","","",{"$error":"#VALUE!"},{"$error":"#VALUE!"}]
["","","","","","",{"$error":"#VALUE!"},{"$error":"#VALUE!"}]
["","","","","","",{"$error":"#VALUE!"},{"$error":"#VALUE!"}]
["","","","","","",{"$error":"#VALUE!"},{"$error":"#VALUE!"}]
["","","","","","",{"$error":"#VALUE!"},{"$error":"#VALUE!"}]
["","","","","","",{"$error":"#VALUE!"},{"$error":"#VALUE!"}]
["","","","","","",{"$error":"#VALUE!"},{"$error":"#VALUE!"}]
["","","","","","",{"$error":"#VALUE!"},{"$error":"#VALUE!"}]
["","","","","","",{"$error":"#VALUE!"},{"$error":"#VALUE!"}]
["","","","","","",{"$error":"#VALUE!"},{"$error":"#VALUE!"}]
["","","","","","",{"$error":"#VALUE!"},{"$error":"#VALUE!"}]
["","","","","","",{"$error":"#VALUE!"},{"$error":"#VALUE!"}]
["","","","","","",{"$error":"#VALUE!"},{"$error":"#VALUE!"}]
["","","","","","",{"$error":"#VALUE!"},{"$error":"#VALUE!"}]
["","","","","","",{"$error":"#VALUE!"},{"$error":"#VALUE!"}]
["","","","","","",{"$error":"#VALUE!"},{"$error":"#VALUE!"}]
["","","","","","",{"$error":"#VALUE!"},{"$error":"#VALUE!"}]
["","","","","","",{"$error":"#VALUE!"},{"$error":"#VALUE!"}]
["","","","","","",{"$error":"#VALUE!"},{"$error":"#VALUE!"}]
["","","","","","",{"$error":"#VALUE!"},{"$error":"#VALUE!"}]
["","","","","","",{"$error":"#VALUE!"},{"$error":"#VALUE!"}]
["","","","","","",{"$error":"#VALUE!"},{"$error":"#VALUE!"}]
["","","","","","",{"$error":"#VALUE!"},{"$error":"#VALUE!"}]
["","","","","","",{"$error":"#VALUE!"},{"$error":"#VALUE!"}]
["","","","","","",{"$error":"#VALUE!"},{"$error":"#VALUE!"}]
["","","","","","",{"$error":"#VALUE!"},{"$error":"#VALUE!"}]
["","","","","","",{"$error":"#VALUE!"},{"$error":"#VALUE!"}]
["","","","","","",{"$error":"#VALUE!"},{"$error":"#VALUE!"}]
["","","","","","",{"$error":"#VALUE!"},{"$error":"#VALUE!"}]
["","","","","","",{"$error":"#VALUE!"},{"$error":"#VALUE!"}]
["","","","","","",{"$error":"#VALUE!"},{"$error":"#VALUE!"}]
["","","","","","",{"$error":"#VALUE!"},{"$error":"#VALUE!"}]
["","","","","","",{"$error":"#VALUE!"},{"$error":"#VALUE!"}]
["","","","","","",{"$error":"#VALUE!"},{"$error":"#VALUE!"}]
["","","","","","",{"$error":"#VALUE!"},{"$error":"#VALUE!"}]
["","","","","","",{"$error":"#VALUE!"},{"$error":"#VALUE!"}]
["","","","","","",{"$error":"#VALUE!"},{"$error":"#VALUE!"}]
["","","","","","",{"$error":"#VALUE!"},{"$error":"#VALUE!"}]
["","","","","","",{"$error":"#VALUE!"},{"$error":"#VALUE!"}]
["","","","","","",{"$error":"#VALUE!"},{"$error":"#VALUE!"}]
["","","","","","",{"$error":"#VALUE!"},{"$error":"#VALUE!"}]
["","","","","","",{"$error":"#VALUE!"},{"$error":"#VALUE!"}]
["","","","","","",{"$error":"#VALUE!"},{"$error":"#VALUE!"}]
["","","","","","",{"$error":"#VALUE!"},{"$error":"#VALUE!"}]
["","","","","","",{"$error":"#VALUE!"},{"$error":"#VALUE!"}]
["","","","","","",{"$error":"#VALUE!"},{"$error":"#VALUE!"}]
["","","","","","",{"$error":"#VALUE!"},{"$error":"#VALUE!"}]
["","","","","","",{"$error":"#VALUE!"},{"$error":"#VALUE!"}]
["","","","","","",{"$error":"#VALUE!"},{"$error":"#VALUE!"}]
["","","",{"$f":"IF(A725<>\"\",MOD(B725,24)/24,\"\")","v":""},"","",{"$f":"ABS(0.5*1.025*1*(F725^3))","v":{"$error":"#VALUE!"}},{"$f":"G725*$B$13","v":{"$error":"#VALUE!"}}]
[{"$f":"IF(IF(A725<>\"\",A725+1<=$B$16,0),A725+1,\"\")","v":""},{"$f":"IF(A726<>\"\",A726*$B$13,\"\")","v":""},{"$f":"IF(A726<>\"\",ROUNDDOWN(A726*$B$13/24,0),\"\")","v":""},"",{"$f":"IF(A726<>\"\",($B$4+$B$5)/2+($B$5-$B$4)/2*COS(2*PI()/$B$15*B726),\"\")","v":""},{"$f":"IF(A726<>\"\",E726*COS(2*PI()/$B$7*B726),\"\")","v":""},{"$error":"#VALUE!"},{"$error":"#VALUE!"}]
["","","","","","",{"$error":"#VALUE!"},{"$error":"#VALUE!"}]
["","","","","","",{"$error":"#VALUE!"},{"$error":"#VALUE!"}]
["","","","","","",{"$error":"#VALUE!"},{"$error":"#VALUE!"}]
["","","","","","",{"$error":"#VALUE!"},{"$error":"#VALUE!"}]
["","","","","","",{"$error":"#VALUE!"},{"$error":"#VALUE!"}]
["","","","","","",{"$error":"#VALUE!"},{"$error":"#VALUE!"}]
["","","","","","",{"$error":"#VALUE!"},{"$error":"#VALUE!"}]
["","","","","","",{"$error":"#VALUE!"},{"$error":"#VALUE!"}]
["","","","","","",{"$error":"#VALUE!"},{"$error":"#VALUE!"}]
["","","","","","",{"$error":"#VALUE!"},{"$error":"#VALUE!"}]
["","","","","","",{"$error":"#VALUE!"},{"$error":"#VALUE!"}]
["","","","","","",{"$error":"#VALUE!"},{"$error":"#VALUE!"}]
["","","","","","",{"$error":"#VALUE!"},{"$error":"#VALUE!"}]
["","","","","","",{"$error":"#VALUE!"},{"$error":"#VALUE!"}]
["","","","","","",{"$error":"#VALUE!"},{"$error":"#VALUE!"}]
["","","","","","",{"$error":"#VALUE!"},{"$error":"#VALUE!"}]
["","","","","","",{"$error":"#VALUE!"},{"$error":"#VALUE!"}]
["","","","","","",{"$error":"#VALUE!"},{"$error":"#VALUE!"}]
["","","","","","",{"$error":"#VALUE!"},{"$error":"#VALUE!"}]
["","","","","","",{"$error":"#VALUE!"},{"$error":"#VALUE!"}]
["","","","","","",{"$error":"#VALUE!"},{"$error":"#VALUE!"}]
["","","","","","",{"$error":"#VALUE!"},{"$error":"#VALUE!"}]
["","","","","","",{"$error":"#VALUE!"},{"$error":"#VALUE!"}]
["","","","","","",{"$error":"#VALUE!"},{"$error":"#VALUE!"}]
["","","","","","",{"$error":"#VALUE!"},{"$error":"#VALUE!"}]
["","","","","","",{"$error":"#VALUE!"},{"$error":"#VALUE!"}]
["","","","","","",{"$error":"#VALUE!"},{"$error":"#VALUE!"}]
["","","","","","",{"$error":"#VALUE!"},{"$error":"#VALUE!"}]
["","","","","","",{"$error":"#VALUE!"},{"$error":"#VALUE!"}]
["","","","","","",{"$error":"#VALUE!"},{"$error":"#VALUE!"}]
["","","","","","",{"$error":"#VALUE!"},{"$error":"#VALUE!"}]
["","","","","","",{"$error":"#VALUE!"},{"$error":"#VALUE!"}]
["","","","","","",{"$error":"#VALUE!"},{"$error":"#VALUE!"}]
["","","","","","",{"$error":"#VALUE!"},{"$error":"#VALUE!"}]
["","","","","","",{"$error":"#VALUE!"},{"$error":"#VALUE!"}]
["","","","","","",{"$error":"#VALUE!"},{"$error":"#VALUE!"}]
["","","","","","",{"$error":"#VALUE!"},{"$error":"#VALUE!"}]
["","","","","","",{"$error":"#VALUE!"},{"$error":"#VALUE!"}]
["","","","","","",{"$error":"#VALUE!"},{"$error":"#VALUE!"}]
["","","","","","",{"$error":"#VALUE!"},{"$error":"#VALUE!"}]
["","","","","","",{"$error":"#VALUE!"},{"$error":"#VALUE!"}]
["","","","","","",{"$error":"#VALUE!"},{"$error":"#VALUE!"}]
["","","","","","",{"$error":"#VALUE!"},{"$error":"#VALUE!"}]
["","","","","","",{"$error":"#VALUE!"},{"$error":"#VALUE!"}]
["","","","","","",{"$error":"#VALUE!"},{"$error":"#VALUE!"}]
["","","","","","",{"$error":"#VALUE!"},{"$error":"#VALUE!"}]
["","","","","","",{"$error":"#VALUE!"},{"$error":"#VALUE!"}]
["","","","","","",{"$error":"#VALUE!"},{"$error":"#VALUE!"}]
["","","","","","",{"$error":"#VALUE!"},{"$error":"#VALUE!"}]
["","","","","","",{"$error":"#VALUE!"},{"$error":"#VALUE!"}]
["","","","","","",{"$error":"#VALUE!"},{"$error":"#VALUE!"}]
["","","","","","",{"$error":"#VALUE!"},{"$error":"#VALUE!"}]
["","","","","","",{"$error":"#VALUE!"},{"$error":"#VALUE!"}]
["","","","","","",{"$error":"#VALUE!"},{"$error":"#VALUE!"}]
["","","","","","",{"$error":"#VALUE!"},{"$error":"#VALUE!"}]
["","","","","","",{"$error":"#VALUE!"},{"$error":"#VALUE!"}]
["","","","","","",{"$error":"#VALUE!"},{"$error":"#VALUE!"}]
["","","","","","",{"$error":"#VALUE!"},{"$error":"#VALUE!"}]
["","","","","","",{"$error":"#VALUE!"},{"$error":"#VALUE!"}]
["","","","","","",{"$error":"#VALUE!"},{"$error":"#VALUE!"}]
["","","","","","",{"$error":"#VALUE!"},{"$error":"#VALUE!"}]
["","","","","","",{"$error":"#VALUE!"},{"$error":"#VALUE!"}]
["","","",{"$f":"IF(A789<>\"\",MOD(B789,24)/24,\"\")","v":""},"","",{"$f":"ABS(0.5*1.025*1*(F789^3))","v":{"$error":"#VALUE!"}},{"$f":"G789*$B$13","v":{"$error":"#VALUE!"}}]
[{"$f":"IF(IF(A789<>\"\",A789+1<=$B$16,0),A789+1,\"\")","v":""},{"$f":"IF(A790<>\"\",A790*$B$13,\"\")","v":""},{"$f":"IF(A790<>\"\",ROUNDDOWN(A790*$B$13/24,0),\"\")","v":""},"",{"$f":"IF(A790<>\"\",($B$4+$B$5)/2+($B$5-$B$4)/2*COS(2*PI()/$B$15*B790),\"\")","v":""},{"$f":"IF(A790<>\"\",E790*COS(2*PI()/$B$7*B790),\"\")","v":""},{"$error":"#VALUE!"},{"$error":"#VALUE!"}]
["","","","","","",{"$error":"#VALUE!"},{"$error":"#VALUE!"}]
["","","","","","",{"$error":"#VALUE!"},{"$error":"#VALUE!"}]
["","","","","","",{"$error":"#VALUE!"},{"$error":"#VALUE!"}]
["","","","","","",{"$error":"#VALUE!"},{"$error":"#VALUE!"}]
["","","","","","",{"$error":"#VALUE!"},{"$error":"#VALUE!"}]
["","","","","","",{"$error":"#VALUE!"},{"$error":"#VALUE!"}]
["","","","","","",{"$error":"#VALUE!"},{"$error":"#VALUE!"}]
["","","","","","",{"$error":"#VALUE!"},{"$error":"#VALUE!"}]
["","","","","","",{"$error":"#VALUE!"},{"$error":"#VALUE!"}]
["","","","","","",{"$error":"#VALUE!"},{"$error":"#VALUE!"}]
["","","","","","",{"$error":"#VALUE!"},{"$error":"#VALUE!"}]
["","","","","","",{"$error":"#VALUE!"},{"$error":"#VALUE!"}]
["","","","","","",{"$error":"#VALUE!"},{"$error":"#VALUE!"}]
["","","","","","",{"$error":"#VALUE!"},{"$error":"#VALUE!"}]
["","","","","","",{"$error":"#VALUE!"},{"$error":"#VALUE!"}]
["","","","","","",{"$error":"#VALUE!"},{"$error":"#VALUE!"}]
["","","","","","",{"$error":"#VALUE!"},{"$error":"#VALUE!"}]
["","","","","","",{"$error":"#VALUE!"},{"$error":"#VALUE!"}]
["","","","","","",{"$error":"#VALUE!"},{"$error":"#VALUE!"}]
["","","","","","",{"$error":"#VALUE!"},{"$error":"#VALUE!"}]
["","","","","","",{"$error":"#VALUE!"},{"$error":"#VALUE!"}]
["","","","","","",{"$error":"#VALUE!"},{"$error":"#VALUE!"}]
["","","","","","",{"$error":"#VALUE!"},{"$error":"#VALUE!"}]
["","","","","","",{"$error":"#VALUE!"},{"$error":"#VALUE!"}]
["","","","","","",{"$error":"#VALUE!"},{"$error":"#VALUE!"}]
["","","","","","",{"$error":"#VALUE!"},{"$error":"#VALUE!"}]
["","","","","","",{"$error":"#VALUE!"},{"$error":"#VALUE!"}]
["","","","","","",{"$error":"#VALUE!"},{"$error":"#VALUE!"}]
["","","","","","",{"$error":"#VALUE!"},{"$error":"#VALUE!"}]
["","","","","","",{"$error":"#VALUE!"},{"$error":"#VALUE!"}]
["","","","","","",{"$error":"#VALUE!"},{"$error":"#VALUE!"}]
["","","","","","",{"$error":"#VALUE!"},{"$error":"#VALUE!"}]
["","","","","","",{"$error":"#VALUE!"},{"$error":"#VALUE!"}]
["","","","","","",{"$error":"#VALUE!"},{"$error":"#VALUE!"}]
["","","","","","",{"$error":"#VALUE!"},{"$error":"#VALUE!"}]
["","","","","","",{"$error":"#VALUE!"},{"$error":"#VALUE!"}]
["","","","","","",{"$error":"#VALUE!"},{"$error":"#VALUE!"}]
["","","","","","",{"$error":"#VALUE!"},{"$error":"#VALUE!"}]
["","","","","","",{"$error":"#VALUE!"},{"$error":"#VALUE!"}]
["","","","","","",{"$error":"#VALUE!"},{"$error":"#VALUE!"}]
["","","","","","",{"$error":"#VALUE!"},{"$error":"#VALUE!"}]
["","","","","","",{"$error":"#VALUE!"},{"$error":"#VALUE!"}]
["","","","","","",{"$error":"#VALUE!"},{"$error":"#VALUE!"}]
["","","","","","",{"$error":"#VALUE!"},{"$error":"#VALUE!"}]
["","","","","","",{"$error":"#VALUE!"},{"$error":"#VALUE!"}]
["","","","","","",{"$error":"#VALUE!"},{"$error":"#VALUE!"}]
["","","","","","",{"$error":"#VALUE!"},{"$error":"#VALUE!"}]
["","","","","","",{"$error":"#VALUE!"},{"$error":"#VALUE!"}]
["","","","","","",{"$error":"#VALUE!"},{"$error":"#VALUE!"}]
["","","","","","",{"$error":"#VALUE!"},{"$error":"#VALUE!"}]
["","","","","","",{"$error":"#VALUE!"},{"$error":"#VALUE!"}]
["","","","","","",{"$error":"#VALUE!"},{"$error":"#VALUE!"}]
["","","","","","",{"$error":"#VALUE!"},{"$error":"#VALUE!"}]
["","","","","","",{"$error":"#VALUE!"},{"$error":"#VALUE!"}]
["","","","","","",{"$error":"#VALUE!"},{"$error":"#VALUE!"}]
["","","","","","",{"$error":"#VALUE!"},{"$error":"#VALUE!"}]
["","","","","","",{"$error":"#VALUE!"},{"$error":"#VALUE!"}]
["","","","","","",{"$error":"#VALUE!"},{"$error":"#VALUE!"}]
["","","","","","",{"$error":"#VALUE!"},{"$error":"#VALUE!"}]
["","","","","","",{"$error":"#VALUE!"},{"$error":"#VALUE!"}]
["","","","","","",{"$error":"#VALUE!"},{"$error":"#VALUE!"}]
["","","","","","",{"$error":"#VALUE!"},{"$error":"#VALUE!"}]
["","","",{"$f":"IF(A853<>\"\",MOD(B853,24)/24,\"\")","v":""},"","",{"$f":"ABS(0.5*1.025*1*(F853^3))","v":{"$error":"#VALUE!"}},{"$f":"G853*$B$13","v":{"$error":"#VALUE!"}}]
[{"$f":"IF(IF(A853<>\"\",A853+1<=$B$16,0),A853+1,\"\")","v":""},{"$f":"IF(A854<>\"\",A854*$B$13,\"\")","v":""},{"$f":"IF(A854<>\"\",ROUNDDOWN(A854*$B$13/24,0),\"\")","v":""},"",{"$f":"IF(A854<>\"\",($B$4+$B$5)/2+($B$5-$B$4)/2*COS(2*PI()/$B$15*B854),\"\")","v":""},{"$f":"IF(A854<>\"\",E854*COS(2*PI()/$B$7*B854),\"\")","v":""},{"$error":"#VALUE!"},{"$error":"#VALUE!"}]
["","","","","","",{"$error":"#VALUE!"},{"$error":"#VALUE!"}]
["","","","","","",{"$error":"#VALUE!"},{"$error":"#VALUE!"}]
["","","","","","",{"$error":"#VALUE!"},{"$error":"#VALUE!"}]
["","","","","","",{"$error":"#VALUE!"},{"$error":"#VALUE!"}]
["","","","","","",{"$error":"#VALUE!"},{"$error":"#VALUE!"}]
["","","","","","",{"$error":"#VALUE!"},{"$error":"#VALUE!"}]
["","","","","","",{"$error":"#VALUE!"},{"$error":"#VALUE!"}]
["","","","","","",{"$error":"#VALUE!"},{"$error":"#VALUE!"}]
["","","","","","",{"$error":"#VALUE!"},{"$error":"#VALUE!"}]
["","","","","","",{"$error":"#VALUE!"},{"$error":"#VALUE!"}]
["","","","","","",{"$error":"#VALUE!"},{"$error":"#VALUE!"}]
["","","","","","",{"$error":"#VALUE!"},{"$error":"#VALUE!"}]
["","","","","","",{"$error":"#VALUE!"},{"$error":"#VALUE!"}]
["","","","","","",{"$error":"#VALUE!"},{"$error":"#VALUE!"}]
["","","","","","",{"$error":"#VALUE!"},{"$error":"#VALUE!"}]
["","","","","","",{"$error":"#VALUE!"},{"$error":"#VALUE!"}]
["","","","","","",{"$error":"#VALUE!"},{"$error":"#VALUE!"}]
["","","","","","",{"$error":"#VALUE!"},{"$error":"#VALUE!"}]
["","","","","","",{"$error":"#VALUE!"},{"$error":"#VALUE!"}]
["","","","","","",{"$error":"#VALUE!"},{"$error":"#VALUE!"}]
["","","","","","",{"$error":"#VALUE!"},{"$error":"#VALUE!"}]
["","","","","","",{"$error":"#VALUE!"},{"$error":"#VALUE!"}]
["","","","","","",{"$error":"#VALUE!"},{"$error":"#VALUE!"}]
["","","","","","",{"$error":"#VALUE!"},{"$error":"#VALUE!"}]
["","","","","","",{"$error":"#VALUE!"},{"$error":"#VALUE!"}]
["","","","","","",{"$error":"#VALUE!"},{"$error":"#VALUE!"}]
["","","","","","",{"$error":"#VALUE!"},{"$error":"#VALUE!"}]
["","","","","","",{"$error":"#VALUE!"},{"$error":"#VALUE!"}]
["","","","","","",{"$error":"#VALUE!"},{"$error":"#VALUE!"}]
["","","","","","",{"$error":"#VALUE!"},{"$error":"#VALUE!"}]
["","","","","","",{"$error":"#VALUE!"},{"$error":"#VALUE!"}]
["","","","","","",{"$error":"#VALUE!"},{"$error":"#VALUE!"}]
["","","","","","",{"$error":"#VALUE!"},{"$error":"#VALUE!"}]
["","","","","","",{"$error":"#VALUE!"},{"$error":"#VALUE!"}]
["","","","","","",{"$error":"#VALUE!"},{"$error":"#VALUE!"}]
["","","","","","",{"$error":"#VALUE!"},{"$error":"#VALUE!"}]
["","","","","","",{"$error":"#VALUE!"},{"$error":"#VALUE!"}]
["","","","","","",{"$error":"#VALUE!"},{"$error":"#VALUE!"}]
["","","","","","",{"$error":"#VALUE!"},{"$error":"#VALUE!"}]
["","","","","","",{"$error":"#VALUE!"},{"$error":"#VALUE!"}]
["","","","","","",{"$error":"#VALUE!"},{"$error":"#VALUE!"}]
["","","","","","",{"$error":"#VALUE!"},{"$error":"#VALUE!"}]
["","","","","","",{"$error":"#VALUE!"},{"$error":"#VALUE!"}]
["","","","","","",{"$error":"#VALUE!"},{"$error":"#VALUE!"}]
["","","","","","",{"$error":"#VALUE!"},{"$error":"#VALUE!"}]
["","","","","","",{"$error":"#VALUE!"},{"$error":"#VALUE!"}]
["","","","","","",{"$error":"#VALUE!"},{"$error":"#VALUE!"}]
["","","","","","",{"$error":"#VALUE!"},{"$error":"#VALUE!"}]
["","","","","","",{"$error":"#VALUE!"},{"$error":"#VALUE!"}]
["","","","","","",{"$error":"#VALUE!"},{"$error":"#VALUE!"}]
["","","","","","",{"$error":"#VALUE!"},{"$error":"#VALUE!"}]
["","","","","","",{"$error":"#VALUE!"},{"$error":"#VALUE!"}]
["","","","","","",{"$error":"#VALUE!"},{"$error":"#VALUE!"}]
["","","","","","",{"$error":"#VALUE!"},{"$error":"#VALUE!"}]
["","","","","","",{"$error":"#VALUE!"},{"$error":"#VALUE!"}]
["","","","","","",{"$error":"#VALUE!"},{"$error":"#VALUE!"}]
["","","","","","",{"$error":"#VALUE!"},{"$error":"#VALUE!"}]
["","","","","","",{"$error":"#VALUE!"},{"$error":"#VALUE!"}]
["","","","","","",{"$error":"#VALUE!"},{"$error":"#VALUE!"}]
["","","","","","",{"$error":"#VALUE!"},{"$error":"#VALUE!"}]
["","","","","","",{"$error":"#VALUE!"},{"$error":"#VALUE!"}]
["","","","","","",{"$error":"#VALUE!"},{"$error":"#VALUE!"}]
["","","",{"$f":"IF(A917<>\"\",MOD(B917,24)/24,\"\")","v":""},"","",{"$f":"ABS(0.5*1.025*1*(F917^3))","v":{"$error":"#VALUE!"}},{"$f":"G917*$B$13","v":{"$error":"#VALUE!"}}]
[{"$f":"IF(IF(A917<>\"\",A917+1<=$B$16,0),A917+1,\"\")","v":""},{"$f":"IF(A918<>\"\",A918*$B$13,\"\")","v":""},{"$f":"IF(A918<>\"\",ROUNDDOWN(A918*$B$13/24,0),\"\")","v":""},"",{"$f":"IF(A918<>\"\",($B$4+$B$5)/2+($B$5-$B$4)/2*COS(2*PI()/$B$15*B918),\"\")","v":""},{"$f":"IF(A918<>\"\",E918*COS(2*PI()/$B$7*B918),\"\")","v":""},{"$error":"#VALUE!"},{"$error":"#VALUE!"}]
["","","","","","",{"$error":"#VALUE!"},{"$error":"#VALUE!"}]
["","","","","","",{"$error":"#VALUE!"},{"$error":"#VALUE!"}]
["","","","","","",{"$error":"#VALUE!"},{"$error":"#VALUE!"}]
["","","","","","",{"$error":"#VALUE!"},{"$error":"#VALUE!"}]
["","","","","","",{"$error":"#VALUE!"},{"$error":"#VALUE!"}]
["","","","","","",{"$error":"#VALUE!"},{"$error":"#VALUE!"}]
["","","","","","",{"$error":"#VALUE!"},{"$error":"#VALUE!"}]
["","","","","","",{"$error":"#VALUE!"},{"$error":"#VALUE!"}]
["","","","","","",{"$error":"#VALUE!"},{"$error":"#VALUE!"}]
["","","","","","",{"$error":"#VALUE!"},{"$error":"#VALUE!"}]
["","","","","","",{"$error":"#VALUE!"},{"$error":"#VALUE!"}]
["","","","","","",{"$error":"#VALUE!"},{"$error":"#VALUE!"}]
["","","","","","",{"$error":"#VALUE!"},{"$error":"#VALUE!"}]
["","","","","","",{"$error":"#VALUE!"},{"$error":"#VALUE!"}]
["","","","","","",{"$error":"#VALUE!"},{"$error":"#VALUE!"}]
["","","","","","",{"$error":"#VALUE!"},{"$error":"#VALUE!"}]
["","","","","","",{"$error":"#VALUE!"},{"$error":"#VALUE!"}]
["","","","","","",{"$error":"#VALUE!"},{"$error":"#VALUE!"}]
["","","","","","",{"$error":"#VALUE!"},{"$error":"#VALUE!"}]
["","","","","","",{"$error":"#VALUE!"},{"$error":"#VALUE!"}]
["","","","","","",{"$error":"#VALUE!"},{"$error":"#VALUE!"}]
["","","","","","",{"$error":"#VALUE!"},{"$error":"#VALUE!"}]
["","","","","","",{"$error":"#VALUE!"},{"$error":"#VALUE!"}]
["","","","","","",{"$error":"#VALUE!"},{"$error":"#VALUE!"}]
["","","","","","",{"$error":"#VALUE!"},{"$error":"#VALUE!"}]
["","","","","","",{"$error":"#VALUE!"},{"$error":"#VALUE!"}]
["","","","","","",{"$error":"#VALUE!"},{"$error":"#VALUE!"}]
["","","","","","",{"$error":"#VALUE!"},{"$error":"#VALUE!"}]
["","","","","","",{"$error":"#VALUE!"},{"$error":"#VALUE!"}]
["","","","","","",{"$error":"#VALUE!"},{"$error":"#VALUE!"}]
["","","","","","",{"$error":"#VALUE!"},{"$error":"#VALUE!"}]
["","","","","","",{"$error":"#VALUE!"},{"$error":"#VALUE!"}]
["","","","","","",{"$error":"#VALUE!"},{"$error":"#VALUE!"}]
["","","","","","",{"$error":"#VALUE!"},{"$error":"#VALUE!"}]
["","","","","","",{"$error":"#VALUE!"},{"$error":"#VALUE!"}]
["","","","","","",{"$error":"#VALUE!"},{"$error":"#VALUE!"}]
["","","","","","",{"$error":"#VALUE!"},{"$error":"#VALUE!"}]
["","","","","","",{"$error":"#VALUE!"},{"$error":"#VALUE!"}]
["","","","","","",{"$error":"#VALUE!"},{"$error":"#VALUE!"}]
["","","","","","",{"$error":"#VALUE!"},{"$error":"#VALUE!"}]
["","","","","","",{"$error":"#VALUE!"},{"$error":"#VALUE!"}]
["","","","","","",{"$error":"#VALUE!"},{"$error":"#VALUE!"}]
["","","","","","",{"$error":"#VALUE!"},{"$error":"#VALUE!"}]
["","","","","","",{"$error":"#VALUE!"},{"$error":"#VALUE!"}]
["","","","","","",{"$error":"#VALUE!"},{"$error":"#VALUE!"}]
["","","","","","",{"$error":"#VALUE!"},{"$error":"#VALUE!"}]
["","","","","","",{"$error":"#VALUE!"},{"$error":"#VALUE!"}]
["","","","","","",{"$error":"#VALUE!"},{"$error":"#VALUE!"}]
["","","","","","",{"$error":"#VALUE!"},{"$error":"#VALUE!"}]
["","","","","","",{"$error":"#VALUE!"},{"$error":"#VALUE!"}]
["","","","","","",{"$error":"#VALUE!"},{"$error":"#VALUE!"}]
["","","","","","",{"$error":"#VALUE!"},{"$error":"#VALUE!"}]
["","","","","","",{"$error":"#VALUE!"},{"$error":"#VALUE!"}]
["","","","","","",{"$error":"#VALUE!"},{"$error":"#VALUE!"}]
["","","","","","",{"$error":"#VALUE!"},{"$error":"#VALUE!"}]
["","","","","","",{"$error":"#VALUE!"},{"$error":"#VALUE!"}]
["","","","","","",{"$error":"#VALUE!"},{"$error":"#VALUE!"}]
["","","","","","",{"$error":"#VALUE!"},{"$error":"#VALUE!"}]
["","","","","","",{"$error":"#VALUE!"},{"$error":"#VALUE!"}]
["","","","","","",{"$error":"#VALUE!"},{"$error":"#VALUE!"}]
["","","","","","",{"$error":"#VALUE!"},{"$error":"#VALUE!"}]
["","","","","","",{"$error":"#VALUE!"},{"$error":"#VALUE!"}]
["","","",{"$f":"IF(A981<>\"\",MOD(B981,24)/24,\"\")","v":""},"","",{"$f":"ABS(0.5*1.025*1*(F981^3))","v":{"$error":"#VALUE!"}},{"$f":"G981*$B$13","v":{"$error":"#VALUE!"}}]
[{"$f":"IF(IF(A981<>\"\",A981+1<=$B$16,0),A981+1,\"\")","v":""},{"$f":"IF(A982<>\"\",A982*$B$13,\"\")","v":""},{"$f":"IF(A982<>\"\",ROUNDDOWN(A982*$B$13/24,0),\"\")","v":""},"",{"$f":"IF(A982<>\"\",($B$4+$B$5)/2+($B$5-$B$4)/2*COS(2*PI()/$B$15*B982),\"\")","v":""},{"$f":"IF(A982<>\"\",E982*COS(2*PI()/$B$7*B982),\"\")","v":""},{"$error":"#VALUE!"},{"$error":"#VALUE!"}]
["","","","","","",{"$error":"#VALUE!"},{"$error":"#VALUE!"}]
["","","","","","",{"$error":"#VALUE!"},{"$error":"#VALUE!"}]
["","","","","","",{"$error":"#VALUE!"},{"$error":"#VALUE!"}]
["","","","","","",{"$error":"#VALUE!"},{"$error":"#VALUE!"}]
["","","","","","",{"$error":"#VALUE!"},{"$error":"#VALUE!"}]
["","","","","","",{"$error":"#VALUE!"},{"$error":"#VALUE!"}]
["","","","","","",{"$error":"#VALUE!"},{"$error":"#VALUE!"}]
["","","","","","",{"$error":"#VALUE!"},{"$error":"#VALUE!"}]
["","","","","","",{"$error":"#VALUE!"},{"$error":"#VALUE!"}]
["","","","","","",{"$error":"#VALUE!"},{"$error":"#VALUE!"}]
["","","","","","",{"$error":"#VALUE!"},{"$error":"#VALUE!"}]
["","","","","","",{"$error":"#VALUE!"},{"$error":"#VALUE!"}]
["","","","","","",{"$error":"#VALUE!"},{"$error":"#VALUE!"}]
["","","","","","",{"$error":"#VALUE!"},{"$error":"#VALUE!"}]
["","","","","","",{"$error":"#VALUE!"},{"$error":"#VALUE!"}]
["","","","","","",{"$error":"#VALUE!"},{"$error":"#VALUE!"}]
["","","","","","",{"$error":"#VALUE!"},{"$error":"#VALUE!"}]
["","","","","","",{"$error":"#VALUE!"},{"$error":"#VALUE!"}]
["","","","","","",{"$error":"#VALUE!"},{"$error":"#VALUE!"}]
["","","","","","",{"$error":"#VALUE!"},{"$error":"#VALUE!"}]
["","","","","","",{"$error":"#VALUE!"},{"$error":"#VALUE!"}]
["","","","","","",{"$error":"#VALUE!"},{"$error":"#VALUE!"}]
["","","","","","",{"$error":"#VALUE!"},{"$error":"#VALUE!"}]
["","","","","","",{"$error":"#VALUE!"},{"$error":"#VALUE!"}]
["","","","","","",{"$error":"#VALUE!"},{"$error":"#VALUE!"}]
["","","","","","",{"$error":"#VALUE!"},{"$error":"#VALUE!"}]
["","","","","","",{"$error":"#VALUE!"},{"$error":"#VALUE!"}]
["","","","","","",{"$error":"#VALUE!"},{"$error":"#VALUE!"}]
["","","","","","",{"$error":"#VALUE!"},{"$error":"#VALUE!"}]
["","","","","","",{"$error":"#VALUE!"},{"$error":"#VALUE!"}]
["","","","","","",{"$error":"#VALUE!"},{"$error":"#VALUE!"}]
["","","","","","",{"$error":"#VALUE!"},{"$error":"#VALUE!"}]
["","","","","","",{"$error":"#VALUE!"},{"$error":"#VALUE!"}]
["","","","","","",{"$error":"#VALUE!"},{"$error":"#VALUE!"}]
["","","","","","",{"$error":"#VALUE!"},{"$error":"#VALUE!"}]
["","","","","","",{"$error":"#VALUE!"},{"$error":"#VALUE!"}]
["","","","","","",{"$error":"#VALUE!"},{"$error":"#VALUE!"}]
["","","","","","",{"$error":"#VALUE!"},{"$error":"#VALUE!"}]
["","","","","","",{"$error":"#VALUE!"},{"$error":"#VALUE!"}]
["","","","","","",{"$error":"#VALUE!"},{"$error":"#VALUE!"}]
["","","","","","",{"$error":"#VALUE!"},{"$error":"#VALUE!"}]
["","","","","","",{"$error":"#VALUE!"},{"$error":"#VALUE!"}]
["","","","","","",{"$error":"#VALUE!"},{"$error":"#VALUE!"}]
["","","","","","",{"$error":"#VALUE!"},{"$error":"#VALUE!"}]
["","","","","","",{"$error":"#VALUE!"},{"$error":"#VALUE!"}]
["","","","","","",{"$error":"#VALUE!"},{"$error":"#VALUE!"}]
["","","","","","",{"$error":"#VALUE!"},{"$error":"#VALUE!"}]
["","","","","","",{"$error":"#VALUE!"},{"$error":"#VALUE!"}]
["","","","","","",{"$error":"#VALUE!"},{"$error":"#VALUE!"}]
["","","","","","",{"$error":"#VALUE!"},{"$error":"#VALUE!"}]
["","","","","","",{"$error":"#VALUE!"},{"$error":"#VALUE!"}]
["","","","","","",{"$error":"#VALUE!"},{"$error":"#VALUE!"}]
["","","","","","",{"$error":"#VALUE!"},{"$error":"#VALUE!"}]
["","","","","","",{"$error":"#VALUE!"},{"$error":"#VALUE!"}]
["","","","","","",{"$error":"#VALUE!"},{"$error":"#VALUE!"}]
["","","","","","",{"$error":"#VALUE!"},{"$error":"#VALUE!"}]
["","","","","","",{"$error":"#VALUE!"},{"$error":"#VALUE!"}]
["","","","","","",{"$error":"#VALUE!"},{"$error":"#VALUE!"}]
["","","","","","",{"$error":"#VALUE!"},{"$error":"#VALUE!"}]
["","","","","","",{"$error":"#VALUE!"},{"$error":"#VALUE!"}]
["","","","","","",{"$error":"#VALUE!"},{"$error":"#VALUE!"}]
["","","","","","",{"$error":"#VALUE!"},{"$error":"#VALUE!"}]
["","","",{"$f":"IF(A1045<>\"\",MOD(B1045,24)/24,\"\")","v":""},"","",{"$f":"ABS(0.5*1.025*1*(F1045^3))","v":{"$error":"#VALUE!"}},{"$f":"G1045*$B$13","v":{"$error":"#VALUE!"}}]
[{"$f":"IF(IF(A1045<>\"\",A1045+1<=$B$16,0),A1045+1,\"\")","v":""},{"$f":"IF(A1046<>\"\",A1046*$B$13,\"\")","v":""},{"$f":"IF(A1046<>\"\",ROUNDDOWN(A1046*$B$13/24,0),\"\")","v":""},"",{"$f":"IF(A1046<>\"\",($B$4+$B$5)/2+($B$5-$B$4)/2*COS(2*PI()/$B$15*B1046),\"\")","v":""},{"$f":"IF(A1046<>\"\",E1046*COS(2*PI()/$B$7*B1046),\"\")","v":""},{"$error":"#VALUE!"},{"$error":"#VALUE!"}]
["","","","","","",{"$error":"#VALUE!"},{"$error":"#VALUE!"}]
["","","","","","",{"$error":"#VALUE!"},{"$error":"#VALUE!"}]
["","","","","","",{"$error":"#VALUE!"},{"$error":"#VALUE!"}]
["","","","","","",{"$error":"#VALUE!"},{"$error":"#VALUE!"}]
["","","","","","",{"$error":"#VALUE!"},{"$error":"#VALUE!"}]
["","","","","","",{"$error":"#VALUE!"},{"$error":"#VALUE!"}]
["","","","","","",{"$error":"#VALUE!"},{"$error":"#VALUE!"}]
["","","","","","",{"$error":"#VALUE!"},{"$error":"#VALUE!"}]
["","","","","","",{"$error":"#VALUE!"},{"$error":"#VALUE!"}]
["","","","","","",{"$error":"#VALUE!"},{"$error":"#VALUE!"}]
["","","","","","",{"$error":"#VALUE!"},{"$error":"#VALUE!"}]
["","","","","","",{"$error":"#VALUE!"},{"$error":"#VALUE!"}]
["","","","","","",{"$error":"#VALUE!"},{"$error":"#VALUE!"}]
["","","","","","",{"$error":"#VALUE!"},{"$error":"#VALUE!"}]
["","","","","","",{"$error":"#VALUE!"},{"$error":"#VALUE!"}]
["","","","","","",{"$error":"#VALUE!"},{"$error":"#VALUE!"}]
["","","","","","",{"$error":"#VALUE!"},{"$error":"#VALUE!"}]
["","","","","","",{"$error":"#VALUE!"},{"$error":"#VALUE!"}]
["","","","","","",{"$error":"#VALUE!"},{"$error":"#VALUE!"}]
["","","","","","",{"$error":"#VALUE!"},{"$error":"#VALUE!"}]
["","","","","","",{"$error":"#VALUE!"},{"$error":"#VALUE!"}]
["","","","","","",{"$error":"#VALUE!"},{"$error":"#VALUE!"}]
["","","","","","",{"$error":"#VALUE!"},{"$error":"#VALUE!"}]
["","","","","","",{"$error":"#VALUE!"},{"$error":"#VALUE!"}]
["","","","","","",{"$error":"#VALUE!"},{"$error":"#VALUE!"}]
["","","","","","",{"$error":"#VALUE!"},{"$error":"#VALUE!"}]
["","","","","","",{"$error":"#VALUE!"},{"$error":"#VALUE!"}]
["","","","","","",{"$error":"#VALUE!"},{"$error":"#VALUE!"}]
["","","","","","",{"$error":"#VALUE!"},{"$error":"#VALUE!"}]
["","","","","","",{"$error":"#VALUE!"},{"$error":"#VALUE!"}]
["","","","","","",{"$error":"#VALUE!"},{"$error":"#VALUE!"}]
["","","","","","",{"$error":"#VALUE!"},{"$error":"#VALUE!"}]
["","","","","","",{"$error":"#VALUE!"},{"$error":"#VALUE!"}]
["","","","","","",{"$error":"#VALUE!"},{"$error":"#VALUE!"}]
["","","","","","",{"$error":"#VALUE!"},{"$error":"#VALUE!"}]
["","","","","","",{"$error":"#VALUE!"},{"$error":"#VALUE!"}]
["","","","","","",{"$error":"#VALUE!"},{"$error":"#VALUE!"}]
["","","","","","",{"$error":"#VALUE!"},{"$error":"#VALUE!"}]
["","","","","","",{"$error":"#VALUE!"},{"$error":"#VALUE!"}]
["","","","","","",{"$error":"#VALUE!"},{"$error":"#VALUE!"}]
["","","","","","",{"$error":"#VALUE!"},{"$error":"#VALUE!"}]
["","","","","","",{"$error":"#VALUE!"},{"$error":"#VALUE!"}]
["","","","","","",{"$error":"#VALUE!"},{"$error":"#VALUE!"}]
["","","","","","",{"$error":"#VALUE!"},{"$error":"#VALUE!"}]
["","","","","","",{"$error":"#VALUE!"},{"$error":"#VALUE!"}]
["","","","","","",{"$error":"#VALUE!"},{"$error":"#VALUE!"}]
["","","","","","",{"$error":"#VALUE!"},{"$error":"#VALUE!"}]
["","","","","","",{"$error":"#VALUE!"},{"$error":"#VALUE!"}]
["","","","","","",{"$error":"#VALUE!"},{"$error":"#VALUE!"}]
["","","","","","",{"$error":"#VALUE!"},{"$error":"#VALUE!"}]
["","","","","","",{"$error":"#VALUE!"},{"$error":"#VALUE!"}]
["","","","","","",{"$error":"#VALUE!"},{"$error":"#VALUE!"}]
["","","","","","",{"$error":"#VALUE!"},{"$error":"#VALUE!"}]
["","","","","","",{"$error":"#VALUE!"},{"$error":"#VALUE!"}]
["","","","","","",{"$error":"#VALUE!"},{"$error":"#VALUE!"}]
["","","","","","",{"$error":"#VALUE!"},{"$error":"#VALUE!"}]
["","","","","","",{"$error":"#VALUE!"},{"$error":"#VALUE!"}]
["","","","","","",{"$error":"#VALUE!"},{"$error":"#VALUE!"}]
["","","","","","",{"$error":"#VALUE!"},{"$error":"#VALUE!"}]
["","","","","","",{"$error":"#VALUE!"},{"$error":"#VALUE!"}]
["","","","","","",{"$error":"#VALUE!"},{"$error":"#VALUE!"}]
["","","","","","",{"$error":"#VALUE!"},{"$error":"#VALUE!"}]
["","","",{"$f":"IF(A1109<>\"\",MOD(B1109,24)/24,\"\")","v":""},"","",{"$f":"ABS(0.5*1.025*1*(F1109^3))","v":{"$error":"#VALUE!"}},{"$f":"G1109*$B$13","v":{"$error":"#VALUE!"}}]
[{"$f":"IF(IF(A1109<>\"\",A1109+1<=$B$16,0),A1109+1,\"\")","v":""},{"$f":"IF(A1110<>\"\",A1110*$B$13,\"\")","v":""},{"$f":"IF(A1110<>\"\",ROUNDDOWN(A1110*$B$13/24,0),\"\")","v":""},"",{"$f":"IF(A1110<>\"\",($B$4+$B$5)/2+($B$5-$B$4)/2*COS(2*PI()/$B$15*B1110),\"\")","v":""},{"$f":"IF(A1110<>\"\",E1110*COS(2*PI()/$B$7*B1110),\"\")","v":""},{"$error":"#VALUE!"},{"$error":"#VALUE!"}]
["","","","","","",{"$error":"#VALUE!"},{"$error":"#VALUE!"}]
["","","","","","",{"$error":"#VALUE!"},{"$error":"#VALUE!"}]
["","","","","","",{"$error":"#VALUE!"},{"$error":"#VALUE!"}]
["","","","","","",{"$error":"#VALUE!"},{"$error":"#VALUE!"}]
["","","","","","",{"$error":"#VALUE!"},{"$error":"#VALUE!"}]
["","","","","","",{"$error":"#VALUE!"},{"$error":"#VALUE!"}]
["","","","","","",{"$error":"#VALUE!"},{"$error":"#VALUE!"}]
["","","","","","",{"$error":"#VALUE!"},{"$error":"#VALUE!"}]
["","","","","","",{"$error":"#VALUE!"},{"$error":"#VALUE!"}]
["","","","","","",{"$error":"#VALUE!"},{"$error":"#VALUE!"}]
["","","","","","",{"$error":"#VALUE!"},{"$error":"#VALUE!"}]
["","","","","","",{"$error":"#VALUE!"},{"$error":"#VALUE!"}]
["","","","","","",{"$error":"#VALUE!"},{"$error":"#VALUE!"}]
["","","","","","",{"$error":"#VALUE!"},{"$error":"#VALUE!"}]
["","","","","","",{"$error":"#VALUE!"},{"$error":"#VALUE!"}]
["","","","","","",{"$error":"#VALUE!"},{"$error":"#VALUE!"}]
["","","","","","",{"$error":"#VALUE!"},{"$error":"#VALUE!"}]
["","","","","","",{"$error":"#VALUE!"},{"$error":"#VALUE!"}]
["","","","","","",{"$error":"#VALUE!"},{"$error":"#VALUE!"}]
["","","","","","",{"$error":"#VALUE!"},{"$error":"#VALUE!"}]
["","","","","","",{"$error":"#VALUE!"},{"$error":"#VALUE!"}]
["","","","","","",{"$error":"#VALUE!"},{"$error":"#VALUE!"}]
["","","","","","",{"$error":"#VALUE!"},{"$error":"#VALUE!"}]
["","","","","","",{"$error":"#VALUE!"},{"$error":"#VALUE!"}]
["","","","","","",{"$error":"#VALUE!"},{"$error":"#VALUE!"}]
["","","","","","",{"$error":"#VALUE!"},{"$error":"#VALUE!"}]
["","","","","","",{"$error":"#VALUE!"},{"$error":"#VALUE!"}]
["","","","","","",{"$error":"#VALUE!"},{"$error":"#VALUE!"}]
["","","","","","",{"$error":"#VALUE!"},{"$error":"#VALUE!"}]
["","","","","","",{"$error":"#VALUE!"},{"$error":"#VALUE!"}]
["","","","","","",{"$error":"#VALUE!"},{"$error":"#VALUE!"}]
["","","","","","",{"$error":"#VALUE!"},{"$error":"#VALUE!"}]
["","","","","","",{"$error":"#VALUE!"},{"$error":"#VALUE!"}]
["","","","","","",{"$error":"#VALUE!"},{"$error":"#VALUE!"}]
["","","","","","",{"$error":"#VALUE!"},{"$error":"#VALUE!"}]
["","","","","","",{"$error":"#VALUE!"},{"$error":"#VALUE!"}]
["","","","","","",{"$error":"#VALUE!"},{"$error":"#VALUE!"}]
["","","","","","",{"$error":"#VALUE!"},{"$error":"#VALUE!"}]
["","","","","","",{"$error":"#VALUE!"},{"$error":"#VALUE!"}]
["","","","","","",{"$error":"#VALUE!"},{"$error":"#VALUE!"}]
["","","","","","",{"$error":"#VALUE!"},{"$error":"#VALUE!"}]
["","","","","","",{"$error":"#VALUE!"},{"$error":"#VALUE!"}]
["","","","","","",{"$error":"#VALUE!"},{"$error":"#VALUE!"}]
["","","","","","",{"$error":"#VALUE!"},{"$error":"#VALUE!"}]
["","","","","","",{"$error":"#VALUE!"},{"$error":"#VALUE!"}]
["","","","","","",{"$error":"#VALUE!"},{"$error":"#VALUE!"}]
["","","","","","",{"$error":"#VALUE!"},{"$error":"#VALUE!"}]
["","","","","","",{"$error":"#VALUE!"},{"$error":"#VALUE!"}]
["","","","","","",{"$error":"#VALUE!"},{"$error":"#VALUE!"}]
["","","","","","",{"$error":"#VALUE!"},{"$error":"#VALUE!"}]
["","","","","","",{"$error":"#VALUE!"},{"$error":"#VALUE!"}]
["","","","","","",{"$error":"#VALUE!"},{"$error":"#VALUE!"}]
["","","","","","",{"$error":"#VALUE!"},{"$error":"#VALUE!"}]
["","","","","","",{"$error":"#VALUE!"},{"$error":"#VALUE!"}]
["","","","","","",{"$error":"#VALUE!"},{"$error":"#VALUE!"}]
["","","","","","",{"$error":"#VALUE!"},{"$error":"#VALUE!"}]
["","","","","","",{"$error":"#VALUE!"},{"$error":"#VALUE!"}]
["","","","","","",{"$error":"#VALUE!"},{"$error":"#VALUE!"}]
["","","","","","",{"$error":"#VALUE!"},{"$error":"#VALUE!"}]
["","","","","","",{"$error":"#VALUE!"},{"$error":"#VALUE!"}]
["","","","","","",{"$error":"#VALUE!"},{"$error":"#VALUE!"}]
["","","","","","",{"$error":"#VALUE!"},{"$error":"#VALUE!"}]
["","","",{"$f":"IF(A1173<>\"\",MOD(B1173,24)/24,\"\")","v":""},"","",{"$f":"ABS(0.5*1.025*1*(F1173^3))","v":{"$error":"#VALUE!"}},{"$f":"G1173*$B$13","v":{"$error":"#VALUE!"}}]
[{"$f":"IF(IF(A1173<>\"\",A1173+1<=$B$16,0),A1173+1,\"\")","v":""},{"$f":"IF(A1174<>\"\",A1174*$B$13,\"\")","v":""},{"$f":"IF(A1174<>\"\",ROUNDDOWN(A1174*$B$13/24,0),\"\")","v":""},"",{"$f":"IF(A1174<>\"\",($B$4+$B$5)/2+($B$5-$B$4)/2*COS(2*PI()/$B$15*B1174),\"\")","v":""},{"$f":"IF(A1174<>\"\",E1174*COS(2*PI()/$B$7*B1174),\"\")","v":""},{"$error":"#VALUE!"},{"$error":"#VALUE!"}]
["","","","","","",{"$error":"#VALUE!"},{"$error":"#VALUE!"}]
["","","","","","",{"$error":"#VALUE!"},{"$error":"#VALUE!"}]
["","","","","","",{"$error":"#VALUE!"},{"$error":"#VALUE!"}]
["","","","","","",{"$error":"#VALUE!"},{"$error":"#VALUE!"}]
["","","","","","",{"$error":"#VALUE!"},{"$error":"#VALUE!"}]
["","","","","","",{"$error":"#VALUE!"},{"$error":"#VALUE!"}]
["","","","","","",{"$error":"#VALUE!"},{"$error":"#VALUE!"}]
["","","","","","",{"$error":"#VALUE!"},{"$error":"#VALUE!"}]
["","","","","","",{"$error":"#VALUE!"},{"$error":"#VALUE!"}]
["","","","","","",{"$error":"#VALUE!"},{"$error":"#VALUE!"}]
["","","","","","",{"$error":"#VALUE!"},{"$error":"#VALUE!"}]
["","","","","","",{"$error":"#VALUE!"},{"$error":"#VALUE!"}]
["","","","","","",{"$error":"#VALUE!"},{"$error":"#VALUE!"}]
["","","","","","",{"$error":"#VALUE!"},{"$error":"#VALUE!"}]
["","","","","","",{"$error":"#VALUE!"},{"$error":"#VALUE!"}]
["","","","","","",{"$error":"#VALUE!"},{"$error":"#VALUE!"}]
["","","","","","",{"$error":"#VALUE!"},{"$error":"#VALUE!"}]
["","","","","","",{"$error":"#VALUE!"},{"$error":"#VALUE!"}]
["","","","","","",{"$error":"#VALUE!"},{"$error":"#VALUE!"}]
["","","","","","",{"$error":"#VALUE!"},{"$error":"#VALUE!"}]
["","","","","","",{"$error":"#VALUE!"},{"$error":"#VALUE!"}]
["","","","","","",{"$error":"#VALUE!"},{"$error":"#VALUE!"}]
["","","","","","",{"$error":"#VALUE!"},{"$error":"#VALUE!"}]
["","","","","","",{"$error":"#VALUE!"},{"$error":"#VALUE!"}]
["","","","","","",{"$error":"#VALUE!"},{"$error":"#VALUE!"}]
["","","","","","",{"$error":"#VALUE!"},{"$error":"#VALUE!"}]
["","","","","","",{"$error":"#VALUE!"},{"$error":"#VALUE!"}]
["","","","","","",{"$error":"#VALUE!"},{"$error":"#VALUE!"}]
["","","","","","",{"$error":"#VALUE!"},{"$error":"#VALUE!"}]
["","","","","","",{"$error":"#VALUE!"},{"$error":"#VALUE!"}]
["","","","","","",{"$error":"#VALUE!"},{"$error":"#VALUE!"}]
["","","","","","",{"$error":"#VALUE!"},{"$error":"#VALUE!"}]
["","","","","","",{"$error":"#VALUE!"},{"$error":"#VALUE!"}]
["","","","","","",{"$error":"#VALUE!"},{"$error":"#VALUE!"}]
["","","","","","",{"$error":"#VALUE!"},{"$error":"#VALUE!"}]
["","","","","","",{"$error":"#VALUE!"},{"$error":"#VALUE!"}]
["","","","","","",{"$error":"#VALUE!"},{"$error":"#VALUE!"}]
["","","","","","",{"$error":"#VALUE!"},{"$error":"#VALUE!"}]
["","","","","","",{"$error":"#VALUE!"},{"$error":"#VALUE!"}]
["","","","","","",{"$error":"#VALUE!"},{"$error":"#VALUE!"}]
["","","","","","",{"$error":"#VALUE!"},{"$error":"#VALUE!"}]
["","","","","","",{"$error":"#VALUE!"},{"$error":"#VALUE!"}]
["","","","","","",{"$error":"#VALUE!"},{"$error":"#VALUE!"}]
["","","","","","",{"$error":"#VALUE!"},{"$error":"#VALUE!"}]
["","","","","","",{"$error":"#VALUE!"},{"$error":"#VALUE!"}]
["","","","","","",{"$error":"#VALUE!"},{"$error":"#VALUE!"}]
["","","","","","",{"$error":"#VALUE!"},{"$error":"#VALUE!"}]
["","","","","","",{"$error":"#VALUE!"},{"$error":"#VALUE!"}]
["","","","","","",{"$error":"#VALUE!"},{"$error":"#VALUE!"}]
["","","","","","",{"$error":"#VALUE!"},{"$error":"#VALUE!"}]
["","","","","","",{"$error":"#VALUE!"},{"$error":"#VALUE!"}]
["","","","","","",{"$error":"#VALUE!"},{"$error":"#VALUE!"}]
["","","","","","",{"$error":"#VALUE!"},{"$error":"#VALUE!"}]
["","","","","","",{"$error":"#VALUE!"},{"$error":"#VALUE!"}]
["","","","","","",{"$error":"#VALUE!"},{"$error":"#VALUE!"}]
["","","","","","",{"$error":"#VALUE!"},{"$error":"#VALUE!"}]
["","","","","","",{"$error":"#VALUE!"},{"$error":"#VALUE!"}]
["","","","","","",{"$error":"#VALUE!"},{"$error":"#VALUE!"}]
["","","","","","",{"$error":"#VALUE!"},{"$error":"#VALUE!"}]
["","","","","","",{"$error":"#VALUE!"},{"$error":"#VALUE!"}]
["","","","","","",{"$error":"#VALUE!"},{"$error":"#VALUE!"}]
["","","","","","",{"$error":"#VALUE!"},{"$error":"#VALUE!"}]
["","","",{"$f":"IF(A1237<>\"\",MOD(B1237,24)/24,\"\")","v":""},"","",{"$f":"ABS(0.5*1.025*1*(F1237^3))","v":{"$error":"#VALUE!"}},{"$f":"G1237*$B$13","v":{"$error":"#VALUE!"}}]
[{"$f":"IF(IF(A1237<>\"\",A1237+1<=$B$16,0),A1237+1,\"\")","v":""},{"$f":"IF(A1238<>\"\",A1238*$B$13,\"\")","v":""},{"$f":"IF(A1238<>\"\",ROUNDDOWN(A1238*$B$13/24,0),\"\")","v":""},"",{"$f":"IF(A1238<>\"\",($B$4+$B$5)/2+($B$5-$B$4)/2*COS(2*PI()/$B$15*B1238),\"\")","v":""},{"$f":"IF(A1238<>\"\",E1238*COS(2*PI()/$B$7*B1238),\"\")","v":""},{"$error":"#VALUE!"},{"$error":"#VALUE!"}]
["","","","","","",{"$error":"#VALUE!"},{"$error":"#VALUE!"}]
["","","","","","",{"$error":"#VALUE!"},{"$error":"#VALUE!"}]
["","","","","","",{"$error":"#VALUE!"},{"$error":"#VALUE!"}]
["","","","","","",{"$error":"#VALUE!"},{"$error":"#VALUE!"}]
["","","","","","",{"$error":"#VALUE!"},{"$error":"#VALUE!"}]
["","","","","","",{"$error":"#VALUE!"},{"$error":"#VALUE!"}]
["","","","","","",{"$error":"#VALUE!"},{"$error":"#VALUE!"}]
["","","","","","",{"$error":"#VALUE!"},{"$error":"#VALUE!"}]
["","","","","","",{"$error":"#VALUE!"},{"$error":"#VALUE!"}]
["","","","","","",{"$error":"#VALUE!"},{"$error":"#VALUE!"}]
["","","","","","",{"$error":"#VALUE!"},{"$error":"#VALUE!"}]
["","","","","","",{"$error":"#VALUE!"},{"$error":"#VALUE!"}]
["","","","","","",{"$error":"#VALUE!"},{"$error":"#VALUE!"}]
["","","","","","",{"$error":"#VALUE!"},{"$error":"#VALUE!"}]
["","","","","","",{"$error":"#VALUE!"},{"$error":"#VALUE!"}]
["","","","","","",{"$error":"#VALUE!"},{"$error":"#VALUE!"}]
["","","","","","",{"$error":"#VALUE!"},{"$error":"#VALUE!"}]
["","","","","","",{"$error":"#VALUE!"},{"$error":"#VALUE!"}]
["","","","","","",{"$error":"#VALUE!"},{"$error":"#VALUE!"}]
["","","","","","",{"$error":"#VALUE!"},{"$error":"#VALUE!"}]
["","","","","","",{"$error":"#VALUE!"},{"$error":"#VALUE!"}]
["","","","","","",{"$error":"#VALUE!"},{"$error":"#VALUE!"}]
["","","","","","",{"$error":"#VALUE!"},{"$error":"#VALUE!"}]
["","","","","","",{"$error":"#VALUE!"},{"$error":"#VALUE!"}]
["","","","","","",{"$error":"#VALUE!"},{"$error":"#VALUE!"}]
["","","","","","",{"$error":"#VALUE!"},{"$error":"#VALUE!"}]
["","","","","","",{"$error":"#VALUE!"},{"$error":"#VALUE!"}]
["","","","","","",{"$error":"#VALUE!"},{"$error":"#VALUE!"}]
["","","","","","",{"$error":"#VALUE!"},{"$error":"#VALUE!"}]
["","","","","","",{"$error":"#VALUE!"},{"$error":"#VALUE!"}]
["","","","","","",{"$error":"#VALUE!"},{"$error":"#VALUE!"}]
["","","","","","",{"$error":"#VALUE!"},{"$error":"#VALUE!"}]
["","","","","","",{"$error":"#VALUE!"},{"$error":"#VALUE!"}]
["","","","","","",{"$error":"#VALUE!"},{"$error":"#VALUE!"}]
["","","","","","",{"$error":"#VALUE!"},{"$error":"#VALUE!"}]
["","","","","","",{"$error":"#VALUE!"},{"$error":"#VALUE!"}]
["","","","","","",{"$error":"#VALUE!"},{"$error":"#VALUE!"}]
["","","","","","",{"$error":"#VALUE!"},{"$error":"#VALUE!"}]
["","","","","","",{"$error":"#VALUE!"},{"$error":"#VALUE!"}]
["","","","","","",{"$error":"#VALUE!"},{"$error":"#VALUE!"}]
["","","","","","",{"$error":"#VALUE!"},{"$error":"#VALUE!"}]
["","","","","","",{"$error":"#VALUE!"},{"$error":"#VALUE!"}]
["","","","","","",{"$error":"#VALUE!"},{"$error":"#VALUE!"}]
["","","","","","",{"$error":"#VALUE!"},{"$error":"#VALUE!"}]
["","","","","","",{"$error":"#VALUE!"},{"$error":"#VALUE!"}]
["","","","","","",{"$error":"#VALUE!"},{"$error":"#VALUE!"}]
["","","","","","",{"$error":"#VALUE!"},{"$error":"#VALUE!"}]
["","","","","","",{"$error":"#VALUE!"},{"$error":"#VALUE!"}]
["","","","","","",{"$error":"#VALUE!"},{"$error":"#VALUE!"}]
["","","","","","",{"$error":"#VALUE!"},{"$error":"#VALUE!"}]
["","","","","","",{"$error":"#VALUE!"},{"$error":"#VALUE!"}]
["","","","","","",{"$error":"#VALUE!"},{"$error":"#VALUE!"}]
["","","","","","",{"$error":"#VALUE!"},{"$error":"#VALUE!"}]
["","","","","","",{"$error":"#VALUE!"},{"$error":"#VALUE!"}]
["","","","","","",{"$error":"#VALUE!"},{"$error":"#VALUE!"}]
["","","","","","",{"$error":"#VALUE!"},{"$error":"#VALUE!"}]
["","","","","","",{"$error":"#VALUE!"},{"$error":"#VALUE!"}]
["","","","","","",{"$error":"#VALUE!"},{"$error":"#VALUE!"}]
["","","","","","",{"$error":"#VALUE!"},{"$error":"#VALUE!"}]
["","","","","","",{"$error":"#VALUE!"},{"$error":"#VALUE!"}]
["","","","","","",{"$error":"#VALUE!"},{"$error":"#VALUE!"}]
["","","","","","",{"$error":"#VALUE!"},{"$error":"#VALUE!"}]
["","","",{"$f":"IF(A1301<>\"\",MOD(B1301,24)/24,\"\")","v":""},"","",{"$f":"ABS(0.5*1.025*1*(F1301^3))","v":{"$error":"#VALUE!"}},{"$f":"G1301*$B$13","v":{"$error":"#VALUE!"}}]
[{"$f":"IF(IF(A1301<>\"\",A1301+1<=$B$16,0),A1301+1,\"\")","v":""},{"$f":"IF(A1302<>\"\",A1302*$B$13,\"\")","v":""},{"$f":"IF(A1302<>\"\",ROUNDDOWN(A1302*$B$13/24,0),\"\")","v":""},"",{"$f":"IF(A1302<>\"\",($B$4+$B$5)/2+($B$5-$B$4)/2*COS(2*PI()/$B$15*B1302),\"\")","v":""},{"$f":"IF(A1302<>\"\",E1302*COS(2*PI()/$B$7*B1302),\"\")","v":""},{"$error":"#VALUE!"},{"$error":"#VALUE!"}]
["","","","","","",{"$error":"#VALUE!"},{"$error":"#VALUE!"}]
["","","","","","",{"$error":"#VALUE!"},{"$error":"#VALUE!"}]
["","","","","","",{"$error":"#VALUE!"},{"$error":"#VALUE!"}]
["","","","","","",{"$error":"#VALUE!"},{"$error":"#VALUE!"}]
["","","","","","",{"$error":"#VALUE!"},{"$error":"#VALUE!"}]
["","","","","","",{"$error":"#VALUE!"},{"$error":"#VALUE!"}]
["","","","","","",{"$error":"#VALUE!"},{"$error":"#VALUE!"}]
["","","","","","",{"$error":"#VALUE!"},{"$error":"#VALUE!"}]
["","","","","","",{"$error":"#VALUE!"},{"$error":"#VALUE!"}]
["","","","","","",{"$error":"#VALUE!"},{"$error":"#VALUE!"}]
["","","","","","",{"$error":"#VALUE!"},{"$error":"#VALUE!"}]
["","","","","","",{"$error":"#VALUE!"},{"$error":"#VALUE!"}]
["","","","","","",{"$error":"#VALUE!"},{"$error":"#VALUE!"}]
["","","","","","",{"$error":"#VALUE!"},{"$error":"#VALUE!"}]
["","","","","","",{"$error":"#VALUE!"},{"$error":"#VALUE!"}]
["","","","","","",{"$error":"#VALUE!"},{"$error":"#VALUE!"}]
["","","","","","",{"$error":"#VALUE!"},{"$error":"#VALUE!"}]
["","","","","","",{"$error":"#VALUE!"},{"$error":"#VALUE!"}]
["","","","","","",{"$error":"#VALUE!"},{"$error":"#VALUE!"}]
["","","","","","",{"$error":"#VALUE!"},{"$error":"#VALUE!"}]
["","","","","","",{"$error":"#VALUE!"},{"$error":"#VALUE!"}]
["","","","","","",{"$error":"#VALUE!"},{"$error":"#VALUE!"}]
["","","","","","",{"$error":"#VALUE!"},{"$error":"#VALUE!"}]
["","","","","","",{"$error":"#VALUE!"},{"$error":"#VALUE!"}]
["","","","","","",{"$error":"#VALUE!"},{"$error":"#VALUE!"}]
["","","","","","",{"$error":"#VALUE!"},{"$error":"#VALUE!"}]
["","","","","","",{"$error":"#VALUE!"},{"$error":"#VALUE!"}]
["","","","","","",{"$error":"#VALUE!"},{"$error":"#VALUE!"}]
["","","","","","",{"$error":"#VALUE!"},{"$error":"#VALUE!"}]
["","","","","","",{"$error":"#VALUE!"},{"$error":"#VALUE!"}]
["","","","","","",{"$error":"#VALUE!"},{"$error":"#VALUE!"}]
["","","","","","",{"$error":"#VALUE!"},{"$error":"#VALUE!"}]
["","","","","","",{"$error":"#VALUE!"},{"$error":"#VALUE!"}]
["","","","","","",{"$error":"#VALUE!"},{"$error":"#VALUE!"}]
["","","","","","",{"$error":"#VALUE!"},{"$error":"#VALUE!"}]
["","","","","","",{"$error":"#VALUE!"},{"$error":"#VALUE!"}]
["","","","","","",{"$error":"#VALUE!"},{"$error":"#VALUE!"}]
["","","","","","",{"$error":"#VALUE!"},{"$error":"#VALUE!"}]
["","","","","","",{"$error":"#VALUE!"},{"$error":"#VALUE!"}]
["","","","","","",{"$error":"#VALUE!"},{"$error":"#VALUE!"}]
["","","","","","",{"$error":"#VALUE!"},{"$error":"#VALUE!"}]
["","","","","","",{"$error":"#VALUE!"},{"$error":"#VALUE!"}]
["","","","","","",{"$error":"#VALUE!"},{"$error":"#VALUE!"}]
["","","","","","",{"$error":"#VALUE!"},{"$error":"#VALUE!"}]
["","","","","","",{"$error":"#VALUE!"},{"$error":"#VALUE!"}]
["","","","","","",{"$error":"#VALUE!"},{"$error":"#VALUE!"}]
["","","","","","",{"$error":"#VALUE!"},{"$error":"#VALUE!"}]
["","","","","","",{"$error":"#VALUE!"},{"$error":"#VALUE!"}]
["","","","","","",{"$error":"#VALUE!"},{"$error":"#VALUE!"}]
["","","","","","",{"$error":"#VALUE!"},{"$error":"#VALUE!"}]
["","","","","","",{"$error":"#VALUE!"},{"$error":"#VALUE!"}]
["","","","","","",{"$error":"#VALUE!"},{"$error":"#VALUE!"}]
["","","","","","",{"$error":"#VALUE!"},{"$error":"#VALUE!"}]
["","","","","","",{"$error":"#VALUE!"},{"$error":"#VALUE!"}]
["","","","","","",{"$error":"#VALUE!"},{"$error":"#VALUE!"}]
["","","","","","",{"$error":"#VALUE!"},{"$error":"#VALUE!"}]
["","","","","","",{"$error":"#VALUE!"},{"$error":"#VALUE!"}]
["","","","","","",{"$error":"#VALUE!"},{"$error":"#VALUE!"}]
["","","","","","",{"$error":"#VALUE!"},{"$error":"#VALUE!"}]
["","","","","","",{"$error":"#VALUE!"},{"$error":"#VALUE!"}]
["","","","","","",{"$error":"#VALUE!"},{"$error":"#VALUE!"}]
["","","","","","",{"$error":"#VALUE!"},{"$error":"#VALUE!"}]
["","","",{"$f":"IF(A1365<>\"\",MOD(B1365,24)/24,\"\")","v":""},"","",{"$f":"ABS(0.5*1.025*1*(F1365^3))","v":{"$error":"#VALUE!"}},{"$f":"G1365*$B$13","v":{"$error":"#VALUE!"}}]
[{"$f":"IF(IF(A1365<>\"\",A1365+1<=$B$16,0),A1365+1,\"\")","v":""},{"$f":"IF(A1366<>\"\",A1366*$B$13,\"\")","v":""},{"$f":"IF(A1366<>\"\",ROUNDDOWN(A1366*$B$13/24,0),\"\")","v":""},"",{"$f":"IF(A1366<>\"\",($B$4+$B$5)/2+($B$5-$B$4)/2*COS(2*PI()/$B$15*B1366),\"\")","v":""},{"$f":"IF(A1366<>\"\",E1366*COS(2*PI()/$B$7*B1366),\"\")","v":""},{"$error":"#VALUE!"},{"$error":"#VALUE!"}]
["","","","","","",{"$error":"#VALUE!"},{"$error":"#VALUE!"}]
["","","","","","",{"$error":"#VALUE!"},{"$error":"#VALUE!"}]
["","","","","","",{"$error":"#VALUE!"},{"$error":"#VALUE!"}]
["","","","","","",{"$error":"#VALUE!"},{"$error":"#VALUE!"}]
["","","","","","",{"$error":"#VALUE!"},{"$error":"#VALUE!"}]
["","","","","","",{"$error":"#VALUE!"},{"$error":"#VALUE!"}]
["","","","","","",{"$error":"#VALUE!"},{"$error":"#VALUE!"}]
["","","","","","",{"$error":"#VALUE!"},{"$error":"#VALUE!"}]
["","","","","","",{"$error":"#VALUE!"},{"$error":"#VALUE!"}]
["","","","","","",{"$error":"#VALUE!"},{"$error":"#VALUE!"}]
["","","","","","",{"$error":"#VALUE!"},{"$error":"#VALUE!"}]
["","","","","","",{"$error":"#VALUE!"},{"$error":"#VALUE!"}]
["","","","","","",{"$error":"#VALUE!"},{"$error":"#VALUE!"}]
["","","","","","",{"$error":"#VALUE!"},{"$error":"#VALUE!"}]
["","","","","","",{"$error":"#VALUE!"},{"$error":"#VALUE!"}]
["","","","","","",{"$error":"#VALUE!"},{"$error":"#VALUE!"}]
["","","","","","",{"$error":"#VALUE!"},{"$error":"#VALUE!"}]
["","","","","","",{"$error":"#VALUE!"},{"$error":"#VALUE!"}]
["","","","","","",{"$error":"#VALUE!"},{"$error":"#VALUE!"}]
["","","","","","",{"$error":"#VALUE!"},{"$error":"#VALUE!"}]
["","","","","","",{"$error":"#VALUE!"},{"$error":"#VALUE!"}]
["","","","","","",{"$error":"#VALUE!"},{"$error":"#VALUE!"}]
["","","","","","",{"$error":"#VALUE!"},{"$error":"#VALUE!"}]
["","","","","","",{"$error":"#VALUE!"},{"$error":"#VALUE!"}]
["","","","","","",{"$error":"#VALUE!"},{"$error":"#VALUE!"}]
["","","","","","",{"$error":"#VALUE!"},{"$error":"#VALUE!"}]
["","","","","","",{"$error":"#VALUE!"},{"$error":"#VALUE!"}]
["","","","","","",{"$error":"#VALUE!"},{"$error":"#VALUE!"}]
["","","","","","",{"$error":"#VALUE!"},{"$error":"#VALUE!"}]
["","","","","","",{"$error":"#VALUE!"},{"$error":"#VALUE!"}]
["","","","","","",{"$error":"#VALUE!"},{"$error":"#VALUE!"}]
["","","","","","",{"$error":"#VALUE!"},{"$error":"#VALUE!"}]
["","","","","","",{"$error":"#VALUE!"},{"$error":"#VALUE!"}]
["","","","","","",{"$error":"#VALUE!"},{"$error":"#VALUE!"}]
["","","","","","",{"$error":"#VALUE!"},{"$error":"#VALUE!"}]
["","","","","","",{"$error":"#VALUE!"},{"$error":"#VALUE!"}]
["","","","","","",{"$error":"#VALUE!"},{"$error":"#VALUE!"}]
["","","","","","",{"$error":"#VALUE!"},{"$error":"#VALUE!"}]
["","","","","","",{"$error":"#VALUE!"},{"$error":"#VALUE!"}]
["","","","","","",{"$error":"#VALUE!"},{"$error":"#VALUE!"}]
["","","","","","",{"$error":"#VALUE!"},{"$error":"#VALUE!"}]
["","","","","","",{"$error":"#VALUE!"},{"$error":"#VALUE!"}]
["","","","","","",{"$error":"#VALUE!"},{"$error":"#VALUE!"}]
["","","","","","",{"$error":"#VALUE!"},{"$error":"#VALUE!"}]
["","","","","","",{"$error":"#VALUE!"},{"$error":"#VALUE!"}]
["","","","","","",{"$error":"#VALUE!"},{"$error":"#VALUE!"}]
["","","","","","",{"$error":"#VALUE!"},{"$error":"#VALUE!"}]
["","","","","","",{"$error":"#VALUE!"},{"$error":"#VALUE!"}]
["","","","","","",{"$error":"#VALUE!"},{"$error":"#VALUE!"}]
["","","","","","",{"$error":"#VALUE!"},{"$error":"#VALUE!"}]
["","","","","","",{"$error":"#VALUE!"},{"$error":"#VALUE!"}]
["","","","","","",{"$error":"#VALUE!"},{"$error":"#VALUE!"}]
["","","","","","",{"$error":"#VALUE!"},{"$error":"#VALUE!"}]
["","","","","","",{"$error":"#VALUE!"},{"$error":"#VALUE!"}]
["","","","","","",{"$error":"#VALUE!"},{"$error":"#VALUE!"}]
["","","","","","",{"$error":"#VALUE!"},{"$error":"#VALUE!"}]
["","","","","","",{"$error":"#VALUE!"},{"$error":"#VALUE!"}]
["","","","","","",{"$error":"#VALUE!"},{"$error":"#VALUE!"}]
["","","","","","",{"$error":"#VALUE!"},{"$error":"#VALUE!"}]
["","","","","","",{"$error":"#VALUE!"},{"$error":"#VALUE!"}]
["","","","","","",{"$error":"#VALUE!"},{"$error":"#VALUE!"}]
["","","","","","",{"$error":"#VALUE!"},{"$error":"#VALUE!"}]
["","","",{"$f":"IF(A1429<>\"\",MOD(B1429,24)/24,\"\")","v":""},"","",{"$f":"ABS(0.5*1.025*1*(F1429^3))","v":{"$error":"#VALUE!"}},{"$f":"G1429*$B$13","v":{"$error":"#VALUE!"}}]
[{"$f":"IF(IF(A1429<>\"\",A1429+1<=$B$16,0),A1429+1,\"\")","v":""},{"$f":"IF(A1430<>\"\",A1430*$B$13,\"\")","v":""},{"$f":"IF(A1430<>\"\",ROUNDDOWN(A1430*$B$13/24,0),\"\")","v":""},"",{"$f":"IF(A1430<>\"\",($B$4+$B$5)/2+($B$5-$B$4)/2*COS(2*PI()/$B$15*B1430),\"\")","v":""},{"$f":"IF(A1430<>\"\",E1430*COS(2*PI()/$B$7*B1430),\"\")","v":""},{"$error":"#VALUE!"},{"$error":"#VALUE!"}]
["","","","","","",{"$error":"#VALUE!"},{"$error":"#VALUE!"}]
["","","","","","",{"$error":"#VALUE!"},{"$error":"#VALUE!"}]
["","","","","","",{"$error":"#VALUE!"},{"$error":"#VALUE!"}]
["","","","","","",{"$error":"#VALUE!"},{"$error":"#VALUE!"}]
["","","","","","",{"$error":"#VALUE!"},{"$error":"#VALUE!"}]
["","","","","","",{"$error":"#VALUE!"},{"$error":"#VALUE!"}]
["","","","","","",{"$error":"#VALUE!"},{"$error":"#VALUE!"}]
["","","","","","",{"$error":"#VALUE!"},{"$error":"#VALUE!"}]
["","","","","","",{"$error":"#VALUE!"},{"$error":"#VALUE!"}]
["","","","","","",{"$error":"#VALUE!"},{"$error":"#VALUE!"}]
["","","","","","",{"$error":"#VALUE!"},{"$error":"#VALUE!"}]
["","","","","","",{"$error":"#VALUE!"},{"$error":"#VALUE!"}]
["","","","","","",{"$error":"#VALUE!"},{"$error":"#VALUE!"}]
["","","","","","",{"$error":"#VALUE!"},{"$error":"#VALUE!"}]
["","","","","","",{"$error":"#VALUE!"},{"$error":"#VALUE!"}]
["","","","","","",{"$error":"#VALUE!"},{"$error":"#VALUE!"}]
["","","","","","",{"$error":"#VALUE!"},{"$error":"#VALUE!"}]
["","","","","","",{"$error":"#VALUE!"},{"$error":"#VALUE!"}]
["","","","","","",{"$error":"#VALUE!"},{"$error":"#VALUE!"}]
["","","","","","",{"$error":"#VALUE!"},{"$error":"#VALUE!"}]
["","","","","","",{"$error":"#VALUE!"},{"$error":"#VALUE!"}]
["","","","","","",{"$error":"#VALUE!"},{"$error":"#VALUE!"}]
["","","","","","",{"$error":"#VALUE!"},{"$error":"#VALUE!"}]
["","","","","","",{"$error":"#VALUE!"},{"$error":"#VALUE!"}]
["","","","","","",{"$error":"#VALUE!"},{"$error":"#VALUE!"}]
["","","","","","",{"$error":"#VALUE!"},{"$error":"#VALUE!"}]
["","","","","","",{"$error":"#VALUE!"},{"$error":"#VALUE!"}]
["","","","","","",{"$error":"#VALUE!"},{"$error":"#VALUE!"}]
["","","","","","",{"$error":"#VALUE!"},{"$error":"#VALUE!"}]
["","","","","","",{"$error":"#VALUE!"},{"$error":"#VALUE!"}]
["","","","","","",{"$error":"#VALUE!"},{"$error":"#VALUE!"}]
["","","","","","",{"$error":"#VALUE!"},{"$error":"#VALUE!"}]
["","","","","","",{"$error":"#VALUE!"},{"$error":"#VALUE!"}]
["","","","","","",{"$error":"#VALUE!"},{"$error":"#VALUE!"}]
["","","","","","",{"$error":"#VALUE!"},{"$error":"#VALUE!"}]
["","","","","","",{"$error":"#VALUE!"},{"$error":"#VALUE!"}]
["","","","","","",{"$error":"#VALUE!"},{"$error":"#VALUE!"}]
["","","","","","",{"$error":"#VALUE!"},{"$error":"#VALUE!"}]
["","","","","","",{"$error":"#VALUE!"},{"$error":"#VALUE!"}]
["","","","","","",{"$error":"#VALUE!"},{"$error":"#VALUE!"}]
["","","","","","",{"$error":"#VALUE!"},{"$error":"#VALUE!"}]
["","","","","","",{"$error":"#VALUE!"},{"$error":"#VALUE!"}]
["","","","","","",{"$error":"#VALUE!"},{"$error":"#VALUE!"}]
["","","","","","",{"$error":"#VALUE!"},{"$error":"#VALUE!"}]
["","","","","","",{"$error":"#VALUE!"},{"$error":"#VALUE!"}]
["","","","","","",{"$error":"#VALUE!"},{"$error":"#VALUE!"}]
["","","","","","",{"$error":"#VALUE!"},{"$error":"#VALUE!"}]
["","","","","","",{"$error":"#VALUE!"},{"$error":"#VALUE!"}]
["","","","","","",{"$error":"#VALUE!"},{"$error":"#VALUE!"}]
["","","","","","",{"$error":"#VALUE!"},{"$error":"#VALUE!"}]
["","","","","","",{"$error":"#VALUE!"},{"$error":"#VALUE!"}]
["","","","","","",{"$error":"#VALUE!"},{"$error":"#VALUE!"}]
["","","","","","",{"$error":"#VALUE!"},{"$error":"#VALUE!"}]
["","","","","","",{"$error":"#VALUE!"},{"$error":"#VALUE!"}]
["","","","","","",{"$error":"#VALUE!"},{"$error":"#VALUE!"}]
["","","","","","",{"$error":"#VALUE!"},{"$error":"#VALUE!"}]
["","","","","","",{"$error":"#VALUE!"},{"$error":"#VALUE!"}]
["","","","","","",{"$error":"#VALUE!"},{"$error":"#VALUE!"}]
["","","","","","",{"$error":"#VALUE!"},{"$error":"#VALUE!"}]
["","","","","","",{"$error":"#VALUE!"},{"$error":"#VALUE!"}]
["","","","","","",{"$error":"#VALUE!"},{"$error":"#VALUE!"}]
["","","","","","",{"$error":"#VALUE!"},{"$error":"#VALUE!"}]
["","","",{"$f":"IF(A1493<>\"\",MOD(B1493,24)/24,\"\")","v":""},"","",{"$f":"ABS(0.5*1.025*1*(F1493^3))","v":{"$error":"#VALUE!"}},{"$f":"G1493*$B$13","v":{"$error":"#VALUE!"}}]
[{"$f":"IF(IF(A1493<>\"\",A1493+1<=$B$16,0),A1493+1,\"\")","v":""},{"$f":"IF(A1494<>\"\",A1494*$B$13,\"\")","v":""},{"$f":"IF(A1494<>\"\",ROUNDDOWN(A1494*$B$13/24,0),\"\")","v":""},"",{"$f":"IF(A1494<>\"\",($B$4+$B$5)/2+($B$5-$B$4)/2*COS(2*PI()/$B$15*B1494),\"\")","v":""},{"$f":"IF(A1494<>\"\",E1494*COS(2*PI()/$B$7*B1494),\"\")","v":""},{"$error":"#VALUE!"},{"$error":"#VALUE!"}]
["","","","","","",{"$error":"#VALUE!"},{"$error":"#VALUE!"}]
["","","","","","",{"$error":"#VALUE!"},{"$error":"#VALUE!"}]
["","","","","","",{"$error":"#VALUE!"},{"$error":"#VALUE!"}]
["","","","","","",{"$error":"#VALUE!"},{"$error":"#VALUE!"}]
["","","","","","",{"$error":"#VALUE!"},{"$error":"#VALUE!"}]
["","","","","","",{"$error":"#VALUE!"},{"$error":"#VALUE!"}]
["","","","","","",{"$error":"#VALUE!"},{"$error":"#VALUE!"}]
["","","","","","",{"$error":"#VALUE!"},{"$error":"#VALUE!"}]
["","","","","","",{"$error":"#VALUE!"},{"$error":"#VALUE!"}]
["","","","","","",{"$error":"#VALUE!"},{"$error":"#VALUE!"}]
["","","","","","",{"$error":"#VALUE!"},{"$error":"#VALUE!"}]
["","","","","","",{"$error":"#VALUE!"},{"$error":"#VALUE!"}]
["","","","","","",{"$error":"#VALUE!"},{"$error":"#VALUE!"}]
["","","","","","",{"$error":"#VALUE!"},{"$error":"#VALUE!"}]
["","","","","","",{"$error":"#VALUE!"},{"$error":"#VALUE!"}]
["","","","","","",{"$error":"#VALUE!"},{"$error":"#VALUE!"}]
["","","","","","",{"$error":"#VALUE!"},{"$error":"#VALUE!"}]
["","","","","","",{"$error":"#VALUE!"},{"$error":"#VALUE!"}]
["","","","","","",{"$error":"#VALUE!"},{"$error":"#VALUE!"}]
["","","","","","",{"$error":"#VALUE!"},{"$error":"#VALUE!"}]
["","","","","","",{"$error":"#VALUE!"},{"$error":"#VALUE!"}]
["","","","","","",{"$error":"#VALUE!"},{"$error":"#VALUE!"}]
["","","","","","",{"$error":"#VALUE!"},{"$error":"#VALUE!"}]
["","","","","","",{"$error":"#VALUE!"},{"$error":"#VALUE!"}]
["","","","","","",{"$error":"#VALUE!"},{"$error":"#VALUE!"}]
["","","","","","",{"$error":"#VALUE!"},{"$error":"#VALUE!"}]
["","","","","","",{"$error":"#VALUE!"},{"$error":"#VALUE!"}]
["","","","","","",{"$error":"#VALUE!"},{"$error":"#VALUE!"}]
["","","","","","",{"$error":"#VALUE!"},{"$error":"#VALUE!"}]
["","","","","","",{"$error":"#VALUE!"},{"$error":"#VALUE!"}]
["","","","","","",{"$error":"#VALUE!"},{"$error":"#VALUE!"}]
["","","","","","",{"$error":"#VALUE!"},{"$error":"#VALUE!"}]
["","","","","","",{"$error":"#VALUE!"},{"$error":"#VALUE!"}]
["","","","","","",{"$error":"#VALUE!"},{"$error":"#VALUE!"}]
["","","","","","",{"$error":"#VALUE!"},{"$error":"#VALUE!"}]
["","","","","","",{"$error":"#VALUE!"},{"$error":"#VALUE!"}]
["","","","","","",{"$error":"#VALUE!"},{"$error":"#VALUE!"}]
["","","","","","",{"$error":"#VALUE!"},{"$error":"#VALUE!"}]
["","","","","","",{"$error":"#VALUE!"},{"$error":"#VALUE!"}]
["","","","","","",{"$error":"#VALUE!"},{"$error":"#VALUE!"}]
["","","","","","",{"$error":"#VALUE!"},{"$error":"#VALUE!"}]
["","","","","","",{"$error":"#VALUE!"},{"$error":"#VALUE!"}]
["","","","","","",{"$error":"#VALUE!"},{"$error":"#VALUE!"}]
["","","","","","",{"$error":"#VALUE!"},{"$error":"#VALUE!"}]
["","","","","","",{"$error":"#VALUE!"},{"$error":"#VALUE!"}]
["","","","","","",{"$error":"#VALUE!"},{"$error":"#VALUE!"}]
["","","","","","",{"$error":"#VALUE!"},{"$error":"#VALUE!"}]
["","","","","","",{"$error":"#VALUE!"},{"$error":"#VALUE!"}]
["","","","","","",{"$error":"#VALUE!"},{"$error":"#VALUE!"}]
["","","","","","",{"$error":"#VALUE!"},{"$error":"#VALUE!"}]
["","","","","","",{"$error":"#VALUE!"},{"$error":"#VALUE!"}]
["","","","","","",{"$error":"#VALUE!"},{"$error":"#VALUE!"}]
["","","","","","",{"$error":"#VALUE!"},{"$error":"#VALUE!"}]
["","","","","","",{"$error":"#VALUE!"},{"$error":"#VALUE!"}]
["","","","","","",{"$error":"#VALUE!"},{"$error":"#VALUE!"}]
["","","","","","",{"$error":"#VALUE!"},{"$error":"#VALUE!"}]
["","","","","","",{"$error":"#VALUE!"},{"$error":"#VALUE!"}]
["","","","","","",{"$error":"#VALUE!"},{"$error":"#VALUE!"}]
["","","","","","",{"$error":"#VALUE!"},{"$error":"#VALUE!"}]
["","","","","","",{"$error":"#VALUE!"},{"$error":"#VALUE!"}]
["","","","","","",{"$error":"#VALUE!"},{"$error":"#VALUE!"}]
["","","","","","",{"$error":"#VALUE!"},{"$error":"#VALUE!"}]
["","","",{"$f":"IF(A1557<>\"\",MOD(B1557,24)/24,\"\")","v":""},"","",{"$f":"ABS(0.5*1.025*1*(F1557^3))","v":{"$error":"#VALUE!"}},{"$f":"G1557*$B$13","v":{"$error":"#VALUE!"}}]
[{"$f":"IF(IF(A1557<>\"\",A1557+1<=$B$16,0),A1557+1,\"\")","v":""},{"$f":"IF(A1558<>\"\",A1558*$B$13,\"\")","v":""},{"$f":"IF(A1558<>\"\",ROUNDDOWN(A1558*$B$13/24,0),\"\")","v":""},"",{"$f":"IF(A1558<>\"\",($B$4+$B$5)/2+($B$5-$B$4)/2*COS(2*PI()/$B$15*B1558),\"\")","v":""},{"$f":"IF(A1558<>\"\",E1558*COS(2*PI()/$B$7*B1558),\"\")","v":""},{"$error":"#VALUE!"},{"$error":"#VALUE!"}]
["","","","","","",{"$error":"#VALUE!"},{"$error":"#VALUE!"}]
["","","","","","",{"$error":"#VALUE!"},{"$error":"#VALUE!"}]
["","","","","","",{"$error":"#VALUE!"},{"$error":"#VALUE!"}]
["","","","","","",{"$error":"#VALUE!"},{"$error":"#VALUE!"}]
["","","","","","",{"$error":"#VALUE!"},{"$error":"#VALUE!"}]
["","","","","","",{"$error":"#VALUE!"},{"$error":"#VALUE!"}]
["","","","","","",{"$error":"#VALUE!"},{"$error":"#VALUE!"}]
["","","","","","",{"$error":"#VALUE!"},{"$error":"#VALUE!"}]
["","","","","","",{"$error":"#VALUE!"},{"$error":"#VALUE!"}]
["","","","","","",{"$error":"#VALUE!"},{"$error":"#VALUE!"}]
["","","","","","",{"$error":"#VALUE!"},{"$error":"#VALUE!"}]
["","","","","","",{"$error":"#VALUE!"},{"$error":"#VALUE!"}]
["","","","","","",{"$error":"#VALUE!"},{"$error":"#VALUE!"}]
["","","","","","",{"$error":"#VALUE!"},{"$error":"#VALUE!"}]
["","","","","","",{"$error":"#VALUE!"},{"$error":"#VALUE!"}]
["","","","","","",{"$error":"#VALUE!"},{"$error":"#VALUE!"}]
["","","","","","",{"$error":"#VALUE!"},{"$error":"#VALUE!"}]
["","","","","","",{"$error":"#VALUE!"},{"$error":"#VALUE!"}]
["","","","","","",{"$error":"#VALUE!"},{"$error":"#VALUE!"}]
["","","","","","",{"$error":"#VALUE!"},{"$error":"#VALUE!"}]
["","","","","","",{"$error":"#VALUE!"},{"$error":"#VALUE!"}]
["","","","","","",{"$error":"#VALUE!"},{"$error":"#VALUE!"}]
["","","","","","",{"$error":"#VALUE!"},{"$error":"#VALUE!"}]
["","","","","","",{"$error":"#VALUE!"},{"$error":"#VALUE!"}]
["","","","","","",{"$error":"#VALUE!"},{"$error":"#VALUE!"}]
["","","","","","",{"$error":"#VALUE!"},{"$error":"#VALUE!"}]
["","","","","","",{"$error":"#VALUE!"},{"$error":"#VALUE!"}]
["","","","","","",{"$error":"#VALUE!"},{"$error":"#VALUE!"}]
["","","","","","",{"$error":"#VALUE!"},{"$error":"#VALUE!"}]
["","","","","","",{"$error":"#VALUE!"},{"$error":"#VALUE!"}]
["","","","","","",{"$error":"#VALUE!"},{"$error":"#VALUE!"}]
["","","","","","",{"$error":"#VALUE!"},{"$error":"#VALUE!"}]
["","","","","","",{"$error":"#VALUE!"},{"$error":"#VALUE!"}]
["","","","","","",{"$error":"#VALUE!"},{"$error":"#VALUE!"}]
["","","","","","",{"$error":"#VALUE!"},{"$error":"#VALUE!"}]
["","","","","","",{"$error":"#VALUE!"},{"$error":"#VALUE!"}]
["","","","","","",{"$error":"#VALUE!"},{"$error":"#VALUE!"}]
["","","","","","",{"$error":"#VALUE!"},{"$error":"#VALUE!"}]
["","","","","","",{"$error":"#VALUE!"},{"$error":"#VALUE!"}]
["","","","","","",{"$error":"#VALUE!"},{"$error":"#VALUE!"}]
["","","","","","",{"$error":"#VALUE!"},{"$error":"#VALUE!"}]
["","","","","","",{"$error":"#VALUE!"},{"$error":"#VALUE!"}]
["","","","","","",{"$error":"#VALUE!"},{"$error":"#VALUE!"}]
["","","","","","",{"$error":"#VALUE!"},{"$error":"#VALUE!"}]
["","","","","","",{"$error":"#VALUE!"},{"$error":"#VALUE!"}]
["","","","","","",{"$error":"#VALUE!"},{"$error":"#VALUE!"}]
["","","","","","",{"$error":"#VALUE!"},{"$error":"#VALUE!"}]
["","","","","","",{"$error":"#VALUE!"},{"$error":"#VALUE!"}]
["","","","","","",{"$error":"#VALUE!"},{"$error":"#VALUE!"}]
["","","","","","",{"$error":"#VALUE!"},{"$error":"#VALUE!"}]
["","","","","","",{"$error":"#VALUE!"},{"$error":"#VALUE!"}]
["","","","","","",{"$error":"#VALUE!"},{"$error":"#VALUE!"}]
["","","","","","",{"$error":"#VALUE!"},{"$error":"#VALUE!"}]
["","","","","","",{"$error":"#VALUE!"},{"$error":"#VALUE!"}]
["","","","","","",{"$error":"#VALUE!"},{"$error":"#VALUE!"}]
["","","","","","",{"$error":"#VALUE!"},{"$error":"#VALUE!"}]
["","","","","","",{"$error":"#VALUE!"},{"$error":"#VALUE!"}]
["","","","","","",{"$error":"#VALUE!"},{"$error":"#VALUE!"}]
["","","","","","",{"$error":"#VALUE!"},{"$error":"#VALUE!"}]
["","","","","","",{"$error":"#VALUE!"},{"$error":"#VALUE!"}]
["","","","","","",{"$error":"#VALUE!"},{"$error":"#VALUE!"}]
["","","","","","",{"$error":"#VALUE!"},{"$error":"#VALUE!"}]
["","","",{"$f":"IF(A1621<>\"\",MOD(B1621,24)/24,\"\")","v":""},"","",{"$f":"ABS(0.5*1.025*1*(F1621^3))","v":{"$error":"#VALUE!"}},{"$f":"G1621*$B$13","v":{"$error":"#VALUE!"}}]
[{"$f":"IF(IF(A1621<>\"\",A1621+1<=$B$16,0),A1621+1,\"\")","v":""},{"$f":"IF(A1622<>\"\",A1622*$B$13,\"\")","v":""},{"$f":"IF(A1622<>\"\",ROUNDDOWN(A1622*$B$13/24,0),\"\")","v":""},"",{"$f":"IF(A1622<>\"\",($B$4+$B$5)/2+($B$5-$B$4)/2*COS(2*PI()/$B$15*B1622),\"\")","v":""},{"$f":"IF(A1622<>\"\",E1622*COS(2*PI()/$B$7*B1622),\"\")","v":""},{"$error":"#VALUE!"},{"$error":"#VALUE!"}]
["","","","","","",{"$error":"#VALUE!"},{"$error":"#VALUE!"}]
["","","","","","",{"$error":"#VALUE!"},{"$error":"#VALUE!"}]
["","","","","","",{"$error":"#VALUE!"},{"$error":"#VALUE!"}]
["","","","","","",{"$error":"#VALUE!"},{"$error":"#VALUE!"}]
["","","","","","",{"$error":"#VALUE!"},{"$error":"#VALUE!"}]
["","","","","","",{"$error":"#VALUE!"},{"$error":"#VALUE!"}]
["","","","","","",{"$error":"#VALUE!"},{"$error":"#VALUE!"}]
["","","","","","",{"$error":"#VALUE!"},{"$error":"#VALUE!"}]
["","","","","","",{"$error":"#VALUE!"},{"$error":"#VALUE!"}]
["","","","","","",{"$error":"#VALUE!"},{"$error":"#VALUE!"}]
["","","","","","",{"$error":"#VALUE!"},{"$error":"#VALUE!"}]
["","","","","","",{"$error":"#VALUE!"},{"$error":"#VALUE!"}]
["","","","","","",{"$error":"#VALUE!"},{"$error":"#VALUE!"}]
["","","","","","",{"$error":"#VALUE!"},{"$error":"#VALUE!"}]
["","","","","","",{"$error":"#VALUE!"},{"$error":"#VALUE!"}]
["","","","","","",{"$error":"#VALUE!"},{"$error":"#VALUE!"}]
["","","","","","",{"$error":"#VALUE!"},{"$error":"#VALUE!"}]
["","","","","","",{"$error":"#VALUE!"},{"$error":"#VALUE!"}]
["","","","","","",{"$error":"#VALUE!"},{"$error":"#VALUE!"}]
["","","","","","",{"$error":"#VALUE!"},{"$error":"#VALUE!"}]
["","","","","","",{"$error":"#VALUE!"},{"$error":"#VALUE!"}]
["","","","","","",{"$error":"#VALUE!"},{"$error":"#VALUE!"}]
["","","","","","",{"$error":"#VALUE!"},{"$error":"#VALUE!"}]
["","","","","","",{"$error":"#VALUE!"},{"$error":"#VALUE!"}]
["","","","","","",{"$error":"#VALUE!"},{"$error":"#VALUE!"}]
["","","","","","",{"$error":"#VALUE!"},{"$error":"#VALUE!"}]
["","","","","","",{"$error":"#VALUE!"},{"$error":"#VALUE!"}]
["","","","","","",{"$error":"#VALUE!"},{"$error":"#VALUE!"}]
["","","","","","",{"$error":"#VALUE!"},{"$error":"#VALUE!"}]
["","","","","","",{"$error":"#VALUE!"},{"$error":"#VALUE!"}]
["","","","","","",{"$error":"#VALUE!"},{"$error":"#VALUE!"}]
["","","","","","",{"$error":"#VALUE!"},{"$error":"#VALUE!"}]
["","","","","","",{"$error":"#VALUE!"},{"$error":"#VALUE!"}]
["","","","","","",{"$error":"#VALUE!"},{"$error":"#VALUE!"}]
["","","","","","",{"$error":"#VALUE!"},{"$error":"#VALUE!"}]
["","","","","","",{"$error":"#VALUE!"},{"$error":"#VALUE!"}]
["","","","","","",{"$error":"#VALUE!"},{"$error":"#VALUE!"}]
["","","","","","",{"$error":"#VALUE!"},{"$error":"#VALUE!"}]
["","","","","","",{"$error":"#VALUE!"},{"$error":"#VALUE!"}]
["","","","","","",{"$error":"#VALUE!"},{"$error":"#VALUE!"}]
["","","","","","",{"$error":"#VALUE!"},{"$error":"#VALUE!"}]
["","","","","","",{"$error":"#VALUE!"},{"$error":"#VALUE!"}]
["","","","","","",{"$error":"#VALUE!"},{"$error":"#VALUE!"}]
["","","","","","",{"$error":"#VALUE!"},{"$error":"#VALUE!"}]
["","","","","","",{"$error":"#VALUE!"},{"$error":"#VALUE!"}]
["","","","","","",{"$error":"#VALUE!"},{"$error":"#VALUE!"}]
["","","","","","",{"$error":"#VALUE!"},{"$error":"#VALUE!"}]
["","","","","","",{"$error":"#VALUE!"},{"$error":"#VALUE!"}]
["","","","","","",{"$error":"#VALUE!"},{"$error":"#VALUE!"}]
["","","","","","",{"$error":"#VALUE!"},{"$error":"#VALUE!"}]
["","","","","","",{"$error":"#VALUE!"},{"$error":"#VALUE!"}]
["","","","","","",{"$error":"#VALUE!"},{"$error":"#VALUE!"}]
["","","","","","",{"$error":"#VALUE!"},{"$error":"#VALUE!"}]
["","","","","","",{"$error":"#VALUE!"},{"$error":"#VALUE!"}]
["","","","","","",{"$error":"#VALUE!"},{"$error":"#VALUE!"}]
["","","","","","",{"$error":"#VALUE!"},{"$error":"#VALUE!"}]
["","","","","","",{"$error":"#VALUE!"},{"$error":"#VALUE!"}]
["","","","","","",{"$error":"#VALUE!"},{"$error":"#VALUE!"}]
["","","","","","",{"$error":"#VALUE!"},{"$error":"#VALUE!"}]
["","","","","","",{"$error":"#VALUE!"},{"$error":"#VALUE!"}]
["","","","","","",{"$error":"#VALUE!"},{"$error":"#VALUE!"}]
["","","","","","",{"$error":"#VALUE!"},{"$error":"#VALUE!"}]
["","","",{"$f":"IF(A1685<>\"\",MOD(B1685,24)/24,\"\")","v":""},"","",{"$f":"ABS(0.5*1.025*1*(F1685^3))","v":{"$error":"#VALUE!"}},{"$f":"G1685*$B$13","v":{"$error":"#VALUE!"}}]
[{"$f":"IF(IF(A1685<>\"\",A1685+1<=$B$16,0),A1685+1,\"\")","v":""},{"$f":"IF(A1686<>\"\",A1686*$B$13,\"\")","v":""},{"$f":"IF(A1686<>\"\",ROUNDDOWN(A1686*$B$13/24,0),\"\")","v":""},"",{"$f":"IF(A1686<>\"\",($B$4+$B$5)/2+($B$5-$B$4)/2*COS(2*PI()/$B$15*B1686),\"\")","v":""},{"$f":"IF(A1686<>\"\",E1686*COS(2*PI()/$B$7*B1686),\"\")","v":""},{"$error":"#VALUE!"},{"$error":"#VALUE!"}]
["","","","","","",{"$error":"#VALUE!"},{"$error":"#VALUE!"}]
["","","","","","",{"$error":"#VALUE!"},{"$error":"#VALUE!"}]
["","","","","","",{"$error":"#VALUE!"},{"$error":"#VALUE!"}]
["","","","","","",{"$error":"#VALUE!"},{"$error":"#VALUE!"}]
["","","","","","",{"$error":"#VALUE!"},{"$error":"#VALUE!"}]
["","","","","","",{"$error":"#VALUE!"},{"$error":"#VALUE!"}]
["","","","","","",{"$error":"#VALUE!"},{"$error":"#VALUE!"}]
["","","","","","",{"$error":"#VALUE!"},{"$error":"#VALUE!"}]
["","","","","","",{"$error":"#VALUE!"},{"$error":"#VALUE!"}]
["","","","","","",{"$error":"#VALUE!"},{"$error":"#VALUE!"}]
["","","","","","",{"$error":"#VALUE!"},{"$error":"#VALUE!"}]
["","","","","","",{"$error":"#VALUE!"},{"$error":"#VALUE!"}]
["","","","","","",{"$error":"#VALUE!"},{"$error":"#VALUE!"}]
["","","","","","",{"$error":"#VALUE!"},{"$error":"#VALUE!"}]
["","","","","","",{"$error":"#VALUE!"},{"$error":"#VALUE!"}]
["","","","","","",{"$error":"#VALUE!"},{"$error":"#VALUE!"}]
["","","","","","",{"$error":"#VALUE!"},{"$error":"#VALUE!"}]
["","","","","","",{"$error":"#VALUE!"},{"$error":"#VALUE!"}]
["","","","","","",{"$error":"#VALUE!"},{"$error":"#VALUE!"}]
["","","","","","",{"$error":"#VALUE!"},{"$error":"#VALUE!"}]
["","","","","","",{"$error":"#VALUE!"},{"$error":"#VALUE!"}]
["","","","","","",{"$error":"#VALUE!"},{"$error":"#VALUE!"}]
["","","","","","",{"$error":"#VALUE!"},{"$error":"#VALUE!"}]
["","","","","","",{"$error":"#VALUE!"},{"$error":"#VALUE!"}]
["","","","","","",{"$error":"#VALUE!"},{"$error":"#VALUE!"}]
["","","","","","",{"$error":"#VALUE!"},{"$error":"#VALUE!"}]
["","","","","","",{"$error":"#VALUE!"},{"$error":"#VALUE!"}]
["","","","","","",{"$error":"#VALUE!"},{"$error":"#VALUE!"}]
["","","","","","",{"$error":"#VALUE!"},{"$error":"#VALUE!"}]
["","","","","","",{"$error":"#VALUE!"},{"$error":"#VALUE!"}]
["","","","","","",{"$error":"#VALUE!"},{"$error":"#VALUE!"}]
["","","","","","",{"$error":"#VALUE!"},{"$error":"#VALUE!"}]
["","","","","","",{"$error":"#VALUE!"},{"$error":"#VALUE!"}]
["","","","","","",{"$error":"#VALUE!"},{"$error":"#VALUE!"}]
["","","","","","",{"$error":"#VALUE!"},{"$error":"#VALUE!"}]
["","","","","","",{"$error":"#VALUE!"},{"$error":"#VALUE!"}]
["","","","","","",{"$error":"#VALUE!"},{"$error":"#VALUE!"}]
["","","","","","",{"$error":"#VALUE!"},{"$error":"#VALUE!"}]
["","","","","","",{"$error":"#VALUE!"},{"$error":"#VALUE!"}]
["","","","","","",{"$error":"#VALUE!"},{"$error":"#VALUE!"}]
["","","","","","",{"$error":"#VALUE!"},{"$error":"#VALUE!"}]
["","","","","","",{"$error":"#VALUE!"},{"$error":"#VALUE!"}]
["","","","","","",{"$error":"#VALUE!"},{"$error":"#VALUE!"}]
["","","","","","",{"$error":"#VALUE!"},{"$error":"#VALUE!"}]
["","","","","","",{"$error":"#VALUE!"},{"$error":"#VALUE!"}]
["","","","","","",{"$error":"#VALUE!"},{"$error":"#VALUE!"}]
["","","","","","",{"$error":"#VALUE!"},{"$error":"#VALUE!"}]
["","","","","","",{"$error":"#VALUE!"},{"$error":"#VALUE!"}]
["","","","","","",{"$error":"#VALUE!"},{"$error":"#VALUE!"}]
["","","","","","",{"$error":"#VALUE!"},{"$error":"#VALUE!"}]
["","","","","","",{"$error":"#VALUE!"},{"$error":"#VALUE!"}]
["","","","","","",{"$error":"#VALUE!"},{"$error":"#VALUE!"}]
["","","","","","",{"$error":"#VALUE!"},{"$error":"#VALUE!"}]
["","","","","","",{"$error":"#VALUE!"},{"$error":"#VALUE!"}]
["","","","","","",{"$error":"#VALUE!"},{"$error":"#VALUE!"}]
["","","","","","",{"$error":"#VALUE!"},{"$error":"#VALUE!"}]
["","","","","","",{"$error":"#VALUE!"},{"$error":"#VALUE!"}]
["","","","","","",{"$error":"#VALUE!"},{"$error":"#VALUE!"}]
["","","","","","",{"$error":"#VALUE!"},{"$error":"#VALUE!"}]
["","","","","","",{"$error":"#VALUE!"},{"$error":"#VALUE!"}]
["","","","","","",{"$error":"#VALUE!"},{"$error":"#VALUE!"}]
["","","","","","",{"$error":"#VALUE!"},{"$error":"#VALUE!"}]
["","","",{"$f":"IF(A1749<>\"\",MOD(B1749,24)/24,\"\")","v":""},"","",{"$f":"ABS(0.5*1.025*1*(F1749^3))","v":{"$error":"#VALUE!"}},{"$f":"G1749*$B$13","v":{"$error":"#VALUE!"}}]
[{"$f":"IF(IF(A1749<>\"\",A1749+1<=$B$16,0),A1749+1,\"\")","v":""},{"$f":"IF(A1750<>\"\",A1750*$B$13,\"\")","v":""},{"$f":"IF(A1750<>\"\",ROUNDDOWN(A1750*$B$13/24,0),\"\")","v":""},"",{"$f":"IF(A1750<>\"\",($B$4+$B$5)/2+($B$5-$B$4)/2*COS(2*PI()/$B$15*B1750),\"\")","v":""},{"$f":"IF(A1750<>\"\",E1750*COS(2*PI()/$B$7*B1750),\"\")","v":""},{"$error":"#VALUE!"},{"$error":"#VALUE!"}]
["","","","","","",{"$error":"#VALUE!"},{"$error":"#VALUE!"}]
["","","","","","",{"$error":"#VALUE!"},{"$error":"#VALUE!"}]
["","","","","","",{"$error":"#VALUE!"},{"$error":"#VALUE!"}]
["","","","","","",{"$error":"#VALUE!"},{"$error":"#VALUE!"}]
["","","","","","",{"$error":"#VALUE!"},{"$error":"#VALUE!"}]
["","","","","","",{"$error":"#VALUE!"},{"$error":"#VALUE!"}]
["","","","","","",{"$error":"#VALUE!"},{"$error":"#VALUE!"}]
["","","","","","",{"$error":"#VALUE!"},{"$error":"#VALUE!"}]
["","","","","","",{"$error":"#VALUE!"},{"$error":"#VALUE!"}]
["","","","","","",{"$error":"#VALUE!"},{"$error":"#VALUE!"}]
["","","","","","",{"$error":"#VALUE!"},{"$error":"#VALUE!"}]
["","","","","","",{"$error":"#VALUE!"},{"$error":"#VALUE!"}]
["","","","","","",{"$error":"#VALUE!"},{"$error":"#VALUE!"}]
["","","","","","",{"$error":"#VALUE!"},{"$error":"#VALUE!"}]
["","","","","","",{"$error":"#VALUE!"},{"$error":"#VALUE!"}]
["","","","","","",{"$error":"#VALUE!"},{"$error":"#VALUE!"}]
["","","","","","",{"$error":"#VALUE!"},{"$error":"#VALUE!"}]
["","","","","","",{"$error":"#VALUE!"},{"$error":"#VALUE!"}]
["","","","","","",{"$error":"#VALUE!"},{"$error":"#VALUE!"}]
["","","","","","",{"$error":"#VALUE!"},{"$error":"#VALUE!"}]
["","","","","","",{"$error":"#VALUE!"},{"$error":"#VALUE!"}]
["","","","","","",{"$error":"#VALUE!"},{"$error":"#VALUE!"}]
["","","","","","",{"$error":"#VALUE!"},{"$error":"#VALUE!"}]
["","","","","","",{"$error":"#VALUE!"},{"$error":"#VALUE!"}]
["","","","","","",{"$error":"#VALUE!"},{"$error":"#VALUE!"}]
["","","","","","",{"$error":"#VALUE!"},{"$error":"#VALUE!"}]
["","","","","","",{"$error":"#VALUE!"},{"$error":"#VALUE!"}]
["","","","","","",{"$error":"#VALUE!"},{"$error":"#VALUE!"}]
["","","","","","",{"$error":"#VALUE!"},{"$error":"#VALUE!"}]
["","","","","","",{"$error":"#VALUE!"},{"$error":"#VALUE!"}]
["","","","","","",{"$error":"#VALUE!"},{"$error":"#VALUE!"}]
["","","","","","",{"$error":"#VALUE!"},{"$error":"#VALUE!"}]
["","","","","","",{"$error":"#VALUE!"},{"$error":"#VALUE!"}]
["","","","","","",{"$error":"#VALUE!"},{"$error":"#VALUE!"}]
["","","","","","",{"$error":"#VALUE!"},{"$error":"#VALUE!"}]
["","","","","","",{"$error":"#VALUE!"},{"$error":"#VALUE!"}]
["","","","","","",{"$error":"#VALUE!"},{"$error":"#VALUE!"}]
["","","","","","",{"$error":"#VALUE!"},{"$error":"#VALUE!"}]
["","","","","","",{"$error":"#VALUE!"},{"$error":"#VALUE!"}]
["","","","","","",{"$error":"#VALUE!"},{"$error":"#VALUE!"}]
["","","","","","",{"$error":"#VALUE!"},{"$error":"#VALUE!"}]
["","","","","","",{"$error":"#VALUE!"},{"$error":"#VALUE!"}]
["","","","","","",{"$error":"#VALUE!"},{"$error":"#VALUE!"}]
["","","","","","",{"$error":"#VALUE!"},{"$error":"#VALUE!"}]
["","","","","","",{"$error":"#VALUE!"},{"$error":"#VALUE!"}]
["","","","","","",{"$error":"#VALUE!"},{"$error":"#VALUE!"}]
["","","","","","",{"$error":"#VALUE!"},{"$error":"#VALUE!"}]
["","","","","","",{"$error":"#VALUE!"},{"$error":"#VALUE!"}]
["","","","","","",{"$error":"#VALUE!"},{"$error":"#VALUE!"}]
["","","","","","",{"$error":"#VALUE!"},{"$error":"#VALUE!"}]
["","","","","","",{"$error":"#VALUE!"},{"$error":"#VALUE!"}]
["","","","","","",{"$error":"#VALUE!"},{"$error":"#VALUE!"}]
["","","","","","",{"$error":"#VALUE!"},{"$error":"#VALUE!"}]
["","","","","","",{"$error":"#VALUE!"},{"$error":"#VALUE!"}]
["","","","","","",{"$error":"#VALUE!"},{"$error":"#VALUE!"}]
["","","","","","",{"$error":"#VALUE!"},{"$error":"#VALUE!"}]
["","","","","","",{"$error":"#VALUE!"},{"$error":"#VALUE!"}]
["","","","","","",{"$error":"#VALUE!"},{"$error":"#VALUE!"}]
["","","","","","",{"$error":"#VALUE!"},{"$error":"#VALUE!"}]
["","","","","","",{"$error":"#VALUE!"},{"$error":"#VALUE!"}]
["","","","","","",{"$error":"#VALUE!"},{"$error":"#VALUE!"}]
["","","","","","",{"$error":"#VALUE!"},{"$error":"#VALUE!"}]
["","","",{"$f":"IF(A1813<>\"\",MOD(B1813,24)/24,\"\")","v":""},"","",{"$f":"ABS(0.5*1.025*1*(F1813^3))","v":{"$error":"#VALUE!"}},{"$f":"G1813*$B$13","v":{"$error":"#VALUE!"}}]
[{"$f":"IF(IF(A1813<>\"\",A1813+1<=$B$16,0),A1813+1,\"\")","v":""},{"$f":"IF(A1814<>\"\",A1814*$B$13,\"\")","v":""},{"$f":"IF(A1814<>\"\",ROUNDDOWN(A1814*$B$13/24,0),\"\")","v":""},"",{"$f":"IF(A1814<>\"\",($B$4+$B$5)/2+($B$5-$B$4)/2*COS(2*PI()/$B$15*B1814),\"\")","v":""},{"$f":"IF(A1814<>\"\",E1814*COS(2*PI()/$B$7*B1814),\"\")","v":""},{"$error":"#VALUE!"},{"$error":"#VALUE!"}]
["","","","","","",{"$error":"#VALUE!"},{"$error":"#VALUE!"}]
["","","","","","",{"$error":"#VALUE!"},{"$error":"#VALUE!"}]
["","","","","","",{"$error":"#VALUE!"},{"$error":"#VALUE!"}]
["","","","","","",{"$error":"#VALUE!"},{"$error":"#VALUE!"}]
["","","","","","",{"$error":"#VALUE!"},{"$error":"#VALUE!"}]
["","","","","","",{"$error":"#VALUE!"},{"$error":"#VALUE!"}]
["","","","","","",{"$error":"#VALUE!"},{"$error":"#VALUE!"}]
["","","","","","",{"$error":"#VALUE!"},{"$error":"#VALUE!"}]
["","","","","","",{"$error":"#VALUE!"},{"$error":"#VALUE!"}]
["","","","","","",{"$error":"#VALUE!"},{"$error":"#VALUE!"}]
["","","","","","",{"$error":"#VALUE!"},{"$error":"#VALUE!"}]
["","","","","","",{"$error":"#VALUE!"},{"$error":"#VALUE!"}]
["","","","","","",{"$error":"#VALUE!"},{"$error":"#VALUE!"}]
["","","","","","",{"$error":"#VALUE!"},{"$error":"#VALUE!"}]
["","","","","","",{"$error":"#VALUE!"},{"$error":"#VALUE!"}]
["","","","","","",{"$error":"#VALUE!"},{"$error":"#VALUE!"}]
["","","","","","",{"$error":"#VALUE!"},{"$error":"#VALUE!"}]
["","","","","","",{"$error":"#VALUE!"},{"$error":"#VALUE!"}]
["","","","","","",{"$error":"#VALUE!"},{"$error":"#VALUE!"}]
["","","","","","",{"$error":"#VALUE!"},{"$error":"#VALUE!"}]
["","","","","","",{"$error":"#VALUE!"},{"$error":"#VALUE!"}]
["","","","","","",{"$error":"#VALUE!"},{"$error":"#VALUE!"}]
["","","","","","",{"$error":"#VALUE!"},{"$error":"#VALUE!"}]
["","","","","","",{"$error":"#VALUE!"},{"$error":"#VALUE!"}]
["","","","","","",{"$error":"#VALUE!"},{"$error":"#VALUE!"}]
["","","","","","",{"$error":"#VALUE!"},{"$error":"#VALUE!"}]
["","","","","","",{"$error":"#VALUE!"},{"$error":"#VALUE!"}]
["","","","","","",{"$error":"#VALUE!"},{"$error":"#VALUE!"}]
["","","","","","",{"$error":"#VALUE!"},{"$error":"#VALUE!"}]
["","","","","","",{"$error":"#VALUE!"},{"$error":"#VALUE!"}]
["","","","","","",{"$error":"#VALUE!"},{"$error":"#VALUE!"}]
["","","","","","",{"$error":"#VALUE!"},{"$error":"#VALUE!"}]
["","","","","","",{"$error":"#VALUE!"},{"$error":"#VALUE!"}]
["","","","","","",{"$error":"#VALUE!"},{"$error":"#VALUE!"}]
["","","","","","",{"$error":"#VALUE!"},{"$error":"#VALUE!"}]
["","","","","","",{"$error":"#VALUE!"},{"$error":"#VALUE!"}]
["","","","","","",{"$error":"#VALUE!"},{"$error":"#VALUE!"}]
["","","","","","",{"$error":"#VALUE!"},{"$error":"#VALUE!"}]
["","","","","","",{"$error":"#VALUE!"},{"$error":"#VALUE!"}]
["","","","","","",{"$error":"#VALUE!"},{"$error":"#VALUE!"}]
["","","","","","",{"$error":"#VALUE!"},{"$error":"#VALUE!"}]
["","","","","","",{"$error":"#VALUE!"},{"$error":"#VALUE!"}]
["","","","","","",{"$error":"#VALUE!"},{"$error":"#VALUE!"}]
["","","","","","",{"$error":"#VALUE!"},{"$error":"#VALUE!"}]
["","","","","","",{"$error":"#VALUE!"},{"$error":"#VALUE!"}]
["","","","","","",{"$error":"#VALUE!"},{"$error":"#VALUE!"}]
["","","","","","",{"$error":"#VALUE!"},{"$error":"#VALUE!"}]
["","","","","","",{"$error":"#VALUE!"},{"$error":"#VALUE!"}]
["","","","","","",{"$error":"#VALUE!"},{"$error":"#VALUE!"}]
["","","","","","",{"$error":"#VALUE!"},{"$error":"#VALUE!"}]
["","","","","","",{"$error":"#VALUE!"},{"$error":"#VALUE!"}]
["","","","","","",{"$error":"#VALUE!"},{"$error":"#VALUE!"}]
["","","","","","",{"$error":"#VALUE!"},{"$error":"#VALUE!"}]
["","","","","","",{"$error":"#VALUE!"},{"$error":"#VALUE!"}]
["","","","","","",{"$error":"#VALUE!"},{"$error":"#VALUE!"}]
["","","","","","",{"$error":"#VALUE!"},{"$error":"#VALUE!"}]
["","","","","","",{"$error":"#VALUE!"},{"$error":"#VALUE!"}]
["","","","","","",{"$error":"#VALUE!"},{"$error":"#VALUE!"}]
["","","","","","",{"$error":"#VALUE!"},{"$error":"#VALUE!"}]
["","","","","","",{"$error":"#VALUE!"},{"$error":"#VALUE!"}]
["","","","","","",{"$error":"#VALUE!"},{"$error":"#VALUE!"}]
["","","","","","",{"$error":"#VALUE!"},{"$error":"#VALUE!"}]
["","","",{"$f":"IF(A1877<>\"\",MOD(B1877,24)/24,\"\")","v":""},"","",{"$f":"ABS(0.5*1.025*1*(F1877^3))","v":{"$error":"#VALUE!"}},{"$f":"G1877*$B$13","v":{"$error":"#VALUE!"}}]
[{"$f":"IF(IF(A1877<>\"\",A1877+1<=$B$16,0),A1877+1,\"\")","v":""},{"$f":"IF(A1878<>\"\",A1878*$B$13,\"\")","v":""},{"$f":"IF(A1878<>\"\",ROUNDDOWN(A1878*$B$13/24,0),\"\")","v":""},"",{"$f":"IF(A1878<>\"\",($B$4+$B$5)/2+($B$5-$B$4)/2*COS(2*PI()/$B$15*B1878),\"\")","v":""},{"$f":"IF(A1878<>\"\",E1878*COS(2*PI()/$B$7*B1878),\"\")","v":""},{"$error":"#VALUE!"},{"$error":"#VALUE!"}]
["","","","","","",{"$error":"#VALUE!"},{"$error":"#VALUE!"}]
["","","","","","",{"$error":"#VALUE!"},{"$error":"#VALUE!"}]
["","","","","","",{"$error":"#VALUE!"},{"$error":"#VALUE!"}]
["","","","","","",{"$error":"#VALUE!"},{"$error":"#VALUE!"}]
["","","","","","",{"$error":"#VALUE!"},{"$error":"#VALUE!"}]
["","","","","","",{"$error":"#VALUE!"},{"$error":"#VALUE!"}]
["","","","","","",{"$error":"#VALUE!"},{"$error":"#VALUE!"}]
["","","","","","",{"$error":"#VALUE!"},{"$error":"#VALUE!"}]
["","","","","","",{"$error":"#VALUE!"},{"$error":"#VALUE!"}]
["","","","","","",{"$error":"#VALUE!"},{"$error":"#VALUE!"}]
["","","","","","",{"$error":"#VALUE!"},{"$error":"#VALUE!"}]
["","","","","","",{"$error":"#VALUE!"},{"$error":"#VALUE!"}]
["","","","","","",{"$error":"#VALUE!"},{"$error":"#VALUE!"}]
["","","","","","",{"$error":"#VALUE!"},{"$error":"#VALUE!"}]
["","","","","","",{"$error":"#VALUE!"},{"$error":"#VALUE!"}]
["","","","","","",{"$error":"#VALUE!"},{"$error":"#VALUE!"}]
["","","","","","",{"$error":"#VALUE!"},{"$error":"#VALUE!"}]
["","","","","","",{"$error":"#VALUE!"},{"$error":"#VALUE!"}]
["","","","","","",{"$error":"#VALUE!"},{"$error":"#VALUE!"}]
["","","","","","",{"$error":"#VALUE!"},{"$error":"#VALUE!"}]
["","","","","","",{"$error":"#VALUE!"},{"$error":"#VALUE!"}]
["","","","","","",{"$error":"#VALUE!"},{"$error":"#VALUE!"}]
["","","","","","",{"$error":"#VALUE!"},{"$error":"#VALUE!"}]
["","","","","","",{"$error":"#VALUE!"},{"$error":"#VALUE!"}]
["","","","","","",{"$error":"#VALUE!"},{"$error":"#VALUE!"}]
["","","","","","",{"$error":"#VALUE!"},{"$error":"#VALUE!"}]
["","","","","","",{"$error":"#VALUE!"},{"$error":"#VALUE!"}]
["","","","","","",{"$error":"#VALUE!"},{"$error":"#VALUE!"}]
["","","","","","",{"$error":"#VALUE!"},{"$error":"#VALUE!"}]
["","","","","","",{"$error":"#VALUE!"},{"$error":"#VALUE!"}]
["","","","","","",{"$error":"#VALUE!"},{"$error":"#VALUE!"}]
["","","","","","",{"$error":"#VALUE!"},{"$error":"#VALUE!"}]
["","","","","","",{"$error":"#VALUE!"},{"$error":"#VALUE!"}]
["","","","","","",{"$error":"#VALUE!"},{"$error":"#VALUE!"}]
["","","","","","",{"$error":"#VALUE!"},{"$error":"#VALUE!"}]
["","","","","","",{"$error":"#VALUE!"},{"$error":"#VALUE!"}]
["","","","","","",{"$error":"#VALUE!"},{"$error":"#VALUE!"}]
["","","","","","",{"$error":"#VALUE!"},{"$error":"#VALUE!"}]
["","","","","","",{"$error":"#VALUE!"},{"$error":"#VALUE!"}]
["","","","","","",{"$error":"#VALUE!"},{"$error":"#VALUE!"}]
["","","","","","",{"$error":"#VALUE!"},{"$error":"#VALUE!"}]
["","","","","","",{"$error":"#VALUE!"},{"$error":"#VALUE!"}]
["","","","","","",{"$error":"#VALUE!"},{"$error":"#VALUE!"}]
["","","","","","",{"$error":"#VALUE!"},{"$error":"#VALUE!"}]
["","","","","","",{"$error":"#VALUE!"},{"$error":"#VALUE!"}]
["","","","","","",{"$error":"#VALUE!"},{"$error":"#VALUE!"}]
["","","","","","",{"$error":"#VALUE!"},{"$error":"#VALUE!"}]
["","","","","","",{"$error":"#VALUE!"},{"$error":"#VALUE!"}]
["","","","","","",{"$error":"#VALUE!"},{"$error":"#VALUE!"}]
["","","","","","",{"$error":"#VALUE!"},{"$error":"#VALUE!"}]
["","","","","","",{"$error":"#VALUE!"},{"$error":"#VALUE!"}]
["","","","","","",{"$error":"#VALUE!"},{"$error":"#VALUE!"}]
["","","","","","",{"$error":"#VALUE!"},{"$error":"#VALUE!"}]
["","","","","","",{"$error":"#VALUE!"},{"$error":"#VALUE!"}]
["","","","","","",{"$error":"#VALUE!"},{"$error":"#VALUE!"}]
["","","","","","",{"$error":"#VALUE!"},{"$error":"#VALUE!"}]
["","","","","","",{"$error":"#VALUE!"},{"$error":"#VALUE!"}]
["","","","","","",{"$error":"#VALUE!"},{"$error":"#VALUE!"}]
["","","","","","",{"$error":"#VALUE!"},{"$error":"#VALUE!"}]
["","","","","","",{"$error":"#VALUE!"},{"$error":"#VALUE!"}]
["","","","","","",{"$error":"#VALUE!"},{"$error":"#VALUE!"}]
["","","","","","",{"$error":"#VALUE!"},{"$error":"#VALUE!"}]
["","","",{"$f":"IF(A1941<>\"\",MOD(B1941,24)/24,\"\")","v":""},"","",{"$f":"ABS(0.5*1.025*1*(F1941^3))","v":{"$error":"#VALUE!"}},{"$f":"G1941*$B$13","v":{"$error":"#VALUE!"}}]
[{"$f":"IF(IF(A1941<>\"\",A1941+1<=$B$16,0),A1941+1,\"\")","v":""},{"$f":"IF(A1942<>\"\",A1942*$B$13,\"\")","v":""},{"$f":"IF(A1942<>\"\",ROUNDDOWN(A1942*$B$13/24,0),\"\")","v":""},"",{"$f":"IF(A1942<>\"\",($B$4+$B$5)/2+($B$5-$B$4)/2*COS(2*PI()/$B$15*B1942),\"\")","v":""},{"$f":"IF(A1942<>\"\",E1942*COS(2*PI()/$B$7*B1942),\"\")","v":""},{"$error":"#VALUE!"},{"$error":"#VALUE!"}]
["","","","","","",{"$error":"#VALUE!"},{"$error":"#VALUE!"}]
["","","","","","",{"$error":"#VALUE!"},{"$error":"#VALUE!"}]
["","","","","","",{"$error":"#VALUE!"},{"$error":"#VALUE!"}]
["","","","","","",{"$error":"#VALUE!"},{"$error":"#VALUE!"}]
["","","","","","",{"$error":"#VALUE!"},{"$error":"#VALUE!"}]
["","","","","","",{"$error":"#VALUE!"},{"$error":"#VALUE!"}]
["","","","","","",{"$error":"#VALUE!"},{"$error":"#VALUE!"}]
["","","","","","",{"$error":"#VALUE!"},{"$error":"#VALUE!"}]
["","","","","","",{"$error":"#VALUE!"},{"$error":"#VALUE!"}]
["","","","","","",{"$error":"#VALUE!"},{"$error":"#VALUE!"}]
["","","","","","",{"$error":"#VALUE!"},{"$error":"#VALUE!"}]
["","","","","","",{"$error":"#VALUE!"},{"$error":"#VALUE!"}]
["","","","","","",{"$error":"#VALUE!"},{"$error":"#VALUE!"}]
["","","","","","",{"$error":"#VALUE!"},{"$error":"#VALUE!"}]
["","","","","","",{"$error":"#VALUE!"},{"$error":"#VALUE!"}]
["","","","","","",{"$error":"#VALUE!"},{"$error":"#VALUE!"}]
["","","","","","",{"$error":"#VALUE!"},{"$error":"#VALUE!"}]
["","","","","","",{"$error":"#VALUE!"},{"$error":"#VALUE!"}]
["","","","","","",{"$error":"#VALUE!"},{"$error":"#VALUE!"}]
["","","","","","",{"$error":"#VALUE!"},{"$error":"#VALUE!"}]
["","","","","","",{"$error":"#VALUE!"},{"$error":"#VALUE!"}]
["","","","","","",{"$error":"#VALUE!"},{"$error":"#VALUE!"}]
["","","","","","",{"$error":"#VALUE!"},{"$error":"#VALUE!"}]
["","","","","","",{"$error":"#VALUE!"},{"$error":"#VALUE!"}]
["","","","","","",{"$error":"#VALUE!"},{"$error":"#VALUE!"}]
["","","","","","",{"$error":"#VALUE!"},{"$error":"#VALUE!"}]
["","","","","","",{"$error":"#VALUE!"},{"$error":"#VALUE!"}]
["","","","","","",{"$error":"#VALUE!"},{"$error":"#VALUE!"}]
["","","","","","",{"$error":"#VALUE!"},{"$error":"#VALUE!"}]
["","","","","","",{"$error":"#VALUE!"},{"$error":"#VALUE!"}]
["","","","","","",{"$error":"#VALUE!"},{"$error":"#VALUE!"}]
["","","","","","",{"$error":"#VALUE!"},{"$error":"#VALUE!"}]
["","","","","","",{"$error":"#VALUE!"},{"$error":"#VALUE!"}]
["","","","","","",{"$error":"#VALUE!"},{"$error":"#VALUE!"}]
["","","","","","",{"$error":"#VALUE!"},{"$error":"#VALUE!"}]
["","","","","","",{"$error":"#VALUE!"},{"$error":"#VALUE!"}]
["","","","","","",{"$error":"#VALUE!"},{"$error":"#VALUE!"}]
["","","","","","",{"$error":"#VALUE!"},{"$error":"#VALUE!"}]
["","","","","","",{"$error":"#VALUE!"},{"$error":"#VALUE!"}]
["","","","","","",{"$error":"#VALUE!"},{"$error":"#VALUE!"}]
["","","","","","",{"$error":"#VALUE!"},{"$error":"#VALUE!"}]
["","","","","","",{"$error":"#VALUE!"},{"$error":"#VALUE!"}]
["","","","","","",{"$error":"#VALUE!"},{"$error":"#VALUE!"}]
["","","","","","",{"$error":"#VALUE!"},{"$error":"#VALUE!"}]
["","","","","","",{"$error":"#VALUE!"},{"$error":"#VALUE!"}]
["","","","","","",{"$error":"#VALUE!"},{"$error":"#VALUE!"}]
["","","","","","",{"$error":"#VALUE!"},{"$error":"#VALUE!"}]
["","","","","","",{"$error":"#VALUE!"},{"$error":"#VALUE!"}]
["","","","","","",{"$error":"#VALUE!"},{"$error":"#VALUE!"}]
["","","","","","",{"$error":"#VALUE!"},{"$error":"#VALUE!"}]
["","","","","","",{"$error":"#VALUE!"},{"$error":"#VALUE!"}]
["","","","","","",{"$error":"#VALUE!"},{"$error":"#VALUE!"}]
["","","","","","",{"$error":"#VALUE!"},{"$error":"#VALUE!"}]
["","","","","","",{"$error":"#VALUE!"},{"$error":"#VALUE!"}]
["","","","","","",{"$error":"#VALUE!"},{"$error":"#VALUE!"}]
["","","","","","",{"$error":"#VALUE!"},{"$error":"#VALUE!"}]
["","","","","","",{"$error":"#VALUE!"},{"$error":"#VALUE!"}]
["","","","","","",{"$error":"#VALUE!"},{"$error":"#VALUE!"}]
["","","","","","",{"$error":"#VALUE!"},{"$error":"#VALUE!"}]
["","","","","","",{"$error":"#VALUE!"},{"$error":"#VALUE!"}]
["","","","","","",{"$error":"#VALUE!"},{"$error":"#VALUE!"}]
["","","","","","",{"$error":"#VALUE!"},{"$error":"#VALUE!"}]
["","","",{"$f":"IF(A2005<>\"\",MOD(B2005,24)/24,\"\")","v":""},"","",{"$f":"ABS(0.5*1.025*1*(F2005^3))","v":{"$error":"#VALUE!"}},{"$f":"G2005*$B$13","v":{"$error":"#VALUE!"}}]
[{"$f":"IF(IF(A2005<>\"\",A2005+1<=$B$16,0),A2005+1,\"\")","v":""},{"$f":"IF(A2006<>\"\",A2006*$B$13,\"\")","v":""},{"$f":"IF(A2006<>\"\",ROUNDDOWN(A2006*$B$13/24,0),\"\")","v":""},"",{"$f":"IF(A2006<>\"\",($B$4+$B$5)/2+($B$5-$B$4)/2*COS(2*PI()/$B$15*B2006),\"\")","v":""},{"$f":"IF(A2006<>\"\",E2006*COS(2*PI()/$B$7*B2006),\"\")","v":""},{"$error":"#VALUE!"},{"$error":"#VALUE!"}]
["","","","","","",{"$error":"#VALUE!"},{"$error":"#VALUE!"}]
["","","","","","",{"$error":"#VALUE!"},{"$error":"#VALUE!"}]
["","","","","","",{"$error":"#VALUE!"},{"$error":"#VALUE!"}]
["","","","","","",{"$error":"#VALUE!"},{"$error":"#VALUE!"}]
["","","","","","",{"$error":"#VALUE!"},{"$error":"#VALUE!"}]
["","","","","","",{"$error":"#VALUE!"},{"$error":"#VALUE!"}]
["","","","","","",{"$error":"#VALUE!"},{"$error":"#VALUE!"}]
["","","","","","",{"$error":"#VALUE!"},{"$error":"#VALUE!"}]
["","","","","","",{"$error":"#VALUE!"},{"$error":"#VALUE!"}]
["","","","","","",{"$error":"#VALUE!"},{"$error":"#VALUE!"}]
["","","","","","",{"$error":"#VALUE!"},{"$error":"#VALUE!"}]
["","","","","","",{"$error":"#VALUE!"},{"$error":"#VALUE!"}]
["","","","","","",{"$error":"#VALUE!"},{"$error":"#VALUE!"}]
["","","","","","",{"$error":"#VALUE!"},{"$error":"#VALUE!"}]
["","","","","","",{"$error":"#VALUE!"},{"$error":"#VALUE!"}]
["","","","","","",{"$error":"#VALUE!"},{"$error":"#VALUE!"}]
["","","","","","",{"$error":"#VALUE!"},{"$error":"#VALUE!"}]
["","","","","","",{"$error":"#VALUE!"},{"$error":"#VALUE!"}]
["","","","","","",{"$error":"#VALUE!"},{"$error":"#VALUE!"}]
["","","","","","",{"$error":"#VALUE!"},{"$error":"#VALUE!"}]
["","","","","","",{"$error":"#VALUE!"},{"$error":"#VALUE!"}]
["","","","","","",{"$error":"#VALUE!"},{"$error":"#VALUE!"}]
["","","","","","",{"$error":"#VALUE!"},{"$error":"#VALUE!"}]
["","","","","","",{"$error":"#VALUE!"},{"$error":"#VALUE!"}]
["","","","","","",{"$error":"#VALUE!"},{"$error":"#VALUE!"}]
["","","","","","",{"$error":"#VALUE!"},{"$error":"#VALUE!"}]
["","","","","","",{"$error":"#VALUE!"},{"$error":"#VALUE!"}]
["","","","","","",{"$error":"#VALUE!"},{"$error":"#VALUE!"}]
["","","","","","",{"$error":"#VALUE!"},{"$error":"#VALUE!"}]
["","","","","","",{"$error":"#VALUE!"},{"$error":"#VALUE!"}]
["","","","","","",{"$error":"#VALUE!"},{"$error":"#VALUE!"}]
["","","","","","",{"$error":"#VALUE!"},{"$error":"#VALUE!"}]
["","","","","","",{"$error":"#VALUE!"},{"$error":"#VALUE!"}]
["","","","","","",{"$error":"#VALUE!"},{"$error":"#VALUE!"}]
["","","","","","",{"$error":"#VALUE!"},{"$error":"#VALUE!"}]
["","","","","","",{"$error":"#VALUE!"},{"$error":"#VALUE!"}]
["","","","","","",{"$error":"#VALUE!"},{"$error":"#VALUE!"}]
["","","","","","",{"$error":"#VALUE!"},{"$error":"#VALUE!"}]
["","","","","","",{"$error":"#VALUE!"},{"$error":"#VALUE!"}]
["","","","","","",{"$error":"#VALUE!"},{"$error":"#VALUE!"}]
["","","","","","",{"$error":"#VALUE!"},{"$error":"#VALUE!"}]
["","","","","","",{"$error":"#VALUE!"},{"$error":"#VALUE!"}]
["","","","","","",{"$error":"#VALUE!"},{"$error":"#VALUE!"}]
["","","","","","",{"$error":"#VALUE!"},{"$error":"#VALUE!"}]
["","","","","","",{"$error":"#VALUE!"},{"$error":"#VALUE!"}]
["","","","","","",{"$error":"#VALUE!"},{"$error":"#VALUE!"}]
["","","","","","",{"$error":"#VALUE!"},{"$error":"#VALUE!"}]
["","","","","","",{"$error":"#VALUE!"},{"$error":"#VALUE!"}]
["","","","","","",{"$error":"#VALUE!"},{"$error":"#VALUE!"}]
["","","","","","",{"$error":"#VALUE!"},{"$error":"#VALUE!"}]
["","","","","","",{"$error":"#VALUE!"},{"$error":"#VALUE!"}]
["","","","","","",{"$error":"#VALUE!"},{"$error":"#VALUE!"}]
["","","","","","",{"$error":"#VALUE!"},{"$error":"#VALUE!"}]
["","","","","","",{"$error":"#VALUE!"},{"$error":"#VALUE!"}]
["","","","","","",{"$error":"#VALUE!"},{"$error":"#VALUE!"}]
["","","","","","",{"$error":"#VALUE!"},{"$error":"#VALUE!"}]
["","","","","","",{"$error":"#VALUE!"},{"$error":"#VALUE!"}]
["","","","","","",{"$error":"#VALUE!"},{"$error":"#VALUE!"}]
["","","","","","",{"$error":"#VALUE!"},{"$error":"#VALUE!"}]
["","","","","","",{"$error":"#VALUE!"},{"$error":"#VALUE!"}]
["","","","","","",{"$error":"#VALUE!"},{"$error":"#VALUE!"}]
["","","","","","",{"$error":"#VALUE!"},{"$error":"#VALUE!"}]
["","","",{"$f":"IF(A2069<>\"\",MOD(B2069,24)/24,\"\")","v":""},"","",{"$f":"ABS(0.5*1.025*1*(F2069^3))","v":{"$error":"#VALUE!"}},{"$f":"G2069*$B$13","v":{"$error":"#VALUE!"}}]
[{"$f":"IF(IF(A2069<>\"\",A2069+1<=$B$16,0),A2069+1,\"\")","v":""},{"$f":"IF(A2070<>\"\",A2070*$B$13,\"\")","v":""},{"$f":"IF(A2070<>\"\",ROUNDDOWN(A2070*$B$13/24,0),\"\")","v":""},"",{"$f":"IF(A2070<>\"\",($B$4+$B$5)/2+($B$5-$B$4)/2*COS(2*PI()/$B$15*B2070),\"\")","v":""},{"$f":"IF(A2070<>\"\",E2070*COS(2*PI()/$B$7*B2070),\"\")","v":""},{"$error":"#VALUE!"},{"$error":"#VALUE!"}]
["","","","","","",{"$error":"#VALUE!"},{"$error":"#VALUE!"}]
["","","","","","",{"$error":"#VALUE!"},{"$error":"#VALUE!"}]
["","","","","","",{"$error":"#VALUE!"},{"$error":"#VALUE!"}]
["","","","","","",{"$error":"#VALUE!"},{"$error":"#VALUE!"}]
["","","","","","",{"$error":"#VALUE!"},{"$error":"#VALUE!"}]
["","","","","","",{"$error":"#VALUE!"},{"$error":"#VALUE!"}]
["","","","","","",{"$error":"#VALUE!"},{"$error":"#VALUE!"}]
["","","","","","",{"$error":"#VALUE!"},{"$error":"#VALUE!"}]
["","","","","","",{"$error":"#VALUE!"},{"$error":"#VALUE!"}]
["","","","","","",{"$error":"#VALUE!"},{"$error":"#VALUE!"}]
["","","","","","",{"$error":"#VALUE!"},{"$error":"#VALUE!"}]
["","","","","","",{"$error":"#VALUE!"},{"$error":"#VALUE!"}]
["","","","","","",{"$error":"#VALUE!"},{"$error":"#VALUE!"}]
["","","","","","",{"$error":"#VALUE!"},{"$error":"#VALUE!"}]
["","","","","","",{"$error":"#VALUE!"},{"$error":"#VALUE!"}]
["","","","","","",{"$error":"#VALUE!"},{"$error":"#VALUE!"}]
["","","","","","",{"$error":"#VALUE!"},{"$error":"#VALUE!"}]
["","","","","","",{"$error":"#VALUE!"},{"$error":"#VALUE!"}]
["","","","","","",{"$error":"#VALUE!"},{"$error":"#VALUE!"}]
["","","","","","",{"$error":"#VALUE!"},{"$error":"#VALUE!"}]
["","","","","","",{"$error":"#VALUE!"},{"$error":"#VALUE!"}]
["","","","","","",{"$error":"#VALUE!"},{"$error":"#VALUE!"}]
["","","","","","",{"$error":"#VALUE!"},{"$error":"#VALUE!"}]
["","","","","","",{"$error":"#VALUE!"},{"$error":"#VALUE!"}]
["","","","","","",{"$error":"#VALUE!"},{"$error":"#VALUE!"}]
["","","","","","",{"$error":"#VALUE!"},{"$error":"#VALUE!"}]
["","","","","","",{"$error":"#VALUE!"},{"$error":"#VALUE!"}]
["","","","","","",{"$error":"#VALUE!"},{"$error":"#VALUE!"}]
["","","","","","",{"$error":"#VALUE!"},{"$error":"#VALUE!"}]
["","","","","","",{"$error":"#VALUE!"},{"$error":"#VALUE!"}]
["","","","","","",{"$error":"#VALUE!"},{"$error":"#VALUE!"}]
["","","","","","",{"$error":"#VALUE!"},{"$error":"#VALUE!"}]
["","","","","","",{"$error":"#VALUE!"},{"$error":"#VALUE!"}]
["","","","","","",{"$error":"#VALUE!"},{"$error":"#VALUE!"}]
["","","","","","",{"$error":"#VALUE!"},{"$error":"#VALUE!"}]
["","","","","","",{"$error":"#VALUE!"},{"$error":"#VALUE!"}]
["","","","","","",{"$error":"#VALUE!"},{"$error":"#VALUE!"}]
["","","","","","",{"$error":"#VALUE!"},{"$error":"#VALUE!"}]
["","","","","","",{"$error":"#VALUE!"},{"$error":"#VALUE!"}]
["","","","","","",{"$error":"#VALUE!"},{"$error":"#VALUE!"}]
["","","","","","",{"$error":"#VALUE!"},{"$error":"#VALUE!"}]
["","","","","","",{"$error":"#VALUE!"},{"$error":"#VALUE!"}]
["","","","","","",{"$error":"#VALUE!"},{"$error":"#VALUE!"}]
["","","","","","",{"$error":"#VALUE!"},{"$error":"#VALUE!"}]
["","","","","","",{"$error":"#VALUE!"},{"$error":"#VALUE!"}]
["","","","","","",{"$error":"#VALUE!"},{"$error":"#VALUE!"}]
["","","","","","",{"$error":"#VALUE!"},{"$error":"#VALUE!"}]
["","","","","","",{"$error":"#VALUE!"},{"$error":"#VALUE!"}]
["","","","","","",{"$error":"#VALUE!"},{"$error":"#VALUE!"}]
["","","","","","",{"$error":"#VALUE!"},{"$error":"#VALUE!"}]
["","","","","","",{"$error":"#VALUE!"},{"$error":"#VALUE!"}]
["","","","","","",{"$error":"#VALUE!"},{"$error":"#VALUE!"}]
["","","","","","",{"$error":"#VALUE!"},{"$error":"#VALUE!"}]
["","","","","","",{"$error":"#VALUE!"},{"$error":"#VALUE!"}]
["","","","","","",{"$error":"#VALUE!"},{"$error":"#VALUE!"}]
["","","","","","",{"$error":"#VALUE!"},{"$error":"#VALUE!"}]
["","","","","","",{"$error":"#VALUE!"},{"$error":"#VALUE!"}]
["","","","","","",{"$error":"#VALUE!"},{"$error":"#VALUE!"}]
["","","","","","",{"$error":"#VALUE!"},{"$error":"#VALUE!"}]
["","","","","","",{"$error":"#VALUE!"},{"$error":"#VALUE!"}]
["","","","","","",{"$error":"#VALUE!"},{"$error":"#VALUE!"}]
["","","","","","",{"$error":"#VALUE!"},{"$error":"#VALUE!"}]
["","","",{"$f":"IF(A2133<>\"\",MOD(B2133,24)/24,\"\")","v":""},"","",{"$f":"ABS(0.5*1.025*1*(F2133^3))","v":{"$error":"#VALUE!"}},{"$f":"G2133*$B$13","v":{"$error":"#VALUE!"}}]
[{"$f":"IF(IF(A2133<>\"\",A2133+1<=$B$16,0),A2133+1,\"\")","v":""},{"$f":"IF(A2134<>\"\",A2134*$B$13,\"\")","v":""},{"$f":"IF(A2134<>\"\",ROUNDDOWN(A2134*$B$13/24,0),\"\")","v":""},"",{"$f":"IF(A2134<>\"\",($B$4+$B$5)/2+($B$5-$B$4)/2*COS(2*PI()/$B$15*B2134),\"\")","v":""},{"$f":"IF(A2134<>\"\",E2134*COS(2*PI()/$B$7*B2134),\"\")","v":""},{"$error":"#VALUE!"},{"$error":"#VALUE!"}]
["","","","","","",{"$error":"#VALUE!"},{"$error":"#VALUE!"}]
["","","","","","",{"$error":"#VALUE!"},{"$error":"#VALUE!"}]
["","","","","","",{"$error":"#VALUE!"},{"$error":"#VALUE!"}]
["","","","","","",{"$error":"#VALUE!"},{"$error":"#VALUE!"}]
["","","","","","",{"$error":"#VALUE!"},{"$error":"#VALUE!"}]
["","","","","","",{"$error":"#VALUE!"},{"$error":"#VALUE!"}]
["","","","","","",{"$error":"#VALUE!"},{"$error":"#VALUE!"}]
["","","","","","",{"$error":"#VALUE!"},{"$error":"#VALUE!"}]
["","","","","","",{"$error":"#VALUE!"},{"$error":"#VALUE!"}]
["","","","","","",{"$error":"#VALUE!"},{"$error":"#VALUE!"}]
["","","","","","",{"$error":"#VALUE!"},{"$error":"#VALUE!"}]
["","","","","","",{"$error":"#VALUE!"},{"$error":"#VALUE!"}]
["","","","","","",{"$error":"#VALUE!"},{"$error":"#VALUE!"}]
["","","","","","",{"$error":"#VALUE!"},{"$error":"#VALUE!"}]
["","","","","","",{"$error":"#VALUE!"},{"$error":"#VALUE!"}]
["","","","","","",{"$error":"#VALUE!"},{"$error":"#VALUE!"}]
["","","","","","",{"$error":"#VALUE!"},{"$error":"#VALUE!"}]
["","","","","","",{"$error":"#VALUE!"},{"$error":"#VALUE!"}]
["","","","","","",{"$error":"#VALUE!"},{"$error":"#VALUE!"}]
["","","","","","",{"$error":"#VALUE!"},{"$error":"#VALUE!"}]
["","","","","","",{"$error":"#VALUE!"},{"$error":"#VALUE!"}]
["","","","","","",{"$error":"#VALUE!"},{"$error":"#VALUE!"}]
["","","","","","",{"$error":"#VALUE!"},{"$error":"#VALUE!"}]
["","","","","","",{"$error":"#VALUE!"},{"$error":"#VALUE!"}]
["","","","","","",{"$error":"#VALUE!"},{"$error":"#VALUE!"}]
["","","","","","",{"$error":"#VALUE!"},{"$error":"#VALUE!"}]
["","","","","","",{"$error":"#VALUE!"},{"$error":"#VALUE!"}]
["","","","","","",{"$error":"#VALUE!"},{"$error":"#VALUE!"}]
["","","","","","",{"$error":"#VALUE!"},{"$error":"#VALUE!"}]
["","","","","","",{"$error":"#VALUE!"},{"$error":"#VALUE!"}]
["","","","","","",{"$error":"#VALUE!"},{"$error":"#VALUE!"}]
["","","","","","",{"$error":"#VALUE!"},{"$error":"#VALUE!"}]
["","","","","","",{"$error":"#VALUE!"},{"$error":"#VALUE!"}]
["","","","","","",{"$error":"#VALUE!"},{"$error":"#VALUE!"}]
["","","","","","",{"$error":"#VALUE!"},{"$error":"#VALUE!"}]
["","","","","","",{"$error":"#VALUE!"},{"$error":"#VALUE!"}]
["","","","","","",{"$error":"#VALUE!"},{"$error":"#VALUE!"}]
["","","","","","",{"$error":"#VALUE!"},{"$error":"#VALUE!"}]
["","","","","","",{"$error":"#VALUE!"},{"$error":"#VALUE!"}]
["","","","","","",{"$error":"#VALUE!"},{"$error":"#VALUE!"}]
["","","","","","",{"$error":"#VALUE!"},{"$error":"#VALUE!"}]
["","","","","","",{"$error":"#VALUE!"},{"$error":"#VALUE!"}]
["","","","","","",{"$error":"#VALUE!"},{"$error":"#VALUE!"}]
["","","","","","",{"$error":"#VALUE!"},{"$error":"#VALUE!"}]
["","","","","","",{"$error":"#VALUE!"},{"$error":"#VALUE!"}]
["","","","","","",{"$error":"#VALUE!"},{"$error":"#VALUE!"}]
["","","","","","",{"$error":"#VALUE!"},{"$error":"#VALUE!"}]
["","","","","","",{"$error":"#VALUE!"},{"$error":"#VALUE!"}]
["","","","","","",{"$error":"#VALUE!"},{"$error":"#VALUE!"}]
["","","","","","",{"$error":"#VALUE!"},{"$error":"#VALUE!"}]
["","","","","","",{"$error":"#VALUE!"},{"$error":"#VALUE!"}]
["","","","","","",{"$error":"#VALUE!"},{"$error":"#VALUE!"}]
["","","","","","",{"$error":"#VALUE!"},{"$error":"#VALUE!"}]
["","","","","","",{"$error":"#VALUE!"},{"$error":"#VALUE!"}]
["","","","","","",{"$error":"#VALUE!"},{"$error":"#VALUE!"}]
["","","","","","",{"$error":"#VALUE!"},{"$error":"#VALUE!"}]
["","","","","","",{"$error":"#VALUE!"},{"$error":"#VALUE!"}]
["","","","","","",{"$error":"#VALUE!"},{"$error":"#VALUE!"}]
["","","","","","",{"$error":"#VALUE!"},{"$error":"#VALUE!"}]
["","","","","","",{"$error":"#VALUE!"},{"$error":"#VALUE!"}]
["","","","","","",{"$error":"#VALUE!"},{"$error":"#VALUE!"}]
["","","","","","",{"$error":"#VALUE!"},{"$error":"#VALUE!"}]
["","","",{"$f":"IF(A2197<>\"\",MOD(B2197,24)/24,\"\")","v":""},"","",{"$f":"ABS(0.5*1.025*1*(F2197^3))","v":{"$error":"#VALUE!"}},{"$f":"G2197*$B$13","v":{"$error":"#VALUE!"}}]
[{"$f":"IF(IF(A2197<>\"\",A2197+1<=$B$16,0),A2197+1,\"\")","v":""},{"$f":"IF(A2198<>\"\",A2198*$B$13,\"\")","v":""},{"$f":"IF(A2198<>\"\",ROUNDDOWN(A2198*$B$13/24,0),\"\")","v":""},"",{"$f":"IF(A2198<>\"\",($B$4+$B$5)/2+($B$5-$B$4)/2*COS(2*PI()/$B$15*B2198),\"\")","v":""},{"$f":"IF(A2198<>\"\",E2198*COS(2*PI()/$B$7*B2198),\"\")","v":""},{"$error":"#VALUE!"},{"$error":"#VALUE!"}]
["","","","","","",{"$error":"#VALUE!"},{"$error":"#VALUE!"}]
["","","","","","",{"$error":"#VALUE!"},{"$error":"#VALUE!"}]
["","","","","","",{"$error":"#VALUE!"},{"$error":"#VALUE!"}]
["","","","","","",{"$error":"#VALUE!"},{"$error":"#VALUE!"}]
["","","","","","",{"$error":"#VALUE!"},{"$error":"#VALUE!"}]
["","","","","","",{"$error":"#VALUE!"},{"$error":"#VALUE!"}]
["","","","","","",{"$error":"#VALUE!"},{"$error":"#VALUE!"}]
["","","","","","",{"$error":"#VALUE!"},{"$error":"#VALUE!"}]
["","","","","","",{"$error":"#VALUE!"},{"$error":"#VALUE!"}]
["","","","","","",{"$error":"#VALUE!"},{"$error":"#VALUE!"}]
["","","","","","",{"$error":"#VALUE!"},{"$error":"#VALUE!"}]
["","","","","","",{"$error":"#VALUE!"},{"$error":"#VALUE!"}]
["","","","","","",{"$error":"#VALUE!"},{"$error":"#VALUE!"}]
["","","","","","",{"$error":"#VALUE!"},{"$error":"#VALUE!"}]
["","","","","","",{"$error":"#VALUE!"},{"$error":"#VALUE!"}]
["","","","","","",{"$error":"#VALUE!"},{"$error":"#VALUE!"}]
["","","","","","",{"$error":"#VALUE!"},{"$error":"#VALUE!"}]
["","","","","","",{"$error":"#VALUE!"},{"$error":"#VALUE!"}]
["","","","","","",{"$error":"#VALUE!"},{"$error":"#VALUE!"}]
["","","","","","",{"$error":"#VALUE!"},{"$error":"#VALUE!"}]
["","","","","","",{"$error":"#VALUE!"},{"$error":"#VALUE!"}]
["","","","","","",{"$error":"#VALUE!"},{"$error":"#VALUE!"}]
["","","","","","",{"$error":"#VALUE!"},{"$error":"#VALUE!"}]
["","","","","","",{"$error":"#VALUE!"},{"$error":"#VALUE!"}]
["","","","","","",{"$error":"#VALUE!"},{"$error":"#VALUE!"}]
["","","","","","",{"$error":"#VALUE!"},{"$error":"#VALUE!"}]
["","","","","","",{"$error":"#VALUE!"},{"$error":"#VALUE!"}]
["","","","","","",{"$error":"#VALUE!"},{"$error":"#VALUE!"}]
["","","","","","",{"$error":"#VALUE!"},{"$error":"#VALUE!"}]
["","","","","","",{"$error":"#VALUE!"},{"$error":"#VALUE!"}]
["","","","","","",{"$error":"#VALUE!"},{"$error":"#VALUE!"}]
["","","","","","",{"$error":"#VALUE!"},{"$error":"#VALUE!"}]
["","","","","","",{"$error":"#VALUE!"},{"$error":"#VALUE!"}]
["","","","","","",{"$error":"#VALUE!"},{"$error":"#VALUE!"}]
["","","","","","",{"$error":"#VALUE!"},{"$error":"#VALUE!"}]
["","","","","","",{"$error":"#VALUE!"},{"$error":"#VALUE!"}]
["","","","","","",{"$error":"#VALUE!"},{"$error":"#VALUE!"}]
["","","","","","",{"$error":"#VALUE!"},{"$error":"#VALUE!"}]
["","","","","","",{"$error":"#VALUE!"},{"$error":"#VALUE!"}]
["","","","","","",{"$error":"#VALUE!"},{"$error":"#VALUE!"}]
["","","","","","",{"$error":"#VALUE!"},{"$error":"#VALUE!"}]
["","","","","","",{"$error":"#VALUE!"},{"$error":"#VALUE!"}]
["","","","","","",{"$error":"#VALUE!"},{"$error":"#VALUE!"}]
["","","","","","",{"$error":"#VALUE!"},{"$error":"#VALUE!"}]
["","","","","","",{"$error":"#VALUE!"},{"$error":"#VALUE!"}]
["","","","","","",{"$error":"#VALUE!"},{"$error":"#VALUE!"}]
["","","","","","",{"$error":"#VALUE!"},{"$error":"#VALUE!"}]
["","","","","","",{"$error":"#VALUE!"},{"$error":"#VALUE!"}]
["","","","","","",{"$error":"#VALUE!"},{"$error":"#VALUE!"}]
["","","","","","",{"$error":"#VALUE!"},{"$error":"#VALUE!"}]
["","","","","","",{"$error":"#VALUE!"},{"$error":"#VALUE!"}]
["","","","","","",{"$error":"#VALUE!"},{"$error":"#VALUE!"}]
["","","","","","",{"$error":"#VALUE!"},{"$error":"#VALUE!"}]
["","","","","","",{"$error":"#VALUE!"},{"$error":"#VALUE!"}]
["","","","","","",{"$error":"#VALUE!"},{"$error":"#VALUE!"}]
["","","","","","",{"$error":"#VALUE!"},{"$error":"#VALUE!"}]
["","","","","","",{"$error":"#VALUE!"},{"$error":"#VALUE!"}]
["","","","","","",{"$error":"#VALUE!"},{"$error":"#VALUE!"}]
["","","","","","",{"$error":"#VALUE!"},{"$error":"#VALUE!"}]
["","","","","","",{"$error":"#VALUE!"},{"$error":"#VALUE!"}]
["","","","","","",{"$error":"#VALUE!"},{"$error":"#VALUE!"}]
["","","","","","",{"$error":"#VALUE!"},{"$error":"#VALUE!"}]
["","","",{"$f":"IF(A2261<>\"\",MOD(B2261,24)/24,\"\")","v":""},"","",{"$f":"ABS(0.5*1.025*1*(F2261^3))","v":{"$error":"#VALUE!"}},{"$f":"G2261*$B$13","v":{"$error":"#VALUE!"}}]
[{"$f":"IF(IF(A2261<>\"\",A2261+1<=$B$16,0),A2261+1,\"\")","v":""},{"$f":"IF(A2262<>\"\",A2262*$B$13,\"\")","v":""},{"$f":"IF(A2262<>\"\",ROUNDDOWN(A2262*$B$13/24,0),\"\")","v":""},"",{"$f":"IF(A2262<>\"\",($B$4+$B$5)/2+($B$5-$B$4)/2*COS(2*PI()/$B$15*B2262),\"\")","v":""},{"$f":"IF(A2262<>\"\",E2262*COS(2*PI()/$B$7*B2262),\"\")","v":""},{"$error":"#VALUE!"},{"$error":"#VALUE!"}]
["","","","","","",{"$error":"#VALUE!"},{"$error":"#VALUE!"}]
["","","","","","",{"$error":"#VALUE!"},{"$error":"#VALUE!"}]
["","","","","","",{"$error":"#VALUE!"},{"$error":"#VALUE!"}]
["","","","","","",{"$error":"#VALUE!"},{"$error":"#VALUE!"}]
["","","","","","",{"$error":"#VALUE!"},{"$error":"#VALUE!"}]
["","","","","","",{"$error":"#VALUE!"},{"$error":"#VALUE!"}]
["","","","","","",{"$error":"#VALUE!"},{"$error":"#VALUE!"}]
["","","","","","",{"$error":"#VALUE!"},{"$error":"#VALUE!"}]
["","","","","","",{"$error":"#VALUE!"},{"$error":"#VALUE!"}]
["","","","","","",{"$error":"#VALUE!"},{"$error":"#VALUE!"}]
["","","","","","",{"$error":"#VALUE!"},{"$error":"#VALUE!"}]
["","","","","","",{"$error":"#VALUE!"},{"$error":"#VALUE!"}]
["","","","","","",{"$error":"#VALUE!"},{"$error":"#VALUE!"}]
["","","","","","",{"$error":"#VALUE!"},{"$error":"#VALUE!"}]
["","","","","","",{"$error":"#VALUE!"},{"$error":"#VALUE!"}]
["","","","","","",{"$error":"#VALUE!"},{"$error":"#VALUE!"}]
["","","","","","",{"$error":"#VALUE!"},{"$error":"#VALUE!"}]
["","","","","","",{"$error":"#VALUE!"},{"$error":"#VALUE!"}]
["","","","","","",{"$error":"#VALUE!"},{"$error":"#VALUE!"}]
["","","","","","",{"$error":"#VALUE!"},{"$error":"#VALUE!"}]
["","","","","","",{"$error":"#VALUE!"},{"$error":"#VALUE!"}]
["","","","","","",{"$error":"#VALUE!"},{"$error":"#VALUE!"}]
["","","","","","",{"$error":"#VALUE!"},{"$error":"#VALUE!"}]
["","","","","","",{"$error":"#VALUE!"},{"$error":"#VALUE!"}]
["","","","","","",{"$error":"#VALUE!"},{"$error":"#VALUE!"}]
["","","","","","",{"$error":"#VALUE!"},{"$error":"#VALUE!"}]
["","","","","","",{"$error":"#VALUE!"},{"$error":"#VALUE!"}]
["","","","","","",{"$error":"#VALUE!"},{"$error":"#VALUE!"}]
["","","","","","",{"$error":"#VALUE!"},{"$error":"#VALUE!"}]
["","","","","","",{"$error":"#VALUE!"},{"$error":"#VALUE!"}]
["","","","","","",{"$error":"#VALUE!"},{"$error":"#VALUE!"}]
["","","","","","",{"$error":"#VALUE!"},{"$error":"#VALUE!"}]
["","","","","","",{"$error":"#VALUE!"},{"$error":"#VALUE!"}]
["","","","","","",{"$error":"#VALUE!"},{"$error":"#VALUE!"}]
["","","","","","",{"$error":"#VALUE!"},{"$error":"#VALUE!"}]
["","","","","","",{"$error":"#VALUE!"},{"$error":"#VALUE!"}]
["","","","","","",{"$error":"#VALUE!"},{"$error":"#VALUE!"}]
["","","","","","",{"$error":"#VALUE!"},{"$error":"#VALUE!"}]
["","","","","","",{"$error":"#VALUE!"},{"$error":"#VALUE!"}]
["","","","","","",{"$error":"#VALUE!"},{"$error":"#VALUE!"}]
["","","","","","",{"$error":"#VALUE!"},{"$error":"#VALUE!"}]
["","","","","","",{"$error":"#VALUE!"},{"$error":"#VALUE!"}]
["","","","","","",{"$error":"#VALUE!"},{"$error":"#VALUE!"}]
["","","","","","",{"$error":"#VALUE!"},{"$error":"#VALUE!"}]
["","","","","","",{"$error":"#VALUE!"},{"$error":"#VALUE!"}]
["","","","","","",{"$error":"#VALUE!"},{"$error":"#VALUE!"}]
["","","","","","",{"$error":"#VALUE!"},{"$error":"#VALUE!"}]
["","","","","","",{"$error":"#VALUE!"},{"$error":"#VALUE!"}]
["","","","","","",{"$error":"#VALUE!"},{"$error":"#VALUE!"}]
["","","","","","",{"$error":"#VALUE!"},{"$error":"#VALUE!"}]
["","","","","","",{"$error":"#VALUE!"},{"$error":"#VALUE!"}]
["","","","","","",{"$error":"#VALUE!"},{"$error":"#VALUE!"}]
["","","","","","",{"$error":"#VALUE!"},{"$error":"#VALUE!"}]
["","","","","","",{"$error":"#VALUE!"},{"$error":"#VALUE!"}]
["","","","","","",{"$error":"#VALUE!"},{"$error":"#VALUE!"}]
["","","","","","",{"$error":"#VALUE!"},{"$error":"#VALUE!"}]
["","","","","","",{"$error":"#VALUE!"},{"$error":"#VALUE!"}]
["","","","","","",{"$error":"#VALUE!"},{"$error":"#VALUE!"}]
["","","","","","",{"$error":"#VALUE!"},{"$error":"#VALUE!"}]
["","","","","","",{"$error":"#VALUE!"},{"$error":"#VALUE!"}]
["","","","","","",{"$error":"#VALUE!"},{"$error":"#VALUE!"}]
["","","","","","",{"$error":"#VALUE!"},{"$error":"#VALUE!"}]
["","","",{"$f":"IF(A2325<>\"\",MOD(B2325,24)/24,\"\")","v":""},"","",{"$f":"ABS(0.5*1.025*1*(F2325^3))","v":{"$error":"#VALUE!"}},{"$f":"G2325*$B$13","v":{"$error":"#VALUE!"}}]
[{"$f":"IF(IF(A2325<>\"\",A2325+1<=$B$16,0),A2325+1,\"\")","v":""},{"$f":"IF(A2326<>\"\",A2326*$B$13,\"\")","v":""},{"$f":"IF(A2326<>\"\",ROUNDDOWN(A2326*$B$13/24,0),\"\")","v":""},"",{"$f":"IF(A2326<>\"\",($B$4+$B$5)/2+($B$5-$B$4)/2*COS(2*PI()/$B$15*B2326),\"\")","v":""},{"$f":"IF(A2326<>\"\",E2326*COS(2*PI()/$B$7*B2326),\"\")","v":""},{"$error":"#VALUE!"},{"$error":"#VALUE!"}]
["","","","","","",{"$error":"#VALUE!"},{"$error":"#VALUE!"}]
["","","","","","",{"$error":"#VALUE!"},{"$error":"#VALUE!"}]
["","","","","","",{"$error":"#VALUE!"},{"$error":"#VALUE!"}]
["","","","","","",{"$error":"#VALUE!"},{"$error":"#VALUE!"}]
["","","","","","",{"$error":"#VALUE!"},{"$error":"#VALUE!"}]
["","","","","","",{"$error":"#VALUE!"},{"$error":"#VALUE!"}]
["","","","","","",{"$error":"#VALUE!"},{"$error":"#VALUE!"}]
["","","","","","",{"$error":"#VALUE!"},{"$error":"#VALUE!"}]
["","","","","","",{"$error":"#VALUE!"},{"$error":"#VALUE!"}]
["","","","","","",{"$error":"#VALUE!"},{"$error":"#VALUE!"}]
["","","","","","",{"$error":"#VALUE!"},{"$error":"#VALUE!"}]
["","","","","","",{"$error":"#VALUE!"},{"$error":"#VALUE!"}]
["","","","","","",{"$error":"#VALUE!"},{"$error":"#VALUE!"}]
["","","","","","",{"$error":"#VALUE!"},{"$error":"#VALUE!"}]
["","","","","","",{"$error":"#VALUE!"},{"$error":"#VALUE!"}]
["","","","","","",{"$error":"#VALUE!"},{"$error":"#VALUE!"}]
["","","","","","",{"$error":"#VALUE!"},{"$error":"#VALUE!"}]
["","","","","","",{"$error":"#VALUE!"},{"$error":"#VALUE!"}]
["","","","","","",{"$error":"#VALUE!"},{"$error":"#VALUE!"}]
["","","","","","",{"$error":"#VALUE!"},{"$error":"#VALUE!"}]
["","","","","","",{"$error":"#VALUE!"},{"$error":"#VALUE!"}]
["","","","","","",{"$error":"#VALUE!"},{"$error":"#VALUE!"}]
["","","","","","",{"$error":"#VALUE!"},{"$error":"#VALUE!"}]
["","","","","","",{"$error":"#VALUE!"},{"$error":"#VALUE!"}]
["","","","","","",{"$error":"#VALUE!"},{"$error":"#VALUE!"}]
["","","","","","",{"$error":"#VALUE!"},{"$error":"#VALUE!"}]
["","","","","","",{"$error":"#VALUE!"},{"$error":"#VALUE!"}]
["","","","","","",{"$error":"#VALUE!"},{"$error":"#VALUE!"}]
["","","","","","",{"$error":"#VALUE!"},{"$error":"#VALUE!"}]
["","","","","","",{"$error":"#VALUE!"},{"$error":"#VALUE!"}]
["","","","","","",{"$error":"#VALUE!"},{"$error":"#VALUE!"}]
["","","","","","",{"$error":"#VALUE!"},{"$error":"#VALUE!"}]
["","","","","","",{"$error":"#VALUE!"},{"$error":"#VALUE!"}]
["","","","","","",{"$error":"#VALUE!"},{"$error":"#VALUE!"}]
["","","","","","",{"$error":"#VALUE!"},{"$error":"#VALUE!"}]
["","","","","","",{"$error":"#VALUE!"},{"$error":"#VALUE!"}]
["","","","","","",{"$error":"#VALUE!"},{"$error":"#VALUE!"}]
["","","","","","",{"$error":"#VALUE!"},{"$error":"#VALUE!"}]
["","","","","","",{"$error":"#VALUE!"},{"$error":"#VALUE!"}]
["","","","","","",{"$error":"#VALUE!"},{"$error":"#VALUE!"}]
["","","","","","",{"$error":"#VALUE!"},{"$error":"#VALUE!"}]
["","","","","","",{"$error":"#VALUE!"},{"$error":"#VALUE!"}]
["","","","","","",{"$error":"#VALUE!"},{"$error":"#VALUE!"}]
["","","","","","",{"$error":"#VALUE!"},{"$error":"#VALUE!"}]
["","","","","","",{"$error":"#VALUE!"},{"$error":"#VALUE!"}]
["","","","","","",{"$error":"#VALUE!"},{"$error":"#VALUE!"}]
["","","","","","",{"$error":"#VALUE!"},{"$error":"#VALUE!"}]
["","","","","","",{"$error":"#VALUE!"},{"$error":"#VALUE!"}]
["","","","","","",{"$error":"#VALUE!"},{"$error":"#VALUE!"}]
["","","","","","",{"$error":"#VALUE!"},{"$error":"#VALUE!"}]
["","","","","","",{"$error":"#VALUE!"},{"$error":"#VALUE!"}]
["","","","","","",{"$error":"#VALUE!"},{"$error":"#VALUE!"}]
["","","","","","",{"$error":"#VALUE!"},{"$error":"#VALUE!"}]
["","","","","","",{"$error":"#VALUE!"},{"$error":"#VALUE!"}]
["","","","","","",{"$error":"#VALUE!"},{"$error":"#VALUE!"}]
["","","","","","",{"$error":"#VALUE!"},{"$error":"#VALUE!"}]
["","","","","","",{"$error":"#VALUE!"},{"$error":"#VALUE!"}]
["","","","","","",{"$error":"#VALUE!"},{"$error":"#VALUE!"}]
["","","","","","",{"$error":"#VALUE!"},{"$error":"#VALUE!"}]
["","","","","","",{"$error":"#VALUE!"},{"$error":"#VALUE!"}]
["","","","","","",{"$error":"#VALUE!"},{"$error":"#VALUE!"}]
["","","","","","",{"$error":"#VALUE!"},{"$error":"#VALUE!"}]
["","","",{"$f":"IF(A2389<>\"\",MOD(B2389,24)/24,\"\")","v":""},"","",{"$f":"ABS(0.5*1.025*1*(F2389^3))","v":{"$error":"#VALUE!"}},{"$f":"G2389*$B$13","v":{"$error":"#VALUE!"}}]
[{"$f":"IF(IF(A2389<>\"\",A2389+1<=$B$16,0),A2389+1,\"\")","v":""},{"$f":"IF(A2390<>\"\",A2390*$B$13,\"\")","v":""},{"$f":"IF(A2390<>\"\",ROUNDDOWN(A2390*$B$13/24,0),\"\")","v":""},"",{"$f":"IF(A2390<>\"\",($B$4+$B$5)/2+($B$5-$B$4)/2*COS(2*PI()/$B$15*B2390),\"\")","v":""},{"$f":"IF(A2390<>\"\",E2390*COS(2*PI()/$B$7*B2390),\"\")","v":""},{"$error":"#VALUE!"},{"$error":"#VALUE!"}]
["","","","","","",{"$error":"#VALUE!"},{"$error":"#VALUE!"}]
["","","","","","",{"$error":"#VALUE!"},{"$error":"#VALUE!"}]
["","","","","","",{"$error":"#VALUE!"},{"$error":"#VALUE!"}]
["","","","","","",{"$error":"#VALUE!"},{"$error":"#VALUE!"}]
["","","","","","",{"$error":"#VALUE!"},{"$error":"#VALUE!"}]
["","","","","","",{"$error":"#VALUE!"},{"$error":"#VALUE!"}]
["","","","","","",{"$error":"#VALUE!"},{"$error":"#VALUE!"}]
["","","","","","",{"$error":"#VALUE!"},{"$error":"#VALUE!"}]
["","","","","","",{"$error":"#VALUE!"},{"$error":"#VALUE!"}]
["","","","","","",{"$error":"#VALUE!"},{"$error":"#VALUE!"}]
["","","","","","",{"$error":"#VALUE!"},{"$error":"#VALUE!"}]
["","","","","","",{"$error":"#VALUE!"},{"$error":"#VALUE!"}]
["","","","","","",{"$error":"#VALUE!"},{"$error":"#VALUE!"}]
["","","","","","",{"$error":"#VALUE!"},{"$error":"#VALUE!"}]
["","","","","","",{"$error":"#VALUE!"},{"$error":"#VALUE!"}]
["","","","","","",{"$error":"#VALUE!"},{"$error":"#VALUE!"}]
["","","","","","",{"$error":"#VALUE!"},{"$error":"#VALUE!"}]
["","","","","","",{"$error":"#VALUE!"},{"$error":"#VALUE!"}]
["","","","","","",{"$error":"#VALUE!"},{"$error":"#VALUE!"}]
["","","","","","",{"$error":"#VALUE!"},{"$error":"#VALUE!"}]
["","","","","","",{"$error":"#VALUE!"},{"$error":"#VALUE!"}]
["","","","","","",{"$error":"#VALUE!"},{"$error":"#VALUE!"}]
["","","","","","",{"$error":"#VALUE!"},{"$error":"#VALUE!"}]
["","","","","","",{"$error":"#VALUE!"},{"$error":"#VALUE!"}]
["","","","","","",{"$error":"#VALUE!"},{"$error":"#VALUE!"}]
["","","","","","",{"$error":"#VALUE!"},{"$error":"#VALUE!"}]
["","","","","","",{"$error":"#VALUE!"},{"$error":"#VALUE!"}]
["","","","","","",{"$error":"#VALUE!"},{"$error":"#VALUE!"}]
["","","","","","",{"$error":"#VALUE!"},{"$error":"#VALUE!"}]
["","","","","","",{"$error":"#VALUE!"},{"$error":"#VALUE!"}]
["","","","","","",{"$error":"#VALUE!"},{"$error":"#VALUE!"}]
["","","","","","",{"$error":"#VALUE!"},{"$error":"#VALUE!"}]
["","","","","","",{"$error":"#VALUE!"},{"$error":"#VALUE!"}]
["","","","","","",{"$error":"#VALUE!"},{"$error":"#VALUE!"}]
["","","","","","",{"$error":"#VALUE!"},{"$error":"#VALUE!"}]
["","","","","","",{"$error":"#VALUE!"},{"$error":"#VALUE!"}]
["","","","","","",{"$error":"#VALUE!"},{"$error":"#VALUE!"}]
["","","","","","",{"$error":"#VALUE!"},{"$error":"#VALUE!"}]
["","","","","","",{"$error":"#VALUE!"},{"$error":"#VALUE!"}]
["","","","","","",{"$error":"#VALUE!"},{"$error":"#VALUE!"}]
["","","","","","",{"$error":"#VALUE!"},{"$error":"#VALUE!"}]
["","","","","","",{"$error":"#VALUE!"},{"$error":"#VALUE!"}]
["","","","","","",{"$error":"#VALUE!"},{"$error":"#VALUE!"}]
["","","","","","",{"$error":"#VALUE!"},{"$error":"#VALUE!"}]
["","","","","","",{"$error":"#VALUE!"},{"$error":"#VALUE!"}]
["","","","","","",{"$error":"#VALUE!"},{"$error":"#VALUE!"}]
["","","","","","",{"$error":"#VALUE!"},{"$error":"#VALUE!"}]
["","","","","","",{"$error":"#VALUE!"},{"$error":"#VALUE!"}]
["","","","","","",{"$error":"#VALUE!"},{"$error":"#VALUE!"}]
["","","","","","",{"$error":"#VALUE!"},{"$error":"#VALUE!"}]
["","","","","","",{"$error":"#VALUE!"},{"$error":"#VALUE!"}]
["","","","","","",{"$error":"#VALUE!"},{"$error":"#VALUE!"}]
["","","","","","",{"$error":"#VALUE!"},{"$error":"#VALUE!"}]
["","","","","","",{"$error":"#VALUE!"},{"$error":"#VALUE!"}]
["","","","","","",{"$error":"#VALUE!"},{"$error":"#VALUE!"}]
["","","","","","",{"$error":"#VALUE!"},{"$error":"#VALUE!"}]
["","","","","","",{"$error":"#VALUE!"},{"$error":"#VALUE!"}]
["","","","","","",{"$error":"#VALUE!"},{"$error":"#VALUE!"}]
["","","","","","",{"$error":"#VALUE!"},{"$error":"#VALUE!"}]
["","","","","","",{"$error":"#VALUE!"},{"$error":"#VALUE!"}]
["","","","","","",{"$error":"#VALUE!"},{"$error":"#VALUE!"}]
["","","","","","",{"$error":"#VALUE!"},{"$error":"#VALUE!"}]
["","","",{"$f":"IF(A2453<>\"\",MOD(B2453,24)/24,\"\")","v":""},"","",{"$f":"ABS(0.5*1.025*1*(F2453^3))","v":{"$error":"#VALUE!"}},{"$f":"G2453*$B$13","v":{"$error":"#VALUE!"}}]
[{"$f":"IF(IF(A2453<>\"\",A2453+1<=$B$16,0),A2453+1,\"\")","v":""},{"$f":"IF(A2454<>\"\",A2454*$B$13,\"\")","v":""},{"$f":"IF(A2454<>\"\",ROUNDDOWN(A2454*$B$13/24,0),\"\")","v":""},"",{"$f":"IF(A2454<>\"\",($B$4+$B$5)/2+($B$5-$B$4)/2*COS(2*PI()/$B$15*B2454),\"\")","v":""},{"$f":"IF(A2454<>\"\",E2454*COS(2*PI()/$B$7*B2454),\"\")","v":""},{"$error":"#VALUE!"},{"$error":"#VALUE!"}]
["","","","","","",{"$error":"#VALUE!"},{"$error":"#VALUE!"}]
["","","","","","",{"$error":"#VALUE!"},{"$error":"#VALUE!"}]
["","","","","","",{"$error":"#VALUE!"},{"$error":"#VALUE!"}]
["","","","","","",{"$error":"#VALUE!"},{"$error":"#VALUE!"}]
["","","","","","",{"$error":"#VALUE!"},{"$error":"#VALUE!"}]
["","","","","","",{"$error":"#VALUE!"},{"$error":"#VALUE!"}]
["","","","","","",{"$error":"#VALUE!"},{"$error":"#VALUE!"}]
["","","","","","",{"$error":"#VALUE!"},{"$error":"#VALUE!"}]
["","","","","","",{"$error":"#VALUE!"},{"$error":"#VALUE!"}]
["","","","","","",{"$error":"#VALUE!"},{"$error":"#VALUE!"}]
["","","","","","",{"$error":"#VALUE!"},{"$error":"#VALUE!"}]
["","","","","","",{"$error":"#VALUE!"},{"$error":"#VALUE!"}]
["","","","","","",{"$error":"#VALUE!"},{"$error":"#VALUE!"}]
["","","","","","",{"$error":"#VALUE!"},{"$error":"#VALUE!"}]
["","","","","","",{"$error":"#VALUE!"},{"$error":"#VALUE!"}]
["","","","","","",{"$error":"#VALUE!"},{"$error":"#VALUE!"}]
["","","","","","",{"$error":"#VALUE!"},{"$error":"#VALUE!"}]
["","","","","","",{"$error":"#VALUE!"},{"$error":"#VALUE!"}]
["","","","","","",{"$error":"#VALUE!"},{"$error":"#VALUE!"}]
["","","","","","",{"$error":"#VALUE!"},{"$error":"#VALUE!"}]
["","","","","","",{"$error":"#VALUE!"},{"$error":"#VALUE!"}]
["","","","","","",{"$error":"#VALUE!"},{"$error":"#VALUE!"}]
["","","","","","",{"$error":"#VALUE!"},{"$error":"#VALUE!"}]
["","","","","","",{"$error":"#VALUE!"},{"$error":"#VALUE!"}]
["","","","","","",{"$error":"#VALUE!"},{"$error":"#VALUE!"}]
["","","","","","",{"$error":"#VALUE!"},{"$error":"#VALUE!"}]
["","","","","","",{"$error":"#VALUE!"},{"$error":"#VALUE!"}]
["","","","","","",{"$error":"#VALUE!"},{"$error":"#VALUE!"}]
["","","","","","",{"$error":"#VALUE!"},{"$error":"#VALUE!"}]
["","","","","","",{"$error":"#VALUE!"},{"$error":"#VALUE!"}]
["","","","","","",{"$error":"#VALUE!"},{"$error":"#VALUE!"}]
["","","","","","",{"$error":"#VALUE!"},{"$error":"#VALUE!"}]
["","","","","","",{"$error":"#VALUE!"},{"$error":"#VALUE!"}]
["","","","","","",{"$error":"#VALUE!"},{"$error":"#VALUE!"}]
["","","","","","",{"$error":"#VALUE!"},{"$error":"#VALUE!"}]
["","","","","","",{"$error":"#VALUE!"},{"$error":"#VALUE!"}]
["","","","","","",{"$error":"#VALUE!"},{"$error":"#VALUE!"}]
["","","","","","",{"$error":"#VALUE!"},{"$error":"#VALUE!"}]
["","","","","","",{"$error":"#VALUE!"},{"$error":"#VALUE!"}]
["","","","","","",{"$error":"#VALUE!"},{"$error":"#VALUE!"}]
["","","","","","",{"$error":"#VALUE!"},{"$error":"#VALUE!"}]
["","","","","","",{"$error":"#VALUE!"},{"$error":"#VALUE!"}]
["","","","","","",{"$error":"#VALUE!"},{"$error":"#VALUE!"}]
["","","","","","",{"$error":"#VALUE!"},{"$error":"#VALUE!"}]
["","","","","","",{"$error":"#VALUE!"},{"$error":"#VALUE!"}]
["","","","","","",{"$error":"#VALUE!"},{"$error":"#VALUE!"}]
["","","","","","",{"$error":"#VALUE!"},{"$error":"#VALUE!"}]
["","","","","","",{"$error":"#VALUE!"},{"$error":"#VALUE!"}]
["","","","","","",{"$error":"#VALUE!"},{"$error":"#VALUE!"}]
["","","","","","",{"$error":"#VALUE!"},{"$error":"#VALUE!"}]
["","","","","","",{"$error":"#VALUE!"},{"$error":"#VALUE!"}]
["","","","","","",{"$error":"#VALUE!"},{"$error":"#VALUE!"}]
["","","","","","",{"$error":"#VALUE!"},{"$error":"#VALUE!"}]
["","","","","","",{"$error":"#VALUE!"},{"$error":"#VALUE!"}]
["","","","","","",{"$error":"#VALUE!"},{"$error":"#VALUE!"}]
["","","","","","",{"$error":"#VALUE!"},{"$error":"#VALUE!"}]
["","","","","","",{"$error":"#VALUE!"},{"$error":"#VALUE!"}]
["","","","","","",{"$error":"#VALUE!"},{"$error":"#VALUE!"}]
["","","","","","",{"$error":"#VALUE!"},{"$error":"#VALUE!"}]
["","","","","","",{"$error":"#VALUE!"},{"$error":"#VALUE!"}]
["","","","","","",{"$error":"#VALUE!"},{"$error":"#VALUE!"}]
["","","","","","",{"$error":"#VALUE!"},{"$error":"#VALUE!"}]
["","","",{"$f":"IF(A2517<>\"\",MOD(B2517,24)/24,\"\")","v":""},"","",{"$f":"ABS(0.5*1.025*1*(F2517^3))","v":{"$error":"#VALUE!"}},{"$f":"G2517*$B$13","v":{"$error":"#VALUE!"}}]
[{"$f":"IF(IF(A2517<>\"\",A2517+1<=$B$16,0),A2517+1,\"\")","v":""},{"$f":"IF(A2518<>\"\",A2518*$B$13,\"\")","v":""},{"$f":"IF(A2518<>\"\",ROUNDDOWN(A2518*$B$13/24,0),\"\")","v":""},"",{"$f":"IF(A2518<>\"\",($B$4+$B$5)/2+($B$5-$B$4)/2*COS(2*PI()/$B$15*B2518),\"\")","v":""},{"$f":"IF(A2518<>\"\",E2518*COS(2*PI()/$B$7*B2518),\"\")","v":""},{"$error":"#VALUE!"},{"$error":"#VALUE!"}]
["","","","","","",{"$error":"#VALUE!"},{"$error":"#VALUE!"}]
["","","","","","",{"$error":"#VALUE!"},{"$error":"#VALUE!"}]
["","","","","","",{"$error":"#VALUE!"},{"$error":"#VALUE!"}]
["","","","","","",{"$error":"#VALUE!"},{"$error":"#VALUE!"}]
["","","","","","",{"$error":"#VALUE!"},{"$error":"#VALUE!"}]
["","","","","","",{"$error":"#VALUE!"},{"$error":"#VALUE!"}]
["","","","","","",{"$error":"#VALUE!"},{"$error":"#VALUE!"}]
["","","","","","",{"$error":"#VALUE!"},{"$error":"#VALUE!"}]
["","","","","","",{"$error":"#VALUE!"},{"$error":"#VALUE!"}]
["","","","","","",{"$error":"#VALUE!"},{"$error":"#VALUE!"}]
["","","","","","",{"$error":"#VALUE!"},{"$error":"#VALUE!"}]
["","","","","","",{"$error":"#VALUE!"},{"$error":"#VALUE!"}]
["","","","","","",{"$error":"#VALUE!"},{"$error":"#VALUE!"}]
["","","","","","",{"$error":"#VALUE!"},{"$error":"#VALUE!"}]
["","","","","","",{"$error":"#VALUE!"},{"$error":"#VALUE!"}]
["","","","","","",{"$error":"#VALUE!"},{"$error":"#VALUE!"}]
["","","","","","",{"$error":"#VALUE!"},{"$error":"#VALUE!"}]
["","","","","","",{"$error":"#VALUE!"},{"$error":"#VALUE!"}]
["","","","","","",{"$error":"#VALUE!"},{"$error":"#VALUE!"}]
["","","","","","",{"$error":"#VALUE!"},{"$error":"#VALUE!"}]
["","","","","","",{"$error":"#VALUE!"},{"$error":"#VALUE!"}]
["","","","","","",{"$error":"#VALUE!"},{"$error":"#VALUE!"}]
["","","","","","",{"$error":"#VALUE!"},{"$error":"#VALUE!"}]
["","","","","","",{"$error":"#VALUE!"},{"$error":"#VALUE!"}]
["","","","","","",{"$error":"#VALUE!"},{"$error":"#VALUE!"}]
["","","","","","",{"$error":"#VALUE!"},{"$error":"#VALUE!"}]
["","","","","","",{"$error":"#VALUE!"},{"$error":"#VALUE!"}]
["","","","","","",{"$error":"#VALUE!"},{"$error":"#VALUE!"}]
["","","","","","",{"$error":"#VALUE!"},{"$error":"#VALUE!"}]
["","","","","","",{"$error":"#VALUE!"},{"$error":"#VALUE!"}]
["","","","","","",{"$error":"#VALUE!"},{"$error":"#VALUE!"}]
["","","","","","",{"$error":"#VALUE!"},{"$error":"#VALUE!"}]
["","","","","","",{"$error":"#VALUE!"},{"$error":"#VALUE!"}]
["","","","","","",{"$error":"#VALUE!"},{"$error":"#VALUE!"}]
["","","","","","",{"$error":"#VALUE!"},{"$error":"#VALUE!"}]
["","","","","","",{"$error":"#VALUE!"},{"$error":"#VALUE!"}]
["","","","","","",{"$error":"#VALUE!"},{"$error":"#VALUE!"}]
["","","","","","",{"$error":"#VALUE!"},{"$error":"#VALUE!"}]
["","","","","","",{"$error":"#VALUE!"},{"$error":"#VALUE!"}]
["","","","","","",{"$error":"#VALUE!"},{"$error":"#VALUE!"}]
["","","","","","",{"$error":"#VALUE!"},{"$error":"#VALUE!"}]
["","","","","","",{"$error":"#VALUE!"},{"$error":"#VALUE!"}]
["","","","","","",{"$error":"#VALUE!"},{"$error":"#VALUE!"}]
["","","","","","",{"$error":"#VALUE!"},{"$error":"#VALUE!"}]
["","","","","","",{"$error":"#VALUE!"},{"$error":"#VALUE!"}]
["","","","","","",{"$error":"#VALUE!"},{"$error":"#VALUE!"}]
["","","","","","",{"$error":"#VALUE!"},{"$error":"#VALUE!"}]
["","","","","","",{"$error":"#VALUE!"},{"$error":"#VALUE!"}]
["","","","","","",{"$error":"#VALUE!"},{"$error":"#VALUE!"}]
["","","","","","",{"$error":"#VALUE!"},{"$error":"#VALUE!"}]
["","","","","","",{"$error":"#VALUE!"},{"$error":"#VALUE!"}]
["","","","","","",{"$error":"#VALUE!"},{"$error":"#VALUE!"}]
["","","","","","",{"$error":"#VALUE!"},{"$error":"#VALUE!"}]
["","","","","","",{"$error":"#VALUE!"},{"$error":"#VALUE!"}]
["","","","","","",{"$error":"#VALUE!"},{"$error":"#VALUE!"}]
["","","","","","",{"$error":"#VALUE!"},{"$error":"#VALUE!"}]
["","","","","","",{"$error":"#VALUE!"},{"$error":"#VALUE!"}]
["","","","","","",{"$error":"#VALUE!"},{"$error":"#VALUE!"}]
["","","","","","",{"$error":"#VALUE!"},{"$error":"#VALUE!"}]
["","","","","","",{"$error":"#VALUE!"},{"$error":"#VALUE!"}]
["","","","","","",{"$error":"#VALUE!"},{"$error":"#VALUE!"}]
["","","","","","",{"$error":"#VALUE!"},{"$error":"#VALUE!"}]
["","","",{"$f":"IF(A2581<>\"\",MOD(B2581,24)/24,\"\")","v":""},"","",{"$f":"ABS(0.5*1.025*1*(F2581^3))","v":{"$error":"#VALUE!"}},{"$f":"G2581*$B$13","v":{"$error":"#VALUE!"}}]
[{"$f":"IF(IF(A2581<>\"\",A2581+1<=$B$16,0),A2581+1,\"\")","v":""},{"$f":"IF(A2582<>\"\",A2582*$B$13,\"\")","v":""},{"$f":"IF(A2582<>\"\",ROUNDDOWN(A2582*$B$13/24,0),\"\")","v":""},"",{"$f":"IF(A2582<>\"\",($B$4+$B$5)/2+($B$5-$B$4)/2*COS(2*PI()/$B$15*B2582),\"\")","v":""},{"$f":"IF(A2582<>\"\",E2582*COS(2*PI()/$B$7*B2582),\"\")","v":""},{"$error":"#VALUE!"},{"$error":"#VALUE!"}]
["","","","","","",{"$error":"#VALUE!"},{"$error":"#VALUE!"}]
["","","","","","",{"$error":"#VALUE!"},{"$error":"#VALUE!"}]
["","","","","","",{"$error":"#VALUE!"},{"$error":"#VALUE!"}]
["","","","","","",{"$error":"#VALUE!"},{"$error":"#VALUE!"}]
["","","","","","",{"$error":"#VALUE!"},{"$error":"#VALUE!"}]
["","","","","","",{"$error":"#VALUE!"},{"$error":"#VALUE!"}]
["","","","","","",{"$error":"#VALUE!"},{"$error":"#VALUE!"}]
["","","","","","",{"$error":"#VALUE!"},{"$error":"#VALUE!"}]
["","","","","","",{"$error":"#VALUE!"},{"$error":"#VALUE!"}]
["","","","","","",{"$error":"#VALUE!"},{"$error":"#VALUE!"}]
["","","","","","",{"$error":"#VALUE!"},{"$error":"#VALUE!"}]
["","","","","","",{"$error":"#VALUE!"},{"$error":"#VALUE!"}]
["","","","","","",{"$error":"#VALUE!"},{"$error":"#VALUE!"}]
["","","","","","",{"$error":"#VALUE!"},{"$error":"#VALUE!"}]
["","","","","","",{"$error":"#VALUE!"},{"$error":"#VALUE!"}]
["","","","","","",{"$error":"#VALUE!"},{"$error":"#VALUE!"}]
["","","","","","",{"$error":"#VALUE!"},{"$error":"#VALUE!"}]
["","","","","","",{"$error":"#VALUE!"},{"$error":"#VALUE!"}]
["","","","","","",{"$error":"#VALUE!"},{"$error":"#VALUE!"}]
["","","","","","",{"$error":"#VALUE!"},{"$error":"#VALUE!"}]
["","","","","","",{"$error":"#VALUE!"},{"$error":"#VALUE!"}]
["","","","","","",{"$error":"#VALUE!"},{"$error":"#VALUE!"}]
["","","","","","",{"$error":"#VALUE!"},{"$error":"#VALUE!"}]
["","","","","","",{"$error":"#VALUE!"},{"$error":"#VALUE!"}]
["","","","","","",{"$error":"#VALUE!"},{"$error":"#VALUE!"}]
["","","","","","",{"$error":"#VALUE!"},{"$error":"#VALUE!"}]
["","","","","","",{"$error":"#VALUE!"},{"$error":"#VALUE!"}]
["","","","","","",{"$error":"#VALUE!"},{"$error":"#VALUE!"}]
["","","","","","",{"$error":"#VALUE!"},{"$error":"#VALUE!"}]
["","","","","","",{"$error":"#VALUE!"},{"$error":"#VALUE!"}]
["","","","","","",{"$error":"#VALUE!"},{"$error":"#VALUE!"}]
["","","","","","",{"$error":"#VALUE!"},{"$error":"#VALUE!"}]
["","","","","","",{"$error":"#VALUE!"},{"$error":"#VALUE!"}]
["","","","","","",{"$error":"#VALUE!"},{"$error":"#VALUE!"}]
["","","","","","",{"$error":"#VALUE!"},{"$error":"#VALUE!"}]
["","","","","","",{"$error":"#VALUE!"},{"$error":"#VALUE!"}]
["","","","","","",{"$error":"#VALUE!"},{"$error":"#VALUE!"}]
["","","","","","",{"$error":"#VALUE!"},{"$error":"#VALUE!"}]
["","","","","","",{"$error":"#VALUE!"},{"$error":"#VALUE!"}]
["","","","","","",{"$error":"#VALUE!"},{"$error":"#VALUE!"}]
["","","","","","",{"$error":"#VALUE!"},{"$error":"#VALUE!"}]
["","","","","","",{"$error":"#VALUE!"},{"$error":"#VALUE!"}]
["","","","","","",{"$error":"#VALUE!"},{"$error":"#VALUE!"}]
["","","","","","",{"$error":"#VALUE!"},{"$error":"#VALUE!"}]
["","","","","","",{"$error":"#VALUE!"},{"$error":"#VALUE!"}]
["","","","","","",{"$error":"#VALUE!"},{"$error":"#VALUE!"}]
["","","","","","",{"$error":"#VALUE!"},{"$error":"#VALUE!"}]
["","","","","","",{"$error":"#VALUE!"},{"$error":"#VALUE!"}]
["","","","","","",{"$error":"#VALUE!"},{"$error":"#VALUE!"}]
["","","","","","",{"$error":"#VALUE!"},{"$error":"#VALUE!"}]
["","","","","","",{"$error":"#VALUE!"},{"$error":"#VALUE!"}]
["","","","","","",{"$error":"#VALUE!"},{"$error":"#VALUE!"}]
["","","","","","",{"$error":"#VALUE!"},{"$error":"#VALUE!"}]
["","","","","","",{"$error":"#VALUE!"},{"$error":"#VALUE!"}]
["","","","","","",{"$error":"#VALUE!"},{"$error":"#VALUE!"}]
["","","","","","",{"$error":"#VALUE!"},{"$error":"#VALUE!"}]
["","","","","","",{"$error":"#VALUE!"},{"$error":"#VALUE!"}]
["","","","","","",{"$error":"#VALUE!"},{"$error":"#VALUE!"}]
["","","","","","",{"$error":"#VALUE!"},{"$error":"#VALUE!"}]
["","","","","","",{"$error":"#VALUE!"},{"$error":"#VALUE!"}]
["","","","","","",{"$error":"#VALUE!"},{"$error":"#VALUE!"}]
["","","","","","",{"$error":"#VALUE!"},{"$error":"#VALUE!"}]
["","","",{"$f":"IF(A2645<>\"\",MOD(B2645,24)/24,\"\")","v":""},"","",{"$f":"ABS(0.5*1.025*1*(F2645^3))","v":{"$error":"#VALUE!"}},{"$f":"G2645*$B$13","v":{"$error":"#VALUE!"}}]
[{"$f":"IF(IF(A2645<>\"\",A2645+1<=$B$16,0),A2645+1,\"\")","v":""},{"$f":"IF(A2646<>\"\",A2646*$B$13,\"\")","v":""},{"$f":"IF(A2646<>\"\",ROUNDDOWN(A2646*$B$13/24,0),\"\")","v":""},"",{"$f":"IF(A2646<>\"\",($B$4+$B$5)/2+($B$5-$B$4)/2*COS(2*PI()/$B$15*B2646),\"\")","v":""},{"$f":"IF(A2646<>\"\",E2646*COS(2*PI()/$B$7*B2646),\"\")","v":""},{"$error":"#VALUE!"},{"$error":"#VALUE!"}]
["","","","","","",{"$error":"#VALUE!"},{"$error":"#VALUE!"}]
["","","","","","",{"$error":"#VALUE!"},{"$error":"#VALUE!"}]
["","","","","","",{"$error":"#VALUE!"},{"$error":"#VALUE!"}]
["","","","","","",{"$error":"#VALUE!"},{"$error":"#VALUE!"}]
["","","","","","",{"$error":"#VALUE!"},{"$error":"#VALUE!"}]
["","","","","","",{"$error":"#VALUE!"},{"$error":"#VALUE!"}]
["","","","","","",{"$error":"#VALUE!"},{"$error":"#VALUE!"}]
["","","","","","",{"$error":"#VALUE!"},{"$error":"#VALUE!"}]
["","","","","","",{"$error":"#VALUE!"},{"$error":"#VALUE!"}]
["","","","","","",{"$error":"#VALUE!"},{"$error":"#VALUE!"}]
["","","","","","",{"$error":"#VALUE!"},{"$error":"#VALUE!"}]
["","","","","","",{"$error":"#VALUE!"},{"$error":"#VALUE!"}]
["","","","","","",{"$error":"#VALUE!"},{"$error":"#VALUE!"}]
["","","","","","",{"$error":"#VALUE!"},{"$error":"#VALUE!"}]
["","","","","","",{"$error":"#VALUE!"},{"$error":"#VALUE!"}]
["","","","","","",{"$error":"#VALUE!"},{"$error":"#VALUE!"}]
["","","","","","",{"$error":"#VALUE!"},{"$error":"#VALUE!"}]
["","","","","","",{"$error":"#VALUE!"},{"$error":"#VALUE!"}]
["","","","","","",{"$error":"#VALUE!"},{"$error":"#VALUE!"}]
["","","","","","",{"$error":"#VALUE!"},{"$error":"#VALUE!"}]
["","","","","","",{"$error":"#VALUE!"},{"$error":"#VALUE!"}]
["","","","","","",{"$error":"#VALUE!"},{"$error":"#VALUE!"}]
["","","","","","",{"$error":"#VALUE!"},{"$error":"#VALUE!"}]
["","","","","","",{"$error":"#VALUE!"},{"$error":"#VALUE!"}]
["","","","","","",{"$error":"#VALUE!"},{"$error":"#VALUE!"}]
["","","","","","",{"$error":"#VALUE!"},{"$error":"#VALUE!"}]
["","","","","","",{"$error":"#VALUE!"},{"$error":"#VALUE!"}]
["","","","","","",{"$error":"#VALUE!"},{"$error":"#VALUE!"}]
["","","","","","",{"$error":"#VALUE!"},{"$error":"#VALUE!"}]
["","","","","","",{"$error":"#VALUE!"},{"$error":"#VALUE!"}]
["","","","","","",{"$error":"#VALUE!"},{"$error":"#VALUE!"}]
["","","","","","",{"$error":"#VALUE!"},{"$error":"#VALUE!"}]
["","","","","","",{"$error":"#VALUE!"},{"$error":"#VALUE!"}]
["","","","","","",{"$error":"#VALUE!"},{"$error":"#VALUE!"}]
["","","","","","",{"$error":"#VALUE!"},{"$error":"#VALUE!"}]
["","","","","","",{"$error":"#VALUE!"},{"$error":"#VALUE!"}]
["","","","","","",{"$error":"#VALUE!"},{"$error":"#VALUE!"}]
["","","","","","",{"$error":"#VALUE!"},{"$error":"#VALUE!"}]
["","","","","","",{"$error":"#VALUE!"},{"$error":"#VALUE!"}]
["","","","","","",{"$error":"#VALUE!"},{"$error":"#VALUE!"}]
["","","","","","",{"$error":"#VALUE!"},{"$error":"#VALUE!"}]
["","","","","","",{"$error":"#VALUE!"},{"$error":"#VALUE!"}]
["","","","","","",{"$error":"#VALUE!"},{"$error":"#VALUE!"}]
["","","","","","",{"$error":"#VALUE!"},{"$error":"#VALUE!"}]
["","","","","","",{"$error":"#VALUE!"},{"$error":"#VALUE!"}]
["","","","","","",{"$error":"#VALUE!"},{"$error":"#VALUE!"}]
["","","","","","",{"$error":"#VALUE!"},{"$error":"#VALUE!"}]
["","","","","","",{"$error":"#VALUE!"},{"$error":"#VALUE!"}]
["","","","","","",{"$error":"#VALUE!"},{"$error":"#VALUE!"}]
["","","","","","",{"$error":"#VALUE!"},{"$error":"#VALUE!"}]
["","","","","","",{"$error":"#VALUE!"},{"$error":"#VALUE!"}]
["","","","","","",{"$error":"#VALUE!"},{"$error":"#VALUE!"}]
["","","","","","",{"$error":"#VALUE!"},{"$error":"#VALUE!"}]
["","","","","","",{"$error":"#VALUE!"},{"$error":"#VALUE!"}]
["","","","","","",{"$error":"#VALUE!"},{"$error":"#VALUE!"}]
["","","","","","",{"$error":"#VALUE!"},{"$error":"#VALUE!"}]
["","","","","","",{"$error":"#VALUE!"},{"$error":"#VALUE!"}]
["","","","","","",{"$error":"#VALUE!"},{"$error":"#VALUE!"}]
["","","","","","",{"$error":"#VALUE!"},{"$error":"#VALUE!"}]
["","","","","","",{"$error":"#VALUE!"},{"$error":"#VALUE!"}]
["","","","","","",{"$error":"#VALUE!"},{"$error":"#VALUE!"}]
["","","","","","",{"$error":"#VALUE!"},{"$error":"#VALUE!"}]
["","","",{"$f":"IF(A2709<>\"\",MOD(B2709,24)/24,\"\")","v":""},"","",{"$f":"ABS(0.5*1.025*1*(F2709^3))","v":{"$error":"#VALUE!"}},{"$f":"G2709*$B$13","v":{"$error":"#VALUE!"}}]
[{"$f":"IF(IF(A2709<>\"\",A2709+1<=$B$16,0),A2709+1,\"\")","v":""},{"$f":"IF(A2710<>\"\",A2710*$B$13,\"\")","v":""},{"$f":"IF(A2710<>\"\",ROUNDDOWN(A2710*$B$13/24,0),\"\")","v":""},"",{"$f":"IF(A2710<>\"\",($B$4+$B$5)/2+($B$5-$B$4)/2*COS(2*PI()/$B$15*B2710),\"\")","v":""},{"$f":"IF(A2710<>\"\",E2710*COS(2*PI()/$B$7*B2710),\"\")","v":""},{"$error":"#VALUE!"},{"$error":"#VALUE!"}]
["","","","","","",{"$error":"#VALUE!"},{"$error":"#VALUE!"}]
["","","","","","",{"$error":"#VALUE!"},{"$error":"#VALUE!"}]
["","","","","","",{"$error":"#VALUE!"},{"$error":"#VALUE!"}]
["","","","","","",{"$error":"#VALUE!"},{"$error":"#VALUE!"}]
["","","","","","",{"$error":"#VALUE!"},{"$error":"#VALUE!"}]
["","","","","","",{"$error":"#VALUE!"},{"$error":"#VALUE!"}]
["","","","","","",{"$error":"#VALUE!"},{"$error":"#VALUE!"}]
["","","","","","",{"$error":"#VALUE!"},{"$error":"#VALUE!"}]
["","","","","","",{"$error":"#VALUE!"},{"$error":"#VALUE!"}]
["","","","","","",{"$error":"#VALUE!"},{"$error":"#VALUE!"}]
["","","","","","",{"$error":"#VALUE!"},{"$error":"#VALUE!"}]
["","","","","","",{"$error":"#VALUE!"},{"$error":"#VALUE!"}]
["","","","","","",{"$error":"#VALUE!"},{"$error":"#VALUE!"}]
["","","","","","",{"$error":"#VALUE!"},{"$error":"#VALUE!"}]
["","","","","","",{"$error":"#VALUE!"},{"$error":"#VALUE!"}]
["","","","","","",{"$error":"#VALUE!"},{"$error":"#VALUE!"}]
["","","","","","",{"$error":"#VALUE!"},{"$error":"#VALUE!"}]
["","","","","","",{"$error":"#VALUE!"},{"$error":"#VALUE!"}]
["","","","","","",{"$error":"#VALUE!"},{"$error":"#VALUE!"}]
["","","","","","",{"$error":"#VALUE!"},{"$error":"#VALUE!"}]
["","","","","","",{"$error":"#VALUE!"},{"$error":"#VALUE!"}]
["","","","","","",{"$error":"#VALUE!"},{"$error":"#VALUE!"}]
["","","","","","",{"$error":"#VALUE!"},{"$error":"#VALUE!"}]
["","","","","","",{"$error":"#VALUE!"},{"$error":"#VALUE!"}]
["","","","","","",{"$error":"#VALUE!"},{"$error":"#VALUE!"}]
["","","","","","",{"$error":"#VALUE!"},{"$error":"#VALUE!"}]
["","","","","","",{"$error":"#VALUE!"},{"$error":"#VALUE!"}]
["","","","","","",{"$error":"#VALUE!"},{"$error":"#VALUE!"}]
["","","","","","",{"$error":"#VALUE!"},{"$error":"#VALUE!"}]
["","","","","","",{"$error":"#VALUE!"},{"$error":"#VALUE!"}]
["","","","","","",{"$error":"#VALUE!"},{"$error":"#VALUE!"}]
["","","","","","",{"$error":"#VALUE!"},{"$error":"#VALUE!"}]
["","","","","","",{"$error":"#VALUE!"},{"$error":"#VALUE!"}]
["","","","","","",{"$error":"#VALUE!"},{"$error":"#VALUE!"}]
["","","","","","",{"$error":"#VALUE!"},{"$error":"#VALUE!"}]
["","","","","","",{"$error":"#VALUE!"},{"$error":"#VALUE!"}]
["","","","","","",{"$error":"#VALUE!"},{"$error":"#VALUE!"}]
["","","","","","",{"$error":"#VALUE!"},{"$error":"#VALUE!"}]
["","","","","","",{"$error":"#VALUE!"},{"$error":"#VALUE!"}]
["","","","","","",{"$error":"#VALUE!"},{"$error":"#VALUE!"}]
["","","","","","",{"$error":"#VALUE!"},{"$error":"#VALUE!"}]
["","","","","","",{"$error":"#VALUE!"},{"$error":"#VALUE!"}]
["","","","","","",{"$error":"#VALUE!"},{"$error":"#VALUE!"}]
["","","","","","",{"$error":"#VALUE!"},{"$error":"#VALUE!"}]
["","","","","","",{"$error":"#VALUE!"},{"$error":"#VALUE!"}]
["","","","","","",{"$error":"#VALUE!"},{"$error":"#VALUE!"}]
["","","","","","",{"$error":"#VALUE!"},{"$error":"#VALUE!"}]
["","","","","","",{"$error":"#VALUE!"},{"$error":"#VALUE!"}]
["","","","","","",{"$error":"#VALUE!"},{"$error":"#VALUE!"}]
["","","","","","",{"$error":"#VALUE!"},{"$error":"#VALUE!"}]
["","","","","","",{"$error":"#VALUE!"},{"$error":"#VALUE!"}]
["","","","","","",{"$error":"#VALUE!"},{"$error":"#VALUE!"}]
["","","","","","",{"$error":"#VALUE!"},{"$error":"#VALUE!"}]
["","","","","","",{"$error":"#VALUE!"},{"$error":"#VALUE!"}]
["","","","","","",{"$error":"#VALUE!"},{"$error":"#VALUE!"}]
["","","","","","",{"$error":"#VALUE!"},{"$error":"#VALUE!"}]
["","","","","","",{"$error":"#VALUE!"},{"$error":"#VALUE!"}]
["","","","","","",{"$error":"#VALUE!"},{"$error":"#VALUE!"}]
["","","","","","",{"$error":"#VALUE!"},{"$error":"#VALUE!"}]
[{"$f":"IF(IF(A2769<>\"\",A2769+1<=$B$16,0),A2769+1,\"\")","v":""},{"$f":"IF(A2770<>\"\",A2770*$B$13,\"\")","v":""},{"$f":"IF(A2770<>\"\",ROUNDDOWN(A2770*$B$13/24,0),\"\")","v":""},"",{"$f":"IF(A2770<>\"\",($B$4+$B$5)/2+($B$5-$B$4)/2*COS(2*PI()/$B$15*B2770),\"\")","v":""},{"$f":"IF(A2770<>\"\",E2770*COS(2*PI()/$B$7*B2770),\"\")","v":""},{"$error":"#VALUE!"},{"$error":"#VALUE!"}]
[{"$f":"IF(IF(A2770<>\"\",A2770+1<=$B$16,0),A2770+1,\"\")","v":""},{"$f":"IF(A2771<>\"\",A2771*$B$13,\"\")","v":""},{"$f":"IF(A2771<>\"\",ROUNDDOWN(A2771*$B$13/24,0),\"\")","v":""},"",{"$f":"IF(A2771<>\"\",($B$4+$B$5)/2+($B$5-$B$4)/2*COS(2*PI()/$B$15*B2771),\"\")","v":""},{"$f":"IF(A2771<>\"\",E2771*COS(2*PI()/$B$7*B2771),\"\")","v":""},{"$error":"#VALUE!"},{"$error":"#VALUE!"}]
["","","","","","",{"$error":"#VALUE!"},{"$error":"#VALUE!"}]
["","","",{"$f":"IF(A2773<>\"\",MOD(B2773,24)/24,\"\")","v":""},"","",{"$f":"ABS(0.5*1.025*1*(F2773^3))","v":{"$error":"#VALUE!"}},{"$f":"G2773*$B$13","v":{"$error":"#VALUE!"}}]
["","","","","","",{"$error":"#VALUE!"},{"$error":"#VALUE!"}]
["","","","","","",{"$error":"#VALUE!"},{"$error":"#VALUE!"}]
["","","","","","",{"$error":"#VALUE!"},{"$error":"#VALUE!"}]
["","","","","","",{"$error":"#VALUE!"},{"$error":"#VALUE!"}]
["","","","","","",{"$error":"#VALUE!"},{"$error":"#VALUE!"}]
["","","","","","",{"$error":"#VALUE!"},{"$error":"#VALUE!"}]
[null,null,null,null,"Total Energy (kWh/m^2)",null,"-",{"$f":"IF(ISERROR(SUM(H20:H2779)),\"\",SUM(H20:H2779))","v":""},"per lunar cycle"]
[null,null,null,null,null,null,"-",{"$f":"IF(ISERROR(H2780*(365/$B$6)),\"\",(H2780*(365/$B$6)))","v":""},"per year"]
[null,null,null,null,"Average Power (kW/m^2)",null,{"$f":"IF(ISERROR(AVERAGE(G20:G2779)),\"\",(AVERAGE(G20:G2779)))","v":""},"-"]

{"sheet":"Tidal Barrage 1","index":8,"n_rows":151,"n_cols":8,"rows_kept":151,"cut":false,"hidden":false,"merged":[[2,1,2,2],[25,0,26,0],[7,1,7,2],[8,1,8,2],[9,1,9,2],[10,1,10,2]]}
["Tidal Barrage Resource"]
[]
[{"$f":"Input!E45","v":"Site Name"},{"$f":"Input!F45","v":"Galmisdale Pier (Outer)"},{"$f":"Input!G45","v":0}]
[{"$f":"Input!E46","v":"Max Tidal Range"},{"$f":"Input!F46","v":4.2},{"$f":"Input!G46","v":"m"}]
[{"$f":"Input!E47","v":"Mean Tidal Range"},{"$f":"Input!F47","v":2.7},{"$f":"Input!G47","v":"m"}]
[{"$f":"Input!E48","v":"Lunar Cycle Period"},{"$f":"Input!F48","v":28.74},{"$f":"Input!G48","v":"days"}]
[{"$f":"Input!E49","v":"Proposed Lagoon Surface Area"},{"$f":"Input!F49","v":26546.5},{"$f":"Input!G49","v":"m^2"}]
[{"$f":"Input!E50","v":"Proximity to Grid Connection"},{"$f":"Input!F50","v":"< 1 km"}]
[{"$f":"Input!E51","v":"Average Water Depth"},{"$f":"Input!F51","v":"< 5 m"},{"$f":"Input!G51","v":0}]
[{"$f":"Input!E52","v":"Seabed Topography"},{"$f":"Input!F52","v":"Moderate (Rocky, Gentle Gradient)"},{"$f":"Input!G52","v":0}]
[{"$f":"Input!E53","v":"Accessibility"},{"$f":"Input!F53","v":"Partially Accessible (Temporary Works, No Obstacles)"},{"$f":"Input!G53","v":0}]
[]
["Gravitational Acceleration",9.81,"m/s^2"]
["Specific Denisty of SeaWater",1025,"kg/m^3"]
["Tidal Volume",{"$f":"B5*B7","v":71675.55},"m^3"]
["Tidal Mass",{"$f":"B15*B14","v":73467438.75},"kg/m^3"]
[]
["Potential Energy at High Tide",{"$f":"0.5*B7*B14*B13*(B5^2)","v":972966025.08562517},"J"]
["Total Potential per day",{"$f":"2*B18","v":1945932050.1712503},"J"]
[]
["Daily Power Generation Potential",{"$f":"(B19/(60*60*24))/1000","v":22.522361691796878},"kW"]
["Assumed Efficiency",0.3]
["Actual Power Generation",{"$f":"B21*B22","v":6.7567085075390629},"kW"]
["Daily Energy",{"$f":"B23*24","v":162.16100418093751},"kWh"]
[]
["Available Energy (MWh)",{"$f":"IF(ISERROR(B24*B6/1000),\"\",(B24*B6/1000))","v":4.660507260160144},"per lunar cycle"]
[null,{"$f":"IF(ISERROR(365*B24/1000),\"\",(365*B24/1000))","v":59.188766526042194},"per year"]
[]
[]
[]
[null,{"$f":"24*B21","v":540.53668060312509}]
[]
[]
[]
[]
[]
[]
[]
[]
[]
[]
[]
[]
[]
[]
[]
[]
[]
[]
[]
[]
[]
[]
[]
[]
[]
[]
[]
[]
[]
[]
[]
[]
[]
[]
[]
[]
[]
[]
[]
[]
[]
[]
[]
[]
[]
[]
[]
[]
[]
[]
[]
[]
[]
[]
[]
[]
[]
[]
[]
[]
[]
[]
[]
[]
[]
[]
[]
[]
[]
[]
[]
[]
[]
[]
[]
[]
[]
[]
[]
[]
[]
[]
[]
[]
[]
[]
[]
[]
[]
[]
[]
[]
[]
[]
[]
[]
[]
[]
[]
[]
[]
[]
[]
[]
[]
[]
[]
[]
[]
[]
[]
[]
[]
[]
[]
[]
[]
[]
[]
[null,null,null,null,null,null,null,{"$f":"MIN(H41:H144)","v":0}]

{"sheet":"Tidal Barrage 2","index":9,"n_rows":151,"n_cols":8,"rows_kept":151,"cut":false,"hidden":false,"merged":[[25,0,26,0],[2,1,2,2],[7,1,7,2],[8,1,8,2],[9,1,9,2],[10,1,10,2]]}
["Tidal Barrage Resource"]
[]
[{"$f":"Input!E45","v":"Site Name"},{"$f":"Input!F55","v":"Galmisdale Pier (Inner)"},{"$f":"Input!G45","v":0}]
[{"$f":"Input!E46","v":"Max Tidal Range"},{"$f":"Input!F56","v":4.2},{"$f":"Input!G46","v":"m"}]
[{"$f":"Input!E47","v":"Mean Tidal Range"},{"$f":"Input!F57","v":2.7},{"$f":"Input!G47","v":"m"}]
[{"$f":"Input!E48","v":"Lunar Cycle Period"},{"$f":"Input!F58","v":28.74},{"$f":"Input!G48","v":"days"}]
[{"$f":"Input!E49","v":"Proposed Lagoon Surface Area"},{"$f":"Input!F59","v":49500},{"$f":"Input!G49","v":"m^2"}]
[{"$f":"Input!E50","v":"Proximity to Grid Connection"},{"$f":"Input!F60","v":"< 1 km"}]
[{"$f":"Input!E51","v":"Average Water Depth"},{"$f":"Input!F61","v":"< 5 m"},{"$f":"Input!G51","v":0}]
[{"$f":"Input!E52","v":"Seabed Topography"},{"$f":"Input!F62","v":"Benign (Sandy, Flat/Gentle Gradient)"},{"$f":"Input!G52","v":0}]
[{"$f":"Input!E53","v":"Accessibility"},{"$f":"Input!F63","v":"Partially Accessible (Temporary Works, No Obstacles)"},{"$f":"Input!G53","v":0}]
[]
["Gravitational Acceleration",9.81,"m/s^2"]
["Specific Denisty of SeaWater",1025,"kg/m^3"]
["Tidal Volume",{"$f":"B5*B7","v":133650},"m^3"]
["Tidal Mass",{"$f":"B15*B14","v":136991250},"kg/m^3"]
[]
["Potential Energy at High Tide",{"$f":"0.5*B7*B14*B13*(B5^2)","v":1814243619.3750002},"J"]
["Total Potential per day",{"$f":"2*B18","v":3628487238.7500005},"J"]
[]
["Daily Power Generation Potential",{"$f":"(B19/(60*60*24))/1000","v":41.996380078125},"kW"]
["Assumed Efficiency",0.3]
["Actual Power Generation",{"$f":"B21*B22","v":12.5989140234375},"kW"]
["Daily Energy",{"$f":"B23*24","v":302.37393656249998},"kWh"]
[]
["Output (kWh)",{"$f":"IF(ISERROR(B24*B6/1000),\"\",(B24*B6/1000))","v":8.6902269368062495},"per lunar cycle"]
[null,{"$f":"IF(ISERROR(365*B24/1000),\"\",(365*B24/1000))","v":110.36648684531249},"per year"]
[]
[]
[]
[]
[]
[]
[]
[]
[]
[]
[]
[]
[]
[]
[]
[]
[]
[]
[]
[]
[]
[]
[]
[]
[]
[]
[]
[]
[]
[]
[]
[]
[]
[]
[]
[]
[]
[]
[]
[]
[]
[]
[]
[]
[]
[]
[]
[]
[]
[]
[]
[]
[]
[]
[]
[]
[]
[]
[]
[]
[]
[]
[]
[]
[]
[]
[]
[]
[]
[]
[]
[]
[]
[]
[]
[]
[]
[]
[]
[]
[]
[]
[]
[]
[]
[]
[]
[]
[]
[]
[]
[]
[]
[]
[]
[]
[]
[]
[]
[]
[]
[]
[]
[]
[]
[]
[]
[]
[]
[]
[]
[]
[]
[]
[]
[]
[]
[]
[]
[]
[]
[]
[]
[null,null,null,null,null,null,null,{"$f":"MIN(H41:H144)","v":0}]

{"sheet":"Tidal Barrage 3","index":10,"n_rows":151,"n_cols":8,"rows_kept":151,"cut":false,"hidden":false,"merged":[[25,0,26,0],[2,1,2,2],[7,1,7,2],[8,1,8,2],[9,1,9,2],[10,1,10,2]]}
["Tidal Barrage Resource"]
[]
[{"$f":"Input!E45","v":"Site Name"},{"$f":"Input!F65","v":"Bay of Laig"},{"$f":"Input!G45","v":0}]
[{"$f":"Input!E46","v":"Max Tidal Range"},{"$f":"Input!F66","v":4.5999999999999996},{"$f":"Input!G46","v":"m"}]
[{"$f":"Input!E47","v":"Mean Tidal Range"},{"$f":"Input!F67","v":3},{"$f":"Input!G47","v":"m"}]
[{"$f":"Input!E48","v":"Lunar Cycle Period"},{"$f":"Input!F68","v":28.74},{"$f":"Input!G48","v":"days"}]
[{"$f":"Input!E49","v":"Proposed Lagoon Surface Area"},{"$f":"Input!F69","v":164933.6},{"$f":"Input!G49","v":"m^2"}]
[{"$f":"Input!E50","v":"Proximity to Grid Connection"},{"$f":"Input!F70","v":"2-3 km"}]
[{"$f":"Input!E51","v":"Average Water Depth"},{"$f":"Input!F71","v":"5 - 10 m"},{"$f":"Input!G51","v":0}]
[{"$f":"Input!E52","v":"Seabed Topography"},{"$f":"Input!F72","v":"Benign (Sandy, Flat/Gentle Gradient)"},{"$f":"Input!G52","v":0}]
[{"$f":"Input!E53","v":"Accessibility"},{"$f":"Input!F73","v":"Partially Accessible (Temporary Works, No Obstacles)"},{"$f":"Input!G53","v":0}]
[]
["Gravitational Acceleration",9.81,"m/s^2"]
["Specific Denisty of SeaWater",1025,"kg/m^3"]
["Tidal Volume",{"$f":"B5*B7","v":494800.80000000005},"m^3"]
["Tidal Mass",{"$f":"B15*B14","v":507170820.00000006},"kg/m^3"]
[]
["Potential Energy at High Tide",{"$f":"0.5*B7*B14*B13*(B5^2)","v":7463018616.3000002},"J"]
["Total Potential per day",{"$f":"2*B18","v":14926037232.6},"J"]
[]
["Daily Power Generation Potential",{"$f":"(B19/(60*60*24))/1000","v":172.75506056250001},"kW",{"$f":"24*B21","v":4146.1214534999999}]
["Assumed Efficiency",0.3]
["Actual Power Generation",{"$f":"B21*B22","v":51.826518168749999},"kW"]
["Daily Energy",{"$f":"B23*24","v":1243.83643605},"kWh"]
[]
["Output (kWh)",{"$f":"IF(ISERROR(B24*B6/1000),\"\",(B24*B6/1000))","v":35.747859172077},"per lunar cycle"]
[null,{"$f":"IF(ISERROR(365*B24/1000),\"\",(365*B24/1000))","v":454.00029915824996},"per year"]
[]
[]
[]
[]
[]
[]
[]
[]
[]
[]
[]
[]
[]
[]
[]
[]
[]
[]
[]
[]
[]
[]
[]
[]
[]
[]
[]
[]
[]
[]
[]
[]
[]
[]
[]
[]
[]
[]
[]
[]
[]
[]
[]
[]
[]
[]
[]
[]
[]
[]
[]
[]
[]
[]
[]
[]
[]
[]
[]
[]
[]
[]
[]
[]
[]
[]
[]
[]
[]
[]
[]
[]
[]
[]
[]
[]
[]
[]
[]
[]
[]
[]
[]
[]
[]
[]
[]
[]
[]
[]
[]
[]
[]
[]
[]
[]
[]
[]
[]
[]
[]
[]
[]
[]
[]
[]
[]
[]
[]
[]
[]
[]
[]
[]
[]
[]
[]
[]
[]
[]
[]
[]
[]
[null,null,null,null,null,null,null,{"$f":"MIN(H41:H144)","v":0}]

{"sheet":"Tidal Barrage 4","index":11,"n_rows":151,"n_cols":8,"rows_kept":151,"cut":false,"hidden":false,"merged":[[25,0,26,0],[2,1,2,2],[7,1,7,2],[8,1,8,2],[9,1,9,2],[10,1,10,2]]}
["Tidal Barrage Resource"]
[]
[{"$f":"Input!E45","v":"Site Name"},{"$f":"Input!F75","v":"[Enter Name]"},{"$f":"Input!G45","v":0}]
[{"$f":"Input!E46","v":"Max Tidal Range"},{"$f":"Input!F76","v":"[Enter Value]"},{"$f":"Input!G46","v":"m"}]
[{"$f":"Input!E47","v":"Mean Tidal Range"},{"$f":"Input!F77","v":"[Enter Value]"},{"$f":"Input!G47","v":"m"}]
[{"$f":"Input!E48","v":"Lunar Cycle Period"},{"$f":"Input!F78","v":"[Enter Value]"},{"$f":"Input!G48","v":"days"}]
[{"$f":"Input!E49","v":"Proposed Lagoon Surface Area"},{"$f":"Input!F79","v":"[Enter Value]"},{"$f":"Input!G49","v":"m^2"}]
[{"$f":"Input!E50","v":"Proximity to Grid Connection"},{"$f":"Input!F80","v":"[Select Value]"}]
[{"$f":"Input!E51","v":"Average Water Depth"},{"$f":"Input!F81","v":"[Select Value]"},{"$f":"Input!G51","v":0}]
[{"$f":"Input!E52","v":"Seabed Topography"},{"$f":"Input!F82","v":"[Select Value]"},{"$f":"Input!G52","v":0}]
[{"$f":"Input!E53","v":"Accessibility"},{"$f":"Input!F83","v":"[Select Value]"},{"$f":"Input!G53","v":0}]
[]
["Gravitational Acceleration",9.81,"m/s^2"]
["Specific Denisty of SeaWater",1025,"kg/m^3"]
["Tidal Volume",{"$f":"B5*B7","v":{"$error":"#VALUE!"}},"m^3"]
["Tidal Mass",{"$f":"B15*B14","v":{"$error":"#VALUE!"}},"kg/m^3"]
[]
["Potential Energy at High Tide",{"$f":"0.5*B7*B14*B13*(B5^2)","v":{"$error":"#VALUE!"}},"J"]
["Total Potential per day",{"$f":"2*B18","v":{"$error":"#VALUE!"}},"J"]
[]
["Daily Power Generation Potential",{"$f":"(B19/(60*60*24))/1000","v":{"$error":"#VALUE!"}},"kW"]
["Assumed Efficiency",0.3]
["Actual Power Generation",{"$f":"B21*B22","v":{"$error":"#VALUE!"}},"kW"]
["Daily Energy",{"$f":"B23*24","v":{"$error":"#VALUE!"}},"kWh"]
[]
["Output (kWh)",{"$f":"IF(ISERROR(B24*B6/1000),\"\",(B24*B6/1000))","v":""},"per lunar cycle"]
[null,{"$f":"IF(ISERROR(365*B24/1000),\"\",(365*B24/1000))","v":""},"per year"]
[]
[]
[]
[]
[]
[]
[]
[]
[]
[]
[]
[]
[]
[]
[]
[]
[]
[]
[]
[]
[]
[]
[]
[]
[]
[]
[]
[]
[]
[]
[]
[]
[]
[]
[]
[]
[]
[]
[]
[]
[]
[]
[]
[]
[]
[]
[]
[]
[]
[]
[]
[]
[]
[]
[]
[]
[]
[]
[]
[]
[]
[]
[]
[]
[]
[]
[]
[]
[]
[]
[]
[]
[]
[]
[]
[]
[]
[]
[]
[]
[]
[]
[]
[]
[]
[]
[]
[]
[]
[]
[]
[]
[]
[]
[]
[]
[]
[]
[]
[]
[]
[]
[]
[]
[]
[]
[]
[]
[]
[]
[]
[]
[]
[]
[]
[]
[]
[]
[]
[]
[]
[]
[]
[null,null,null,null,null,null,null,{"$f":"MIN(H41:H144)","v":0}]

{"sheet":"Tidal Barrage 5","index":12,"n_rows":151,"n_cols":8,"rows_kept":151,"cut":false,"hidden":false,"merged":[[25,0,26,0],[2,1,2,2],[7,1,7,2],[8,1,8,2],[9,1,9,2],[10,1,10,2]]}
["Tidal Barrage Resource"]
[]
[{"$f":"Input!E45","v":"Site Name"},{"$f":"Input!F85","v":"[Enter Name]"},{"$f":"Input!G45","v":0}]
[{"$f":"Input!E46","v":"Max Tidal Range"},{"$f":"Input!F86","v":"[Enter Value]"},{"$f":"Input!G46","v":"m"}]
[{"$f":"Input!E47","v":"Mean Tidal Range"},{"$f":"Input!F87","v":"[Enter Value]"},{"$f":"Input!G47","v":"m"}]
[{"$f":"Input!E48","v":"Lunar Cycle Period"},{"$f":"Input!F88","v":"[Enter Value]"},{"$f":"Input!G48","v":"days"}]
[{"$f":"Input!E49","v":"Proposed Lagoon Surface Area"},{"$f":"Input!F89","v":"[Enter Value]"},{"$f":"Input!G49","v":"m^2"}]
[{"$f":"Input!E50","v":"Proximity to Grid Connection"},{"$f":"Input!F90","v":"[Select Value]"}]
[{"$f":"Input!E51","v":"Average Water Depth"},{"$f":"Input!F91","v":"[Select Value]"},{"$f":"Input!G51","v":0}]
[{"$f":"Input!E52","v":"Seabed Topography"},{"$f":"Input!F92","v":"[Select Value]"},{"$f":"Input!G52","v":0}]
[{"$f":"Input!E53","v":"Accessibility"},{"$f":"Input!F93","v":"[Select Value]"},{"$f":"Input!G53","v":0}]
[]
["Gravitational Acceleration",9.81,"m/s^2"]
["Specific Denisty of SeaWater",1025,"kg/m^3"]
["Tidal Volume",{"$f":"B5*B7","v":{"$error":"#VALUE!"}},"m^3"]
["Tidal Mass",{"$f":"B15*B14","v":{"$error":"#VALUE!"}},"kg/m^3"]
[]
["Potential Energy at High Tide",{"$f":"0.5*B7*B14*B13*(B5^2)","v":{"$error":"#VALUE!"}},"J"]
["Total Potential per day",{"$f":"2*B18","v":{"$error":"#VALUE!"}},"J"]
[]
["Daily Power Generation Potential",{"$f":"(B19/(60*60*24))/1000","v":{"$error":"#VALUE!"}},"kW"]
["Assumed Efficiency",0.3]
["Actual Power Generation",{"$f":"B21*B22","v":{"$error":"#VALUE!"}},"kW"]
["Daily Energy",{"$f":"B23*24","v":{"$error":"#VALUE!"}},"kWh"]
[]
["Output (kWh)",{"$f":"IF(ISERROR(B24*B6/1000),\"\",(B24*B6/1000))","v":""},"per lunar cycle"]
[null,{"$f":"IF(ISERROR(365*B24/1000),\"\",(365*B24/1000))","v":""},"per year"]
[]
[]
[]
[]
[]
[]
[]
[]
[]
[]
[]
[]
[]
[]
[]
[]
[]
[]
[]
[]
[]
[]
[]
[]
[]
[]
[]
[]
[]
[]
[]
[]
[]
[]
[]
[]
[]
[]
[]
[]
[]
[]
[]
[]
[]
[]
[]
[]
[]
[]
[]
[]
[]
[]
[]
[]
[]
[]
[]
[]
[]
[]
[]
[]
[]
[]
[]
[]
[]
[]
[]
[]
[]
[]
[]
[]
[]
[]
[]
[]
[]
[]
[]
[]
[]
[]
[]
[]
[]
[]
[]
[]
[]
[]
[]
[]
[]
[]
[]
[]
[]
[]
[]
[]
[]
[]
[]
[]
[]
[]
[]
[]
[]
[]
[]
[]
[]
[]
[]
[]
[]
[]
[]
[null,null,null,null,null,null,null,{"$f":"MIN(H41:H144)","v":0}]

{"sheet":"Wave 1","index":13,"n_rows":63,"n_cols":58,"rows_kept":63,"cut":false,"hidden":false,"merged":[[58,17,58,27],[61,53,61,55],[62,53,62,55],[62,56,62,57],[57,0,57,1],[8,1,8,2],[44,17,44,28],[44,30,44,41],[44,44,44,55],[45,17,45,28],[45,30,45,41],[45,44,45,55],[45,2,45,12],[19,30,19,41],[32,17,32,27],[19,44,19,55],[19,17,19,28],[35,53,35,55],[36,56,36,57],[36,53,36,55],[44,2,44,12],[32,0,32,1],[9,1,9,2],[17,44,17,55],[16,30,16,31],[16,44,16,45],[18,17,18,28],[18,30,18,41],[18,44,18,55],[42,44,42,45],[42,17,42,19],[42,30,42,31],[19,2,19,12],[20,2,20,12],[2,1,2,2],[3,1,3,2],[4,1,4,2],[6,1,6,2],[7,1,7,2],[5,1,5,2]]}
["Wave Resource"]
[]
[{"$f":"Input!I45","v":"Site Name"},{"$f":"Input!J45","v":"Southwest Eigg (Transitional Water)"}]
[{"$f":"Input!I46","v":"Position Relevant to Island"},{"$f":"Input!J46","v":"SW"}]
[{"$f":"Input!I47","v":"Relevant Ocean Wave Area"},{"$f":"Input!J47","v":"North Sea (AREA 10)"}]
[{"$f":"Input!I48","v":"Average Wave Height"},{"$f":"Input!J48","v":1.6}]
[{"$f":"Input!I49","v":"Proximity to Grid Connection"},{"$f":"Input!J49","v":"1-2 km"}]
[{"$f":"Input!I50","v":"Average Water Depth"},{"$f":"Input!J50","v":"10 -15 m"}]
[{"$f":"Input!I51","v":"Seabed Topography"},{"$f":"Input!J51","v":"Moderate (Sandy, Steep Gradient)"}]
[{"$f":"Input!I52","v":"Accessibility"},{"$f":"Input!J52","v":"Partially Accessible (Temporary Works, Obstacles)"}]
[]
["Relavant Wave Power (kW/m)",{"$f":"IF(B8<>\"[Select Value]\",(IF(B8=\"> 20m\", BE63,BE37)),0)","v":8.0550962642741215}]
[]
["Transitional Waters Calculation (",">20m"]
[]
["Wave Velocity C","(m/s)",{"$f":"(C17/C18)","v":5.4628571428571435},6.9888888888888889,8.3109090909090906,9.2892307692307696,9.9653333333333318,10.436470588235293,10.77157894736842,11.016190476190477,11.201739130434783,11.344799999999999,11.455555555555556]
["Wave Length (λ)","(m)",19.12,31.45,45.71,60.38,74.739999999999995,88.71,102.33,115.67,128.82,141.81,154.65]
["Wave Period (T)","(s)",3.5,4.5,5.5,6.5,7.5,8.5,9.5,10.5,11.5,12.5,13.5]
[null,null,null,null,null,null,null,null,null,null,null,null,null,null,null,null,null,"North Sea Area 10",null,null,null,null,null,null,null,null,null,null,null,null,"North Sea Area 10",null,null,null,null,null,null,null,null,null,null,null,null,null,"North Sea Area 10"]
["Energy","Wave Height (Hs)","Power",null,null,null,null,null,null,null,null,null,null,"Total Power",null,null,null,"Number of Occurences",null,null,null,null,null,null,null,null,null,null,null,null,"Percentage of Occurences",null,null,null,null,null,null,null,null,null,null,null,null,null,"Annual Power (W/m)",null,null,null,null,null,null,null,null,null,null,null,"Total Power"]
["(J)","(m)","(W/m)",null,null,null,null,null,null,null,null,null,null,"(W/m)",null,null,null,"Hs                      T",3.5,4.5,5.5,6.5,7.5,8.5,9.5,10.5,11.5,12.5,13.5,null,"Hs                 T",3.5,4.5,5.5,6.5,7.5,8.5,9.5,10.5,11.5,12.5,13.5,"Availability",null,"Hs           T",3.5,4.5,5.5,6.5,7.5,8.5,9.5,10.5,11.5,12.5,13.5,"(W/m)"]
[{"$f":"(1025*9.81*B22^2)/8","v":314.2265625},0.5,{"$f":"$A22*($C$16)","v":1716.5748214285716},{"$f":"$A22*(D16)","v":2196.0945312499998},{"$f":"A22*($E$16)","v":2611.5083948863635},{"$f":"$A22*($F$16)","v":2918.9230528846156},{"$f":"$A22*($G$16)","v":3131.3724374999997},{"$f":"$A22*($H$16)","v":3279.416277573529},0,0,0,0,0,{"$f":"SUM(C22:M22)","v":15853.889515523078},null,null,null,0.5,{"$f":"IF($B$4=\"SW\",'Wave Areas'!P115,(IF($B$4=\"N\",'Wave Areas'!B78,(IF($B$4=\"NE\",'Wave Areas'!P79,(IF($B$4=\"E\",'Wave Areas'!B96,(IF($B$4=\"SE\",'Wave Areas'!P97,(IF($B$4=\"S\",'Wave Areas'!B114,(IF($B$4=\"W\",'Wave Areas'!B132,(IF($B$4=\"NW\",'Wave Areas'!P133,0)))))))))))))))","v":1},{"$f":"IF($B$4=\"SW\",'Wave Areas'!Q115,(IF($B$4=\"N\",'Wave Areas'!C78,(IF($B$4=\"NE\",'Wave Areas'!Q79,(IF($B$4=\"E\",'Wave Areas'!C96,(IF($B$4=\"SE\",'Wave Areas'!Q97,(IF($B$4=\"S\",'Wave Areas'!C114,(IF($B$4=\"W\",'Wave Areas'!C132,(IF($B$4=\"NW\",'Wave Areas'!Q133,0)))))))))))))))","v":28},{"$f":"IF($B$4=\"SW\",'Wave Areas'!R115,(IF($B$4=\"N\",'Wave Areas'!D78,(IF($B$4=\"NE\",'Wave Areas'!R79,(IF($B$4=\"E\",'Wave Areas'!D96,(IF($B$4=\"SE\",'Wave Areas'!R97,(IF($B$4=\"S\",'Wave Areas'!D114,(IF($B$4=\"W\",'Wave Areas'!D132,(IF($B$4=\"NW\",'Wave Areas'!R133,0)))))))))))))))","v":97},{"$f":"IF($B$4=\"SW\",'Wave Areas'!S115,(IF($B$4=\"N\",'Wave Areas'!E78,(IF($B$4=\"NE\",'Wave Areas'!S79,(IF($B$4=\"E\",'Wave Areas'!E96,(IF($B$4=\"SE\",'Wave Areas'!S97,(IF($B$4=\"S\",'Wave Areas'!E114,(IF($B$4=\"W\",'Wave Areas'!E132,(IF($B$4=\"NW\",'Wave Areas'!S133,0)))))))))))))))","v":117},{"$f":"IF($B$4=\"SW\",'Wave Areas'!T115,(IF($B$4=\"N\",'Wave Areas'!F78,(IF($B$4=\"NE\",'Wave Areas'!T79,(IF($B$4=\"E\",'Wave Areas'!F96,(IF($B$4=\"SE\",'Wave Areas'!T97,(IF($B$4=\"S\",'Wave Areas'!F114,(IF($B$4=\"W\",'Wave Areas'!F132,(IF($B$4=\"NW\",'Wave Areas'!T133,0)))))))))))))))","v":65},{"$f":"IF($B$4=\"SW\",'Wave Areas'!U115,(IF($B$4=\"N\",'Wave Areas'!G78,(IF($B$4=\"NE\",'Wave Areas'!U79,(IF($B$4=\"E\",'Wave Areas'!G96,(IF($B$4=\"SE\",'Wave Areas'!U97,(IF($B$4=\"S\",'Wave Areas'!G114,(IF($B$4=\"W\",'Wave Areas'!G132,(IF($B$4=\"NW\",'Wave Areas'!U133,0)))))))))))))))","v":20},{"$f":"IF($B$4=\"SW\",'Wave Areas'!V115,(IF($B$4=\"N\",'Wave Areas'!H78,(IF($B$4=\"NE\",'Wave Areas'!V79,(IF($B$4=\"E\",'Wave Areas'!H96,(IF($B$4=\"SE\",'Wave Areas'!V97,(IF($B$4=\"S\",'Wave Areas'!H114,(IF($B$4=\"W\",'Wave Areas'!H132,(IF($B$4=\"NW\",'Wave Areas'!V133,0)))))))))))))))","v":4},{"$f":"IF($B$4=\"SW\",'Wave Areas'!W115,(IF($B$4=\"N\",'Wave Areas'!I78,(IF($B$4=\"NE\",'Wave Areas'!W79,(IF($B$4=\"E\",'Wave Areas'!I96,(IF($B$4=\"SE\",'Wave Areas'!W97,(IF($B$4=\"S\",'Wave Areas'!I114,(IF($B$4=\"W\",'Wave Areas'!I132,(IF($B$4=\"NW\",'Wave Areas'!W133,0)))))))))))))))","v":0},{"$f":"IF($B$4=\"SW\",'Wave Areas'!X115,(IF($B$4=\"N\",'Wave Areas'!J78,(IF($B$4=\"NE\",'Wave Areas'!X79,(IF($B$4=\"E\",'Wave Areas'!J96,(IF($B$4=\"SE\",'Wave Areas'!X97,(IF($B$4=\"S\",'Wave Areas'!J114,(IF($B$4=\"W\",'Wave Areas'!J132,(IF($B$4=\"NW\",'Wave Areas'!X133,0)))))))))))))))","v":0},{"$f":"IF($B$4=\"SW\",'Wave Areas'!Y115,(IF($B$4=\"N\",'Wave Areas'!K78,(IF($B$4=\"NE\",'Wave Areas'!Y79,(IF($B$4=\"E\",'Wave Areas'!K96,(IF($B$4=\"SE\",'Wave Areas'!Y97,(IF($B$4=\"S\",'Wave Areas'!K114,(IF($B$4=\"W\",'Wave Areas'!K132,(IF($B$4=\"NW\",'Wave Areas'!Y133,0)))))))))))))))","v":0},{"$f":"IF($B$4=\"SW\",'Wave Areas'!Z115,(IF($B$4=\"N\",'Wave Areas'!L78,(IF($B$4=\"NE\",'Wave Areas'!Z79,(IF($B$4=\"E\",'Wave Areas'!L96,(IF($B$4=\"SE\",'Wave Areas'!Z97,(IF($B$4=\"S\",'Wave Areas'!L114,(IF($B$4=\"W\",'Wave Areas'!L132,(IF($B$4=\"NW\",'Wave Areas'!Z133,0)))))))))))))))","v":0},null,0.5,{"$f":"S22/($AC$33)","v":3.3333333333333332E-4},{"$f":"T22/($AC$33)","v":9.3333333333333341E-3},3.2333333333333332E-2,3.9E-2,2.1666666666666667E-2,6.6666666666666671E-3,1.3333333333333333E-3,0,0,0,0,{"$f":"SUM(AF22:AP22)","v":0.11066666666666666},null,0.5,{"$f":"C22*AF22","v":0.57219160714285722},20.496882291666665,84.438771434659088,113.8379990625,67.846402812500003,21.862775183823526,{"$f":"AM22/1004","v":0},{"$f":"AN22/1004","v":0},{"$f":"AO22/1004","v":0},{"$f":"AP22/1004","v":0},{"$f":"AQ20/1004","v":0},{"$f":"SUM(AT22:BD22)","v":309.05502239229219}]
[2828.0390625,1.5,{"$f":"$A23*($C$16)","v":15449.173392857145},{"$f":"A23*($D$16)","v":19764.850781249999},23503.575553977273,{"$f":"$A23*($F$16)","v":26270.307475961541},28182.351937499996,29514.746498161763,{"$f":"$A23*($I$16)","v":30462.446027960523},{"$f":"$A23*($J$16)","v":31154.216986607145},0,0,0,204301.66865427536,null,null,null,1.5,{"$f":"IF($B$4=\"SW\",'Wave Areas'!P116,(IF($B$4=\"N\",'Wave Areas'!B79,(IF($B$4=\"NE\",'Wave Areas'!P80,(IF($B$4=\"E\",'Wave Areas'!B97,(IF($B$4=\"SE\",'Wave Areas'!P98,(IF($B$4=\"S\",'Wave Areas'!B115,(IF($B$4=\"W\",'Wave Areas'!B133,(IF($B$4=\"NW\",'Wave Areas'!P134,0)))))))))))))))","v":0},{"$f":"IF($B$4=\"SW\",'Wave Areas'!Q116,(IF($B$4=\"N\",'Wave Areas'!C79,(IF($B$4=\"NE\",'Wave Areas'!Q80,(IF($B$4=\"E\",'Wave Areas'!C97,(IF($B$4=\"SE\",'Wave Areas'!Q98,(IF($B$4=\"S\",'Wave Areas'!C115,(IF($B$4=\"W\",'Wave Areas'!C133,(IF($B$4=\"NW\",'Wave Areas'!Q134,0)))))))))))))))","v":8},{"$f":"IF($B$4=\"SW\",'Wave Areas'!R116,(IF($B$4=\"N\",'Wave Areas'!D79,(IF($B$4=\"NE\",'Wave Areas'!R80,(IF($B$4=\"E\",'Wave Areas'!D97,(IF($B$4=\"SE\",'Wave Areas'!R98,(IF($B$4=\"S\",'Wave Areas'!D115,(IF($B$4=\"W\",'Wave Areas'!D133,(IF($B$4=\"NW\",'Wave Areas'!R134,0)))))))))))))))","v":81},{"$f":"IF($B$4=\"SW\",'Wave Areas'!S116,(IF($B$4=\"N\",'Wave Areas'!E79,(IF($B$4=\"NE\",'Wave Areas'!S80,(IF($B$4=\"E\",'Wave Areas'!E97,(IF($B$4=\"SE\",'Wave Areas'!S98,(IF($B$4=\"S\",'Wave Areas'!E115,(IF($B$4=\"W\",'Wave Areas'!E133,(IF($B$4=\"NW\",'Wave Areas'!S134,0)))))))))))))))","v":225},{"$f":"IF($B$4=\"SW\",'Wave Areas'!T116,(IF($B$4=\"N\",'Wave Areas'!F79,(IF($B$4=\"NE\",'Wave Areas'!T80,(IF($B$4=\"E\",'Wave Areas'!F97,(IF($B$4=\"SE\",'Wave Areas'!T98,(IF($B$4=\"S\",'Wave Areas'!F115,(IF($B$4=\"W\",'Wave Areas'!F133,(IF($B$4=\"NW\",'Wave Areas'!T134,0)))))))))))))))","v":247},{"$f":"IF($B$4=\"SW\",'Wave Areas'!U116,(IF($B$4=\"N\",'Wave Areas'!G79,(IF($B$4=\"NE\",'Wave Areas'!U80,(IF($B$4=\"E\",'Wave Areas'!G97,(IF($B$4=\"SE\",'Wave Areas'!U98,(IF($B$4=\"S\",'Wave Areas'!G115,(IF($B$4=\"W\",'Wave Areas'!G133,(IF($B$4=\"NW\",'Wave Areas'!U134,0)))))))))))))))","v":136},{"$f":"IF($B$4=\"SW\",'Wave Areas'!V116,(IF($B$4=\"N\",'Wave Areas'!H79,(IF($B$4=\"NE\",'Wave Areas'!V80,(IF($B$4=\"E\",'Wave Areas'!H97,(IF($B$4=\"SE\",'Wave Areas'!V98,(IF($B$4=\"S\",'Wave Areas'!H115,(IF($B$4=\"W\",'Wave Areas'!H133,(IF($B$4=\"NW\",'Wave Areas'!V134,0)))))))))))))))","v":46},{"$f":"IF($B$4=\"SW\",'Wave Areas'!W116,(IF($B$4=\"N\",'Wave Areas'!I79,(IF($B$4=\"NE\",'Wave Areas'!W80,(IF($B$4=\"E\",'Wave Areas'!I97,(IF($B$4=\"SE\",'Wave Areas'!W98,(IF($B$4=\"S\",'Wave Areas'!I115,(IF($B$4=\"W\",'Wave Areas'!I133,(IF($B$4=\"NW\",'Wave Areas'!W134,0)))))))))))))))","v":11},{"$f":"IF($B$4=\"SW\",'Wave Areas'!X116,(IF($B$4=\"N\",'Wave Areas'!J79,(IF($B$4=\"NE\",'Wave Areas'!X80,(IF($B$4=\"E\",'Wave Areas'!J97,(IF($B$4=\"SE\",'Wave Areas'!X98,(IF($B$4=\"S\",'Wave Areas'!J115,(IF($B$4=\"W\",'Wave Areas'!J133,(IF($B$4=\"NW\",'Wave Areas'!X134,0)))))))))))))))","v":2},{"$f":"IF($B$4=\"SW\",'Wave Areas'!Y116,(IF($B$4=\"N\",'Wave Areas'!K79,(IF($B$4=\"NE\",'Wave Areas'!Y80,(IF($B$4=\"E\",'Wave Areas'!K97,(IF($B$4=\"SE\",'Wave Areas'!Y98,(IF($B$4=\"S\",'Wave Areas'!K115,(IF($B$4=\"W\",'Wave Areas'!K133,(IF($B$4=\"NW\",'Wave Areas'!Y134,0)))))))))))))))","v":0},{"$f":"IF($B$4=\"SW\",'Wave Areas'!Z116,(IF($B$4=\"N\",'Wave Areas'!L79,(IF($B$4=\"NE\",'Wave Areas'!Z80,(IF($B$4=\"E\",'Wave Areas'!L97,(IF($B$4=\"SE\",'Wave Areas'!Z98,(IF($B$4=\"S\",'Wave Areas'!L115,(IF($B$4=\"W\",'Wave Areas'!L133,(IF($B$4=\"NW\",'Wave Areas'!Z134,0)))))))))))))))","v":0},null,1.5,{"$f":"S23/($AC$33)","v":0},{"$f":"T23/($AC$33)","v":2.6666666666666666E-3},{"$f":"U23/($AC$33)","v":2.7E-2},{"$f":"V23/($AC$33)","v":7.4999999999999997E-2},{"$f":"W23/($AC$33)","v":8.2333333333333328E-2},{"$f":"X23/($AC$33)","v":4.5333333333333337E-2},{"$f":"Y23/($AC$33)","v":1.5333333333333332E-2},{"$f":"Z23/($AC$33)","v":3.6666666666666666E-3},{"$f":"AA23/($AC$33)","v":6.6666666666666664E-4},{"$f":"AB23/($AC$33)","v":0},{"$f":"AC23/($AC$33)","v":0},{"$f":"SUM(AF23:AP23)","v":0.252},null,1.5,0,52.70626875,634.59653995738631,1970.2730606971154,2320.3469761874994,1338.0018412500001,{"$f":"I23*AL23","v":467.09083909539464},114.23212895089286,{"$f":"AO23/1004","v":0},{"$f":"AP23/1004","v":0},{"$f":"AQ22/1004","v":1.1022576361221779E-4},6897.2477651140525]
[7855.6640625,2.5,0,{"$f":"A24*($D$16)","v":54902.36328125},65287.709872159088,{"$f":"$A24*($F$16)","v":72973.07632211539},78284.310937499991,81985.406939338223,84617.90563322368,86539.49162946429,0,0,0,524590.26461505075,null,null,null,2.5,{"$f":"IF($B$4=\"SW\",'Wave Areas'!P117,(IF($B$4=\"N\",'Wave Areas'!B80,(IF($B$4=\"NE\",'Wave Areas'!P81,(IF($B$4=\"E\",'Wave Areas'!B98,(IF($B$4=\"SE\",'Wave Areas'!P99,(IF($B$4=\"S\",'Wave Areas'!B116,(IF($B$4=\"W\",'Wave Areas'!B134,(IF($B$4=\"NW\",'Wave Areas'!P135,0)))))))))))))))","v":0},{"$f":"IF($B$4=\"SW\",'Wave Areas'!Q117,(IF($B$4=\"N\",'Wave Areas'!C80,(IF($B$4=\"NE\",'Wave Areas'!Q81,(IF($B$4=\"E\",'Wave Areas'!C98,(IF($B$4=\"SE\",'Wave Areas'!Q99,(IF($B$4=\"S\",'Wave Areas'!C116,(IF($B$4=\"W\",'Wave Areas'!C134,(IF($B$4=\"NW\",'Wave Areas'!Q135,0)))))))))))))))","v":2},{"$f":"IF($B$4=\"SW\",'Wave Areas'!R117,(IF($B$4=\"N\",'Wave Areas'!D80,(IF($B$4=\"NE\",'Wave Areas'!R81,(IF($B$4=\"E\",'Wave Areas'!D98,(IF($B$4=\"SE\",'Wave Areas'!R99,(IF($B$4=\"S\",'Wave Areas'!D116,(IF($B$4=\"W\",'Wave Areas'!D134,(IF($B$4=\"NW\",'Wave Areas'!R135,0)))))))))))))))","v":33},{"$f":"IF($B$4=\"SW\",'Wave Areas'!S117,(IF($B$4=\"N\",'Wave Areas'!E80,(IF($B$4=\"NE\",'Wave Areas'!S81,(IF($B$4=\"E\",'Wave Areas'!E98,(IF($B$4=\"SE\",'Wave Areas'!S99,(IF($B$4=\"S\",'Wave Areas'!E116,(IF($B$4=\"W\",'Wave Areas'!E134,(IF($B$4=\"NW\",'Wave Areas'!S135,0)))))))))))))))","v":140},{"$f":"IF($B$4=\"SW\",'Wave Areas'!T117,(IF($B$4=\"N\",'Wave Areas'!F80,(IF($B$4=\"NE\",'Wave Areas'!T81,(IF($B$4=\"E\",'Wave Areas'!F98,(IF($B$4=\"SE\",'Wave Areas'!T99,(IF($B$4=\"S\",'Wave Areas'!F116,(IF($B$4=\"W\",'Wave Areas'!F134,(IF($B$4=\"NW\",'Wave Areas'!T135,0)))))))))))))))","v":231},{"$f":"IF($B$4=\"SW\",'Wave Areas'!U117,(IF($B$4=\"N\",'Wave Areas'!G80,(IF($B$4=\"NE\",'Wave Areas'!U81,(IF($B$4=\"E\",'Wave Areas'!G98,(IF($B$4=\"SE\",'Wave Areas'!U99,(IF($B$4=\"S\",'Wave Areas'!G116,(IF($B$4=\"W\",'Wave Areas'!G134,(IF($B$4=\"NW\",'Wave Areas'!U135,0)))))))))))))))","v":186},{"$f":"IF($B$4=\"SW\",'Wave Areas'!V117,(IF($B$4=\"N\",'Wave Areas'!H80,(IF($B$4=\"NE\",'Wave Areas'!V81,(IF($B$4=\"E\",'Wave Areas'!H98,(IF($B$4=\"SE\",'Wave Areas'!V99,(IF($B$4=\"S\",'Wave Areas'!H116,(IF($B$4=\"W\",'Wave Areas'!H134,(IF($B$4=\"NW\",'Wave Areas'!V135,0)))))))))))))))","v":86},{"$f":"IF($B$4=\"SW\",'Wave Areas'!W117,(IF($B$4=\"N\",'Wave Areas'!I80,(IF($B$4=\"NE\",'Wave Areas'!W81,(IF($B$4=\"E\",'Wave Areas'!I98,(IF($B$4=\"SE\",'Wave Areas'!W99,(IF($B$4=\"S\",'Wave Areas'!I116,(IF($B$4=\"W\",'Wave Areas'!I134,(IF($B$4=\"NW\",'Wave Areas'!W135,0)))))))))))))))","v":27},{"$f":"IF($B$4=\"SW\",'Wave Areas'!X117,(IF($B$4=\"N\",'Wave Areas'!J80,(IF($B$4=\"NE\",'Wave Areas'!X81,(IF($B$4=\"E\",'Wave Areas'!J98,(IF($B$4=\"SE\",'Wave Areas'!X99,(IF($B$4=\"S\",'Wave Areas'!J116,(IF($B$4=\"W\",'Wave Areas'!J134,(IF($B$4=\"NW\",'Wave Areas'!X135,0)))))))))))))))","v":7},{"$f":"IF($B$4=\"SW\",'Wave Areas'!Y117,(IF($B$4=\"N\",'Wave Areas'!K80,(IF($B$4=\"NE\",'Wave Areas'!Y81,(IF($B$4=\"E\",'Wave Areas'!K98,(IF($B$4=\"SE\",'Wave Areas'!Y99,(IF($B$4=\"S\",'Wave Areas'!K116,(IF($B$4=\"W\",'Wave Areas'!K134,(IF($B$4=\"NW\",'Wave Areas'!Y135,0)))))))))))))))","v":2},{"$f":"IF($B$4=\"SW\",'Wave Areas'!Z117,(IF($B$4=\"N\",'Wave Areas'!L80,(IF($B$4=\"NE\",'Wave Areas'!Z81,(IF($B$4=\"E\",'Wave Areas'!L98,(IF($B$4=\"SE\",'Wave Areas'!Z99,(IF($B$4=\"S\",'Wave Areas'!L116,(IF($B$4=\"W\",'Wave Areas'!L134,(IF($B$4=\"NW\",'Wave Areas'!Z135,0)))))))))))))))","v":0},null,2.5,0,{"$f":"T24/($AC$33)","v":6.6666666666666664E-4},{"$f":"U24/($AC$33)","v":1.0999999999999999E-2},4.6666666666666669E-2,7.6999999999999999E-2,6.2E-2,2.8666666666666667E-2,8.9999999999999993E-3,2.3333333333333335E-3,6.6666666666666664E-4,0,0.23800000000000002,null,2.5,{"$f":"AG24/1004","v":6.6401062416998672E-7},{"$f":"D24*AG24","v":36.601575520833329},{"$f":"E24*AH24","v":718.16480859374997},3405.4102283653851,6027.8919421874989,5083.0952302389696,2425.7132948190788,778.85542466517859,6.6401062416998672E-7,0,2.5099601593625499E-4,18475.732756714733]
[15397.1015625,3.5,0,{"$f":"A25*($D$16)","v":107608.63203125},127963.91134943182,{"$f":"$A25*($F$16)","v":143027.22959134617},153437.24943749997,160691.39760110292,165851.09504111842,169617.40359375,0,0,0,1028196.9186454994,null,null,null,3.5,{"$f":"IF($B$4=\"SW\",'Wave Areas'!P118,(IF($B$4=\"N\",'Wave Areas'!B81,(IF($B$4=\"NE\",'Wave Areas'!P82,(IF($B$4=\"E\",'Wave Areas'!B99,(IF($B$4=\"SE\",'Wave Areas'!P100,(IF($B$4=\"S\",'Wave Areas'!B117,(IF($B$4=\"W\",'Wave Areas'!B135,(IF($B$4=\"NW\",'Wave Areas'!P136,0)))))))))))))))","v":0},{"$f":"IF($B$4=\"SW\",'Wave Areas'!Q118,(IF($B$4=\"N\",'Wave Areas'!C81,(IF($B$4=\"NE\",'Wave Areas'!Q82,(IF($B$4=\"E\",'Wave Areas'!C99,(IF($B$4=\"SE\",'Wave Areas'!Q100,(IF($B$4=\"S\",'Wave Areas'!C117,(IF($B$4=\"W\",'Wave Areas'!C135,(IF($B$4=\"NW\",'Wave Areas'!Q136,0)))))))))))))))","v":0},{"$f":"IF($B$4=\"SW\",'Wave Areas'!R118,(IF($B$4=\"N\",'Wave Areas'!D81,(IF($B$4=\"NE\",'Wave Areas'!R82,(IF($B$4=\"E\",'Wave Areas'!D99,(IF($B$4=\"SE\",'Wave Areas'!R100,(IF($B$4=\"S\",'Wave Areas'!D117,(IF($B$4=\"W\",'Wave Areas'!D135,(IF($B$4=\"NW\",'Wave Areas'!R136,0)))))))))))))))","v":12},{"$f":"IF($B$4=\"SW\",'Wave Areas'!S118,(IF($B$4=\"N\",'Wave Areas'!E81,(IF($B$4=\"NE\",'Wave Areas'!S82,(IF($B$4=\"E\",'Wave Areas'!E99,(IF($B$4=\"SE\",'Wave Areas'!S100,(IF($B$4=\"S\",'Wave Areas'!E117,(IF($B$4=\"W\",'Wave Areas'!E135,(IF($B$4=\"NW\",'Wave Areas'!S136,0)))))))))))))))","v":67},{"$f":"IF($B$4=\"SW\",'Wave Areas'!T118,(IF($B$4=\"N\",'Wave Areas'!F81,(IF($B$4=\"NE\",'Wave Areas'!T82,(IF($B$4=\"E\",'Wave Areas'!F99,(IF($B$4=\"SE\",'Wave Areas'!T100,(IF($B$4=\"S\",'Wave Areas'!F117,(IF($B$4=\"W\",'Wave Areas'!F135,(IF($B$4=\"NW\",'Wave Areas'!T136,0)))))))))))))))","v":143},{"$f":"IF($B$4=\"SW\",'Wave Areas'!U118,(IF($B$4=\"N\",'Wave Areas'!G81,(IF($B$4=\"NE\",'Wave Areas'!U82,(IF($B$4=\"E\",'Wave Areas'!G99,(IF($B$4=\"SE\",'Wave Areas'!U100,(IF($B$4=\"S\",'Wave Areas'!G117,(IF($B$4=\"W\",'Wave Areas'!G135,(IF($B$4=\"NW\",'Wave Areas'!U136,0)))))))))))))))","v":147},{"$f":"IF($B$4=\"SW\",'Wave Areas'!V118,(IF($B$4=\"N\",'Wave Areas'!H81,(IF($B$4=\"NE\",'Wave Areas'!V82,(IF($B$4=\"E\",'Wave Areas'!H99,(IF($B$4=\"SE\",'Wave Areas'!V100,(IF($B$4=\"S\",'Wave Areas'!H117,(IF($B$4=\"W\",'Wave Areas'!H135,(IF($B$4=\"NW\",'Wave Areas'!V136,0)))))))))))))))","v":88},{"$f":"IF($B$4=\"SW\",'Wave Areas'!W118,(IF($B$4=\"N\",'Wave Areas'!I81,(IF($B$4=\"NE\",'Wave Areas'!W82,(IF($B$4=\"E\",'Wave Areas'!I99,(IF($B$4=\"SE\",'Wave Areas'!W100,(IF($B$4=\"S\",'Wave Areas'!I117,(IF($B$4=\"W\",'Wave Areas'!I135,(IF($B$4=\"NW\",'Wave Areas'!W136,0)))))))))))))))","v":34},{"$f":"IF($B$4=\"SW\",'Wave Areas'!X118,(IF($B$4=\"N\",'Wave Areas'!J81,(IF($B$4=\"NE\",'Wave Areas'!X82,(IF($B$4=\"E\",'Wave Areas'!J99,(IF($B$4=\"SE\",'Wave Areas'!X100,(IF($B$4=\"S\",'Wave Areas'!J117,(IF($B$4=\"W\",'Wave Areas'!J135,(IF($B$4=\"NW\",'Wave Areas'!X136,0)))))))))))))))","v":9},{"$f":"IF($B$4=\"SW\",'Wave Areas'!Y118,(IF($B$4=\"N\",'Wave Areas'!K81,(IF($B$4=\"NE\",'Wave Areas'!Y82,(IF($B$4=\"E\",'Wave Areas'!K99,(IF($B$4=\"SE\",'Wave Areas'!Y100,(IF($B$4=\"S\",'Wave Areas'!K117,(IF($B$4=\"W\",'Wave Areas'!K135,(IF($B$4=\"NW\",'Wave Areas'!Y136,0)))))))))))))))","v":3},{"$f":"IF($B$4=\"SW\",'Wave Areas'!Z118,(IF($B$4=\"N\",'Wave Areas'!L81,(IF($B$4=\"NE\",'Wave Areas'!Z82,(IF($B$4=\"E\",'Wave Areas'!L99,(IF($B$4=\"SE\",'Wave Areas'!Z100,(IF($B$4=\"S\",'Wave Areas'!L117,(IF($B$4=\"W\",'Wave Areas'!L135,(IF($B$4=\"NW\",'Wave Areas'!Z136,0)))))))))))))))","v":0},null,3.5,0,0,4.0000000000000001E-3,2.2333333333333334E-2,4.766666666666667E-2,4.9000000000000002E-2,2.9333333333333333E-2,1.1333333333333334E-2,3.0000000000000001E-3,1E-3,0,0.16766666666666669,null,3.5,0,0,511.85564539772724,3194.2747942067313,7313.8422231874993,7873.8784824540435,4864.9654545394733,1922.3305740625001,9.9601593625498007E-7,0,2.3705179282868528E-4,{"$f":"SUM(AT25:BD25)","v":25681.147411895785}]
[25452.3515625,4.5,0,{"$f":"A26*($D$16)","v":177883.65703125001},211532.17998579543,{"$f":"$A26*($F$16/2)","v":118216.38364182693},253641.16743749997,265632.71848345589,274162.01425164472,280387.95287946431,0,0,0,1581456.0737109373,null,null,null,4.5,{"$f":"IF($B$4=\"SW\",'Wave Areas'!P119,(IF($B$4=\"N\",'Wave Areas'!B82,(IF($B$4=\"NE\",'Wave Areas'!P83,(IF($B$4=\"E\",'Wave Areas'!B100,(IF($B$4=\"SE\",'Wave Areas'!P101,(IF($B$4=\"S\",'Wave Areas'!B118,(IF($B$4=\"W\",'Wave Areas'!B136,(IF($B$4=\"NW\",'Wave Areas'!P137,0)))))))))))))))","v":0},{"$f":"IF($B$4=\"SW\",'Wave Areas'!Q119,(IF($B$4=\"N\",'Wave Areas'!C82,(IF($B$4=\"NE\",'Wave Areas'!Q83,(IF($B$4=\"E\",'Wave Areas'!C100,(IF($B$4=\"SE\",'Wave Areas'!Q101,(IF($B$4=\"S\",'Wave Areas'!C118,(IF($B$4=\"W\",'Wave Areas'!C136,(IF($B$4=\"NW\",'Wave Areas'!Q137,0)))))))))))))))","v":0},{"$f":"IF($B$4=\"SW\",'Wave Areas'!R119,(IF($B$4=\"N\",'Wave Areas'!D82,(IF($B$4=\"NE\",'Wave Areas'!R83,(IF($B$4=\"E\",'Wave Areas'!D100,(IF($B$4=\"SE\",'Wave Areas'!R101,(IF($B$4=\"S\",'Wave Areas'!D118,(IF($B$4=\"W\",'Wave Areas'!D136,(IF($B$4=\"NW\",'Wave Areas'!R137,0)))))))))))))))","v":4},{"$f":"IF($B$4=\"SW\",'Wave Areas'!S119,(IF($B$4=\"N\",'Wave Areas'!E82,(IF($B$4=\"NE\",'Wave Areas'!S83,(IF($B$4=\"E\",'Wave Areas'!E100,(IF($B$4=\"SE\",'Wave Areas'!S101,(IF($B$4=\"S\",'Wave Areas'!E118,(IF($B$4=\"W\",'Wave Areas'!E136,(IF($B$4=\"NW\",'Wave Areas'!S137,0)))))))))))))))","v":29},{"$f":"IF($B$4=\"SW\",'Wave Areas'!T119,(IF($B$4=\"N\",'Wave Areas'!F82,(IF($B$4=\"NE\",'Wave Areas'!T83,(IF($B$4=\"E\",'Wave Areas'!F100,(IF($B$4=\"SE\",'Wave Areas'!T101,(IF($B$4=\"S\",'Wave Areas'!F118,(IF($B$4=\"W\",'Wave Areas'!F136,(IF($B$4=\"NW\",'Wave Areas'!T137,0)))))))))))))))","v":74},{"$f":"IF($B$4=\"SW\",'Wave Areas'!U119,(IF($B$4=\"N\",'Wave Areas'!G82,(IF($B$4=\"NE\",'Wave Areas'!U83,(IF($B$4=\"E\",'Wave Areas'!G100,(IF($B$4=\"SE\",'Wave Areas'!U101,(IF($B$4=\"S\",'Wave Areas'!G118,(IF($B$4=\"W\",'Wave Areas'!G136,(IF($B$4=\"NW\",'Wave Areas'!U137,0)))))))))))))))","v":93},{"$f":"IF($B$4=\"SW\",'Wave Areas'!V119,(IF($B$4=\"N\",'Wave Areas'!H82,(IF($B$4=\"NE\",'Wave Areas'!V83,(IF($B$4=\"E\",'Wave Areas'!H100,(IF($B$4=\"SE\",'Wave Areas'!V101,(IF($B$4=\"S\",'Wave Areas'!H118,(IF($B$4=\"W\",'Wave Areas'!H136,(IF($B$4=\"NW\",'Wave Areas'!V137,0)))))))))))))))","v":66},{"$f":"IF($B$4=\"SW\",'Wave Areas'!W119,(IF($B$4=\"N\",'Wave Areas'!I82,(IF($B$4=\"NE\",'Wave Areas'!W83,(IF($B$4=\"E\",'Wave Areas'!I100,(IF($B$4=\"SE\",'Wave Areas'!W101,(IF($B$4=\"S\",'Wave Areas'!I118,(IF($B$4=\"W\",'Wave Areas'!I136,(IF($B$4=\"NW\",'Wave Areas'!W137,0)))))))))))))))","v":31},{"$f":"IF($B$4=\"SW\",'Wave Areas'!X119,(IF($B$4=\"N\",'Wave Areas'!J82,(IF($B$4=\"NE\",'Wave Areas'!X83,(IF($B$4=\"E\",'Wave Areas'!J100,(IF($B$4=\"SE\",'Wave Areas'!X101,(IF($B$4=\"S\",'Wave Areas'!J118,(IF($B$4=\"W\",'Wave Areas'!J136,(IF($B$4=\"NW\",'Wave Areas'!X137,0)))))))))))))))","v":9},{"$f":"IF($B$4=\"SW\",'Wave Areas'!Y119,(IF($B$4=\"N\",'Wave Areas'!K82,(IF($B$4=\"NE\",'Wave Areas'!Y83,(IF($B$4=\"E\",'Wave Areas'!K100,(IF($B$4=\"SE\",'Wave Areas'!Y101,(IF($B$4=\"S\",'Wave Areas'!K118,(IF($B$4=\"W\",'Wave Areas'!K136,(IF($B$4=\"NW\",'Wave Areas'!Y137,0)))))))))))))))","v":3},{"$f":"IF($B$4=\"SW\",'Wave Areas'!Z119,(IF($B$4=\"N\",'Wave Areas'!L82,(IF($B$4=\"NE\",'Wave Areas'!Z83,(IF($B$4=\"E\",'Wave Areas'!L100,(IF($B$4=\"SE\",'Wave Areas'!Z101,(IF($B$4=\"S\",'Wave Areas'!L118,(IF($B$4=\"W\",'Wave Areas'!L136,(IF($B$4=\"NW\",'Wave Areas'!Z137,0)))))))))))))))","v":1},null,4.5,0,0,1.3333333333333333E-3,9.6666666666666672E-3,2.4666666666666667E-2,3.1E-2,2.1999999999999999E-2,1.0333333333333333E-2,3.0000000000000001E-3,1E-3,3.3333333333333332E-4,0.10333333333333335,null,4.5,0,0,282.04290664772725,1142.7583752043272,6256.4821301249995,8234.6142729871317,6031.5643135361834,2897.3421797544647,9.9601593625498007E-7,3.3200531208499336E-7,1.6699867197875168E-4,24844.804346581528]
[38021.4140625,5.5,0,0,315992.51578124997,{"$f":"$A27*($F$16)","v":353189.6893990385},378896.06493749993,396809.36958639702,409550.6632648026,418851.13948660716,0,0,0,2273289.4424555954,null,null,null,5.5,{"$f":"IF($B$4=\"SW\",'Wave Areas'!P120,(IF($B$4=\"N\",'Wave Areas'!B83,(IF($B$4=\"NE\",'Wave Areas'!P84,(IF($B$4=\"E\",'Wave Areas'!B101,(IF($B$4=\"SE\",'Wave Areas'!P102,(IF($B$4=\"S\",'Wave Areas'!B119,(IF($B$4=\"W\",'Wave Areas'!B137,(IF($B$4=\"NW\",'Wave Areas'!P138,0)))))))))))))))","v":0},{"$f":"IF($B$4=\"SW\",'Wave Areas'!Q120,(IF($B$4=\"N\",'Wave Areas'!C83,(IF($B$4=\"NE\",'Wave Areas'!Q84,(IF($B$4=\"E\",'Wave Areas'!C101,(IF($B$4=\"SE\",'Wave Areas'!Q102,(IF($B$4=\"S\",'Wave Areas'!C119,(IF($B$4=\"W\",'Wave Areas'!C137,(IF($B$4=\"NW\",'Wave Areas'!Q138,0)))))))))))))))","v":0},{"$f":"IF($B$4=\"SW\",'Wave Areas'!R120,(IF($B$4=\"N\",'Wave Areas'!D83,(IF($B$4=\"NE\",'Wave Areas'!R84,(IF($B$4=\"E\",'Wave Areas'!D101,(IF($B$4=\"SE\",'Wave Areas'!R102,(IF($B$4=\"S\",'Wave Areas'!D119,(IF($B$4=\"W\",'Wave Areas'!D137,(IF($B$4=\"NW\",'Wave Areas'!R138,0)))))))))))))))","v":1},{"$f":"IF($B$4=\"SW\",'Wave Areas'!S120,(IF($B$4=\"N\",'Wave Areas'!E83,(IF($B$4=\"NE\",'Wave Areas'!S84,(IF($B$4=\"E\",'Wave Areas'!E101,(IF($B$4=\"SE\",'Wave Areas'!S102,(IF($B$4=\"S\",'Wave Areas'!E119,(IF($B$4=\"W\",'Wave Areas'!E137,(IF($B$4=\"NW\",'Wave Areas'!S138,0)))))))))))))))","v":11},{"$f":"IF($B$4=\"SW\",'Wave Areas'!T120,(IF($B$4=\"N\",'Wave Areas'!F83,(IF($B$4=\"NE\",'Wave Areas'!T84,(IF($B$4=\"E\",'Wave Areas'!F101,(IF($B$4=\"SE\",'Wave Areas'!T102,(IF($B$4=\"S\",'Wave Areas'!F119,(IF($B$4=\"W\",'Wave Areas'!F137,(IF($B$4=\"NW\",'Wave Areas'!T138,0)))))))))))))))","v":36},{"$f":"IF($B$4=\"SW\",'Wave Areas'!U120,(IF($B$4=\"N\",'Wave Areas'!G83,(IF($B$4=\"NE\",'Wave Areas'!U84,(IF($B$4=\"E\",'Wave Areas'!G101,(IF($B$4=\"SE\",'Wave Areas'!U102,(IF($B$4=\"S\",'Wave Areas'!G119,(IF($B$4=\"W\",'Wave Areas'!G137,(IF($B$4=\"NW\",'Wave Areas'!U138,0)))))))))))))))","v":51},{"$f":"IF($B$4=\"SW\",'Wave Areas'!V120,(IF($B$4=\"N\",'Wave Areas'!H83,(IF($B$4=\"NE\",'Wave Areas'!V84,(IF($B$4=\"E\",'Wave Areas'!H101,(IF($B$4=\"SE\",'Wave Areas'!V102,(IF($B$4=\"S\",'Wave Areas'!H119,(IF($B$4=\"W\",'Wave Areas'!H137,(IF($B$4=\"NW\",'Wave Areas'!V138,0)))))))))))))))","v":43},{"$f":"IF($B$4=\"SW\",'Wave Areas'!W120,(IF($B$4=\"N\",'Wave Areas'!I83,(IF($B$4=\"NE\",'Wave Areas'!W84,(IF($B$4=\"E\",'Wave Areas'!I101,(IF($B$4=\"SE\",'Wave Areas'!W102,(IF($B$4=\"S\",'Wave Areas'!I119,(IF($B$4=\"W\",'Wave Areas'!I137,(IF($B$4=\"NW\",'Wave Areas'!W138,0)))))))))))))))","v":23},{"$f":"IF($B$4=\"SW\",'Wave Areas'!X120,(IF($B$4=\"N\",'Wave Areas'!J83,(IF($B$4=\"NE\",'Wave Areas'!X84,(IF($B$4=\"E\",'Wave Areas'!J101,(IF($B$4=\"SE\",'Wave Areas'!X102,(IF($B$4=\"S\",'Wave Areas'!J119,(IF($B$4=\"W\",'Wave Areas'!J137,(IF($B$4=\"NW\",'Wave Areas'!X138,0)))))))))))))))","v":9},{"$f":"IF($B$4=\"SW\",'Wave Areas'!Y120,(IF($B$4=\"N\",'Wave Areas'!K83,(IF($B$4=\"NE\",'Wave Areas'!Y84,(IF($B$4=\"E\",'Wave Areas'!K101,(IF($B$4=\"SE\",'Wave Areas'!Y102,(IF($B$4=\"S\",'Wave Areas'!K119,(IF($B$4=\"W\",'Wave Areas'!K137,(IF($B$4=\"NW\",'Wave Areas'!Y138,0)))))))))))))))","v":2},{"$f":"IF($B$4=\"SW\",'Wave Areas'!Z120,(IF($B$4=\"N\",'Wave Areas'!L83,(IF($B$4=\"NE\",'Wave Areas'!Z84,(IF($B$4=\"E\",'Wave Areas'!L101,(IF($B$4=\"SE\",'Wave Areas'!Z102,(IF($B$4=\"S\",'Wave Areas'!L119,(IF($B$4=\"W\",'Wave Areas'!L137,(IF($B$4=\"NW\",'Wave Areas'!Z138,0)))))))))))))))","v":0},null,5.5,0,0,3.3333333333333332E-4,3.6666666666666666E-3,1.2E-2,1.7000000000000001E-2,1.4333333333333333E-2,7.6666666666666662E-3,3.0000000000000001E-3,6.6666666666666664E-4,0,5.8666666666666679E-2,null,5.5,0,{"$f":"AH27/1004","v":3.3200531208499336E-7},{"$f":"E27*AH27","v":105.33083859374999},1295.0288611298079,4546.7527792499995,6745.7592829687501,5870.2261734621707,3211.1920693973216,6.6401062416998672E-7,0,1.0292164674634795E-4,21774.290108719466]
[53104.2890625,6.5,0,0,441344.91873579542,{"$f":"$A28*($F$16/2)","v":246648.99796875002},529201.94193749991,554221.35090992646,572017.04208059201,585006.96341517859,0,0,0,2928441.2150477422,null,null,null,6.5,{"$f":"IF($B$4=\"SW\",'Wave Areas'!P121,(IF($B$4=\"N\",'Wave Areas'!B84,(IF($B$4=\"NE\",'Wave Areas'!P85,(IF($B$4=\"E\",'Wave Areas'!B102,(IF($B$4=\"SE\",'Wave Areas'!P103,(IF($B$4=\"S\",'Wave Areas'!B120,(IF($B$4=\"W\",'Wave Areas'!B138,(IF($B$4=\"NW\",'Wave Areas'!P139,0)))))))))))))))","v":0},{"$f":"IF($B$4=\"SW\",'Wave Areas'!Q121,(IF($B$4=\"N\",'Wave Areas'!C84,(IF($B$4=\"NE\",'Wave Areas'!Q85,(IF($B$4=\"E\",'Wave Areas'!C102,(IF($B$4=\"SE\",'Wave Areas'!Q103,(IF($B$4=\"S\",'Wave Areas'!C120,(IF($B$4=\"W\",'Wave Areas'!C138,(IF($B$4=\"NW\",'Wave Areas'!Q139,0)))))))))))))))","v":0},{"$f":"IF($B$4=\"SW\",'Wave Areas'!R121,(IF($B$4=\"N\",'Wave Areas'!D84,(IF($B$4=\"NE\",'Wave Areas'!R85,(IF($B$4=\"E\",'Wave Areas'!D102,(IF($B$4=\"SE\",'Wave Areas'!R103,(IF($B$4=\"S\",'Wave Areas'!D120,(IF($B$4=\"W\",'Wave Areas'!D138,(IF($B$4=\"NW\",'Wave Areas'!R139,0)))))))))))))))","v":0},{"$f":"IF($B$4=\"SW\",'Wave Areas'!S121,(IF($B$4=\"N\",'Wave Areas'!E84,(IF($B$4=\"NE\",'Wave Areas'!S85,(IF($B$4=\"E\",'Wave Areas'!E102,(IF($B$4=\"SE\",'Wave Areas'!S103,(IF($B$4=\"S\",'Wave Areas'!E120,(IF($B$4=\"W\",'Wave Areas'!E138,(IF($B$4=\"NW\",'Wave Areas'!S139,0)))))))))))))))","v":4},{"$f":"IF($B$4=\"SW\",'Wave Areas'!T121,(IF($B$4=\"N\",'Wave Areas'!F84,(IF($B$4=\"NE\",'Wave Areas'!T85,(IF($B$4=\"E\",'Wave Areas'!F102,(IF($B$4=\"SE\",'Wave Areas'!T103,(IF($B$4=\"S\",'Wave Areas'!F120,(IF($B$4=\"W\",'Wave Areas'!F138,(IF($B$4=\"NW\",'Wave Areas'!T139,0)))))))))))))))","v":16},{"$f":"IF($B$4=\"SW\",'Wave Areas'!U121,(IF($B$4=\"N\",'Wave Areas'!G84,(IF($B$4=\"NE\",'Wave Areas'!U85,(IF($B$4=\"E\",'Wave Areas'!G102,(IF($B$4=\"SE\",'Wave Areas'!U103,(IF($B$4=\"S\",'Wave Areas'!G120,(IF($B$4=\"W\",'Wave Areas'!G138,(IF($B$4=\"NW\",'Wave Areas'!U139,0)))))))))))))))","v":28},{"$f":"IF($B$4=\"SW\",'Wave Areas'!V121,(IF($B$4=\"N\",'Wave Areas'!H84,(IF($B$4=\"NE\",'Wave Areas'!V85,(IF($B$4=\"E\",'Wave Areas'!H102,(IF($B$4=\"SE\",'Wave Areas'!V103,(IF($B$4=\"S\",'Wave Areas'!H120,(IF($B$4=\"W\",'Wave Areas'!H138,(IF($B$4=\"NW\",'Wave Areas'!V139,0)))))))))))))))","v":26},{"$f":"IF($B$4=\"SW\",'Wave Areas'!W121,(IF($B$4=\"N\",'Wave Areas'!I84,(IF($B$4=\"NE\",'Wave Areas'!W85,(IF($B$4=\"E\",'Wave Areas'!I102,(IF($B$4=\"SE\",'Wave Areas'!W103,(IF($B$4=\"S\",'Wave Areas'!I120,(IF($B$4=\"W\",'Wave Areas'!I138,(IF($B$4=\"NW\",'Wave Areas'!W139,0)))))))))))))))","v":16},{"$f":"IF($B$4=\"SW\",'Wave Areas'!X121,(IF($B$4=\"N\",'Wave Areas'!J84,(IF($B$4=\"NE\",'Wave Areas'!X85,(IF($B$4=\"E\",'Wave Areas'!J102,(IF($B$4=\"SE\",'Wave Areas'!X103,(IF($B$4=\"S\",'Wave Areas'!J120,(IF($B$4=\"W\",'Wave Areas'!J138,(IF($B$4=\"NW\",'Wave Areas'!X139,0)))))))))))))))","v":7},{"$f":"IF($B$4=\"SW\",'Wave Areas'!Y121,(IF($B$4=\"N\",'Wave Areas'!K84,(IF($B$4=\"NE\",'Wave Areas'!Y85,(IF($B$4=\"E\",'Wave Areas'!K102,(IF($B$4=\"SE\",'Wave Areas'!Y103,(IF($B$4=\"S\",'Wave Areas'!K120,(IF($B$4=\"W\",'Wave Areas'!K138,(IF($B$4=\"NW\",'Wave Areas'!Y139,0)))))))))))))))","v":2},{"$f":"IF($B$4=\"SW\",'Wave Areas'!Z121,(IF($B$4=\"N\",'Wave Areas'!L84,(IF($B$4=\"NE\",'Wave Areas'!Z85,(IF($B$4=\"E\",'Wave Areas'!L102,(IF($B$4=\"SE\",'Wave Areas'!Z103,(IF($B$4=\"S\",'Wave Areas'!L120,(IF($B$4=\"W\",'Wave Areas'!L138,(IF($B$4=\"NW\",'Wave Areas'!Z139,0)))))))))))))))","v":0},null,6.5,0,0,0,1.3333333333333333E-3,5.3333333333333332E-3,9.3333333333333341E-3,8.6666666666666663E-3,5.3333333333333332E-3,2.3333333333333335E-3,6.6666666666666664E-4,0,3.3000000000000002E-2,null,6.5,0,0,0,328.86533062500001,2822.4103569999993,5172.7326084926472,4957.4810313651305,3120.0371382142857,6.6401062416998672E-7,0,5.8432934926958841E-5,16401.526524794008]
[70700.9765625,7.5,0,0,0,{"$f":"$A29*($F$16)","v":656757.6868990385},704558.79843749991,737868.6624540441,761561.15069901303,0,0,0,0,2860746.2984895953,null,null,null,7.5,{"$f":"IF($B$4=\"SW\",'Wave Areas'!P122,(IF($B$4=\"N\",'Wave Areas'!B85,(IF($B$4=\"NE\",'Wave Areas'!P86,(IF($B$4=\"E\",'Wave Areas'!B103,(IF($B$4=\"SE\",'Wave Areas'!P104,(IF($B$4=\"S\",'Wave Areas'!B121,(IF($B$4=\"W\",'Wave Areas'!B139,(IF($B$4=\"NW\",'Wave Areas'!P140,0)))))))))))))))","v":0},{"$f":"IF($B$4=\"SW\",'Wave Areas'!Q122,(IF($B$4=\"N\",'Wave Areas'!C85,(IF($B$4=\"NE\",'Wave Areas'!Q86,(IF($B$4=\"E\",'Wave Areas'!C103,(IF($B$4=\"SE\",'Wave Areas'!Q104,(IF($B$4=\"S\",'Wave Areas'!C121,(IF($B$4=\"W\",'Wave Areas'!C139,(IF($B$4=\"NW\",'Wave Areas'!Q140,0)))))))))))))))","v":0},{"$f":"IF($B$4=\"SW\",'Wave Areas'!R122,(IF($B$4=\"N\",'Wave Areas'!D85,(IF($B$4=\"NE\",'Wave Areas'!R86,(IF($B$4=\"E\",'Wave Areas'!D103,(IF($B$4=\"SE\",'Wave Areas'!R104,(IF($B$4=\"S\",'Wave Areas'!D121,(IF($B$4=\"W\",'Wave Areas'!D139,(IF($B$4=\"NW\",'Wave Areas'!R140,0)))))))))))))))","v":0},{"$f":"IF($B$4=\"SW\",'Wave Areas'!S122,(IF($B$4=\"N\",'Wave Areas'!E85,(IF($B$4=\"NE\",'Wave Areas'!S86,(IF($B$4=\"E\",'Wave Areas'!E103,(IF($B$4=\"SE\",'Wave Areas'!S104,(IF($B$4=\"S\",'Wave Areas'!E121,(IF($B$4=\"W\",'Wave Areas'!E139,(IF($B$4=\"NW\",'Wave Areas'!S140,0)))))))))))))))","v":2},{"$f":"IF($B$4=\"SW\",'Wave Areas'!T122,(IF($B$4=\"N\",'Wave Areas'!F85,(IF($B$4=\"NE\",'Wave Areas'!T86,(IF($B$4=\"E\",'Wave Areas'!F103,(IF($B$4=\"SE\",'Wave Areas'!T104,(IF($B$4=\"S\",'Wave Areas'!F121,(IF($B$4=\"W\",'Wave Areas'!F139,(IF($B$4=\"NW\",'Wave Areas'!T140,0)))))))))))))))","v":7},{"$f":"IF($B$4=\"SW\",'Wave Areas'!U122,(IF($B$4=\"N\",'Wave Areas'!G85,(IF($B$4=\"NE\",'Wave Areas'!U86,(IF($B$4=\"E\",'Wave Areas'!G103,(IF($B$4=\"SE\",'Wave Areas'!U104,(IF($B$4=\"S\",'Wave Areas'!G121,(IF($B$4=\"W\",'Wave Areas'!G139,(IF($B$4=\"NW\",'Wave Areas'!U140,0)))))))))))))))","v":13},{"$f":"IF($B$4=\"SW\",'Wave Areas'!V122,(IF($B$4=\"N\",'Wave Areas'!H85,(IF($B$4=\"NE\",'Wave Areas'!V86,(IF($B$4=\"E\",'Wave Areas'!H103,(IF($B$4=\"SE\",'Wave Areas'!V104,(IF($B$4=\"S\",'Wave Areas'!H121,(IF($B$4=\"W\",'Wave Areas'!H139,(IF($B$4=\"NW\",'Wave Areas'!V140,0)))))))))))))))","v":14},{"$f":"IF($B$4=\"SW\",'Wave Areas'!W122,(IF($B$4=\"N\",'Wave Areas'!I85,(IF($B$4=\"NE\",'Wave Areas'!W86,(IF($B$4=\"E\",'Wave Areas'!I103,(IF($B$4=\"SE\",'Wave Areas'!W104,(IF($B$4=\"S\",'Wave Areas'!I121,(IF($B$4=\"W\",'Wave Areas'!I139,(IF($B$4=\"NW\",'Wave Areas'!W140,0)))))))))))))))","v":10},{"$f":"IF($B$4=\"SW\",'Wave Areas'!X122,(IF($B$4=\"N\",'Wave Areas'!J85,(IF($B$4=\"NE\",'Wave Areas'!X86,(IF($B$4=\"E\",'Wave Areas'!J103,(IF($B$4=\"SE\",'Wave Areas'!X104,(IF($B$4=\"S\",'Wave Areas'!J121,(IF($B$4=\"W\",'Wave Areas'!J139,(IF($B$4=\"NW\",'Wave Areas'!X140,0)))))))))))))))","v":4},{"$f":"IF($B$4=\"SW\",'Wave Areas'!Y122,(IF($B$4=\"N\",'Wave Areas'!K85,(IF($B$4=\"NE\",'Wave Areas'!Y86,(IF($B$4=\"E\",'Wave Areas'!K103,(IF($B$4=\"SE\",'Wave Areas'!Y104,(IF($B$4=\"S\",'Wave Areas'!K121,(IF($B$4=\"W\",'Wave Areas'!K139,(IF($B$4=\"NW\",'Wave Areas'!Y140,0)))))))))))))))","v":1},{"$f":"IF($B$4=\"SW\",'Wave Areas'!Z122,(IF($B$4=\"N\",'Wave Areas'!L85,(IF($B$4=\"NE\",'Wave Areas'!Z86,(IF($B$4=\"E\",'Wave Areas'!L103,(IF($B$4=\"SE\",'Wave Areas'!Z104,(IF($B$4=\"S\",'Wave Areas'!L121,(IF($B$4=\"W\",'Wave Areas'!L139,(IF($B$4=\"NW\",'Wave Areas'!Z140,0)))))))))))))))","v":0},null,7.5,0,0,0,6.6666666666666664E-4,2.3333333333333335E-3,4.3333333333333331E-3,4.6666666666666671E-3,3.3333333333333335E-3,1.3333333333333333E-3,3.3333333333333332E-4,0,1.7000000000000001E-2,null,7.5,0,0,{"$f":"AI29/1004","v":6.6401062416998672E-7},{"$f":"F29*AI29","v":437.83845793269234},1643.9705296874999,3197.4308706341908,3553.9520365953945,{"$f":"AN29/1004","v":1.3280212483399734E-6},3.3200531208499336E-7,0,3.2868525896414345E-5,8833.1919300423397]
[90811.4765625,8.5,0,0,0,{"$f":"$A30*($F$16)","v":843568.76228365384},904966.63443749992,947751.30421874998,978182.9891200657,0,0,0,0,3674469.6900599697,null,null,null,8.5,{"$f":"IF($B$4=\"SW\",'Wave Areas'!P123,(IF($B$4=\"N\",'Wave Areas'!B86,(IF($B$4=\"NE\",'Wave Areas'!P87,(IF($B$4=\"E\",'Wave Areas'!B104,(IF($B$4=\"SE\",'Wave Areas'!P105,(IF($B$4=\"S\",'Wave Areas'!B122,(IF($B$4=\"W\",'Wave Areas'!B140,(IF($B$4=\"NW\",'Wave Areas'!P141,0)))))))))))))))","v":0},{"$f":"IF($B$4=\"SW\",'Wave Areas'!Q123,(IF($B$4=\"N\",'Wave Areas'!C86,(IF($B$4=\"NE\",'Wave Areas'!Q87,(IF($B$4=\"E\",'Wave Areas'!C104,(IF($B$4=\"SE\",'Wave Areas'!Q105,(IF($B$4=\"S\",'Wave Areas'!C122,(IF($B$4=\"W\",'Wave Areas'!C140,(IF($B$4=\"NW\",'Wave Areas'!Q141,0)))))))))))))))","v":0},{"$f":"IF($B$4=\"SW\",'Wave Areas'!R123,(IF($B$4=\"N\",'Wave Areas'!D86,(IF($B$4=\"NE\",'Wave Areas'!R87,(IF($B$4=\"E\",'Wave Areas'!D104,(IF($B$4=\"SE\",'Wave Areas'!R105,(IF($B$4=\"S\",'Wave Areas'!D122,(IF($B$4=\"W\",'Wave Areas'!D140,(IF($B$4=\"NW\",'Wave Areas'!R141,0)))))))))))))))","v":0},{"$f":"IF($B$4=\"SW\",'Wave Areas'!S123,(IF($B$4=\"N\",'Wave Areas'!E86,(IF($B$4=\"NE\",'Wave Areas'!S87,(IF($B$4=\"E\",'Wave Areas'!E104,(IF($B$4=\"SE\",'Wave Areas'!S105,(IF($B$4=\"S\",'Wave Areas'!E122,(IF($B$4=\"W\",'Wave Areas'!E140,(IF($B$4=\"NW\",'Wave Areas'!S141,0)))))))))))))))","v":0},{"$f":"IF($B$4=\"SW\",'Wave Areas'!T123,(IF($B$4=\"N\",'Wave Areas'!F86,(IF($B$4=\"NE\",'Wave Areas'!T87,(IF($B$4=\"E\",'Wave Areas'!F104,(IF($B$4=\"SE\",'Wave Areas'!T105,(IF($B$4=\"S\",'Wave Areas'!F122,(IF($B$4=\"W\",'Wave Areas'!F140,(IF($B$4=\"NW\",'Wave Areas'!T141,0)))))))))))))))","v":3},{"$f":"IF($B$4=\"SW\",'Wave Areas'!U123,(IF($B$4=\"N\",'Wave Areas'!G86,(IF($B$4=\"NE\",'Wave Areas'!U87,(IF($B$4=\"E\",'Wave Areas'!G104,(IF($B$4=\"SE\",'Wave Areas'!U105,(IF($B$4=\"S\",'Wave Areas'!G122,(IF($B$4=\"W\",'Wave Areas'!G140,(IF($B$4=\"NW\",'Wave Areas'!U141,0)))))))))))))))","v":7},{"$f":"IF($B$4=\"SW\",'Wave Areas'!V123,(IF($B$4=\"N\",'Wave Areas'!H86,(IF($B$4=\"NE\",'Wave Areas'!V87,(IF($B$4=\"E\",'Wave Areas'!H104,(IF($B$4=\"SE\",'Wave Areas'!V105,(IF($B$4=\"S\",'Wave Areas'!H122,(IF($B$4=\"W\",'Wave Areas'!H140,(IF($B$4=\"NW\",'Wave Areas'!V141,0)))))))))))))))","v":7},{"$f":"IF($B$4=\"SW\",'Wave Areas'!W123,(IF($B$4=\"N\",'Wave Areas'!I86,(IF($B$4=\"NE\",'Wave Areas'!W87,(IF($B$4=\"E\",'Wave Areas'!I104,(IF($B$4=\"SE\",'Wave Areas'!W105,(IF($B$4=\"S\",'Wave Areas'!I122,(IF($B$4=\"W\",'Wave Areas'!I140,(IF($B$4=\"NW\",'Wave Areas'!W141,0)))))))))))))))","v":7},{"$f":"IF($B$4=\"SW\",'Wave Areas'!X123,(IF($B$4=\"N\",'Wave Areas'!J86,(IF($B$4=\"NE\",'Wave Areas'!X87,(IF($B$4=\"E\",'Wave Areas'!J104,(IF($B$4=\"SE\",'Wave Areas'!X105,(IF($B$4=\"S\",'Wave Areas'!J122,(IF($B$4=\"W\",'Wave Areas'!J140,(IF($B$4=\"NW\",'Wave Areas'!X141,0)))))))))))))))","v":3},{"$f":"IF($B$4=\"SW\",'Wave Areas'!Y123,(IF($B$4=\"N\",'Wave Areas'!K86,(IF($B$4=\"NE\",'Wave Areas'!Y87,(IF($B$4=\"E\",'Wave Areas'!K104,(IF($B$4=\"SE\",'Wave Areas'!Y105,(IF($B$4=\"S\",'Wave Areas'!K122,(IF($B$4=\"W\",'Wave Areas'!K140,(IF($B$4=\"NW\",'Wave Areas'!Y141,0)))))))))))))))","v":1},{"$f":"IF($B$4=\"SW\",'Wave Areas'!Z123,(IF($B$4=\"N\",'Wave Areas'!L86,(IF($B$4=\"NE\",'Wave Areas'!Z87,(IF($B$4=\"E\",'Wave Areas'!L104,(IF($B$4=\"SE\",'Wave Areas'!Z105,(IF($B$4=\"S\",'Wave Areas'!L122,(IF($B$4=\"W\",'Wave Areas'!L140,(IF($B$4=\"NW\",'Wave Areas'!Z141,0)))))))))))))))","v":0},null,8.5,0,0,0,0,1E-3,2.3333333333333335E-3,2.3333333333333335E-3,2.3333333333333335E-3,1E-3,3.3333333333333332E-4,0,9.3333333333333341E-3,null,8.5,0,0,{"$f":"AI30/1004","v":0},0,904.96663443749992,2211.4197098437503,2282.4269746134869,{"$f":"AN30/1004","v":9.9601593625498007E-7},3.3200531208499336E-7,0,1.6932270916334664E-5,5398.8133371550302]
[113435.7890625,9.5,0,0,0,0,1130425.4499374998,1183869.276204044,0,0,0,0,0,2314294.7261415441,null,null,null,9.5,{"$f":"IF($B$4=\"SW\",'Wave Areas'!P124,(IF($B$4=\"N\",'Wave Areas'!B87,(IF($B$4=\"NE\",'Wave Areas'!P88,(IF($B$4=\"E\",'Wave Areas'!B105,(IF($B$4=\"SE\",'Wave Areas'!P106,(IF($B$4=\"S\",'Wave Areas'!B123,(IF($B$4=\"W\",'Wave Areas'!B141,(IF($B$4=\"NW\",'Wave Areas'!P142,0)))))))))))))))","v":0},{"$f":"IF($B$4=\"SW\",'Wave Areas'!Q124,(IF($B$4=\"N\",'Wave Areas'!C87,(IF($B$4=\"NE\",'Wave Areas'!Q88,(IF($B$4=\"E\",'Wave Areas'!C105,(IF($B$4=\"SE\",'Wave Areas'!Q106,(IF($B$4=\"S\",'Wave Areas'!C123,(IF($B$4=\"W\",'Wave Areas'!C141,(IF($B$4=\"NW\",'Wave Areas'!Q142,0)))))))))))))))","v":0},{"$f":"IF($B$4=\"SW\",'Wave Areas'!R124,(IF($B$4=\"N\",'Wave Areas'!D87,(IF($B$4=\"NE\",'Wave Areas'!R88,(IF($B$4=\"E\",'Wave Areas'!D105,(IF($B$4=\"SE\",'Wave Areas'!R106,(IF($B$4=\"S\",'Wave Areas'!D123,(IF($B$4=\"W\",'Wave Areas'!D141,(IF($B$4=\"NW\",'Wave Areas'!R142,0)))))))))))))))","v":0},{"$f":"IF($B$4=\"SW\",'Wave Areas'!S124,(IF($B$4=\"N\",'Wave Areas'!E87,(IF($B$4=\"NE\",'Wave Areas'!S88,(IF($B$4=\"E\",'Wave Areas'!E105,(IF($B$4=\"SE\",'Wave Areas'!S106,(IF($B$4=\"S\",'Wave Areas'!E123,(IF($B$4=\"W\",'Wave Areas'!E141,(IF($B$4=\"NW\",'Wave Areas'!S142,0)))))))))))))))","v":0},{"$f":"IF($B$4=\"SW\",'Wave Areas'!T124,(IF($B$4=\"N\",'Wave Areas'!F87,(IF($B$4=\"NE\",'Wave Areas'!T88,(IF($B$4=\"E\",'Wave Areas'!F105,(IF($B$4=\"SE\",'Wave Areas'!T106,(IF($B$4=\"S\",'Wave Areas'!F123,(IF($B$4=\"W\",'Wave Areas'!F141,(IF($B$4=\"NW\",'Wave Areas'!T142,0)))))))))))))))","v":3},{"$f":"IF($B$4=\"SW\",'Wave Areas'!U124,(IF($B$4=\"N\",'Wave Areas'!G87,(IF($B$4=\"NE\",'Wave Areas'!U88,(IF($B$4=\"E\",'Wave Areas'!G105,(IF($B$4=\"SE\",'Wave Areas'!U106,(IF($B$4=\"S\",'Wave Areas'!G123,(IF($B$4=\"W\",'Wave Areas'!G141,(IF($B$4=\"NW\",'Wave Areas'!U142,0)))))))))))))))","v":4},{"$f":"IF($B$4=\"SW\",'Wave Areas'!V124,(IF($B$4=\"N\",'Wave Areas'!H87,(IF($B$4=\"NE\",'Wave Areas'!V88,(IF($B$4=\"E\",'Wave Areas'!H105,(IF($B$4=\"SE\",'Wave Areas'!V106,(IF($B$4=\"S\",'Wave Areas'!H123,(IF($B$4=\"W\",'Wave Areas'!H141,(IF($B$4=\"NW\",'Wave Areas'!V142,0)))))))))))))))","v":5},{"$f":"IF($B$4=\"SW\",'Wave Areas'!W124,(IF($B$4=\"N\",'Wave Areas'!I87,(IF($B$4=\"NE\",'Wave Areas'!W88,(IF($B$4=\"E\",'Wave Areas'!I105,(IF($B$4=\"SE\",'Wave Areas'!W106,(IF($B$4=\"S\",'Wave Areas'!I123,(IF($B$4=\"W\",'Wave Areas'!I141,(IF($B$4=\"NW\",'Wave Areas'!W142,0)))))))))))))))","v":3},{"$f":"IF($B$4=\"SW\",'Wave Areas'!X124,(IF($B$4=\"N\",'Wave Areas'!J87,(IF($B$4=\"NE\",'Wave Areas'!X88,(IF($B$4=\"E\",'Wave Areas'!J105,(IF($B$4=\"SE\",'Wave Areas'!X106,(IF($B$4=\"S\",'Wave Areas'!J123,(IF($B$4=\"W\",'Wave Areas'!J141,(IF($B$4=\"NW\",'Wave Areas'!X142,0)))))))))))))))","v":2},{"$f":"IF($B$4=\"SW\",'Wave Areas'!Y124,(IF($B$4=\"N\",'Wave Areas'!K87,(IF($B$4=\"NE\",'Wave Areas'!Y88,(IF($B$4=\"E\",'Wave Areas'!K105,(IF($B$4=\"SE\",'Wave Areas'!Y106,(IF($B$4=\"S\",'Wave Areas'!K123,(IF($B$4=\"W\",'Wave Areas'!K141,(IF($B$4=\"NW\",'Wave Areas'!Y142,0)))))))))))))))","v":1},{"$f":"IF($B$4=\"SW\",'Wave Areas'!Z124,(IF($B$4=\"N\",'Wave Areas'!L87,(IF($B$4=\"NE\",'Wave Areas'!Z88,(IF($B$4=\"E\",'Wave Areas'!L105,(IF($B$4=\"SE\",'Wave Areas'!Z106,(IF($B$4=\"S\",'Wave Areas'!L123,(IF($B$4=\"W\",'Wave Areas'!L141,(IF($B$4=\"NW\",'Wave Areas'!Z142,0)))))))))))))))","v":0},null,9.5,0,0,0,0,1E-3,1.3333333333333333E-3,1.6666666666666668E-3,1E-3,6.6666666666666664E-4,3.3333333333333332E-4,0,6.0000000000000001E-3,null,9.5,0,0,{"$f":"AI31/1004","v":0},{"$f":"AJ31/1004","v":9.9601593625498007E-7},{"$f":"G31*AJ31","v":1130.4254499374999},{"$f":"H31*AK31","v":1578.4923682720587},{"$f":"AM31/1004","v":9.9601593625498007E-7},{"$f":"AN31/1004","v":6.6401062416998672E-7},3.3200531208499336E-7,0,9.2961487383798149E-6,2708.9178304937545]
[138573.9140625,10.5,0,0,0,0,0,0,0,0,0,0,0,0,null,null,null,10.5,{"$f":"IF($B$4=\"SW\",'Wave Areas'!P125,(IF($B$4=\"N\",'Wave Areas'!B88,(IF($B$4=\"NE\",'Wave Areas'!P89,(IF($B$4=\"E\",'Wave Areas'!B106,(IF($B$4=\"SE\",'Wave Areas'!P107,(IF($B$4=\"S\",'Wave Areas'!B124,(IF($B$4=\"W\",'Wave Areas'!B142,(IF($B$4=\"NW\",'Wave Areas'!P143,0)))))))))))))))","v":0},{"$f":"IF($B$4=\"SW\",'Wave Areas'!Q125,(IF($B$4=\"N\",'Wave Areas'!C88,(IF($B$4=\"NE\",'Wave Areas'!Q89,(IF($B$4=\"E\",'Wave Areas'!C106,(IF($B$4=\"SE\",'Wave Areas'!Q107,(IF($B$4=\"S\",'Wave Areas'!C124,(IF($B$4=\"W\",'Wave Areas'!C142,(IF($B$4=\"NW\",'Wave Areas'!Q143,0)))))))))))))))","v":0},{"$f":"IF($B$4=\"SW\",'Wave Areas'!R125,(IF($B$4=\"N\",'Wave Areas'!D88,(IF($B$4=\"NE\",'Wave Areas'!R89,(IF($B$4=\"E\",'Wave Areas'!D106,(IF($B$4=\"SE\",'Wave Areas'!R107,(IF($B$4=\"S\",'Wave Areas'!D124,(IF($B$4=\"W\",'Wave Areas'!D142,(IF($B$4=\"NW\",'Wave Areas'!R143,0)))))))))))))))","v":0},{"$f":"IF($B$4=\"SW\",'Wave Areas'!S125,(IF($B$4=\"N\",'Wave Areas'!E88,(IF($B$4=\"NE\",'Wave Areas'!S89,(IF($B$4=\"E\",'Wave Areas'!E106,(IF($B$4=\"SE\",'Wave Areas'!S107,(IF($B$4=\"S\",'Wave Areas'!E124,(IF($B$4=\"W\",'Wave Areas'!E142,(IF($B$4=\"NW\",'Wave Areas'!S143,0)))))))))))))))","v":0},{"$f":"IF($B$4=\"SW\",'Wave Areas'!T125,(IF($B$4=\"N\",'Wave Areas'!F88,(IF($B$4=\"NE\",'Wave Areas'!T89,(IF($B$4=\"E\",'Wave Areas'!F106,(IF($B$4=\"SE\",'Wave Areas'!T107,(IF($B$4=\"S\",'Wave Areas'!F124,(IF($B$4=\"W\",'Wave Areas'!F142,(IF($B$4=\"NW\",'Wave Areas'!T143,0)))))))))))))))","v":0},{"$f":"IF($B$4=\"SW\",'Wave Areas'!U125,(IF($B$4=\"N\",'Wave Areas'!G88,(IF($B$4=\"NE\",'Wave Areas'!U89,(IF($B$4=\"E\",'Wave Areas'!G106,(IF($B$4=\"SE\",'Wave Areas'!U107,(IF($B$4=\"S\",'Wave Areas'!G124,(IF($B$4=\"W\",'Wave Areas'!G142,(IF($B$4=\"NW\",'Wave Areas'!U143,0)))))))))))))))","v":4},{"$f":"IF($B$4=\"SW\",'Wave Areas'!V125,(IF($B$4=\"N\",'Wave Areas'!H88,(IF($B$4=\"NE\",'Wave Areas'!V89,(IF($B$4=\"E\",'Wave Areas'!H106,(IF($B$4=\"SE\",'Wave Areas'!V107,(IF($B$4=\"S\",'Wave Areas'!H124,(IF($B$4=\"W\",'Wave Areas'!H142,(IF($B$4=\"NW\",'Wave Areas'!V143,0)))))))))))))))","v":4},{"$f":"IF($B$4=\"SW\",'Wave Areas'!W125,(IF($B$4=\"N\",'Wave Areas'!I88,(IF($B$4=\"NE\",'Wave Areas'!W89,(IF($B$4=\"E\",'Wave Areas'!I106,(IF($B$4=\"SE\",'Wave Areas'!W107,(IF($B$4=\"S\",'Wave Areas'!I124,(IF($B$4=\"W\",'Wave Areas'!I142,(IF($B$4=\"NW\",'Wave Areas'!W143,0)))))))))))))))","v":4},{"$f":"IF($B$4=\"SW\",'Wave Areas'!X125,(IF($B$4=\"N\",'Wave Areas'!J88,(IF($B$4=\"NE\",'Wave Areas'!X89,(IF($B$4=\"E\",'Wave Areas'!J106,(IF($B$4=\"SE\",'Wave Areas'!X107,(IF($B$4=\"S\",'Wave Areas'!J124,(IF($B$4=\"W\",'Wave Areas'!J142,(IF($B$4=\"NW\",'Wave Areas'!X143,0)))))))))))))))","v":1},{"$f":"IF($B$4=\"SW\",'Wave Areas'!Y125,(IF($B$4=\"N\",'Wave Areas'!K88,(IF($B$4=\"NE\",'Wave Areas'!Y89,(IF($B$4=\"E\",'Wave Areas'!K106,(IF($B$4=\"SE\",'Wave Areas'!Y107,(IF($B$4=\"S\",'Wave Areas'!K124,(IF($B$4=\"W\",'Wave Areas'!K142,(IF($B$4=\"NW\",'Wave Areas'!Y143,0)))))))))))))))","v":0},{"$f":"IF($B$4=\"SW\",'Wave Areas'!Z125,(IF($B$4=\"N\",'Wave Areas'!L88,(IF($B$4=\"NE\",'Wave Areas'!Z89,(IF($B$4=\"E\",'Wave Areas'!L106,(IF($B$4=\"SE\",'Wave Areas'!Z107,(IF($B$4=\"S\",'Wave Areas'!L124,(IF($B$4=\"W\",'Wave Areas'!L142,(IF($B$4=\"NW\",'Wave Areas'!Z143,0)))))))))))))))","v":0},null,10.5,{"$f":"S32/($AC$33)","v":0},0,0,0,0,1.3333333333333333E-3,1.3333333333333333E-3,1.3333333333333333E-3,3.3333333333333332E-4,0,0,4.3333333333333331E-3,null,10.5,0,0,{"$f":"AI32/1004","v":0},{"$f":"AJ32/1004","v":0},{"$f":"AK32/1004","v":1.3280212483399734E-6},{"$f":"AL32/1004","v":1.3280212483399734E-6},{"$f":"AM32/1004","v":1.3280212483399734E-6},{"$f":"AN32/1004","v":3.3200531208499336E-7},0,0,5.9760956175298809E-6,1.0292164674634794E-5]
["Sub Totals",null,{"$f":"SUM(C22:C32)","v":17165.748214285715},362355.59765625,1188236.3196732954,2463571.0566346156,4164725.341874999,4361623.6491727941,3276405.3061184208,1571557.1679910715,0,0,0,{"$f":"SUM(N22:N31)","v":17405640.18733573},"Total",null,null,"Total Occurences",null,null,null,null,null,null,null,null,null,null,{"$f":"SUM(S22:AC32)","v":3000},null,null,null,null,null,null,null,null,null,null,null,null,null,null,null,"Sub Totals",{"$f":"SUM(AT22:AT32)","v":0.57219227115348137},109.80472689450532,2336.4295112890104,11888.287108219574,33034.935426140524,41457.287443653389,30453.420120350351,12043.989518364699,4.9800796812748997E-6,3.3200531208499336E-7,9.9169986719787532E-4,{"$f":"SUM(BE22:BE31)","v":131324.72703390301},"Total"]
[]
[null,null,null,null,null,null,null,null,null,null,null,null,null,null,null,null,null,null,null,null,null,null,null,null,null,null,null,null,null,null,null,null,null,null,null,null,null,null,null,null,null,null,null,null,null,null,null,null,null,null,null,null,null,null,null,null,"Min","Max"]
[null,null,null,null,null,null,null,null,null,null,null,null,null,null,null,null,null,null,null,null,null,null,null,null,null,null,null,null,null,null,null,null,null,null,null,null,null,null,null,null,null,null,null,null,null,null,null,null,null,null,null,null,null,"Relevant Wave Heights",null,null,{"$f":"IF((AND($B$6>AS22,$B$6<AS23)),AS22,(IF((AND($B$6>AS23,$B$6<AS24)),AS23,(IF((AND($B$6>AS24,$B$6<AS25)),AS24,(IF((AND($B$6>AS25,$B$6<AS26)),AS25,(IF((AND($B$6>AS26,$B$6<AS27)),AS26,(IF((AND($B$6>AS27,$B$6<AS28)),AS27,(IF((AND($B$6>AS28,$B$6<AS29)),AS28,(IF((AND($B$6>AS29,$B$6<AS30)),AS29,(IF((AND($B$6>AS30,$B$6<AS31)),AS30,(IF((AND($B$6>AS31,$B$6<AS32)),AS31,(IF($B$6>AS32,AS32,\"\")))))))))))))))))))))","v":1.5},{"$f":"IF((AND($B$6>AS22,$B$6<AS23)),AS23,(IF((AND($B$6>AS23,$B$6<AS24)),AS24,(IF((AND($B$6>AS24,$B$6<AS25)),AS25,(IF((AND($B$6>AS25,$B$6<AS26)),AS26,(IF((AND($B$6>AS26,$B$6<AS27)),AS27,(IF((AND($B$6>AS27,$B$6<AS28)),AS28,(IF((AND($B$6>AS28,$B$6<AS29)),AS29,(IF((AND($B$6>AS29,$B$6<AS30)),AS30,(IF((AND($B$6>AS30,$B$6<AS31)),AS31,(IF((AND($B$6>AS31,$B$6<AS32)),AS32,(IF($B$6>AS32,AS32,\"\")))))))))))))))))))))","v":2.5}]
[null,null,null,null,null,null,null,null,null,null,null,null,null,null,null,null,null,null,null,null,null,null,null,null,null,null,null,null,null,null,null,null,null,null,null,null,null,null,null,null,null,null,null,null,null,null,null,null,null,null,null,null,null,"Relevant Power (kW/m)",null,null,{"$f":"(((($B$6-BE36)*((VLOOKUP(BF36,AS22:BE32,13,FALSE))-(VLOOKUP(BE36,AS22:BE32,13,FALSE))))/(BF36-BE36))+(VLOOKUP(BE36,AS22:BE32,13,FALSE)))*0.001","v":8.0550962642741215}]
[]
["Deep"]
[]
["Wave Velocity C","(m/s)",{"$f":"(C42/C43)","v":5.0344574780058648},6.4728739002932549,7.9112903225806459,9.3497067448680351,10.788123167155426,12.226539589442817,13.664956011730204,15.103372434017595,16.541788856304986,17.980205278592376,19.418621700879768]
["Wave Length (λ)","(m)",{"$f":"(9.81/(2*3.41))*C43^2","v":17.620601173020528},29.127932551319649,43.512096774193552,60.773093841642229,80.910923753665699,103.92558651026394,129.81708211143695,158.58541055718476,190.23057184750735,224.75256598240469,262.15139296187687]
["Wave Period (T)","(s)",3.5,4.5,5.5,6.5,7.5,8.5,9.5,10.5,11.5,12.5,13.5]
[]
["Energy","Wave Height (Hs)","Power",null,null,null,null,null,null,null,null,null,null,"Total Power",null,null,null,"North Sea Area 10",null,null,null,null,null,null,null,null,null,null,null,null,"North Sea Area 10",null,null,null,null,null,null,null,null,null,null,null,null,null,"North Sea Area 10"]
["(J)","(m)","(W/m)",null,null,null,null,null,null,null,null,null,null,"(W/m)",null,null,null,"Number of Occurences",null,null,null,null,null,null,null,null,null,null,null,null,"Percentage of Occurences",null,null,null,null,null,null,null,null,null,null,null,null,null,"Annual Power (W/m)",null,null,null,null,null,null,null,null,null,null,null,"Total Power"]
[{"$f":"(1025*9.81*B47^2)/8","v":314.2265625},0.5,{"$f":"$A47*($C$41)/2","v":790.98013368310114},{"$f":"$A47*($D$41)/2","v":1016.9744575925586},{"$f":"$A47*($E$41)/2","v":1242.9687815020163},{"$f":"$A47*($F$41)/2","v":1468.9631054114736},{"$f":"$A47*($G$41)/2","v":1694.9574293209312},{"$f":"$A47*($H$41)/2","v":1920.9517532303889},0,0,0,0,0,{"$f":"SUM(C47:M47)","v":8135.7956607404703},null,null,null,"Hs                      T",3.5,4.5,5.5,6.5,7.5,8.5,9.5,10.5,11.5,12.5,13.5,null,"Hs                 T",3.5,4.5,5.5,6.5,7.5,8.5,9.5,10.5,11.5,12.5,13.5,"Availability",null,"Hs           T",3.5,4.5,5.5,6.5,7.5,8.5,9.5,10.5,11.5,12.5,13.5,"(W/m)"]
[2828.0390625,1.5,{"$f":"$B48*($C$16/2)","v":4.0971428571428579},{"$f":"$A48*($D$41)/2","v":9152.7701183330282},11186.719033518146,13220.667948703262,15254.616863888381,{"$f":"$A48*($G$41)/2","v":15254.616863888381},{"$f":"$A48*($I$41)/2","v":19322.514694258614},{"$f":"$A48*($J$41)/2","v":21356.46360944373},0,0,0,104752.46627489068,null,null,null,0.5,{"$f":"IF($B$4=\"SW\",'Wave Areas'!P115,(IF($B$4=\"N\",'Wave Areas'!B78,(IF($B$4=\"NE\",'Wave Areas'!P79,(IF($B$4=\"E\",'Wave Areas'!B96,(IF($B$4=\"SE\",'Wave Areas'!P97,(IF($B$4=\"S\",'Wave Areas'!B114,(IF($B$4=\"W\",'Wave Areas'!B132,(IF($B$4=\"NW\",'Wave Areas'!P133,0)))))))))))))))","v":1},{"$f":"IF($B$4=\"SW\",'Wave Areas'!Q115,(IF($B$4=\"N\",'Wave Areas'!C78,(IF($B$4=\"NE\",'Wave Areas'!Q79,(IF($B$4=\"E\",'Wave Areas'!C96,(IF($B$4=\"SE\",'Wave Areas'!Q97,(IF($B$4=\"S\",'Wave Areas'!C114,(IF($B$4=\"W\",'Wave Areas'!C132,(IF($B$4=\"NW\",'Wave Areas'!Q133,0)))))))))))))))","v":28},{"$f":"IF($B$4=\"SW\",'Wave Areas'!R115,(IF($B$4=\"N\",'Wave Areas'!D78,(IF($B$4=\"NE\",'Wave Areas'!R79,(IF($B$4=\"E\",'Wave Areas'!D96,(IF($B$4=\"SE\",'Wave Areas'!R97,(IF($B$4=\"S\",'Wave Areas'!D114,(IF($B$4=\"W\",'Wave Areas'!D132,(IF($B$4=\"NW\",'Wave Areas'!R133,0)))))))))))))))","v":97},{"$f":"IF($B$4=\"SW\",'Wave Areas'!S115,(IF($B$4=\"N\",'Wave Areas'!E78,(IF($B$4=\"NE\",'Wave Areas'!S79,(IF($B$4=\"E\",'Wave Areas'!E96,(IF($B$4=\"SE\",'Wave Areas'!S97,(IF($B$4=\"S\",'Wave Areas'!E114,(IF($B$4=\"W\",'Wave Areas'!E132,(IF($B$4=\"NW\",'Wave Areas'!S133,0)))))))))))))))","v":117},{"$f":"IF($B$4=\"SW\",'Wave Areas'!T115,(IF($B$4=\"N\",'Wave Areas'!F78,(IF($B$4=\"NE\",'Wave Areas'!T79,(IF($B$4=\"E\",'Wave Areas'!F96,(IF($B$4=\"SE\",'Wave Areas'!T97,(IF($B$4=\"S\",'Wave Areas'!F114,(IF($B$4=\"W\",'Wave Areas'!F132,(IF($B$4=\"NW\",'Wave Areas'!T133,0)))))))))))))))","v":65},{"$f":"IF($B$4=\"SW\",'Wave Areas'!U115,(IF($B$4=\"N\",'Wave Areas'!G78,(IF($B$4=\"NE\",'Wave Areas'!U79,(IF($B$4=\"E\",'Wave Areas'!G96,(IF($B$4=\"SE\",'Wave Areas'!U97,(IF($B$4=\"S\",'Wave Areas'!G114,(IF($B$4=\"W\",'Wave Areas'!G132,(IF($B$4=\"NW\",'Wave Areas'!U133,0)))))))))))))))","v":20},{"$f":"IF($B$4=\"SW\",'Wave Areas'!V115,(IF($B$4=\"N\",'Wave Areas'!H78,(IF($B$4=\"NE\",'Wave Areas'!V79,(IF($B$4=\"E\",'Wave Areas'!H96,(IF($B$4=\"SE\",'Wave Areas'!V97,(IF($B$4=\"S\",'Wave Areas'!H114,(IF($B$4=\"W\",'Wave Areas'!H132,(IF($B$4=\"NW\",'Wave Areas'!V133,0)))))))))))))))","v":4},{"$f":"IF($B$4=\"SW\",'Wave Areas'!W115,(IF($B$4=\"N\",'Wave Areas'!I78,(IF($B$4=\"NE\",'Wave Areas'!W79,(IF($B$4=\"E\",'Wave Areas'!I96,(IF($B$4=\"SE\",'Wave Areas'!W97,(IF($B$4=\"S\",'Wave Areas'!I114,(IF($B$4=\"W\",'Wave Areas'!I132,(IF($B$4=\"NW\",'Wave Areas'!W133,0)))))))))))))))","v":0},{"$f":"IF($B$4=\"SW\",'Wave Areas'!X115,(IF($B$4=\"N\",'Wave Areas'!J78,(IF($B$4=\"NE\",'Wave Areas'!X79,(IF($B$4=\"E\",'Wave Areas'!J96,(IF($B$4=\"SE\",'Wave Areas'!X97,(IF($B$4=\"S\",'Wave Areas'!J114,(IF($B$4=\"W\",'Wave Areas'!J132,(IF($B$4=\"NW\",'Wave Areas'!X133,0)))))))))))))))","v":0},{"$f":"IF($B$4=\"SW\",'Wave Areas'!Y115,(IF($B$4=\"N\",'Wave Areas'!K78,(IF($B$4=\"NE\",'Wave Areas'!Y79,(IF($B$4=\"E\",'Wave Areas'!K96,(IF($B$4=\"SE\",'Wave Areas'!Y97,(IF($B$4=\"S\",'Wave Areas'!K114,(IF($B$4=\"W\",'Wave Areas'!K132,(IF($B$4=\"NW\",'Wave Areas'!Y133,0)))))))))))))))","v":0},{"$f":"IF($B$4=\"SW\",'Wave Areas'!Z115,(IF($B$4=\"N\",'Wave Areas'!L78,(IF($B$4=\"NE\",'Wave Areas'!Z79,(IF($B$4=\"E\",'Wave Areas'!L96,(IF($B$4=\"SE\",'Wave Areas'!Z97,(IF($B$4=\"S\",'Wave Areas'!L114,(IF($B$4=\"W\",'Wave Areas'!L132,(IF($B$4=\"NW\",'Wave Areas'!Z133,0)))))))))))))))","v":0},null,0.5,{"$f":"S48/$AC$59","v":3.3333333333333332E-4},{"$f":"T48/$AC$59","v":9.3333333333333341E-3},3.2333333333333332E-2,3.9E-2,2.1666666666666667E-2,6.6666666666666671E-3,1.3333333333333333E-3,0,0,0,0,{"$f":"SUM(AF48:AP48)","v":0.11066666666666666},null,0.5,{"$f":"C47*AF48","v":0.2636600445610337},9.4917616041972135,40.189323935231862,57.289561111047469,36.724077635286847,12.806345021535927,{"$f":"AM48/1004","v":0},{"$f":"AN48/1004","v":0},{"$f":"AO48/1004","v":0},{"$f":"AP48/1004","v":0},{"$f":"AQ44/1004","v":0},{"$f":"SUM(AT48:BD48)","v":156.76472935186035}]
[7855.6640625,2.5,0,{"$f":"$A49*($D$41)/2","v":25424.361439813965},31074.219537550405,36724.077635286842,42373.935733023282,{"$f":"$A49*($H$41)/2","v":48023.793830759721},53673.651928496147,59323.510026232587,0,0,0,296617.55013116292,null,null,null,1.5,{"$f":"IF($B$4=\"SW\",'Wave Areas'!P116,(IF($B$4=\"N\",'Wave Areas'!B79,(IF($B$4=\"NE\",'Wave Areas'!P80,(IF($B$4=\"E\",'Wave Areas'!B97,(IF($B$4=\"SE\",'Wave Areas'!P98,(IF($B$4=\"S\",'Wave Areas'!B115,(IF($B$4=\"W\",'Wave Areas'!B133,(IF($B$4=\"NW\",'Wave Areas'!P134,0)))))))))))))))","v":0},{"$f":"IF($B$4=\"SW\",'Wave Areas'!Q116,(IF($B$4=\"N\",'Wave Areas'!C79,(IF($B$4=\"NE\",'Wave Areas'!Q80,(IF($B$4=\"E\",'Wave Areas'!C97,(IF($B$4=\"SE\",'Wave Areas'!Q98,(IF($B$4=\"S\",'Wave Areas'!C115,(IF($B$4=\"W\",'Wave Areas'!C133,(IF($B$4=\"NW\",'Wave Areas'!Q134,0)))))))))))))))","v":8},{"$f":"IF($B$4=\"SW\",'Wave Areas'!R116,(IF($B$4=\"N\",'Wave Areas'!D79,(IF($B$4=\"NE\",'Wave Areas'!R80,(IF($B$4=\"E\",'Wave Areas'!D97,(IF($B$4=\"SE\",'Wave Areas'!R98,(IF($B$4=\"S\",'Wave Areas'!D115,(IF($B$4=\"W\",'Wave Areas'!D133,(IF($B$4=\"NW\",'Wave Areas'!R134,0)))))))))))))))","v":81},{"$f":"IF($B$4=\"SW\",'Wave Areas'!S116,(IF($B$4=\"N\",'Wave Areas'!E79,(IF($B$4=\"NE\",'Wave Areas'!S80,(IF($B$4=\"E\",'Wave Areas'!E97,(IF($B$4=\"SE\",'Wave Areas'!S98,(IF($B$4=\"S\",'Wave Areas'!E115,(IF($B$4=\"W\",'Wave Areas'!E133,(IF($B$4=\"NW\",'Wave Areas'!S134,0)))))))))))))))","v":225},{"$f":"IF($B$4=\"SW\",'Wave Areas'!T116,(IF($B$4=\"N\",'Wave Areas'!F79,(IF($B$4=\"NE\",'Wave Areas'!T80,(IF($B$4=\"E\",'Wave Areas'!F97,(IF($B$4=\"SE\",'Wave Areas'!T98,(IF($B$4=\"S\",'Wave Areas'!F115,(IF($B$4=\"W\",'Wave Areas'!F133,(IF($B$4=\"NW\",'Wave Areas'!T134,0)))))))))))))))","v":247},{"$f":"IF($B$4=\"SW\",'Wave Areas'!U116,(IF($B$4=\"N\",'Wave Areas'!G79,(IF($B$4=\"NE\",'Wave Areas'!U80,(IF($B$4=\"E\",'Wave Areas'!G97,(IF($B$4=\"SE\",'Wave Areas'!U98,(IF($B$4=\"S\",'Wave Areas'!G115,(IF($B$4=\"W\",'Wave Areas'!G133,(IF($B$4=\"NW\",'Wave Areas'!U134,0)))))))))))))))","v":136},{"$f":"IF($B$4=\"SW\",'Wave Areas'!V116,(IF($B$4=\"N\",'Wave Areas'!H79,(IF($B$4=\"NE\",'Wave Areas'!V80,(IF($B$4=\"E\",'Wave Areas'!H97,(IF($B$4=\"SE\",'Wave Areas'!V98,(IF($B$4=\"S\",'Wave Areas'!H115,(IF($B$4=\"W\",'Wave Areas'!H133,(IF($B$4=\"NW\",'Wave Areas'!V134,0)))))))))))))))","v":46},{"$f":"IF($B$4=\"SW\",'Wave Areas'!W116,(IF($B$4=\"N\",'Wave Areas'!I79,(IF($B$4=\"NE\",'Wave Areas'!W80,(IF($B$4=\"E\",'Wave Areas'!I97,(IF($B$4=\"SE\",'Wave Areas'!W98,(IF($B$4=\"S\",'Wave Areas'!I115,(IF($B$4=\"W\",'Wave Areas'!I133,(IF($B$4=\"NW\",'Wave Areas'!W134,0)))))))))))))))","v":11},{"$f":"IF($B$4=\"SW\",'Wave Areas'!X116,(IF($B$4=\"N\",'Wave Areas'!J79,(IF($B$4=\"NE\",'Wave Areas'!X80,(IF($B$4=\"E\",'Wave Areas'!J97,(IF($B$4=\"SE\",'Wave Areas'!X98,(IF($B$4=\"S\",'Wave Areas'!J115,(IF($B$4=\"W\",'Wave Areas'!J133,(IF($B$4=\"NW\",'Wave Areas'!X134,0)))))))))))))))","v":2},{"$f":"IF($B$4=\"SW\",'Wave Areas'!Y116,(IF($B$4=\"N\",'Wave Areas'!K79,(IF($B$4=\"NE\",'Wave Areas'!Y80,(IF($B$4=\"E\",'Wave Areas'!K97,(IF($B$4=\"SE\",'Wave Areas'!Y98,(IF($B$4=\"S\",'Wave Areas'!K115,(IF($B$4=\"W\",'Wave Areas'!K133,(IF($B$4=\"NW\",'Wave Areas'!Y134,0)))))))))))))))","v":0},{"$f":"IF($B$4=\"SW\",'Wave Areas'!Z116,(IF($B$4=\"N\",'Wave Areas'!L79,(IF($B$4=\"NE\",'Wave Areas'!Z80,(IF($B$4=\"E\",'Wave Areas'!L97,(IF($B$4=\"SE\",'Wave Areas'!Z98,(IF($B$4=\"S\",'Wave Areas'!L115,(IF($B$4=\"W\",'Wave Areas'!L133,(IF($B$4=\"NW\",'Wave Areas'!Z134,0)))))))))))))))","v":0},null,1.5,{"$f":"S49/$AC$59","v":0},{"$f":"T49/$AC$59","v":2.6666666666666666E-3},{"$f":"U49/$AC$59","v":2.7E-2},{"$f":"V49/$AC$59","v":7.4999999999999997E-2},{"$f":"W49/$AC$59","v":8.2333333333333328E-2},{"$f":"X49/$AC$59","v":4.5333333333333337E-2},{"$f":"Y49/$AC$59","v":1.5333333333333332E-2},{"$f":"Z49/$AC$59","v":3.6666666666666666E-3},{"$f":"AA49/$AC$59","v":6.6666666666666664E-4},{"$f":"AB49/$AC$59","v":0},{"$f":"AC49/$AC$59","v":0},{"$f":"SUM(AF49:AP49)","v":0.252},null,1.5,0,24.407386982221407,302.04141390498995,991.55009615274457,1255.96345512681,691.54263116293998,{"$f":"I48*AL49","v":296.27855864529874},78.307033234627013,{"$f":"AO49/1004","v":0},{"$f":"AP49/1004","v":0},{"$f":"AQ46/1004","v":0},3640.0905752096314]
[15397.1015625,3.5,0,{"$f":"$A50*($D$41)/2","v":49831.748422035373},60905.470293598795,71979.192165162211,83052.914036725633,94126.635908289056,105200.35777985245,116274.07965141587,0,0,0,581370.39825707942,null,null,null,2.5,{"$f":"IF($B$4=\"SW\",'Wave Areas'!P117,(IF($B$4=\"N\",'Wave Areas'!B80,(IF($B$4=\"NE\",'Wave Areas'!P81,(IF($B$4=\"E\",'Wave Areas'!B98,(IF($B$4=\"SE\",'Wave Areas'!P99,(IF($B$4=\"S\",'Wave Areas'!B116,(IF($B$4=\"W\",'Wave Areas'!B134,(IF($B$4=\"NW\",'Wave Areas'!P135,0)))))))))))))))","v":0},{"$f":"IF($B$4=\"SW\",'Wave Areas'!Q117,(IF($B$4=\"N\",'Wave Areas'!C80,(IF($B$4=\"NE\",'Wave Areas'!Q81,(IF($B$4=\"E\",'Wave Areas'!C98,(IF($B$4=\"SE\",'Wave Areas'!Q99,(IF($B$4=\"S\",'Wave Areas'!C116,(IF($B$4=\"W\",'Wave Areas'!C134,(IF($B$4=\"NW\",'Wave Areas'!Q135,0)))))))))))))))","v":2},{"$f":"IF($B$4=\"SW\",'Wave Areas'!R117,(IF($B$4=\"N\",'Wave Areas'!D80,(IF($B$4=\"NE\",'Wave Areas'!R81,(IF($B$4=\"E\",'Wave Areas'!D98,(IF($B$4=\"SE\",'Wave Areas'!R99,(IF($B$4=\"S\",'Wave Areas'!D116,(IF($B$4=\"W\",'Wave Areas'!D134,(IF($B$4=\"NW\",'Wave Areas'!R135,0)))))))))))))))","v":33},{"$f":"IF($B$4=\"SW\",'Wave Areas'!S117,(IF($B$4=\"N\",'Wave Areas'!E80,(IF($B$4=\"NE\",'Wave Areas'!S81,(IF($B$4=\"E\",'Wave Areas'!E98,(IF($B$4=\"SE\",'Wave Areas'!S99,(IF($B$4=\"S\",'Wave Areas'!E116,(IF($B$4=\"W\",'Wave Areas'!E134,(IF($B$4=\"NW\",'Wave Areas'!S135,0)))))))))))))))","v":140},{"$f":"IF($B$4=\"SW\",'Wave Areas'!T117,(IF($B$4=\"N\",'Wave Areas'!F80,(IF($B$4=\"NE\",'Wave Areas'!T81,(IF($B$4=\"E\",'Wave Areas'!F98,(IF($B$4=\"SE\",'Wave Areas'!T99,(IF($B$4=\"S\",'Wave Areas'!F116,(IF($B$4=\"W\",'Wave Areas'!F134,(IF($B$4=\"NW\",'Wave Areas'!T135,0)))))))))))))))","v":231},{"$f":"IF($B$4=\"SW\",'Wave Areas'!U117,(IF($B$4=\"N\",'Wave Areas'!G80,(IF($B$4=\"NE\",'Wave Areas'!U81,(IF($B$4=\"E\",'Wave Areas'!G98,(IF($B$4=\"SE\",'Wave Areas'!U99,(IF($B$4=\"S\",'Wave Areas'!G116,(IF($B$4=\"W\",'Wave Areas'!G134,(IF($B$4=\"NW\",'Wave Areas'!U135,0)))))))))))))))","v":186},{"$f":"IF($B$4=\"SW\",'Wave Areas'!V117,(IF($B$4=\"N\",'Wave Areas'!H80,(IF($B$4=\"NE\",'Wave Areas'!V81,(IF($B$4=\"E\",'Wave Areas'!H98,(IF($B$4=\"SE\",'Wave Areas'!V99,(IF($B$4=\"S\",'Wave Areas'!H116,(IF($B$4=\"W\",'Wave Areas'!H134,(IF($B$4=\"NW\",'Wave Areas'!V135,0)))))))))))))))","v":86},{"$f":"IF($B$4=\"SW\",'Wave Areas'!W117,(IF($B$4=\"N\",'Wave Areas'!I80,(IF($B$4=\"NE\",'Wave Areas'!W81,(IF($B$4=\"E\",'Wave Areas'!I98,(IF($B$4=\"SE\",'Wave Areas'!W99,(IF($B$4=\"S\",'Wave Areas'!I116,(IF($B$4=\"W\",'Wave Areas'!I134,(IF($B$4=\"NW\",'Wave Areas'!W135,0)))))))))))))))","v":27},{"$f":"IF($B$4=\"SW\",'Wave Areas'!X117,(IF($B$4=\"N\",'Wave Areas'!J80,(IF($B$4=\"NE\",'Wave Areas'!X81,(IF($B$4=\"E\",'Wave Areas'!J98,(IF($B$4=\"SE\",'Wave Areas'!X99,(IF($B$4=\"S\",'Wave Areas'!J116,(IF($B$4=\"W\",'Wave Areas'!J134,(IF($B$4=\"NW\",'Wave Areas'!X135,0)))))))))))))))","v":7},{"$f":"IF($B$4=\"SW\",'Wave Areas'!Y117,(IF($B$4=\"N\",'Wave Areas'!K80,(IF($B$4=\"NE\",'Wave Areas'!Y81,(IF($B$4=\"E\",'Wave Areas'!K98,(IF($B$4=\"SE\",'Wave Areas'!Y99,(IF($B$4=\"S\",'Wave Areas'!K116,(IF($B$4=\"W\",'Wave Areas'!K134,(IF($B$4=\"NW\",'Wave Areas'!Y135,0)))))))))))))))","v":2},{"$f":"IF($B$4=\"SW\",'Wave Areas'!Z117,(IF($B$4=\"N\",'Wave Areas'!L80,(IF($B$4=\"NE\",'Wave Areas'!Z81,(IF($B$4=\"E\",'Wave Areas'!L98,(IF($B$4=\"SE\",'Wave Areas'!Z99,(IF($B$4=\"S\",'Wave Areas'!L116,(IF($B$4=\"W\",'Wave Areas'!L134,(IF($B$4=\"NW\",'Wave Areas'!Z135,0)))))))))))))))","v":0},null,2.5,0,6.6666666666666664E-4,1.0999999999999999E-2,4.6666666666666669E-2,7.6999999999999999E-2,6.2E-2,2.8666666666666667E-2,8.9999999999999993E-3,2.3333333333333335E-3,6.6666666666666664E-4,0,0.23800000000000002,null,2.5,{"$f":"AG50/1004","v":6.6401062416998672E-7},{"$f":"D49*AG50","v":16.949574293209309},341.81641491305442,1713.7902896467194,3262.7930514427926,2977.4752175071026,1538.6446886168897,533.91159023609328,6.6401062416998672E-7,0,{"$f":"AQ48/1004","v":1.1022576361221779E-4},10385.380938209644]
[25452.3515625,4.5,0,{"$f":"$A51*($D$41)/2","v":82374.931064997247},100680.47130166332,118986.01153832936,137291.55177499543,155597.0920116615,173902.63224832751,192208.17248499359,0,0,0,961040.86242496793,null,null,null,3.5,{"$f":"IF($B$4=\"SW\",'Wave Areas'!P118,(IF($B$4=\"N\",'Wave Areas'!B81,(IF($B$4=\"NE\",'Wave Areas'!P82,(IF($B$4=\"E\",'Wave Areas'!B99,(IF($B$4=\"SE\",'Wave Areas'!P100,(IF($B$4=\"S\",'Wave Areas'!B117,(IF($B$4=\"W\",'Wave Areas'!B135,(IF($B$4=\"NW\",'Wave Areas'!P136,0)))))))))))))))","v":0},{"$f":"IF($B$4=\"SW\",'Wave Areas'!Q118,(IF($B$4=\"N\",'Wave Areas'!C81,(IF($B$4=\"NE\",'Wave Areas'!Q82,(IF($B$4=\"E\",'Wave Areas'!C99,(IF($B$4=\"SE\",'Wave Areas'!Q100,(IF($B$4=\"S\",'Wave Areas'!C117,(IF($B$4=\"W\",'Wave Areas'!C135,(IF($B$4=\"NW\",'Wave Areas'!Q136,0)))))))))))))))","v":0},{"$f":"IF($B$4=\"SW\",'Wave Areas'!R118,(IF($B$4=\"N\",'Wave Areas'!D81,(IF($B$4=\"NE\",'Wave Areas'!R82,(IF($B$4=\"E\",'Wave Areas'!D99,(IF($B$4=\"SE\",'Wave Areas'!R100,(IF($B$4=\"S\",'Wave Areas'!D117,(IF($B$4=\"W\",'Wave Areas'!D135,(IF($B$4=\"NW\",'Wave Areas'!R136,0)))))))))))))))","v":12},{"$f":"IF($B$4=\"SW\",'Wave Areas'!S118,(IF($B$4=\"N\",'Wave Areas'!E81,(IF($B$4=\"NE\",'Wave Areas'!S82,(IF($B$4=\"E\",'Wave Areas'!E99,(IF($B$4=\"SE\",'Wave Areas'!S100,(IF($B$4=\"S\",'Wave Areas'!E117,(IF($B$4=\"W\",'Wave Areas'!E135,(IF($B$4=\"NW\",'Wave Areas'!S136,0)))))))))))))))","v":67},{"$f":"IF($B$4=\"SW\",'Wave Areas'!T118,(IF($B$4=\"N\",'Wave Areas'!F81,(IF($B$4=\"NE\",'Wave Areas'!T82,(IF($B$4=\"E\",'Wave Areas'!F99,(IF($B$4=\"SE\",'Wave Areas'!T100,(IF($B$4=\"S\",'Wave Areas'!F117,(IF($B$4=\"W\",'Wave Areas'!F135,(IF($B$4=\"NW\",'Wave Areas'!T136,0)))))))))))))))","v":143},{"$f":"IF($B$4=\"SW\",'Wave Areas'!U118,(IF($B$4=\"N\",'Wave Areas'!G81,(IF($B$4=\"NE\",'Wave Areas'!U82,(IF($B$4=\"E\",'Wave Areas'!G99,(IF($B$4=\"SE\",'Wave Areas'!U100,(IF($B$4=\"S\",'Wave Areas'!G117,(IF($B$4=\"W\",'Wave Areas'!G135,(IF($B$4=\"NW\",'Wave Areas'!U136,0)))))))))))))))","v":147},{"$f":"IF($B$4=\"SW\",'Wave Areas'!V118,(IF($B$4=\"N\",'Wave Areas'!H81,(IF($B$4=\"NE\",'Wave Areas'!V82,(IF($B$4=\"E\",'Wave Areas'!H99,(IF($B$4=\"SE\",'Wave Areas'!V100,(IF($B$4=\"S\",'Wave Areas'!H117,(IF($B$4=\"W\",'Wave Areas'!H135,(IF($B$4=\"NW\",'Wave Areas'!V136,0)))))))))))))))","v":88},{"$f":"IF($B$4=\"SW\",'Wave Areas'!W118,(IF($B$4=\"N\",'Wave Areas'!I81,(IF($B$4=\"NE\",'Wave Areas'!W82,(IF($B$4=\"E\",'Wave Areas'!I99,(IF($B$4=\"SE\",'Wave Areas'!W100,(IF($B$4=\"S\",'Wave Areas'!I117,(IF($B$4=\"W\",'Wave Areas'!I135,(IF($B$4=\"NW\",'Wave Areas'!W136,0)))))))))))))))","v":34},{"$f":"IF($B$4=\"SW\",'Wave Areas'!X118,(IF($B$4=\"N\",'Wave Areas'!J81,(IF($B$4=\"NE\",'Wave Areas'!X82,(IF($B$4=\"E\",'Wave Areas'!J99,(IF($B$4=\"SE\",'Wave Areas'!X100,(IF($B$4=\"S\",'Wave Areas'!J117,(IF($B$4=\"W\",'Wave Areas'!J135,(IF($B$4=\"NW\",'Wave Areas'!X136,0)))))))))))))))","v":9},{"$f":"IF($B$4=\"SW\",'Wave Areas'!Y118,(IF($B$4=\"N\",'Wave Areas'!K81,(IF($B$4=\"NE\",'Wave Areas'!Y82,(IF($B$4=\"E\",'Wave Areas'!K99,(IF($B$4=\"SE\",'Wave Areas'!Y100,(IF($B$4=\"S\",'Wave Areas'!K117,(IF($B$4=\"W\",'Wave Areas'!K135,(IF($B$4=\"NW\",'Wave Areas'!Y136,0)))))))))))))))","v":3},{"$f":"IF($B$4=\"SW\",'Wave Areas'!Z118,(IF($B$4=\"N\",'Wave Areas'!L81,(IF($B$4=\"NE\",'Wave Areas'!Z82,(IF($B$4=\"E\",'Wave Areas'!L99,(IF($B$4=\"SE\",'Wave Areas'!Z100,(IF($B$4=\"S\",'Wave Areas'!L117,(IF($B$4=\"W\",'Wave Areas'!L135,(IF($B$4=\"NW\",'Wave Areas'!Z136,0)))))))))))))))","v":0},null,3.5,0,0,4.0000000000000001E-3,2.2333333333333334E-2,4.766666666666667E-2,4.9000000000000002E-2,2.9333333333333333E-2,1.1333333333333334E-2,3.0000000000000001E-3,1E-3,0,0.16766666666666669,null,3.5,0,0,243.62188117439518,1607.5352916886227,3958.8555690839221,4612.2051595061639,3085.8771615423384,1317.7729027160467,9.9601593625498007E-7,0,2.5099601593625499E-4,14825.868217703521]
[38021.4140625,5.5,0,0,150399.22256174395,177744.53575478832,205089.84894783268,232435.16214087704,259780.47533392135,287125.78852696571,0,0,0,1312575.0332661292,null,null,null,4.5,{"$f":"IF($B$4=\"SW\",'Wave Areas'!P119,(IF($B$4=\"N\",'Wave Areas'!B82,(IF($B$4=\"NE\",'Wave Areas'!P83,(IF($B$4=\"E\",'Wave Areas'!B100,(IF($B$4=\"SE\",'Wave Areas'!P101,(IF($B$4=\"S\",'Wave Areas'!B118,(IF($B$4=\"W\",'Wave Areas'!B136,(IF($B$4=\"NW\",'Wave Areas'!P137,0)))))))))))))))","v":0},{"$f":"IF($B$4=\"SW\",'Wave Areas'!Q119,(IF($B$4=\"N\",'Wave Areas'!C82,(IF($B$4=\"NE\",'Wave Areas'!Q83,(IF($B$4=\"E\",'Wave Areas'!C100,(IF($B$4=\"SE\",'Wave Areas'!Q101,(IF($B$4=\"S\",'Wave Areas'!C118,(IF($B$4=\"W\",'Wave Areas'!C136,(IF($B$4=\"NW\",'Wave Areas'!Q137,0)))))))))))))))","v":0},{"$f":"IF($B$4=\"SW\",'Wave Areas'!R119,(IF($B$4=\"N\",'Wave Areas'!D82,(IF($B$4=\"NE\",'Wave Areas'!R83,(IF($B$4=\"E\",'Wave Areas'!D100,(IF($B$4=\"SE\",'Wave Areas'!R101,(IF($B$4=\"S\",'Wave Areas'!D118,(IF($B$4=\"W\",'Wave Areas'!D136,(IF($B$4=\"NW\",'Wave Areas'!R137,0)))))))))))))))","v":4},{"$f":"IF($B$4=\"SW\",'Wave Areas'!S119,(IF($B$4=\"N\",'Wave Areas'!E82,(IF($B$4=\"NE\",'Wave Areas'!S83,(IF($B$4=\"E\",'Wave Areas'!E100,(IF($B$4=\"SE\",'Wave Areas'!S101,(IF($B$4=\"S\",'Wave Areas'!E118,(IF($B$4=\"W\",'Wave Areas'!E136,(IF($B$4=\"NW\",'Wave Areas'!S137,0)))))))))))))))","v":29},{"$f":"IF($B$4=\"SW\",'Wave Areas'!T119,(IF($B$4=\"N\",'Wave Areas'!F82,(IF($B$4=\"NE\",'Wave Areas'!T83,(IF($B$4=\"E\",'Wave Areas'!F100,(IF($B$4=\"SE\",'Wave Areas'!T101,(IF($B$4=\"S\",'Wave Areas'!F118,(IF($B$4=\"W\",'Wave Areas'!F136,(IF($B$4=\"NW\",'Wave Areas'!T137,0)))))))))))))))","v":74},{"$f":"IF($B$4=\"SW\",'Wave Areas'!U119,(IF($B$4=\"N\",'Wave Areas'!G82,(IF($B$4=\"NE\",'Wave Areas'!U83,(IF($B$4=\"E\",'Wave Areas'!G100,(IF($B$4=\"SE\",'Wave Areas'!U101,(IF($B$4=\"S\",'Wave Areas'!G118,(IF($B$4=\"W\",'Wave Areas'!G136,(IF($B$4=\"NW\",'Wave Areas'!U137,0)))))))))))))))","v":93},{"$f":"IF($B$4=\"SW\",'Wave Areas'!V119,(IF($B$4=\"N\",'Wave Areas'!H82,(IF($B$4=\"NE\",'Wave Areas'!V83,(IF($B$4=\"E\",'Wave Areas'!H100,(IF($B$4=\"SE\",'Wave Areas'!V101,(IF($B$4=\"S\",'Wave Areas'!H118,(IF($B$4=\"W\",'Wave Areas'!H136,(IF($B$4=\"NW\",'Wave Areas'!V137,0)))))))))))))))","v":66},{"$f":"IF($B$4=\"SW\",'Wave Areas'!W119,(IF($B$4=\"N\",'Wave Areas'!I82,(IF($B$4=\"NE\",'Wave Areas'!W83,(IF($B$4=\"E\",'Wave Areas'!I100,(IF($B$4=\"SE\",'Wave Areas'!W101,(IF($B$4=\"S\",'Wave Areas'!I118,(IF($B$4=\"W\",'Wave Areas'!I136,(IF($B$4=\"NW\",'Wave Areas'!W137,0)))))))))))))))","v":31},{"$f":"IF($B$4=\"SW\",'Wave Areas'!X119,(IF($B$4=\"N\",'Wave Areas'!J82,(IF($B$4=\"NE\",'Wave Areas'!X83,(IF($B$4=\"E\",'Wave Areas'!J100,(IF($B$4=\"SE\",'Wave Areas'!X101,(IF($B$4=\"S\",'Wave Areas'!J118,(IF($B$4=\"W\",'Wave Areas'!J136,(IF($B$4=\"NW\",'Wave Areas'!X137,0)))))))))))))))","v":9},{"$f":"IF($B$4=\"SW\",'Wave Areas'!Y119,(IF($B$4=\"N\",'Wave Areas'!K82,(IF($B$4=\"NE\",'Wave Areas'!Y83,(IF($B$4=\"E\",'Wave Areas'!K100,(IF($B$4=\"SE\",'Wave Areas'!Y101,(IF($B$4=\"S\",'Wave Areas'!K118,(IF($B$4=\"W\",'Wave Areas'!K136,(IF($B$4=\"NW\",'Wave Areas'!Y137,0)))))))))))))))","v":3},{"$f":"IF($B$4=\"SW\",'Wave Areas'!Z119,(IF($B$4=\"N\",'Wave Areas'!L82,(IF($B$4=\"NE\",'Wave Areas'!Z83,(IF($B$4=\"E\",'Wave Areas'!L100,(IF($B$4=\"SE\",'Wave Areas'!Z101,(IF($B$4=\"S\",'Wave Areas'!L118,(IF($B$4=\"W\",'Wave Areas'!L136,(IF($B$4=\"NW\",'Wave Areas'!Z137,0)))))))))))))))","v":1},null,4.5,0,0,1.3333333333333333E-3,9.6666666666666672E-3,2.4666666666666667E-2,3.1E-2,2.1999999999999999E-2,1.0333333333333333E-2,3.0000000000000001E-3,1E-3,3.3333333333333332E-4,0.10333333333333335,null,4.5,0,0,134.24062840221777,1150.1981115371839,3386.5249437832208,4823.5098523615061,3825.857909463205,1986.1511156782669,9.9601593625498007E-7,3.3200531208499336E-7,2.3705179282868528E-4,15306.482799605415]
[53104.2890625,6.5,0,0,210061.72407384074,248254.76481453903,286447.8055552374,324640.84629593574,362833.88703663397,401026.92777733231,0,0,0,1833265.9555535191,null,null,null,5.5,{"$f":"IF($B$4=\"SW\",'Wave Areas'!P120,(IF($B$4=\"N\",'Wave Areas'!B83,(IF($B$4=\"NE\",'Wave Areas'!P84,(IF($B$4=\"E\",'Wave Areas'!B101,(IF($B$4=\"SE\",'Wave Areas'!P102,(IF($B$4=\"S\",'Wave Areas'!B119,(IF($B$4=\"W\",'Wave Areas'!B137,(IF($B$4=\"NW\",'Wave Areas'!P138,0)))))))))))))))","v":0},{"$f":"IF($B$4=\"SW\",'Wave Areas'!Q120,(IF($B$4=\"N\",'Wave Areas'!C83,(IF($B$4=\"NE\",'Wave Areas'!Q84,(IF($B$4=\"E\",'Wave Areas'!C101,(IF($B$4=\"SE\",'Wave Areas'!Q102,(IF($B$4=\"S\",'Wave Areas'!C119,(IF($B$4=\"W\",'Wave Areas'!C137,(IF($B$4=\"NW\",'Wave Areas'!Q138,0)))))))))))))))","v":0},{"$f":"IF($B$4=\"SW\",'Wave Areas'!R120,(IF($B$4=\"N\",'Wave Areas'!D83,(IF($B$4=\"NE\",'Wave Areas'!R84,(IF($B$4=\"E\",'Wave Areas'!D101,(IF($B$4=\"SE\",'Wave Areas'!R102,(IF($B$4=\"S\",'Wave Areas'!D119,(IF($B$4=\"W\",'Wave Areas'!D137,(IF($B$4=\"NW\",'Wave Areas'!R138,0)))))))))))))))","v":1},{"$f":"IF($B$4=\"SW\",'Wave Areas'!S120,(IF($B$4=\"N\",'Wave Areas'!E83,(IF($B$4=\"NE\",'Wave Areas'!S84,(IF($B$4=\"E\",'Wave Areas'!E101,(IF($B$4=\"SE\",'Wave Areas'!S102,(IF($B$4=\"S\",'Wave Areas'!E119,(IF($B$4=\"W\",'Wave Areas'!E137,(IF($B$4=\"NW\",'Wave Areas'!S138,0)))))))))))))))","v":11},{"$f":"IF($B$4=\"SW\",'Wave Areas'!T120,(IF($B$4=\"N\",'Wave Areas'!F83,(IF($B$4=\"NE\",'Wave Areas'!T84,(IF($B$4=\"E\",'Wave Areas'!F101,(IF($B$4=\"SE\",'Wave Areas'!T102,(IF($B$4=\"S\",'Wave Areas'!F119,(IF($B$4=\"W\",'Wave Areas'!F137,(IF($B$4=\"NW\",'Wave Areas'!T138,0)))))))))))))))","v":36},{"$f":"IF($B$4=\"SW\",'Wave Areas'!U120,(IF($B$4=\"N\",'Wave Areas'!G83,(IF($B$4=\"NE\",'Wave Areas'!U84,(IF($B$4=\"E\",'Wave Areas'!G101,(IF($B$4=\"SE\",'Wave Areas'!U102,(IF($B$4=\"S\",'Wave Areas'!G119,(IF($B$4=\"W\",'Wave Areas'!G137,(IF($B$4=\"NW\",'Wave Areas'!U138,0)))))))))))))))","v":51},{"$f":"IF($B$4=\"SW\",'Wave Areas'!V120,(IF($B$4=\"N\",'Wave Areas'!H83,(IF($B$4=\"NE\",'Wave Areas'!V84,(IF($B$4=\"E\",'Wave Areas'!H101,(IF($B$4=\"SE\",'Wave Areas'!V102,(IF($B$4=\"S\",'Wave Areas'!H119,(IF($B$4=\"W\",'Wave Areas'!H137,(IF($B$4=\"NW\",'Wave Areas'!V138,0)))))))))))))))","v":43},{"$f":"IF($B$4=\"SW\",'Wave Areas'!W120,(IF($B$4=\"N\",'Wave Areas'!I83,(IF($B$4=\"NE\",'Wave Areas'!W84,(IF($B$4=\"E\",'Wave Areas'!I101,(IF($B$4=\"SE\",'Wave Areas'!W102,(IF($B$4=\"S\",'Wave Areas'!I119,(IF($B$4=\"W\",'Wave Areas'!I137,(IF($B$4=\"NW\",'Wave Areas'!W138,0)))))))))))))))","v":23},{"$f":"IF($B$4=\"SW\",'Wave Areas'!X120,(IF($B$4=\"N\",'Wave Areas'!J83,(IF($B$4=\"NE\",'Wave Areas'!X84,(IF($B$4=\"E\",'Wave Areas'!J101,(IF($B$4=\"SE\",'Wave Areas'!X102,(IF($B$4=\"S\",'Wave Areas'!J119,(IF($B$4=\"W\",'Wave Areas'!J137,(IF($B$4=\"NW\",'Wave Areas'!X138,0)))))))))))))))","v":9},{"$f":"IF($B$4=\"SW\",'Wave Areas'!Y120,(IF($B$4=\"N\",'Wave Areas'!K83,(IF($B$4=\"NE\",'Wave Areas'!Y84,(IF($B$4=\"E\",'Wave Areas'!K101,(IF($B$4=\"SE\",'Wave Areas'!Y102,(IF($B$4=\"S\",'Wave Areas'!K119,(IF($B$4=\"W\",'Wave Areas'!K137,(IF($B$4=\"NW\",'Wave Areas'!Y138,0)))))))))))))))","v":2},{"$f":"IF($B$4=\"SW\",'Wave Areas'!Z120,(IF($B$4=\"N\",'Wave Areas'!L83,(IF($B$4=\"NE\",'Wave Areas'!Z84,(IF($B$4=\"E\",'Wave Areas'!L101,(IF($B$4=\"SE\",'Wave Areas'!Z102,(IF($B$4=\"S\",'Wave Areas'!L119,(IF($B$4=\"W\",'Wave Areas'!L137,(IF($B$4=\"NW\",'Wave Areas'!Z138,0)))))))))))))))","v":0},null,5.5,0,0,3.3333333333333332E-4,3.6666666666666666E-3,1.2E-2,1.7000000000000001E-2,1.4333333333333333E-2,7.6666666666666662E-3,3.0000000000000001E-3,6.6666666666666664E-4,0,5.8666666666666679E-2,null,5.5,0,{"$f":"AH53/1004","v":3.3200531208499336E-7},{"$f":"E52*AH53","v":50.133074187247985},651.7299644342238,2461.078187373992,3951.3977563949102,3723.5201464528727,2201.2977120400706,6.6401062416998672E-7,0,1.6699867197875168E-4,13039.157008878006]
[70700.9765625,7.5,0,0,0,330516.69871758157,381365.42159720953,432214.14447683748,483062.86735646531,0,0,0,0,1627159.132148094,null,null,null,6.5,{"$f":"IF($B$4=\"SW\",'Wave Areas'!P121,(IF($B$4=\"N\",'Wave Areas'!B84,(IF($B$4=\"NE\",'Wave Areas'!P85,(IF($B$4=\"E\",'Wave Areas'!B102,(IF($B$4=\"SE\",'Wave Areas'!P103,(IF($B$4=\"S\",'Wave Areas'!B120,(IF($B$4=\"W\",'Wave Areas'!B138,(IF($B$4=\"NW\",'Wave Areas'!P139,0)))))))))))))))","v":0},{"$f":"IF($B$4=\"SW\",'Wave Areas'!Q121,(IF($B$4=\"N\",'Wave Areas'!C84,(IF($B$4=\"NE\",'Wave Areas'!Q85,(IF($B$4=\"E\",'Wave Areas'!C102,(IF($B$4=\"SE\",'Wave Areas'!Q103,(IF($B$4=\"S\",'Wave Areas'!C120,(IF($B$4=\"W\",'Wave Areas'!C138,(IF($B$4=\"NW\",'Wave Areas'!Q139,0)))))))))))))))","v":0},{"$f":"IF($B$4=\"SW\",'Wave Areas'!R121,(IF($B$4=\"N\",'Wave Areas'!D84,(IF($B$4=\"NE\",'Wave Areas'!R85,(IF($B$4=\"E\",'Wave Areas'!D102,(IF($B$4=\"SE\",'Wave Areas'!R103,(IF($B$4=\"S\",'Wave Areas'!D120,(IF($B$4=\"W\",'Wave Areas'!D138,(IF($B$4=\"NW\",'Wave Areas'!R139,0)))))))))))))))","v":0},{"$f":"IF($B$4=\"SW\",'Wave Areas'!S121,(IF($B$4=\"N\",'Wave Areas'!E84,(IF($B$4=\"NE\",'Wave Areas'!S85,(IF($B$4=\"E\",'Wave Areas'!E102,(IF($B$4=\"SE\",'Wave Areas'!S103,(IF($B$4=\"S\",'Wave Areas'!E120,(IF($B$4=\"W\",'Wave Areas'!E138,(IF($B$4=\"NW\",'Wave Areas'!S139,0)))))))))))))))","v":4},{"$f":"IF($B$4=\"SW\",'Wave Areas'!T121,(IF($B$4=\"N\",'Wave Areas'!F84,(IF($B$4=\"NE\",'Wave Areas'!T85,(IF($B$4=\"E\",'Wave Areas'!F102,(IF($B$4=\"SE\",'Wave Areas'!T103,(IF($B$4=\"S\",'Wave Areas'!F120,(IF($B$4=\"W\",'Wave Areas'!F138,(IF($B$4=\"NW\",'Wave Areas'!T139,0)))))))))))))))","v":16},{"$f":"IF($B$4=\"SW\",'Wave Areas'!U121,(IF($B$4=\"N\",'Wave Areas'!G84,(IF($B$4=\"NE\",'Wave Areas'!U85,(IF($B$4=\"E\",'Wave Areas'!G102,(IF($B$4=\"SE\",'Wave Areas'!U103,(IF($B$4=\"S\",'Wave Areas'!G120,(IF($B$4=\"W\",'Wave Areas'!G138,(IF($B$4=\"NW\",'Wave Areas'!U139,0)))))))))))))))","v":28},{"$f":"IF($B$4=\"SW\",'Wave Areas'!V121,(IF($B$4=\"N\",'Wave Areas'!H84,(IF($B$4=\"NE\",'Wave Areas'!V85,(IF($B$4=\"E\",'Wave Areas'!H102,(IF($B$4=\"SE\",'Wave Areas'!V103,(IF($B$4=\"S\",'Wave Areas'!H120,(IF($B$4=\"W\",'Wave Areas'!H138,(IF($B$4=\"NW\",'Wave Areas'!V139,0)))))))))))))))","v":26},{"$f":"IF($B$4=\"SW\",'Wave Areas'!W121,(IF($B$4=\"N\",'Wave Areas'!I84,(IF($B$4=\"NE\",'Wave Areas'!W85,(IF($B$4=\"E\",'Wave Areas'!I102,(IF($B$4=\"SE\",'Wave Areas'!W103,(IF($B$4=\"S\",'Wave Areas'!I120,(IF($B$4=\"W\",'Wave Areas'!I138,(IF($B$4=\"NW\",'Wave Areas'!W139,0)))))))))))))))","v":16},{"$f":"IF($B$4=\"SW\",'Wave Areas'!X121,(IF($B$4=\"N\",'Wave Areas'!J84,(IF($B$4=\"NE\",'Wave Areas'!X85,(IF($B$4=\"E\",'Wave Areas'!J102,(IF($B$4=\"SE\",'Wave Areas'!X103,(IF($B$4=\"S\",'Wave Areas'!J120,(IF($B$4=\"W\",'Wave Areas'!J138,(IF($B$4=\"NW\",'Wave Areas'!X139,0)))))))))))))))","v":7},{"$f":"IF($B$4=\"SW\",'Wave Areas'!Y121,(IF($B$4=\"N\",'Wave Areas'!K84,(IF($B$4=\"NE\",'Wave Areas'!Y85,(IF($B$4=\"E\",'Wave Areas'!K102,(IF($B$4=\"SE\",'Wave Areas'!Y103,(IF($B$4=\"S\",'Wave Areas'!K120,(IF($B$4=\"W\",'Wave Areas'!K138,(IF($B$4=\"NW\",'Wave Areas'!Y139,0)))))))))))))))","v":2},{"$f":"IF($B$4=\"SW\",'Wave Areas'!Z121,(IF($B$4=\"N\",'Wave Areas'!L84,(IF($B$4=\"NE\",'Wave Areas'!Z85,(IF($B$4=\"E\",'Wave Areas'!L102,(IF($B$4=\"SE\",'Wave Areas'!Z103,(IF($B$4=\"S\",'Wave Areas'!L120,(IF($B$4=\"W\",'Wave Areas'!L138,(IF($B$4=\"NW\",'Wave Areas'!Z139,0)))))))))))))))","v":0},null,6.5,0,0,0,1.3333333333333333E-3,5.3333333333333332E-3,9.3333333333333341E-3,8.6666666666666663E-3,5.3333333333333332E-3,2.3333333333333335E-3,6.6666666666666664E-4,0,3.3000000000000002E-2,null,6.5,0,0,0,331.006353086052,1527.7216296279328,3029.9812320954006,3144.5603543174943,2138.8102814791055,6.6401062416998672E-7,0,1.0292164674634795E-4,10172.079954191644]
[90811.4765625,8.5,0,0,0,424530.33746391587,489842.69707374915,555155.05668358237,620467.41629341547,0,0,0,0,2089995.5075146628,null,null,null,7.5,{"$f":"IF($B$4=\"SW\",'Wave Areas'!P122,(IF($B$4=\"N\",'Wave Areas'!B85,(IF($B$4=\"NE\",'Wave Areas'!P86,(IF($B$4=\"E\",'Wave Areas'!B103,(IF($B$4=\"SE\",'Wave Areas'!P104,(IF($B$4=\"S\",'Wave Areas'!B121,(IF($B$4=\"W\",'Wave Areas'!B139,(IF($B$4=\"NW\",'Wave Areas'!P140,0)))))))))))))))","v":0},{"$f":"IF($B$4=\"SW\",'Wave Areas'!Q122,(IF($B$4=\"N\",'Wave Areas'!C85,(IF($B$4=\"NE\",'Wave Areas'!Q86,(IF($B$4=\"E\",'Wave Areas'!C103,(IF($B$4=\"SE\",'Wave Areas'!Q104,(IF($B$4=\"S\",'Wave Areas'!C121,(IF($B$4=\"W\",'Wave Areas'!C139,(IF($B$4=\"NW\",'Wave Areas'!Q140,0)))))))))))))))","v":0},{"$f":"IF($B$4=\"SW\",'Wave Areas'!R122,(IF($B$4=\"N\",'Wave Areas'!D85,(IF($B$4=\"NE\",'Wave Areas'!R86,(IF($B$4=\"E\",'Wave Areas'!D103,(IF($B$4=\"SE\",'Wave Areas'!R104,(IF($B$4=\"S\",'Wave Areas'!D121,(IF($B$4=\"W\",'Wave Areas'!D139,(IF($B$4=\"NW\",'Wave Areas'!R140,0)))))))))))))))","v":0},{"$f":"IF($B$4=\"SW\",'Wave Areas'!S122,(IF($B$4=\"N\",'Wave Areas'!E85,(IF($B$4=\"NE\",'Wave Areas'!S86,(IF($B$4=\"E\",'Wave Areas'!E103,(IF($B$4=\"SE\",'Wave Areas'!S104,(IF($B$4=\"S\",'Wave Areas'!E121,(IF($B$4=\"W\",'Wave Areas'!E139,(IF($B$4=\"NW\",'Wave Areas'!S140,0)))))))))))))))","v":2},{"$f":"IF($B$4=\"SW\",'Wave Areas'!T122,(IF($B$4=\"N\",'Wave Areas'!F85,(IF($B$4=\"NE\",'Wave Areas'!T86,(IF($B$4=\"E\",'Wave Areas'!F103,(IF($B$4=\"SE\",'Wave Areas'!T104,(IF($B$4=\"S\",'Wave Areas'!F121,(IF($B$4=\"W\",'Wave Areas'!F139,(IF($B$4=\"NW\",'Wave Areas'!T140,0)))))))))))))))","v":7},{"$f":"IF($B$4=\"SW\",'Wave Areas'!U122,(IF($B$4=\"N\",'Wave Areas'!G85,(IF($B$4=\"NE\",'Wave Areas'!U86,(IF($B$4=\"E\",'Wave Areas'!G103,(IF($B$4=\"SE\",'Wave Areas'!U104,(IF($B$4=\"S\",'Wave Areas'!G121,(IF($B$4=\"W\",'Wave Areas'!G139,(IF($B$4=\"NW\",'Wave Areas'!U140,0)))))))))))))))","v":13},{"$f":"IF($B$4=\"SW\",'Wave Areas'!V122,(IF($B$4=\"N\",'Wave Areas'!H85,(IF($B$4=\"NE\",'Wave Areas'!V86,(IF($B$4=\"E\",'Wave Areas'!H103,(IF($B$4=\"SE\",'Wave Areas'!V104,(IF($B$4=\"S\",'Wave Areas'!H121,(IF($B$4=\"W\",'Wave Areas'!H139,(IF($B$4=\"NW\",'Wave Areas'!V140,0)))))))))))))))","v":14},{"$f":"IF($B$4=\"SW\",'Wave Areas'!W122,(IF($B$4=\"N\",'Wave Areas'!I85,(IF($B$4=\"NE\",'Wave Areas'!W86,(IF($B$4=\"E\",'Wave Areas'!I103,(IF($B$4=\"SE\",'Wave Areas'!W104,(IF($B$4=\"S\",'Wave Areas'!I121,(IF($B$4=\"W\",'Wave Areas'!I139,(IF($B$4=\"NW\",'Wave Areas'!W140,0)))))))))))))))","v":10},{"$f":"IF($B$4=\"SW\",'Wave Areas'!X122,(IF($B$4=\"N\",'Wave Areas'!J85,(IF($B$4=\"NE\",'Wave Areas'!X86,(IF($B$4=\"E\",'Wave Areas'!J103,(IF($B$4=\"SE\",'Wave Areas'!X104,(IF($B$4=\"S\",'Wave Areas'!J121,(IF($B$4=\"W\",'Wave Areas'!J139,(IF($B$4=\"NW\",'Wave Areas'!X140,0)))))))))))))))","v":4},{"$f":"IF($B$4=\"SW\",'Wave Areas'!Y122,(IF($B$4=\"N\",'Wave Areas'!K85,(IF($B$4=\"NE\",'Wave Areas'!Y86,(IF($B$4=\"E\",'Wave Areas'!K103,(IF($B$4=\"SE\",'Wave Areas'!Y104,(IF($B$4=\"S\",'Wave Areas'!K121,(IF($B$4=\"W\",'Wave Areas'!K139,(IF($B$4=\"NW\",'Wave Areas'!Y140,0)))))))))))))))","v":1},{"$f":"IF($B$4=\"SW\",'Wave Areas'!Z122,(IF($B$4=\"N\",'Wave Areas'!L85,(IF($B$4=\"NE\",'Wave Areas'!Z86,(IF($B$4=\"E\",'Wave Areas'!L103,(IF($B$4=\"SE\",'Wave Areas'!Z104,(IF($B$4=\"S\",'Wave Areas'!L121,(IF($B$4=\"W\",'Wave Areas'!L139,(IF($B$4=\"NW\",'Wave Areas'!Z140,0)))))))))))))))","v":0},null,7.5,0,0,0,6.6666666666666664E-4,2.3333333333333335E-3,4.3333333333333331E-3,4.6666666666666671E-3,3.3333333333333335E-3,1.3333333333333333E-3,3.3333333333333332E-4,0,1.7000000000000001E-2,null,7.5,0,0,{"$f":"AI55/1004","v":6.6401062416998672E-7},{"$f":"F54*AI55","v":220.34446581172105},889.85265039348894,1872.9279593996289,2254.2933809968381,{"$f":"AN55/1004","v":1.3280212483399734E-6},3.3200531208499336E-7,0,5.8432934926958841E-5,5237.4185173586493]
[113435.7890625,9.5,0,0,0,0,611879.63198485621,693463.58291617036,0,0,0,0,0,1305343.2149010266,null,null,null,8.5,{"$f":"IF($B$4=\"SW\",'Wave Areas'!P123,(IF($B$4=\"N\",'Wave Areas'!B86,(IF($B$4=\"NE\",'Wave Areas'!P87,(IF($B$4=\"E\",'Wave Areas'!B104,(IF($B$4=\"SE\",'Wave Areas'!P105,(IF($B$4=\"S\",'Wave Areas'!B122,(IF($B$4=\"W\",'Wave Areas'!B140,(IF($B$4=\"NW\",'Wave Areas'!P141,0)))))))))))))))","v":0},{"$f":"IF($B$4=\"SW\",'Wave Areas'!Q123,(IF($B$4=\"N\",'Wave Areas'!C86,(IF($B$4=\"NE\",'Wave Areas'!Q87,(IF($B$4=\"E\",'Wave Areas'!C104,(IF($B$4=\"SE\",'Wave Areas'!Q105,(IF($B$4=\"S\",'Wave Areas'!C122,(IF($B$4=\"W\",'Wave Areas'!C140,(IF($B$4=\"NW\",'Wave Areas'!Q141,0)))))))))))))))","v":0},{"$f":"IF($B$4=\"SW\",'Wave Areas'!R123,(IF($B$4=\"N\",'Wave Areas'!D86,(IF($B$4=\"NE\",'Wave Areas'!R87,(IF($B$4=\"E\",'Wave Areas'!D104,(IF($B$4=\"SE\",'Wave Areas'!R105,(IF($B$4=\"S\",'Wave Areas'!D122,(IF($B$4=\"W\",'Wave Areas'!D140,(IF($B$4=\"NW\",'Wave Areas'!R141,0)))))))))))))))","v":0},{"$f":"IF($B$4=\"SW\",'Wave Areas'!S123,(IF($B$4=\"N\",'Wave Areas'!E86,(IF($B$4=\"NE\",'Wave Areas'!S87,(IF($B$4=\"E\",'Wave Areas'!E104,(IF($B$4=\"SE\",'Wave Areas'!S105,(IF($B$4=\"S\",'Wave Areas'!E122,(IF($B$4=\"W\",'Wave Areas'!E140,(IF($B$4=\"NW\",'Wave Areas'!S141,0)))))))))))))))","v":0},{"$f":"IF($B$4=\"SW\",'Wave Areas'!T123,(IF($B$4=\"N\",'Wave Areas'!F86,(IF($B$4=\"NE\",'Wave Areas'!T87,(IF($B$4=\"E\",'Wave Areas'!F104,(IF($B$4=\"SE\",'Wave Areas'!T105,(IF($B$4=\"S\",'Wave Areas'!F122,(IF($B$4=\"W\",'Wave Areas'!F140,(IF($B$4=\"NW\",'Wave Areas'!T141,0)))))))))))))))","v":3},{"$f":"IF($B$4=\"SW\",'Wave Areas'!U123,(IF($B$4=\"N\",'Wave Areas'!G86,(IF($B$4=\"NE\",'Wave Areas'!U87,(IF($B$4=\"E\",'Wave Areas'!G104,(IF($B$4=\"SE\",'Wave Areas'!U105,(IF($B$4=\"S\",'Wave Areas'!G122,(IF($B$4=\"W\",'Wave Areas'!G140,(IF($B$4=\"NW\",'Wave Areas'!U141,0)))))))))))))))","v":7},{"$f":"IF($B$4=\"SW\",'Wave Areas'!V123,(IF($B$4=\"N\",'Wave Areas'!H86,(IF($B$4=\"NE\",'Wave Areas'!V87,(IF($B$4=\"E\",'Wave Areas'!H104,(IF($B$4=\"SE\",'Wave Areas'!V105,(IF($B$4=\"S\",'Wave Areas'!H122,(IF($B$4=\"W\",'Wave Areas'!H140,(IF($B$4=\"NW\",'Wave Areas'!V141,0)))))))))))))))","v":7},{"$f":"IF($B$4=\"SW\",'Wave Areas'!W123,(IF($B$4=\"N\",'Wave Areas'!I86,(IF($B$4=\"NE\",'Wave Areas'!W87,(IF($B$4=\"E\",'Wave Areas'!I104,(IF($B$4=\"SE\",'Wave Areas'!W105,(IF($B$4=\"S\",'Wave Areas'!I122,(IF($B$4=\"W\",'Wave Areas'!I140,(IF($B$4=\"NW\",'Wave Areas'!W141,0)))))))))))))))","v":7},{"$f":"IF($B$4=\"SW\",'Wave Areas'!X123,(IF($B$4=\"N\",'Wave Areas'!J86,(IF($B$4=\"NE\",'Wave Areas'!X87,(IF($B$4=\"E\",'Wave Areas'!J104,(IF($B$4=\"SE\",'Wave Areas'!X105,(IF($B$4=\"S\",'Wave Areas'!J122,(IF($B$4=\"W\",'Wave Areas'!J140,(IF($B$4=\"NW\",'Wave Areas'!X141,0)))))))))))))))","v":3},{"$f":"IF($B$4=\"SW\",'Wave Areas'!Y123,(IF($B$4=\"N\",'Wave Areas'!K86,(IF($B$4=\"NE\",'Wave Areas'!Y87,(IF($B$4=\"E\",'Wave Areas'!K104,(IF($B$4=\"SE\",'Wave Areas'!Y105,(IF($B$4=\"S\",'Wave Areas'!K122,(IF($B$4=\"W\",'Wave Areas'!K140,(IF($B$4=\"NW\",'Wave Areas'!Y141,0)))))))))))))))","v":1},{"$f":"IF($B$4=\"SW\",'Wave Areas'!Z123,(IF($B$4=\"N\",'Wave Areas'!L86,(IF($B$4=\"NE\",'Wave Areas'!Z87,(IF($B$4=\"E\",'Wave Areas'!L104,(IF($B$4=\"SE\",'Wave Areas'!Z105,(IF($B$4=\"S\",'Wave Areas'!L122,(IF($B$4=\"W\",'Wave Areas'!L140,(IF($B$4=\"NW\",'Wave Areas'!Z141,0)))))))))))))))","v":0},null,8.5,0,0,0,0,1E-3,2.3333333333333335E-3,2.3333333333333335E-3,2.3333333333333335E-3,1E-3,3.3333333333333332E-4,0,9.3333333333333341E-3,null,8.5,0,0,{"$f":"AI56/1004","v":0},0,489.84269707374915,1295.3617989283589,1447.7573046846362,{"$f":"AN56/1004","v":9.9601593625498007E-7},3.3200531208499336E-7,0,3.2868525896414345E-5,3232.961834883291]
[138573.9140625,10.5,0,0,0,0,0,0,0,0,0,0,0,0,null,null,null,9.5,{"$f":"IF($B$4=\"SW\",'Wave Areas'!P124,(IF($B$4=\"N\",'Wave Areas'!B87,(IF($B$4=\"NE\",'Wave Areas'!P88,(IF($B$4=\"E\",'Wave Areas'!B105,(IF($B$4=\"SE\",'Wave Areas'!P106,(IF($B$4=\"S\",'Wave Areas'!B123,(IF($B$4=\"W\",'Wave Areas'!B141,(IF($B$4=\"NW\",'Wave Areas'!P142,0)))))))))))))))","v":0},{"$f":"IF($B$4=\"SW\",'Wave Areas'!Q124,(IF($B$4=\"N\",'Wave Areas'!C87,(IF($B$4=\"NE\",'Wave Areas'!Q88,(IF($B$4=\"E\",'Wave Areas'!C105,(IF($B$4=\"SE\",'Wave Areas'!Q106,(IF($B$4=\"S\",'Wave Areas'!C123,(IF($B$4=\"W\",'Wave Areas'!C141,(IF($B$4=\"NW\",'Wave Areas'!Q142,0)))))))))))))))","v":0},{"$f":"IF($B$4=\"SW\",'Wave Areas'!R124,(IF($B$4=\"N\",'Wave Areas'!D87,(IF($B$4=\"NE\",'Wave Areas'!R88,(IF($B$4=\"E\",'Wave Areas'!D105,(IF($B$4=\"SE\",'Wave Areas'!R106,(IF($B$4=\"S\",'Wave Areas'!D123,(IF($B$4=\"W\",'Wave Areas'!D141,(IF($B$4=\"NW\",'Wave Areas'!R142,0)))))))))))))))","v":0},{"$f":"IF($B$4=\"SW\",'Wave Areas'!S124,(IF($B$4=\"N\",'Wave Areas'!E87,(IF($B$4=\"NE\",'Wave Areas'!S88,(IF($B$4=\"E\",'Wave Areas'!E105,(IF($B$4=\"SE\",'Wave Areas'!S106,(IF($B$4=\"S\",'Wave Areas'!E123,(IF($B$4=\"W\",'Wave Areas'!E141,(IF($B$4=\"NW\",'Wave Areas'!S142,0)))))))))))))))","v":0},{"$f":"IF($B$4=\"SW\",'Wave Areas'!T124,(IF($B$4=\"N\",'Wave Areas'!F87,(IF($B$4=\"NE\",'Wave Areas'!T88,(IF($B$4=\"E\",'Wave Areas'!F105,(IF($B$4=\"SE\",'Wave Areas'!T106,(IF($B$4=\"S\",'Wave Areas'!F123,(IF($B$4=\"W\",'Wave Areas'!F141,(IF($B$4=\"NW\",'Wave Areas'!T142,0)))))))))))))))","v":3},{"$f":"IF($B$4=\"SW\",'Wave Areas'!U124,(IF($B$4=\"N\",'Wave Areas'!G87,(IF($B$4=\"NE\",'Wave Areas'!U88,(IF($B$4=\"E\",'Wave Areas'!G105,(IF($B$4=\"SE\",'Wave Areas'!U106,(IF($B$4=\"S\",'Wave Areas'!G123,(IF($B$4=\"W\",'Wave Areas'!G141,(IF($B$4=\"NW\",'Wave Areas'!U142,0)))))))))))))))","v":4},{"$f":"IF($B$4=\"SW\",'Wave Areas'!V124,(IF($B$4=\"N\",'Wave Areas'!H87,(IF($B$4=\"NE\",'Wave Areas'!V88,(IF($B$4=\"E\",'Wave Areas'!H105,(IF($B$4=\"SE\",'Wave Areas'!V106,(IF($B$4=\"S\",'Wave Areas'!H123,(IF($B$4=\"W\",'Wave Areas'!H141,(IF($B$4=\"NW\",'Wave Areas'!V142,0)))))))))))))))","v":5},{"$f":"IF($B$4=\"SW\",'Wave Areas'!W124,(IF($B$4=\"N\",'Wave Areas'!I87,(IF($B$4=\"NE\",'Wave Areas'!W88,(IF($B$4=\"E\",'Wave Areas'!I105,(IF($B$4=\"SE\",'Wave Areas'!W106,(IF($B$4=\"S\",'Wave Areas'!I123,(IF($B$4=\"W\",'Wave Areas'!I141,(IF($B$4=\"NW\",'Wave Areas'!W142,0)))))))))))))))","v":3},{"$f":"IF($B$4=\"SW\",'Wave Areas'!X124,(IF($B$4=\"N\",'Wave Areas'!J87,(IF($B$4=\"NE\",'Wave Areas'!X88,(IF($B$4=\"E\",'Wave Areas'!J105,(IF($B$4=\"SE\",'Wave Areas'!X106,(IF($B$4=\"S\",'Wave Areas'!J123,(IF($B$4=\"W\",'Wave Areas'!J141,(IF($B$4=\"NW\",'Wave Areas'!X142,0)))))))))))))))","v":2},{"$f":"IF($B$4=\"SW\",'Wave Areas'!Y124,(IF($B$4=\"N\",'Wave Areas'!K87,(IF($B$4=\"NE\",'Wave Areas'!Y88,(IF($B$4=\"E\",'Wave Areas'!K105,(IF($B$4=\"SE\",'Wave Areas'!Y106,(IF($B$4=\"S\",'Wave Areas'!K123,(IF($B$4=\"W\",'Wave Areas'!K141,(IF($B$4=\"NW\",'Wave Areas'!Y142,0)))))))))))))))","v":1},{"$f":"IF($B$4=\"SW\",'Wave Areas'!Z124,(IF($B$4=\"N\",'Wave Areas'!L87,(IF($B$4=\"NE\",'Wave Areas'!Z88,(IF($B$4=\"E\",'Wave Areas'!L105,(IF($B$4=\"SE\",'Wave Areas'!Z106,(IF($B$4=\"S\",'Wave Areas'!L123,(IF($B$4=\"W\",'Wave Areas'!L141,(IF($B$4=\"NW\",'Wave Areas'!Z142,0)))))))))))))))","v":0},null,9.5,0,0,0,0,1E-3,1.3333333333333333E-3,1.6666666666666668E-3,1E-3,6.6666666666666664E-4,3.3333333333333332E-4,0,6.0000000000000001E-3,null,9.5,0,0,{"$f":"AI57/1004","v":0},{"$f":"AJ57/1004","v":9.9601593625498007E-7},{"$f":"G56*AJ57","v":611.87963198485625},{"$f":"H56*AK57","v":924.61811055489375},{"$f":"AM57/1004","v":9.9601593625498007E-7},{"$f":"AN57/1004","v":6.6401062416998672E-7},3.3200531208499336E-7,0,1.6932270916334664E-5,1536.4977624600688]
["Sub Totals",null,{"$f":"SUM(C47:C57)","v":795.07727654024404},167800.78550277217,565550.79558341741,1423425.249143718,2254293.3809968382,2552831.8828812321,2078243.8026713708,1077314.9420763839,0,0,0,{"$f":"SUM(N47:N56)","v":10120255.916132273},"Total",null,null,10.5,{"$f":"IF($B$4=\"SW\",'Wave Areas'!P125,(IF($B$4=\"N\",'Wave Areas'!B88,(IF($B$4=\"NE\",'Wave Areas'!P89,(IF($B$4=\"E\",'Wave Areas'!B106,(IF($B$4=\"SE\",'Wave Areas'!P107,(IF($B$4=\"S\",'Wave Areas'!B124,(IF($B$4=\"W\",'Wave Areas'!B142,(IF($B$4=\"NW\",'Wave Areas'!P143,0)))))))))))))))","v":0},{"$f":"IF($B$4=\"SW\",'Wave Areas'!Q125,(IF($B$4=\"N\",'Wave Areas'!C88,(IF($B$4=\"NE\",'Wave Areas'!Q89,(IF($B$4=\"E\",'Wave Areas'!C106,(IF($B$4=\"SE\",'Wave Areas'!Q107,(IF($B$4=\"S\",'Wave Areas'!C124,(IF($B$4=\"W\",'Wave Areas'!C142,(IF($B$4=\"NW\",'Wave Areas'!Q143,0)))))))))))))))","v":0},{"$f":"IF($B$4=\"SW\",'Wave Areas'!R125,(IF($B$4=\"N\",'Wave Areas'!D88,(IF($B$4=\"NE\",'Wave Areas'!R89,(IF($B$4=\"E\",'Wave Areas'!D106,(IF($B$4=\"SE\",'Wave Areas'!R107,(IF($B$4=\"S\",'Wave Areas'!D124,(IF($B$4=\"W\",'Wave Areas'!D142,(IF($B$4=\"NW\",'Wave Areas'!R143,0)))))))))))))))","v":0},{"$f":"IF($B$4=\"SW\",'Wave Areas'!S125,(IF($B$4=\"N\",'Wave Areas'!E88,(IF($B$4=\"NE\",'Wave Areas'!S89,(IF($B$4=\"E\",'Wave Areas'!E106,(IF($B$4=\"SE\",'Wave Areas'!S107,(IF($B$4=\"S\",'Wave Areas'!E124,(IF($B$4=\"W\",'Wave Areas'!E142,(IF($B$4=\"NW\",'Wave Areas'!S143,0)))))))))))))))","v":0},{"$f":"IF($B$4=\"SW\",'Wave Areas'!T125,(IF($B$4=\"N\",'Wave Areas'!F88,(IF($B$4=\"NE\",'Wave Areas'!T89,(IF($B$4=\"E\",'Wave Areas'!F106,(IF($B$4=\"SE\",'Wave Areas'!T107,(IF($B$4=\"S\",'Wave Areas'!F124,(IF($B$4=\"W\",'Wave Areas'!F142,(IF($B$4=\"NW\",'Wave Areas'!T143,0)))))))))))))))","v":0},{"$f":"IF($B$4=\"SW\",'Wave Areas'!U125,(IF($B$4=\"N\",'Wave Areas'!G88,(IF($B$4=\"NE\",'Wave Areas'!U89,(IF($B$4=\"E\",'Wave Areas'!G106,(IF($B$4=\"SE\",'Wave Areas'!U107,(IF($B$4=\"S\",'Wave Areas'!G124,(IF($B$4=\"W\",'Wave Areas'!G142,(IF($B$4=\"NW\",'Wave Areas'!U143,0)))))))))))))))","v":4},{"$f":"IF($B$4=\"SW\",'Wave Areas'!V125,(IF($B$4=\"N\",'Wave Areas'!H88,(IF($B$4=\"NE\",'Wave Areas'!V89,(IF($B$4=\"E\",'Wave Areas'!H106,(IF($B$4=\"SE\",'Wave Areas'!V107,(IF($B$4=\"S\",'Wave Areas'!H124,(IF($B$4=\"W\",'Wave Areas'!H142,(IF($B$4=\"NW\",'Wave Areas'!V143,0)))))))))))))))","v":4},{"$f":"IF($B$4=\"SW\",'Wave Areas'!W125,(IF($B$4=\"N\",'Wave Areas'!I88,(IF($B$4=\"NE\",'Wave Areas'!W89,(IF($B$4=\"E\",'Wave Areas'!I106,(IF($B$4=\"SE\",'Wave Areas'!W107,(IF($B$4=\"S\",'Wave Areas'!I124,(IF($B$4=\"W\",'Wave Areas'!I142,(IF($B$4=\"NW\",'Wave Areas'!W143,0)))))))))))))))","v":4},{"$f":"IF($B$4=\"SW\",'Wave Areas'!X125,(IF($B$4=\"N\",'Wave Areas'!J88,(IF($B$4=\"NE\",'Wave Areas'!X89,(IF($B$4=\"E\",'Wave Areas'!J106,(IF($B$4=\"SE\",'Wave Areas'!X107,(IF($B$4=\"S\",'Wave Areas'!J124,(IF($B$4=\"W\",'Wave Areas'!J142,(IF($B$4=\"NW\",'Wave Areas'!X143,0)))))))))))))))","v":1},{"$f":"IF($B$4=\"SW\",'Wave Areas'!Y125,(IF($B$4=\"N\",'Wave Areas'!K88,(IF($B$4=\"NE\",'Wave Areas'!Y89,(IF($B$4=\"E\",'Wave Areas'!K106,(IF($B$4=\"SE\",'Wave Areas'!Y107,(IF($B$4=\"S\",'Wave Areas'!K124,(IF($B$4=\"W\",'Wave Areas'!K142,(IF($B$4=\"NW\",'Wave Areas'!Y143,0)))))))))))))))","v":0},{"$f":"IF($B$4=\"SW\",'Wave Areas'!Z125,(IF($B$4=\"N\",'Wave Areas'!L88,(IF($B$4=\"NE\",'Wave Areas'!Z89,(IF($B$4=\"E\",'Wave Areas'!L106,(IF($B$4=\"SE\",'Wave Areas'!Z107,(IF($B$4=\"S\",'Wave Areas'!L124,(IF($B$4=\"W\",'Wave Areas'!L142,(IF($B$4=\"NW\",'Wave Areas'!Z143,0)))))))))))))))","v":0},null,10.5,0,0,0,0,0,1.3333333333333333E-3,1.3333333333333333E-3,1.3333333333333333E-3,3.3333333333333332E-4,0,0,4.3333333333333331E-3,null,10.5,0,0,{"$f":"AI58/1004","v":0},{"$f":"AJ58/1004","v":0},{"$f":"AK58/1004","v":1.3280212483399734E-6},{"$f":"AL58/1004","v":1.3280212483399734E-6},{"$f":"AM58/1004","v":1.3280212483399734E-6},{"$f":"AN58/1004","v":3.3200531208499336E-7},0,0,9.2961487383798149E-6,1.3612217795484729E-5]
[null,null,null,null,null,null,null,null,null,null,null,null,null,null,null,null,null,"Total Occurences",null,null,null,null,null,null,null,null,null,null,{"$f":"SUM(S48:AC58)","v":3000},null,null,null,null,null,null,null,null,null,null,null,null,null,null,null,"Sub Totals",{"$f":"SUM(AT48:AT58)","v":0.26366070857165785},50.848723211633242,1112.0427371811479,6723.444134464331,17881.235894854075,24191.826064260466,19316.789507043613,8256.2506387042649,4.9800796812748997E-6,3.3200531208499336E-7,9.8572377158034539E-4,{"$f":"SUM(BE48:BE57)","v":77532.702337851733},"Total"]
[]
[null,null,null,null,null,null,null,null,null,null,null,null,null,null,null,null,null,null,null,null,null,null,null,null,null,null,null,null,null,null,null,null,null,null,null,null,null,null,null,null,null,null,null,null,null,null,null,null,null,null,null,null,null,null,null,null,"Min","Max"]
[null,null,null,null,null,null,null,null,null,null,null,null,null,null,null,null,null,null,null,null,null,null,null,null,null,null,null,null,null,null,null,null,null,null,null,null,null,null,null,null,null,null,null,null,null,null,null,null,null,null,null,null,null,"Relevant Wave Heights",null,null,{"$f":"IF((AND($B$6>AS48,$B$6<AS49)),AS48,(IF((AND($B$6>AS49,$B$6<AS50)),AS49,(IF((AND($B$6>AS50,$B$6<AS51)),AS50,(IF((AND($B$6>AS51,$B$6<AS52)),AS51,(IF((AND($B$6>AS52,$B$6<AS53)),AS52,(IF((AND($B$6>AS53,$B$6<AS54)),AS53,(IF((AND($B$6>AS54,$B$6<AS55)),AS54,(IF((AND($B$6>AS55,$B$6<AS56)),AS55,(IF((AND($B$6>AS56,$B$6<AS57)),AS56,(IF((AND($B$6>AS57,$B$6<AS58)),AS57,(IF($B$6>AS58,AS58,\"\")))))))))))))))))))))","v":1.5},{"$f":"IF((AND($B$6>AS48,$B$6<AS49)),AS49,(IF((AND($B$6>AS49,$B$6<AS50)),AS50,(IF((AND($B$6>AS50,$B$6<AS51)),AS51,(IF((AND($B$6>AS51,$B$6<AS52)),AS52,(IF((AND($B$6>AS52,$B$6<AS53)),AS53,(IF((AND($B$6>AS53,$B$6<AS54)),AS54,(IF((AND($B$6>AS54,$B$6<AS55)),AS55,(IF((AND($B$6>AS55,$B$6<AS56)),AS56,(IF((AND($B$6>AS56,$B$6<AS57)),AS57,(IF((AND($B$6>AS57,$B$6<AS58)),AS58,(IF($B$6>AS58,AS58,\"\")))))))))))))))))))))","v":2.5}]
[null,null,null,null,null,null,null,null,null,null,null,null,null,null,null,null,null,null,null,null,null,null,null,null,null,null,null,null,null,null,null,null,null,null,null,null,null,null,null,null,null,null,null,null,null,null,null,null,null,null,null,null,null,"Relevant Power (kW/m)",null,null,{"$f":"(((($B$6-BE62)*((VLOOKUP(BF62,AS48:BE58,13,FALSE))-(VLOOKUP(BE62,AS48:BE58,13,FALSE))))/(BF62-BE62))+(VLOOKUP(BE62,AS48:BE58,13,FALSE)))*0.001","v":4.3146196115096336}]

{"sheet":"Wave 2","index":14,"n_rows":63,"n_cols":58,"rows_kept":63,"cut":false,"hidden":false,"merged":[[7,1,7,2],[2,1,2,2],[3,1,3,2],[4,1,4,2],[5,1,5,2],[6,1,6,2],[16,44,16,45],[17,44,17,55],[18,17,18,28],[18,30,18,41],[18,44,18,55],[32,0,32,1],[32,17,32,27],[8,1,8,2],[9,1,9,2],[16,30,16,31],[19,2,19,12],[19,17,19,28],[19,30,19,41],[19,44,19,55],[20,2,20,12],[35,53,35,55],[36,53,36,55],[36,56,36,57],[57,0,57,1],[42,17,42,19],[42,30,42,31],[42,44,42,45],[44,2,44,12],[44,17,44,28],[44,30,44,41],[44,44,44,55],[58,17,58,27],[61,53,61,55],[62,53,62,55],[62,56,62,57],[45,2,45,12],[45,17,45,28],[45,30,45,41],[45,44,45,55]]}
["Wave Resource"]
[]
[{"$f":"Input!I45","v":"Site Name"},{"$f":"Input!J55","v":"Southwest Eigg (Deepwater)"}]
[{"$f":"Input!I46","v":"Position Relevant to Island"},{"$f":"Input!J56","v":"SW"}]
[{"$f":"Input!I47","v":"Relevant Ocean Wave Area"},{"$f":"Input!J57","v":"North Sea (AREA 10)"}]
[{"$f":"Input!I48","v":"Average Wave Height"},{"$f":"Input!J58","v":1.6}]
[{"$f":"Input!I49","v":"Proximity to Grid Connection"},{"$f":"Input!J59","v":"3-5 km"}]
[{"$f":"Input!I50","v":"Average Water Depth"},{"$f":"Input!J60","v":"> 20m"}]
[{"$f":"Input!I51","v":"Seabed Topography"},{"$f":"Input!J61","v":"Benign (Sandy, Flat/Gentle Gradient)"}]
[{"$f":"Input!I52","v":"Accessibility"},{"$f":"Input!J62","v":"Partially Accessible (Temporary Works, Obstacles)"}]
[]
["Relavant Wave Power",{"$f":"IF(B8<>\"[Select Value]\",(IF(B8=\"> 20m\", BE63,BE37)),0)","v":4.3146196115096336}]
[]
["Transitional Waters Calculation (",">20m"]
[]
["Wave Velocity C","(m/s)",{"$f":"(C17/C18)","v":5.4628571428571435},6.9888888888888889,8.3109090909090906,9.2892307692307696,9.9653333333333318,10.436470588235293,10.77157894736842,11.016190476190477,11.201739130434783,11.344799999999999,11.455555555555556]
["Wave Length (λ)","(m)",19.12,31.45,45.71,60.38,74.739999999999995,88.71,102.33,115.67,128.82,141.81,154.65]
["Wave Period (T)","(s)",3.5,4.5,5.5,6.5,7.5,8.5,9.5,10.5,11.5,12.5,13.5]
[null,null,null,null,null,null,null,null,null,null,null,null,null,null,null,null,null,"North Sea Area 10",null,null,null,null,null,null,null,null,null,null,null,null,"North Sea Area 10",null,null,null,null,null,null,null,null,null,null,null,null,null,"North Sea Area 10"]
["Energy","Wave Height (Hs)","Power",null,null,null,null,null,null,null,null,null,null,"Total Power",null,null,null,"Number of Occurences",null,null,null,null,null,null,null,null,null,null,null,null,"Percentage of Occurences",null,null,null,null,null,null,null,null,null,null,null,null,null,"Annual Power (W/m)",null,null,null,null,null,null,null,null,null,null,null,"Total Power"]
["(J)","(m)","(W/m)",null,null,null,null,null,null,null,null,null,null,"(W/m)",null,null,null,"Hs                      T",3.5,4.5,5.5,6.5,7.5,8.5,9.5,10.5,11.5,12.5,13.5,null,"Hs                 T",3.5,4.5,5.5,6.5,7.5,8.5,9.5,10.5,11.5,12.5,13.5,"Availability",null,"Hs           T",3.5,4.5,5.5,6.5,7.5,8.5,9.5,10.5,11.5,12.5,13.5,"(W/m)"]
[{"$f":"(1025*9.81*B22^2)/8","v":314.2265625},0.5,{"$f":"$A22*($C$16)","v":1716.5748214285716},{"$f":"$A22*(D16)","v":2196.0945312499998},{"$f":"A22*($E$16)","v":2611.5083948863635},{"$f":"$A22*($F$16)","v":2918.9230528846156},{"$f":"$A22*($G$16)","v":3131.3724374999997},{"$f":"$A22*($H$16)","v":3279.416277573529},0,0,0,0,0,{"$f":"SUM(C22:M22)","v":15853.889515523078},null,null,null,0.5,{"$f":"IF($B$4=\"SW\",'Wave Areas'!P115,(IF($B$4=\"N\",'Wave Areas'!B78,(IF($B$4=\"NE\",'Wave Areas'!P79,(IF($B$4=\"E\",'Wave Areas'!B96,(IF($B$4=\"SE\",'Wave Areas'!P97,(IF($B$4=\"S\",'Wave Areas'!B114,(IF($B$4=\"W\",'Wave Areas'!B132,(IF($B$4=\"NW\",'Wave Areas'!P133,0)))))))))))))))","v":1},{"$f":"IF($B$4=\"SW\",'Wave Areas'!Q115,(IF($B$4=\"N\",'Wave Areas'!C78,(IF($B$4=\"NE\",'Wave Areas'!Q79,(IF($B$4=\"E\",'Wave Areas'!C96,(IF($B$4=\"SE\",'Wave Areas'!Q97,(IF($B$4=\"S\",'Wave Areas'!C114,(IF($B$4=\"W\",'Wave Areas'!C132,(IF($B$4=\"NW\",'Wave Areas'!Q133,0)))))))))))))))","v":28},{"$f":"IF($B$4=\"SW\",'Wave Areas'!R115,(IF($B$4=\"N\",'Wave Areas'!D78,(IF($B$4=\"NE\",'Wave Areas'!R79,(IF($B$4=\"E\",'Wave Areas'!D96,(IF($B$4=\"SE\",'Wave Areas'!R97,(IF($B$4=\"S\",'Wave Areas'!D114,(IF($B$4=\"W\",'Wave Areas'!D132,(IF($B$4=\"NW\",'Wave Areas'!R133,0)))))))))))))))","v":97},{"$f":"IF($B$4=\"SW\",'Wave Areas'!S115,(IF($B$4=\"N\",'Wave Areas'!E78,(IF($B$4=\"NE\",'Wave Areas'!S79,(IF($B$4=\"E\",'Wave Areas'!E96,(IF($B$4=\"SE\",'Wave Areas'!S97,(IF($B$4=\"S\",'Wave Areas'!E114,(IF($B$4=\"W\",'Wave Areas'!E132,(IF($B$4=\"NW\",'Wave Areas'!S133,0)))))))))))))))","v":117},{"$f":"IF($B$4=\"SW\",'Wave Areas'!T115,(IF($B$4=\"N\",'Wave Areas'!F78,(IF($B$4=\"NE\",'Wave Areas'!T79,(IF($B$4=\"E\",'Wave Areas'!F96,(IF($B$4=\"SE\",'Wave Areas'!T97,(IF($B$4=\"S\",'Wave Areas'!F114,(IF($B$4=\"W\",'Wave Areas'!F132,(IF($B$4=\"NW\",'Wave Areas'!T133,0)))))))))))))))","v":65},{"$f":"IF($B$4=\"SW\",'Wave Areas'!U115,(IF($B$4=\"N\",'Wave Areas'!G78,(IF($B$4=\"NE\",'Wave Areas'!U79,(IF($B$4=\"E\",'Wave Areas'!G96,(IF($B$4=\"SE\",'Wave Areas'!U97,(IF($B$4=\"S\",'Wave Areas'!G114,(IF($B$4=\"W\",'Wave Areas'!G132,(IF($B$4=\"NW\",'Wave Areas'!U133,0)))))))))))))))","v":20},{"$f":"IF($B$4=\"SW\",'Wave Areas'!V115,(IF($B$4=\"N\",'Wave Areas'!H78,(IF($B$4=\"NE\",'Wave Areas'!V79,(IF($B$4=\"E\",'Wave Areas'!H96,(IF($B$4=\"SE\",'Wave Areas'!V97,(IF($B$4=\"S\",'Wave Areas'!H114,(IF($B$4=\"W\",'Wave Areas'!H132,(IF($B$4=\"NW\",'Wave Areas'!V133,0)))))))))))))))","v":4},{"$f":"IF($B$4=\"SW\",'Wave Areas'!W115,(IF($B$4=\"N\",'Wave Areas'!I78,(IF($B$4=\"NE\",'Wave Areas'!W79,(IF($B$4=\"E\",'Wave Areas'!I96,(IF($B$4=\"SE\",'Wave Areas'!W97,(IF($B$4=\"S\",'Wave Areas'!I114,(IF($B$4=\"W\",'Wave Areas'!I132,(IF($B$4=\"NW\",'Wave Areas'!W133,0)))))))))))))))","v":0},{"$f":"IF($B$4=\"SW\",'Wave Areas'!X115,(IF($B$4=\"N\",'Wave Areas'!J78,(IF($B$4=\"NE\",'Wave Areas'!X79,(IF($B$4=\"E\",'Wave Areas'!J96,(IF($B$4=\"SE\",'Wave Areas'!X97,(IF($B$4=\"S\",'Wave Areas'!J114,(IF($B$4=\"W\",'Wave Areas'!J132,(IF($B$4=\"NW\",'Wave Areas'!X133,0)))))))))))))))","v":0},{"$f":"IF($B$4=\"SW\",'Wave Areas'!Y115,(IF($B$4=\"N\",'Wave Areas'!K78,(IF($B$4=\"NE\",'Wave Areas'!Y79,(IF($B$4=\"E\",'Wave Areas'!K96,(IF($B$4=\"SE\",'Wave Areas'!Y97,(IF($B$4=\"S\",'Wave Areas'!K114,(IF($B$4=\"W\",'Wave Areas'!K132,(IF($B$4=\"NW\",'Wave Areas'!Y133,0)))))))))))))))","v":0},{"$f":"IF($B$4=\"SW\",'Wave Areas'!Z115,(IF($B$4=\"N\",'Wave Areas'!L78,(IF($B$4=\"NE\",'Wave Areas'!Z79,(IF($B$4=\"E\",'Wave Areas'!L96,(IF($B$4=\"SE\",'Wave Areas'!Z97,(IF($B$4=\"S\",'Wave Areas'!L114,(IF($B$4=\"W\",'Wave Areas'!L132,(IF($B$4=\"NW\",'Wave Areas'!Z133,0)))))))))))))))","v":0},null,0.5,{"$f":"S22/($AC$33)","v":3.3333333333333332E-4},{"$f":"T22/($AC$33)","v":9.3333333333333341E-3},3.2333333333333332E-2,3.9E-2,2.1666666666666667E-2,6.6666666666666671E-3,1.3333333333333333E-3,0,0,0,0,{"$f":"SUM(AF22:AP22)","v":0.11066666666666666},null,0.5,{"$f":"C22*AF22","v":0.57219160714285722},20.496882291666665,84.438771434659088,113.8379990625,67.846402812500003,21.862775183823526,{"$f":"AM22/1004","v":0},{"$f":"AN22/1004","v":0},{"$f":"AO22/1004","v":0},{"$f":"AP22/1004","v":0},{"$f":"AQ20/1004","v":0},{"$f":"SUM(AT22:BD22)","v":309.05502239229219}]
[2828.0390625,1.5,{"$f":"$A23*($C$16)","v":15449.173392857145},{"$f":"A23*($D$16)","v":19764.850781249999},23503.575553977273,{"$f":"$A23*($F$16)","v":26270.307475961541},28182.351937499996,29514.746498161763,{"$f":"$A23*($I$16)","v":30462.446027960523},{"$f":"$A23*($J$16)","v":31154.216986607145},0,0,0,204301.66865427536,null,null,null,1.5,{"$f":"IF($B$4=\"SW\",'Wave Areas'!P116,(IF($B$4=\"N\",'Wave Areas'!B79,(IF($B$4=\"NE\",'Wave Areas'!P80,(IF($B$4=\"E\",'Wave Areas'!B97,(IF($B$4=\"SE\",'Wave Areas'!P98,(IF($B$4=\"S\",'Wave Areas'!B115,(IF($B$4=\"W\",'Wave Areas'!B133,(IF($B$4=\"NW\",'Wave Areas'!P134,0)))))))))))))))","v":0},{"$f":"IF($B$4=\"SW\",'Wave Areas'!Q116,(IF($B$4=\"N\",'Wave Areas'!C79,(IF($B$4=\"NE\",'Wave Areas'!Q80,(IF($B$4=\"E\",'Wave Areas'!C97,(IF($B$4=\"SE\",'Wave Areas'!Q98,(IF($B$4=\"S\",'Wave Areas'!C115,(IF($B$4=\"W\",'Wave Areas'!C133,(IF($B$4=\"NW\",'Wave Areas'!Q134,0)))))))))))))))","v":8},{"$f":"IF($B$4=\"SW\",'Wave Areas'!R116,(IF($B$4=\"N\",'Wave Areas'!D79,(IF($B$4=\"NE\",'Wave Areas'!R80,(IF($B$4=\"E\",'Wave Areas'!D97,(IF($B$4=\"SE\",'Wave Areas'!R98,(IF($B$4=\"S\",'Wave Areas'!D115,(IF($B$4=\"W\",'Wave Areas'!D133,(IF($B$4=\"NW\",'Wave Areas'!R134,0)))))))))))))))","v":81},{"$f":"IF($B$4=\"SW\",'Wave Areas'!S116,(IF($B$4=\"N\",'Wave Areas'!E79,(IF($B$4=\"NE\",'Wave Areas'!S80,(IF($B$4=\"E\",'Wave Areas'!E97,(IF($B$4=\"SE\",'Wave Areas'!S98,(IF($B$4=\"S\",'Wave Areas'!E115,(IF($B$4=\"W\",'Wave Areas'!E133,(IF($B$4=\"NW\",'Wave Areas'!S134,0)))))))))))))))","v":225},{"$f":"IF($B$4=\"SW\",'Wave Areas'!T116,(IF($B$4=\"N\",'Wave Areas'!F79,(IF($B$4=\"NE\",'Wave Areas'!T80,(IF($B$4=\"E\",'Wave Areas'!F97,(IF($B$4=\"SE\",'Wave Areas'!T98,(IF($B$4=\"S\",'Wave Areas'!F115,(IF($B$4=\"W\",'Wave Areas'!F133,(IF($B$4=\"NW\",'Wave Areas'!T134,0)))))))))))))))","v":247},{"$f":"IF($B$4=\"SW\",'Wave Areas'!U116,(IF($B$4=\"N\",'Wave Areas'!G79,(IF($B$4=\"NE\",'Wave Areas'!U80,(IF($B$4=\"E\",'Wave Areas'!G97,(IF($B$4=\"SE\",'Wave Areas'!U98,(IF($B$4=\"S\",'Wave Areas'!G115,(IF($B$4=\"W\",'Wave Areas'!G133,(IF($B$4=\"NW\",'Wave Areas'!U134,0)))))))))))))))","v":136},{"$f":"IF($B$4=\"SW\",'Wave Areas'!V116,(IF($B$4=\"N\",'Wave Areas'!H79,(IF($B$4=\"NE\",'Wave Areas'!V80,(IF($B$4=\"E\",'Wave Areas'!H97,(IF($B$4=\"SE\",'Wave Areas'!V98,(IF($B$4=\"S\",'Wave Areas'!H115,(IF($B$4=\"W\",'Wave Areas'!H133,(IF($B$4=\"NW\",'Wave Areas'!V134,0)))))))))))))))","v":46},{"$f":"IF($B$4=\"SW\",'Wave Areas'!W116,(IF($B$4=\"N\",'Wave Areas'!I79,(IF($B$4=\"NE\",'Wave Areas'!W80,(IF($B$4=\"E\",'Wave Areas'!I97,(IF($B$4=\"SE\",'Wave Areas'!W98,(IF($B$4=\"S\",'Wave Areas'!I115,(IF($B$4=\"W\",'Wave Areas'!I133,(IF($B$4=\"NW\",'Wave Areas'!W134,0)))))))))))))))","v":11},{"$f":"IF($B$4=\"SW\",'Wave Areas'!X116,(IF($B$4=\"N\",'Wave Areas'!J79,(IF($B$4=\"NE\",'Wave Areas'!X80,(IF($B$4=\"E\",'Wave Areas'!J97,(IF($B$4=\"SE\",'Wave Areas'!X98,(IF($B$4=\"S\",'Wave Areas'!J115,(IF($B$4=\"W\",'Wave Areas'!J133,(IF($B$4=\"NW\",'Wave Areas'!X134,0)))))))))))))))","v":2},{"$f":"IF($B$4=\"SW\",'Wave Areas'!Y116,(IF($B$4=\"N\",'Wave Areas'!K79,(IF($B$4=\"NE\",'Wave Areas'!Y80,(IF($B$4=\"E\",'Wave Areas'!K97,(IF($B$4=\"SE\",'Wave Areas'!Y98,(IF($B$4=\"S\",'Wave Areas'!K115,(IF($B$4=\"W\",'Wave Areas'!K133,(IF($B$4=\"NW\",'Wave Areas'!Y134,0)))))))))))))))","v":0},{"$f":"IF($B$4=\"SW\",'Wave Areas'!Z116,(IF($B$4=\"N\",'Wave Areas'!L79,(IF($B$4=\"NE\",'Wave Areas'!Z80,(IF($B$4=\"E\",'Wave Areas'!L97,(IF($B$4=\"SE\",'Wave Areas'!Z98,(IF($B$4=\"S\",'Wave Areas'!L115,(IF($B$4=\"W\",'Wave Areas'!L133,(IF($B$4=\"NW\",'Wave Areas'!Z134,0)))))))))))))))","v":0},null,1.5,{"$f":"S23/($AC$33)","v":0},2.6666666666666666E-3,2.7E-2,7.4999999999999997E-2,8.2333333333333328E-2,4.5333333333333337E-2,1.5333333333333332E-2,3.6666666666666666E-3,6.6666666666666664E-4,0,0,{"$f":"SUM(AF23:AP23)","v":0.252},null,1.5,0,52.70626875,634.59653995738631,1970.2730606971154,2320.3469761874994,1338.0018412500001,467.09083909539464,114.23212895089286,{"$f":"AO23/1004","v":0},0,{"$f":"AQ22/1004","v":1.1022576361221779E-4},6897.2477651140525]
[7855.6640625,2.5,0,{"$f":"A24*($D$16)","v":54902.36328125},65287.709872159088,{"$f":"$A24*($F$16)","v":72973.07632211539},78284.310937499991,81985.406939338223,84617.90563322368,86539.49162946429,0,0,0,524590.26461505075,null,null,null,2.5,{"$f":"IF($B$4=\"SW\",'Wave Areas'!P117,(IF($B$4=\"N\",'Wave Areas'!B80,(IF($B$4=\"NE\",'Wave Areas'!P81,(IF($B$4=\"E\",'Wave Areas'!B98,(IF($B$4=\"SE\",'Wave Areas'!P99,(IF($B$4=\"S\",'Wave Areas'!B116,(IF($B$4=\"W\",'Wave Areas'!B134,(IF($B$4=\"NW\",'Wave Areas'!P135,0)))))))))))))))","v":0},{"$f":"IF($B$4=\"SW\",'Wave Areas'!Q117,(IF($B$4=\"N\",'Wave Areas'!C80,(IF($B$4=\"NE\",'Wave Areas'!Q81,(IF($B$4=\"E\",'Wave Areas'!C98,(IF($B$4=\"SE\",'Wave Areas'!Q99,(IF($B$4=\"S\",'Wave Areas'!C116,(IF($B$4=\"W\",'Wave Areas'!C134,(IF($B$4=\"NW\",'Wave Areas'!Q135,0)))))))))))))))","v":2},{"$f":"IF($B$4=\"SW\",'Wave Areas'!R117,(IF($B$4=\"N\",'Wave Areas'!D80,(IF($B$4=\"NE\",'Wave Areas'!R81,(IF($B$4=\"E\",'Wave Areas'!D98,(IF($B$4=\"SE\",'Wave Areas'!R99,(IF($B$4=\"S\",'Wave Areas'!D116,(IF($B$4=\"W\",'Wave Areas'!D134,(IF($B$4=\"NW\",'Wave Areas'!R135,0)))))))))))))))","v":33},{"$f":"IF($B$4=\"SW\",'Wave Areas'!S117,(IF($B$4=\"N\",'Wave Areas'!E80,(IF($B$4=\"NE\",'Wave Areas'!S81,(IF($B$4=\"E\",'Wave Areas'!E98,(IF($B$4=\"SE\",'Wave Areas'!S99,(IF($B$4=\"S\",'Wave Areas'!E116,(IF($B$4=\"W\",'Wave Areas'!E134,(IF($B$4=\"NW\",'Wave Areas'!S135,0)))))))))))))))","v":140},{"$f":"IF($B$4=\"SW\",'Wave Areas'!T117,(IF($B$4=\"N\",'Wave Areas'!F80,(IF($B$4=\"NE\",'Wave Areas'!T81,(IF($B$4=\"E\",'Wave Areas'!F98,(IF($B$4=\"SE\",'Wave Areas'!T99,(IF($B$4=\"S\",'Wave Areas'!F116,(IF($B$4=\"W\",'Wave Areas'!F134,(IF($B$4=\"NW\",'Wave Areas'!T135,0)))))))))))))))","v":231},{"$f":"IF($B$4=\"SW\",'Wave Areas'!U117,(IF($B$4=\"N\",'Wave Areas'!G80,(IF($B$4=\"NE\",'Wave Areas'!U81,(IF($B$4=\"E\",'Wave Areas'!G98,(IF($B$4=\"SE\",'Wave Areas'!U99,(IF($B$4=\"S\",'Wave Areas'!G116,(IF($B$4=\"W\",'Wave Areas'!G134,(IF($B$4=\"NW\",'Wave Areas'!U135,0)))))))))))))))","v":186},{"$f":"IF($B$4=\"SW\",'Wave Areas'!V117,(IF($B$4=\"N\",'Wave Areas'!H80,(IF($B$4=\"NE\",'Wave Areas'!V81,(IF($B$4=\"E\",'Wave Areas'!H98,(IF($B$4=\"SE\",'Wave Areas'!V99,(IF($B$4=\"S\",'Wave Areas'!H116,(IF($B$4=\"W\",'Wave Areas'!H134,(IF($B$4=\"NW\",'Wave Areas'!V135,0)))))))))))))))","v":86},{"$f":"IF($B$4=\"SW\",'Wave Areas'!W117,(IF($B$4=\"N\",'Wave Areas'!I80,(IF($B$4=\"NE\",'Wave Areas'!W81,(IF($B$4=\"E\",'Wave Areas'!I98,(IF($B$4=\"SE\",'Wave Areas'!W99,(IF($B$4=\"S\",'Wave Areas'!I116,(IF($B$4=\"W\",'Wave Areas'!I134,(IF($B$4=\"NW\",'Wave Areas'!W135,0)))))))))))))))","v":27},{"$f":"IF($B$4=\"SW\",'Wave Areas'!X117,(IF($B$4=\"N\",'Wave Areas'!J80,(IF($B$4=\"NE\",'Wave Areas'!X81,(IF($B$4=\"E\",'Wave Areas'!J98,(IF($B$4=\"SE\",'Wave Areas'!X99,(IF($B$4=\"S\",'Wave Areas'!J116,(IF($B$4=\"W\",'Wave Areas'!J134,(IF($B$4=\"NW\",'Wave Areas'!X135,0)))))))))))))))","v":7},{"$f":"IF($B$4=\"SW\",'Wave Areas'!Y117,(IF($B$4=\"N\",'Wave Areas'!K80,(IF($B$4=\"NE\",'Wave Areas'!Y81,(IF($B$4=\"E\",'Wave Areas'!K98,(IF($B$4=\"SE\",'Wave Areas'!Y99,(IF($B$4=\"S\",'Wave Areas'!K116,(IF($B$4=\"W\",'Wave Areas'!K134,(IF($B$4=\"NW\",'Wave Areas'!Y135,0)))))))))))))))","v":2},{"$f":"IF($B$4=\"SW\",'Wave Areas'!Z117,(IF($B$4=\"N\",'Wave Areas'!L80,(IF($B$4=\"NE\",'Wave Areas'!Z81,(IF($B$4=\"E\",'Wave Areas'!L98,(IF($B$4=\"SE\",'Wave Areas'!Z99,(IF($B$4=\"S\",'Wave Areas'!L116,(IF($B$4=\"W\",'Wave Areas'!L134,(IF($B$4=\"NW\",'Wave Areas'!Z135,0)))))))))))))))","v":0},null,2.5,0,{"$f":"T24/($AC$33)","v":6.6666666666666664E-4},{"$f":"U24/($AC$33)","v":1.0999999999999999E-2},4.6666666666666669E-2,7.6999999999999999E-2,6.2E-2,2.8666666666666667E-2,8.9999999999999993E-3,2.3333333333333335E-3,6.6666666666666664E-4,0,0.23800000000000002,null,2.5,{"$f":"AG24/1004","v":6.6401062416998672E-7},{"$f":"D24*AG24","v":36.601575520833329},718.16480859374997,3405.4102283653851,6027.8919421874989,5083.0952302389696,2425.7132948190788,778.85542466517859,6.6401062416998672E-7,0,2.5099601593625499E-4,18475.732756714733]
[15397.1015625,3.5,0,{"$f":"A25*($D$16)","v":107608.63203125},127963.91134943182,{"$f":"$A25*($F$16)","v":143027.22959134617},153437.24943749997,160691.39760110292,165851.09504111842,169617.40359375,0,0,0,1028196.9186454994,null,null,null,3.5,{"$f":"IF($B$4=\"SW\",'Wave Areas'!P118,(IF($B$4=\"N\",'Wave Areas'!B81,(IF($B$4=\"NE\",'Wave Areas'!P82,(IF($B$4=\"E\",'Wave Areas'!B99,(IF($B$4=\"SE\",'Wave Areas'!P100,(IF($B$4=\"S\",'Wave Areas'!B117,(IF($B$4=\"W\",'Wave Areas'!B135,(IF($B$4=\"NW\",'Wave Areas'!P136,0)))))))))))))))","v":0},{"$f":"IF($B$4=\"SW\",'Wave Areas'!Q118,(IF($B$4=\"N\",'Wave Areas'!C81,(IF($B$4=\"NE\",'Wave Areas'!Q82,(IF($B$4=\"E\",'Wave Areas'!C99,(IF($B$4=\"SE\",'Wave Areas'!Q100,(IF($B$4=\"S\",'Wave Areas'!C117,(IF($B$4=\"W\",'Wave Areas'!C135,(IF($B$4=\"NW\",'Wave Areas'!Q136,0)))))))))))))))","v":0},{"$f":"IF($B$4=\"SW\",'Wave Areas'!R118,(IF($B$4=\"N\",'Wave Areas'!D81,(IF($B$4=\"NE\",'Wave Areas'!R82,(IF($B$4=\"E\",'Wave Areas'!D99,(IF($B$4=\"SE\",'Wave Areas'!R100,(IF($B$4=\"S\",'Wave Areas'!D117,(IF($B$4=\"W\",'Wave Areas'!D135,(IF($B$4=\"NW\",'Wave Areas'!R136,0)))))))))))))))","v":12},{"$f":"IF($B$4=\"SW\",'Wave Areas'!S118,(IF($B$4=\"N\",'Wave Areas'!E81,(IF($B$4=\"NE\",'Wave Areas'!S82,(IF($B$4=\"E\",'Wave Areas'!E99,(IF($B$4=\"SE\",'Wave Areas'!S100,(IF($B$4=\"S\",'Wave Areas'!E117,(IF($B$4=\"W\",'Wave Areas'!E135,(IF($B$4=\"NW\",'Wave Areas'!S136,0)))))))))))))))","v":67},{"$f":"IF($B$4=\"SW\",'Wave Areas'!T118,(IF($B$4=\"N\",'Wave Areas'!F81,(IF($B$4=\"NE\",'Wave Areas'!T82,(IF($B$4=\"E\",'Wave Areas'!F99,(IF($B$4=\"SE\",'Wave Areas'!T100,(IF($B$4=\"S\",'Wave Areas'!F117,(IF($B$4=\"W\",'Wave Areas'!F135,(IF($B$4=\"NW\",'Wave Areas'!T136,0)))))))))))))))","v":143},{"$f":"IF($B$4=\"SW\",'Wave Areas'!U118,(IF($B$4=\"N\",'Wave Areas'!G81,(IF($B$4=\"NE\",'Wave Areas'!U82,(IF($B$4=\"E\",'Wave Areas'!G99,(IF($B$4=\"SE\",'Wave Areas'!U100,(IF($B$4=\"S\",'Wave Areas'!G117,(IF($B$4=\"W\",'Wave Areas'!G135,(IF($B$4=\"NW\",'Wave Areas'!U136,0)))))))))))))))","v":147},{"$f":"IF($B$4=\"SW\",'Wave Areas'!V118,(IF($B$4=\"N\",'Wave Areas'!H81,(IF($B$4=\"NE\",'Wave Areas'!V82,(IF($B$4=\"E\",'Wave Areas'!H99,(IF($B$4=\"SE\",'Wave Areas'!V100,(IF($B$4=\"S\",'Wave Areas'!H117,(IF($B$4=\"W\",'Wave Areas'!H135,(IF($B$4=\"NW\",'Wave Areas'!V136,0)))))))))))))))","v":88},{"$f":"IF($B$4=\"SW\",'Wave Areas'!W118,(IF($B$4=\"N\",'Wave Areas'!I81,(IF($B$4=\"NE\",'Wave Areas'!W82,(IF($B$4=\"E\",'Wave Areas'!I99,(IF($B$4=\"SE\",'Wave Areas'!W100,(IF($B$4=\"S\",'Wave Areas'!I117,(IF($B$4=\"W\",'Wave Areas'!I135,(IF($B$4=\"NW\",'Wave Areas'!W136,0)))))))))))))))","v":34},{"$f":"IF($B$4=\"SW\",'Wave Areas'!X118,(IF($B$4=\"N\",'Wave Areas'!J81,(IF($B$4=\"NE\",'Wave Areas'!X82,(IF($B$4=\"E\",'Wave Areas'!J99,(IF($B$4=\"SE\",'Wave Areas'!X100,(IF($B$4=\"S\",'Wave Areas'!J117,(IF($B$4=\"W\",'Wave Areas'!J135,(IF($B$4=\"NW\",'Wave Areas'!X136,0)))))))))))))))","v":9},{"$f":"IF($B$4=\"SW\",'Wave Areas'!Y118,(IF($B$4=\"N\",'Wave Areas'!K81,(IF($B$4=\"NE\",'Wave Areas'!Y82,(IF($B$4=\"E\",'Wave Areas'!K99,(IF($B$4=\"SE\",'Wave Areas'!Y100,(IF($B$4=\"S\",'Wave Areas'!K117,(IF($B$4=\"W\",'Wave Areas'!K135,(IF($B$4=\"NW\",'Wave Areas'!Y136,0)))))))))))))))","v":3},{"$f":"IF($B$4=\"SW\",'Wave Areas'!Z118,(IF($B$4=\"N\",'Wave Areas'!L81,(IF($B$4=\"NE\",'Wave Areas'!Z82,(IF($B$4=\"E\",'Wave Areas'!L99,(IF($B$4=\"SE\",'Wave Areas'!Z100,(IF($B$4=\"S\",'Wave Areas'!L117,(IF($B$4=\"W\",'Wave Areas'!L135,(IF($B$4=\"NW\",'Wave Areas'!Z136,0)))))))))))))))","v":0},null,3.5,0,0,4.0000000000000001E-3,2.2333333333333334E-2,4.766666666666667E-2,4.9000000000000002E-2,2.9333333333333333E-2,1.1333333333333334E-2,3.0000000000000001E-3,1E-3,0,0.16766666666666669,null,3.5,0,0,511.85564539772724,3194.2747942067313,7313.8422231874993,7873.8784824540435,4864.9654545394733,1922.3305740625001,9.9601593625498007E-7,0,2.3705179282868528E-4,25681.147411895785]
[25452.3515625,4.5,0,{"$f":"A26*($D$16)","v":177883.65703125001},211532.17998579543,{"$f":"$A26*($F$16/2)","v":118216.38364182693},253641.16743749997,265632.71848345589,274162.01425164472,280387.95287946431,0,0,0,1581456.0737109373,null,null,null,4.5,{"$f":"IF($B$4=\"SW\",'Wave Areas'!P119,(IF($B$4=\"N\",'Wave Areas'!B82,(IF($B$4=\"NE\",'Wave Areas'!P83,(IF($B$4=\"E\",'Wave Areas'!B100,(IF($B$4=\"SE\",'Wave Areas'!P101,(IF($B$4=\"S\",'Wave Areas'!B118,(IF($B$4=\"W\",'Wave Areas'!B136,(IF($B$4=\"NW\",'Wave Areas'!P137,0)))))))))))))))","v":0},{"$f":"IF($B$4=\"SW\",'Wave Areas'!Q119,(IF($B$4=\"N\",'Wave Areas'!C82,(IF($B$4=\"NE\",'Wave Areas'!Q83,(IF($B$4=\"E\",'Wave Areas'!C100,(IF($B$4=\"SE\",'Wave Areas'!Q101,(IF($B$4=\"S\",'Wave Areas'!C118,(IF($B$4=\"W\",'Wave Areas'!C136,(IF($B$4=\"NW\",'Wave Areas'!Q137,0)))))))))))))))","v":0},{"$f":"IF($B$4=\"SW\",'Wave Areas'!R119,(IF($B$4=\"N\",'Wave Areas'!D82,(IF($B$4=\"NE\",'Wave Areas'!R83,(IF($B$4=\"E\",'Wave Areas'!D100,(IF($B$4=\"SE\",'Wave Areas'!R101,(IF($B$4=\"S\",'Wave Areas'!D118,(IF($B$4=\"W\",'Wave Areas'!D136,(IF($B$4=\"NW\",'Wave Areas'!R137,0)))))))))))))))","v":4},{"$f":"IF($B$4=\"SW\",'Wave Areas'!S119,(IF($B$4=\"N\",'Wave Areas'!E82,(IF($B$4=\"NE\",'Wave Areas'!S83,(IF($B$4=\"E\",'Wave Areas'!E100,(IF($B$4=\"SE\",'Wave Areas'!S101,(IF($B$4=\"S\",'Wave Areas'!E118,(IF($B$4=\"W\",'Wave Areas'!E136,(IF($B$4=\"NW\",'Wave Areas'!S137,0)))))))))))))))","v":29},{"$f":"IF($B$4=\"SW\",'Wave Areas'!T119,(IF($B$4=\"N\",'Wave Areas'!F82,(IF($B$4=\"NE\",'Wave Areas'!T83,(IF($B$4=\"E\",'Wave Areas'!F100,(IF($B$4=\"SE\",'Wave Areas'!T101,(IF($B$4=\"S\",'Wave Areas'!F118,(IF($B$4=\"W\",'Wave Areas'!F136,(IF($B$4=\"NW\",'Wave Areas'!T137,0)))))))))))))))","v":74},{"$f":"IF($B$4=\"SW\",'Wave Areas'!U119,(IF($B$4=\"N\",'Wave Areas'!G82,(IF($B$4=\"NE\",'Wave Areas'!U83,(IF($B$4=\"E\",'Wave Areas'!G100,(IF($B$4=\"SE\",'Wave Areas'!U101,(IF($B$4=\"S\",'Wave Areas'!G118,(IF($B$4=\"W\",'Wave Areas'!G136,(IF($B$4=\"NW\",'Wave Areas'!U137,0)))))))))))))))","v":93},{"$f":"IF($B$4=\"SW\",'Wave Areas'!V119,(IF($B$4=\"N\",'Wave Areas'!H82,(IF($B$4=\"NE\",'Wave Areas'!V83,(IF($B$4=\"E\",'Wave Areas'!H100,(IF($B$4=\"SE\",'Wave Areas'!V101,(IF($B$4=\"S\",'Wave Areas'!H118,(IF($B$4=\"W\",'Wave Areas'!H136,(IF($B$4=\"NW\",'Wave Areas'!V137,0)))))))))))))))","v":66},{"$f":"IF($B$4=\"SW\",'Wave Areas'!W119,(IF($B$4=\"N\",'Wave Areas'!I82,(IF($B$4=\"NE\",'Wave Areas'!W83,(IF($B$4=\"E\",'Wave Areas'!I100,(IF($B$4=\"SE\",'Wave Areas'!W101,(IF($B$4=\"S\",'Wave Areas'!I118,(IF($B$4=\"W\",'Wave Areas'!I136,(IF($B$4=\"NW\",'Wave Areas'!W137,0)))))))))))))))","v":31},{"$f":"IF($B$4=\"SW\",'Wave Areas'!X119,(IF($B$4=\"N\",'Wave Areas'!J82,(IF($B$4=\"NE\",'Wave Areas'!X83,(IF($B$4=\"E\",'Wave Areas'!J100,(IF($B$4=\"SE\",'Wave Areas'!X101,(IF($B$4=\"S\",'Wave Areas'!J118,(IF($B$4=\"W\",'Wave Areas'!J136,(IF($B$4=\"NW\",'Wave Areas'!X137,0)))))))))))))))","v":9},{"$f":"IF($B$4=\"SW\",'Wave Areas'!Y119,(IF($B$4=\"N\",'Wave Areas'!K82,(IF($B$4=\"NE\",'Wave Areas'!Y83,(IF($B$4=\"E\",'Wave Areas'!K100,(IF($B$4=\"SE\",'Wave Areas'!Y101,(IF($B$4=\"S\",'Wave Areas'!K118,(IF($B$4=\"W\",'Wave Areas'!K136,(IF($B$4=\"NW\",'Wave Areas'!Y137,0)))))))))))))))","v":3},{"$f":"IF($B$4=\"SW\",'Wave Areas'!Z119,(IF($B$4=\"N\",'Wave Areas'!L82,(IF($B$4=\"NE\",'Wave Areas'!Z83,(IF($B$4=\"E\",'Wave Areas'!L100,(IF($B$4=\"SE\",'Wave Areas'!Z101,(IF($B$4=\"S\",'Wave Areas'!L118,(IF($B$4=\"W\",'Wave Areas'!L136,(IF($B$4=\"NW\",'Wave Areas'!Z137,0)))))))))))))))","v":1},null,4.5,0,0,1.3333333333333333E-3,9.6666666666666672E-3,2.4666666666666667E-2,3.1E-2,2.1999999999999999E-2,1.0333333333333333E-2,3.0000000000000001E-3,1E-3,3.3333333333333332E-4,0.10333333333333335,null,4.5,0,0,282.04290664772725,1142.7583752043272,6256.4821301249995,8234.6142729871317,6031.5643135361834,2897.3421797544647,9.9601593625498007E-7,3.3200531208499336E-7,1.6699867197875168E-4,24844.804346581528]
[38021.4140625,5.5,0,0,315992.51578124997,{"$f":"$A27*($F$16)","v":353189.6893990385},378896.06493749993,396809.36958639702,409550.6632648026,418851.13948660716,0,0,0,2273289.4424555954,null,null,null,5.5,{"$f":"IF($B$4=\"SW\",'Wave Areas'!P120,(IF($B$4=\"N\",'Wave Areas'!B83,(IF($B$4=\"NE\",'Wave Areas'!P84,(IF($B$4=\"E\",'Wave Areas'!B101,(IF($B$4=\"SE\",'Wave Areas'!P102,(IF($B$4=\"S\",'Wave Areas'!B119,(IF($B$4=\"W\",'Wave Areas'!B137,(IF($B$4=\"NW\",'Wave Areas'!P138,0)))))))))))))))","v":0},{"$f":"IF($B$4=\"SW\",'Wave Areas'!Q120,(IF($B$4=\"N\",'Wave Areas'!C83,(IF($B$4=\"NE\",'Wave Areas'!Q84,(IF($B$4=\"E\",'Wave Areas'!C101,(IF($B$4=\"SE\",'Wave Areas'!Q102,(IF($B$4=\"S\",'Wave Areas'!C119,(IF($B$4=\"W\",'Wave Areas'!C137,(IF($B$4=\"NW\",'Wave Areas'!Q138,0)))))))))))))))","v":0},{"$f":"IF($B$4=\"SW\",'Wave Areas'!R120,(IF($B$4=\"N\",'Wave Areas'!D83,(IF($B$4=\"NE\",'Wave Areas'!R84,(IF($B$4=\"E\",'Wave Areas'!D101,(IF($B$4=\"SE\",'Wave Areas'!R102,(IF($B$4=\"S\",'Wave Areas'!D119,(IF($B$4=\"W\",'Wave Areas'!D137,(IF($B$4=\"NW\",'Wave Areas'!R138,0)))))))))))))))","v":1},{"$f":"IF($B$4=\"SW\",'Wave Areas'!S120,(IF($B$4=\"N\",'Wave Areas'!E83,(IF($B$4=\"NE\",'Wave Areas'!S84,(IF($B$4=\"E\",'Wave Areas'!E101,(IF($B$4=\"SE\",'Wave Areas'!S102,(IF($B$4=\"S\",'Wave Areas'!E119,(IF($B$4=\"W\",'Wave Areas'!E137,(IF($B$4=\"NW\",'Wave Areas'!S138,0)))))))))))))))","v":11},{"$f":"IF($B$4=\"SW\",'Wave Areas'!T120,(IF($B$4=\"N\",'Wave Areas'!F83,(IF($B$4=\"NE\",'Wave Areas'!T84,(IF($B$4=\"E\",'Wave Areas'!F101,(IF($B$4=\"SE\",'Wave Areas'!T102,(IF($B$4=\"S\",'Wave Areas'!F119,(IF($B$4=\"W\",'Wave Areas'!F137,(IF($B$4=\"NW\",'Wave Areas'!T138,0)))))))))))))))","v":36},{"$f":"IF($B$4=\"SW\",'Wave Areas'!U120,(IF($B$4=\"N\",'Wave Areas'!G83,(IF($B$4=\"NE\",'Wave Areas'!U84,(IF($B$4=\"E\",'Wave Areas'!G101,(IF($B$4=\"SE\",'Wave Areas'!U102,(IF($B$4=\"S\",'Wave Areas'!G119,(IF($B$4=\"W\",'Wave Areas'!G137,(IF($B$4=\"NW\",'Wave Areas'!U138,0)))))))))))))))","v":51},{"$f":"IF($B$4=\"SW\",'Wave Areas'!V120,(IF($B$4=\"N\",'Wave Areas'!H83,(IF($B$4=\"NE\",'Wave Areas'!V84,(IF($B$4=\"E\",'Wave Areas'!H101,(IF($B$4=\"SE\",'Wave Areas'!V102,(IF($B$4=\"S\",'Wave Areas'!H119,(IF($B$4=\"W\",'Wave Areas'!H137,(IF($B$4=\"NW\",'Wave Areas'!V138,0)))))))))))))))","v":43},{"$f":"IF($B$4=\"SW\",'Wave Areas'!W120,(IF($B$4=\"N\",'Wave Areas'!I83,(IF($B$4=\"NE\",'Wave Areas'!W84,(IF($B$4=\"E\",'Wave Areas'!I101,(IF($B$4=\"SE\",'Wave Areas'!W102,(IF($B$4=\"S\",'Wave Areas'!I119,(IF($B$4=\"W\",'Wave Areas'!I137,(IF($B$4=\"NW\",'Wave Areas'!W138,0)))))))))))))))","v":23},{"$f":"IF($B$4=\"SW\",'Wave Areas'!X120,(IF($B$4=\"N\",'Wave Areas'!J83,(IF($B$4=\"NE\",'Wave Areas'!X84,(IF($B$4=\"E\",'Wave Areas'!J101,(IF($B$4=\"SE\",'Wave Areas'!X102,(IF($B$4=\"S\",'Wave Areas'!J119,(IF($B$4=\"W\",'Wave Areas'!J137,(IF($B$4=\"NW\",'Wave Areas'!X138,0)))))))))))))))","v":9},{"$f":"IF($B$4=\"SW\",'Wave Areas'!Y120,(IF($B$4=\"N\",'Wave Areas'!K83,(IF($B$4=\"NE\",'Wave Areas'!Y84,(IF($B$4=\"E\",'Wave Areas'!K101,(IF($B$4=\"SE\",'Wave Areas'!Y102,(IF($B$4=\"S\",'Wave Areas'!K119,(IF($B$4=\"W\",'Wave Areas'!K137,(IF($B$4=\"NW\",'Wave Areas'!Y138,0)))))))))))))))","v":2},{"$f":"IF($B$4=\"SW\",'Wave Areas'!Z120,(IF($B$4=\"N\",'Wave Areas'!L83,(IF($B$4=\"NE\",'Wave Areas'!Z84,(IF($B$4=\"E\",'Wave Areas'!L101,(IF($B$4=\"SE\",'Wave Areas'!Z102,(IF($B$4=\"S\",'Wave Areas'!L119,(IF($B$4=\"W\",'Wave Areas'!L137,(IF($B$4=\"NW\",'Wave Areas'!Z138,0)))))))))))))))","v":0},null,5.5,0,0,3.3333333333333332E-4,3.6666666666666666E-3,1.2E-2,1.7000000000000001E-2,1.4333333333333333E-2,7.6666666666666662E-3,3.0000000000000001E-3,6.6666666666666664E-4,0,5.8666666666666679E-2,null,5.5,0,3.3200531208499336E-7,105.33083859374999,1295.0288611298079,4546.7527792499995,6745.7592829687501,5870.2261734621707,3211.1920693973216,6.6401062416998672E-7,0,1.0292164674634795E-4,21774.290108719466]
[53104.2890625,6.5,0,0,441344.91873579542,{"$f":"$A28*($F$16/2)","v":246648.99796875002},529201.94193749991,554221.35090992646,572017.04208059201,585006.96341517859,0,0,0,2928441.2150477422,null,null,null,6.5,{"$f":"IF($B$4=\"SW\",'Wave Areas'!P121,(IF($B$4=\"N\",'Wave Areas'!B84,(IF($B$4=\"NE\",'Wave Areas'!P85,(IF($B$4=\"E\",'Wave Areas'!B102,(IF($B$4=\"SE\",'Wave Areas'!P103,(IF($B$4=\"S\",'Wave Areas'!B120,(IF($B$4=\"W\",'Wave Areas'!B138,(IF($B$4=\"NW\",'Wave Areas'!P139,0)))))))))))))))","v":0},{"$f":"IF($B$4=\"SW\",'Wave Areas'!Q121,(IF($B$4=\"N\",'Wave Areas'!C84,(IF($B$4=\"NE\",'Wave Areas'!Q85,(IF($B$4=\"E\",'Wave Areas'!C102,(IF($B$4=\"SE\",'Wave Areas'!Q103,(IF($B$4=\"S\",'Wave Areas'!C120,(IF($B$4=\"W\",'Wave Areas'!C138,(IF($B$4=\"NW\",'Wave Areas'!Q139,0)))))))))))))))","v":0},{"$f":"IF($B$4=\"SW\",'Wave Areas'!R121,(IF($B$4=\"N\",'Wave Areas'!D84,(IF($B$4=\"NE\",'Wave Areas'!R85,(IF($B$4=\"E\",'Wave Areas'!D102,(IF($B$4=\"SE\",'Wave Areas'!R103,(IF($B$4=\"S\",'Wave Areas'!D120,(IF($B$4=\"W\",'Wave Areas'!D138,(IF($B$4=\"NW\",'Wave Areas'!R139,0)))))))))))))))","v":0},{"$f":"IF($B$4=\"SW\",'Wave Areas'!S121,(IF($B$4=\"N\",'Wave Areas'!E84,(IF($B$4=\"NE\",'Wave Areas'!S85,(IF($B$4=\"E\",'Wave Areas'!E102,(IF($B$4=\"SE\",'Wave Areas'!S103,(IF($B$4=\"S\",'Wave Areas'!E120,(IF($B$4=\"W\",'Wave Areas'!E138,(IF($B$4=\"NW\",'Wave Areas'!S139,0)))))))))))))))","v":4},{"$f":"IF($B$4=\"SW\",'Wave Areas'!T121,(IF($B$4=\"N\",'Wave Areas'!F84,(IF($B$4=\"NE\",'Wave Areas'!T85,(IF($B$4=\"E\",'Wave Areas'!F102,(IF($B$4=\"SE\",'Wave Areas'!T103,(IF($B$4=\"S\",'Wave Areas'!F120,(IF($B$4=\"W\",'Wave Areas'!F138,(IF($B$4=\"NW\",'Wave Areas'!T139,0)))))))))))))))","v":16},{"$f":"IF($B$4=\"SW\",'Wave Areas'!U121,(IF($B$4=\"N\",'Wave Areas'!G84,(IF($B$4=\"NE\",'Wave Areas'!U85,(IF($B$4=\"E\",'Wave Areas'!G102,(IF($B$4=\"SE\",'Wave Areas'!U103,(IF($B$4=\"S\",'Wave Areas'!G120,(IF($B$4=\"W\",'Wave Areas'!G138,(IF($B$4=\"NW\",'Wave Areas'!U139,0)))))))))))))))","v":28},{"$f":"IF($B$4=\"SW\",'Wave Areas'!V121,(IF($B$4=\"N\",'Wave Areas'!H84,(IF($B$4=\"NE\",'Wave Areas'!V85,(IF($B$4=\"E\",'Wave Areas'!H102,(IF($B$4=\"SE\",'Wave Areas'!V103,(IF($B$4=\"S\",'Wave Areas'!H120,(IF($B$4=\"W\",'Wave Areas'!H138,(IF($B$4=\"NW\",'Wave Areas'!V139,0)))))))))))))))","v":26},{"$f":"IF($B$4=\"SW\",'Wave Areas'!W121,(IF($B$4=\"N\",'Wave Areas'!I84,(IF($B$4=\"NE\",'Wave Areas'!W85,(IF($B$4=\"E\",'Wave Areas'!I102,(IF($B$4=\"SE\",'Wave Areas'!W103,(IF($B$4=\"S\",'Wave Areas'!I120,(IF($B$4=\"W\",'Wave Areas'!I138,(IF($B$4=\"NW\",'Wave Areas'!W139,0)))))))))))))))","v":16},{"$f":"IF($B$4=\"SW\",'Wave Areas'!X121,(IF($B$4=\"N\",'Wave Areas'!J84,(IF($B$4=\"NE\",'Wave Areas'!X85,(IF($B$4=\"E\",'Wave Areas'!J102,(IF($B$4=\"SE\",'Wave Areas'!X103,(IF($B$4=\"S\",'Wave Areas'!J120,(IF($B$4=\"W\",'Wave Areas'!J138,(IF($B$4=\"NW\",'Wave Areas'!X139,0)))))))))))))))","v":7},{"$f":"IF($B$4=\"SW\",'Wave Areas'!Y121,(IF($B$4=\"N\",'Wave Areas'!K84,(IF($B$4=\"NE\",'Wave Areas'!Y85,(IF($B$4=\"E\",'Wave Areas'!K102,(IF($B$4=\"SE\",'Wave Areas'!Y103,(IF($B$4=\"S\",'Wave Areas'!K120,(IF($B$4=\"W\",'Wave Areas'!K138,(IF($B$4=\"NW\",'Wave Areas'!Y139,0)))))))))))))))","v":2},{"$f":"IF($B$4=\"SW\",'Wave Areas'!Z121,(IF($B$4=\"N\",'Wave Areas'!L84,(IF($B$4=\"NE\",'Wave Areas'!Z85,(IF($B$4=\"E\",'Wave Areas'!L102,(IF($B$4=\"SE\",'Wave Areas'!Z103,(IF($B$4=\"S\",'Wave Areas'!L120,(IF($B$4=\"W\",'Wave Areas'!L138,(IF($B$4=\"NW\",'Wave Areas'!Z139,0)))))))))))))))","v":0},null,6.5,0,0,0,1.3333333333333333E-3,5.3333333333333332E-3,9.3333333333333341E-3,8.6666666666666663E-3,5.3333333333333332E-3,2.3333333333333335E-3,6.6666666666666664E-4,0,3.3000000000000002E-2,null,6.5,0,0,0,328.86533062500001,2822.4103569999993,5172.7326084926472,4957.4810313651305,3120.0371382142857,6.6401062416998672E-7,0,5.8432934926958841E-5,16401.526524794008]
[70700.9765625,7.5,0,0,0,{"$f":"$A29*($F$16)","v":656757.6868990385},704558.79843749991,737868.6624540441,761561.15069901303,0,0,0,0,2860746.2984895953,null,null,null,7.5,{"$f":"IF($B$4=\"SW\",'Wave Areas'!P122,(IF($B$4=\"N\",'Wave Areas'!B85,(IF($B$4=\"NE\",'Wave Areas'!P86,(IF($B$4=\"E\",'Wave Areas'!B103,(IF($B$4=\"SE\",'Wave Areas'!P104,(IF($B$4=\"S\",'Wave Areas'!B121,(IF($B$4=\"W\",'Wave Areas'!B139,(IF($B$4=\"NW\",'Wave Areas'!P140,0)))))))))))))))","v":0},{"$f":"IF($B$4=\"SW\",'Wave Areas'!Q122,(IF($B$4=\"N\",'Wave Areas'!C85,(IF($B$4=\"NE\",'Wave Areas'!Q86,(IF($B$4=\"E\",'Wave Areas'!C103,(IF($B$4=\"SE\",'Wave Areas'!Q104,(IF($B$4=\"S\",'Wave Areas'!C121,(IF($B$4=\"W\",'Wave Areas'!C139,(IF($B$4=\"NW\",'Wave Areas'!Q140,0)))))))))))))))","v":0},{"$f":"IF($B$4=\"SW\",'Wave Areas'!R122,(IF($B$4=\"N\",'Wave Areas'!D85,(IF($B$4=\"NE\",'Wave Areas'!R86,(IF($B$4=\"E\",'Wave Areas'!D103,(IF($B$4=\"SE\",'Wave Areas'!R104,(IF($B$4=\"S\",'Wave Areas'!D121,(IF($B$4=\"W\",'Wave Areas'!D139,(IF($B$4=\"NW\",'Wave Areas'!R140,0)))))))))))))))","v":0},{"$f":"IF($B$4=\"SW\",'Wave Areas'!S122,(IF($B$4=\"N\",'Wave Areas'!E85,(IF($B$4=\"NE\",'Wave Areas'!S86,(IF($B$4=\"E\",'Wave Areas'!E103,(IF($B$4=\"SE\",'Wave Areas'!S104,(IF($B$4=\"S\",'Wave Areas'!E121,(IF($B$4=\"W\",'Wave Areas'!E139,(IF($B$4=\"NW\",'Wave Areas'!S140,0)))))))))))))))","v":2},{"$f":"IF($B$4=\"SW\",'Wave Areas'!T122,(IF($B$4=\"N\",'Wave Areas'!F85,(IF($B$4=\"NE\",'Wave Areas'!T86,(IF($B$4=\"E\",'Wave Areas'!F103,(IF($B$4=\"SE\",'Wave Areas'!T104,(IF($B$4=\"S\",'Wave Areas'!F121,(IF($B$4=\"W\",'Wave Areas'!F139,(IF($B$4=\"NW\",'Wave Areas'!T140,0)))))))))))))))","v":7},{"$f":"IF($B$4=\"SW\",'Wave Areas'!U122,(IF($B$4=\"N\",'Wave Areas'!G85,(IF($B$4=\"NE\",'Wave Areas'!U86,(IF($B$4=\"E\",'Wave Areas'!G103,(IF($B$4=\"SE\",'Wave Areas'!U104,(IF($B$4=\"S\",'Wave Areas'!G121,(IF($B$4=\"W\",'Wave Areas'!G139,(IF($B$4=\"NW\",'Wave Areas'!U140,0)))))))))))))))","v":13},{"$f":"IF($B$4=\"SW\",'Wave Areas'!V122,(IF($B$4=\"N\",'Wave Areas'!H85,(IF($B$4=\"NE\",'Wave Areas'!V86,(IF($B$4=\"E\",'Wave Areas'!H103,(IF($B$4=\"SE\",'Wave Areas'!V104,(IF($B$4=\"S\",'Wave Areas'!H121,(IF($B$4=\"W\",'Wave Areas'!H139,(IF($B$4=\"NW\",'Wave Areas'!V140,0)))))))))))))))","v":14},{"$f":"IF($B$4=\"SW\",'Wave Areas'!W122,(IF($B$4=\"N\",'Wave Areas'!I85,(IF($B$4=\"NE\",'Wave Areas'!W86,(IF($B$4=\"E\",'Wave Areas'!I103,(IF($B$4=\"SE\",'Wave Areas'!W104,(IF($B$4=\"S\",'Wave Areas'!I121,(IF($B$4=\"W\",'Wave Areas'!I139,(IF($B$4=\"NW\",'Wave Areas'!W140,0)))))))))))))))","v":10},{"$f":"IF($B$4=\"SW\",'Wave Areas'!X122,(IF($B$4=\"N\",'Wave Areas'!J85,(IF($B$4=\"NE\",'Wave Areas'!X86,(IF($B$4=\"E\",'Wave Areas'!J103,(IF($B$4=\"SE\",'Wave Areas'!X104,(IF($B$4=\"S\",'Wave Areas'!J121,(IF($B$4=\"W\",'Wave Areas'!J139,(IF($B$4=\"NW\",'Wave Areas'!X140,0)))))))))))))))","v":4},{"$f":"IF($B$4=\"SW\",'Wave Areas'!Y122,(IF($B$4=\"N\",'Wave Areas'!K85,(IF($B$4=\"NE\",'Wave Areas'!Y86,(IF($B$4=\"E\",'Wave Areas'!K103,(IF($B$4=\"SE\",'Wave Areas'!Y104,(IF($B$4=\"S\",'Wave Areas'!K121,(IF($B$4=\"W\",'Wave Areas'!K139,(IF($B$4=\"NW\",'Wave Areas'!Y140,0)))))))))))))))","v":1},{"$f":"IF($B$4=\"SW\",'Wave Areas'!Z122,(IF($B$4=\"N\",'Wave Areas'!L85,(IF($B$4=\"NE\",'Wave Areas'!Z86,(IF($B$4=\"E\",'Wave Areas'!L103,(IF($B$4=\"SE\",'Wave Areas'!Z104,(IF($B$4=\"S\",'Wave Areas'!L121,(IF($B$4=\"W\",'Wave Areas'!L139,(IF($B$4=\"NW\",'Wave Areas'!Z140,0)))))))))))))))","v":0},null,7.5,0,0,0,6.6666666666666664E-4,2.3333333333333335E-3,4.3333333333333331E-3,4.6666666666666671E-3,3.3333333333333335E-3,1.3333333333333333E-3,3.3333333333333332E-4,0,1.7000000000000001E-2,null,7.5,0,0,{"$f":"AI29/1004","v":6.6401062416998672E-7},437.83845793269234,1643.9705296874999,3197.4308706341908,3553.9520365953945,{"$f":"AN29/1004","v":1.3280212483399734E-6},3.3200531208499336E-7,0,3.2868525896414345E-5,8833.1919300423397]
[90811.4765625,8.5,0,0,0,{"$f":"$A30*($F$16)","v":843568.76228365384},904966.63443749992,947751.30421874998,978182.9891200657,0,0,0,0,3674469.6900599697,null,null,null,8.5,{"$f":"IF($B$4=\"SW\",'Wave Areas'!P123,(IF($B$4=\"N\",'Wave Areas'!B86,(IF($B$4=\"NE\",'Wave Areas'!P87,(IF($B$4=\"E\",'Wave Areas'!B104,(IF($B$4=\"SE\",'Wave Areas'!P105,(IF($B$4=\"S\",'Wave Areas'!B122,(IF($B$4=\"W\",'Wave Areas'!B140,(IF($B$4=\"NW\",'Wave Areas'!P141,0)))))))))))))))","v":0},{"$f":"IF($B$4=\"SW\",'Wave Areas'!Q123,(IF($B$4=\"N\",'Wave Areas'!C86,(IF($B$4=\"NE\",'Wave Areas'!Q87,(IF($B$4=\"E\",'Wave Areas'!C104,(IF($B$4=\"SE\",'Wave Areas'!Q105,(IF($B$4=\"S\",'Wave Areas'!C122,(IF($B$4=\"W\",'Wave Areas'!C140,(IF($B$4=\"NW\",'Wave Areas'!Q141,0)))))))))))))))","v":0},{"$f":"IF($B$4=\"SW\",'Wave Areas'!R123,(IF($B$4=\"N\",'Wave Areas'!D86,(IF($B$4=\"NE\",'Wave Areas'!R87,(IF($B$4=\"E\",'Wave Areas'!D104,(IF($B$4=\"SE\",'Wave Areas'!R105,(IF($B$4=\"S\",'Wave Areas'!D122,(IF($B$4=\"W\",'Wave Areas'!D140,(IF($B$4=\"NW\",'Wave Areas'!R141,0)))))))))))))))","v":0},{"$f":"IF($B$4=\"SW\",'Wave Areas'!S123,(IF($B$4=\"N\",'Wave Areas'!E86,(IF($B$4=\"NE\",'Wave Areas'!S87,(IF($B$4=\"E\",'Wave Areas'!E104,(IF($B$4=\"SE\",'Wave Areas'!S105,(IF($B$4=\"S\",'Wave Areas'!E122,(IF($B$4=\"W\",'Wave Areas'!E140,(IF($B$4=\"NW\",'Wave Areas'!S141,0)))))))))))))))","v":0},{"$f":"IF($B$4=\"SW\",'Wave Areas'!T123,(IF($B$4=\"N\",'Wave Areas'!F86,(IF($B$4=\"NE\",'Wave Areas'!T87,(IF($B$4=\"E\",'Wave Areas'!F104,(IF($B$4=\"SE\",'Wave Areas'!T105,(IF($B$4=\"S\",'Wave Areas'!F122,(IF($B$4=\"W\",'Wave Areas'!F140,(IF($B$4=\"NW\",'Wave Areas'!T141,0)))))))))))))))","v":3},{"$f":"IF($B$4=\"SW\",'Wave Areas'!U123,(IF($B$4=\"N\",'Wave Areas'!G86,(IF($B$4=\"NE\",'Wave Areas'!U87,(IF($B$4=\"E\",'Wave Areas'!G104,(IF($B$4=\"SE\",'Wave Areas'!U105,(IF($B$4=\"S\",'Wave Areas'!G122,(IF($B$4=\"W\",'Wave Areas'!G140,(IF($B$4=\"NW\",'Wave Areas'!U141,0)))))))))))))))","v":7},{"$f":"IF($B$4=\"SW\",'Wave Areas'!V123,(IF($B$4=\"N\",'Wave Areas'!H86,(IF($B$4=\"NE\",'Wave Areas'!V87,(IF($B$4=\"E\",'Wave Areas'!H104,(IF($B$4=\"SE\",'Wave Areas'!V105,(IF($B$4=\"S\",'Wave Areas'!H122,(IF($B$4=\"W\",'Wave Areas'!H140,(IF($B$4=\"NW\",'Wave Areas'!V141,0)))))))))))))))","v":7},{"$f":"IF($B$4=\"SW\",'Wave Areas'!W123,(IF($B$4=\"N\",'Wave Areas'!I86,(IF($B$4=\"NE\",'Wave Areas'!W87,(IF($B$4=\"E\",'Wave Areas'!I104,(IF($B$4=\"SE\",'Wave Areas'!W105,(IF($B$4=\"S\",'Wave Areas'!I122,(IF($B$4=\"W\",'Wave Areas'!I140,(IF($B$4=\"NW\",'Wave Areas'!W141,0)))))))))))))))","v":7},{"$f":"IF($B$4=\"SW\",'Wave Areas'!X123,(IF($B$4=\"N\",'Wave Areas'!J86,(IF($B$4=\"NE\",'Wave Areas'!X87,(IF($B$4=\"E\",'Wave Areas'!J104,(IF($B$4=\"SE\",'Wave Areas'!X105,(IF($B$4=\"S\",'Wave Areas'!J122,(IF($B$4=\"W\",'Wave Areas'!J140,(IF($B$4=\"NW\",'Wave Areas'!X141,0)))))))))))))))","v":3},{"$f":"IF($B$4=\"SW\",'Wave Areas'!Y123,(IF($B$4=\"N\",'Wave Areas'!K86,(IF($B$4=\"NE\",'Wave Areas'!Y87,(IF($B$4=\"E\",'Wave Areas'!K104,(IF($B$4=\"SE\",'Wave Areas'!Y105,(IF($B$4=\"S\",'Wave Areas'!K122,(IF($B$4=\"W\",'Wave Areas'!K140,(IF($B$4=\"NW\",'Wave Areas'!Y141,0)))))))))))))))","v":1},{"$f":"IF($B$4=\"SW\",'Wave Areas'!Z123,(IF($B$4=\"N\",'Wave Areas'!L86,(IF($B$4=\"NE\",'Wave Areas'!Z87,(IF($B$4=\"E\",'Wave Areas'!L104,(IF($B$4=\"SE\",'Wave Areas'!Z105,(IF($B$4=\"S\",'Wave Areas'!L122,(IF($B$4=\"W\",'Wave Areas'!L140,(IF($B$4=\"NW\",'Wave Areas'!Z141,0)))))))))))))))","v":0},null,8.5,0,0,0,0,1E-3,2.3333333333333335E-3,2.3333333333333335E-3,2.3333333333333335E-3,1E-3,3.3333333333333332E-4,0,9.3333333333333341E-3,null,8.5,0,0,{"$f":"AI30/1004","v":0},0,904.96663443749992,2211.4197098437503,2282.4269746134869,{"$f":"AN30/1004","v":9.9601593625498007E-7},3.3200531208499336E-7,0,1.6932270916334664E-5,5398.8133371550302]
[113435.7890625,9.5,0,0,0,0,1130425.4499374998,1183869.276204044,0,0,0,0,0,2314294.7261415441,null,null,null,9.5,{"$f":"IF($B$4=\"SW\",'Wave Areas'!P124,(IF($B$4=\"N\",'Wave Areas'!B87,(IF($B$4=\"NE\",'Wave Areas'!P88,(IF($B$4=\"E\",'Wave Areas'!B105,(IF($B$4=\"SE\",'Wave Areas'!P106,(IF($B$4=\"S\",'Wave Areas'!B123,(IF($B$4=\"W\",'Wave Areas'!B141,(IF($B$4=\"NW\",'Wave Areas'!P142,0)))))))))))))))","v":0},{"$f":"IF($B$4=\"SW\",'Wave Areas'!Q124,(IF($B$4=\"N\",'Wave Areas'!C87,(IF($B$4=\"NE\",'Wave Areas'!Q88,(IF($B$4=\"E\",'Wave Areas'!C105,(IF($B$4=\"SE\",'Wave Areas'!Q106,(IF($B$4=\"S\",'Wave Areas'!C123,(IF($B$4=\"W\",'Wave Areas'!C141,(IF($B$4=\"NW\",'Wave Areas'!Q142,0)))))))))))))))","v":0},{"$f":"IF($B$4=\"SW\",'Wave Areas'!R124,(IF($B$4=\"N\",'Wave Areas'!D87,(IF($B$4=\"NE\",'Wave Areas'!R88,(IF($B$4=\"E\",'Wave Areas'!D105,(IF($B$4=\"SE\",'Wave Areas'!R106,(IF($B$4=\"S\",'Wave Areas'!D123,(IF($B$4=\"W\",'Wave Areas'!D141,(IF($B$4=\"NW\",'Wave Areas'!R142,0)))))))))))))))","v":0},{"$f":"IF($B$4=\"SW\",'Wave Areas'!S124,(IF($B$4=\"N\",'Wave Areas'!E87,(IF($B$4=\"NE\",'Wave Areas'!S88,(IF($B$4=\"E\",'Wave Areas'!E105,(IF($B$4=\"SE\",'Wave Areas'!S106,(IF($B$4=\"S\",'Wave Areas'!E123,(IF($B$4=\"W\",'Wave Areas'!E141,(IF($B$4=\"NW\",'Wave Areas'!S142,0)))))))))))))))","v":0},{"$f":"IF($B$4=\"SW\",'Wave Areas'!T124,(IF($B$4=\"N\",'Wave Areas'!F87,(IF($B$4=\"NE\",'Wave Areas'!T88,(IF($B$4=\"E\",'Wave Areas'!F105,(IF($B$4=\"SE\",'Wave Areas'!T106,(IF($B$4=\"S\",'Wave Areas'!F123,(IF($B$4=\"W\",'Wave Areas'!F141,(IF($B$4=\"NW\",'Wave Areas'!T142,0)))))))))))))))","v":3},{"$f":"IF($B$4=\"SW\",'Wave Areas'!U124,(IF($B$4=\"N\",'Wave Areas'!G87,(IF($B$4=\"NE\",'Wave Areas'!U88,(IF($B$4=\"E\",'Wave Areas'!G105,(IF($B$4=\"SE\",'Wave Areas'!U106,(IF($B$4=\"S\",'Wave Areas'!G123,(IF($B$4=\"W\",'Wave Areas'!G141,(IF($B$4=\"NW\",'Wave Areas'!U142,0)))))))))))))))","v":4},{"$f":"IF($B$4=\"SW\",'Wave Areas'!V124,(IF($B$4=\"N\",'Wave Areas'!H87,(IF($B$4=\"NE\",'Wave Areas'!V88,(IF($B$4=\"E\",'Wave Areas'!H105,(IF($B$4=\"SE\",'Wave Areas'!V106,(IF($B$4=\"S\",'Wave Areas'!H123,(IF($B$4=\"W\",'Wave Areas'!H141,(IF($B$4=\"NW\",'Wave Areas'!V142,0)))))))))))))))","v":5},{"$f":"IF($B$4=\"SW\",'Wave Areas'!W124,(IF($B$4=\"N\",'Wave Areas'!I87,(IF($B$4=\"NE\",'Wave Areas'!W88,(IF($B$4=\"E\",'Wave Areas'!I105,(IF($B$4=\"SE\",'Wave Areas'!W106,(IF($B$4=\"S\",'Wave Areas'!I123,(IF($B$4=\"W\",'Wave Areas'!I141,(IF($B$4=\"NW\",'Wave Areas'!W142,0)))))))))))))))","v":3},{"$f":"IF($B$4=\"SW\",'Wave Areas'!X124,(IF($B$4=\"N\",'Wave Areas'!J87,(IF($B$4=\"NE\",'Wave Areas'!X88,(IF($B$4=\"E\",'Wave Areas'!J105,(IF($B$4=\"SE\",'Wave Areas'!X106,(IF($B$4=\"S\",'Wave Areas'!J123,(IF($B$4=\"W\",'Wave Areas'!J141,(IF($B$4=\"NW\",'Wave Areas'!X142,0)))))))))))))))","v":2},{"$f":"IF($B$4=\"SW\",'Wave Areas'!Y124,(IF($B$4=\"N\",'Wave Areas'!K87,(IF($B$4=\"NE\",'Wave Areas'!Y88,(IF($B$4=\"E\",'Wave Areas'!K105,(IF($B$4=\"SE\",'Wave Areas'!Y106,(IF($B$4=\"S\",'Wave Areas'!K123,(IF($B$4=\"W\",'Wave Areas'!K141,(IF($B$4=\"NW\",'Wave Areas'!Y142,0)))))))))))))))","v":1},{"$f":"IF($B$4=\"SW\",'Wave Areas'!Z124,(IF($B$4=\"N\",'Wave Areas'!L87,(IF($B$4=\"NE\",'Wave Areas'!Z88,(IF($B$4=\"E\",'Wave Areas'!L105,(IF($B$4=\"SE\",'Wave Areas'!Z106,(IF($B$4=\"S\",'Wave Areas'!L123,(IF($B$4=\"W\",'Wave Areas'!L141,(IF($B$4=\"NW\",'Wave Areas'!Z142,0)))))))))))))))","v":0},null,9.5,0,0,0,0,1E-3,1.3333333333333333E-3,1.6666666666666668E-3,1E-3,6.6666666666666664E-4,3.3333333333333332E-4,0,6.0000000000000001E-3,null,9.5,0,0,{"$f":"AI31/1004","v":0},{"$f":"AJ31/1004","v":9.9601593625498007E-7},{"$f":"G31*AJ31","v":1130.4254499374999},{"$f":"H31*AK31","v":1578.4923682720587},{"$f":"AM31/1004","v":9.9601593625498007E-7},{"$f":"AN31/1004","v":6.6401062416998672E-7},3.3200531208499336E-7,0,9.2961487383798149E-6,2708.9178304937545]
[138573.9140625,10.5,0,0,0,0,0,0,0,0,0,0,0,0,null,null,null,10.5,{"$f":"IF($B$4=\"SW\",'Wave Areas'!P125,(IF($B$4=\"N\",'Wave Areas'!B88,(IF($B$4=\"NE\",'Wave Areas'!P89,(IF($B$4=\"E\",'Wave Areas'!B106,(IF($B$4=\"SE\",'Wave Areas'!P107,(IF($B$4=\"S\",'Wave Areas'!B124,(IF($B$4=\"W\",'Wave Areas'!B142,(IF($B$4=\"NW\",'Wave Areas'!P143,0)))))))))))))))","v":0},{"$f":"IF($B$4=\"SW\",'Wave Areas'!Q125,(IF($B$4=\"N\",'Wave Areas'!C88,(IF($B$4=\"NE\",'Wave Areas'!Q89,(IF($B$4=\"E\",'Wave Areas'!C106,(IF($B$4=\"SE\",'Wave Areas'!Q107,(IF($B$4=\"S\",'Wave Areas'!C124,(IF($B$4=\"W\",'Wave Areas'!C142,(IF($B$4=\"NW\",'Wave Areas'!Q143,0)))))))))))))))","v":0},{"$f":"IF($B$4=\"SW\",'Wave Areas'!R125,(IF($B$4=\"N\",'Wave Areas'!D88,(IF($B$4=\"NE\",'Wave Areas'!R89,(IF($B$4=\"E\",'Wave Areas'!D106,(IF($B$4=\"SE\",'Wave Areas'!R107,(IF($B$4=\"S\",'Wave Areas'!D124,(IF($B$4=\"W\",'Wave Areas'!D142,(IF($B$4=\"NW\",'Wave Areas'!R143,0)))))))))))))))","v":0},{"$f":"IF($B$4=\"SW\",'Wave Areas'!S125,(IF($B$4=\"N\",'Wave Areas'!E88,(IF($B$4=\"NE\",'Wave Areas'!S89,(IF($B$4=\"E\",'Wave Areas'!E106,(IF($B$4=\"SE\",'Wave Areas'!S107,(IF($B$4=\"S\",'Wave Areas'!E124,(IF($B$4=\"W\",'Wave Areas'!E142,(IF($B$4=\"NW\",'Wave Areas'!S143,0)))))))))))))))","v":0},{"$f":"IF($B$4=\"SW\",'Wave Areas'!T125,(IF($B$4=\"N\",'Wave Areas'!F88,(IF($B$4=\"NE\",'Wave Areas'!T89,(IF($B$4=\"E\",'Wave Areas'!F106,(IF($B$4=\"SE\",'Wave Areas'!T107,(IF($B$4=\"S\",'Wave Areas'!F124,(IF($B$4=\"W\",'Wave Areas'!F142,(IF($B$4=\"NW\",'Wave Areas'!T143,0)))))))))))))))","v":0},{"$f":"IF($B$4=\"SW\",'Wave Areas'!U125,(IF($B$4=\"N\",'Wave Areas'!G88,(IF($B$4=\"NE\",'Wave Areas'!U89,(IF($B$4=\"E\",'Wave Areas'!G106,(IF($B$4=\"SE\",'Wave Areas'!U107,(IF($B$4=\"S\",'Wave Areas'!G124,(IF($B$4=\"W\",'Wave Areas'!G142,(IF($B$4=\"NW\",'Wave Areas'!U143,0)))))))))))))))","v":4},{"$f":"IF($B$4=\"SW\",'Wave Areas'!V125,(IF($B$4=\"N\",'Wave Areas'!H88,(IF($B$4=\"NE\",'Wave Areas'!V89,(IF($B$4=\"E\",'Wave Areas'!H106,(IF($B$4=\"SE\",'Wave Areas'!V107,(IF($B$4=\"S\",'Wave Areas'!H124,(IF($B$4=\"W\",'Wave Areas'!H142,(IF($B$4=\"NW\",'Wave Areas'!V143,0)))))))))))))))","v":4},{"$f":"IF($B$4=\"SW\",'Wave Areas'!W125,(IF($B$4=\"N\",'Wave Areas'!I88,(IF($B$4=\"NE\",'Wave Areas'!W89,(IF($B$4=\"E\",'Wave Areas'!I106,(IF($B$4=\"SE\",'Wave Areas'!W107,(IF($B$4=\"S\",'Wave Areas'!I124,(IF($B$4=\"W\",'Wave Areas'!I142,(IF($B$4=\"NW\",'Wave Areas'!W143,0)))))))))))))))","v":4},{"$f":"IF($B$4=\"SW\",'Wave Areas'!X125,(IF($B$4=\"N\",'Wave Areas'!J88,(IF($B$4=\"NE\",'Wave Areas'!X89,(IF($B$4=\"E\",'Wave Areas'!J106,(IF($B$4=\"SE\",'Wave Areas'!X107,(IF($B$4=\"S\",'Wave Areas'!J124,(IF($B$4=\"W\",'Wave Areas'!J142,(IF($B$4=\"NW\",'Wave Areas'!X143,0)))))))))))))))","v":1},{"$f":"IF($B$4=\"SW\",'Wave Areas'!Y125,(IF($B$4=\"N\",'Wave Areas'!K88,(IF($B$4=\"NE\",'Wave Areas'!Y89,(IF($B$4=\"E\",'Wave Areas'!K106,(IF($B$4=\"SE\",'Wave Areas'!Y107,(IF($B$4=\"S\",'Wave Areas'!K124,(IF($B$4=\"W\",'Wave Areas'!K142,(IF($B$4=\"NW\",'Wave Areas'!Y143,0)))))))))))))))","v":0},{"$f":"IF($B$4=\"SW\",'Wave Areas'!Z125,(IF($B$4=\"N\",'Wave Areas'!L88,(IF($B$4=\"NE\",'Wave Areas'!Z89,(IF($B$4=\"E\",'Wave Areas'!L106,(IF($B$4=\"SE\",'Wave Areas'!Z107,(IF($B$4=\"S\",'Wave Areas'!L124,(IF($B$4=\"W\",'Wave Areas'!L142,(IF($B$4=\"NW\",'Wave Areas'!Z143,0)))))))))))))))","v":0},null,10.5,{"$f":"S32/($AC$33)","v":0},0,0,0,0,1.3333333333333333E-3,1.3333333333333333E-3,1.3333333333333333E-3,3.3333333333333332E-4,0,0,4.3333333333333331E-3,null,10.5,0,0,{"$f":"AI32/1004","v":0},{"$f":"AJ32/1004","v":0},{"$f":"AK32/1004","v":1.3280212483399734E-6},{"$f":"AL32/1004","v":1.3280212483399734E-6},{"$f":"AM32/1004","v":1.3280212483399734E-6},{"$f":"AN32/1004","v":3.3200531208499336E-7},0,0,5.9760956175298809E-6,1.0292164674634794E-5]
["Sub Totals",null,{"$f":"SUM(C22:C32)","v":17165.748214285715},362355.59765625,1188236.3196732954,2463571.0566346156,4164725.341874999,4361623.6491727941,3276405.3061184208,1571557.1679910715,0,0,0,{"$f":"SUM(N22:N31)","v":17405640.18733573},"Total",null,null,"Total Occurences",null,null,null,null,null,null,null,null,null,null,{"$f":"SUM(S22:AC32)","v":3000},null,null,null,null,null,null,null,null,null,null,null,null,null,null,null,"Sub Totals",{"$f":"SUM(AT22:AT32)","v":0.57219227115348137},109.80472689450532,2336.4295112890104,11888.287108219574,33034.935426140524,41457.287443653389,30453.420120350351,12043.989518364699,4.9800796812748997E-6,3.3200531208499336E-7,9.9169986719787532E-4,{"$f":"SUM(BE22:BE31)","v":131324.72703390301},"Total"]
[]
[null,null,null,null,null,null,null,null,null,null,null,null,null,null,null,null,null,null,null,null,null,null,null,null,null,null,null,null,null,null,null,null,null,null,null,null,null,null,null,null,null,null,null,null,null,null,null,null,null,null,null,null,null,null,null,null,"Min","Max"]
[null,null,null,null,null,null,null,null,null,null,null,null,null,null,null,null,null,null,null,null,null,null,null,null,null,null,null,null,null,null,null,null,null,null,null,null,null,null,null,null,null,null,null,null,null,null,null,null,null,null,null,null,null,"Relevant Wave Heights",null,null,{"$f":"IF((AND($B$6>AS22,$B$6<AS23)),AS22,(IF((AND($B$6>AS23,$B$6<AS24)),AS23,(IF((AND($B$6>AS24,$B$6<AS25)),AS24,(IF((AND($B$6>AS25,$B$6<AS26)),AS25,(IF((AND($B$6>AS26,$B$6<AS27)),AS26,(IF((AND($B$6>AS27,$B$6<AS28)),AS27,(IF((AND($B$6>AS28,$B$6<AS29)),AS28,(IF((AND($B$6>AS29,$B$6<AS30)),AS29,(IF((AND($B$6>AS30,$B$6<AS31)),AS30,(IF((AND($B$6>AS31,$B$6<AS32)),AS31,(IF($B$6>AS32,AS32,\"\")))))))))))))))))))))","v":1.5},{"$f":"IF((AND($B$6>AS22,$B$6<AS23)),AS23,(IF((AND($B$6>AS23,$B$6<AS24)),AS24,(IF((AND($B$6>AS24,$B$6<AS25)),AS25,(IF((AND($B$6>AS25,$B$6<AS26)),AS26,(IF((AND($B$6>AS26,$B$6<AS27)),AS27,(IF((AND($B$6>AS27,$B$6<AS28)),AS28,(IF((AND($B$6>AS28,$B$6<AS29)),AS29,(IF((AND($B$6>AS29,$B$6<AS30)),AS30,(IF((AND($B$6>AS30,$B$6<AS31)),AS31,(IF((AND($B$6>AS31,$B$6<AS32)),AS32,(IF($B$6>AS32,AS32,\"\")))))))))))))))))))))","v":2.5}]
[null,null,null,null,null,null,null,null,null,null,null,null,null,null,null,null,null,null,null,null,null,null,null,null,null,null,null,null,null,null,null,null,null,null,null,null,null,null,null,null,null,null,null,null,null,null,null,null,null,null,null,null,null,"Relevant Power (kW/m)",null,null,{"$f":"(((($B$6-BE36)*((VLOOKUP(BF36,AS22:BE32,13,FALSE))-(VLOOKUP(BE36,AS22:BE32,13,FALSE))))/(BF36-BE36))+(VLOOKUP(BE36,AS22:BE32,13,FALSE)))*0.001","v":8.0550962642741215}]
[]
["Deep"]
[]
["Wave Velocity C","(m/s)",{"$f":"(C42/C43)","v":5.0344574780058648},6.4728739002932549,7.9112903225806459,9.3497067448680351,10.788123167155426,12.226539589442817,13.664956011730204,15.103372434017595,16.541788856304986,17.980205278592376,19.418621700879768]
["Wave Length (λ)","(m)",{"$f":"(9.81/(2*3.41))*C43^2","v":17.620601173020528},29.127932551319649,43.512096774193552,60.773093841642229,80.910923753665699,103.92558651026394,129.81708211143695,158.58541055718476,190.23057184750735,224.75256598240469,262.15139296187687]
["Wave Period (T)","(s)",3.5,4.5,5.5,6.5,7.5,8.5,9.5,10.5,11.5,12.5,13.5]
[]
["Energy","Wave Height (Hs)","Power",null,null,null,null,null,null,null,null,null,null,"Total Power",null,null,null,"North Sea Area 10",null,null,null,null,null,null,null,null,null,null,null,null,"North Sea Area 10",null,null,null,null,null,null,null,null,null,null,null,null,null,"North Sea Area 10"]
["(J)","(m)","(W/m)",null,null,null,null,null,null,null,null,null,null,"(W/m)",null,null,null,"Number of Occurences",null,null,null,null,null,null,null,null,null,null,null,null,"Percentage of Occurences",null,null,null,null,null,null,null,null,null,null,null,null,null,"Annual Power (W/m)",null,null,null,null,null,null,null,null,null,null,null,"Total Power"]
[{"$f":"(1025*9.81*B47^2)/8","v":314.2265625},0.5,{"$f":"$A47*($C$41)/2","v":790.98013368310114},{"$f":"$A47*($D$41)/2","v":1016.9744575925586},{"$f":"$A47*($E$41)/2","v":1242.9687815020163},{"$f":"$A47*($F$41)/2","v":1468.9631054114736},{"$f":"$A47*($G$41)/2","v":1694.9574293209312},{"$f":"$A47*($H$41)/2","v":1920.9517532303889},0,0,0,0,0,{"$f":"SUM(C47:M47)","v":8135.7956607404703},null,null,null,"Hs                      T",3.5,4.5,5.5,6.5,7.5,8.5,9.5,10.5,11.5,12.5,13.5,null,"Hs                 T",3.5,4.5,5.5,6.5,7.5,8.5,9.5,10.5,11.5,12.5,13.5,"Availability",null,"Hs           T",3.5,4.5,5.5,6.5,7.5,8.5,9.5,10.5,11.5,12.5,13.5,"(W/m)"]
[2828.0390625,1.5,{"$f":"$B48*($C$16/2)","v":4.0971428571428579},{"$f":"$A48*($D$41)/2","v":9152.7701183330282},11186.719033518146,13220.667948703262,15254.616863888381,{"$f":"$A48*($G$41)/2","v":15254.616863888381},{"$f":"$A48*($I$41)/2","v":19322.514694258614},{"$f":"$A48*($J$41)/2","v":21356.46360944373},0,0,0,104752.46627489068,null,null,null,0.5,{"$f":"IF($B$4=\"SW\",'Wave Areas'!P115,(IF($B$4=\"N\",'Wave Areas'!B78,(IF($B$4=\"NE\",'Wave Areas'!P79,(IF($B$4=\"E\",'Wave Areas'!B96,(IF($B$4=\"SE\",'Wave Areas'!P97,(IF($B$4=\"S\",'Wave Areas'!B114,(IF($B$4=\"W\",'Wave Areas'!B132,(IF($B$4=\"NW\",'Wave Areas'!P133,0)))))))))))))))","v":1},{"$f":"IF($B$4=\"SW\",'Wave Areas'!Q115,(IF($B$4=\"N\",'Wave Areas'!C78,(IF($B$4=\"NE\",'Wave Areas'!Q79,(IF($B$4=\"E\",'Wave Areas'!C96,(IF($B$4=\"SE\",'Wave Areas'!Q97,(IF($B$4=\"S\",'Wave Areas'!C114,(IF($B$4=\"W\",'Wave Areas'!C132,(IF($B$4=\"NW\",'Wave Areas'!Q133,0)))))))))))))))","v":28},{"$f":"IF($B$4=\"SW\",'Wave Areas'!R115,(IF($B$4=\"N\",'Wave Areas'!D78,(IF($B$4=\"NE\",'Wave Areas'!R79,(IF($B$4=\"E\",'Wave Areas'!D96,(IF($B$4=\"SE\",'Wave Areas'!R97,(IF($B$4=\"S\",'Wave Areas'!D114,(IF($B$4=\"W\",'Wave Areas'!D132,(IF($B$4=\"NW\",'Wave Areas'!R133,0)))))))))))))))","v":97},{"$f":"IF($B$4=\"SW\",'Wave Areas'!S115,(IF($B$4=\"N\",'Wave Areas'!E78,(IF($B$4=\"NE\",'Wave Areas'!S79,(IF($B$4=\"E\",'Wave Areas'!E96,(IF($B$4=\"SE\",'Wave Areas'!S97,(IF($B$4=\"S\",'Wave Areas'!E114,(IF($B$4=\"W\",'Wave Areas'!E132,(IF($B$4=\"NW\",'Wave Areas'!S133,0)))))))))))))))","v":117},{"$f":"IF($B$4=\"SW\",'Wave Areas'!T115,(IF($B$4=\"N\",'Wave Areas'!F78,(IF($B$4=\"NE\",'Wave Areas'!T79,(IF($B$4=\"E\",'Wave Areas'!F96,(IF($B$4=\"SE\",'Wave Areas'!T97,(IF($B$4=\"S\",'Wave Areas'!F114,(IF($B$4=\"W\",'Wave Areas'!F132,(IF($B$4=\"NW\",'Wave Areas'!T133,0)))))))))))))))","v":65},{"$f":"IF($B$4=\"SW\",'Wave Areas'!U115,(IF($B$4=\"N\",'Wave Areas'!G78,(IF($B$4=\"NE\",'Wave Areas'!U79,(IF($B$4=\"E\",'Wave Areas'!G96,(IF($B$4=\"SE\",'Wave Areas'!U97,(IF($B$4=\"S\",'Wave Areas'!G114,(IF($B$4=\"W\",'Wave Areas'!G132,(IF($B$4=\"NW\",'Wave Areas'!U133,0)))))))))))))))","v":20},{"$f":"IF($B$4=\"SW\",'Wave Areas'!V115,(IF($B$4=\"N\",'Wave Areas'!H78,(IF($B$4=\"NE\",'Wave Areas'!V79,(IF($B$4=\"E\",'Wave Areas'!H96,(IF($B$4=\"SE\",'Wave Areas'!V97,(IF($B$4=\"S\",'Wave Areas'!H114,(IF($B$4=\"W\",'Wave Areas'!H132,(IF($B$4=\"NW\",'Wave Areas'!V133,0)))))))))))))))","v":4},{"$f":"IF($B$4=\"SW\",'Wave Areas'!W115,(IF($B$4=\"N\",'Wave Areas'!I78,(IF($B$4=\"NE\",'Wave Areas'!W79,(IF($B$4=\"E\",'Wave Areas'!I96,(IF($B$4=\"SE\",'Wave Areas'!W97,(IF($B$4=\"S\",'Wave Areas'!I114,(IF($B$4=\"W\",'Wave Areas'!I132,(IF($B$4=\"NW\",'Wave Areas'!W133,0)))))))))))))))","v":0},{"$f":"IF($B$4=\"SW\",'Wave Areas'!X115,(IF($B$4=\"N\",'Wave Areas'!J78,(IF($B$4=\"NE\",'Wave Areas'!X79,(IF($B$4=\"E\",'Wave Areas'!J96,(IF($B$4=\"SE\",'Wave Areas'!X97,(IF($B$4=\"S\",'Wave Areas'!J114,(IF($B$4=\"W\",'Wave Areas'!J132,(IF($B$4=\"NW\",'Wave Areas'!X133,0)))))))))))))))","v":0},{"$f":"IF($B$4=\"SW\",'Wave Areas'!Y115,(IF($B$4=\"N\",'Wave Areas'!K78,(IF($B$4=\"NE\",'Wave Areas'!Y79,(IF($B$4=\"E\",'Wave Areas'!K96,(IF($B$4=\"SE\",'Wave Areas'!Y97,(IF($B$4=\"S\",'Wave Areas'!K114,(IF($B$4=\"W\",'Wave Areas'!K132,(IF($B$4=\"NW\",'Wave Areas'!Y133,0)))))))))))))))","v":0},{"$f":"IF($B$4=\"SW\",'Wave Areas'!Z115,(IF($B$4=\"N\",'Wave Areas'!L78,(IF($B$4=\"NE\",'Wave Areas'!Z79,(IF($B$4=\"E\",'Wave Areas'!L96,(IF($B$4=\"SE\",'Wave Areas'!Z97,(IF($B$4=\"S\",'Wave Areas'!L114,(IF($B$4=\"W\",'Wave Areas'!L132,(IF($B$4=\"NW\",'Wave Areas'!Z133,0)))))))))))))))","v":0},null,0.5,{"$f":"S48/$AC$59","v":3.3333333333333332E-4},{"$f":"T48/$AC$59","v":9.3333333333333341E-3},3.2333333333333332E-2,3.9E-2,2.1666666666666667E-2,6.6666666666666671E-3,1.3333333333333333E-3,0,0,0,0,{"$f":"SUM(AF48:AP48)","v":0.11066666666666666},null,0.5,{"$f":"C47*AF48","v":0.2636600445610337},9.4917616041972135,40.189323935231862,57.289561111047469,36.724077635286847,12.806345021535927,{"$f":"AM48/1004","v":0},{"$f":"AN48/1004","v":0},{"$f":"AO48/1004","v":0},{"$f":"AP48/1004","v":0},{"$f":"AQ44/1004","v":0},{"$f":"SUM(AT48:BD48)","v":156.76472935186035}]
[7855.6640625,2.5,0,{"$f":"$A49*($D$41)/2","v":25424.361439813965},31074.219537550405,36724.077635286842,42373.935733023282,{"$f":"$A49*($H$41)/2","v":48023.793830759721},53673.651928496147,59323.510026232587,0,0,0,296617.55013116292,null,null,null,1.5,{"$f":"IF($B$4=\"SW\",'Wave Areas'!P116,(IF($B$4=\"N\",'Wave Areas'!B79,(IF($B$4=\"NE\",'Wave Areas'!P80,(IF($B$4=\"E\",'Wave Areas'!B97,(IF($B$4=\"SE\",'Wave Areas'!P98,(IF($B$4=\"S\",'Wave Areas'!B115,(IF($B$4=\"W\",'Wave Areas'!B133,(IF($B$4=\"NW\",'Wave Areas'!P134,0)))))))))))))))","v":0},{"$f":"IF($B$4=\"SW\",'Wave Areas'!Q116,(IF($B$4=\"N\",'Wave Areas'!C79,(IF($B$4=\"NE\",'Wave Areas'!Q80,(IF($B$4=\"E\",'Wave Areas'!C97,(IF($B$4=\"SE\",'Wave Areas'!Q98,(IF($B$4=\"S\",'Wave Areas'!C115,(IF($B$4=\"W\",'Wave Areas'!C133,(IF($B$4=\"NW\",'Wave Areas'!Q134,0)))))))))))))))","v":8},{"$f":"IF($B$4=\"SW\",'Wave Areas'!R116,(IF($B$4=\"N\",'Wave Areas'!D79,(IF($B$4=\"NE\",'Wave Areas'!R80,(IF($B$4=\"E\",'Wave Areas'!D97,(IF($B$4=\"SE\",'Wave Areas'!R98,(IF($B$4=\"S\",'Wave Areas'!D115,(IF($B$4=\"W\",'Wave Areas'!D133,(IF($B$4=\"NW\",'Wave Areas'!R134,0)))))))))))))))","v":81},{"$f":"IF($B$4=\"SW\",'Wave Areas'!S116,(IF($B$4=\"N\",'Wave Areas'!E79,(IF($B$4=\"NE\",'Wave Areas'!S80,(IF($B$4=\"E\",'Wave Areas'!E97,(IF($B$4=\"SE\",'Wave Areas'!S98,(IF($B$4=\"S\",'Wave Areas'!E115,(IF($B$4=\"W\",'Wave Areas'!E133,(IF($B$4=\"NW\",'Wave Areas'!S134,0)))))))))))))))","v":225},{"$f":"IF($B$4=\"SW\",'Wave Areas'!T116,(IF($B$4=\"N\",'Wave Areas'!F79,(IF($B$4=\"NE\",'Wave Areas'!T80,(IF($B$4=\"E\",'Wave Areas'!F97,(IF($B$4=\"SE\",'Wave Areas'!T98,(IF($B$4=\"S\",'Wave Areas'!F115,(IF($B$4=\"W\",'Wave Areas'!F133,(IF($B$4=\"NW\",'Wave Areas'!T134,0)))))))))))))))","v":247},{"$f":"IF($B$4=\"SW\",'Wave Areas'!U116,(IF($B$4=\"N\",'Wave Areas'!G79,(IF($B$4=\"NE\",'Wave Areas'!U80,(IF($B$4=\"E\",'Wave Areas'!G97,(IF($B$4=\"SE\",'Wave Areas'!U98,(IF($B$4=\"S\",'Wave Areas'!G115,(IF($B$4=\"W\",'Wave Areas'!G133,(IF($B$4=\"NW\",'Wave Areas'!U134,0)))))))))))))))","v":136},{"$f":"IF($B$4=\"SW\",'Wave Areas'!V116,(IF($B$4=\"N\",'Wave Areas'!H79,(IF($B$4=\"NE\",'Wave Areas'!V80,(IF($B$4=\"E\",'Wave Areas'!H97,(IF($B$4=\"SE\",'Wave Areas'!V98,(IF($B$4=\"S\",'Wave Areas'!H115,(IF($B$4=\"W\",'Wave Areas'!H133,(IF($B$4=\"NW\",'Wave Areas'!V134,0)))))))))))))))","v":46},{"$f":"IF($B$4=\"SW\",'Wave Areas'!W116,(IF($B$4=\"N\",'Wave Areas'!I79,(IF($B$4=\"NE\",'Wave Areas'!W80,(IF($B$4=\"E\",'Wave Areas'!I97,(IF($B$4=\"SE\",'Wave Areas'!W98,(IF($B$4=\"S\",'Wave Areas'!I115,(IF($B$4=\"W\",'Wave Areas'!I133,(IF($B$4=\"NW\",'Wave Areas'!W134,0)))))))))))))))","v":11},{"$f":"IF($B$4=\"SW\",'Wave Areas'!X116,(IF($B$4=\"N\",'Wave Areas'!J79,(IF($B$4=\"NE\",'Wave Areas'!X80,(IF($B$4=\"E\",'Wave Areas'!J97,(IF($B$4=\"SE\",'Wave Areas'!X98,(IF($B$4=\"S\",'Wave Areas'!J115,(IF($B$4=\"W\",'Wave Areas'!J133,(IF($B$4=\"NW\",'Wave Areas'!X134,0)))))))))))))))","v":2},{"$f":"IF($B$4=\"SW\",'Wave Areas'!Y116,(IF($B$4=\"N\",'Wave Areas'!K79,(IF($B$4=\"NE\",'Wave Areas'!Y80,(IF($B$4=\"E\",'Wave Areas'!K97,(IF($B$4=\"SE\",'Wave Areas'!Y98,(IF($B$4=\"S\",'Wave Areas'!K115,(IF($B$4=\"W\",'Wave Areas'!K133,(IF($B$4=\"NW\",'Wave Areas'!Y134,0)))))))))))))))","v":0},{"$f":"IF($B$4=\"SW\",'Wave Areas'!Z116,(IF($B$4=\"N\",'Wave Areas'!L79,(IF($B$4=\"NE\",'Wave Areas'!Z80,(IF($B$4=\"E\",'Wave Areas'!L97,(IF($B$4=\"SE\",'Wave Areas'!Z98,(IF($B$4=\"S\",'Wave Areas'!L115,(IF($B$4=\"W\",'Wave Areas'!L133,(IF($B$4=\"NW\",'Wave Areas'!Z134,0)))))))))))))))","v":0},null,1.5,{"$f":"S49/$AC$59","v":0},{"$f":"T49/$AC$59","v":2.6666666666666666E-3},{"$f":"U49/$AC$59","v":2.7E-2},{"$f":"V49/$AC$59","v":7.4999999999999997E-2},{"$f":"W49/$AC$59","v":8.2333333333333328E-2},{"$f":"X49/$AC$59","v":4.5333333333333337E-2},{"$f":"Y49/$AC$59","v":1.5333333333333332E-2},{"$f":"Z49/$AC$59","v":3.6666666666666666E-3},{"$f":"AA49/$AC$59","v":6.6666666666666664E-4},{"$f":"AB49/$AC$59","v":0},{"$f":"AC49/$AC$59","v":0},{"$f":"SUM(AF49:AP49)","v":0.252},null,1.5,0,24.407386982221407,302.04141390498995,991.55009615274457,1255.96345512681,691.54263116293998,296.27855864529874,78.307033234627013,{"$f":"AO49/1004","v":0},0,{"$f":"AQ46/1004","v":0},3640.0905752096314]
[15397.1015625,3.5,0,{"$f":"$A50*($D$41)/2","v":49831.748422035373},60905.470293598795,71979.192165162211,83052.914036725633,94126.635908289056,105200.35777985245,116274.07965141587,0,0,0,581370.39825707942,null,null,null,2.5,{"$f":"IF($B$4=\"SW\",'Wave Areas'!P117,(IF($B$4=\"N\",'Wave Areas'!B80,(IF($B$4=\"NE\",'Wave Areas'!P81,(IF($B$4=\"E\",'Wave Areas'!B98,(IF($B$4=\"SE\",'Wave Areas'!P99,(IF($B$4=\"S\",'Wave Areas'!B116,(IF($B$4=\"W\",'Wave Areas'!B134,(IF($B$4=\"NW\",'Wave Areas'!P135,0)))))))))))))))","v":0},{"$f":"IF($B$4=\"SW\",'Wave Areas'!Q117,(IF($B$4=\"N\",'Wave Areas'!C80,(IF($B$4=\"NE\",'Wave Areas'!Q81,(IF($B$4=\"E\",'Wave Areas'!C98,(IF($B$4=\"SE\",'Wave Areas'!Q99,(IF($B$4=\"S\",'Wave Areas'!C116,(IF($B$4=\"W\",'Wave Areas'!C134,(IF($B$4=\"NW\",'Wave Areas'!Q135,0)))))))))))))))","v":2},{"$f":"IF($B$4=\"SW\",'Wave Areas'!R117,(IF($B$4=\"N\",'Wave Areas'!D80,(IF($B$4=\"NE\",'Wave Areas'!R81,(IF($B$4=\"E\",'Wave Areas'!D98,(IF($B$4=\"SE\",'Wave Areas'!R99,(IF($B$4=\"S\",'Wave Areas'!D116,(IF($B$4=\"W\",'Wave Areas'!D134,(IF($B$4=\"NW\",'Wave Areas'!R135,0)))))))))))))))","v":33},{"$f":"IF($B$4=\"SW\",'Wave Areas'!S117,(IF($B$4=\"N\",'Wave Areas'!E80,(IF($B$4=\"NE\",'Wave Areas'!S81,(IF($B$4=\"E\",'Wave Areas'!E98,(IF($B$4=\"SE\",'Wave Areas'!S99,(IF($B$4=\"S\",'Wave Areas'!E116,(IF($B$4=\"W\",'Wave Areas'!E134,(IF($B$4=\"NW\",'Wave Areas'!S135,0)))))))))))))))","v":140},{"$f":"IF($B$4=\"SW\",'Wave Areas'!T117,(IF($B$4=\"N\",'Wave Areas'!F80,(IF($B$4=\"NE\",'Wave Areas'!T81,(IF($B$4=\"E\",'Wave Areas'!F98,(IF($B$4=\"SE\",'Wave Areas'!T99,(IF($B$4=\"S\",'Wave Areas'!F116,(IF($B$4=\"W\",'Wave Areas'!F134,(IF($B$4=\"NW\",'Wave Areas'!T135,0)))))))))))))))","v":231},{"$f":"IF($B$4=\"SW\",'Wave Areas'!U117,(IF($B$4=\"N\",'Wave Areas'!G80,(IF($B$4=\"NE\",'Wave Areas'!U81,(IF($B$4=\"E\",'Wave Areas'!G98,(IF($B$4=\"SE\",'Wave Areas'!U99,(IF($B$4=\"S\",'Wave Areas'!G116,(IF($B$4=\"W\",'Wave Areas'!G134,(IF($B$4=\"NW\",'Wave Areas'!U135,0)))))))))))))))","v":186},{"$f":"IF($B$4=\"SW\",'Wave Areas'!V117,(IF($B$4=\"N\",'Wave Areas'!H80,(IF($B$4=\"NE\",'Wave Areas'!V81,(IF($B$4=\"E\",'Wave Areas'!H98,(IF($B$4=\"SE\",'Wave Areas'!V99,(IF($B$4=\"S\",'Wave Areas'!H116,(IF($B$4=\"W\",'Wave Areas'!H134,(IF($B$4=\"NW\",'Wave Areas'!V135,0)))))))))))))))","v":86},{"$f":"IF($B$4=\"SW\",'Wave Areas'!W117,(IF($B$4=\"N\",'Wave Areas'!I80,(IF($B$4=\"NE\",'Wave Areas'!W81,(IF($B$4=\"E\",'Wave Areas'!I98,(IF($B$4=\"SE\",'Wave Areas'!W99,(IF($B$4=\"S\",'Wave Areas'!I116,(IF($B$4=\"W\",'Wave Areas'!I134,(IF($B$4=\"NW\",'Wave Areas'!W135,0)))))))))))))))","v":27},{"$f":"IF($B$4=\"SW\",'Wave Areas'!X117,(IF($B$4=\"N\",'Wave Areas'!J80,(IF($B$4=\"NE\",'Wave Areas'!X81,(IF($B$4=\"E\",'Wave Areas'!J98,(IF($B$4=\"SE\",'Wave Areas'!X99,(IF($B$4=\"S\",'Wave Areas'!J116,(IF($B$4=\"W\",'Wave Areas'!J134,(IF($B$4=\"NW\",'Wave Areas'!X135,0)))))))))))))))","v":7},{"$f":"IF($B$4=\"SW\",'Wave Areas'!Y117,(IF($B$4=\"N\",'Wave Areas'!K80,(IF($B$4=\"NE\",'Wave Areas'!Y81,(IF($B$4=\"E\",'Wave Areas'!K98,(IF($B$4=\"SE\",'Wave Areas'!Y99,(IF($B$4=\"S\",'Wave Areas'!K116,(IF($B$4=\"W\",'Wave Areas'!K134,(IF($B$4=\"NW\",'Wave Areas'!Y135,0)))))))))))))))","v":2},{"$f":"IF($B$4=\"SW\",'Wave Areas'!Z117,(IF($B$4=\"N\",'Wave Areas'!L80,(IF($B$4=\"NE\",'Wave Areas'!Z81,(IF($B$4=\"E\",'Wave Areas'!L98,(IF($B$4=\"SE\",'Wave Areas'!Z99,(IF($B$4=\"S\",'Wave Areas'!L116,(IF($B$4=\"W\",'Wave Areas'!L134,(IF($B$4=\"NW\",'Wave Areas'!Z135,0)))))))))))))))","v":0},null,2.5,0,6.6666666666666664E-4,1.0999999999999999E-2,4.6666666666666669E-2,7.6999999999999999E-2,6.2E-2,2.8666666666666667E-2,8.9999999999999993E-3,2.3333333333333335E-3,6.6666666666666664E-4,0,0.23800000000000002,null,2.5,{"$f":"AG50/1004","v":6.6401062416998672E-7},16.949574293209309,341.81641491305442,1713.7902896467194,3262.7930514427926,2977.4752175071026,1538.6446886168897,533.91159023609328,6.6401062416998672E-7,0,{"$f":"AQ48/1004","v":1.1022576361221779E-4},10385.380938209644]
[25452.3515625,4.5,0,{"$f":"$A51*($D$41)/2","v":82374.931064997247},100680.47130166332,118986.01153832936,137291.55177499543,155597.0920116615,173902.63224832751,192208.17248499359,0,0,0,961040.86242496793,null,null,null,3.5,{"$f":"IF($B$4=\"SW\",'Wave Areas'!P118,(IF($B$4=\"N\",'Wave Areas'!B81,(IF($B$4=\"NE\",'Wave Areas'!P82,(IF($B$4=\"E\",'Wave Areas'!B99,(IF($B$4=\"SE\",'Wave Areas'!P100,(IF($B$4=\"S\",'Wave Areas'!B117,(IF($B$4=\"W\",'Wave Areas'!B135,(IF($B$4=\"NW\",'Wave Areas'!P136,0)))))))))))))))","v":0},{"$f":"IF($B$4=\"SW\",'Wave Areas'!Q118,(IF($B$4=\"N\",'Wave Areas'!C81,(IF($B$4=\"NE\",'Wave Areas'!Q82,(IF($B$4=\"E\",'Wave Areas'!C99,(IF($B$4=\"SE\",'Wave Areas'!Q100,(IF($B$4=\"S\",'Wave Areas'!C117,(IF($B$4=\"W\",'Wave Areas'!C135,(IF($B$4=\"NW\",'Wave Areas'!Q136,0)))))))))))))))","v":0},{"$f":"IF($B$4=\"SW\",'Wave Areas'!R118,(IF($B$4=\"N\",'Wave Areas'!D81,(IF($B$4=\"NE\",'Wave Areas'!R82,(IF($B$4=\"E\",'Wave Areas'!D99,(IF($B$4=\"SE\",'Wave Areas'!R100,(IF($B$4=\"S\",'Wave Areas'!D117,(IF($B$4=\"W\",'Wave Areas'!D135,(IF($B$4=\"NW\",'Wave Areas'!R136,0)))))))))))))))","v":12},{"$f":"IF($B$4=\"SW\",'Wave Areas'!S118,(IF($B$4=\"N\",'Wave Areas'!E81,(IF($B$4=\"NE\",'Wave Areas'!S82,(IF($B$4=\"E\",'Wave Areas'!E99,(IF($B$4=\"SE\",'Wave Areas'!S100,(IF($B$4=\"S\",'Wave Areas'!E117,(IF($B$4=\"W\",'Wave Areas'!E135,(IF($B$4=\"NW\",'Wave Areas'!S136,0)))))))))))))))","v":67},{"$f":"IF($B$4=\"SW\",'Wave Areas'!T118,(IF($B$4=\"N\",'Wave Areas'!F81,(IF($B$4=\"NE\",'Wave Areas'!T82,(IF($B$4=\"E\",'Wave Areas'!F99,(IF($B$4=\"SE\",'Wave Areas'!T100,(IF($B$4=\"S\",'Wave Areas'!F117,(IF($B$4=\"W\",'Wave Areas'!F135,(IF($B$4=\"NW\",'Wave Areas'!T136,0)))))))))))))))","v":143},{"$f":"IF($B$4=\"SW\",'Wave Areas'!U118,(IF($B$4=\"N\",'Wave Areas'!G81,(IF($B$4=\"NE\",'Wave Areas'!U82,(IF($B$4=\"E\",'Wave Areas'!G99,(IF($B$4=\"SE\",'Wave Areas'!U100,(IF($B$4=\"S\",'Wave Areas'!G117,(IF($B$4=\"W\",'Wave Areas'!G135,(IF($B$4=\"NW\",'Wave Areas'!U136,0)))))))))))))))","v":147},{"$f":"IF($B$4=\"SW\",'Wave Areas'!V118,(IF($B$4=\"N\",'Wave Areas'!H81,(IF($B$4=\"NE\",'Wave Areas'!V82,(IF($B$4=\"E\",'Wave Areas'!H99,(IF($B$4=\"SE\",'Wave Areas'!V100,(IF($B$4=\"S\",'Wave Areas'!H117,(IF($B$4=\"W\",'Wave Areas'!H135,(IF($B$4=\"NW\",'Wave Areas'!V136,0)))))))))))))))","v":88},{"$f":"IF($B$4=\"SW\",'Wave Areas'!W118,(IF($B$4=\"N\",'Wave Areas'!I81,(IF($B$4=\"NE\",'Wave Areas'!W82,(IF($B$4=\"E\",'Wave Areas'!I99,(IF($B$4=\"SE\",'Wave Areas'!W100,(IF($B$4=\"S\",'Wave Areas'!I117,(IF($B$4=\"W\",'Wave Areas'!I135,(IF($B$4=\"NW\",'Wave Areas'!W136,0)))))))))))))))","v":34},{"$f":"IF($B$4=\"SW\",'Wave Areas'!X118,(IF($B$4=\"N\",'Wave Areas'!J81,(IF($B$4=\"NE\",'Wave Areas'!X82,(IF($B$4=\"E\",'Wave Areas'!J99,(IF($B$4=\"SE\",'Wave Areas'!X100,(IF($B$4=\"S\",'Wave Areas'!J117,(IF($B$4=\"W\",'Wave Areas'!J135,(IF($B$4=\"NW\",'Wave Areas'!X136,0)))))))))))))))","v":9},{"$f":"IF($B$4=\"SW\",'Wave Areas'!Y118,(IF($B$4=\"N\",'Wave Areas'!K81,(IF($B$4=\"NE\",'Wave Areas'!Y82,(IF($B$4=\"E\",'Wave Areas'!K99,(IF($B$4=\"SE\",'Wave Areas'!Y100,(IF($B$4=\"S\",'Wave Areas'!K117,(IF($B$4=\"W\",'Wave Areas'!K135,(IF($B$4=\"NW\",'Wave Areas'!Y136,0)))))))))))))))","v":3},{"$f":"IF($B$4=\"SW\",'Wave Areas'!Z118,(IF($B$4=\"N\",'Wave Areas'!L81,(IF($B$4=\"NE\",'Wave Areas'!Z82,(IF($B$4=\"E\",'Wave Areas'!L99,(IF($B$4=\"SE\",'Wave Areas'!Z100,(IF($B$4=\"S\",'Wave Areas'!L117,(IF($B$4=\"W\",'Wave Areas'!L135,(IF($B$4=\"NW\",'Wave Areas'!Z136,0)))))))))))))))","v":0},null,3.5,0,0,4.0000000000000001E-3,2.2333333333333334E-2,4.766666666666667E-2,4.9000000000000002E-2,2.9333333333333333E-2,1.1333333333333334E-2,3.0000000000000001E-3,1E-3,0,0.16766666666666669,null,3.5,0,0,243.62188117439518,1607.5352916886227,3958.8555690839221,4612.2051595061639,3085.8771615423384,1317.7729027160467,9.9601593625498007E-7,0,2.5099601593625499E-4,14825.868217703521]
[38021.4140625,5.5,0,0,150399.22256174395,177744.53575478832,205089.84894783268,232435.16214087704,259780.47533392135,287125.78852696571,0,0,0,1312575.0332661292,null,null,null,4.5,{"$f":"IF($B$4=\"SW\",'Wave Areas'!P119,(IF($B$4=\"N\",'Wave Areas'!B82,(IF($B$4=\"NE\",'Wave Areas'!P83,(IF($B$4=\"E\",'Wave Areas'!B100,(IF($B$4=\"SE\",'Wave Areas'!P101,(IF($B$4=\"S\",'Wave Areas'!B118,(IF($B$4=\"W\",'Wave Areas'!B136,(IF($B$4=\"NW\",'Wave Areas'!P137,0)))))))))))))))","v":0},{"$f":"IF($B$4=\"SW\",'Wave Areas'!Q119,(IF($B$4=\"N\",'Wave Areas'!C82,(IF($B$4=\"NE\",'Wave Areas'!Q83,(IF($B$4=\"E\",'Wave Areas'!C100,(IF($B$4=\"SE\",'Wave Areas'!Q101,(IF($B$4=\"S\",'Wave Areas'!C118,(IF($B$4=\"W\",'Wave Areas'!C136,(IF($B$4=\"NW\",'Wave Areas'!Q137,0)))))))))))))))","v":0},{"$f":"IF($B$4=\"SW\",'Wave Areas'!R119,(IF($B$4=\"N\",'Wave Areas'!D82,(IF($B$4=\"NE\",'Wave Areas'!R83,(IF($B$4=\"E\",'Wave Areas'!D100,(IF($B$4=\"SE\",'Wave Areas'!R101,(IF($B$4=\"S\",'Wave Areas'!D118,(IF($B$4=\"W\",'Wave Areas'!D136,(IF($B$4=\"NW\",'Wave Areas'!R137,0)))))))))))))))","v":4},{"$f":"IF($B$4=\"SW\",'Wave Areas'!S119,(IF($B$4=\"N\",'Wave Areas'!E82,(IF($B$4=\"NE\",'Wave Areas'!S83,(IF($B$4=\"E\",'Wave Areas'!E100,(IF($B$4=\"SE\",'Wave Areas'!S101,(IF($B$4=\"S\",'Wave Areas'!E118,(IF($B$4=\"W\",'Wave Areas'!E136,(IF($B$4=\"NW\",'Wave Areas'!S137,0)))))))))))))))","v":29},{"$f":"IF($B$4=\"SW\",'Wave Areas'!T119,(IF($B$4=\"N\",'Wave Areas'!F82,(IF($B$4=\"NE\",'Wave Areas'!T83,(IF($B$4=\"E\",'Wave Areas'!F100,(IF($B$4=\"SE\",'Wave Areas'!T101,(IF($B$4=\"S\",'Wave Areas'!F118,(IF($B$4=\"W\",'Wave Areas'!F136,(IF($B$4=\"NW\",'Wave Areas'!T137,0)))))))))))))))","v":74},{"$f":"IF($B$4=\"SW\",'Wave Areas'!U119,(IF($B$4=\"N\",'Wave Areas'!G82,(IF($B$4=\"NE\",'Wave Areas'!U83,(IF($B$4=\"E\",'Wave Areas'!G100,(IF($B$4=\"SE\",'Wave Areas'!U101,(IF($B$4=\"S\",'Wave Areas'!G118,(IF($B$4=\"W\",'Wave Areas'!G136,(IF($B$4=\"NW\",'Wave Areas'!U137,0)))))))))))))))","v":93},{"$f":"IF($B$4=\"SW\",'Wave Areas'!V119,(IF($B$4=\"N\",'Wave Areas'!H82,(IF($B$4=\"NE\",'Wave Areas'!V83,(IF($B$4=\"E\",'Wave Areas'!H100,(IF($B$4=\"SE\",'Wave Areas'!V101,(IF($B$4=\"S\",'Wave Areas'!H118,(IF($B$4=\"W\",'Wave Areas'!H136,(IF($B$4=\"NW\",'Wave Areas'!V137,0)))))))))))))))","v":66},{"$f":"IF($B$4=\"SW\",'Wave Areas'!W119,(IF($B$4=\"N\",'Wave Areas'!I82,(IF($B$4=\"NE\",'Wave Areas'!W83,(IF($B$4=\"E\",'Wave Areas'!I100,(IF($B$4=\"SE\",'Wave Areas'!W101,(IF($B$4=\"S\",'Wave Areas'!I118,(IF($B$4=\"W\",'Wave Areas'!I136,(IF($B$4=\"NW\",'Wave Areas'!W137,0)))))))))))))))","v":31},{"$f":"IF($B$4=\"SW\",'Wave Areas'!X119,(IF($B$4=\"N\",'Wave Areas'!J82,(IF($B$4=\"NE\",'Wave Areas'!X83,(IF($B$4=\"E\",'Wave Areas'!J100,(IF($B$4=\"SE\",'Wave Areas'!X101,(IF($B$4=\"S\",'Wave Areas'!J118,(IF($B$4=\"W\",'Wave Areas'!J136,(IF($B$4=\"NW\",'Wave Areas'!X137,0)))))))))))))))","v":9},{"$f":"IF($B$4=\"SW\",'Wave Areas'!Y119,(IF($B$4=\"N\",'Wave Areas'!K82,(IF($B$4=\"NE\",'Wave Areas'!Y83,(IF($B$4=\"E\",'Wave Areas'!K100,(IF($B$4=\"SE\",'Wave Areas'!Y101,(IF($B$4=\"S\",'Wave Areas'!K118,(IF($B$4=\"W\",'Wave Areas'!K136,(IF($B$4=\"NW\",'Wave Areas'!Y137,0)))))))))))))))","v":3},{"$f":"IF($B$4=\"SW\",'Wave Areas'!Z119,(IF($B$4=\"N\",'Wave Areas'!L82,(IF($B$4=\"NE\",'Wave Areas'!Z83,(IF($B$4=\"E\",'Wave Areas'!L100,(IF($B$4=\"SE\",'Wave Areas'!Z101,(IF($B$4=\"S\",'Wave Areas'!L118,(IF($B$4=\"W\",'Wave Areas'!L136,(IF($B$4=\"NW\",'Wave Areas'!Z137,0)))))))))))))))","v":1},null,4.5,0,0,1.3333333333333333E-3,9.6666666666666672E-3,2.4666666666666667E-2,3.1E-2,2.1999999999999999E-2,1.0333333333333333E-2,3.0000000000000001E-3,1E-3,3.3333333333333332E-4,0.10333333333333335,null,4.5,0,0,134.24062840221777,1150.1981115371839,3386.5249437832208,4823.5098523615061,3825.857909463205,1986.1511156782669,9.9601593625498007E-7,3.3200531208499336E-7,2.3705179282868528E-4,15306.482799605415]
[53104.2890625,6.5,0,0,210061.72407384074,248254.76481453903,286447.8055552374,324640.84629593574,362833.88703663397,401026.92777733231,0,0,0,1833265.9555535191,null,null,null,5.5,{"$f":"IF($B$4=\"SW\",'Wave Areas'!P120,(IF($B$4=\"N\",'Wave Areas'!B83,(IF($B$4=\"NE\",'Wave Areas'!P84,(IF($B$4=\"E\",'Wave Areas'!B101,(IF($B$4=\"SE\",'Wave Areas'!P102,(IF($B$4=\"S\",'Wave Areas'!B119,(IF($B$4=\"W\",'Wave Areas'!B137,(IF($B$4=\"NW\",'Wave Areas'!P138,0)))))))))))))))","v":0},{"$f":"IF($B$4=\"SW\",'Wave Areas'!Q120,(IF($B$4=\"N\",'Wave Areas'!C83,(IF($B$4=\"NE\",'Wave Areas'!Q84,(IF($B$4=\"E\",'Wave Areas'!C101,(IF($B$4=\"SE\",'Wave Areas'!Q102,(IF($B$4=\"S\",'Wave Areas'!C119,(IF($B$4=\"W\",'Wave Areas'!C137,(IF($B$4=\"NW\",'Wave Areas'!Q138,0)))))))))))))))","v":0},{"$f":"IF($B$4=\"SW\",'Wave Areas'!R120,(IF($B$4=\"N\",'Wave Areas'!D83,(IF($B$4=\"NE\",'Wave Areas'!R84,(IF($B$4=\"E\",'Wave Areas'!D101,(IF($B$4=\"SE\",'Wave Areas'!R102,(IF($B$4=\"S\",'Wave Areas'!D119,(IF($B$4=\"W\",'Wave Areas'!D137,(IF($B$4=\"NW\",'Wave Areas'!R138,0)))))))))))))))","v":1},{"$f":"IF($B$4=\"SW\",'Wave Areas'!S120,(IF($B$4=\"N\",'Wave Areas'!E83,(IF($B$4=\"NE\",'Wave Areas'!S84,(IF($B$4=\"E\",'Wave Areas'!E101,(IF($B$4=\"SE\",'Wave Areas'!S102,(IF($B$4=\"S\",'Wave Areas'!E119,(IF($B$4=\"W\",'Wave Areas'!E137,(IF($B$4=\"NW\",'Wave Areas'!S138,0)))))))))))))))","v":11},{"$f":"IF($B$4=\"SW\",'Wave Areas'!T120,(IF($B$4=\"N\",'Wave Areas'!F83,(IF($B$4=\"NE\",'Wave Areas'!T84,(IF($B$4=\"E\",'Wave Areas'!F101,(IF($B$4=\"SE\",'Wave Areas'!T102,(IF($B$4=\"S\",'Wave Areas'!F119,(IF($B$4=\"W\",'Wave Areas'!F137,(IF($B$4=\"NW\",'Wave Areas'!T138,0)))))))))))))))","v":36},{"$f":"IF($B$4=\"SW\",'Wave Areas'!U120,(IF($B$4=\"N\",'Wave Areas'!G83,(IF($B$4=\"NE\",'Wave Areas'!U84,(IF($B$4=\"E\",'Wave Areas'!G101,(IF($B$4=\"SE\",'Wave Areas'!U102,(IF($B$4=\"S\",'Wave Areas'!G119,(IF($B$4=\"W\",'Wave Areas'!G137,(IF($B$4=\"NW\",'Wave Areas'!U138,0)))))))))))))))","v":51},{"$f":"IF($B$4=\"SW\",'Wave Areas'!V120,(IF($B$4=\"N\",'Wave Areas'!H83,(IF($B$4=\"NE\",'Wave Areas'!V84,(IF($B$4=\"E\",'Wave Areas'!H101,(IF($B$4=\"SE\",'Wave Areas'!V102,(IF($B$4=\"S\",'Wave Areas'!H119,(IF($B$4=\"W\",'Wave Areas'!H137,(IF($B$4=\"NW\",'Wave Areas'!V138,0)))))))))))))))","v":43},{"$f":"IF($B$4=\"SW\",'Wave Areas'!W120,(IF($B$4=\"N\",'Wave Areas'!I83,(IF($B$4=\"NE\",'Wave Areas'!W84,(IF($B$4=\"E\",'Wave Areas'!I101,(IF($B$4=\"SE\",'Wave Areas'!W102,(IF($B$4=\"S\",'Wave Areas'!I119,(IF($B$4=\"W\",'Wave Areas'!I137,(IF($B$4=\"NW\",'Wave Areas'!W138,0)))))))))))))))","v":23},{"$f":"IF($B$4=\"SW\",'Wave Areas'!X120,(IF($B$4=\"N\",'Wave Areas'!J83,(IF($B$4=\"NE\",'Wave Areas'!X84,(IF($B$4=\"E\",'Wave Areas'!J101,(IF($B$4=\"SE\",'Wave Areas'!X102,(IF($B$4=\"S\",'Wave Areas'!J119,(IF($B$4=\"W\",'Wave Areas'!J137,(IF($B$4=\"NW\",'Wave Areas'!X138,0)))))))))))))))","v":9},{"$f":"IF($B$4=\"SW\",'Wave Areas'!Y120,(IF($B$4=\"N\",'Wave Areas'!K83,(IF($B$4=\"NE\",'Wave Areas'!Y84,(IF($B$4=\"E\",'Wave Areas'!K101,(IF($B$4=\"SE\",'Wave Areas'!Y102,(IF($B$4=\"S\",'Wave Areas'!K119,(IF($B$4=\"W\",'Wave Areas'!K137,(IF($B$4=\"NW\",'Wave Areas'!Y138,0)))))))))))))))","v":2},{"$f":"IF($B$4=\"SW\",'Wave Areas'!Z120,(IF($B$4=\"N\",'Wave Areas'!L83,(IF($B$4=\"NE\",'Wave Areas'!Z84,(IF($B$4=\"E\",'Wave Areas'!L101,(IF($B$4=\"SE\",'Wave Areas'!Z102,(IF($B$4=\"S\",'Wave Areas'!L119,(IF($B$4=\"W\",'Wave Areas'!L137,(IF($B$4=\"NW\",'Wave Areas'!Z138,0)))))))))))))))","v":0},null,5.5,0,0,3.3333333333333332E-4,3.6666666666666666E-3,1.2E-2,1.7000000000000001E-2,1.4333333333333333E-2,7.6666666666666662E-3,3.0000000000000001E-3,6.6666666666666664E-4,0,5.8666666666666679E-2,null,5.5,0,3.3200531208499336E-7,50.133074187247985,651.7299644342238,2461.078187373992,3951.3977563949102,3723.5201464528727,2201.2977120400706,6.6401062416998672E-7,0,1.6699867197875168E-4,13039.157008878006]
[70700.9765625,7.5,0,0,0,330516.69871758157,381365.42159720953,432214.14447683748,483062.86735646531,0,0,0,0,1627159.132148094,null,null,null,6.5,{"$f":"IF($B$4=\"SW\",'Wave Areas'!P121,(IF($B$4=\"N\",'Wave Areas'!B84,(IF($B$4=\"NE\",'Wave Areas'!P85,(IF($B$4=\"E\",'Wave Areas'!B102,(IF($B$4=\"SE\",'Wave Areas'!P103,(IF($B$4=\"S\",'Wave Areas'!B120,(IF($B$4=\"W\",'Wave Areas'!B138,(IF($B$4=\"NW\",'Wave Areas'!P139,0)))))))))))))))","v":0},{"$f":"IF($B$4=\"SW\",'Wave Areas'!Q121,(IF($B$4=\"N\",'Wave Areas'!C84,(IF($B$4=\"NE\",'Wave Areas'!Q85,(IF($B$4=\"E\",'Wave Areas'!C102,(IF($B$4=\"SE\",'Wave Areas'!Q103,(IF($B$4=\"S\",'Wave Areas'!C120,(IF($B$4=\"W\",'Wave Areas'!C138,(IF($B$4=\"NW\",'Wave Areas'!Q139,0)))))))))))))))","v":0},{"$f":"IF($B$4=\"SW\",'Wave Areas'!R121,(IF($B$4=\"N\",'Wave Areas'!D84,(IF($B$4=\"NE\",'Wave Areas'!R85,(IF($B$4=\"E\",'Wave Areas'!D102,(IF($B$4=\"SE\",'Wave Areas'!R103,(IF($B$4=\"S\",'Wave Areas'!D120,(IF($B$4=\"W\",'Wave Areas'!D138,(IF($B$4=\"NW\",'Wave Areas'!R139,0)))))))))))))))","v":0},{"$f":"IF($B$4=\"SW\",'Wave Areas'!S121,(IF($B$4=\"N\",'Wave Areas'!E84,(IF($B$4=\"NE\",'Wave Areas'!S85,(IF($B$4=\"E\",'Wave Areas'!E102,(IF($B$4=\"SE\",'Wave Areas'!S103,(IF($B$4=\"S\",'Wave Areas'!E120,(IF($B$4=\"W\",'Wave Areas'!E138,(IF($B$4=\"NW\",'Wave Areas'!S139,0)))))))))))))))","v":4},{"$f":"IF($B$4=\"SW\",'Wave Areas'!T121,(IF($B$4=\"N\",'Wave Areas'!F84,(IF($B$4=\"NE\",'Wave Areas'!T85,(IF($B$4=\"E\",'Wave Areas'!F102,(IF($B$4=\"SE\",'Wave Areas'!T103,(IF($B$4=\"S\",'Wave Areas'!F120,(IF($B$4=\"W\",'Wave Areas'!F138,(IF($B$4=\"NW\",'Wave Areas'!T139,0)))))))))))))))","v":16},{"$f":"IF($B$4=\"SW\",'Wave Areas'!U121,(IF($B$4=\"N\",'Wave Areas'!G84,(IF($B$4=\"NE\",'Wave Areas'!U85,(IF($B$4=\"E\",'Wave Areas'!G102,(IF($B$4=\"SE\",'Wave Areas'!U103,(IF($B$4=\"S\",'Wave Areas'!G120,(IF($B$4=\"W\",'Wave Areas'!G138,(IF($B$4=\"NW\",'Wave Areas'!U139,0)))))))))))))))","v":28},{"$f":"IF($B$4=\"SW\",'Wave Areas'!V121,(IF($B$4=\"N\",'Wave Areas'!H84,(IF($B$4=\"NE\",'Wave Areas'!V85,(IF($B$4=\"E\",'Wave Areas'!H102,(IF($B$4=\"SE\",'Wave Areas'!V103,(IF($B$4=\"S\",'Wave Areas'!H120,(IF($B$4=\"W\",'Wave Areas'!H138,(IF($B$4=\"NW\",'Wave Areas'!V139,0)))))))))))))))","v":26},{"$f":"IF($B$4=\"SW\",'Wave Areas'!W121,(IF($B$4=\"N\",'Wave Areas'!I84,(IF($B$4=\"NE\",'Wave Areas'!W85,(IF($B$4=\"E\",'Wave Areas'!I102,(IF($B$4=\"SE\",'Wave Areas'!W103,(IF($B$4=\"S\",'Wave Areas'!I120,(IF($B$4=\"W\",'Wave Areas'!I138,(IF($B$4=\"NW\",'Wave Areas'!W139,0)))))))))))))))","v":16},{"$f":"IF($B$4=\"SW\",'Wave Areas'!X121,(IF($B$4=\"N\",'Wave Areas'!J84,(IF($B$4=\"NE\",'Wave Areas'!X85,(IF($B$4=\"E\",'Wave Areas'!J102,(IF($B$4=\"SE\",'Wave Areas'!X103,(IF($B$4=\"S\",'Wave Areas'!J120,(IF($B$4=\"W\",'Wave Areas'!J138,(IF($B$4=\"NW\",'Wave Areas'!X139,0)))))))))))))))","v":7},{"$f":"IF($B$4=\"SW\",'Wave Areas'!Y121,(IF($B$4=\"N\",'Wave Areas'!K84,(IF($B$4=\"NE\",'Wave Areas'!Y85,(IF($B$4=\"E\",'Wave Areas'!K102,(IF($B$4=\"SE\",'Wave Areas'!Y103,(IF($B$4=\"S\",'Wave Areas'!K120,(IF($B$4=\"W\",'Wave Areas'!K138,(IF($B$4=\"NW\",'Wave Areas'!Y139,0)))))))))))))))","v":2},{"$f":"IF($B$4=\"SW\",'Wave Areas'!Z121,(IF($B$4=\"N\",'Wave Areas'!L84,(IF($B$4=\"NE\",'Wave Areas'!Z85,(IF($B$4=\"E\",'Wave Areas'!L102,(IF($B$4=\"SE\",'Wave Areas'!Z103,(IF($B$4=\"S\",'Wave Areas'!L120,(IF($B$4=\"W\",'Wave Areas'!L138,(IF($B$4=\"NW\",'Wave Areas'!Z139,0)))))))))))))))","v":0},null,6.5,0,0,0,1.3333333333333333E-3,5.3333333333333332E-3,9.3333333333333341E-3,8.6666666666666663E-3,5.3333333333333332E-3,2.3333333333333335E-3,6.6666666666666664E-4,0,3.3000000000000002E-2,null,6.5,0,0,0,331.006353086052,1527.7216296279328,3029.9812320954006,3144.5603543174943,2138.8102814791055,6.6401062416998672E-7,0,1.0292164674634795E-4,10172.079954191644]
[90811.4765625,8.5,0,0,0,424530.33746391587,489842.69707374915,555155.05668358237,620467.41629341547,0,0,0,0,2089995.5075146628,null,null,null,7.5,{"$f":"IF($B$4=\"SW\",'Wave Areas'!P122,(IF($B$4=\"N\",'Wave Areas'!B85,(IF($B$4=\"NE\",'Wave Areas'!P86,(IF($B$4=\"E\",'Wave Areas'!B103,(IF($B$4=\"SE\",'Wave Areas'!P104,(IF($B$4=\"S\",'Wave Areas'!B121,(IF($B$4=\"W\",'Wave Areas'!B139,(IF($B$4=\"NW\",'Wave Areas'!P140,0)))))))))))))))","v":0},{"$f":"IF($B$4=\"SW\",'Wave Areas'!Q122,(IF($B$4=\"N\",'Wave Areas'!C85,(IF($B$4=\"NE\",'Wave Areas'!Q86,(IF($B$4=\"E\",'Wave Areas'!C103,(IF($B$4=\"SE\",'Wave Areas'!Q104,(IF($B$4=\"S\",'Wave Areas'!C121,(IF($B$4=\"W\",'Wave Areas'!C139,(IF($B$4=\"NW\",'Wave Areas'!Q140,0)))))))))))))))","v":0},{"$f":"IF($B$4=\"SW\",'Wave Areas'!R122,(IF($B$4=\"N\",'Wave Areas'!D85,(IF($B$4=\"NE\",'Wave Areas'!R86,(IF($B$4=\"E\",'Wave Areas'!D103,(IF($B$4=\"SE\",'Wave Areas'!R104,(IF($B$4=\"S\",'Wave Areas'!D121,(IF($B$4=\"W\",'Wave Areas'!D139,(IF($B$4=\"NW\",'Wave Areas'!R140,0)))))))))))))))","v":0},{"$f":"IF($B$4=\"SW\",'Wave Areas'!S122,(IF($B$4=\"N\",'Wave Areas'!E85,(IF($B$4=\"NE\",'Wave Areas'!S86,(IF($B$4=\"E\",'Wave Areas'!E103,(IF($B$4=\"SE\",'Wave Areas'!S104,(IF($B$4=\"S\",'Wave Areas'!E121,(IF($B$4=\"W\",'Wave Areas'!E139,(IF($B$4=\"NW\",'Wave Areas'!S140,0)))))))))))))))","v":2},{"$f":"IF($B$4=\"SW\",'Wave Areas'!T122,(IF($B$4=\"N\",'Wave Areas'!F85,(IF($B$4=\"NE\",'Wave Areas'!T86,(IF($B$4=\"E\",'Wave Areas'!F103,(IF($B$4=\"SE\",'Wave Areas'!T104,(IF($B$4=\"S\",'Wave Areas'!F121,(IF($B$4=\"W\",'Wave Areas'!F139,(IF($B$4=\"NW\",'Wave Areas'!T140,0)))))))))))))))","v":7},{"$f":"IF($B$4=\"SW\",'Wave Areas'!U122,(IF($B$4=\"N\",'Wave Areas'!G85,(IF($B$4=\"NE\",'Wave Areas'!U86,(IF($B$4=\"E\",'Wave Areas'!G103,(IF($B$4=\"SE\",'Wave Areas'!U104,(IF($B$4=\"S\",'Wave Areas'!G121,(IF($B$4=\"W\",'Wave Areas'!G139,(IF($B$4=\"NW\",'Wave Areas'!U140,0)))))))))))))))","v":13},{"$f":"IF($B$4=\"SW\",'Wave Areas'!V122,(IF($B$4=\"N\",'Wave Areas'!H85,(IF($B$4=\"NE\",'Wave Areas'!V86,(IF($B$4=\"E\",'Wave Areas'!H103,(IF($B$4=\"SE\",'Wave Areas'!V104,(IF($B$4=\"S\",'Wave Areas'!H121,(IF($B$4=\"W\",'Wave Areas'!H139,(IF($B$4=\"NW\",'Wave Areas'!V140,0)))))))))))))))","v":14},{"$f":"IF($B$4=\"SW\",'Wave Areas'!W122,(IF($B$4=\"N\",'Wave Areas'!I85,(IF($B$4=\"NE\",'Wave Areas'!W86,(IF($B$4=\"E\",'Wave Areas'!I103,(IF($B$4=\"SE\",'Wave Areas'!W104,(IF($B$4=\"S\",'Wave Areas'!I121,(IF($B$4=\"W\",'Wave Areas'!I139,(IF($B$4=\"NW\",'Wave Areas'!W140,0)))))))))))))))","v":10},{"$f":"IF($B$4=\"SW\",'Wave Areas'!X122,(IF($B$4=\"N\",'Wave Areas'!J85,(IF($B$4=\"NE\",'Wave Areas'!X86,(IF($B$4=\"E\",'Wave Areas'!J103,(IF($B$4=\"SE\",'Wave Areas'!X104,(IF($B$4=\"S\",'Wave Areas'!J121,(IF($B$4=\"W\",'Wave Areas'!J139,(IF($B$4=\"NW\",'Wave Areas'!X140,0)))))))))))))))","v":4},{"$f":"IF($B$4=\"SW\",'Wave Areas'!Y122,(IF($B$4=\"N\",'Wave Areas'!K85,(IF($B$4=\"NE\",'Wave Areas'!Y86,(IF($B$4=\"E\",'Wave Areas'!K103,(IF($B$4=\"SE\",'Wave Areas'!Y104,(IF($B$4=\"S\",'Wave Areas'!K121,(IF($B$4=\"W\",'Wave Areas'!K139,(IF($B$4=\"NW\",'Wave Areas'!Y140,0)))))))))))))))","v":1},{"$f":"IF($B$4=\"SW\",'Wave Areas'!Z122,(IF($B$4=\"N\",'Wave Areas'!L85,(IF($B$4=\"NE\",'Wave Areas'!Z86,(IF($B$4=\"E\",'Wave Areas'!L103,(IF($B$4=\"SE\",'Wave Areas'!Z104,(IF($B$4=\"S\",'Wave Areas'!L121,(IF($B$4=\"W\",'Wave Areas'!L139,(IF($B$4=\"NW\",'Wave Areas'!Z140,0)))))))))))))))","v":0},null,7.5,0,0,0,6.6666666666666664E-4,2.3333333333333335E-3,4.3333333333333331E-3,4.6666666666666671E-3,3.3333333333333335E-3,1.3333333333333333E-3,3.3333333333333332E-4,0,1.7000000000000001E-2,null,7.5,0,0,{"$f":"AI55/1004","v":6.6401062416998672E-7},220.34446581172105,889.85265039348894,1872.9279593996289,2254.2933809968381,{"$f":"AN55/1004","v":1.3280212483399734E-6},3.3200531208499336E-7,0,5.8432934926958841E-5,5237.4185173586493]
[113435.7890625,9.5,0,0,0,0,611879.63198485621,693463.58291617036,0,0,0,0,0,1305343.2149010266,null,null,null,8.5,{"$f":"IF($B$4=\"SW\",'Wave Areas'!P123,(IF($B$4=\"N\",'Wave Areas'!B86,(IF($B$4=\"NE\",'Wave Areas'!P87,(IF($B$4=\"E\",'Wave Areas'!B104,(IF($B$4=\"SE\",'Wave Areas'!P105,(IF($B$4=\"S\",'Wave Areas'!B122,(IF($B$4=\"W\",'Wave Areas'!B140,(IF($B$4=\"NW\",'Wave Areas'!P141,0)))))))))))))))","v":0},{"$f":"IF($B$4=\"SW\",'Wave Areas'!Q123,(IF($B$4=\"N\",'Wave Areas'!C86,(IF($B$4=\"NE\",'Wave Areas'!Q87,(IF($B$4=\"E\",'Wave Areas'!C104,(IF($B$4=\"SE\",'Wave Areas'!Q105,(IF($B$4=\"S\",'Wave Areas'!C122,(IF($B$4=\"W\",'Wave Areas'!C140,(IF($B$4=\"NW\",'Wave Areas'!Q141,0)))))))))))))))","v":0},{"$f":"IF($B$4=\"SW\",'Wave Areas'!R123,(IF($B$4=\"N\",'Wave Areas'!D86,(IF($B$4=\"NE\",'Wave Areas'!R87,(IF($B$4=\"E\",'Wave Areas'!D104,(IF($B$4=\"SE\",'Wave Areas'!R105,(IF($B$4=\"S\",'Wave Areas'!D122,(IF($B$4=\"W\",'Wave Areas'!D140,(IF($B$4=\"NW\",'Wave Areas'!R141,0)))))))))))))))","v":0},{"$f":"IF($B$4=\"SW\",'Wave Areas'!S123,(IF($B$4=\"N\",'Wave Areas'!E86,(IF($B$4=\"NE\",'Wave Areas'!S87,(IF($B$4=\"E\",'Wave Areas'!E104,(IF($B$4=\"SE\",'Wave Areas'!S105,(IF($B$4=\"S\",'Wave Areas'!E122,(IF($B$4=\"W\",'Wave Areas'!E140,(IF($B$4=\"NW\",'Wave Areas'!S141,0)))))))))))))))","v":0},{"$f":"IF($B$4=\"SW\",'Wave Areas'!T123,(IF($B$4=\"N\",'Wave Areas'!F86,(IF($B$4=\"NE\",'Wave Areas'!T87,(IF($B$4=\"E\",'Wave Areas'!F104,(IF($B$4=\"SE\",'Wave Areas'!T105,(IF($B$4=\"S\",'Wave Areas'!F122,(IF($B$4=\"W\",'Wave Areas'!F140,(IF($B$4=\"NW\",'Wave Areas'!T141,0)))))))))))))))","v":3},{"$f":"IF($B$4=\"SW\",'Wave Areas'!U123,(IF($B$4=\"N\",'Wave Areas'!G86,(IF($B$4=\"NE\",'Wave Areas'!U87,(IF($B$4=\"E\",'Wave Areas'!G104,(IF($B$4=\"SE\",'Wave Areas'!U105,(IF($B$4=\"S\",'Wave Areas'!G122,(IF($B$4=\"W\",'Wave Areas'!G140,(IF($B$4=\"NW\",'Wave Areas'!U141,0)))))))))))))))","v":7},{"$f":"IF($B$4=\"SW\",'Wave Areas'!V123,(IF($B$4=\"N\",'Wave Areas'!H86,(IF($B$4=\"NE\",'Wave Areas'!V87,(IF($B$4=\"E\",'Wave Areas'!H104,(IF($B$4=\"SE\",'Wave Areas'!V105,(IF($B$4=\"S\",'Wave Areas'!H122,(IF($B$4=\"W\",'Wave Areas'!H140,(IF($B$4=\"NW\",'Wave Areas'!V141,0)))))))))))))))","v":7},{"$f":"IF($B$4=\"SW\",'Wave Areas'!W123,(IF($B$4=\"N\",'Wave Areas'!I86,(IF($B$4=\"NE\",'Wave Areas'!W87,(IF($B$4=\"E\",'Wave Areas'!I104,(IF($B$4=\"SE\",'Wave Areas'!W105,(IF($B$4=\"S\",'Wave Areas'!I122,(IF($B$4=\"W\",'Wave Areas'!I140,(IF($B$4=\"NW\",'Wave Areas'!W141,0)))))))))))))))","v":7},{"$f":"IF($B$4=\"SW\",'Wave Areas'!X123,(IF($B$4=\"N\",'Wave Areas'!J86,(IF($B$4=\"NE\",'Wave Areas'!X87,(IF($B$4=\"E\",'Wave Areas'!J104,(IF($B$4=\"SE\",'Wave Areas'!X105,(IF($B$4=\"S\",'Wave Areas'!J122,(IF($B$4=\"W\",'Wave Areas'!J140,(IF($B$4=\"NW\",'Wave Areas'!X141,0)))))))))))))))","v":3},{"$f":"IF($B$4=\"SW\",'Wave Areas'!Y123,(IF($B$4=\"N\",'Wave Areas'!K86,(IF($B$4=\"NE\",'Wave Areas'!Y87,(IF($B$4=\"E\",'Wave Areas'!K104,(IF($B$4=\"SE\",'Wave Areas'!Y105,(IF($B$4=\"S\",'Wave Areas'!K122,(IF($B$4=\"W\",'Wave Areas'!K140,(IF($B$4=\"NW\",'Wave Areas'!Y141,0)))))))))))))))","v":1},{"$f":"IF($B$4=\"SW\",'Wave Areas'!Z123,(IF($B$4=\"N\",'Wave Areas'!L86,(IF($B$4=\"NE\",'Wave Areas'!Z87,(IF($B$4=\"E\",'Wave Areas'!L104,(IF($B$4=\"SE\",'Wave Areas'!Z105,(IF($B$4=\"S\",'Wave Areas'!L122,(IF($B$4=\"W\",'Wave Areas'!L140,(IF($B$4=\"NW\",'Wave Areas'!Z141,0)))))))))))))))","v":0},null,8.5,0,0,0,0,1E-3,2.3333333333333335E-3,2.3333333333333335E-3,2.3333333333333335E-3,1E-3,3.3333333333333332E-4,0,9.3333333333333341E-3,null,8.5,0,0,{"$f":"AI56/1004","v":0},0,489.84269707374915,1295.3617989283589,1447.7573046846362,{"$f":"AN56/1004","v":9.9601593625498007E-7},3.3200531208499336E-7,0,3.2868525896414345E-5,3232.961834883291]
[138573.9140625,10.5,0,0,0,0,0,0,0,0,0,0,0,0,null,null,null,9.5,{"$f":"IF($B$4=\"SW\",'Wave Areas'!P124,(IF($B$4=\"N\",'Wave Areas'!B87,(IF($B$4=\"NE\",'Wave Areas'!P88,(IF($B$4=\"E\",'Wave Areas'!B105,(IF($B$4=\"SE\",'Wave Areas'!P106,(IF($B$4=\"S\",'Wave Areas'!B123,(IF($B$4=\"W\",'Wave Areas'!B141,(IF($B$4=\"NW\",'Wave Areas'!P142,0)))))))))))))))","v":0},{"$f":"IF($B$4=\"SW\",'Wave Areas'!Q124,(IF($B$4=\"N\",'Wave Areas'!C87,(IF($B$4=\"NE\",'Wave Areas'!Q88,(IF($B$4=\"E\",'Wave Areas'!C105,(IF($B$4=\"SE\",'Wave Areas'!Q106,(IF($B$4=\"S\",'Wave Areas'!C123,(IF($B$4=\"W\",'Wave Areas'!C141,(IF($B$4=\"NW\",'Wave Areas'!Q142,0)))))))))))))))","v":0},{"$f":"IF($B$4=\"SW\",'Wave Areas'!R124,(IF($B$4=\"N\",'Wave Areas'!D87,(IF($B$4=\"NE\",'Wave Areas'!R88,(IF($B$4=\"E\",'Wave Areas'!D105,(IF($B$4=\"SE\",'Wave Areas'!R106,(IF($B$4=\"S\",'Wave Areas'!D123,(IF($B$4=\"W\",'Wave Areas'!D141,(IF($B$4=\"NW\",'Wave Areas'!R142,0)))))))))))))))","v":0},{"$f":"IF($B$4=\"SW\",'Wave Areas'!S124,(IF($B$4=\"N\",'Wave Areas'!E87,(IF($B$4=\"NE\",'Wave Areas'!S88,(IF($B$4=\"E\",'Wave Areas'!E105,(IF($B$4=\"SE\",'Wave Areas'!S106,(IF($B$4=\"S\",'Wave Areas'!E123,(IF($B$4=\"W\",'Wave Areas'!E141,(IF($B$4=\"NW\",'Wave Areas'!S142,0)))))))))))))))","v":0},{"$f":"IF($B$4=\"SW\",'Wave Areas'!T124,(IF($B$4=\"N\",'Wave Areas'!F87,(IF($B$4=\"NE\",'Wave Areas'!T88,(IF($B$4=\"E\",'Wave Areas'!F105,(IF($B$4=\"SE\",'Wave Areas'!T106,(IF($B$4=\"S\",'Wave Areas'!F123,(IF($B$4=\"W\",'Wave Areas'!F141,(IF($B$4=\"NW\",'Wave Areas'!T142,0)))))))))))))))","v":3},{"$f":"IF($B$4=\"SW\",'Wave Areas'!U124,(IF($B$4=\"N\",'Wave Areas'!G87,(IF($B$4=\"NE\",'Wave Areas'!U88,(IF($B$4=\"E\",'Wave Areas'!G105,(IF($B$4=\"SE\",'Wave Areas'!U106,(IF($B$4=\"S\",'Wave Areas'!G123,(IF($B$4=\"W\",'Wave Areas'!G141,(IF($B$4=\"NW\",'Wave Areas'!U142,0)))))))))))))))","v":4},{"$f":"IF($B$4=\"SW\",'Wave Areas'!V124,(IF($B$4=\"N\",'Wave Areas'!H87,(IF($B$4=\"NE\",'Wave Areas'!V88,(IF($B$4=\"E\",'Wave Areas'!H105,(IF($B$4=\"SE\",'Wave Areas'!V106,(IF($B$4=\"S\",'Wave Areas'!H123,(IF($B$4=\"W\",'Wave Areas'!H141,(IF($B$4=\"NW\",'Wave Areas'!V142,0)))))))))))))))","v":5},{"$f":"IF($B$4=\"SW\",'Wave Areas'!W124,(IF($B$4=\"N\",'Wave Areas'!I87,(IF($B$4=\"NE\",'Wave Areas'!W88,(IF($B$4=\"E\",'Wave Areas'!I105,(IF($B$4=\"SE\",'Wave Areas'!W106,(IF($B$4=\"S\",'Wave Areas'!I123,(IF($B$4=\"W\",'Wave Areas'!I141,(IF($B$4=\"NW\",'Wave Areas'!W142,0)))))))))))))))","v":3},{"$f":"IF($B$4=\"SW\",'Wave Areas'!X124,(IF($B$4=\"N\",'Wave Areas'!J87,(IF($B$4=\"NE\",'Wave Areas'!X88,(IF($B$4=\"E\",'Wave Areas'!J105,(IF($B$4=\"SE\",'Wave Areas'!X106,(IF($B$4=\"S\",'Wave Areas'!J123,(IF($B$4=\"W\",'Wave Areas'!J141,(IF($B$4=\"NW\",'Wave Areas'!X142,0)))))))))))))))","v":2},{"$f":"IF($B$4=\"SW\",'Wave Areas'!Y124,(IF($B$4=\"N\",'Wave Areas'!K87,(IF($B$4=\"NE\",'Wave Areas'!Y88,(IF($B$4=\"E\",'Wave Areas'!K105,(IF($B$4=\"SE\",'Wave Areas'!Y106,(IF($B$4=\"S\",'Wave Areas'!K123,(IF($B$4=\"W\",'Wave Areas'!K141,(IF($B$4=\"NW\",'Wave Areas'!Y142,0)))))))))))))))","v":1},{"$f":"IF($B$4=\"SW\",'Wave Areas'!Z124,(IF($B$4=\"N\",'Wave Areas'!L87,(IF($B$4=\"NE\",'Wave Areas'!Z88,(IF($B$4=\"E\",'Wave Areas'!L105,(IF($B$4=\"SE\",'Wave Areas'!Z106,(IF($B$4=\"S\",'Wave Areas'!L123,(IF($B$4=\"W\",'Wave Areas'!L141,(IF($B$4=\"NW\",'Wave Areas'!Z142,0)))))))))))))))","v":0},null,9.5,0,0,0,0,1E-3,1.3333333333333333E-3,1.6666666666666668E-3,1E-3,6.6666666666666664E-4,3.3333333333333332E-4,0,6.0000000000000001E-3,null,9.5,0,0,{"$f":"AI57/1004","v":0},{"$f":"AJ57/1004","v":9.9601593625498007E-7},{"$f":"G56*AJ57","v":611.87963198485625},{"$f":"H56*AK57","v":924.61811055489375},{"$f":"AM57/1004","v":9.9601593625498007E-7},{"$f":"AN57/1004","v":6.6401062416998672E-7},3.3200531208499336E-7,0,1.6932270916334664E-5,1536.4977624600688]
["Sub Totals",null,{"$f":"SUM(C47:C57)","v":795.07727654024404},167800.78550277217,565550.79558341741,1423425.249143718,2254293.3809968382,2552831.8828812321,2078243.8026713708,1077314.9420763839,0,0,0,{"$f":"SUM(N47:N56)","v":10120255.916132273},"Total",null,null,10.5,{"$f":"IF($B$4=\"SW\",'Wave Areas'!P125,(IF($B$4=\"N\",'Wave Areas'!B88,(IF($B$4=\"NE\",'Wave Areas'!P89,(IF($B$4=\"E\",'Wave Areas'!B106,(IF($B$4=\"SE\",'Wave Areas'!P107,(IF($B$4=\"S\",'Wave Areas'!B124,(IF($B$4=\"W\",'Wave Areas'!B142,(IF($B$4=\"NW\",'Wave Areas'!P143,0)))))))))))))))","v":0},{"$f":"IF($B$4=\"SW\",'Wave Areas'!Q125,(IF($B$4=\"N\",'Wave Areas'!C88,(IF($B$4=\"NE\",'Wave Areas'!Q89,(IF($B$4=\"E\",'Wave Areas'!C106,(IF($B$4=\"SE\",'Wave Areas'!Q107,(IF($B$4=\"S\",'Wave Areas'!C124,(IF($B$4=\"W\",'Wave Areas'!C142,(IF($B$4=\"NW\",'Wave Areas'!Q143,0)))))))))))))))","v":0},{"$f":"IF($B$4=\"SW\",'Wave Areas'!R125,(IF($B$4=\"N\",'Wave Areas'!D88,(IF($B$4=\"NE\",'Wave Areas'!R89,(IF($B$4=\"E\",'Wave Areas'!D106,(IF($B$4=\"SE\",'Wave Areas'!R107,(IF($B$4=\"S\",'Wave Areas'!D124,(IF($B$4=\"W\",'Wave Areas'!D142,(IF($B$4=\"NW\",'Wave Areas'!R143,0)))))))))))))))","v":0},{"$f":"IF($B$4=\"SW\",'Wave Areas'!S125,(IF($B$4=\"N\",'Wave Areas'!E88,(IF($B$4=\"NE\",'Wave Areas'!S89,(IF($B$4=\"E\",'Wave Areas'!E106,(IF($B$4=\"SE\",'Wave Areas'!S107,(IF($B$4=\"S\",'Wave Areas'!E124,(IF($B$4=\"W\",'Wave Areas'!E142,(IF($B$4=\"NW\",'Wave Areas'!S143,0)))))))))))))))","v":0},{"$f":"IF($B$4=\"SW\",'Wave Areas'!T125,(IF($B$4=\"N\",'Wave Areas'!F88,(IF($B$4=\"NE\",'Wave Areas'!T89,(IF($B$4=\"E\",'Wave Areas'!F106,(IF($B$4=\"SE\",'Wave Areas'!T107,(IF($B$4=\"S\",'Wave Areas'!F124,(IF($B$4=\"W\",'Wave Areas'!F142,(IF($B$4=\"NW\",'Wave Areas'!T143,0)))))))))))))))","v":0},{"$f":"IF($B$4=\"SW\",'Wave Areas'!U125,(IF($B$4=\"N\",'Wave Areas'!G88,(IF($B$4=\"NE\",'Wave Areas'!U89,(IF($B$4=\"E\",'Wave Areas'!G106,(IF($B$4=\"SE\",'Wave Areas'!U107,(IF($B$4=\"S\",'Wave Areas'!G124,(IF($B$4=\"W\",'Wave Areas'!G142,(IF($B$4=\"NW\",'Wave Areas'!U143,0)))))))))))))))","v":4},{"$f":"IF($B$4=\"SW\",'Wave Areas'!V125,(IF($B$4=\"N\",'Wave Areas'!H88,(IF($B$4=\"NE\",'Wave Areas'!V89,(IF($B$4=\"E\",'Wave Areas'!H106,(IF($B$4=\"SE\",'Wave Areas'!V107,(IF($B$4=\"S\",'Wave Areas'!H124,(IF($B$4=\"W\",'Wave Areas'!H142,(IF($B$4=\"NW\",'Wave Areas'!V143,0)))))))))))))))","v":4},{"$f":"IF($B$4=\"SW\",'Wave Areas'!W125,(IF($B$4=\"N\",'Wave Areas'!I88,(IF($B$4=\"NE\",'Wave Areas'!W89,(IF($B$4=\"E\",'Wave Areas'!I106,(IF($B$4=\"SE\",'Wave Areas'!W107,(IF($B$4=\"S\",'Wave Areas'!I124,(IF($B$4=\"W\",'Wave Areas'!I142,(IF($B$4=\"NW\",'Wave Areas'!W143,0)))))))))))))))","v":4},{"$f":"IF($B$4=\"SW\",'Wave Areas'!X125,(IF($B$4=\"N\",'Wave Areas'!J88,(IF($B$4=\"NE\",'Wave Areas'!X89,(IF($B$4=\"E\",'Wave Areas'!J106,(IF($B$4=\"SE\",'Wave Areas'!X107,(IF($B$4=\"S\",'Wave Areas'!J124,(IF($B$4=\"W\",'Wave Areas'!J142,(IF($B$4=\"NW\",'Wave Areas'!X143,0)))))))))))))))","v":1},{"$f":"IF($B$4=\"SW\",'Wave Areas'!Y125,(IF($B$4=\"N\",'Wave Areas'!K88,(IF($B$4=\"NE\",'Wave Areas'!Y89,(IF($B$4=\"E\",'Wave Areas'!K106,(IF($B$4=\"SE\",'Wave Areas'!Y107,(IF($B$4=\"S\",'Wave Areas'!K124,(IF($B$4=\"W\",'Wave Areas'!K142,(IF($B$4=\"NW\",'Wave Areas'!Y143,0)))))))))))))))","v":0},{"$f":"IF($B$4=\"SW\",'Wave Areas'!Z125,(IF($B$4=\"N\",'Wave Areas'!L88,(IF($B$4=\"NE\",'Wave Areas'!Z89,(IF($B$4=\"E\",'Wave Areas'!L106,(IF($B$4=\"SE\",'Wave Areas'!Z107,(IF($B$4=\"S\",'Wave Areas'!L124,(IF($B$4=\"W\",'Wave Areas'!L142,(IF($B$4=\"NW\",'Wave Areas'!Z143,0)))))))))))))))","v":0},null,10.5,0,0,0,0,0,1.3333333333333333E-3,1.3333333333333333E-3,1.3333333333333333E-3,3.3333333333333332E-4,0,0,4.3333333333333331E-3,null,10.5,0,0,{"$f":"AI58/1004","v":0},{"$f":"AJ58/1004","v":0},{"$f":"AK58/1004","v":1.3280212483399734E-6},{"$f":"AL58/1004","v":1.3280212483399734E-6},{"$f":"AM58/1004","v":1.3280212483399734E-6},{"$f":"AN58/1004","v":3.3200531208499336E-7},0,0,9.2961487383798149E-6,1.3612217795484729E-5]
[null,null,null,null,null,null,null,null,null,null,null,null,null,null,null,null,null,"Total Occurences",null,null,null,null,null,null,null,null,null,null,{"$f":"SUM(S48:AC58)","v":3000},null,null,null,null,null,null,null,null,null,null,null,null,null,null,null,"Sub Totals",{"$f":"SUM(AT48:AT58)","v":0.26366070857165785},50.848723211633242,1112.0427371811479,6723.444134464331,17881.235894854075,24191.826064260466,19316.789507043613,8256.2506387042649,4.9800796812748997E-6,3.3200531208499336E-7,9.8572377158034539E-4,{"$f":"SUM(BE48:BE57)","v":77532.702337851733},"Total"]
[]
[null,null,null,null,null,null,null,null,null,null,null,null,null,null,null,null,null,null,null,null,null,null,null,null,null,null,null,null,null,null,null,null,null,null,null,null,null,null,null,null,null,null,null,null,null,null,null,null,null,null,null,null,null,null,null,null,"Min","Max"]
[null,null,null,null,null,null,null,null,null,null,null,null,null,null,null,null,null,null,null,null,null,null,null,null,null,null,null,null,null,null,null,null,null,null,null,null,null,null,null,null,null,null,null,null,null,null,null,null,null,null,null,null,null,"Relevant Wave Heights",null,null,{"$f":"IF((AND($B$6>AS48,$B$6<AS49)),AS48,(IF((AND($B$6>AS49,$B$6<AS50)),AS49,(IF((AND($B$6>AS50,$B$6<AS51)),AS50,(IF((AND($B$6>AS51,$B$6<AS52)),AS51,(IF((AND($B$6>AS52,$B$6<AS53)),AS52,(IF((AND($B$6>AS53,$B$6<AS54)),AS53,(IF((AND($B$6>AS54,$B$6<AS55)),AS54,(IF((AND($B$6>AS55,$B$6<AS56)),AS55,(IF((AND($B$6>AS56,$B$6<AS57)),AS56,(IF((AND($B$6>AS57,$B$6<AS58)),AS57,(IF($B$6>AS58,AS58,\"\")))))))))))))))))))))","v":1.5},{"$f":"IF((AND($B$6>AS48,$B$6<AS49)),AS49,(IF((AND($B$6>AS49,$B$6<AS50)),AS50,(IF((AND($B$6>AS50,$B$6<AS51)),AS51,(IF((AND($B$6>AS51,$B$6<AS52)),AS52,(IF((AND($B$6>AS52,$B$6<AS53)),AS53,(IF((AND($B$6>AS53,$B$6<AS54)),AS54,(IF((AND($B$6>AS54,$B$6<AS55)),AS55,(IF((AND($B$6>AS55,$B$6<AS56)),AS56,(IF((AND($B$6>AS56,$B$6<AS57)),AS57,(IF((AND($B$6>AS57,$B$6<AS58)),AS58,(IF($B$6>AS58,AS58,\"\")))))))))))))))))))))","v":2.5}]
[null,null,null,null,null,null,null,null,null,null,null,null,null,null,null,null,null,null,null,null,null,null,null,null,null,null,null,null,null,null,null,null,null,null,null,null,null,null,null,null,null,null,null,null,null,null,null,null,null,null,null,null,null,"Relevant Power (kW/m)",null,null,{"$f":"(((($B$6-BE62)*((VLOOKUP(BF62,AS48:BE58,13,FALSE))-(VLOOKUP(BE62,AS48:BE58,13,FALSE))))/(BF62-BE62))+(VLOOKUP(BE62,AS48:BE58,13,FALSE)))*0.001","v":4.3146196115096336}]

{"sheet":"Wave 3","index":15,"n_rows":63,"n_cols":58,"rows_kept":63,"cut":false,"hidden":false,"merged":[[7,1,7,2],[2,1,2,2],[3,1,3,2],[4,1,4,2],[5,1,5,2],[6,1,6,2],[16,44,16,45],[17,44,17,55],[18,17,18,28],[18,30,18,41],[18,44,18,55],[32,0,32,1],[32,17,32,27],[8,1,8,2],[9,1,9,2],[16,30,16,31],[19,2,19,12],[19,17,19,28],[19,30,19,41],[19,44,19,55],[20,2,20,12],[35,53,35,55],[36,53,36,55],[36,56,36,57],[57,0,57,1],[42,17,42,19],[42,30,42,31],[42,44,42,45],[44,2,44,12],[44,17,44,28],[44,30,44,41],[44,44,44,55],[58,17,58,27],[61,53,61,55],[62,53,62,55],[62,56,62,57],[45,2,45,12],[45,17,45,28],[45,30,45,41],[45,44,45,55]]}
["Wave Resource"]
[]
[{"$f":"Input!I45","v":"Site Name"},{"$f":"Input!J65","v":"[Enter Name]"}]
[{"$f":"Input!I46","v":"Position Relevant to Island"},{"$f":"Input!J66","v":"[Select Value]"}]
[{"$f":"Input!I47","v":"Relevant Ocean Wave Area"},{"$f":"Input!J67","v":"North Sea (AREA 10)"}]
[{"$f":"Input!I48","v":"Average Wave Height"},{"$f":"Input!J68","v":"[Enter Value]"}]
[{"$f":"Input!I49","v":"Proximity to Grid Connection"},{"$f":"Input!J69","v":"[Select Value]"}]
[{"$f":"Input!I50","v":"Average Water Depth"},{"$f":"Input!J70","v":"[Select Value]"}]
[{"$f":"Input!I51","v":"Seabed Topography"},{"$f":"Input!J71","v":"[Select Value]"}]
[{"$f":"Input!I52","v":"Accessibility"},{"$f":"Input!J72","v":"[Select Value]"}]
[]
["Relavant Wave Power",{"$f":"IF(B8<>\"[Select Value]\",(IF(B8=\"> 20m\", BE63,BE37)),0)","v":0}]
[]
["Transitional Waters Calculation (",">20m"]
[]
["Wave Velocity C","(m/s)",{"$f":"(C17/C18)","v":5.4628571428571435},6.9888888888888889,8.3109090909090906,9.2892307692307696,9.9653333333333318,10.436470588235293,10.77157894736842,11.016190476190477,11.201739130434783,11.344799999999999,11.455555555555556]
["Wave Length (λ)","(m)",19.12,31.45,45.71,60.38,74.739999999999995,88.71,102.33,115.67,128.82,141.81,154.65]
["Wave Period (T)","(s)",3.5,4.5,5.5,6.5,7.5,8.5,9.5,10.5,11.5,12.5,13.5]
[null,null,null,null,null,null,null,null,null,null,null,null,null,null,null,null,null,"North Sea Area 10",null,null,null,null,null,null,null,null,null,null,null,null,"North Sea Area 10",null,null,null,null,null,null,null,null,null,null,null,null,null,"North Sea Area 10"]
["Energy","Wave Height (Hs)","Power",null,null,null,null,null,null,null,null,null,null,"Total Power",null,null,null,"Number of Occurences",null,null,null,null,null,null,null,null,null,null,null,null,"Percentage of Occurences",null,null,null,null,null,null,null,null,null,null,null,null,null,"Annual Power (W/m)",null,null,null,null,null,null,null,null,null,null,null,"Total Power"]
["(J)","(m)","(W/m)",null,null,null,null,null,null,null,null,null,null,"(W/m)",null,null,null,"Hs                      T",3.5,4.5,5.5,6.5,7.5,8.5,9.5,10.5,11.5,12.5,13.5,null,"Hs                 T",3.5,4.5,5.5,6.5,7.5,8.5,9.5,10.5,11.5,12.5,13.5,"Availability",null,"Hs           T",3.5,4.5,5.5,6.5,7.5,8.5,9.5,10.5,11.5,12.5,13.5,"(W/m)"]
[{"$f":"(1025*9.81*B22^2)/8","v":314.2265625},0.5,{"$f":"$A22*($C$16)","v":1716.5748214285716},{"$f":"$A22*(D16)","v":2196.0945312499998},{"$f":"A22*($E$16)","v":2611.5083948863635},{"$f":"$A22*($F$16)","v":2918.9230528846156},{"$f":"$A22*($G$16)","v":3131.3724374999997},{"$f":"$A22*($H$16)","v":3279.416277573529},0,0,0,0,0,{"$f":"SUM(C22:M22)","v":15853.889515523078},null,null,null,0.5,{"$f":"IF($B$4=\"SW\",'Wave Areas'!P115,(IF($B$4=\"N\",'Wave Areas'!B78,(IF($B$4=\"NE\",'Wave Areas'!P79,(IF($B$4=\"E\",'Wave Areas'!B96,(IF($B$4=\"SE\",'Wave Areas'!P97,(IF($B$4=\"S\",'Wave Areas'!B114,(IF($B$4=\"W\",'Wave Areas'!B132,(IF($B$4=\"NW\",'Wave Areas'!P133,0)))))))))))))))","v":0},{"$f":"IF($B$4=\"SW\",'Wave Areas'!Q115,(IF($B$4=\"N\",'Wave Areas'!C78,(IF($B$4=\"NE\",'Wave Areas'!Q79,(IF($B$4=\"E\",'Wave Areas'!C96,(IF($B$4=\"SE\",'Wave Areas'!Q97,(IF($B$4=\"S\",'Wave Areas'!C114,(IF($B$4=\"W\",'Wave Areas'!C132,(IF($B$4=\"NW\",'Wave Areas'!Q133,0)))))))))))))))","v":0},{"$f":"IF($B$4=\"SW\",'Wave Areas'!R115,(IF($B$4=\"N\",'Wave Areas'!D78,(IF($B$4=\"NE\",'Wave Areas'!R79,(IF($B$4=\"E\",'Wave Areas'!D96,(IF($B$4=\"SE\",'Wave Areas'!R97,(IF($B$4=\"S\",'Wave Areas'!D114,(IF($B$4=\"W\",'Wave Areas'!D132,(IF($B$4=\"NW\",'Wave Areas'!R133,0)))))))))))))))","v":0},{"$f":"IF($B$4=\"SW\",'Wave Areas'!S115,(IF($B$4=\"N\",'Wave Areas'!E78,(IF($B$4=\"NE\",'Wave Areas'!S79,(IF($B$4=\"E\",'Wave Areas'!E96,(IF($B$4=\"SE\",'Wave Areas'!S97,(IF($B$4=\"S\",'Wave Areas'!E114,(IF($B$4=\"W\",'Wave Areas'!E132,(IF($B$4=\"NW\",'Wave Areas'!S133,0)))))))))))))))","v":0},{"$f":"IF($B$4=\"SW\",'Wave Areas'!T115,(IF($B$4=\"N\",'Wave Areas'!F78,(IF($B$4=\"NE\",'Wave Areas'!T79,(IF($B$4=\"E\",'Wave Areas'!F96,(IF($B$4=\"SE\",'Wave Areas'!T97,(IF($B$4=\"S\",'Wave Areas'!F114,(IF($B$4=\"W\",'Wave Areas'!F132,(IF($B$4=\"NW\",'Wave Areas'!T133,0)))))))))))))))","v":0},{"$f":"IF($B$4=\"SW\",'Wave Areas'!U115,(IF($B$4=\"N\",'Wave Areas'!G78,(IF($B$4=\"NE\",'Wave Areas'!U79,(IF($B$4=\"E\",'Wave Areas'!G96,(IF($B$4=\"SE\",'Wave Areas'!U97,(IF($B$4=\"S\",'Wave Areas'!G114,(IF($B$4=\"W\",'Wave Areas'!G132,(IF($B$4=\"NW\",'Wave Areas'!U133,0)))))))))))))))","v":0},{"$f":"IF($B$4=\"SW\",'Wave Areas'!V115,(IF($B$4=\"N\",'Wave Areas'!H78,(IF($B$4=\"NE\",'Wave Areas'!V79,(IF($B$4=\"E\",'Wave Areas'!H96,(IF($B$4=\"SE\",'Wave Areas'!V97,(IF($B$4=\"S\",'Wave Areas'!H114,(IF($B$4=\"W\",'Wave Areas'!H132,(IF($B$4=\"NW\",'Wave Areas'!V133,0)))))))))))))))","v":0},{"$f":"IF($B$4=\"SW\",'Wave Areas'!W115,(IF($B$4=\"N\",'Wave Areas'!I78,(IF($B$4=\"NE\",'Wave Areas'!W79,(IF($B$4=\"E\",'Wave Areas'!I96,(IF($B$4=\"SE\",'Wave Areas'!W97,(IF($B$4=\"S\",'Wave Areas'!I114,(IF($B$4=\"W\",'Wave Areas'!I132,(IF($B$4=\"NW\",'Wave Areas'!W133,0)))))))))))))))","v":0},{"$f":"IF($B$4=\"SW\",'Wave Areas'!X115,(IF($B$4=\"N\",'Wave Areas'!J78,(IF($B$4=\"NE\",'Wave Areas'!X79,(IF($B$4=\"E\",'Wave Areas'!J96,(IF($B$4=\"SE\",'Wave Areas'!X97,(IF($B$4=\"S\",'Wave Areas'!J114,(IF($B$4=\"W\",'Wave Areas'!J132,(IF($B$4=\"NW\",'Wave Areas'!X133,0)))))))))))))))","v":0},{"$f":"IF($B$4=\"SW\",'Wave Areas'!Y115,(IF($B$4=\"N\",'Wave Areas'!K78,(IF($B$4=\"NE\",'Wave Areas'!Y79,(IF($B$4=\"E\",'Wave Areas'!K96,(IF($B$4=\"SE\",'Wave Areas'!Y97,(IF($B$4=\"S\",'Wave Areas'!K114,(IF($B$4=\"W\",'Wave Areas'!K132,(IF($B$4=\"NW\",'Wave Areas'!Y133,0)))))))))))))))","v":0},{"$f":"IF($B$4=\"SW\",'Wave Areas'!Z115,(IF($B$4=\"N\",'Wave Areas'!L78,(IF($B$4=\"NE\",'Wave Areas'!Z79,(IF($B$4=\"E\",'Wave Areas'!L96,(IF($B$4=\"SE\",'Wave Areas'!Z97,(IF($B$4=\"S\",'Wave Areas'!L114,(IF($B$4=\"W\",'Wave Areas'!L132,(IF($B$4=\"NW\",'Wave Areas'!Z133,0)))))))))))))))","v":0},null,0.5,{"$f":"S22/($AC$33)","v":{"$error":"#DIV/0!"}},{"$f":"T22/($AC$33)","v":{"$error":"#DIV/0!"}},{"$error":"#DIV/0!"},{"$error":"#DIV/0!"},{"$error":"#DIV/0!"},{"$error":"#DIV/0!"},{"$error":"#DIV/0!"},{"$error":"#DIV/0!"},{"$error":"#DIV/0!"},{"$error":"#DIV/0!"},{"$error":"#DIV/0!"},{"$f":"SUM(AF22:AP22)","v":{"$error":"#DIV/0!"}},null,0.5,{"$f":"C22*AF22","v":{"$error":"#DIV/0!"}},{"$error":"#DIV/0!"},{"$error":"#DIV/0!"},{"$error":"#DIV/0!"},{"$error":"#DIV/0!"},{"$error":"#DIV/0!"},{"$f":"AM22/1004","v":{"$error":"#DIV/0!"}},{"$f":"AN22/1004","v":{"$error":"#DIV/0!"}},{"$f":"AO22/1004","v":{"$error":"#DIV/0!"}},{"$f":"AP22/1004","v":{"$error":"#DIV/0!"}},{"$f":"AQ20/1004","v":0},{"$f":"SUM(AT22:BD22)","v":{"$error":"#DIV/0!"}}]
[2828.0390625,1.5,{"$f":"$A23*($C$16)","v":15449.173392857145},{"$f":"A23*($D$16)","v":19764.850781249999},23503.575553977273,{"$f":"$A23*($F$16)","v":26270.307475961541},28182.351937499996,29514.746498161763,{"$f":"$A23*($I$16)","v":30462.446027960523},{"$f":"$A23*($J$16)","v":31154.216986607145},0,0,0,204301.66865427536,null,null,null,1.5,{"$f":"IF($B$4=\"SW\",'Wave Areas'!P116,(IF($B$4=\"N\",'Wave Areas'!B79,(IF($B$4=\"NE\",'Wave Areas'!P80,(IF($B$4=\"E\",'Wave Areas'!B97,(IF($B$4=\"SE\",'Wave Areas'!P98,(IF($B$4=\"S\",'Wave Areas'!B115,(IF($B$4=\"W\",'Wave Areas'!B133,(IF($B$4=\"NW\",'Wave Areas'!P134,0)))))))))))))))","v":0},{"$f":"IF($B$4=\"SW\",'Wave Areas'!Q116,(IF($B$4=\"N\",'Wave Areas'!C79,(IF($B$4=\"NE\",'Wave Areas'!Q80,(IF($B$4=\"E\",'Wave Areas'!C97,(IF($B$4=\"SE\",'Wave Areas'!Q98,(IF($B$4=\"S\",'Wave Areas'!C115,(IF($B$4=\"W\",'Wave Areas'!C133,(IF($B$4=\"NW\",'Wave Areas'!Q134,0)))))))))))))))","v":0},{"$f":"IF($B$4=\"SW\",'Wave Areas'!R116,(IF($B$4=\"N\",'Wave Areas'!D79,(IF($B$4=\"NE\",'Wave Areas'!R80,(IF($B$4=\"E\",'Wave Areas'!D97,(IF($B$4=\"SE\",'Wave Areas'!R98,(IF($B$4=\"S\",'Wave Areas'!D115,(IF($B$4=\"W\",'Wave Areas'!D133,(IF($B$4=\"NW\",'Wave Areas'!R134,0)))))))))))))))","v":0},{"$f":"IF($B$4=\"SW\",'Wave Areas'!S116,(IF($B$4=\"N\",'Wave Areas'!E79,(IF($B$4=\"NE\",'Wave Areas'!S80,(IF($B$4=\"E\",'Wave Areas'!E97,(IF($B$4=\"SE\",'Wave Areas'!S98,(IF($B$4=\"S\",'Wave Areas'!E115,(IF($B$4=\"W\",'Wave Areas'!E133,(IF($B$4=\"NW\",'Wave Areas'!S134,0)))))))))))))))","v":0},{"$f":"IF($B$4=\"SW\",'Wave Areas'!T116,(IF($B$4=\"N\",'Wave Areas'!F79,(IF($B$4=\"NE\",'Wave Areas'!T80,(IF($B$4=\"E\",'Wave Areas'!F97,(IF($B$4=\"SE\",'Wave Areas'!T98,(IF($B$4=\"S\",'Wave Areas'!F115,(IF($B$4=\"W\",'Wave Areas'!F133,(IF($B$4=\"NW\",'Wave Areas'!T134,0)))))))))))))))","v":0},{"$f":"IF($B$4=\"SW\",'Wave Areas'!U116,(IF($B$4=\"N\",'Wave Areas'!G79,(IF($B$4=\"NE\",'Wave Areas'!U80,(IF($B$4=\"E\",'Wave Areas'!G97,(IF($B$4=\"SE\",'Wave Areas'!U98,(IF($B$4=\"S\",'Wave Areas'!G115,(IF($B$4=\"W\",'Wave Areas'!G133,(IF($B$4=\"NW\",'Wave Areas'!U134,0)))))))))))))))","v":0},{"$f":"IF($B$4=\"SW\",'Wave Areas'!V116,(IF($B$4=\"N\",'Wave Areas'!H79,(IF($B$4=\"NE\",'Wave Areas'!V80,(IF($B$4=\"E\",'Wave Areas'!H97,(IF($B$4=\"SE\",'Wave Areas'!V98,(IF($B$4=\"S\",'Wave Areas'!H115,(IF($B$4=\"W\",'Wave Areas'!H133,(IF($B$4=\"NW\",'Wave Areas'!V134,0)))))))))))))))","v":0},{"$f":"IF($B$4=\"SW\",'Wave Areas'!W116,(IF($B$4=\"N\",'Wave Areas'!I79,(IF($B$4=\"NE\",'Wave Areas'!W80,(IF($B$4=\"E\",'Wave Areas'!I97,(IF($B$4=\"SE\",'Wave Areas'!W98,(IF($B$4=\"S\",'Wave Areas'!I115,(IF($B$4=\"W\",'Wave Areas'!I133,(IF($B$4=\"NW\",'Wave Areas'!W134,0)))))))))))))))","v":0},{"$f":"IF($B$4=\"SW\",'Wave Areas'!X116,(IF($B$4=\"N\",'Wave Areas'!J79,(IF($B$4=\"NE\",'Wave Areas'!X80,(IF($B$4=\"E\",'Wave Areas'!J97,(IF($B$4=\"SE\",'Wave Areas'!X98,(IF($B$4=\"S\",'Wave Areas'!J115,(IF($B$4=\"W\",'Wave Areas'!J133,(IF($B$4=\"NW\",'Wave Areas'!X134,0)))))))))))))))","v":0},{"$f":"IF($B$4=\"SW\",'Wave Areas'!Y116,(IF($B$4=\"N\",'Wave Areas'!K79,(IF($B$4=\"NE\",'Wave Areas'!Y80,(IF($B$4=\"E\",'Wave Areas'!K97,(IF($B$4=\"SE\",'Wave Areas'!Y98,(IF($B$4=\"S\",'Wave Areas'!K115,(IF($B$4=\"W\",'Wave Areas'!K133,(IF($B$4=\"NW\",'Wave Areas'!Y134,0)))))))))))))))","v":0},{"$f":"IF($B$4=\"SW\",'Wave Areas'!Z116,(IF($B$4=\"N\",'Wave Areas'!L79,(IF($B$4=\"NE\",'Wave Areas'!Z80,(IF($B$4=\"E\",'Wave Areas'!L97,(IF($B$4=\"SE\",'Wave Areas'!Z98,(IF($B$4=\"S\",'Wave Areas'!L115,(IF($B$4=\"W\",'Wave Areas'!L133,(IF($B$4=\"NW\",'Wave Areas'!Z134,0)))))))))))))))","v":0},null,1.5,{"$f":"S23/($AC$33)","v":{"$error":"#DIV/0!"}},{"$error":"#DIV/0!"},{"$error":"#DIV/0!"},{"$error":"#DIV/0!"},{"$error":"#DIV/0!"},{"$error":"#DIV/0!"},{"$error":"#DIV/0!"},{"$error":"#DIV/0!"},{"$error":"#DIV/0!"},{"$error":"#DIV/0!"},{"$error":"#DIV/0!"},{"$f":"SUM(AF23:AP23)","v":{"$error":"#DIV/0!"}},null,1.5,{"$error":"#DIV/0!"},{"$error":"#DIV/0!"},{"$error":"#DIV/0!"},{"$error":"#DIV/0!"},{"$error":"#DIV/0!"},{"$error":"#DIV/0!"},{"$error":"#DIV/0!"},{"$error":"#DIV/0!"},{"$f":"AO23/1004","v":{"$error":"#DIV/0!"}},{"$error":"#DIV/0!"},{"$f":"AQ22/1004","v":{"$error":"#DIV/0!"}},{"$error":"#DIV/0!"}]
[7855.6640625,2.5,0,{"$f":"A24*($D$16)","v":54902.36328125},65287.709872159088,{"$f":"$A24*($F$16)","v":72973.07632211539},78284.310937499991,81985.406939338223,84617.90563322368,86539.49162946429,0,0,0,524590.26461505075,null,null,null,2.5,{"$f":"IF($B$4=\"SW\",'Wave Areas'!P117,(IF($B$4=\"N\",'Wave Areas'!B80,(IF($B$4=\"NE\",'Wave Areas'!P81,(IF($B$4=\"E\",'Wave Areas'!B98,(IF($B$4=\"SE\",'Wave Areas'!P99,(IF($B$4=\"S\",'Wave Areas'!B116,(IF($B$4=\"W\",'Wave Areas'!B134,(IF($B$4=\"NW\",'Wave Areas'!P135,0)))))))))))))))","v":0},{"$f":"IF($B$4=\"SW\",'Wave Areas'!Q117,(IF($B$4=\"N\",'Wave Areas'!C80,(IF($B$4=\"NE\",'Wave Areas'!Q81,(IF($B$4=\"E\",'Wave Areas'!C98,(IF($B$4=\"SE\",'Wave Areas'!Q99,(IF($B$4=\"S\",'Wave Areas'!C116,(IF($B$4=\"W\",'Wave Areas'!C134,(IF($B$4=\"NW\",'Wave Areas'!Q135,0)))))))))))))))","v":0},{"$f":"IF($B$4=\"SW\",'Wave Areas'!R117,(IF($B$4=\"N\",'Wave Areas'!D80,(IF($B$4=\"NE\",'Wave Areas'!R81,(IF($B$4=\"E\",'Wave Areas'!D98,(IF($B$4=\"SE\",'Wave Areas'!R99,(IF($B$4=\"S\",'Wave Areas'!D116,(IF($B$4=\"W\",'Wave Areas'!D134,(IF($B$4=\"NW\",'Wave Areas'!R135,0)))))))))))))))","v":0},{"$f":"IF($B$4=\"SW\",'Wave Areas'!S117,(IF($B$4=\"N\",'Wave Areas'!E80,(IF($B$4=\"NE\",'Wave Areas'!S81,(IF($B$4=\"E\",'Wave Areas'!E98,(IF($B$4=\"SE\",'Wave Areas'!S99,(IF($B$4=\"S\",'Wave Areas'!E116,(IF($B$4=\"W\",'Wave Areas'!E134,(IF($B$4=\"NW\",'Wave Areas'!S135,0)))))))))))))))","v":0},{"$f":"IF($B$4=\"SW\",'Wave Areas'!T117,(IF($B$4=\"N\",'Wave Areas'!F80,(IF($B$4=\"NE\",'Wave Areas'!T81,(IF($B$4=\"E\",'Wave Areas'!F98,(IF($B$4=\"SE\",'Wave Areas'!T99,(IF($B$4=\"S\",'Wave Areas'!F116,(IF($B$4=\"W\",'Wave Areas'!F134,(IF($B$4=\"NW\",'Wave Areas'!T135,0)))))))))))))))","v":0},{"$f":"IF($B$4=\"SW\",'Wave Areas'!U117,(IF($B$4=\"N\",'Wave Areas'!G80,(IF($B$4=\"NE\",'Wave Areas'!U81,(IF($B$4=\"E\",'Wave Areas'!G98,(IF($B$4=\"SE\",'Wave Areas'!U99,(IF($B$4=\"S\",'Wave Areas'!G116,(IF($B$4=\"W\",'Wave Areas'!G134,(IF($B$4=\"NW\",'Wave Areas'!U135,0)))))))))))))))","v":0},{"$f":"IF($B$4=\"SW\",'Wave Areas'!V117,(IF($B$4=\"N\",'Wave Areas'!H80,(IF($B$4=\"NE\",'Wave Areas'!V81,(IF($B$4=\"E\",'Wave Areas'!H98,(IF($B$4=\"SE\",'Wave Areas'!V99,(IF($B$4=\"S\",'Wave Areas'!H116,(IF($B$4=\"W\",'Wave Areas'!H134,(IF($B$4=\"NW\",'Wave Areas'!V135,0)))))))))))))))","v":0},{"$f":"IF($B$4=\"SW\",'Wave Areas'!W117,(IF($B$4=\"N\",'Wave Areas'!I80,(IF($B$4=\"NE\",'Wave Areas'!W81,(IF($B$4=\"E\",'Wave Areas'!I98,(IF($B$4=\"SE\",'Wave Areas'!W99,(IF($B$4=\"S\",'Wave Areas'!I116,(IF($B$4=\"W\",'Wave Areas'!I134,(IF($B$4=\"NW\",'Wave Areas'!W135,0)))))))))))))))","v":0},{"$f":"IF($B$4=\"SW\",'Wave Areas'!X117,(IF($B$4=\"N\",'Wave Areas'!J80,(IF($B$4=\"NE\",'Wave Areas'!X81,(IF($B$4=\"E\",'Wave Areas'!J98,(IF($B$4=\"SE\",'Wave Areas'!X99,(IF($B$4=\"S\",'Wave Areas'!J116,(IF($B$4=\"W\",'Wave Areas'!J134,(IF($B$4=\"NW\",'Wave Areas'!X135,0)))))))))))))))","v":0},{"$f":"IF($B$4=\"SW\",'Wave Areas'!Y117,(IF($B$4=\"N\",'Wave Areas'!K80,(IF($B$4=\"NE\",'Wave Areas'!Y81,(IF($B$4=\"E\",'Wave Areas'!K98,(IF($B$4=\"SE\",'Wave Areas'!Y99,(IF($B$4=\"S\",'Wave Areas'!K116,(IF($B$4=\"W\",'Wave Areas'!K134,(IF($B$4=\"NW\",'Wave Areas'!Y135,0)))))))))))))))","v":0},{"$f":"IF($B$4=\"SW\",'Wave Areas'!Z117,(IF($B$4=\"N\",'Wave Areas'!L80,(IF($B$4=\"NE\",'Wave Areas'!Z81,(IF($B$4=\"E\",'Wave Areas'!L98,(IF($B$4=\"SE\",'Wave Areas'!Z99,(IF($B$4=\"S\",'Wave Areas'!L116,(IF($B$4=\"W\",'Wave Areas'!L134,(IF($B$4=\"NW\",'Wave Areas'!Z135,0)))))))))))))))","v":0},null,2.5,{"$error":"#DIV/0!"},{"$f":"T24/($AC$33)","v":{"$error":"#DIV/0!"}},{"$f":"U24/($AC$33)","v":{"$error":"#DIV/0!"}},{"$error":"#DIV/0!"},{"$error":"#DIV/0!"},{"$error":"#DIV/0!"},{"$error":"#DIV/0!"},{"$error":"#DIV/0!"},{"$error":"#DIV/0!"},{"$error":"#DIV/0!"},{"$error":"#DIV/0!"},{"$error":"#DIV/0!"},null,2.5,{"$f":"AG24/1004","v":{"$error":"#DIV/0!"}},{"$f":"D24*AG24","v":{"$error":"#DIV/0!"}},{"$error":"#DIV/0!"},{"$error":"#DIV/0!"},{"$error":"#DIV/0!"},{"$error":"#DIV/0!"},{"$error":"#DIV/0!"},{"$error":"#DIV/0!"},{"$error":"#DIV/0!"},{"$error":"#DIV/0!"},{"$error":"#DIV/0!"},{"$error":"#DIV/0!"}]
[15397.1015625,3.5,0,{"$f":"A25*($D$16)","v":107608.63203125},127963.91134943182,{"$f":"$A25*($F$16)","v":143027.22959134617},153437.24943749997,160691.39760110292,165851.09504111842,169617.40359375,0,0,0,1028196.9186454994,null,null,null,3.5,{"$f":"IF($B$4=\"SW\",'Wave Areas'!P118,(IF($B$4=\"N\",'Wave Areas'!B81,(IF($B$4=\"NE\",'Wave Areas'!P82,(IF($B$4=\"E\",'Wave Areas'!B99,(IF($B$4=\"SE\",'Wave Areas'!P100,(IF($B$4=\"S\",'Wave Areas'!B117,(IF($B$4=\"W\",'Wave Areas'!B135,(IF($B$4=\"NW\",'Wave Areas'!P136,0)))))))))))))))","v":0},{"$f":"IF($B$4=\"SW\",'Wave Areas'!Q118,(IF($B$4=\"N\",'Wave Areas'!C81,(IF($B$4=\"NE\",'Wave Areas'!Q82,(IF($B$4=\"E\",'Wave Areas'!C99,(IF($B$4=\"SE\",'Wave Areas'!Q100,(IF($B$4=\"S\",'Wave Areas'!C117,(IF($B$4=\"W\",'Wave Areas'!C135,(IF($B$4=\"NW\",'Wave Areas'!Q136,0)))))))))))))))","v":0},{"$f":"IF($B$4=\"SW\",'Wave Areas'!R118,(IF($B$4=\"N\",'Wave Areas'!D81,(IF($B$4=\"NE\",'Wave Areas'!R82,(IF($B$4=\"E\",'Wave Areas'!D99,(IF($B$4=\"SE\",'Wave Areas'!R100,(IF($B$4=\"S\",'Wave Areas'!D117,(IF($B$4=\"W\",'Wave Areas'!D135,(IF($B$4=\"NW\",'Wave Areas'!R136,0)))))))))))))))","v":0},{"$f":"IF($B$4=\"SW\",'Wave Areas'!S118,(IF($B$4=\"N\",'Wave Areas'!E81,(IF($B$4=\"NE\",'Wave Areas'!S82,(IF($B$4=\"E\",'Wave Areas'!E99,(IF($B$4=\"SE\",'Wave Areas'!S100,(IF($B$4=\"S\",'Wave Areas'!E117,(IF($B$4=\"W\",'Wave Areas'!E135,(IF($B$4=\"NW\",'Wave Areas'!S136,0)))))))))))))))","v":0},{"$f":"IF($B$4=\"SW\",'Wave Areas'!T118,(IF($B$4=\"N\",'Wave Areas'!F81,(IF($B$4=\"NE\",'Wave Areas'!T82,(IF($B$4=\"E\",'Wave Areas'!F99,(IF($B$4=\"SE\",'Wave Areas'!T100,(IF($B$4=\"S\",'Wave Areas'!F117,(IF($B$4=\"W\",'Wave Areas'!F135,(IF($B$4=\"NW\",'Wave Areas'!T136,0)))))))))))))))","v":0},{"$f":"IF($B$4=\"SW\",'Wave Areas'!U118,(IF($B$4=\"N\",'Wave Areas'!G81,(IF($B$4=\"NE\",'Wave Areas'!U82,(IF($B$4=\"E\",'Wave Areas'!G99,(IF($B$4=\"SE\",'Wave Areas'!U100,(IF($B$4=\"S\",'Wave Areas'!G117,(IF($B$4=\"W\",'Wave Areas'!G135,(IF($B$4=\"NW\",'Wave Areas'!U136,0)))))))))))))))","v":0},{"$f":"IF($B$4=\"SW\",'Wave Areas'!V118,(IF($B$4=\"N\",'Wave Areas'!H81,(IF($B$4=\"NE\",'Wave Areas'!V82,(IF($B$4=\"E\",'Wave Areas'!H99,(IF($B$4=\"SE\",'Wave Areas'!V100,(IF($B$4=\"S\",'Wave Areas'!H117,(IF($B$4=\"W\",'Wave Areas'!H135,(IF($B$4=\"NW\",'Wave Areas'!V136,0)))))))))))))))","v":0},{"$f":"IF($B$4=\"SW\",'Wave Areas'!W118,(IF($B$4=\"N\",'Wave Areas'!I81,(IF($B$4=\"NE\",'Wave Areas'!W82,(IF($B$4=\"E\",'Wave Areas'!I99,(IF($B$4=\"SE\",'Wave Areas'!W100,(IF($B$4=\"S\",'Wave Areas'!I117,(IF($B$4=\"W\",'Wave Areas'!I135,(IF($B$4=\"NW\",'Wave Areas'!W136,0)))))))))))))))","v":0},{"$f":"IF($B$4=\"SW\",'Wave Areas'!X118,(IF($B$4=\"N\",'Wave Areas'!J81,(IF($B$4=\"NE\",'Wave Areas'!X82,(IF($B$4=\"E\",'Wave Areas'!J99,(IF($B$4=\"SE\",'Wave Areas'!X100,(IF($B$4=\"S\",'Wave Areas'!J117,(IF($B$4=\"W\",'Wave Areas'!J135,(IF($B$4=\"NW\",'Wave Areas'!X136,0)))))))))))))))","v":0},{"$f":"IF($B$4=\"SW\",'Wave Areas'!Y118,(IF($B$4=\"N\",'Wave Areas'!K81,(IF($B$4=\"NE\",'Wave Areas'!Y82,(IF($B$4=\"E\",'Wave Areas'!K99,(IF($B$4=\"SE\",'Wave Areas'!Y100,(IF($B$4=\"S\",'Wave Areas'!K117,(IF($B$4=\"W\",'Wave Areas'!K135,(IF($B$4=\"NW\",'Wave Areas'!Y136,0)))))))))))))))","v":0},{"$f":"IF($B$4=\"SW\",'Wave Areas'!Z118,(IF($B$4=\"N\",'Wave Areas'!L81,(IF($B$4=\"NE\",'Wave Areas'!Z82,(IF($B$4=\"E\",'Wave Areas'!L99,(IF($B$4=\"SE\",'Wave Areas'!Z100,(IF($B$4=\"S\",'Wave Areas'!L117,(IF($B$4=\"W\",'Wave Areas'!L135,(IF($B$4=\"NW\",'Wave Areas'!Z136,0)))))))))))))))","v":0},null,3.5,{"$error":"#DIV/0!"},{"$error":"#DIV/0!"},{"$error":"#DIV/0!"},{"$error":"#DIV/0!"},{"$error":"#DIV/0!"},{"$error":"#DIV/0!"},{"$error":"#DIV/0!"},{"$error":"#DIV/0!"},{"$error":"#DIV/0!"},{"$error":"#DIV/0!"},{"$error":"#DIV/0!"},{"$error":"#DIV/0!"},null,3.5,{"$error":"#DIV/0!"},{"$error":"#DIV/0!"},{"$error":"#DIV/0!"},{"$error":"#DIV/0!"},{"$error":"#DIV/0!"},{"$error":"#DIV/0!"},{"$error":"#DIV/0!"},{"$error":"#DIV/0!"},{"$error":"#DIV/0!"},{"$error":"#DIV/0!"},{"$error":"#DIV/0!"},{"$error":"#DIV/0!"}]
[25452.3515625,4.5,0,{"$f":"A26*($D$16)","v":177883.65703125001},211532.17998579543,{"$f":"$A26*($F$16/2)","v":118216.38364182693},253641.16743749997,265632.71848345589,274162.01425164472,280387.95287946431,0,0,0,1581456.0737109373,null,null,null,4.5,{"$f":"IF($B$4=\"SW\",'Wave Areas'!P119,(IF($B$4=\"N\",'Wave Areas'!B82,(IF($B$4=\"NE\",'Wave Areas'!P83,(IF($B$4=\"E\",'Wave Areas'!B100,(IF($B$4=\"SE\",'Wave Areas'!P101,(IF($B$4=\"S\",'Wave Areas'!B118,(IF($B$4=\"W\",'Wave Areas'!B136,(IF($B$4=\"NW\",'Wave Areas'!P137,0)))))))))))))))","v":0},{"$f":"IF($B$4=\"SW\",'Wave Areas'!Q119,(IF($B$4=\"N\",'Wave Areas'!C82,(IF($B$4=\"NE\",'Wave Areas'!Q83,(IF($B$4=\"E\",'Wave Areas'!C100,(IF($B$4=\"SE\",'Wave Areas'!Q101,(IF($B$4=\"S\",'Wave Areas'!C118,(IF($B$4=\"W\",'Wave Areas'!C136,(IF($B$4=\"NW\",'Wave Areas'!Q137,0)))))))))))))))","v":0},{"$f":"IF($B$4=\"SW\",'Wave Areas'!R119,(IF($B$4=\"N\",'Wave Areas'!D82,(IF($B$4=\"NE\",'Wave Areas'!R83,(IF($B$4=\"E\",'Wave Areas'!D100,(IF($B$4=\"SE\",'Wave Areas'!R101,(IF($B$4=\"S\",'Wave Areas'!D118,(IF($B$4=\"W\",'Wave Areas'!D136,(IF($B$4=\"NW\",'Wave Areas'!R137,0)))))))))))))))","v":0},{"$f":"IF($B$4=\"SW\",'Wave Areas'!S119,(IF($B$4=\"N\",'Wave Areas'!E82,(IF($B$4=\"NE\",'Wave Areas'!S83,(IF($B$4=\"E\",'Wave Areas'!E100,(IF($B$4=\"SE\",'Wave Areas'!S101,(IF($B$4=\"S\",'Wave Areas'!E118,(IF($B$4=\"W\",'Wave Areas'!E136,(IF($B$4=\"NW\",'Wave Areas'!S137,0)))))))))))))))","v":0},{"$f":"IF($B$4=\"SW\",'Wave Areas'!T119,(IF($B$4=\"N\",'Wave Areas'!F82,(IF($B$4=\"NE\",'Wave Areas'!T83,(IF($B$4=\"E\",'Wave Areas'!F100,(IF($B$4=\"SE\",'Wave Areas'!T101,(IF($B$4=\"S\",'Wave Areas'!F118,(IF($B$4=\"W\",'Wave Areas'!F136,(IF($B$4=\"NW\",'Wave Areas'!T137,0)))))))))))))))","v":0},{"$f":"IF($B$4=\"SW\",'Wave Areas'!U119,(IF($B$4=\"N\",'Wave Areas'!G82,(IF($B$4=\"NE\",'Wave Areas'!U83,(IF($B$4=\"E\",'Wave Areas'!G100,(IF($B$4=\"SE\",'Wave Areas'!U101,(IF($B$4=\"S\",'Wave Areas'!G118,(IF($B$4=\"W\",'Wave Areas'!G136,(IF($B$4=\"NW\",'Wave Areas'!U137,0)))))))))))))))","v":0},{"$f":"IF($B$4=\"SW\",'Wave Areas'!V119,(IF($B$4=\"N\",'Wave Areas'!H82,(IF($B$4=\"NE\",'Wave Areas'!V83,(IF($B$4=\"E\",'Wave Areas'!H100,(IF($B$4=\"SE\",'Wave Areas'!V101,(IF($B$4=\"S\",'Wave Areas'!H118,(IF($B$4=\"W\",'Wave Areas'!H136,(IF($B$4=\"NW\",'Wave Areas'!V137,0)))))))))))))))","v":0},{"$f":"IF($B$4=\"SW\",'Wave Areas'!W119,(IF($B$4=\"N\",'Wave Areas'!I82,(IF($B$4=\"NE\",'Wave Areas'!W83,(IF($B$4=\"E\",'Wave Areas'!I100,(IF($B$4=\"SE\",'Wave Areas'!W101,(IF($B$4=\"S\",'Wave Areas'!I118,(IF($B$4=\"W\",'Wave Areas'!I136,(IF($B$4=\"NW\",'Wave Areas'!W137,0)))))))))))))))","v":0},{"$f":"IF($B$4=\"SW\",'Wave Areas'!X119,(IF($B$4=\"N\",'Wave Areas'!J82,(IF($B$4=\"NE\",'Wave Areas'!X83,(IF($B$4=\"E\",'Wave Areas'!J100,(IF($B$4=\"SE\",'Wave Areas'!X101,(IF($B$4=\"S\",'Wave Areas'!J118,(IF($B$4=\"W\",'Wave Areas'!J136,(IF($B$4=\"NW\",'Wave Areas'!X137,0)))))))))))))))","v":0},{"$f":"IF($B$4=\"SW\",'Wave Areas'!Y119,(IF($B$4=\"N\",'Wave Areas'!K82,(IF($B$4=\"NE\",'Wave Areas'!Y83,(IF($B$4=\"E\",'Wave Areas'!K100,(IF($B$4=\"SE\",'Wave Areas'!Y101,(IF($B$4=\"S\",'Wave Areas'!K118,(IF($B$4=\"W\",'Wave Areas'!K136,(IF($B$4=\"NW\",'Wave Areas'!Y137,0)))))))))))))))","v":0},{"$f":"IF($B$4=\"SW\",'Wave Areas'!Z119,(IF($B$4=\"N\",'Wave Areas'!L82,(IF($B$4=\"NE\",'Wave Areas'!Z83,(IF($B$4=\"E\",'Wave Areas'!L100,(IF($B$4=\"SE\",'Wave Areas'!Z101,(IF($B$4=\"S\",'Wave Areas'!L118,(IF($B$4=\"W\",'Wave Areas'!L136,(IF($B$4=\"NW\",'Wave Areas'!Z137,0)))))))))))))))","v":0},null,4.5,{"$error":"#DIV/0!"},{"$error":"#DIV/0!"},{"$error":"#DIV/0!"},{"$error":"#DIV/0!"},{"$error":"#DIV/0!"},{"$error":"#DIV/0!"},{"$error":"#DIV/0!"},{"$error":"#DIV/0!"},{"$error":"#DIV/0!"},{"$error":"#DIV/0!"},{"$error":"#DIV/0!"},{"$error":"#DIV/0!"},null,4.5,{"$error":"#DIV/0!"},{"$error":"#DIV/0!"},{"$error":"#DIV/0!"},{"$error":"#DIV/0!"},{"$error":"#DIV/0!"},{"$error":"#DIV/0!"},{"$error":"#DIV/0!"},{"$error":"#DIV/0!"},{"$error":"#DIV/0!"},{"$error":"#DIV/0!"},{"$error":"#DIV/0!"},{"$error":"#DIV/0!"}]
[38021.4140625,5.5,0,0,315992.51578124997,{"$f":"$A27*($F$16)","v":353189.6893990385},378896.06493749993,396809.36958639702,409550.6632648026,418851.13948660716,0,0,0,2273289.4424555954,null,null,null,5.5,{"$f":"IF($B$4=\"SW\",'Wave Areas'!P120,(IF($B$4=\"N\",'Wave Areas'!B83,(IF($B$4=\"NE\",'Wave Areas'!P84,(IF($B$4=\"E\",'Wave Areas'!B101,(IF($B$4=\"SE\",'Wave Areas'!P102,(IF($B$4=\"S\",'Wave Areas'!B119,(IF($B$4=\"W\",'Wave Areas'!B137,(IF($B$4=\"NW\",'Wave Areas'!P138,0)))))))))))))))","v":0},{"$f":"IF($B$4=\"SW\",'Wave Areas'!Q120,(IF($B$4=\"N\",'Wave Areas'!C83,(IF($B$4=\"NE\",'Wave Areas'!Q84,(IF($B$4=\"E\",'Wave Areas'!C101,(IF($B$4=\"SE\",'Wave Areas'!Q102,(IF($B$4=\"S\",'Wave Areas'!C119,(IF($B$4=\"W\",'Wave Areas'!C137,(IF($B$4=\"NW\",'Wave Areas'!Q138,0)))))))))))))))","v":0},{"$f":"IF($B$4=\"SW\",'Wave Areas'!R120,(IF($B$4=\"N\",'Wave Areas'!D83,(IF($B$4=\"NE\",'Wave Areas'!R84,(IF($B$4=\"E\",'Wave Areas'!D101,(IF($B$4=\"SE\",'Wave Areas'!R102,(IF($B$4=\"S\",'Wave Areas'!D119,(IF($B$4=\"W\",'Wave Areas'!D137,(IF($B$4=\"NW\",'Wave Areas'!R138,0)))))))))))))))","v":0},{"$f":"IF($B$4=\"SW\",'Wave Areas'!S120,(IF($B$4=\"N\",'Wave Areas'!E83,(IF($B$4=\"NE\",'Wave Areas'!S84,(IF($B$4=\"E\",'Wave Areas'!E101,(IF($B$4=\"SE\",'Wave Areas'!S102,(IF($B$4=\"S\",'Wave Areas'!E119,(IF($B$4=\"W\",'Wave Areas'!E137,(IF($B$4=\"NW\",'Wave Areas'!S138,0)))))))))))))))","v":0},{"$f":"IF($B$4=\"SW\",'Wave Areas'!T120,(IF($B$4=\"N\",'Wave Areas'!F83,(IF($B$4=\"NE\",'Wave Areas'!T84,(IF($B$4=\"E\",'Wave Areas'!F101,(IF($B$4=\"SE\",'Wave Areas'!T102,(IF($B$4=\"S\",'Wave Areas'!F119,(IF($B$4=\"W\",'Wave Areas'!F137,(IF($B$4=\"NW\",'Wave Areas'!T138,0)))))))))))))))","v":0},{"$f":"IF($B$4=\"SW\",'Wave Areas'!U120,(IF($B$4=\"N\",'Wave Areas'!G83,(IF($B$4=\"NE\",'Wave Areas'!U84,(IF($B$4=\"E\",'Wave Areas'!G101,(IF($B$4=\"SE\",'Wave Areas'!U102,(IF($B$4=\"S\",'Wave Areas'!G119,(IF($B$4=\"W\",'Wave Areas'!G137,(IF($B$4=\"NW\",'Wave Areas'!U138,0)))))))))))))))","v":0},{"$f":"IF($B$4=\"SW\",'Wave Areas'!V120,(IF($B$4=\"N\",'Wave Areas'!H83,(IF($B$4=\"NE\",'Wave Areas'!V84,(IF($B$4=\"E\",'Wave Areas'!H101,(IF($B$4=\"SE\",'Wave Areas'!V102,(IF($B$4=\"S\",'Wave Areas'!H119,(IF($B$4=\"W\",'Wave Areas'!H137,(IF($B$4=\"NW\",'Wave Areas'!V138,0)))))))))))))))","v":0},{"$f":"IF($B$4=\"SW\",'Wave Areas'!W120,(IF($B$4=\"N\",'Wave Areas'!I83,(IF($B$4=\"NE\",'Wave Areas'!W84,(IF($B$4=\"E\",'Wave Areas'!I101,(IF($B$4=\"SE\",'Wave Areas'!W102,(IF($B$4=\"S\",'Wave Areas'!I119,(IF($B$4=\"W\",'Wave Areas'!I137,(IF($B$4=\"NW\",'Wave Areas'!W138,0)))))))))))))))","v":0},{"$f":"IF($B$4=\"SW\",'Wave Areas'!X120,(IF($B$4=\"N\",'Wave Areas'!J83,(IF($B$4=\"NE\",'Wave Areas'!X84,(IF($B$4=\"E\",'Wave Areas'!J101,(IF($B$4=\"SE\",'Wave Areas'!X102,(IF($B$4=\"S\",'Wave Areas'!J119,(IF($B$4=\"W\",'Wave Areas'!J137,(IF($B$4=\"NW\",'Wave Areas'!X138,0)))))))))))))))","v":0},{"$f":"IF($B$4=\"SW\",'Wave Areas'!Y120,(IF($B$4=\"N\",'Wave Areas'!K83,(IF($B$4=\"NE\",'Wave Areas'!Y84,(IF($B$4=\"E\",'Wave Areas'!K101,(IF($B$4=\"SE\",'Wave Areas'!Y102,(IF($B$4=\"S\",'Wave Areas'!K119,(IF($B$4=\"W\",'Wave Areas'!K137,(IF($B$4=\"NW\",'Wave Areas'!Y138,0)))))))))))))))","v":0},{"$f":"IF($B$4=\"SW\",'Wave Areas'!Z120,(IF($B$4=\"N\",'Wave Areas'!L83,(IF($B$4=\"NE\",'Wave Areas'!Z84,(IF($B$4=\"E\",'Wave Areas'!L101,(IF($B$4=\"SE\",'Wave Areas'!Z102,(IF($B$4=\"S\",'Wave Areas'!L119,(IF($B$4=\"W\",'Wave Areas'!L137,(IF($B$4=\"NW\",'Wave Areas'!Z138,0)))))))))))))))","v":0},null,5.5,{"$error":"#DIV/0!"},{"$error":"#DIV/0!"},{"$error":"#DIV/0!"},{"$error":"#DIV/0!"},{"$error":"#DIV/0!"},{"$error":"#DIV/0!"},{"$error":"#DIV/0!"},{"$error":"#DIV/0!"},{"$error":"#DIV/0!"},{"$error":"#DIV/0!"},{"$error":"#DIV/0!"},{"$error":"#DIV/0!"},null,5.5,{"$error":"#DIV/0!"},{"$error":"#DIV/0!"},{"$error":"#DIV/0!"},{"$error":"#DIV/0!"},{"$error":"#DIV/0!"},{"$error":"#DIV/0!"},{"$error":"#DIV/0!"},{"$error":"#DIV/0!"},{"$error":"#DIV/0!"},{"$error":"#DIV/0!"},{"$error":"#DIV/0!"},{"$error":"#DIV/0!"}]
[53104.2890625,6.5,0,0,441344.91873579542,{"$f":"$A28*($F$16/2)","v":246648.99796875002},529201.94193749991,554221.35090992646,572017.04208059201,585006.96341517859,0,0,0,2928441.2150477422,null,null,null,6.5,{"$f":"IF($B$4=\"SW\",'Wave Areas'!P121,(IF($B$4=\"N\",'Wave Areas'!B84,(IF($B$4=\"NE\",'Wave Areas'!P85,(IF($B$4=\"E\",'Wave Areas'!B102,(IF($B$4=\"SE\",'Wave Areas'!P103,(IF($B$4=\"S\",'Wave Areas'!B120,(IF($B$4=\"W\",'Wave Areas'!B138,(IF($B$4=\"NW\",'Wave Areas'!P139,0)))))))))))))))","v":0},{"$f":"IF($B$4=\"SW\",'Wave Areas'!Q121,(IF($B$4=\"N\",'Wave Areas'!C84,(IF($B$4=\"NE\",'Wave Areas'!Q85,(IF($B$4=\"E\",'Wave Areas'!C102,(IF($B$4=\"SE\",'Wave Areas'!Q103,(IF($B$4=\"S\",'Wave Areas'!C120,(IF($B$4=\"W\",'Wave Areas'!C138,(IF($B$4=\"NW\",'Wave Areas'!Q139,0)))))))))))))))","v":0},{"$f":"IF($B$4=\"SW\",'Wave Areas'!R121,(IF($B$4=\"N\",'Wave Areas'!D84,(IF($B$4=\"NE\",'Wave Areas'!R85,(IF($B$4=\"E\",'Wave Areas'!D102,(IF($B$4=\"SE\",'Wave Areas'!R103,(IF($B$4=\"S\",'Wave Areas'!D120,(IF($B$4=\"W\",'Wave Areas'!D138,(IF($B$4=\"NW\",'Wave Areas'!R139,0)))))))))))))))","v":0},{"$f":"IF($B$4=\"SW\",'Wave Areas'!S121,(IF($B$4=\"N\",'Wave Areas'!E84,(IF($B$4=\"NE\",'Wave Areas'!S85,(IF($B$4=\"E\",'Wave Areas'!E102,(IF($B$4=\"SE\",'Wave Areas'!S103,(IF($B$4=\"S\",'Wave Areas'!E120,(IF($B$4=\"W\",'Wave Areas'!E138,(IF($B$4=\"NW\",'Wave Areas'!S139,0)))))))))))))))","v":0},{"$f":"IF($B$4=\"SW\",'Wave Areas'!T121,(IF($B$4=\"N\",'Wave Areas'!F84,(IF($B$4=\"NE\",'Wave Areas'!T85,(IF($B$4=\"E\",'Wave Areas'!F102,(IF($B$4=\"SE\",'Wave Areas'!T103,(IF($B$4=\"S\",'Wave Areas'!F120,(IF($B$4=\"W\",'Wave Areas'!F138,(IF($B$4=\"NW\",'Wave Areas'!T139,0)))))))))))))))","v":0},{"$f":"IF($B$4=\"SW\",'Wave Areas'!U121,(IF($B$4=\"N\",'Wave Areas'!G84,(IF($B$4=\"NE\",'Wave Areas'!U85,(IF($B$4=\"E\",'Wave Areas'!G102,(IF($B$4=\"SE\",'Wave Areas'!U103,(IF($B$4=\"S\",'Wave Areas'!G120,(IF($B$4=\"W\",'Wave Areas'!G138,(IF($B$4=\"NW\",'Wave Areas'!U139,0)))))))))))))))","v":0},{"$f":"IF($B$4=\"SW\",'Wave Areas'!V121,(IF($B$4=\"N\",'Wave Areas'!H84,(IF($B$4=\"NE\",'Wave Areas'!V85,(IF($B$4=\"E\",'Wave Areas'!H102,(IF($B$4=\"SE\",'Wave Areas'!V103,(IF($B$4=\"S\",'Wave Areas'!H120,(IF($B$4=\"W\",'Wave Areas'!H138,(IF($B$4=\"NW\",'Wave Areas'!V139,0)))))))))))))))","v":0},{"$f":"IF($B$4=\"SW\",'Wave Areas'!W121,(IF($B$4=\"N\",'Wave Areas'!I84,(IF($B$4=\"NE\",'Wave Areas'!W85,(IF($B$4=\"E\",'Wave Areas'!I102,(IF($B$4=\"SE\",'Wave Areas'!W103,(IF($B$4=\"S\",'Wave Areas'!I120,(IF($B$4=\"W\",'Wave Areas'!I138,(IF($B$4=\"NW\",'Wave Areas'!W139,0)))))))))))))))","v":0},{"$f":"IF($B$4=\"SW\",'Wave Areas'!X121,(IF($B$4=\"N\",'Wave Areas'!J84,(IF($B$4=\"NE\",'Wave Areas'!X85,(IF($B$4=\"E\",'Wave Areas'!J102,(IF($B$4=\"SE\",'Wave Areas'!X103,(IF($B$4=\"S\",'Wave Areas'!J120,(IF($B$4=\"W\",'Wave Areas'!J138,(IF($B$4=\"NW\",'Wave Areas'!X139,0)))))))))))))))","v":0},{"$f":"IF($B$4=\"SW\",'Wave Areas'!Y121,(IF($B$4=\"N\",'Wave Areas'!K84,(IF($B$4=\"NE\",'Wave Areas'!Y85,(IF($B$4=\"E\",'Wave Areas'!K102,(IF($B$4=\"SE\",'Wave Areas'!Y103,(IF($B$4=\"S\",'Wave Areas'!K120,(IF($B$4=\"W\",'Wave Areas'!K138,(IF($B$4=\"NW\",'Wave Areas'!Y139,0)))))))))))))))","v":0},{"$f":"IF($B$4=\"SW\",'Wave Areas'!Z121,(IF($B$4=\"N\",'Wave Areas'!L84,(IF($B$4=\"NE\",'Wave Areas'!Z85,(IF($B$4=\"E\",'Wave Areas'!L102,(IF($B$4=\"SE\",'Wave Areas'!Z103,(IF($B$4=\"S\",'Wave Areas'!L120,(IF($B$4=\"W\",'Wave Areas'!L138,(IF($B$4=\"NW\",'Wave Areas'!Z139,0)))))))))))))))","v":0},null,6.5,{"$error":"#DIV/0!"},{"$error":"#DIV/0!"},{"$error":"#DIV/0!"},{"$error":"#DIV/0!"},{"$error":"#DIV/0!"},{"$error":"#DIV/0!"},{"$error":"#DIV/0!"},{"$error":"#DIV/0!"},{"$error":"#DIV/0!"},{"$error":"#DIV/0!"},{"$error":"#DIV/0!"},{"$error":"#DIV/0!"},null,6.5,{"$error":"#DIV/0!"},{"$error":"#DIV/0!"},{"$error":"#DIV/0!"},{"$error":"#DIV/0!"},{"$error":"#DIV/0!"},{"$error":"#DIV/0!"},{"$error":"#DIV/0!"},{"$error":"#DIV/0!"},{"$error":"#DIV/0!"},{"$error":"#DIV/0!"},{"$error":"#DIV/0!"},{"$error":"#DIV/0!"}]
[70700.9765625,7.5,0,0,0,{"$f":"$A29*($F$16)","v":656757.6868990385},704558.79843749991,737868.6624540441,761561.15069901303,0,0,0,0,2860746.2984895953,null,null,null,7.5,{"$f":"IF($B$4=\"SW\",'Wave Areas'!P122,(IF($B$4=\"N\",'Wave Areas'!B85,(IF($B$4=\"NE\",'Wave Areas'!P86,(IF($B$4=\"E\",'Wave Areas'!B103,(IF($B$4=\"SE\",'Wave Areas'!P104,(IF($B$4=\"S\",'Wave Areas'!B121,(IF($B$4=\"W\",'Wave Areas'!B139,(IF($B$4=\"NW\",'Wave Areas'!P140,0)))))))))))))))","v":0},{"$f":"IF($B$4=\"SW\",'Wave Areas'!Q122,(IF($B$4=\"N\",'Wave Areas'!C85,(IF($B$4=\"NE\",'Wave Areas'!Q86,(IF($B$4=\"E\",'Wave Areas'!C103,(IF($B$4=\"SE\",'Wave Areas'!Q104,(IF($B$4=\"S\",'Wave Areas'!C121,(IF($B$4=\"W\",'Wave Areas'!C139,(IF($B$4=\"NW\",'Wave Areas'!Q140,0)))))))))))))))","v":0},{"$f":"IF($B$4=\"SW\",'Wave Areas'!R122,(IF($B$4=\"N\",'Wave Areas'!D85,(IF($B$4=\"NE\",'Wave Areas'!R86,(IF($B$4=\"E\",'Wave Areas'!D103,(IF($B$4=\"SE\",'Wave Areas'!R104,(IF($B$4=\"S\",'Wave Areas'!D121,(IF($B$4=\"W\",'Wave Areas'!D139,(IF($B$4=\"NW\",'Wave Areas'!R140,0)))))))))))))))","v":0},{"$f":"IF($B$4=\"SW\",'Wave Areas'!S122,(IF($B$4=\"N\",'Wave Areas'!E85,(IF($B$4=\"NE\",'Wave Areas'!S86,(IF($B$4=\"E\",'Wave Areas'!E103,(IF($B$4=\"SE\",'Wave Areas'!S104,(IF($B$4=\"S\",'Wave Areas'!E121,(IF($B$4=\"W\",'Wave Areas'!E139,(IF($B$4=\"NW\",'Wave Areas'!S140,0)))))))))))))))","v":0},{"$f":"IF($B$4=\"SW\",'Wave Areas'!T122,(IF($B$4=\"N\",'Wave Areas'!F85,(IF($B$4=\"NE\",'Wave Areas'!T86,(IF($B$4=\"E\",'Wave Areas'!F103,(IF($B$4=\"SE\",'Wave Areas'!T104,(IF($B$4=\"S\",'Wave Areas'!F121,(IF($B$4=\"W\",'Wave Areas'!F139,(IF($B$4=\"NW\",'Wave Areas'!T140,0)))))))))))))))","v":0},{"$f":"IF($B$4=\"SW\",'Wave Areas'!U122,(IF($B$4=\"N\",'Wave Areas'!G85,(IF($B$4=\"NE\",'Wave Areas'!U86,(IF($B$4=\"E\",'Wave Areas'!G103,(IF($B$4=\"SE\",'Wave Areas'!U104,(IF($B$4=\"S\",'Wave Areas'!G121,(IF($B$4=\"W\",'Wave Areas'!G139,(IF($B$4=\"NW\",'Wave Areas'!U140,0)))))))))))))))","v":0},{"$f":"IF($B$4=\"SW\",'Wave Areas'!V122,(IF($B$4=\"N\",'Wave Areas'!H85,(IF($B$4=\"NE\",'Wave Areas'!V86,(IF($B$4=\"E\",'Wave Areas'!H103,(IF($B$4=\"SE\",'Wave Areas'!V104,(IF($B$4=\"S\",'Wave Areas'!H121,(IF($B$4=\"W\",'Wave Areas'!H139,(IF($B$4=\"NW\",'Wave Areas'!V140,0)))))))))))))))","v":0},{"$f":"IF($B$4=\"SW\",'Wave Areas'!W122,(IF($B$4=\"N\",'Wave Areas'!I85,(IF($B$4=\"NE\",'Wave Areas'!W86,(IF($B$4=\"E\",'Wave Areas'!I103,(IF($B$4=\"SE\",'Wave Areas'!W104,(IF($B$4=\"S\",'Wave Areas'!I121,(IF($B$4=\"W\",'Wave Areas'!I139,(IF($B$4=\"NW\",'Wave Areas'!W140,0)))))))))))))))","v":0},{"$f":"IF($B$4=\"SW\",'Wave Areas'!X122,(IF($B$4=\"N\",'Wave Areas'!J85,(IF($B$4=\"NE\",'Wave Areas'!X86,(IF($B$4=\"E\",'Wave Areas'!J103,(IF($B$4=\"SE\",'Wave Areas'!X104,(IF($B$4=\"S\",'Wave Areas'!J121,(IF($B$4=\"W\",'Wave Areas'!J139,(IF($B$4=\"NW\",'Wave Areas'!X140,0)))))))))))))))","v":0},{"$f":"IF($B$4=\"SW\",'Wave Areas'!Y122,(IF($B$4=\"N\",'Wave Areas'!K85,(IF($B$4=\"NE\",'Wave Areas'!Y86,(IF($B$4=\"E\",'Wave Areas'!K103,(IF($B$4=\"SE\",'Wave Areas'!Y104,(IF($B$4=\"S\",'Wave Areas'!K121,(IF($B$4=\"W\",'Wave Areas'!K139,(IF($B$4=\"NW\",'Wave Areas'!Y140,0)))))))))))))))","v":0},{"$f":"IF($B$4=\"SW\",'Wave Areas'!Z122,(IF($B$4=\"N\",'Wave Areas'!L85,(IF($B$4=\"NE\",'Wave Areas'!Z86,(IF($B$4=\"E\",'Wave Areas'!L103,(IF($B$4=\"SE\",'Wave Areas'!Z104,(IF($B$4=\"S\",'Wave Areas'!L121,(IF($B$4=\"W\",'Wave Areas'!L139,(IF($B$4=\"NW\",'Wave Areas'!Z140,0)))))))))))))))","v":0},null,7.5,{"$error":"#DIV/0!"},{"$error":"#DIV/0!"},{"$error":"#DIV/0!"},{"$error":"#DIV/0!"},{"$error":"#DIV/0!"},{"$error":"#DIV/0!"},{"$error":"#DIV/0!"},{"$error":"#DIV/0!"},{"$error":"#DIV/0!"},{"$error":"#DIV/0!"},{"$error":"#DIV/0!"},{"$error":"#DIV/0!"},null,7.5,{"$error":"#DIV/0!"},{"$error":"#DIV/0!"},{"$f":"AI29/1004","v":{"$error":"#DIV/0!"}},{"$error":"#DIV/0!"},{"$error":"#DIV/0!"},{"$error":"#DIV/0!"},{"$error":"#DIV/0!"},{"$f":"AN29/1004","v":{"$error":"#DIV/0!"}},{"$error":"#DIV/0!"},{"$error":"#DIV/0!"},{"$error":"#DIV/0!"},{"$error":"#DIV/0!"}]
[90811.4765625,8.5,0,0,0,{"$f":"$A30*($F$16)","v":843568.76228365384},904966.63443749992,947751.30421874998,978182.9891200657,0,0,0,0,3674469.6900599697,null,null,null,8.5,{"$f":"IF($B$4=\"SW\",'Wave Areas'!P123,(IF($B$4=\"N\",'Wave Areas'!B86,(IF($B$4=\"NE\",'Wave Areas'!P87,(IF($B$4=\"E\",'Wave Areas'!B104,(IF($B$4=\"SE\",'Wave Areas'!P105,(IF($B$4=\"S\",'Wave Areas'!B122,(IF($B$4=\"W\",'Wave Areas'!B140,(IF($B$4=\"NW\",'Wave Areas'!P141,0)))))))))))))))","v":0},{"$f":"IF($B$4=\"SW\",'Wave Areas'!Q123,(IF($B$4=\"N\",'Wave Areas'!C86,(IF($B$4=\"NE\",'Wave Areas'!Q87,(IF($B$4=\"E\",'Wave Areas'!C104,(IF($B$4=\"SE\",'Wave Areas'!Q105,(IF($B$4=\"S\",'Wave Areas'!C122,(IF($B$4=\"W\",'Wave Areas'!C140,(IF($B$4=\"NW\",'Wave Areas'!Q141,0)))))))))))))))","v":0},{"$f":"IF($B$4=\"SW\",'Wave Areas'!R123,(IF($B$4=\"N\",'Wave Areas'!D86,(IF($B$4=\"NE\",'Wave Areas'!R87,(IF($B$4=\"E\",'Wave Areas'!D104,(IF($B$4=\"SE\",'Wave Areas'!R105,(IF($B$4=\"S\",'Wave Areas'!D122,(IF($B$4=\"W\",'Wave Areas'!D140,(IF($B$4=\"NW\",'Wave Areas'!R141,0)))))))))))))))","v":0},{"$f":"IF($B$4=\"SW\",'Wave Areas'!S123,(IF($B$4=\"N\",'Wave Areas'!E86,(IF($B$4=\"NE\",'Wave Areas'!S87,(IF($B$4=\"E\",'Wave Areas'!E104,(IF($B$4=\"SE\",'Wave Areas'!S105,(IF($B$4=\"S\",'Wave Areas'!E122,(IF($B$4=\"W\",'Wave Areas'!E140,(IF($B$4=\"NW\",'Wave Areas'!S141,0)))))))))))))))","v":0},{"$f":"IF($B$4=\"SW\",'Wave Areas'!T123,(IF($B$4=\"N\",'Wave Areas'!F86,(IF($B$4=\"NE\",'Wave Areas'!T87,(IF($B$4=\"E\",'Wave Areas'!F104,(IF($B$4=\"SE\",'Wave Areas'!T105,(IF($B$4=\"S\",'Wave Areas'!F122,(IF($B$4=\"W\",'Wave Areas'!F140,(IF($B$4=\"NW\",'Wave Areas'!T141,0)))))))))))))))","v":0},{"$f":"IF($B$4=\"SW\",'Wave Areas'!U123,(IF($B$4=\"N\",'Wave Areas'!G86,(IF($B$4=\"NE\",'Wave Areas'!U87,(IF($B$4=\"E\",'Wave Areas'!G104,(IF($B$4=\"SE\",'Wave Areas'!U105,(IF($B$4=\"S\",'Wave Areas'!G122,(IF($B$4=\"W\",'Wave Areas'!G140,(IF($B$4=\"NW\",'Wave Areas'!U141,0)))))))))))))))","v":0},{"$f":"IF($B$4=\"SW\",'Wave Areas'!V123,(IF($B$4=\"N\",'Wave Areas'!H86,(IF($B$4=\"NE\",'Wave Areas'!V87,(IF($B$4=\"E\",'Wave Areas'!H104,(IF($B$4=\"SE\",'Wave Areas'!V105,(IF($B$4=\"S\",'Wave Areas'!H122,(IF($B$4=\"W\",'Wave Areas'!H140,(IF($B$4=\"NW\",'Wave Areas'!V141,0)))))))))))))))","v":0},{"$f":"IF($B$4=\"SW\",'Wave Areas'!W123,(IF($B$4=\"N\",'Wave Areas'!I86,(IF($B$4=\"NE\",'Wave Areas'!W87,(IF($B$4=\"E\",'Wave Areas'!I104,(IF($B$4=\"SE\",'Wave Areas'!W105,(IF($B$4=\"S\",'Wave Areas'!I122,(IF($B$4=\"W\",'Wave Areas'!I140,(IF($B$4=\"NW\",'Wave Areas'!W141,0)))))))))))))))","v":0},{"$f":"IF($B$4=\"SW\",'Wave Areas'!X123,(IF($B$4=\"N\",'Wave Areas'!J86,(IF($B$4=\"NE\",'Wave Areas'!X87,(IF($B$4=\"E\",'Wave Areas'!J104,(IF($B$4=\"SE\",'Wave Areas'!X105,(IF($B$4=\"S\",'Wave Areas'!J122,(IF($B$4=\"W\",'Wave Areas'!J140,(IF($B$4=\"NW\",'Wave Areas'!X141,0)))))))))))))))","v":0},{"$f":"IF($B$4=\"SW\",'Wave Areas'!Y123,(IF($B$4=\"N\",'Wave Areas'!K86,(IF($B$4=\"NE\",'Wave Areas'!Y87,(IF($B$4=\"E\",'Wave Areas'!K104,(IF($B$4=\"SE\",'Wave Areas'!Y105,(IF($B$4=\"S\",'Wave Areas'!K122,(IF($B$4=\"W\",'Wave Areas'!K140,(IF($B$4=\"NW\",'Wave Areas'!Y141,0)))))))))))))))","v":0},{"$f":"IF($B$4=\"SW\",'Wave Areas'!Z123,(IF($B$4=\"N\",'Wave Areas'!L86,(IF($B$4=\"NE\",'Wave Areas'!Z87,(IF($B$4=\"E\",'Wave Areas'!L104,(IF($B$4=\"SE\",'Wave Areas'!Z105,(IF($B$4=\"S\",'Wave Areas'!L122,(IF($B$4=\"W\",'Wave Areas'!L140,(IF($B$4=\"NW\",'Wave Areas'!Z141,0)))))))))))))))","v":0},null,8.5,{"$error":"#DIV/0!"},{"$error":"#DIV/0!"},{"$error":"#DIV/0!"},{"$error":"#DIV/0!"},{"$error":"#DIV/0!"},{"$error":"#DIV/0!"},{"$error":"#DIV/0!"},{"$error":"#DIV/0!"},{"$error":"#DIV/0!"},{"$error":"#DIV/0!"},{"$error":"#DIV/0!"},{"$error":"#DIV/0!"},null,8.5,{"$error":"#DIV/0!"},{"$error":"#DIV/0!"},{"$f":"AI30/1004","v":{"$error":"#DIV/0!"}},{"$error":"#DIV/0!"},{"$error":"#DIV/0!"},{"$error":"#DIV/0!"},{"$error":"#DIV/0!"},{"$f":"AN30/1004","v":{"$error":"#DIV/0!"}},{"$error":"#DIV/0!"},{"$error":"#DIV/0!"},{"$error":"#DIV/0!"},{"$error":"#DIV/0!"}]
[113435.7890625,9.5,0,0,0,0,1130425.4499374998,1183869.276204044,0,0,0,0,0,2314294.7261415441,null,null,null,9.5,{"$f":"IF($B$4=\"SW\",'Wave Areas'!P124,(IF($B$4=\"N\",'Wave Areas'!B87,(IF($B$4=\"NE\",'Wave Areas'!P88,(IF($B$4=\"E\",'Wave Areas'!B105,(IF($B$4=\"SE\",'Wave Areas'!P106,(IF($B$4=\"S\",'Wave Areas'!B123,(IF($B$4=\"W\",'Wave Areas'!B141,(IF($B$4=\"NW\",'Wave Areas'!P142,0)))))))))))))))","v":0},{"$f":"IF($B$4=\"SW\",'Wave Areas'!Q124,(IF($B$4=\"N\",'Wave Areas'!C87,(IF($B$4=\"NE\",'Wave Areas'!Q88,(IF($B$4=\"E\",'Wave Areas'!C105,(IF($B$4=\"SE\",'Wave Areas'!Q106,(IF($B$4=\"S\",'Wave Areas'!C123,(IF($B$4=\"W\",'Wave Areas'!C141,(IF($B$4=\"NW\",'Wave Areas'!Q142,0)))))))))))))))","v":0},{"$f":"IF($B$4=\"SW\",'Wave Areas'!R124,(IF($B$4=\"N\",'Wave Areas'!D87,(IF($B$4=\"NE\",'Wave Areas'!R88,(IF($B$4=\"E\",'Wave Areas'!D105,(IF($B$4=\"SE\",'Wave Areas'!R106,(IF($B$4=\"S\",'Wave Areas'!D123,(IF($B$4=\"W\",'Wave Areas'!D141,(IF($B$4=\"NW\",'Wave Areas'!R142,0)))))))))))))))","v":0},{"$f":"IF($B$4=\"SW\",'Wave Areas'!S124,(IF($B$4=\"N\",'Wave Areas'!E87,(IF($B$4=\"NE\",'Wave Areas'!S88,(IF($B$4=\"E\",'Wave Areas'!E105,(IF($B$4=\"SE\",'Wave Areas'!S106,(IF($B$4=\"S\",'Wave Areas'!E123,(IF($B$4=\"W\",'Wave Areas'!E141,(IF($B$4=\"NW\",'Wave Areas'!S142,0)))))))))))))))","v":0},{"$f":"IF($B$4=\"SW\",'Wave Areas'!T124,(IF($B$4=\"N\",'Wave Areas'!F87,(IF($B$4=\"NE\",'Wave Areas'!T88,(IF($B$4=\"E\",'Wave Areas'!F105,(IF($B$4=\"SE\",'Wave Areas'!T106,(IF($B$4=\"S\",'Wave Areas'!F123,(IF($B$4=\"W\",'Wave Areas'!F141,(IF($B$4=\"NW\",'Wave Areas'!T142,0)))))))))))))))","v":0},{"$f":"IF($B$4=\"SW\",'Wave Areas'!U124,(IF($B$4=\"N\",'Wave Areas'!G87,(IF($B$4=\"NE\",'Wave Areas'!U88,(IF($B$4=\"E\",'Wave Areas'!G105,(IF($B$4=\"SE\",'Wave Areas'!U106,(IF($B$4=\"S\",'Wave Areas'!G123,(IF($B$4=\"W\",'Wave Areas'!G141,(IF($B$4=\"NW\",'Wave Areas'!U142,0)))))))))))))))","v":0},{"$f":"IF($B$4=\"SW\",'Wave Areas'!V124,(IF($B$4=\"N\",'Wave Areas'!H87,(IF($B$4=\"NE\",'Wave Areas'!V88,(IF($B$4=\"E\",'Wave Areas'!H105,(IF($B$4=\"SE\",'Wave Areas'!V106,(IF($B$4=\"S\",'Wave Areas'!H123,(IF($B$4=\"W\",'Wave Areas'!H141,(IF($B$4=\"NW\",'Wave Areas'!V142,0)))))))))))))))","v":0},{"$f":"IF($B$4=\"SW\",'Wave Areas'!W124,(IF($B$4=\"N\",'Wave Areas'!I87,(IF($B$4=\"NE\",'Wave Areas'!W88,(IF($B$4=\"E\",'Wave Areas'!I105,(IF($B$4=\"SE\",'Wave Areas'!W106,(IF($B$4=\"S\",'Wave Areas'!I123,(IF($B$4=\"W\",'Wave Areas'!I141,(IF($B$4=\"NW\",'Wave Areas'!W142,0)))))))))))))))","v":0},{"$f":"IF($B$4=\"SW\",'Wave Areas'!X124,(IF($B$4=\"N\",'Wave Areas'!J87,(IF($B$4=\"NE\",'Wave Areas'!X88,(IF($B$4=\"E\",'Wave Areas'!J105,(IF($B$4=\"SE\",'Wave Areas'!X106,(IF($B$4=\"S\",'Wave Areas'!J123,(IF($B$4=\"W\",'Wave Areas'!J141,(IF($B$4=\"NW\",'Wave Areas'!X142,0)))))))))))))))","v":0},{"$f":"IF($B$4=\"SW\",'Wave Areas'!Y124,(IF($B$4=\"N\",'Wave Areas'!K87,(IF($B$4=\"NE\",'Wave Areas'!Y88,(IF($B$4=\"E\",'Wave Areas'!K105,(IF($B$4=\"SE\",'Wave Areas'!Y106,(IF($B$4=\"S\",'Wave Areas'!K123,(IF($B$4=\"W\",'Wave Areas'!K141,(IF($B$4=\"NW\",'Wave Areas'!Y142,0)))))))))))))))","v":0},{"$f":"IF($B$4=\"SW\",'Wave Areas'!Z124,(IF($B$4=\"N\",'Wave Areas'!L87,(IF($B$4=\"NE\",'Wave Areas'!Z88,(IF($B$4=\"E\",'Wave Areas'!L105,(IF($B$4=\"SE\",'Wave Areas'!Z106,(IF($B$4=\"S\",'Wave Areas'!L123,(IF($B$4=\"W\",'Wave Areas'!L141,(IF($B$4=\"NW\",'Wave Areas'!Z142,0)))))))))))))))","v":0},null,9.5,{"$error":"#DIV/0!"},{"$error":"#DIV/0!"},{"$error":"#DIV/0!"},{"$error":"#DIV/0!"},{"$error":"#DIV/0!"},{"$error":"#DIV/0!"},{"$error":"#DIV/0!"},{"$error":"#DIV/0!"},{"$error":"#DIV/0!"},{"$error":"#DIV/0!"},{"$error":"#DIV/0!"},{"$error":"#DIV/0!"},null,9.5,{"$error":"#DIV/0!"},{"$error":"#DIV/0!"},{"$f":"AI31/1004","v":{"$error":"#DIV/0!"}},{"$f":"AJ31/1004","v":{"$error":"#DIV/0!"}},{"$f":"G31*AJ31","v":{"$error":"#DIV/0!"}},{"$f":"H31*AK31","v":{"$error":"#DIV/0!"}},{"$f":"AM31/1004","v":{"$error":"#DIV/0!"}},{"$f":"AN31/1004","v":{"$error":"#DIV/0!"}},{"$error":"#DIV/0!"},{"$error":"#DIV/0!"},{"$error":"#DIV/0!"},{"$error":"#DIV/0!"}]
[138573.9140625,10.5,0,0,0,0,0,0,0,0,0,0,0,0,null,null,null,10.5,{"$f":"IF($B$4=\"SW\",'Wave Areas'!P125,(IF($B$4=\"N\",'Wave Areas'!B88,(IF($B$4=\"NE\",'Wave Areas'!P89,(IF($B$4=\"E\",'Wave Areas'!B106,(IF($B$4=\"SE\",'Wave Areas'!P107,(IF($B$4=\"S\",'Wave Areas'!B124,(IF($B$4=\"W\",'Wave Areas'!B142,(IF($B$4=\"NW\",'Wave Areas'!P143,0)))))))))))))))","v":0},{"$f":"IF($B$4=\"SW\",'Wave Areas'!Q125,(IF($B$4=\"N\",'Wave Areas'!C88,(IF($B$4=\"NE\",'Wave Areas'!Q89,(IF($B$4=\"E\",'Wave Areas'!C106,(IF($B$4=\"SE\",'Wave Areas'!Q107,(IF($B$4=\"S\",'Wave Areas'!C124,(IF($B$4=\"W\",'Wave Areas'!C142,(IF($B$4=\"NW\",'Wave Areas'!Q143,0)))))))))))))))","v":0},{"$f":"IF($B$4=\"SW\",'Wave Areas'!R125,(IF($B$4=\"N\",'Wave Areas'!D88,(IF($B$4=\"NE\",'Wave Areas'!R89,(IF($B$4=\"E\",'Wave Areas'!D106,(IF($B$4=\"SE\",'Wave Areas'!R107,(IF($B$4=\"S\",'Wave Areas'!D124,(IF($B$4=\"W\",'Wave Areas'!D142,(IF($B$4=\"NW\",'Wave Areas'!R143,0)))))))))))))))","v":0},{"$f":"IF($B$4=\"SW\",'Wave Areas'!S125,(IF($B$4=\"N\",'Wave Areas'!E88,(IF($B$4=\"NE\",'Wave Areas'!S89,(IF($B$4=\"E\",'Wave Areas'!E106,(IF($B$4=\"SE\",'Wave Areas'!S107,(IF($B$4=\"S\",'Wave Areas'!E124,(IF($B$4=\"W\",'Wave Areas'!E142,(IF($B$4=\"NW\",'Wave Areas'!S143,0)))))))))))))))","v":0},{"$f":"IF($B$4=\"SW\",'Wave Areas'!T125,(IF($B$4=\"N\",'Wave Areas'!F88,(IF($B$4=\"NE\",'Wave Areas'!T89,(IF($B$4=\"E\",'Wave Areas'!F106,(IF($B$4=\"SE\",'Wave Areas'!T107,(IF($B$4=\"S\",'Wave Areas'!F124,(IF($B$4=\"W\",'Wave Areas'!F142,(IF($B$4=\"NW\",'Wave Areas'!T143,0)))))))))))))))","v":0},{"$f":"IF($B$4=\"SW\",'Wave Areas'!U125,(IF($B$4=\"N\",'Wave Areas'!G88,(IF($B$4=\"NE\",'Wave Areas'!U89,(IF($B$4=\"E\",'Wave Areas'!G106,(IF($B$4=\"SE\",'Wave Areas'!U107,(IF($B$4=\"S\",'Wave Areas'!G124,(IF($B$4=\"W\",'Wave Areas'!G142,(IF($B$4=\"NW\",'Wave Areas'!U143,0)))))))))))))))","v":0},{"$f":"IF($B$4=\"SW\",'Wave Areas'!V125,(IF($B$4=\"N\",'Wave Areas'!H88,(IF($B$4=\"NE\",'Wave Areas'!V89,(IF($B$4=\"E\",'Wave Areas'!H106,(IF($B$4=\"SE\",'Wave Areas'!V107,(IF($B$4=\"S\",'Wave Areas'!H124,(IF($B$4=\"W\",'Wave Areas'!H142,(IF($B$4=\"NW\",'Wave Areas'!V143,0)))))))))))))))","v":0},{"$f":"IF($B$4=\"SW\",'Wave Areas'!W125,(IF($B$4=\"N\",'Wave Areas'!I88,(IF($B$4=\"NE\",'Wave Areas'!W89,(IF($B$4=\"E\",'Wave Areas'!I106,(IF($B$4=\"SE\",'Wave Areas'!W107,(IF($B$4=\"S\",'Wave Areas'!I124,(IF($B$4=\"W\",'Wave Areas'!I142,(IF($B$4=\"NW\",'Wave Areas'!W143,0)))))))))))))))","v":0},{"$f":"IF($B$4=\"SW\",'Wave Areas'!X125,(IF($B$4=\"N\",'Wave Areas'!J88,(IF($B$4=\"NE\",'Wave Areas'!X89,(IF($B$4=\"E\",'Wave Areas'!J106,(IF($B$4=\"SE\",'Wave Areas'!X107,(IF($B$4=\"S\",'Wave Areas'!J124,(IF($B$4=\"W\",'Wave Areas'!J142,(IF($B$4=\"NW\",'Wave Areas'!X143,0)))))))))))))))","v":0},{"$f":"IF($B$4=\"SW\",'Wave Areas'!Y125,(IF($B$4=\"N\",'Wave Areas'!K88,(IF($B$4=\"NE\",'Wave Areas'!Y89,(IF($B$4=\"E\",'Wave Areas'!K106,(IF($B$4=\"SE\",'Wave Areas'!Y107,(IF($B$4=\"S\",'Wave Areas'!K124,(IF($B$4=\"W\",'Wave Areas'!K142,(IF($B$4=\"NW\",'Wave Areas'!Y143,0)))))))))))))))","v":0},{"$f":"IF($B$4=\"SW\",'Wave Areas'!Z125,(IF($B$4=\"N\",'Wave Areas'!L88,(IF($B$4=\"NE\",'Wave Areas'!Z89,(IF($B$4=\"E\",'Wave Areas'!L106,(IF($B$4=\"SE\",'Wave Areas'!Z107,(IF($B$4=\"S\",'Wave Areas'!L124,(IF($B$4=\"W\",'Wave Areas'!L142,(IF($B$4=\"NW\",'Wave Areas'!Z143,0)))))))))))))))","v":0},null,10.5,{"$f":"S32/($AC$33)","v":{"$error":"#DIV/0!"}},{"$error":"#DIV/0!"},{"$error":"#DIV/0!"},{"$error":"#DIV/0!"},{"$error":"#DIV/0!"},{"$error":"#DIV/0!"},{"$error":"#DIV/0!"},{"$error":"#DIV/0!"},{"$error":"#DIV/0!"},{"$error":"#DIV/0!"},{"$error":"#DIV/0!"},{"$error":"#DIV/0!"},null,10.5,{"$error":"#DIV/0!"},{"$error":"#DIV/0!"},{"$f":"AI32/1004","v":{"$error":"#DIV/0!"}},{"$f":"AJ32/1004","v":{"$error":"#DIV/0!"}},{"$f":"AK32/1004","v":{"$error":"#DIV/0!"}},{"$f":"AL32/1004","v":{"$error":"#DIV/0!"}},{"$f":"AM32/1004","v":{"$error":"#DIV/0!"}},{"$f":"AN32/1004","v":{"$error":"#DIV/0!"}},{"$error":"#DIV/0!"},{"$error":"#DIV/0!"},{"$error":"#DIV/0!"},{"$error":"#DIV/0!"}]
["Sub Totals",null,{"$f":"SUM(C22:C32)","v":17165.748214285715},362355.59765625,1188236.3196732954,2463571.0566346156,4164725.341874999,4361623.6491727941,3276405.3061184208,1571557.1679910715,0,0,0,{"$f":"SUM(N22:N31)","v":17405640.18733573},"Total",null,null,"Total Occurences",null,null,null,null,null,null,null,null,null,null,{"$f":"SUM(S22:AC32)","v":0},null,null,null,null,null,null,null,null,null,null,null,null,null,null,null,"Sub Totals",{"$f":"SUM(AT22:AT32)","v":{"$error":"#DIV/0!"}},{"$error":"#DIV/0!"},{"$error":"#DIV/0!"},{"$error":"#DIV/0!"},{"$error":"#DIV/0!"},{"$error":"#DIV/0!"},{"$error":"#DIV/0!"},{"$error":"#DIV/0!"},{"$error":"#DIV/0!"},{"$error":"#DIV/0!"},{"$error":"#DIV/0!"},{"$f":"SUM(BE22:BE31)","v":{"$error":"#DIV/0!"}},"Total"]
[]
[null,null,null,null,null,null,null,null,null,null,null,null,null,null,null,null,null,null,null,null,null,null,null,null,null,null,null,null,null,null,null,null,null,null,null,null,null,null,null,null,null,null,null,null,null,null,null,null,null,null,null,null,null,null,null,null,"Min","Max"]
[null,null,null,null,null,null,null,null,null,null,null,null,null,null,null,null,null,null,null,null,null,null,null,null,null,null,null,null,null,null,null,null,null,null,null,null,null,null,null,null,null,null,null,null,null,null,null,null,null,null,null,null,null,"Relevant Wave Heights",null,null,{"$f":"IF((AND($B$6>AS22,$B$6<AS23)),AS22,(IF((AND($B$6>AS23,$B$6<AS24)),AS23,(IF((AND($B$6>AS24,$B$6<AS25)),AS24,(IF((AND($B$6>AS25,$B$6<AS26)),AS25,(IF((AND($B$6>AS26,$B$6<AS27)),AS26,(IF((AND($B$6>AS27,$B$6<AS28)),AS27,(IF((AND($B$6>AS28,$B$6<AS29)),AS28,(IF((AND($B$6>AS29,$B$6<AS30)),AS29,(IF((AND($B$6>AS30,$B$6<AS31)),AS30,(IF((AND($B$6>AS31,$B$6<AS32)),AS31,(IF($B$6>AS32,AS32,\"\")))))))))))))))))))))","v":10.5},{"$f":"IF((AND($B$6>AS22,$B$6<AS23)),AS23,(IF((AND($B$6>AS23,$B$6<AS24)),AS24,(IF((AND($B$6>AS24,$B$6<AS25)),AS25,(IF((AND($B$6>AS25,$B$6<AS26)),AS26,(IF((AND($B$6>AS26,$B$6<AS27)),AS27,(IF((AND($B$6>AS27,$B$6<AS28)),AS28,(IF((AND($B$6>AS28,$B$6<AS29)),AS29,(IF((AND($B$6>AS29,$B$6<AS30)),AS30,(IF((AND($B$6>AS30,$B$6<AS31)),AS31,(IF((AND($B$6>AS31,$B$6<AS32)),AS32,(IF($B$6>AS32,AS32,\"\")))))))))))))))))))))","v":10.5}]
[null,null,null,null,null,null,null,null,null,null,null,null,null,null,null,null,null,null,null,null,null,null,null,null,null,null,null,null,null,null,null,null,null,null,null,null,null,null,null,null,null,null,null,null,null,null,null,null,null,null,null,null,null,"Relevant Power (kW/m)",null,null,{"$f":"(((($B$6-BE36)*((VLOOKUP(BF36,AS22:BE32,13,FALSE))-(VLOOKUP(BE36,AS22:BE32,13,FALSE))))/(BF36-BE36))+(VLOOKUP(BE36,AS22:BE32,13,FALSE)))*0.001","v":{"$error":"#VALUE!"}}]
[]
["Deep"]
[]
["Wave Velocity C","(m/s)",{"$f":"(C42/C43)","v":5.0344574780058648},6.4728739002932549,7.9112903225806459,9.3497067448680351,10.788123167155426,12.226539589442817,13.664956011730204,15.103372434017595,16.541788856304986,17.980205278592376,19.418621700879768]
["Wave Length (λ)","(m)",{"$f":"(9.81/(2*3.41))*C43^2","v":17.620601173020528},29.127932551319649,43.512096774193552,60.773093841642229,80.910923753665699,103.92558651026394,129.81708211143695,158.58541055718476,190.23057184750735,224.75256598240469,262.15139296187687]
["Wave Period (T)","(s)",3.5,4.5,5.5,6.5,7.5,8.5,9.5,10.5,11.5,12.5,13.5]
[]
["Energy","Wave Height (Hs)","Power",null,null,null,null,null,null,null,null,null,null,"Total Power",null,null,null,"North Sea Area 10",null,null,null,null,null,null,null,null,null,null,null,null,"North Sea Area 10",null,null,null,null,null,null,null,null,null,null,null,null,null,"North Sea Area 10"]
["(J)","(m)","(W/m)",null,null,null,null,null,null,null,null,null,null,"(W/m)",null,null,null,"Number of Occurences",null,null,null,null,null,null,null,null,null,null,null,null,"Percentage of Occurences",null,null,null,null,null,null,null,null,null,null,null,null,null,"Annual Power (W/m)",null,null,null,null,null,null,null,null,null,null,null,"Total Power"]
[{"$f":"(1025*9.81*B47^2)/8","v":314.2265625},0.5,{"$f":"$A47*($C$41)/2","v":790.98013368310114},{"$f":"$A47*($D$41)/2","v":1016.9744575925586},{"$f":"$A47*($E$41)/2","v":1242.9687815020163},{"$f":"$A47*($F$41)/2","v":1468.9631054114736},{"$f":"$A47*($G$41)/2","v":1694.9574293209312},{"$f":"$A47*($H$41)/2","v":1920.9517532303889},0,0,0,0,0,{"$f":"SUM(C47:M47)","v":8135.7956607404703},null,null,null,"Hs                      T",3.5,4.5,5.5,6.5,7.5,8.5,9.5,10.5,11.5,12.5,13.5,null,"Hs                 T",3.5,4.5,5.5,6.5,7.5,8.5,9.5,10.5,11.5,12.5,13.5,"Availability",null,"Hs           T",3.5,4.5,5.5,6.5,7.5,8.5,9.5,10.5,11.5,12.5,13.5,"(W/m)"]
[2828.0390625,1.5,{"$f":"$B48*($C$16/2)","v":4.0971428571428579},{"$f":"$A48*($D$41)/2","v":9152.7701183330282},11186.719033518146,13220.667948703262,15254.616863888381,{"$f":"$A48*($G$41)/2","v":15254.616863888381},{"$f":"$A48*($I$41)/2","v":19322.514694258614},{"$f":"$A48*($J$41)/2","v":21356.46360944373},0,0,0,104752.46627489068,null,null,null,0.5,{"$f":"IF($B$4=\"SW\",'Wave Areas'!P115,(IF($B$4=\"N\",'Wave Areas'!B78,(IF($B$4=\"NE\",'Wave Areas'!P79,(IF($B$4=\"E\",'Wave Areas'!B96,(IF($B$4=\"SE\",'Wave Areas'!P97,(IF($B$4=\"S\",'Wave Areas'!B114,(IF($B$4=\"W\",'Wave Areas'!B132,(IF($B$4=\"NW\",'Wave Areas'!P133,0)))))))))))))))","v":0},{"$f":"IF($B$4=\"SW\",'Wave Areas'!Q115,(IF($B$4=\"N\",'Wave Areas'!C78,(IF($B$4=\"NE\",'Wave Areas'!Q79,(IF($B$4=\"E\",'Wave Areas'!C96,(IF($B$4=\"SE\",'Wave Areas'!Q97,(IF($B$4=\"S\",'Wave Areas'!C114,(IF($B$4=\"W\",'Wave Areas'!C132,(IF($B$4=\"NW\",'Wave Areas'!Q133,0)))))))))))))))","v":0},{"$f":"IF($B$4=\"SW\",'Wave Areas'!R115,(IF($B$4=\"N\",'Wave Areas'!D78,(IF($B$4=\"NE\",'Wave Areas'!R79,(IF($B$4=\"E\",'Wave Areas'!D96,(IF($B$4=\"SE\",'Wave Areas'!R97,(IF($B$4=\"S\",'Wave Areas'!D114,(IF($B$4=\"W\",'Wave Areas'!D132,(IF($B$4=\"NW\",'Wave Areas'!R133,0)))))))))))))))","v":0},{"$f":"IF($B$4=\"SW\",'Wave Areas'!S115,(IF($B$4=\"N\",'Wave Areas'!E78,(IF($B$4=\"NE\",'Wave Areas'!S79,(IF($B$4=\"E\",'Wave Areas'!E96,(IF($B$4=\"SE\",'Wave Areas'!S97,(IF($B$4=\"S\",'Wave Areas'!E114,(IF($B$4=\"W\",'Wave Areas'!E132,(IF($B$4=\"NW\",'Wave Areas'!S133,0)))))))))))))))","v":0},{"$f":"IF($B$4=\"SW\",'Wave Areas'!T115,(IF($B$4=\"N\",'Wave Areas'!F78,(IF($B$4=\"NE\",'Wave Areas'!T79,(IF($B$4=\"E\",'Wave Areas'!F96,(IF($B$4=\"SE\",'Wave Areas'!T97,(IF($B$4=\"S\",'Wave Areas'!F114,(IF($B$4=\"W\",'Wave Areas'!F132,(IF($B$4=\"NW\",'Wave Areas'!T133,0)))))))))))))))","v":0},{"$f":"IF($B$4=\"SW\",'Wave Areas'!U115,(IF($B$4=\"N\",'Wave Areas'!G78,(IF($B$4=\"NE\",'Wave Areas'!U79,(IF($B$4=\"E\",'Wave Areas'!G96,(IF($B$4=\"SE\",'Wave Areas'!U97,(IF($B$4=\"S\",'Wave Areas'!G114,(IF($B$4=\"W\",'Wave Areas'!G132,(IF($B$4=\"NW\",'Wave Areas'!U133,0)))))))))))))))","v":0},{"$f":"IF($B$4=\"SW\",'Wave Areas'!V115,(IF($B$4=\"N\",'Wave Areas'!H78,(IF($B$4=\"NE\",'Wave Areas'!V79,(IF($B$4=\"E\",'Wave Areas'!H96,(IF($B$4=\"SE\",'Wave Areas'!V97,(IF($B$4=\"S\",'Wave Areas'!H114,(IF($B$4=\"W\",'Wave Areas'!H132,(IF($B$4=\"NW\",'Wave Areas'!V133,0)))))))))))))))","v":0},{"$f":"IF($B$4=\"SW\",'Wave Areas'!W115,(IF($B$4=\"N\",'Wave Areas'!I78,(IF($B$4=\"NE\",'Wave Areas'!W79,(IF($B$4=\"E\",'Wave Areas'!I96,(IF($B$4=\"SE\",'Wave Areas'!W97,(IF($B$4=\"S\",'Wave Areas'!I114,(IF($B$4=\"W\",'Wave Areas'!I132,(IF($B$4=\"NW\",'Wave Areas'!W133,0)))))))))))))))","v":0},{"$f":"IF($B$4=\"SW\",'Wave Areas'!X115,(IF($B$4=\"N\",'Wave Areas'!J78,(IF($B$4=\"NE\",'Wave Areas'!X79,(IF($B$4=\"E\",'Wave Areas'!J96,(IF($B$4=\"SE\",'Wave Areas'!X97,(IF($B$4=\"S\",'Wave Areas'!J114,(IF($B$4=\"W\",'Wave Areas'!J132,(IF($B$4=\"NW\",'Wave Areas'!X133,0)))))))))))))))","v":0},{"$f":"IF($B$4=\"SW\",'Wave Areas'!Y115,(IF($B$4=\"N\",'Wave Areas'!K78,(IF($B$4=\"NE\",'Wave Areas'!Y79,(IF($B$4=\"E\",'Wave Areas'!K96,(IF($B$4=\"SE\",'Wave Areas'!Y97,(IF($B$4=\"S\",'Wave Areas'!K114,(IF($B$4=\"W\",'Wave Areas'!K132,(IF($B$4=\"NW\",'Wave Areas'!Y133,0)))))))))))))))","v":0},{"$f":"IF($B$4=\"SW\",'Wave Areas'!Z115,(IF($B$4=\"N\",'Wave Areas'!L78,(IF($B$4=\"NE\",'Wave Areas'!Z79,(IF($B$4=\"E\",'Wave Areas'!L96,(IF($B$4=\"SE\",'Wave Areas'!Z97,(IF($B$4=\"S\",'Wave Areas'!L114,(IF($B$4=\"W\",'Wave Areas'!L132,(IF($B$4=\"NW\",'Wave Areas'!Z133,0)))))))))))))))","v":0},null,0.5,{"$f":"S48/$AC$59","v":{"$error":"#DIV/0!"}},{"$f":"T48/$AC$59","v":{"$error":"#DIV/0!"}},{"$error":"#DIV/0!"},{"$error":"#DIV/0!"},{"$error":"#DIV/0!"},{"$error":"#DIV/0!"},{"$error":"#DIV/0!"},{"$error":"#DIV/0!"},{"$error":"#DIV/0!"},{"$error":"#DIV/0!"},{"$error":"#DIV/0!"},{"$f":"SUM(AF48:AP48)","v":{"$error":"#DIV/0!"}},null,0.5,{"$f":"C47*AF48","v":{"$error":"#DIV/0!"}},{"$error":"#DIV/0!"},{"$error":"#DIV/0!"},{"$error":"#DIV/0!"},{"$error":"#DIV/0!"},{"$error":"#DIV/0!"},{"$f":"AM48/1004","v":{"$error":"#DIV/0!"}},{"$f":"AN48/1004","v":{"$error":"#DIV/0!"}},{"$f":"AO48/1004","v":{"$error":"#DIV/0!"}},{"$f":"AP48/1004","v":{"$error":"#DIV/0!"}},{"$f":"AQ44/1004","v":0},{"$f":"SUM(AT48:BD48)","v":{"$error":"#DIV/0!"}}]
[7855.6640625,2.5,0,{"$f":"$A49*($D$41)/2","v":25424.361439813965},31074.219537550405,36724.077635286842,42373.935733023282,{"$f":"$A49*($H$41)/2","v":48023.793830759721},53673.651928496147,59323.510026232587,0,0,0,296617.55013116292,null,null,null,1.5,{"$f":"IF($B$4=\"SW\",'Wave Areas'!P116,(IF($B$4=\"N\",'Wave Areas'!B79,(IF($B$4=\"NE\",'Wave Areas'!P80,(IF($B$4=\"E\",'Wave Areas'!B97,(IF($B$4=\"SE\",'Wave Areas'!P98,(IF($B$4=\"S\",'Wave Areas'!B115,(IF($B$4=\"W\",'Wave Areas'!B133,(IF($B$4=\"NW\",'Wave Areas'!P134,0)))))))))))))))","v":0},{"$f":"IF($B$4=\"SW\",'Wave Areas'!Q116,(IF($B$4=\"N\",'Wave Areas'!C79,(IF($B$4=\"NE\",'Wave Areas'!Q80,(IF($B$4=\"E\",'Wave Areas'!C97,(IF($B$4=\"SE\",'Wave Areas'!Q98,(IF($B$4=\"S\",'Wave Areas'!C115,(IF($B$4=\"W\",'Wave Areas'!C133,(IF($B$4=\"NW\",'Wave Areas'!Q134,0)))))))))))))))","v":0},{"$f":"IF($B$4=\"SW\",'Wave Areas'!R116,(IF($B$4=\"N\",'Wave Areas'!D79,(IF($B$4=\"NE\",'Wave Areas'!R80,(IF($B$4=\"E\",'Wave Areas'!D97,(IF($B$4=\"SE\",'Wave Areas'!R98,(IF($B$4=\"S\",'Wave Areas'!D115,(IF($B$4=\"W\",'Wave Areas'!D133,(IF($B$4=\"NW\",'Wave Areas'!R134,0)))))))))))))))","v":0},{"$f":"IF($B$4=\"SW\",'Wave Areas'!S116,(IF($B$4=\"N\",'Wave Areas'!E79,(IF($B$4=\"NE\",'Wave Areas'!S80,(IF($B$4=\"E\",'Wave Areas'!E97,(IF($B$4=\"SE\",'Wave Areas'!S98,(IF($B$4=\"S\",'Wave Areas'!E115,(IF($B$4=\"W\",'Wave Areas'!E133,(IF($B$4=\"NW\",'Wave Areas'!S134,0)))))))))))))))","v":0},{"$f":"IF($B$4=\"SW\",'Wave Areas'!T116,(IF($B$4=\"N\",'Wave Areas'!F79,(IF($B$4=\"NE\",'Wave Areas'!T80,(IF($B$4=\"E\",'Wave Areas'!F97,(IF($B$4=\"SE\",'Wave Areas'!T98,(IF($B$4=\"S\",'Wave Areas'!F115,(IF($B$4=\"W\",'Wave Areas'!F133,(IF($B$4=\"NW\",'Wave Areas'!T134,0)))))))))))))))","v":0},{"$f":"IF($B$4=\"SW\",'Wave Areas'!U116,(IF($B$4=\"N\",'Wave Areas'!G79,(IF($B$4=\"NE\",'Wave Areas'!U80,(IF($B$4=\"E\",'Wave Areas'!G97,(IF($B$4=\"SE\",'Wave Areas'!U98,(IF($B$4=\"S\",'Wave Areas'!G115,(IF($B$4=\"W\",'Wave Areas'!G133,(IF($B$4=\"NW\",'Wave Areas'!U134,0)))))))))))))))","v":0},{"$f":"IF($B$4=\"SW\",'Wave Areas'!V116,(IF($B$4=\"N\",'Wave Areas'!H79,(IF($B$4=\"NE\",'Wave Areas'!V80,(IF($B$4=\"E\",'Wave Areas'!H97,(IF($B$4=\"SE\",'Wave Areas'!V98,(IF($B$4=\"S\",'Wave Areas'!H115,(IF($B$4=\"W\",'Wave Areas'!H133,(IF($B$4=\"NW\",'Wave Areas'!V134,0)))))))))))))))","v":0},{"$f":"IF($B$4=\"SW\",'Wave Areas'!W116,(IF($B$4=\"N\",'Wave Areas'!I79,(IF($B$4=\"NE\",'Wave Areas'!W80,(IF($B$4=\"E\",'Wave Areas'!I97,(IF($B$4=\"SE\",'Wave Areas'!W98,(IF($B$4=\"S\",'Wave Areas'!I115,(IF($B$4=\"W\",'Wave Areas'!I133,(IF($B$4=\"NW\",'Wave Areas'!W134,0)))))))))))))))","v":0},{"$f":"IF($B$4=\"SW\",'Wave Areas'!X116,(IF($B$4=\"N\",'Wave Areas'!J79,(IF($B$4=\"NE\",'Wave Areas'!X80,(IF($B$4=\"E\",'Wave Areas'!J97,(IF($B$4=\"SE\",'Wave Areas'!X98,(IF($B$4=\"S\",'Wave Areas'!J115,(IF($B$4=\"W\",'Wave Areas'!J133,(IF($B$4=\"NW\",'Wave Areas'!X134,0)))))))))))))))","v":0},{"$f":"IF($B$4=\"SW\",'Wave Areas'!Y116,(IF($B$4=\"N\",'Wave Areas'!K79,(IF($B$4=\"NE\",'Wave Areas'!Y80,(IF($B$4=\"E\",'Wave Areas'!K97,(IF($B$4=\"SE\",'Wave Areas'!Y98,(IF($B$4=\"S\",'Wave Areas'!K115,(IF($B$4=\"W\",'Wave Areas'!K133,(IF($B$4=\"NW\",'Wave Areas'!Y134,0)))))))))))))))","v":0},{"$f":"IF($B$4=\"SW\",'Wave Areas'!Z116,(IF($B$4=\"N\",'Wave Areas'!L79,(IF($B$4=\"NE\",'Wave Areas'!Z80,(IF($B$4=\"E\",'Wave Areas'!L97,(IF($B$4=\"SE\",'Wave Areas'!Z98,(IF($B$4=\"S\",'Wave Areas'!L115,(IF($B$4=\"W\",'Wave Areas'!L133,(IF($B$4=\"NW\",'Wave Areas'!Z134,0)))))))))))))))","v":0},null,1.5,{"$f":"S49/$AC$59","v":{"$error":"#DIV/0!"}},{"$error":"#DIV/0!"},{"$error":"#DIV/0!"},{"$error":"#DIV/0!"},{"$error":"#DIV/0!"},{"$error":"#DIV/0!"},{"$error":"#DIV/0!"},{"$error":"#DIV/0!"},{"$error":"#DIV/0!"},{"$error":"#DIV/0!"},{"$error":"#DIV/0!"},{"$f":"SUM(AF49:AP49)","v":{"$error":"#DIV/0!"}},null,1.5,{"$error":"#DIV/0!"},{"$error":"#DIV/0!"},{"$error":"#DIV/0!"},{"$error":"#DIV/0!"},{"$error":"#DIV/0!"},{"$error":"#DIV/0!"},{"$error":"#DIV/0!"},{"$error":"#DIV/0!"},{"$f":"AO49/1004","v":{"$error":"#DIV/0!"}},{"$error":"#DIV/0!"},{"$f":"AQ46/1004","v":0},{"$error":"#DIV/0!"}]
[15397.1015625,3.5,0,{"$f":"$A50*($D$41)/2","v":49831.748422035373},60905.470293598795,71979.192165162211,83052.914036725633,94126.635908289056,105200.35777985245,116274.07965141587,0,0,0,581370.39825707942,null,null,null,2.5,{"$f":"IF($B$4=\"SW\",'Wave Areas'!P117,(IF($B$4=\"N\",'Wave Areas'!B80,(IF($B$4=\"NE\",'Wave Areas'!P81,(IF($B$4=\"E\",'Wave Areas'!B98,(IF($B$4=\"SE\",'Wave Areas'!P99,(IF($B$4=\"S\",'Wave Areas'!B116,(IF($B$4=\"W\",'Wave Areas'!B134,(IF($B$4=\"NW\",'Wave Areas'!P135,0)))))))))))))))","v":0},{"$f":"IF($B$4=\"SW\",'Wave Areas'!Q117,(IF($B$4=\"N\",'Wave Areas'!C80,(IF($B$4=\"NE\",'Wave Areas'!Q81,(IF($B$4=\"E\",'Wave Areas'!C98,(IF($B$4=\"SE\",'Wave Areas'!Q99,(IF($B$4=\"S\",'Wave Areas'!C116,(IF($B$4=\"W\",'Wave Areas'!C134,(IF($B$4=\"NW\",'Wave Areas'!Q135,0)))))))))))))))","v":0},{"$f":"IF($B$4=\"SW\",'Wave Areas'!R117,(IF($B$4=\"N\",'Wave Areas'!D80,(IF($B$4=\"NE\",'Wave Areas'!R81,(IF($B$4=\"E\",'Wave Areas'!D98,(IF($B$4=\"SE\",'Wave Areas'!R99,(IF($B$4=\"S\",'Wave Areas'!D116,(IF($B$4=\"W\",'Wave Areas'!D134,(IF($B$4=\"NW\",'Wave Areas'!R135,0)))))))))))))))","v":0},{"$f":"IF($B$4=\"SW\",'Wave Areas'!S117,(IF($B$4=\"N\",'Wave Areas'!E80,(IF($B$4=\"NE\",'Wave Areas'!S81,(IF($B$4=\"E\",'Wave Areas'!E98,(IF($B$4=\"SE\",'Wave Areas'!S99,(IF($B$4=\"S\",'Wave Areas'!E116,(IF($B$4=\"W\",'Wave Areas'!E134,(IF($B$4=\"NW\",'Wave Areas'!S135,0)))))))))))))))","v":0},{"$f":"IF($B$4=\"SW\",'Wave Areas'!T117,(IF($B$4=\"N\",'Wave Areas'!F80,(IF($B$4=\"NE\",'Wave Areas'!T81,(IF($B$4=\"E\",'Wave Areas'!F98,(IF($B$4=\"SE\",'Wave Areas'!T99,(IF($B$4=\"S\",'Wave Areas'!F116,(IF($B$4=\"W\",'Wave Areas'!F134,(IF($B$4=\"NW\",'Wave Areas'!T135,0)))))))))))))))","v":0},{"$f":"IF($B$4=\"SW\",'Wave Areas'!U117,(IF($B$4=\"N\",'Wave Areas'!G80,(IF($B$4=\"NE\",'Wave Areas'!U81,(IF($B$4=\"E\",'Wave Areas'!G98,(IF($B$4=\"SE\",'Wave Areas'!U99,(IF($B$4=\"S\",'Wave Areas'!G116,(IF($B$4=\"W\",'Wave Areas'!G134,(IF($B$4=\"NW\",'Wave Areas'!U135,0)))))))))))))))","v":0},{"$f":"IF($B$4=\"SW\",'Wave Areas'!V117,(IF($B$4=\"N\",'Wave Areas'!H80,(IF($B$4=\"NE\",'Wave Areas'!V81,(IF($B$4=\"E\",'Wave Areas'!H98,(IF($B$4=\"SE\",'Wave Areas'!V99,(IF($B$4=\"S\",'Wave Areas'!H116,(IF($B$4=\"W\",'Wave Areas'!H134,(IF($B$4=\"NW\",'Wave Areas'!V135,0)))))))))))))))","v":0},{"$f":"IF($B$4=\"SW\",'Wave Areas'!W117,(IF($B$4=\"N\",'Wave Areas'!I80,(IF($B$4=\"NE\",'Wave Areas'!W81,(IF($B$4=\"E\",'Wave Areas'!I98,(IF($B$4=\"SE\",'Wave Areas'!W99,(IF($B$4=\"S\",'Wave Areas'!I116,(IF($B$4=\"W\",'Wave Areas'!I134,(IF($B$4=\"NW\",'Wave Areas'!W135,0)))))))))))))))","v":0},{"$f":"IF($B$4=\"SW\",'Wave Areas'!X117,(IF($B$4=\"N\",'Wave Areas'!J80,(IF($B$4=\"NE\",'Wave Areas'!X81,(IF($B$4=\"E\",'Wave Areas'!J98,(IF($B$4=\"SE\",'Wave Areas'!X99,(IF($B$4=\"S\",'Wave Areas'!J116,(IF($B$4=\"W\",'Wave Areas'!J134,(IF($B$4=\"NW\",'Wave Areas'!X135,0)))))))))))))))","v":0},{"$f":"IF($B$4=\"SW\",'Wave Areas'!Y117,(IF($B$4=\"N\",'Wave Areas'!K80,(IF($B$4=\"NE\",'Wave Areas'!Y81,(IF($B$4=\"E\",'Wave Areas'!K98,(IF($B$4=\"SE\",'Wave Areas'!Y99,(IF($B$4=\"S\",'Wave Areas'!K116,(IF($B$4=\"W\",'Wave Areas'!K134,(IF($B$4=\"NW\",'Wave Areas'!Y135,0)))))))))))))))","v":0},{"$f":"IF($B$4=\"SW\",'Wave Areas'!Z117,(IF($B$4=\"N\",'Wave Areas'!L80,(IF($B$4=\"NE\",'Wave Areas'!Z81,(IF($B$4=\"E\",'Wave Areas'!L98,(IF($B$4=\"SE\",'Wave Areas'!Z99,(IF($B$4=\"S\",'Wave Areas'!L116,(IF($B$4=\"W\",'Wave Areas'!L134,(IF($B$4=\"NW\",'Wave Areas'!Z135,0)))))))))))))))","v":0},null,2.5,{"$error":"#DIV/0!"},{"$error":"#DIV/0!"},{"$error":"#DIV/0!"},{"$error":"#DIV/0!"},{"$error":"#DIV/0!"},{"$error":"#DIV/0!"},{"$error":"#DIV/0!"},{"$error":"#DIV/0!"},{"$error":"#DIV/0!"},{"$error":"#DIV/0!"},{"$error":"#DIV/0!"},{"$error":"#DIV/0!"},null,2.5,{"$f":"AG50/1004","v":{"$error":"#DIV/0!"}},{"$error":"#DIV/0!"},{"$error":"#DIV/0!"},{"$error":"#DIV/0!"},{"$error":"#DIV/0!"},{"$error":"#DIV/0!"},{"$error":"#DIV/0!"},{"$error":"#DIV/0!"},{"$error":"#DIV/0!"},{"$error":"#DIV/0!"},{"$f":"AQ48/1004","v":{"$error":"#DIV/0!"}},{"$error":"#DIV/0!"}]
[25452.3515625,4.5,0,{"$f":"$A51*($D$41)/2","v":82374.931064997247},100680.47130166332,118986.01153832936,137291.55177499543,155597.0920116615,173902.63224832751,192208.17248499359,0,0,0,961040.86242496793,null,null,null,3.5,{"$f":"IF($B$4=\"SW\",'Wave Areas'!P118,(IF($B$4=\"N\",'Wave Areas'!B81,(IF($B$4=\"NE\",'Wave Areas'!P82,(IF($B$4=\"E\",'Wave Areas'!B99,(IF($B$4=\"SE\",'Wave Areas'!P100,(IF($B$4=\"S\",'Wave Areas'!B117,(IF($B$4=\"W\",'Wave Areas'!B135,(IF($B$4=\"NW\",'Wave Areas'!P136,0)))))))))))))))","v":0},{"$f":"IF($B$4=\"SW\",'Wave Areas'!Q118,(IF($B$4=\"N\",'Wave Areas'!C81,(IF($B$4=\"NE\",'Wave Areas'!Q82,(IF($B$4=\"E\",'Wave Areas'!C99,(IF($B$4=\"SE\",'Wave Areas'!Q100,(IF($B$4=\"S\",'Wave Areas'!C117,(IF($B$4=\"W\",'Wave Areas'!C135,(IF($B$4=\"NW\",'Wave Areas'!Q136,0)))))))))))))))","v":0},{"$f":"IF($B$4=\"SW\",'Wave Areas'!R118,(IF($B$4=\"N\",'Wave Areas'!D81,(IF($B$4=\"NE\",'Wave Areas'!R82,(IF($B$4=\"E\",'Wave Areas'!D99,(IF($B$4=\"SE\",'Wave Areas'!R100,(IF($B$4=\"S\",'Wave Areas'!D117,(IF($B$4=\"W\",'Wave Areas'!D135,(IF($B$4=\"NW\",'Wave Areas'!R136,0)))))))))))))))","v":0},{"$f":"IF($B$4=\"SW\",'Wave Areas'!S118,(IF($B$4=\"N\",'Wave Areas'!E81,(IF($B$4=\"NE\",'Wave Areas'!S82,(IF($B$4=\"E\",'Wave Areas'!E99,(IF($B$4=\"SE\",'Wave Areas'!S100,(IF($B$4=\"S\",'Wave Areas'!E117,(IF($B$4=\"W\",'Wave Areas'!E135,(IF($B$4=\"NW\",'Wave Areas'!S136,0)))))))))))))))","v":0},{"$f":"IF($B$4=\"SW\",'Wave Areas'!T118,(IF($B$4=\"N\",'Wave Areas'!F81,(IF($B$4=\"NE\",'Wave Areas'!T82,(IF($B$4=\"E\",'Wave Areas'!F99,(IF($B$4=\"SE\",'Wave Areas'!T100,(IF($B$4=\"S\",'Wave Areas'!F117,(IF($B$4=\"W\",'Wave Areas'!F135,(IF($B$4=\"NW\",'Wave Areas'!T136,0)))))))))))))))","v":0},{"$f":"IF($B$4=\"SW\",'Wave Areas'!U118,(IF($B$4=\"N\",'Wave Areas'!G81,(IF($B$4=\"NE\",'Wave Areas'!U82,(IF($B$4=\"E\",'Wave Areas'!G99,(IF($B$4=\"SE\",'Wave Areas'!U100,(IF($B$4=\"S\",'Wave Areas'!G117,(IF($B$4=\"W\",'Wave Areas'!G135,(IF($B$4=\"NW\",'Wave Areas'!U136,0)))))))))))))))","v":0},{"$f":"IF($B$4=\"SW\",'Wave Areas'!V118,(IF($B$4=\"N\",'Wave Areas'!H81,(IF($B$4=\"NE\",'Wave Areas'!V82,(IF($B$4=\"E\",'Wave Areas'!H99,(IF($B$4=\"SE\",'Wave Areas'!V100,(IF($B$4=\"S\",'Wave Areas'!H117,(IF($B$4=\"W\",'Wave Areas'!H135,(IF($B$4=\"NW\",'Wave Areas'!V136,0)))))))))))))))","v":0},{"$f":"IF($B$4=\"SW\",'Wave Areas'!W118,(IF($B$4=\"N\",'Wave Areas'!I81,(IF($B$4=\"NE\",'Wave Areas'!W82,(IF($B$4=\"E\",'Wave Areas'!I99,(IF($B$4=\"SE\",'Wave Areas'!W100,(IF($B$4=\"S\",'Wave Areas'!I117,(IF($B$4=\"W\",'Wave Areas'!I135,(IF($B$4=\"NW\",'Wave Areas'!W136,0)))))))))))))))","v":0},{"$f":"IF($B$4=\"SW\",'Wave Areas'!X118,(IF($B$4=\"N\",'Wave Areas'!J81,(IF($B$4=\"NE\",'Wave Areas'!X82,(IF($B$4=\"E\",'Wave Areas'!J99,(IF($B$4=\"SE\",'Wave Areas'!X100,(IF($B$4=\"S\",'Wave Areas'!J117,(IF($B$4=\"W\",'Wave Areas'!J135,(IF($B$4=\"NW\",'Wave Areas'!X136,0)))))))))))))))","v":0},{"$f":"IF($B$4=\"SW\",'Wave Areas'!Y118,(IF($B$4=\"N\",'Wave Areas'!K81,(IF($B$4=\"NE\",'Wave Areas'!Y82,(IF($B$4=\"E\",'Wave Areas'!K99,(IF($B$4=\"SE\",'Wave Areas'!Y100,(IF($B$4=\"S\",'Wave Areas'!K117,(IF($B$4=\"W\",'Wave Areas'!K135,(IF($B$4=\"NW\",'Wave Areas'!Y136,0)))))))))))))))","v":0},{"$f":"IF($B$4=\"SW\",'Wave Areas'!Z118,(IF($B$4=\"N\",'Wave Areas'!L81,(IF($B$4=\"NE\",'Wave Areas'!Z82,(IF($B$4=\"E\",'Wave Areas'!L99,(IF($B$4=\"SE\",'Wave Areas'!Z100,(IF($B$4=\"S\",'Wave Areas'!L117,(IF($B$4=\"W\",'Wave Areas'!L135,(IF($B$4=\"NW\",'Wave Areas'!Z136,0)))))))))))))))","v":0},null,3.5,{"$error":"#DIV/0!"},{"$error":"#DIV/0!"},{"$error":"#DIV/0!"},{"$error":"#DIV/0!"},{"$error":"#DIV/0!"},{"$error":"#DIV/0!"},{"$error":"#DIV/0!"},{"$error":"#DIV/0!"},{"$error":"#DIV/0!"},{"$error":"#DIV/0!"},{"$error":"#DIV/0!"},{"$error":"#DIV/0!"},null,3.5,{"$error":"#DIV/0!"},{"$error":"#DIV/0!"},{"$error":"#DIV/0!"},{"$error":"#DIV/0!"},{"$error":"#DIV/0!"},{"$error":"#DIV/0!"},{"$error":"#DIV/0!"},{"$error":"#DIV/0!"},{"$error":"#DIV/0!"},{"$error":"#DIV/0!"},{"$error":"#DIV/0!"},{"$error":"#DIV/0!"}]
[38021.4140625,5.5,0,0,150399.22256174395,177744.53575478832,205089.84894783268,232435.16214087704,259780.47533392135,287125.78852696571,0,0,0,1312575.0332661292,null,null,null,4.5,{"$f":"IF($B$4=\"SW\",'Wave Areas'!P119,(IF($B$4=\"N\",'Wave Areas'!B82,(IF($B$4=\"NE\",'Wave Areas'!P83,(IF($B$4=\"E\",'Wave Areas'!B100,(IF($B$4=\"SE\",'Wave Areas'!P101,(IF($B$4=\"S\",'Wave Areas'!B118,(IF($B$4=\"W\",'Wave Areas'!B136,(IF($B$4=\"NW\",'Wave Areas'!P137,0)))))))))))))))","v":0},{"$f":"IF($B$4=\"SW\",'Wave Areas'!Q119,(IF($B$4=\"N\",'Wave Areas'!C82,(IF($B$4=\"NE\",'Wave Areas'!Q83,(IF($B$4=\"E\",'Wave Areas'!C100,(IF($B$4=\"SE\",'Wave Areas'!Q101,(IF($B$4=\"S\",'Wave Areas'!C118,(IF($B$4=\"W\",'Wave Areas'!C136,(IF($B$4=\"NW\",'Wave Areas'!Q137,0)))))))))))))))","v":0},{"$f":"IF($B$4=\"SW\",'Wave Areas'!R119,(IF($B$4=\"N\",'Wave Areas'!D82,(IF($B$4=\"NE\",'Wave Areas'!R83,(IF($B$4=\"E\",'Wave Areas'!D100,(IF($B$4=\"SE\",'Wave Areas'!R101,(IF($B$4=\"S\",'Wave Areas'!D118,(IF($B$4=\"W\",'Wave Areas'!D136,(IF($B$4=\"NW\",'Wave Areas'!R137,0)))))))))))))))","v":0},{"$f":"IF($B$4=\"SW\",'Wave Areas'!S119,(IF($B$4=\"N\",'Wave Areas'!E82,(IF($B$4=\"NE\",'Wave Areas'!S83,(IF($B$4=\"E\",'Wave Areas'!E100,(IF($B$4=\"SE\",'Wave Areas'!S101,(IF($B$4=\"S\",'Wave Areas'!E118,(IF($B$4=\"W\",'Wave Areas'!E136,(IF($B$4=\"NW\",'Wave Areas'!S137,0)))))))))))))))","v":0},{"$f":"IF($B$4=\"SW\",'Wave Areas'!T119,(IF($B$4=\"N\",'Wave Areas'!F82,(IF($B$4=\"NE\",'Wave Areas'!T83,(IF($B$4=\"E\",'Wave Areas'!F100,(IF($B$4=\"SE\",'Wave Areas'!T101,(IF($B$4=\"S\",'Wave Areas'!F118,(IF($B$4=\"W\",'Wave Areas'!F136,(IF($B$4=\"NW\",'Wave Areas'!T137,0)))))))))))))))","v":0},{"$f":"IF($B$4=\"SW\",'Wave Areas'!U119,(IF($B$4=\"N\",'Wave Areas'!G82,(IF($B$4=\"NE\",'Wave Areas'!U83,(IF($B$4=\"E\",'Wave Areas'!G100,(IF($B$4=\"SE\",'Wave Areas'!U101,(IF($B$4=\"S\",'Wave Areas'!G118,(IF($B$4=\"W\",'Wave Areas'!G136,(IF($B$4=\"NW\",'Wave Areas'!U137,0)))))))))))))))","v":0},{"$f":"IF($B$4=\"SW\",'Wave Areas'!V119,(IF($B$4=\"N\",'Wave Areas'!H82,(IF($B$4=\"NE\",'Wave Areas'!V83,(IF($B$4=\"E\",'Wave Areas'!H100,(IF($B$4=\"SE\",'Wave Areas'!V101,(IF($B$4=\"S\",'Wave Areas'!H118,(IF($B$4=\"W\",'Wave Areas'!H136,(IF($B$4=\"NW\",'Wave Areas'!V137,0)))))))))))))))","v":0},{"$f":"IF($B$4=\"SW\",'Wave Areas'!W119,(IF($B$4=\"N\",'Wave Areas'!I82,(IF($B$4=\"NE\",'Wave Areas'!W83,(IF($B$4=\"E\",'Wave Areas'!I100,(IF($B$4=\"SE\",'Wave Areas'!W101,(IF($B$4=\"S\",'Wave Areas'!I118,(IF($B$4=\"W\",'Wave Areas'!I136,(IF($B$4=\"NW\",'Wave Areas'!W137,0)))))))))))))))","v":0},{"$f":"IF($B$4=\"SW\",'Wave Areas'!X119,(IF($B$4=\"N\",'Wave Areas'!J82,(IF($B$4=\"NE\",'Wave Areas'!X83,(IF($B$4=\"E\",'Wave Areas'!J100,(IF($B$4=\"SE\",'Wave Areas'!X101,(IF($B$4=\"S\",'Wave Areas'!J118,(IF($B$4=\"W\",'Wave Areas'!J136,(IF($B$4=\"NW\",'Wave Areas'!X137,0)))))))))))))))","v":0},{"$f":"IF($B$4=\"SW\",'Wave Areas'!Y119,(IF($B$4=\"N\",'Wave Areas'!K82,(IF($B$4=\"NE\",'Wave Areas'!Y83,(IF($B$4=\"E\",'Wave Areas'!K100,(IF($B$4=\"SE\",'Wave Areas'!Y101,(IF($B$4=\"S\",'Wave Areas'!K118,(IF($B$4=\"W\",'Wave Areas'!K136,(IF($B$4=\"NW\",'Wave Areas'!Y137,0)))))))))))))))","v":0},{"$f":"IF($B$4=\"SW\",'Wave Areas'!Z119,(IF($B$4=\"N\",'Wave Areas'!L82,(IF($B$4=\"NE\",'Wave Areas'!Z83,(IF($B$4=\"E\",'Wave Areas'!L100,(IF($B$4=\"SE\",'Wave Areas'!Z101,(IF($B$4=\"S\",'Wave Areas'!L118,(IF($B$4=\"W\",'Wave Areas'!L136,(IF($B$4=\"NW\",'Wave Areas'!Z137,0)))))))))))))))","v":0},null,4.5,{"$error":"#DIV/0!"},{"$error":"#DIV/0!"},{"$error":"#DIV/0!"},{"$error":"#DIV/0!"},{"$error":"#DIV/0!"},{"$error":"#DIV/0!"},{"$error":"#DIV/0!"},{"$error":"#DIV/0!"},{"$error":"#DIV/0!"},{"$error":"#DIV/0!"},{"$error":"#DIV/0!"},{"$error":"#DIV/0!"},null,4.5,{"$error":"#DIV/0!"},{"$error":"#DIV/0!"},{"$error":"#DIV/0!"},{"$error":"#DIV/0!"},{"$error":"#DIV/0!"},{"$error":"#DIV/0!"},{"$error":"#DIV/0!"},{"$error":"#DIV/0!"},{"$error":"#DIV/0!"},{"$error":"#DIV/0!"},{"$error":"#DIV/0!"},{"$error":"#DIV/0!"}]
[53104.2890625,6.5,0,0,210061.72407384074,248254.76481453903,286447.8055552374,324640.84629593574,362833.88703663397,401026.92777733231,0,0,0,1833265.9555535191,null,null,null,5.5,{"$f":"IF($B$4=\"SW\",'Wave Areas'!P120,(IF($B$4=\"N\",'Wave Areas'!B83,(IF($B$4=\"NE\",'Wave Areas'!P84,(IF($B$4=\"E\",'Wave Areas'!B101,(IF($B$4=\"SE\",'Wave Areas'!P102,(IF($B$4=\"S\",'Wave Areas'!B119,(IF($B$4=\"W\",'Wave Areas'!B137,(IF($B$4=\"NW\",'Wave Areas'!P138,0)))))))))))))))","v":0},{"$f":"IF($B$4=\"SW\",'Wave Areas'!Q120,(IF($B$4=\"N\",'Wave Areas'!C83,(IF($B$4=\"NE\",'Wave Areas'!Q84,(IF($B$4=\"E\",'Wave Areas'!C101,(IF($B$4=\"SE\",'Wave Areas'!Q102,(IF($B$4=\"S\",'Wave Areas'!C119,(IF($B$4=\"W\",'Wave Areas'!C137,(IF($B$4=\"NW\",'Wave Areas'!Q138,0)))))))))))))))","v":0},{"$f":"IF($B$4=\"SW\",'Wave Areas'!R120,(IF($B$4=\"N\",'Wave Areas'!D83,(IF($B$4=\"NE\",'Wave Areas'!R84,(IF($B$4=\"E\",'Wave Areas'!D101,(IF($B$4=\"SE\",'Wave Areas'!R102,(IF($B$4=\"S\",'Wave Areas'!D119,(IF($B$4=\"W\",'Wave Areas'!D137,(IF($B$4=\"NW\",'Wave Areas'!R138,0)))))))))))))))","v":0},{"$f":"IF($B$4=\"SW\",'Wave Areas'!S120,(IF($B$4=\"N\",'Wave Areas'!E83,(IF($B$4=\"NE\",'Wave Areas'!S84,(IF($B$4=\"E\",'Wave Areas'!E101,(IF($B$4=\"SE\",'Wave Areas'!S102,(IF($B$4=\"S\",'Wave Areas'!E119,(IF($B$4=\"W\",'Wave Areas'!E137,(IF($B$4=\"NW\",'Wave Areas'!S138,0)))))))))))))))","v":0},{"$f":"IF($B$4=\"SW\",'Wave Areas'!T120,(IF($B$4=\"N\",'Wave Areas'!F83,(IF($B$4=\"NE\",'Wave Areas'!T84,(IF($B$4=\"E\",'Wave Areas'!F101,(IF($B$4=\"SE\",'Wave Areas'!T102,(IF($B$4=\"S\",'Wave Areas'!F119,(IF($B$4=\"W\",'Wave Areas'!F137,(IF($B$4=\"NW\",'Wave Areas'!T138,0)))))))))))))))","v":0},{"$f":"IF($B$4=\"SW\",'Wave Areas'!U120,(IF($B$4=\"N\",'Wave Areas'!G83,(IF($B$4=\"NE\",'Wave Areas'!U84,(IF($B$4=\"E\",'Wave Areas'!G101,(IF($B$4=\"SE\",'Wave Areas'!U102,(IF($B$4=\"S\",'Wave Areas'!G119,(IF($B$4=\"W\",'Wave Areas'!G137,(IF($B$4=\"NW\",'Wave Areas'!U138,0)))))))))))))))","v":0},{"$f":"IF($B$4=\"SW\",'Wave Areas'!V120,(IF($B$4=\"N\",'Wave Areas'!H83,(IF($B$4=\"NE\",'Wave Areas'!V84,(IF($B$4=\"E\",'Wave Areas'!H101,(IF($B$4=\"SE\",'Wave Areas'!V102,(IF($B$4=\"S\",'Wave Areas'!H119,(IF($B$4=\"W\",'Wave Areas'!H137,(IF($B$4=\"NW\",'Wave Areas'!V138,0)))))))))))))))","v":0},{"$f":"IF($B$4=\"SW\",'Wave Areas'!W120,(IF($B$4=\"N\",'Wave Areas'!I83,(IF($B$4=\"NE\",'Wave Areas'!W84,(IF($B$4=\"E\",'Wave Areas'!I101,(IF($B$4=\"SE\",'Wave Areas'!W102,(IF($B$4=\"S\",'Wave Areas'!I119,(IF($B$4=\"W\",'Wave Areas'!I137,(IF($B$4=\"NW\",'Wave Areas'!W138,0)))))))))))))))","v":0},{"$f":"IF($B$4=\"SW\",'Wave Areas'!X120,(IF($B$4=\"N\",'Wave Areas'!J83,(IF($B$4=\"NE\",'Wave Areas'!X84,(IF($B$4=\"E\",'Wave Areas'!J101,(IF($B$4=\"SE\",'Wave Areas'!X102,(IF($B$4=\"S\",'Wave Areas'!J119,(IF($B$4=\"W\",'Wave Areas'!J137,(IF($B$4=\"NW\",'Wave Areas'!X138,0)))))))))))))))","v":0},{"$f":"IF($B$4=\"SW\",'Wave Areas'!Y120,(IF($B$4=\"N\",'Wave Areas'!K83,(IF($B$4=\"NE\",'Wave Areas'!Y84,(IF($B$4=\"E\",'Wave Areas'!K101,(IF($B$4=\"SE\",'Wave Areas'!Y102,(IF($B$4=\"S\",'Wave Areas'!K119,(IF($B$4=\"W\",'Wave Areas'!K137,(IF($B$4=\"NW\",'Wave Areas'!Y138,0)))))))))))))))","v":0},{"$f":"IF($B$4=\"SW\",'Wave Areas'!Z120,(IF($B$4=\"N\",'Wave Areas'!L83,(IF($B$4=\"NE\",'Wave Areas'!Z84,(IF($B$4=\"E\",'Wave Areas'!L101,(IF($B$4=\"SE\",'Wave Areas'!Z102,(IF($B$4=\"S\",'Wave Areas'!L119,(IF($B$4=\"W\",'Wave Areas'!L137,(IF($B$4=\"NW\",'Wave Areas'!Z138,0)))))))))))))))","v":0},null,5.5,{"$error":"#DIV/0!"},{"$error":"#DIV/0!"},{"$error":"#DIV/0!"},{"$error":"#DIV/0!"},{"$error":"#DIV/0!"},{"$error":"#DIV/0!"},{"$error":"#DIV/0!"},{"$error":"#DIV/0!"},{"$error":"#DIV/0!"},{"$error":"#DIV/0!"},{"$error":"#DIV/0!"},{"$error":"#DIV/0!"},null,5.5,{"$error":"#DIV/0!"},{"$error":"#DIV/0!"},{"$error":"#DIV/0!"},{"$error":"#DIV/0!"},{"$error":"#DIV/0!"},{"$error":"#DIV/0!"},{"$error":"#DIV/0!"},{"$error":"#DIV/0!"},{"$error":"#DIV/0!"},{"$error":"#DIV/0!"},{"$error":"#DIV/0!"},{"$error":"#DIV/0!"}]
[70700.9765625,7.5,0,0,0,330516.69871758157,381365.42159720953,432214.14447683748,483062.86735646531,0,0,0,0,1627159.132148094,null,null,null,6.5,{"$f":"IF($B$4=\"SW\",'Wave Areas'!P121,(IF($B$4=\"N\",'Wave Areas'!B84,(IF($B$4=\"NE\",'Wave Areas'!P85,(IF($B$4=\"E\",'Wave Areas'!B102,(IF($B$4=\"SE\",'Wave Areas'!P103,(IF($B$4=\"S\",'Wave Areas'!B120,(IF($B$4=\"W\",'Wave Areas'!B138,(IF($B$4=\"NW\",'Wave Areas'!P139,0)))))))))))))))","v":0},{"$f":"IF($B$4=\"SW\",'Wave Areas'!Q121,(IF($B$4=\"N\",'Wave Areas'!C84,(IF($B$4=\"NE\",'Wave Areas'!Q85,(IF($B$4=\"E\",'Wave Areas'!C102,(IF($B$4=\"SE\",'Wave Areas'!Q103,(IF($B$4=\"S\",'Wave Areas'!C120,(IF($B$4=\"W\",'Wave Areas'!C138,(IF($B$4=\"NW\",'Wave Areas'!Q139,0)))))))))))))))","v":0},{"$f":"IF($B$4=\"SW\",'Wave Areas'!R121,(IF($B$4=\"N\",'Wave Areas'!D84,(IF($B$4=\"NE\",'Wave Areas'!R85,(IF($B$4=\"E\",'Wave Areas'!D102,(IF($B$4=\"SE\",'Wave Areas'!R103,(IF($B$4=\"S\",'Wave Areas'!D120,(IF($B$4=\"W\",'Wave Areas'!D138,(IF($B$4=\"NW\",'Wave Areas'!R139,0)))))))))))))))","v":0},{"$f":"IF($B$4=\"SW\",'Wave Areas'!S121,(IF($B$4=\"N\",'Wave Areas'!E84,(IF($B$4=\"NE\",'Wave Areas'!S85,(IF($B$4=\"E\",'Wave Areas'!E102,(IF($B$4=\"SE\",'Wave Areas'!S103,(IF($B$4=\"S\",'Wave Areas'!E120,(IF($B$4=\"W\",'Wave Areas'!E138,(IF($B$4=\"NW\",'Wave Areas'!S139,0)))))))))))))))","v":0},{"$f":"IF($B$4=\"SW\",'Wave Areas'!T121,(IF($B$4=\"N\",'Wave Areas'!F84,(IF($B$4=\"NE\",'Wave Areas'!T85,(IF($B$4=\"E\",'Wave Areas'!F102,(IF($B$4=\"SE\",'Wave Areas'!T103,(IF($B$4=\"S\",'Wave Areas'!F120,(IF($B$4=\"W\",'Wave Areas'!F138,(IF($B$4=\"NW\",'Wave Areas'!T139,0)))))))))))))))","v":0},{"$f":"IF($B$4=\"SW\",'Wave Areas'!U121,(IF($B$4=\"N\",'Wave Areas'!G84,(IF($B$4=\"NE\",'Wave Areas'!U85,(IF($B$4=\"E\",'Wave Areas'!G102,(IF($B$4=\"SE\",'Wave Areas'!U103,(IF($B$4=\"S\",'Wave Areas'!G120,(IF($B$4=\"W\",'Wave Areas'!G138,(IF($B$4=\"NW\",'Wave Areas'!U139,0)))))))))))))))","v":0},{"$f":"IF($B$4=\"SW\",'Wave Areas'!V121,(IF($B$4=\"N\",'Wave Areas'!H84,(IF($B$4=\"NE\",'Wave Areas'!V85,(IF($B$4=\"E\",'Wave Areas'!H102,(IF($B$4=\"SE\",'Wave Areas'!V103,(IF($B$4=\"S\",'Wave Areas'!H120,(IF($B$4=\"W\",'Wave Areas'!H138,(IF($B$4=\"NW\",'Wave Areas'!V139,0)))))))))))))))","v":0},{"$f":"IF($B$4=\"SW\",'Wave Areas'!W121,(IF($B$4=\"N\",'Wave Areas'!I84,(IF($B$4=\"NE\",'Wave Areas'!W85,(IF($B$4=\"E\",'Wave Areas'!I102,(IF($B$4=\"SE\",'Wave Areas'!W103,(IF($B$4=\"S\",'Wave Areas'!I120,(IF($B$4=\"W\",'Wave Areas'!I138,(IF($B$4=\"NW\",'Wave Areas'!W139,0)))))))))))))))","v":0},{"$f":"IF($B$4=\"SW\",'Wave Areas'!X121,(IF($B$4=\"N\",'Wave Areas'!J84,(IF($B$4=\"NE\",'Wave Areas'!X85,(IF($B$4=\"E\",'Wave Areas'!J102,(IF($B$4=\"SE\",'Wave Areas'!X103,(IF($B$4=\"S\",'Wave Areas'!J120,(IF($B$4=\"W\",'Wave Areas'!J138,(IF($B$4=\"NW\",'Wave Areas'!X139,0)))))))))))))))","v":0},{"$f":"IF($B$4=\"SW\",'Wave Areas'!Y121,(IF($B$4=\"N\",'Wave Areas'!K84,(IF($B$4=\"NE\",'Wave Areas'!Y85,(IF($B$4=\"E\",'Wave Areas'!K102,(IF($B$4=\"SE\",'Wave Areas'!Y103,(IF($B$4=\"S\",'Wave Areas'!K120,(IF($B$4=\"W\",'Wave Areas'!K138,(IF($B$4=\"NW\",'Wave Areas'!Y139,0)))))))))))))))","v":0},{"$f":"IF($B$4=\"SW\",'Wave Areas'!Z121,(IF($B$4=\"N\",'Wave Areas'!L84,(IF($B$4=\"NE\",'Wave Areas'!Z85,(IF($B$4=\"E\",'Wave Areas'!L102,(IF($B$4=\"SE\",'Wave Areas'!Z103,(IF($B$4=\"S\",'Wave Areas'!L120,(IF($B$4=\"W\",'Wave Areas'!L138,(IF($B$4=\"NW\",'Wave Areas'!Z139,0)))))))))))))))","v":0},null,6.5,{"$error":"#DIV/0!"},{"$error":"#DIV/0!"},{"$error":"#DIV/0!"},{"$error":"#DIV/0!"},{"$error":"#DIV/0!"},{"$error":"#DIV/0!"},{"$error":"#DIV/0!"},{"$error":"#DIV/0!"},{"$error":"#DIV/0!"},{"$error":"#DIV/0!"},{"$error":"#DIV/0!"},{"$error":"#DIV/0!"},null,6.5,{"$error":"#DIV/0!"},{"$error":"#DIV/0!"},{"$error":"#DIV/0!"},{"$error":"#DIV/0!"},{"$error":"#DIV/0!"},{"$error":"#DIV/0!"},{"$error":"#DIV/0!"},{"$error":"#DIV/0!"},{"$error":"#DIV/0!"},{"$error":"#DIV/0!"},{"$error":"#DIV/0!"},{"$error":"#DIV/0!"}]
[90811.4765625,8.5,0,0,0,424530.33746391587,489842.69707374915,555155.05668358237,620467.41629341547,0,0,0,0,2089995.5075146628,null,null,null,7.5,{"$f":"IF($B$4=\"SW\",'Wave Areas'!P122,(IF($B$4=\"N\",'Wave Areas'!B85,(IF($B$4=\"NE\",'Wave Areas'!P86,(IF($B$4=\"E\",'Wave Areas'!B103,(IF($B$4=\"SE\",'Wave Areas'!P104,(IF($B$4=\"S\",'Wave Areas'!B121,(IF($B$4=\"W\",'Wave Areas'!B139,(IF($B$4=\"NW\",'Wave Areas'!P140,0)))))))))))))))","v":0},{"$f":"IF($B$4=\"SW\",'Wave Areas'!Q122,(IF($B$4=\"N\",'Wave Areas'!C85,(IF($B$4=\"NE\",'Wave Areas'!Q86,(IF($B$4=\"E\",'Wave Areas'!C103,(IF($B$4=\"SE\",'Wave Areas'!Q104,(IF($B$4=\"S\",'Wave Areas'!C121,(IF($B$4=\"W\",'Wave Areas'!C139,(IF($B$4=\"NW\",'Wave Areas'!Q140,0)))))))))))))))","v":0},{"$f":"IF($B$4=\"SW\",'Wave Areas'!R122,(IF($B$4=\"N\",'Wave Areas'!D85,(IF($B$4=\"NE\",'Wave Areas'!R86,(IF($B$4=\"E\",'Wave Areas'!D103,(IF($B$4=\"SE\",'Wave Areas'!R104,(IF($B$4=\"S\",'Wave Areas'!D121,(IF($B$4=\"W\",'Wave Areas'!D139,(IF($B$4=\"NW\",'Wave Areas'!R140,0)))))))))))))))","v":0},{"$f":"IF($B$4=\"SW\",'Wave Areas'!S122,(IF($B$4=\"N\",'Wave Areas'!E85,(IF($B$4=\"NE\",'Wave Areas'!S86,(IF($B$4=\"E\",'Wave Areas'!E103,(IF($B$4=\"SE\",'Wave Areas'!S104,(IF($B$4=\"S\",'Wave Areas'!E121,(IF($B$4=\"W\",'Wave Areas'!E139,(IF($B$4=\"NW\",'Wave Areas'!S140,0)))))))))))))))","v":0},{"$f":"IF($B$4=\"SW\",'Wave Areas'!T122,(IF($B$4=\"N\",'Wave Areas'!F85,(IF($B$4=\"NE\",'Wave Areas'!T86,(IF($B$4=\"E\",'Wave Areas'!F103,(IF($B$4=\"SE\",'Wave Areas'!T104,(IF($B$4=\"S\",'Wave Areas'!F121,(IF($B$4=\"W\",'Wave Areas'!F139,(IF($B$4=\"NW\",'Wave Areas'!T140,0)))))))))))))))","v":0},{"$f":"IF($B$4=\"SW\",'Wave Areas'!U122,(IF($B$4=\"N\",'Wave Areas'!G85,(IF($B$4=\"NE\",'Wave Areas'!U86,(IF($B$4=\"E\",'Wave Areas'!G103,(IF($B$4=\"SE\",'Wave Areas'!U104,(IF($B$4=\"S\",'Wave Areas'!G121,(IF($B$4=\"W\",'Wave Areas'!G139,(IF($B$4=\"NW\",'Wave Areas'!U140,0)))))))))))))))","v":0},{"$f":"IF($B$4=\"SW\",'Wave Areas'!V122,(IF($B$4=\"N\",'Wave Areas'!H85,(IF($B$4=\"NE\",'Wave Areas'!V86,(IF($B$4=\"E\",'Wave Areas'!H103,(IF($B$4=\"SE\",'Wave Areas'!V104,(IF($B$4=\"S\",'Wave Areas'!H121,(IF($B$4=\"W\",'Wave Areas'!H139,(IF($B$4=\"NW\",'Wave Areas'!V140,0)))))))))))))))","v":0},{"$f":"IF($B$4=\"SW\",'Wave Areas'!W122,(IF($B$4=\"N\",'Wave Areas'!I85,(IF($B$4=\"NE\",'Wave Areas'!W86,(IF($B$4=\"E\",'Wave Areas'!I103,(IF($B$4=\"SE\",'Wave Areas'!W104,(IF($B$4=\"S\",'Wave Areas'!I121,(IF($B$4=\"W\",'Wave Areas'!I139,(IF($B$4=\"NW\",'Wave Areas'!W140,0)))))))))))))))","v":0},{"$f":"IF($B$4=\"SW\",'Wave Areas'!X122,(IF($B$4=\"N\",'Wave Areas'!J85,(IF($B$4=\"NE\",'Wave Areas'!X86,(IF($B$4=\"E\",'Wave Areas'!J103,(IF($B$4=\"SE\",'Wave Areas'!X104,(IF($B$4=\"S\",'Wave Areas'!J121,(IF($B$4=\"W\",'Wave Areas'!J139,(IF($B$4=\"NW\",'Wave Areas'!X140,0)))))))))))))))","v":0},{"$f":"IF($B$4=\"SW\",'Wave Areas'!Y122,(IF($B$4=\"N\",'Wave Areas'!K85,(IF($B$4=\"NE\",'Wave Areas'!Y86,(IF($B$4=\"E\",'Wave Areas'!K103,(IF($B$4=\"SE\",'Wave Areas'!Y104,(IF($B$4=\"S\",'Wave Areas'!K121,(IF($B$4=\"W\",'Wave Areas'!K139,(IF($B$4=\"NW\",'Wave Areas'!Y140,0)))))))))))))))","v":0},{"$f":"IF($B$4=\"SW\",'Wave Areas'!Z122,(IF($B$4=\"N\",'Wave Areas'!L85,(IF($B$4=\"NE\",'Wave Areas'!Z86,(IF($B$4=\"E\",'Wave Areas'!L103,(IF($B$4=\"SE\",'Wave Areas'!Z104,(IF($B$4=\"S\",'Wave Areas'!L121,(IF($B$4=\"W\",'Wave Areas'!L139,(IF($B$4=\"NW\",'Wave Areas'!Z140,0)))))))))))))))","v":0},null,7.5,{"$error":"#DIV/0!"},{"$error":"#DIV/0!"},{"$error":"#DIV/0!"},{"$error":"#DIV/0!"},{"$error":"#DIV/0!"},{"$error":"#DIV/0!"},{"$error":"#DIV/0!"},{"$error":"#DIV/0!"},{"$error":"#DIV/0!"},{"$error":"#DIV/0!"},{"$error":"#DIV/0!"},{"$error":"#DIV/0!"},null,7.5,{"$error":"#DIV/0!"},{"$error":"#DIV/0!"},{"$f":"AI55/1004","v":{"$error":"#DIV/0!"}},{"$error":"#DIV/0!"},{"$error":"#DIV/0!"},{"$error":"#DIV/0!"},{"$error":"#DIV/0!"},{"$f":"AN55/1004","v":{"$error":"#DIV/0!"}},{"$error":"#DIV/0!"},{"$error":"#DIV/0!"},{"$error":"#DIV/0!"},{"$error":"#DIV/0!"}]
[113435.7890625,9.5,0,0,0,0,611879.63198485621,693463.58291617036,0,0,0,0,0,1305343.2149010266,null,null,null,8.5,{"$f":"IF($B$4=\"SW\",'Wave Areas'!P123,(IF($B$4=\"N\",'Wave Areas'!B86,(IF($B$4=\"NE\",'Wave Areas'!P87,(IF($B$4=\"E\",'Wave Areas'!B104,(IF($B$4=\"SE\",'Wave Areas'!P105,(IF($B$4=\"S\",'Wave Areas'!B122,(IF($B$4=\"W\",'Wave Areas'!B140,(IF($B$4=\"NW\",'Wave Areas'!P141,0)))))))))))))))","v":0},{"$f":"IF($B$4=\"SW\",'Wave Areas'!Q123,(IF($B$4=\"N\",'Wave Areas'!C86,(IF($B$4=\"NE\",'Wave Areas'!Q87,(IF($B$4=\"E\",'Wave Areas'!C104,(IF($B$4=\"SE\",'Wave Areas'!Q105,(IF($B$4=\"S\",'Wave Areas'!C122,(IF($B$4=\"W\",'Wave Areas'!C140,(IF($B$4=\"NW\",'Wave Areas'!Q141,0)))))))))))))))","v":0},{"$f":"IF($B$4=\"SW\",'Wave Areas'!R123,(IF($B$4=\"N\",'Wave Areas'!D86,(IF($B$4=\"NE\",'Wave Areas'!R87,(IF($B$4=\"E\",'Wave Areas'!D104,(IF($B$4=\"SE\",'Wave Areas'!R105,(IF($B$4=\"S\",'Wave Areas'!D122,(IF($B$4=\"W\",'Wave Areas'!D140,(IF($B$4=\"NW\",'Wave Areas'!R141,0)))))))))))))))","v":0},{"$f":"IF($B$4=\"SW\",'Wave Areas'!S123,(IF($B$4=\"N\",'Wave Areas'!E86,(IF($B$4=\"NE\",'Wave Areas'!S87,(IF($B$4=\"E\",'Wave Areas'!E104,(IF($B$4=\"SE\",'Wave Areas'!S105,(IF($B$4=\"S\",'Wave Areas'!E122,(IF($B$4=\"W\",'Wave Areas'!E140,(IF($B$4=\"NW\",'Wave Areas'!S141,0)))))))))))))))","v":0},{"$f":"IF($B$4=\"SW\",'Wave Areas'!T123,(IF($B$4=\"N\",'Wave Areas'!F86,(IF($B$4=\"NE\",'Wave Areas'!T87,(IF($B$4=\"E\",'Wave Areas'!F104,(IF($B$4=\"SE\",'Wave Areas'!T105,(IF($B$4=\"S\",'Wave Areas'!F122,(IF($B$4=\"W\",'Wave Areas'!F140,(IF($B$4=\"NW\",'Wave Areas'!T141,0)))))))))))))))","v":0},{"$f":"IF($B$4=\"SW\",'Wave Areas'!U123,(IF($B$4=\"N\",'Wave Areas'!G86,(IF($B$4=\"NE\",'Wave Areas'!U87,(IF($B$4=\"E\",'Wave Areas'!G104,(IF($B$4=\"SE\",'Wave Areas'!U105,(IF($B$4=\"S\",'Wave Areas'!G122,(IF($B$4=\"W\",'Wave Areas'!G140,(IF($B$4=\"NW\",'Wave Areas'!U141,0)))))))))))))))","v":0},{"$f":"IF($B$4=\"SW\",'Wave Areas'!V123,(IF($B$4=\"N\",'Wave Areas'!H86,(IF($B$4=\"NE\",'Wave Areas'!V87,(IF($B$4=\"E\",'Wave Areas'!H104,(IF($B$4=\"SE\",'Wave Areas'!V105,(IF($B$4=\"S\",'Wave Areas'!H122,(IF($B$4=\"W\",'Wave Areas'!H140,(IF($B$4=\"NW\",'Wave Areas'!V141,0)))))))))))))))","v":0},{"$f":"IF($B$4=\"SW\",'Wave Areas'!W123,(IF($B$4=\"N\",'Wave Areas'!I86,(IF($B$4=\"NE\",'Wave Areas'!W87,(IF($B$4=\"E\",'Wave Areas'!I104,(IF($B$4=\"SE\",'Wave Areas'!W105,(IF($B$4=\"S\",'Wave Areas'!I122,(IF($B$4=\"W\",'Wave Areas'!I140,(IF($B$4=\"NW\",'Wave Areas'!W141,0)))))))))))))))","v":0},{"$f":"IF($B$4=\"SW\",'Wave Areas'!X123,(IF($B$4=\"N\",'Wave Areas'!J86,(IF($B$4=\"NE\",'Wave Areas'!X87,(IF($B$4=\"E\",'Wave Areas'!J104,(IF($B$4=\"SE\",'Wave Areas'!X105,(IF($B$4=\"S\",'Wave Areas'!J122,(IF($B$4=\"W\",'Wave Areas'!J140,(IF($B$4=\"NW\",'Wave Areas'!X141,0)))))))))))))))","v":0},{"$f":"IF($B$4=\"SW\",'Wave Areas'!Y123,(IF($B$4=\"N\",'Wave Areas'!K86,(IF($B$4=\"NE\",'Wave Areas'!Y87,(IF($B$4=\"E\",'Wave Areas'!K104,(IF($B$4=\"SE\",'Wave Areas'!Y105,(IF($B$4=\"S\",'Wave Areas'!K122,(IF($B$4=\"W\",'Wave Areas'!K140,(IF($B$4=\"NW\",'Wave Areas'!Y141,0)))))))))))))))","v":0},{"$f":"IF($B$4=\"SW\",'Wave Areas'!Z123,(IF($B$4=\"N\",'Wave Areas'!L86,(IF($B$4=\"NE\",'Wave Areas'!Z87,(IF($B$4=\"E\",'Wave Areas'!L104,(IF($B$4=\"SE\",'Wave Areas'!Z105,(IF($B$4=\"S\",'Wave Areas'!L122,(IF($B$4=\"W\",'Wave Areas'!L140,(IF($B$4=\"NW\",'Wave Areas'!Z141,0)))))))))))))))","v":0},null,8.5,{"$error":"#DIV/0!"},{"$error":"#DIV/0!"},{"$error":"#DIV/0!"},{"$error":"#DIV/0!"},{"$error":"#DIV/0!"},{"$error":"#DIV/0!"},{"$error":"#DIV/0!"},{"$error":"#DIV/0!"},{"$error":"#DIV/0!"},{"$error":"#DIV/0!"},{"$error":"#DIV/0!"},{"$error":"#DIV/0!"},null,8.5,{"$error":"#DIV/0!"},{"$error":"#DIV/0!"},{"$f":"AI56/1004","v":{"$error":"#DIV/0!"}},{"$error":"#DIV/0!"},{"$error":"#DIV/0!"},{"$error":"#DIV/0!"},{"$error":"#DIV/0!"},{"$f":"AN56/1004","v":{"$error":"#DIV/0!"}},{"$error":"#DIV/0!"},{"$error":"#DIV/0!"},{"$error":"#DIV/0!"},{"$error":"#DIV/0!"}]
[138573.9140625,10.5,0,0,0,0,0,0,0,0,0,0,0,0,null,null,null,9.5,{"$f":"IF($B$4=\"SW\",'Wave Areas'!P124,(IF($B$4=\"N\",'Wave Areas'!B87,(IF($B$4=\"NE\",'Wave Areas'!P88,(IF($B$4=\"E\",'Wave Areas'!B105,(IF($B$4=\"SE\",'Wave Areas'!P106,(IF($B$4=\"S\",'Wave Areas'!B123,(IF($B$4=\"W\",'Wave Areas'!B141,(IF($B$4=\"NW\",'Wave Areas'!P142,0)))))))))))))))","v":0},{"$f":"IF($B$4=\"SW\",'Wave Areas'!Q124,(IF($B$4=\"N\",'Wave Areas'!C87,(IF($B$4=\"NE\",'Wave Areas'!Q88,(IF($B$4=\"E\",'Wave Areas'!C105,(IF($B$4=\"SE\",'Wave Areas'!Q106,(IF($B$4=\"S\",'Wave Areas'!C123,(IF($B$4=\"W\",'Wave Areas'!C141,(IF($B$4=\"NW\",'Wave Areas'!Q142,0)))))))))))))))","v":0},{"$f":"IF($B$4=\"SW\",'Wave Areas'!R124,(IF($B$4=\"N\",'Wave Areas'!D87,(IF($B$4=\"NE\",'Wave Areas'!R88,(IF($B$4=\"E\",'Wave Areas'!D105,(IF($B$4=\"SE\",'Wave Areas'!R106,(IF($B$4=\"S\",'Wave Areas'!D123,(IF($B$4=\"W\",'Wave Areas'!D141,(IF($B$4=\"NW\",'Wave Areas'!R142,0)))))))))))))))","v":0},{"$f":"IF($B$4=\"SW\",'Wave Areas'!S124,(IF($B$4=\"N\",'Wave Areas'!E87,(IF($B$4=\"NE\",'Wave Areas'!S88,(IF($B$4=\"E\",'Wave Areas'!E105,(IF($B$4=\"SE\",'Wave Areas'!S106,(IF($B$4=\"S\",'Wave Areas'!E123,(IF($B$4=\"W\",'Wave Areas'!E141,(IF($B$4=\"NW\",'Wave Areas'!S142,0)))))))))))))))","v":0},{"$f":"IF($B$4=\"SW\",'Wave Areas'!T124,(IF($B$4=\"N\",'Wave Areas'!F87,(IF($B$4=\"NE\",'Wave Areas'!T88,(IF($B$4=\"E\",'Wave Areas'!F105,(IF($B$4=\"SE\",'Wave Areas'!T106,(IF($B$4=\"S\",'Wave Areas'!F123,(IF($B$4=\"W\",'Wave Areas'!F141,(IF($B$4=\"NW\",'Wave Areas'!T142,0)))))))))))))))","v":0},{"$f":"IF($B$4=\"SW\",'Wave Areas'!U124,(IF($B$4=\"N\",'Wave Areas'!G87,(IF($B$4=\"NE\",'Wave Areas'!U88,(IF($B$4=\"E\",'Wave Areas'!G105,(IF($B$4=\"SE\",'Wave Areas'!U106,(IF($B$4=\"S\",'Wave Areas'!G123,(IF($B$4=\"W\",'Wave Areas'!G141,(IF($B$4=\"NW\",'Wave Areas'!U142,0)))))))))))))))","v":0},{"$f":"IF($B$4=\"SW\",'Wave Areas'!V124,(IF($B$4=\"N\",'Wave Areas'!H87,(IF($B$4=\"NE\",'Wave Areas'!V88,(IF($B$4=\"E\",'Wave Areas'!H105,(IF($B$4=\"SE\",'Wave Areas'!V106,(IF($B$4=\"S\",'Wave Areas'!H123,(IF($B$4=\"W\",'Wave Areas'!H141,(IF($B$4=\"NW\",'Wave Areas'!V142,0)))))))))))))))","v":0},{"$f":"IF($B$4=\"SW\",'Wave Areas'!W124,(IF($B$4=\"N\",'Wave Areas'!I87,(IF($B$4=\"NE\",'Wave Areas'!W88,(IF($B$4=\"E\",'Wave Areas'!I105,(IF($B$4=\"SE\",'Wave Areas'!W106,(IF($B$4=\"S\",'Wave Areas'!I123,(IF($B$4=\"W\",'Wave Areas'!I141,(IF($B$4=\"NW\",'Wave Areas'!W142,0)))))))))))))))","v":0},{"$f":"IF($B$4=\"SW\",'Wave Areas'!X124,(IF($B$4=\"N\",'Wave Areas'!J87,(IF($B$4=\"NE\",'Wave Areas'!X88,(IF($B$4=\"E\",'Wave Areas'!J105,(IF($B$4=\"SE\",'Wave Areas'!X106,(IF($B$4=\"S\",'Wave Areas'!J123,(IF($B$4=\"W\",'Wave Areas'!J141,(IF($B$4=\"NW\",'Wave Areas'!X142,0)))))))))))))))","v":0},{"$f":"IF($B$4=\"SW\",'Wave Areas'!Y124,(IF($B$4=\"N\",'Wave Areas'!K87,(IF($B$4=\"NE\",'Wave Areas'!Y88,(IF($B$4=\"E\",'Wave Areas'!K105,(IF($B$4=\"SE\",'Wave Areas'!Y106,(IF($B$4=\"S\",'Wave Areas'!K123,(IF($B$4=\"W\",'Wave Areas'!K141,(IF($B$4=\"NW\",'Wave Areas'!Y142,0)))))))))))))))","v":0},{"$f":"IF($B$4=\"SW\",'Wave Areas'!Z124,(IF($B$4=\"N\",'Wave Areas'!L87,(IF($B$4=\"NE\",'Wave Areas'!Z88,(IF($B$4=\"E\",'Wave Areas'!L105,(IF($B$4=\"SE\",'Wave Areas'!Z106,(IF($B$4=\"S\",'Wave Areas'!L123,(IF($B$4=\"W\",'Wave Areas'!L141,(IF($B$4=\"NW\",'Wave Areas'!Z142,0)))))))))))))))","v":0},null,9.5,{"$error":"#DIV/0!"},{"$error":"#DIV/0!"},{"$error":"#DIV/0!"},{"$error":"#DIV/0!"},{"$error":"#DIV/0!"},{"$error":"#DIV/0!"},{"$error":"#DIV/0!"},{"$error":"#DIV/0!"},{"$error":"#DIV/0!"},{"$error":"#DIV/0!"},{"$error":"#DIV/0!"},{"$error":"#DIV/0!"},null,9.5,{"$error":"#DIV/0!"},{"$error":"#DIV/0!"},{"$f":"AI57/1004","v":{"$error":"#DIV/0!"}},{"$f":"AJ57/1004","v":{"$error":"#DIV/0!"}},{"$f":"G56*AJ57","v":{"$error":"#DIV/0!"}},{"$f":"H56*AK57","v":{"$error":"#DIV/0!"}},{"$f":"AM57/1004","v":{"$error":"#DIV/0!"}},{"$f":"AN57/1004","v":{"$error":"#DIV/0!"}},{"$error":"#DIV/0!"},{"$error":"#DIV/0!"},{"$error":"#DIV/0!"},{"$error":"#DIV/0!"}]
["Sub Totals",null,{"$f":"SUM(C47:C57)","v":795.07727654024404},167800.78550277217,565550.79558341741,1423425.249143718,2254293.3809968382,2552831.8828812321,2078243.8026713708,1077314.9420763839,0,0,0,{"$f":"SUM(N47:N56)","v":10120255.916132273},"Total",null,null,10.5,{"$f":"IF($B$4=\"SW\",'Wave Areas'!P125,(IF($B$4=\"N\",'Wave Areas'!B88,(IF($B$4=\"NE\",'Wave Areas'!P89,(IF($B$4=\"E\",'Wave Areas'!B106,(IF($B$4=\"SE\",'Wave Areas'!P107,(IF($B$4=\"S\",'Wave Areas'!B124,(IF($B$4=\"W\",'Wave Areas'!B142,(IF($B$4=\"NW\",'Wave Areas'!P143,0)))))))))))))))","v":0},{"$f":"IF($B$4=\"SW\",'Wave Areas'!Q125,(IF($B$4=\"N\",'Wave Areas'!C88,(IF($B$4=\"NE\",'Wave Areas'!Q89,(IF($B$4=\"E\",'Wave Areas'!C106,(IF($B$4=\"SE\",'Wave Areas'!Q107,(IF($B$4=\"S\",'Wave Areas'!C124,(IF($B$4=\"W\",'Wave Areas'!C142,(IF($B$4=\"NW\",'Wave Areas'!Q143,0)))))))))))))))","v":0},{"$f":"IF($B$4=\"SW\",'Wave Areas'!R125,(IF($B$4=\"N\",'Wave Areas'!D88,(IF($B$4=\"NE\",'Wave Areas'!R89,(IF($B$4=\"E\",'Wave Areas'!D106,(IF($B$4=\"SE\",'Wave Areas'!R107,(IF($B$4=\"S\",'Wave Areas'!D124,(IF($B$4=\"W\",'Wave Areas'!D142,(IF($B$4=\"NW\",'Wave Areas'!R143,0)))))))))))))))","v":0},{"$f":"IF($B$4=\"SW\",'Wave Areas'!S125,(IF($B$4=\"N\",'Wave Areas'!E88,(IF($B$4=\"NE\",'Wave Areas'!S89,(IF($B$4=\"E\",'Wave Areas'!E106,(IF($B$4=\"SE\",'Wave Areas'!S107,(IF($B$4=\"S\",'Wave Areas'!E124,(IF($B$4=\"W\",'Wave Areas'!E142,(IF($B$4=\"NW\",'Wave Areas'!S143,0)))))))))))))))","v":0},{"$f":"IF($B$4=\"SW\",'Wave Areas'!T125,(IF($B$4=\"N\",'Wave Areas'!F88,(IF($B$4=\"NE\",'Wave Areas'!T89,(IF($B$4=\"E\",'Wave Areas'!F106,(IF($B$4=\"SE\",'Wave Areas'!T107,(IF($B$4=\"S\",'Wave Areas'!F124,(IF($B$4=\"W\",'Wave Areas'!F142,(IF($B$4=\"NW\",'Wave Areas'!T143,0)))))))))))))))","v":0},{"$f":"IF($B$4=\"SW\",'Wave Areas'!U125,(IF($B$4=\"N\",'Wave Areas'!G88,(IF($B$4=\"NE\",'Wave Areas'!U89,(IF($B$4=\"E\",'Wave Areas'!G106,(IF($B$4=\"SE\",'Wave Areas'!U107,(IF($B$4=\"S\",'Wave Areas'!G124,(IF($B$4=\"W\",'Wave Areas'!G142,(IF($B$4=\"NW\",'Wave Areas'!U143,0)))))))))))))))","v":0},{"$f":"IF($B$4=\"SW\",'Wave Areas'!V125,(IF($B$4=\"N\",'Wave Areas'!H88,(IF($B$4=\"NE\",'Wave Areas'!V89,(IF($B$4=\"E\",'Wave Areas'!H106,(IF($B$4=\"SE\",'Wave Areas'!V107,(IF($B$4=\"S\",'Wave Areas'!H124,(IF($B$4=\"W\",'Wave Areas'!H142,(IF($B$4=\"NW\",'Wave Areas'!V143,0)))))))))))))))","v":0},{"$f":"IF($B$4=\"SW\",'Wave Areas'!W125,(IF($B$4=\"N\",'Wave Areas'!I88,(IF($B$4=\"NE\",'Wave Areas'!W89,(IF($B$4=\"E\",'Wave Areas'!I106,(IF($B$4=\"SE\",'Wave Areas'!W107,(IF($B$4=\"S\",'Wave Areas'!I124,(IF($B$4=\"W\",'Wave Areas'!I142,(IF($B$4=\"NW\",'Wave Areas'!W143,0)))))))))))))))","v":0},{"$f":"IF($B$4=\"SW\",'Wave Areas'!X125,(IF($B$4=\"N\",'Wave Areas'!J88,(IF($B$4=\"NE\",'Wave Areas'!X89,(IF($B$4=\"E\",'Wave Areas'!J106,(IF($B$4=\"SE\",'Wave Areas'!X107,(IF($B$4=\"S\",'Wave Areas'!J124,(IF($B$4=\"W\",'Wave Areas'!J142,(IF($B$4=\"NW\",'Wave Areas'!X143,0)))))))))))))))","v":0},{"$f":"IF($B$4=\"SW\",'Wave Areas'!Y125,(IF($B$4=\"N\",'Wave Areas'!K88,(IF($B$4=\"NE\",'Wave Areas'!Y89,(IF($B$4=\"E\",'Wave Areas'!K106,(IF($B$4=\"SE\",'Wave Areas'!Y107,(IF($B$4=\"S\",'Wave Areas'!K124,(IF($B$4=\"W\",'Wave Areas'!K142,(IF($B$4=\"NW\",'Wave Areas'!Y143,0)))))))))))))))","v":0},{"$f":"IF($B$4=\"SW\",'Wave Areas'!Z125,(IF($B$4=\"N\",'Wave Areas'!L88,(IF($B$4=\"NE\",'Wave Areas'!Z89,(IF($B$4=\"E\",'Wave Areas'!L106,(IF($B$4=\"SE\",'Wave Areas'!Z107,(IF($B$4=\"S\",'Wave Areas'!L124,(IF($B$4=\"W\",'Wave Areas'!L142,(IF($B$4=\"NW\",'Wave Areas'!Z143,0)))))))))))))))","v":0},null,10.5,{"$error":"#DIV/0!"},{"$error":"#DIV/0!"},{"$error":"#DIV/0!"},{"$error":"#DIV/0!"},{"$error":"#DIV/0!"},{"$error":"#DIV/0!"},{"$error":"#DIV/0!"},{"$error":"#DIV/0!"},{"$error":"#DIV/0!"},{"$error":"#DIV/0!"},{"$error":"#DIV/0!"},{"$error":"#DIV/0!"},null,10.5,{"$error":"#DIV/0!"},{"$error":"#DIV/0!"},{"$f":"AI58/1004","v":{"$error":"#DIV/0!"}},{"$f":"AJ58/1004","v":{"$error":"#DIV/0!"}},{"$f":"AK58/1004","v":{"$error":"#DIV/0!"}},{"$f":"AL58/1004","v":{"$error":"#DIV/0!"}},{"$f":"AM58/1004","v":{"$error":"#DIV/0!"}},{"$f":"AN58/1004","v":{"$error":"#DIV/0!"}},{"$error":"#DIV/0!"},{"$error":"#DIV/0!"},{"$error":"#DIV/0!"},{"$error":"#DIV/0!"}]
[null,null,null,null,null,null,null,null,null,null,null,null,null,null,null,null,null,"Total Occurences",null,null,null,null,null,null,null,null,null,null,{"$f":"SUM(S48:AC58)","v":0},null,null,null,null,null,null,null,null,null,null,null,null,null,null,null,"Sub Totals",{"$f":"SUM(AT48:AT58)","v":{"$error":"#DIV/0!"}},{"$error":"#DIV/0!"},{"$error":"#DIV/0!"},{"$error":"#DIV/0!"},{"$error":"#DIV/0!"},{"$error":"#DIV/0!"},{"$error":"#DIV/0!"},{"$error":"#DIV/0!"},{"$error":"#DIV/0!"},{"$error":"#DIV/0!"},{"$error":"#DIV/0!"},{"$f":"SUM(BE48:BE57)","v":{"$error":"#DIV/0!"}},"Total"]
[]
[null,null,null,null,null,null,null,null,null,null,null,null,null,null,null,null,null,null,null,null,null,null,null,null,null,null,null,null,null,null,null,null,null,null,null,null,null,null,null,null,null,null,null,null,null,null,null,null,null,null,null,null,null,null,null,null,"Min","Max"]
[null,null,null,null,null,null,null,null,null,null,null,null,null,null,null,null,null,null,null,null,null,null,null,null,null,null,null,null,null,null,null,null,null,null,null,null,null,null,null,null,null,null,null,null,null,null,null,null,null,null,null,null,null,"Relevant Wave Heights",null,null,{"$f":"IF((AND($B$6>AS48,$B$6<AS49)),AS48,(IF((AND($B$6>AS49,$B$6<AS50)),AS49,(IF((AND($B$6>AS50,$B$6<AS51)),AS50,(IF((AND($B$6>AS51,$B$6<AS52)),AS51,(IF((AND($B$6>AS52,$B$6<AS53)),AS52,(IF((AND($B$6>AS53,$B$6<AS54)),AS53,(IF((AND($B$6>AS54,$B$6<AS55)),AS54,(IF((AND($B$6>AS55,$B$6<AS56)),AS55,(IF((AND($B$6>AS56,$B$6<AS57)),AS56,(IF((AND($B$6>AS57,$B$6<AS58)),AS57,(IF($B$6>AS58,AS58,\"\")))))))))))))))))))))","v":10.5},{"$f":"IF((AND($B$6>AS48,$B$6<AS49)),AS49,(IF((AND($B$6>AS49,$B$6<AS50)),AS50,(IF((AND($B$6>AS50,$B$6<AS51)),AS51,(IF((AND($B$6>AS51,$B$6<AS52)),AS52,(IF((AND($B$6>AS52,$B$6<AS53)),AS53,(IF((AND($B$6>AS53,$B$6<AS54)),AS54,(IF((AND($B$6>AS54,$B$6<AS55)),AS55,(IF((AND($B$6>AS55,$B$6<AS56)),AS56,(IF((AND($B$6>AS56,$B$6<AS57)),AS57,(IF((AND($B$6>AS57,$B$6<AS58)),AS58,(IF($B$6>AS58,AS58,\"\")))))))))))))))))))))","v":10.5}]
[null,null,null,null,null,null,null,null,null,null,null,null,null,null,null,null,null,null,null,null,null,null,null,null,null,null,null,null,null,null,null,null,null,null,null,null,null,null,null,null,null,null,null,null,null,null,null,null,null,null,null,null,null,"Relevant Power (kW/m)",null,null,{"$f":"(((($B$6-BE62)*((VLOOKUP(BF62,AS48:BE58,13,FALSE))-(VLOOKUP(BE62,AS48:BE58,13,FALSE))))/(BF62-BE62))+(VLOOKUP(BE62,AS48:BE58,13,FALSE)))*0.001","v":{"$error":"#VALUE!"}}]

{"sheet":"Wave 4","index":16,"n_rows":63,"n_cols":58,"rows_kept":63,"cut":false,"hidden":false,"merged":[[7,1,7,2],[2,1,2,2],[3,1,3,2],[4,1,4,2],[5,1,5,2],[6,1,6,2],[16,44,16,45],[17,44,17,55],[18,17,18,28],[18,30,18,41],[18,44,18,55],[32,0,32,1],[32,17,32,27],[8,1,8,2],[9,1,9,2],[16,30,16,31],[19,2,19,12],[19,17,19,28],[19,30,19,41],[19,44,19,55],[20,2,20,12],[35,53,35,55],[36,53,36,55],[36,56,36,57],[57,0,57,1],[42,17,42,19],[42,30,42,31],[42,44,42,45],[44,2,44,12],[44,17,44,28],[44,30,44,41],[44,44,44,55],[58,17,58,27],[61,53,61,55],[62,53,62,55],[62,56,62,57],[45,2,45,12],[45,17,45,28],[45,30,45,41],[45,44,45,55]]}
["Wave Resource"]
[]
[{"$f":"Input!I45","v":"Site Name"},{"$f":"Input!J75","v":"[Enter Name]"}]
[{"$f":"Input!I46","v":"Position Relevant to Island"},{"$f":"Input!J76","v":"[Select Value]"}]
[{"$f":"Input!I47","v":"Relevant Ocean Wave Area"},{"$f":"Input!J77","v":"North Sea (AREA 10)"}]
[{"$f":"Input!I48","v":"Average Wave Height"},{"$f":"Input!J78","v":"[Enter Value]"}]
[{"$f":"Input!I49","v":"Proximity to Grid Connection"},{"$f":"Input!J79","v":"[Select Value]"}]
[{"$f":"Input!I50","v":"Average Water Depth"},{"$f":"Input!J80","v":"[Select Value]"}]
[{"$f":"Input!I51","v":"Seabed Topography"},{"$f":"Input!J81","v":"[Select Value]"}]
[{"$f":"Input!I52","v":"Accessibility"},{"$f":"Input!J82","v":"[Select Value]"}]
[]
["Relavant Wave Power",{"$f":"IF(B8<>\"[Select Value]\",(IF(B8=\"> 20m\", BE63,BE37)),0)","v":0}]
[]
["Transitional Waters Calculation (",">20m"]
[]
["Wave Velocity C","(m/s)",{"$f":"(C17/C18)","v":5.4628571428571435},6.9888888888888889,8.3109090909090906,9.2892307692307696,9.9653333333333318,10.436470588235293,10.77157894736842,11.016190476190477,11.201739130434783,11.344799999999999,11.455555555555556]
["Wave Length (λ)","(m)",19.12,31.45,45.71,60.38,74.739999999999995,88.71,102.33,115.67,128.82,141.81,154.65]
["Wave Period (T)","(s)",3.5,4.5,5.5,6.5,7.5,8.5,9.5,10.5,11.5,12.5,13.5]
[null,null,null,null,null,null,null,null,null,null,null,null,null,null,null,null,null,"North Sea Area 10",null,null,null,null,null,null,null,null,null,null,null,null,"North Sea Area 10",null,null,null,null,null,null,null,null,null,null,null,null,null,"North Sea Area 10"]
["Energy","Wave Height (Hs)","Power",null,null,null,null,null,null,null,null,null,null,"Total Power",null,null,null,"Number of Occurences",null,null,null,null,null,null,null,null,null,null,null,null,"Percentage of Occurences",null,null,null,null,null,null,null,null,null,null,null,null,null,"Annual Power (W/m)",null,null,null,null,null,null,null,null,null,null,null,"Total Power"]
["(J)","(m)","(W/m)",null,null,null,null,null,null,null,null,null,null,"(W/m)",null,null,null,"Hs                      T",3.5,4.5,5.5,6.5,7.5,8.5,9.5,10.5,11.5,12.5,13.5,null,"Hs                 T",3.5,4.5,5.5,6.5,7.5,8.5,9.5,10.5,11.5,12.5,13.5,"Availability",null,"Hs           T",3.5,4.5,5.5,6.5,7.5,8.5,9.5,10.5,11.5,12.5,13.5,"(W/m)"]
[{"$f":"(1025*9.81*B22^2)/8","v":314.2265625},0.5,{"$f":"$A22*($C$16)","v":1716.5748214285716},{"$f":"$A22*(D16)","v":2196.0945312499998},{"$f":"A22*($E$16)","v":2611.5083948863635},{"$f":"$A22*($F$16)","v":2918.9230528846156},{"$f":"$A22*($G$16)","v":3131.3724374999997},{"$f":"$A22*($H$16)","v":3279.416277573529},0,0,0,0,0,{"$f":"SUM(C22:M22)","v":15853.889515523078},null,null,null,0.5,{"$f":"IF($B$4=\"SW\",'Wave Areas'!P115,(IF($B$4=\"N\",'Wave Areas'!B78,(IF($B$4=\"NE\",'Wave Areas'!P79,(IF($B$4=\"E\",'Wave Areas'!B96,(IF($B$4=\"SE\",'Wave Areas'!P97,(IF($B$4=\"S\",'Wave Areas'!B114,(IF($B$4=\"W\",'Wave Areas'!B132,(IF($B$4=\"NW\",'Wave Areas'!P133,0)))))))))))))))","v":0},{"$f":"IF($B$4=\"SW\",'Wave Areas'!Q115,(IF($B$4=\"N\",'Wave Areas'!C78,(IF($B$4=\"NE\",'Wave Areas'!Q79,(IF($B$4=\"E\",'Wave Areas'!C96,(IF($B$4=\"SE\",'Wave Areas'!Q97,(IF($B$4=\"S\",'Wave Areas'!C114,(IF($B$4=\"W\",'Wave Areas'!C132,(IF($B$4=\"NW\",'Wave Areas'!Q133,0)))))))))))))))","v":0},{"$f":"IF($B$4=\"SW\",'Wave Areas'!R115,(IF($B$4=\"N\",'Wave Areas'!D78,(IF($B$4=\"NE\",'Wave Areas'!R79,(IF($B$4=\"E\",'Wave Areas'!D96,(IF($B$4=\"SE\",'Wave Areas'!R97,(IF($B$4=\"S\",'Wave Areas'!D114,(IF($B$4=\"W\",'Wave Areas'!D132,(IF($B$4=\"NW\",'Wave Areas'!R133,0)))))))))))))))","v":0},{"$f":"IF($B$4=\"SW\",'Wave Areas'!S115,(IF($B$4=\"N\",'Wave Areas'!E78,(IF($B$4=\"NE\",'Wave Areas'!S79,(IF($B$4=\"E\",'Wave Areas'!E96,(IF($B$4=\"SE\",'Wave Areas'!S97,(IF($B$4=\"S\",'Wave Areas'!E114,(IF($B$4=\"W\",'Wave Areas'!E132,(IF($B$4=\"NW\",'Wave Areas'!S133,0)))))))))))))))","v":0},{"$f":"IF($B$4=\"SW\",'Wave Areas'!T115,(IF($B$4=\"N\",'Wave Areas'!F78,(IF($B$4=\"NE\",'Wave Areas'!T79,(IF($B$4=\"E\",'Wave Areas'!F96,(IF($B$4=\"SE\",'Wave Areas'!T97,(IF($B$4=\"S\",'Wave Areas'!F114,(IF($B$4=\"W\",'Wave Areas'!F132,(IF($B$4=\"NW\",'Wave Areas'!T133,0)))))))))))))))","v":0},{"$f":"IF($B$4=\"SW\",'Wave Areas'!U115,(IF($B$4=\"N\",'Wave Areas'!G78,(IF($B$4=\"NE\",'Wave Areas'!U79,(IF($B$4=\"E\",'Wave Areas'!G96,(IF($B$4=\"SE\",'Wave Areas'!U97,(IF($B$4=\"S\",'Wave Areas'!G114,(IF($B$4=\"W\",'Wave Areas'!G132,(IF($B$4=\"NW\",'Wave Areas'!U133,0)))))))))))))))","v":0},{"$f":"IF($B$4=\"SW\",'Wave Areas'!V115,(IF($B$4=\"N\",'Wave Areas'!H78,(IF($B$4=\"NE\",'Wave Areas'!V79,(IF($B$4=\"E\",'Wave Areas'!H96,(IF($B$4=\"SE\",'Wave Areas'!V97,(IF($B$4=\"S\",'Wave Areas'!H114,(IF($B$4=\"W\",'Wave Areas'!H132,(IF($B$4=\"NW\",'Wave Areas'!V133,0)))))))))))))))","v":0},{"$f":"IF($B$4=\"SW\",'Wave Areas'!W115,(IF($B$4=\"N\",'Wave Areas'!I78,(IF($B$4=\"NE\",'Wave Areas'!W79,(IF($B$4=\"E\",'Wave Areas'!I96,(IF($B$4=\"SE\",'Wave Areas'!W97,(IF($B$4=\"S\",'Wave Areas'!I114,(IF($B$4=\"W\",'Wave Areas'!I132,(IF($B$4=\"NW\",'Wave Areas'!W133,0)))))))))))))))","v":0},{"$f":"IF($B$4=\"SW\",'Wave Areas'!X115,(IF($B$4=\"N\",'Wave Areas'!J78,(IF($B$4=\"NE\",'Wave Areas'!X79,(IF($B$4=\"E\",'Wave Areas'!J96,(IF($B$4=\"SE\",'Wave Areas'!X97,(IF($B$4=\"S\",'Wave Areas'!J114,(IF($B$4=\"W\",'Wave Areas'!J132,(IF($B$4=\"NW\",'Wave Areas'!X133,0)))))))))))))))","v":0},{"$f":"IF($B$4=\"SW\",'Wave Areas'!Y115,(IF($B$4=\"N\",'Wave Areas'!K78,(IF($B$4=\"NE\",'Wave Areas'!Y79,(IF($B$4=\"E\",'Wave Areas'!K96,(IF($B$4=\"SE\",'Wave Areas'!Y97,(IF($B$4=\"S\",'Wave Areas'!K114,(IF($B$4=\"W\",'Wave Areas'!K132,(IF($B$4=\"NW\",'Wave Areas'!Y133,0)))))))))))))))","v":0},{"$f":"IF($B$4=\"SW\",'Wave Areas'!Z115,(IF($B$4=\"N\",'Wave Areas'!L78,(IF($B$4=\"NE\",'Wave Areas'!Z79,(IF($B$4=\"E\",'Wave Areas'!L96,(IF($B$4=\"SE\",'Wave Areas'!Z97,(IF($B$4=\"S\",'Wave Areas'!L114,(IF($B$4=\"W\",'Wave Areas'!L132,(IF($B$4=\"NW\",'Wave Areas'!Z133,0)))))))))))))))","v":0},null,0.5,{"$f":"S22/($AC$33)","v":{"$error":"#DIV/0!"}},{"$f":"T22/($AC$33)","v":{"$error":"#DIV/0!"}},{"$error":"#DIV/0!"},{"$error":"#DIV/0!"},{"$error":"#DIV/0!"},{"$error":"#DIV/0!"},{"$error":"#DIV/0!"},{"$error":"#DIV/0!"},{"$error":"#DIV/0!"},{"$error":"#DIV/0!"},{"$error":"#DIV/0!"},{"$f":"SUM(AF22:AP22)","v":{"$error":"#DIV/0!"}},null,0.5,{"$f":"C22*AF22","v":{"$error":"#DIV/0!"}},{"$error":"#DIV/0!"},{"$error":"#DIV/0!"},{"$error":"#DIV/0!"},{"$error":"#DIV/0!"},{"$error":"#DIV/0!"},{"$f":"AM22/1004","v":{"$error":"#DIV/0!"}},{"$f":"AN22/1004","v":{"$error":"#DIV/0!"}},{"$f":"AO22/1004","v":{"$error":"#DIV/0!"}},{"$f":"AP22/1004","v":{"$error":"#DIV/0!"}},{"$f":"AQ20/1004","v":0},{"$f":"SUM(AT22:BD22)","v":{"$error":"#DIV/0!"}}]
[2828.0390625,1.5,{"$f":"$A23*($C$16)","v":15449.173392857145},{"$f":"A23*($D$16)","v":19764.850781249999},23503.575553977273,{"$f":"$A23*($F$16)","v":26270.307475961541},28182.351937499996,29514.746498161763,{"$f":"$A23*($I$16)","v":30462.446027960523},{"$f":"$A23*($J$16)","v":31154.216986607145},0,0,0,204301.66865427536,null,null,null,1.5,{"$f":"IF($B$4=\"SW\",'Wave Areas'!P116,(IF($B$4=\"N\",'Wave Areas'!B79,(IF($B$4=\"NE\",'Wave Areas'!P80,(IF($B$4=\"E\",'Wave Areas'!B97,(IF($B$4=\"SE\",'Wave Areas'!P98,(IF($B$4=\"S\",'Wave Areas'!B115,(IF($B$4=\"W\",'Wave Areas'!B133,(IF($B$4=\"NW\",'Wave Areas'!P134,0)))))))))))))))","v":0},{"$f":"IF($B$4=\"SW\",'Wave Areas'!Q116,(IF($B$4=\"N\",'Wave Areas'!C79,(IF($B$4=\"NE\",'Wave Areas'!Q80,(IF($B$4=\"E\",'Wave Areas'!C97,(IF($B$4=\"SE\",'Wave Areas'!Q98,(IF($B$4=\"S\",'Wave Areas'!C115,(IF($B$4=\"W\",'Wave Areas'!C133,(IF($B$4=\"NW\",'Wave Areas'!Q134,0)))))))))))))))","v":0},{"$f":"IF($B$4=\"SW\",'Wave Areas'!R116,(IF($B$4=\"N\",'Wave Areas'!D79,(IF($B$4=\"NE\",'Wave Areas'!R80,(IF($B$4=\"E\",'Wave Areas'!D97,(IF($B$4=\"SE\",'Wave Areas'!R98,(IF($B$4=\"S\",'Wave Areas'!D115,(IF($B$4=\"W\",'Wave Areas'!D133,(IF($B$4=\"NW\",'Wave Areas'!R134,0)))))))))))))))","v":0},{"$f":"IF($B$4=\"SW\",'Wave Areas'!S116,(IF($B$4=\"N\",'Wave Areas'!E79,(IF($B$4=\"NE\",'Wave Areas'!S80,(IF($B$4=\"E\",'Wave Areas'!E97,(IF($B$4=\"SE\",'Wave Areas'!S98,(IF($B$4=\"S\",'Wave Areas'!E115,(IF($B$4=\"W\",'Wave Areas'!E133,(IF($B$4=\"NW\",'Wave Areas'!S134,0)))))))))))))))","v":0},{"$f":"IF($B$4=\"SW\",'Wave Areas'!T116,(IF($B$4=\"N\",'Wave Areas'!F79,(IF($B$4=\"NE\",'Wave Areas'!T80,(IF($B$4=\"E\",'Wave Areas'!F97,(IF($B$4=\"SE\",'Wave Areas'!T98,(IF($B$4=\"S\",'Wave Areas'!F115,(IF($B$4=\"W\",'Wave Areas'!F133,(IF($B$4=\"NW\",'Wave Areas'!T134,0)))))))))))))))","v":0},{"$f":"IF($B$4=\"SW\",'Wave Areas'!U116,(IF($B$4=\"N\",'Wave Areas'!G79,(IF($B$4=\"NE\",'Wave Areas'!U80,(IF($B$4=\"E\",'Wave Areas'!G97,(IF($B$4=\"SE\",'Wave Areas'!U98,(IF($B$4=\"S\",'Wave Areas'!G115,(IF($B$4=\"W\",'Wave Areas'!G133,(IF($B$4=\"NW\",'Wave Areas'!U134,0)))))))))))))))","v":0},{"$f":"IF($B$4=\"SW\",'Wave Areas'!V116,(IF($B$4=\"N\",'Wave Areas'!H79,(IF($B$4=\"NE\",'Wave Areas'!V80,(IF($B$4=\"E\",'Wave Areas'!H97,(IF($B$4=\"SE\",'Wave Areas'!V98,(IF($B$4=\"S\",'Wave Areas'!H115,(IF($B$4=\"W\",'Wave Areas'!H133,(IF($B$4=\"NW\",'Wave Areas'!V134,0)))))))))))))))","v":0},{"$f":"IF($B$4=\"SW\",'Wave Areas'!W116,(IF($B$4=\"N\",'Wave Areas'!I79,(IF($B$4=\"NE\",'Wave Areas'!W80,(IF($B$4=\"E\",'Wave Areas'!I97,(IF($B$4=\"SE\",'Wave Areas'!W98,(IF($B$4=\"S\",'Wave Areas'!I115,(IF($B$4=\"W\",'Wave Areas'!I133,(IF($B$4=\"NW\",'Wave Areas'!W134,0)))))))))))))))","v":0},{"$f":"IF($B$4=\"SW\",'Wave Areas'!X116,(IF($B$4=\"N\",'Wave Areas'!J79,(IF($B$4=\"NE\",'Wave Areas'!X80,(IF($B$4=\"E\",'Wave Areas'!J97,(IF($B$4=\"SE\",'Wave Areas'!X98,(IF($B$4=\"S\",'Wave Areas'!J115,(IF($B$4=\"W\",'Wave Areas'!J133,(IF($B$4=\"NW\",'Wave Areas'!X134,0)))))))))))))))","v":0},{"$f":"IF($B$4=\"SW\",'Wave Areas'!Y116,(IF($B$4=\"N\",'Wave Areas'!K79,(IF($B$4=\"NE\",'Wave Areas'!Y80,(IF($B$4=\"E\",'Wave Areas'!K97,(IF($B$4=\"SE\",'Wave Areas'!Y98,(IF($B$4=\"S\",'Wave Areas'!K115,(IF($B$4=\"W\",'Wave Areas'!K133,(IF($B$4=\"NW\",'Wave Areas'!Y134,0)))))))))))))))","v":0},{"$f":"IF($B$4=\"SW\",'Wave Areas'!Z116,(IF($B$4=\"N\",'Wave Areas'!L79,(IF($B$4=\"NE\",'Wave Areas'!Z80,(IF($B$4=\"E\",'Wave Areas'!L97,(IF($B$4=\"SE\",'Wave Areas'!Z98,(IF($B$4=\"S\",'Wave Areas'!L115,(IF($B$4=\"W\",'Wave Areas'!L133,(IF($B$4=\"NW\",'Wave Areas'!Z134,0)))))))))))))))","v":0},null,1.5,{"$f":"S23/($AC$33)","v":{"$error":"#DIV/0!"}},{"$error":"#DIV/0!"},{"$error":"#DIV/0!"},{"$error":"#DIV/0!"},{"$error":"#DIV/0!"},{"$error":"#DIV/0!"},{"$error":"#DIV/0!"},{"$error":"#DIV/0!"},{"$error":"#DIV/0!"},{"$error":"#DIV/0!"},{"$error":"#DIV/0!"},{"$f":"SUM(AF23:AP23)","v":{"$error":"#DIV/0!"}},null,1.5,{"$error":"#DIV/0!"},{"$error":"#DIV/0!"},{"$error":"#DIV/0!"},{"$error":"#DIV/0!"},{"$error":"#DIV/0!"},{"$error":"#DIV/0!"},{"$error":"#DIV/0!"},{"$error":"#DIV/0!"},{"$f":"AO23/1004","v":{"$error":"#DIV/0!"}},{"$error":"#DIV/0!"},{"$f":"AQ22/1004","v":{"$error":"#DIV/0!"}},{"$error":"#DIV/0!"}]
[7855.6640625,2.5,0,{"$f":"A24*($D$16)","v":54902.36328125},65287.709872159088,{"$f":"$A24*($F$16)","v":72973.07632211539},78284.310937499991,81985.406939338223,84617.90563322368,86539.49162946429,0,0,0,524590.26461505075,null,null,null,2.5,{"$f":"IF($B$4=\"SW\",'Wave Areas'!P117,(IF($B$4=\"N\",'Wave Areas'!B80,(IF($B$4=\"NE\",'Wave Areas'!P81,(IF($B$4=\"E\",'Wave Areas'!B98,(IF($B$4=\"SE\",'Wave Areas'!P99,(IF($B$4=\"S\",'Wave Areas'!B116,(IF($B$4=\"W\",'Wave Areas'!B134,(IF($B$4=\"NW\",'Wave Areas'!P135,0)))))))))))))))","v":0},{"$f":"IF($B$4=\"SW\",'Wave Areas'!Q117,(IF($B$4=\"N\",'Wave Areas'!C80,(IF($B$4=\"NE\",'Wave Areas'!Q81,(IF($B$4=\"E\",'Wave Areas'!C98,(IF($B$4=\"SE\",'Wave Areas'!Q99,(IF($B$4=\"S\",'Wave Areas'!C116,(IF($B$4=\"W\",'Wave Areas'!C134,(IF($B$4=\"NW\",'Wave Areas'!Q135,0)))))))))))))))","v":0},{"$f":"IF($B$4=\"SW\",'Wave Areas'!R117,(IF($B$4=\"N\",'Wave Areas'!D80,(IF($B$4=\"NE\",'Wave Areas'!R81,(IF($B$4=\"E\",'Wave Areas'!D98,(IF($B$4=\"SE\",'Wave Areas'!R99,(IF($B$4=\"S\",'Wave Areas'!D116,(IF($B$4=\"W\",'Wave Areas'!D134,(IF($B$4=\"NW\",'Wave Areas'!R135,0)))))))))))))))","v":0},{"$f":"IF($B$4=\"SW\",'Wave Areas'!S117,(IF($B$4=\"N\",'Wave Areas'!E80,(IF($B$4=\"NE\",'Wave Areas'!S81,(IF($B$4=\"E\",'Wave Areas'!E98,(IF($B$4=\"SE\",'Wave Areas'!S99,(IF($B$4=\"S\",'Wave Areas'!E116,(IF($B$4=\"W\",'Wave Areas'!E134,(IF($B$4=\"NW\",'Wave Areas'!S135,0)))))))))))))))","v":0},{"$f":"IF($B$4=\"SW\",'Wave Areas'!T117,(IF($B$4=\"N\",'Wave Areas'!F80,(IF($B$4=\"NE\",'Wave Areas'!T81,(IF($B$4=\"E\",'Wave Areas'!F98,(IF($B$4=\"SE\",'Wave Areas'!T99,(IF($B$4=\"S\",'Wave Areas'!F116,(IF($B$4=\"W\",'Wave Areas'!F134,(IF($B$4=\"NW\",'Wave Areas'!T135,0)))))))))))))))","v":0},{"$f":"IF($B$4=\"SW\",'Wave Areas'!U117,(IF($B$4=\"N\",'Wave Areas'!G80,(IF($B$4=\"NE\",'Wave Areas'!U81,(IF($B$4=\"E\",'Wave Areas'!G98,(IF($B$4=\"SE\",'Wave Areas'!U99,(IF($B$4=\"S\",'Wave Areas'!G116,(IF($B$4=\"W\",'Wave Areas'!G134,(IF($B$4=\"NW\",'Wave Areas'!U135,0)))))))))))))))","v":0},{"$f":"IF($B$4=\"SW\",'Wave Areas'!V117,(IF($B$4=\"N\",'Wave Areas'!H80,(IF($B$4=\"NE\",'Wave Areas'!V81,(IF($B$4=\"E\",'Wave Areas'!H98,(IF($B$4=\"SE\",'Wave Areas'!V99,(IF($B$4=\"S\",'Wave Areas'!H116,(IF($B$4=\"W\",'Wave Areas'!H134,(IF($B$4=\"NW\",'Wave Areas'!V135,0)))))))))))))))","v":0},{"$f":"IF($B$4=\"SW\",'Wave Areas'!W117,(IF($B$4=\"N\",'Wave Areas'!I80,(IF($B$4=\"NE\",'Wave Areas'!W81,(IF($B$4=\"E\",'Wave Areas'!I98,(IF($B$4=\"SE\",'Wave Areas'!W99,(IF($B$4=\"S\",'Wave Areas'!I116,(IF($B$4=\"W\",'Wave Areas'!I134,(IF($B$4=\"NW\",'Wave Areas'!W135,0)))))))))))))))","v":0},{"$f":"IF($B$4=\"SW\",'Wave Areas'!X117,(IF($B$4=\"N\",'Wave Areas'!J80,(IF($B$4=\"NE\",'Wave Areas'!X81,(IF($B$4=\"E\",'Wave Areas'!J98,(IF($B$4=\"SE\",'Wave Areas'!X99,(IF($B$4=\"S\",'Wave Areas'!J116,(IF($B$4=\"W\",'Wave Areas'!J134,(IF($B$4=\"NW\",'Wave Areas'!X135,0)))))))))))))))","v":0},{"$f":"IF($B$4=\"SW\",'Wave Areas'!Y117,(IF($B$4=\"N\",'Wave Areas'!K80,(IF($B$4=\"NE\",'Wave Areas'!Y81,(IF($B$4=\"E\",'Wave Areas'!K98,(IF($B$4=\"SE\",'Wave Areas'!Y99,(IF($B$4=\"S\",'Wave Areas'!K116,(IF($B$4=\"W\",'Wave Areas'!K134,(IF($B$4=\"NW\",'Wave Areas'!Y135,0)))))))))))))))","v":0},{"$f":"IF($B$4=\"SW\",'Wave Areas'!Z117,(IF($B$4=\"N\",'Wave Areas'!L80,(IF($B$4=\"NE\",'Wave Areas'!Z81,(IF($B$4=\"E\",'Wave Areas'!L98,(IF($B$4=\"SE\",'Wave Areas'!Z99,(IF($B$4=\"S\",'Wave Areas'!L116,(IF($B$4=\"W\",'Wave Areas'!L134,(IF($B$4=\"NW\",'Wave Areas'!Z135,0)))))))))))))))","v":0},null,2.5,{"$error":"#DIV/0!"},{"$f":"T24/($AC$33)","v":{"$error":"#DIV/0!"}},{"$f":"U24/($AC$33)","v":{"$error":"#DIV/0!"}},{"$error":"#DIV/0!"},{"$error":"#DIV/0!"},{"$error":"#DIV/0!"},{"$error":"#DIV/0!"},{"$error":"#DIV/0!"},{"$error":"#DIV/0!"},{"$error":"#DIV/0!"},{"$error":"#DIV/0!"},{"$error":"#DIV/0!"},null,2.5,{"$f":"AG24/1004","v":{"$error":"#DIV/0!"}},{"$f":"D24*AG24","v":{"$error":"#DIV/0!"}},{"$error":"#DIV/0!"},{"$error":"#DIV/0!"},{"$error":"#DIV/0!"},{"$error":"#DIV/0!"},{"$error":"#DIV/0!"},{"$error":"#DIV/0!"},{"$error":"#DIV/0!"},{"$error":"#DIV/0!"},{"$error":"#DIV/0!"},{"$error":"#DIV/0!"}]
[15397.1015625,3.5,0,{"$f":"A25*($D$16)","v":107608.63203125},127963.91134943182,{"$f":"$A25*($F$16)","v":143027.22959134617},153437.24943749997,160691.39760110292,165851.09504111842,169617.40359375,0,0,0,1028196.9186454994,null,null,null,3.5,{"$f":"IF($B$4=\"SW\",'Wave Areas'!P118,(IF($B$4=\"N\",'Wave Areas'!B81,(IF($B$4=\"NE\",'Wave Areas'!P82,(IF($B$4=\"E\",'Wave Areas'!B99,(IF($B$4=\"SE\",'Wave Areas'!P100,(IF($B$4=\"S\",'Wave Areas'!B117,(IF($B$4=\"W\",'Wave Areas'!B135,(IF($B$4=\"NW\",'Wave Areas'!P136,0)))))))))))))))","v":0},{"$f":"IF($B$4=\"SW\",'Wave Areas'!Q118,(IF($B$4=\"N\",'Wave Areas'!C81,(IF($B$4=\"NE\",'Wave Areas'!Q82,(IF($B$4=\"E\",'Wave Areas'!C99,(IF($B$4=\"SE\",'Wave Areas'!Q100,(IF($B$4=\"S\",'Wave Areas'!C117,(IF($B$4=\"W\",'Wave Areas'!C135,(IF($B$4=\"NW\",'Wave Areas'!Q136,0)))))))))))))))","v":0},{"$f":"IF($B$4=\"SW\",'Wave Areas'!R118,(IF($B$4=\"N\",'Wave Areas'!D81,(IF($B$4=\"NE\",'Wave Areas'!R82,(IF($B$4=\"E\",'Wave Areas'!D99,(IF($B$4=\"SE\",'Wave Areas'!R100,(IF($B$4=\"S\",'Wave Areas'!D117,(IF($B$4=\"W\",'Wave Areas'!D135,(IF($B$4=\"NW\",'Wave Areas'!R136,0)))))))))))))))","v":0},{"$f":"IF($B$4=\"SW\",'Wave Areas'!S118,(IF($B$4=\"N\",'Wave Areas'!E81,(IF($B$4=\"NE\",'Wave Areas'!S82,(IF($B$4=\"E\",'Wave Areas'!E99,(IF($B$4=\"SE\",'Wave Areas'!S100,(IF($B$4=\"S\",'Wave Areas'!E117,(IF($B$4=\"W\",'Wave Areas'!E135,(IF($B$4=\"NW\",'Wave Areas'!S136,0)))))))))))))))","v":0},{"$f":"IF($B$4=\"SW\",'Wave Areas'!T118,(IF($B$4=\"N\",'Wave Areas'!F81,(IF($B$4=\"NE\",'Wave Areas'!T82,(IF($B$4=\"E\",'Wave Areas'!F99,(IF($B$4=\"SE\",'Wave Areas'!T100,(IF($B$4=\"S\",'Wave Areas'!F117,(IF($B$4=\"W\",'Wave Areas'!F135,(IF($B$4=\"NW\",'Wave Areas'!T136,0)))))))))))))))","v":0},{"$f":"IF($B$4=\"SW\",'Wave Areas'!U118,(IF($B$4=\"N\",'Wave Areas'!G81,(IF($B$4=\"NE\",'Wave Areas'!U82,(IF($B$4=\"E\",'Wave Areas'!G99,(IF($B$4=\"SE\",'Wave Areas'!U100,(IF($B$4=\"S\",'Wave Areas'!G117,(IF($B$4=\"W\",'Wave Areas'!G135,(IF($B$4=\"NW\",'Wave Areas'!U136,0)))))))))))))))","v":0},{"$f":"IF($B$4=\"SW\",'Wave Areas'!V118,(IF($B$4=\"N\",'Wave Areas'!H81,(IF($B$4=\"NE\",'Wave Areas'!V82,(IF($B$4=\"E\",'Wave Areas'!H99,(IF($B$4=\"SE\",'Wave Areas'!V100,(IF($B$4=\"S\",'Wave Areas'!H117,(IF($B$4=\"W\",'Wave Areas'!H135,(IF($B$4=\"NW\",'Wave Areas'!V136,0)))))))))))))))","v":0},{"$f":"IF($B$4=\"SW\",'Wave Areas'!W118,(IF($B$4=\"N\",'Wave Areas'!I81,(IF($B$4=\"NE\",'Wave Areas'!W82,(IF($B$4=\"E\",'Wave Areas'!I99,(IF($B$4=\"SE\",'Wave Areas'!W100,(IF($B$4=\"S\",'Wave Areas'!I117,(IF($B$4=\"W\",'Wave Areas'!I135,(IF($B$4=\"NW\",'Wave Areas'!W136,0)))))))))))))))","v":0},{"$f":"IF($B$4=\"SW\",'Wave Areas'!X118,(IF($B$4=\"N\",'Wave Areas'!J81,(IF($B$4=\"NE\",'Wave Areas'!X82,(IF($B$4=\"E\",'Wave Areas'!J99,(IF($B$4=\"SE\",'Wave Areas'!X100,(IF($B$4=\"S\",'Wave Areas'!J117,(IF($B$4=\"W\",'Wave Areas'!J135,(IF($B$4=\"NW\",'Wave Areas'!X136,0)))))))))))))))","v":0},{"$f":"IF($B$4=\"SW\",'Wave Areas'!Y118,(IF($B$4=\"N\",'Wave Areas'!K81,(IF($B$4=\"NE\",'Wave Areas'!Y82,(IF($B$4=\"E\",'Wave Areas'!K99,(IF($B$4=\"SE\",'Wave Areas'!Y100,(IF($B$4=\"S\",'Wave Areas'!K117,(IF($B$4=\"W\",'Wave Areas'!K135,(IF($B$4=\"NW\",'Wave Areas'!Y136,0)))))))))))))))","v":0},{"$f":"IF($B$4=\"SW\",'Wave Areas'!Z118,(IF($B$4=\"N\",'Wave Areas'!L81,(IF($B$4=\"NE\",'Wave Areas'!Z82,(IF($B$4=\"E\",'Wave Areas'!L99,(IF($B$4=\"SE\",'Wave Areas'!Z100,(IF($B$4=\"S\",'Wave Areas'!L117,(IF($B$4=\"W\",'Wave Areas'!L135,(IF($B$4=\"NW\",'Wave Areas'!Z136,0)))))))))))))))","v":0},null,3.5,{"$error":"#DIV/0!"},{"$error":"#DIV/0!"},{"$error":"#DIV/0!"},{"$error":"#DIV/0!"},{"$error":"#DIV/0!"},{"$error":"#DIV/0!"},{"$error":"#DIV/0!"},{"$error":"#DIV/0!"},{"$error":"#DIV/0!"},{"$error":"#DIV/0!"},{"$error":"#DIV/0!"},{"$error":"#DIV/0!"},null,3.5,{"$error":"#DIV/0!"},{"$error":"#DIV/0!"},{"$error":"#DIV/0!"},{"$error":"#DIV/0!"},{"$error":"#DIV/0!"},{"$error":"#DIV/0!"},{"$error":"#DIV/0!"},{"$error":"#DIV/0!"},{"$error":"#DIV/0!"},{"$error":"#DIV/0!"},{"$error":"#DIV/0!"},{"$error":"#DIV/0!"}]
[25452.3515625,4.5,0,{"$f":"A26*($D$16)","v":177883.65703125001},211532.17998579543,{"$f":"$A26*($F$16/2)","v":118216.38364182693},253641.16743749997,265632.71848345589,274162.01425164472,280387.95287946431,0,0,0,1581456.0737109373,null,null,null,4.5,{"$f":"IF($B$4=\"SW\",'Wave Areas'!P119,(IF($B$4=\"N\",'Wave Areas'!B82,(IF($B$4=\"NE\",'Wave Areas'!P83,(IF($B$4=\"E\",'Wave Areas'!B100,(IF($B$4=\"SE\",'Wave Areas'!P101,(IF($B$4=\"S\",'Wave Areas'!B118,(IF($B$4=\"W\",'Wave Areas'!B136,(IF($B$4=\"NW\",'Wave Areas'!P137,0)))))))))))))))","v":0},{"$f":"IF($B$4=\"SW\",'Wave Areas'!Q119,(IF($B$4=\"N\",'Wave Areas'!C82,(IF($B$4=\"NE\",'Wave Areas'!Q83,(IF($B$4=\"E\",'Wave Areas'!C100,(IF($B$4=\"SE\",'Wave Areas'!Q101,(IF($B$4=\"S\",'Wave Areas'!C118,(IF($B$4=\"W\",'Wave Areas'!C136,(IF($B$4=\"NW\",'Wave Areas'!Q137,0)))))))))))))))","v":0},{"$f":"IF($B$4=\"SW\",'Wave Areas'!R119,(IF($B$4=\"N\",'Wave Areas'!D82,(IF($B$4=\"NE\",'Wave Areas'!R83,(IF($B$4=\"E\",'Wave Areas'!D100,(IF($B$4=\"SE\",'Wave Areas'!R101,(IF($B$4=\"S\",'Wave Areas'!D118,(IF($B$4=\"W\",'Wave Areas'!D136,(IF($B$4=\"NW\",'Wave Areas'!R137,0)))))))))))))))","v":0},{"$f":"IF($B$4=\"SW\",'Wave Areas'!S119,(IF($B$4=\"N\",'Wave Areas'!E82,(IF($B$4=\"NE\",'Wave Areas'!S83,(IF($B$4=\"E\",'Wave Areas'!E100,(IF($B$4=\"SE\",'Wave Areas'!S101,(IF($B$4=\"S\",'Wave Areas'!E118,(IF($B$4=\"W\",'Wave Areas'!E136,(IF($B$4=\"NW\",'Wave Areas'!S137,0)))))))))))))))","v":0},{"$f":"IF($B$4=\"SW\",'Wave Areas'!T119,(IF($B$4=\"N\",'Wave Areas'!F82,(IF($B$4=\"NE\",'Wave Areas'!T83,(IF($B$4=\"E\",'Wave Areas'!F100,(IF($B$4=\"SE\",'Wave Areas'!T101,(IF($B$4=\"S\",'Wave Areas'!F118,(IF($B$4=\"W\",'Wave Areas'!F136,(IF($B$4=\"NW\",'Wave Areas'!T137,0)))))))))))))))","v":0},{"$f":"IF($B$4=\"SW\",'Wave Areas'!U119,(IF($B$4=\"N\",'Wave Areas'!G82,(IF($B$4=\"NE\",'Wave Areas'!U83,(IF($B$4=\"E\",'Wave Areas'!G100,(IF($B$4=\"SE\",'Wave Areas'!U101,(IF($B$4=\"S\",'Wave Areas'!G118,(IF($B$4=\"W\",'Wave Areas'!G136,(IF($B$4=\"NW\",'Wave Areas'!U137,0)))))))))))))))","v":0},{"$f":"IF($B$4=\"SW\",'Wave Areas'!V119,(IF($B$4=\"N\",'Wave Areas'!H82,(IF($B$4=\"NE\",'Wave Areas'!V83,(IF($B$4=\"E\",'Wave Areas'!H100,(IF($B$4=\"SE\",'Wave Areas'!V101,(IF($B$4=\"S\",'Wave Areas'!H118,(IF($B$4=\"W\",'Wave Areas'!H136,(IF($B$4=\"NW\",'Wave Areas'!V137,0)))))))))))))))","v":0},{"$f":"IF($B$4=\"SW\",'Wave Areas'!W119,(IF($B$4=\"N\",'Wave Areas'!I82,(IF($B$4=\"NE\",'Wave Areas'!W83,(IF($B$4=\"E\",'Wave Areas'!I100,(IF($B$4=\"SE\",'Wave Areas'!W101,(IF($B$4=\"S\",'Wave Areas'!I118,(IF($B$4=\"W\",'Wave Areas'!I136,(IF($B$4=\"NW\",'Wave Areas'!W137,0)))))))))))))))","v":0},{"$f":"IF($B$4=\"SW\",'Wave Areas'!X119,(IF($B$4=\"N\",'Wave Areas'!J82,(IF($B$4=\"NE\",'Wave Areas'!X83,(IF($B$4=\"E\",'Wave Areas'!J100,(IF($B$4=\"SE\",'Wave Areas'!X101,(IF($B$4=\"S\",'Wave Areas'!J118,(IF($B$4=\"W\",'Wave Areas'!J136,(IF($B$4=\"NW\",'Wave Areas'!X137,0)))))))))))))))","v":0},{"$f":"IF($B$4=\"SW\",'Wave Areas'!Y119,(IF($B$4=\"N\",'Wave Areas'!K82,(IF($B$4=\"NE\",'Wave Areas'!Y83,(IF($B$4=\"E\",'Wave Areas'!K100,(IF($B$4=\"SE\",'Wave Areas'!Y101,(IF($B$4=\"S\",'Wave Areas'!K118,(IF($B$4=\"W\",'Wave Areas'!K136,(IF($B$4=\"NW\",'Wave Areas'!Y137,0)))))))))))))))","v":0},{"$f":"IF($B$4=\"SW\",'Wave Areas'!Z119,(IF($B$4=\"N\",'Wave Areas'!L82,(IF($B$4=\"NE\",'Wave Areas'!Z83,(IF($B$4=\"E\",'Wave Areas'!L100,(IF($B$4=\"SE\",'Wave Areas'!Z101,(IF($B$4=\"S\",'Wave Areas'!L118,(IF($B$4=\"W\",'Wave Areas'!L136,(IF($B$4=\"NW\",'Wave Areas'!Z137,0)))))))))))))))","v":0},null,4.5,{"$error":"#DIV/0!"},{"$error":"#DIV/0!"},{"$error":"#DIV/0!"},{"$error":"#DIV/0!"},{"$error":"#DIV/0!"},{"$error":"#DIV/0!"},{"$error":"#DIV/0!"},{"$error":"#DIV/0!"},{"$error":"#DIV/0!"},{"$error":"#DIV/0!"},{"$error":"#DIV/0!"},{"$error":"#DIV/0!"},null,4.5,{"$error":"#DIV/0!"},{"$error":"#DIV/0!"},{"$error":"#DIV/0!"},{"$error":"#DIV/0!"},{"$error":"#DIV/0!"},{"$error":"#DIV/0!"},{"$error":"#DIV/0!"},{"$error":"#DIV/0!"},{"$error":"#DIV/0!"},{"$error":"#DIV/0!"},{"$error":"#DIV/0!"},{"$error":"#DIV/0!"}]
[38021.4140625,5.5,0,0,315992.51578124997,{"$f":"$A27*($F$16)","v":353189.6893990385},378896.06493749993,396809.36958639702,409550.6632648026,418851.13948660716,0,0,0,2273289.4424555954,null,null,null,5.5,{"$f":"IF($B$4=\"SW\",'Wave Areas'!P120,(IF($B$4=\"N\",'Wave Areas'!B83,(IF($B$4=\"NE\",'Wave Areas'!P84,(IF($B$4=\"E\",'Wave Areas'!B101,(IF($B$4=\"SE\",'Wave Areas'!P102,(IF($B$4=\"S\",'Wave Areas'!B119,(IF($B$4=\"W\",'Wave Areas'!B137,(IF($B$4=\"NW\",'Wave Areas'!P138,0)))))))))))))))","v":0},{"$f":"IF($B$4=\"SW\",'Wave Areas'!Q120,(IF($B$4=\"N\",'Wave Areas'!C83,(IF($B$4=\"NE\",'Wave Areas'!Q84,(IF($B$4=\"E\",'Wave Areas'!C101,(IF($B$4=\"SE\",'Wave Areas'!Q102,(IF($B$4=\"S\",'Wave Areas'!C119,(IF($B$4=\"W\",'Wave Areas'!C137,(IF($B$4=\"NW\",'Wave Areas'!Q138,0)))))))))))))))","v":0},{"$f":"IF($B$4=\"SW\",'Wave Areas'!R120,(IF($B$4=\"N\",'Wave Areas'!D83,(IF($B$4=\"NE\",'Wave Areas'!R84,(IF($B$4=\"E\",'Wave Areas'!D101,(IF($B$4=\"SE\",'Wave Areas'!R102,(IF($B$4=\"S\",'Wave Areas'!D119,(IF($B$4=\"W\",'Wave Areas'!D137,(IF($B$4=\"NW\",'Wave Areas'!R138,0)))))))))))))))","v":0},{"$f":"IF($B$4=\"SW\",'Wave Areas'!S120,(IF($B$4=\"N\",'Wave Areas'!E83,(IF($B$4=\"NE\",'Wave Areas'!S84,(IF($B$4=\"E\",'Wave Areas'!E101,(IF($B$4=\"SE\",'Wave Areas'!S102,(IF($B$4=\"S\",'Wave Areas'!E119,(IF($B$4=\"W\",'Wave Areas'!E137,(IF($B$4=\"NW\",'Wave Areas'!S138,0)))))))))))))))","v":0},{"$f":"IF($B$4=\"SW\",'Wave Areas'!T120,(IF($B$4=\"N\",'Wave Areas'!F83,(IF($B$4=\"NE\",'Wave Areas'!T84,(IF($B$4=\"E\",'Wave Areas'!F101,(IF($B$4=\"SE\",'Wave Areas'!T102,(IF($B$4=\"S\",'Wave Areas'!F119,(IF($B$4=\"W\",'Wave Areas'!F137,(IF($B$4=\"NW\",'Wave Areas'!T138,0)))))))))))))))","v":0},{"$f":"IF($B$4=\"SW\",'Wave Areas'!U120,(IF($B$4=\"N\",'Wave Areas'!G83,(IF($B$4=\"NE\",'Wave Areas'!U84,(IF($B$4=\"E\",'Wave Areas'!G101,(IF($B$4=\"SE\",'Wave Areas'!U102,(IF($B$4=\"S\",'Wave Areas'!G119,(IF($B$4=\"W\",'Wave Areas'!G137,(IF($B$4=\"NW\",'Wave Areas'!U138,0)))))))))))))))","v":0},{"$f":"IF($B$4=\"SW\",'Wave Areas'!V120,(IF($B$4=\"N\",'Wave Areas'!H83,(IF($B$4=\"NE\",'Wave Areas'!V84,(IF($B$4=\"E\",'Wave Areas'!H101,(IF($B$4=\"SE\",'Wave Areas'!V102,(IF($B$4=\"S\",'Wave Areas'!H119,(IF($B$4=\"W\",'Wave Areas'!H137,(IF($B$4=\"NW\",'Wave Areas'!V138,0)))))))))))))))","v":0},{"$f":"IF($B$4=\"SW\",'Wave Areas'!W120,(IF($B$4=\"N\",'Wave Areas'!I83,(IF($B$4=\"NE\",'Wave Areas'!W84,(IF($B$4=\"E\",'Wave Areas'!I101,(IF($B$4=\"SE\",'Wave Areas'!W102,(IF($B$4=\"S\",'Wave Areas'!I119,(IF($B$4=\"W\",'Wave Areas'!I137,(IF($B$4=\"NW\",'Wave Areas'!W138,0)))))))))))))))","v":0},{"$f":"IF($B$4=\"SW\",'Wave Areas'!X120,(IF($B$4=\"N\",'Wave Areas'!J83,(IF($B$4=\"NE\",'Wave Areas'!X84,(IF($B$4=\"E\",'Wave Areas'!J101,(IF($B$4=\"SE\",'Wave Areas'!X102,(IF($B$4=\"S\",'Wave Areas'!J119,(IF($B$4=\"W\",'Wave Areas'!J137,(IF($B$4=\"NW\",'Wave Areas'!X138,0)))))))))))))))","v":0},{"$f":"IF($B$4=\"SW\",'Wave Areas'!Y120,(IF($B$4=\"N\",'Wave Areas'!K83,(IF($B$4=\"NE\",'Wave Areas'!Y84,(IF($B$4=\"E\",'Wave Areas'!K101,(IF($B$4=\"SE\",'Wave Areas'!Y102,(IF($B$4=\"S\",'Wave Areas'!K119,(IF($B$4=\"W\",'Wave Areas'!K137,(IF($B$4=\"NW\",'Wave Areas'!Y138,0)))))))))))))))","v":0},{"$f":"IF($B$4=\"SW\",'Wave Areas'!Z120,(IF($B$4=\"N\",'Wave Areas'!L83,(IF($B$4=\"NE\",'Wave Areas'!Z84,(IF($B$4=\"E\",'Wave Areas'!L101,(IF($B$4=\"SE\",'Wave Areas'!Z102,(IF($B$4=\"S\",'Wave Areas'!L119,(IF($B$4=\"W\",'Wave Areas'!L137,(IF($B$4=\"NW\",'Wave Areas'!Z138,0)))))))))))))))","v":0},null,5.5,{"$error":"#DIV/0!"},{"$error":"#DIV/0!"},{"$error":"#DIV/0!"},{"$error":"#DIV/0!"},{"$error":"#DIV/0!"},{"$error":"#DIV/0!"},{"$error":"#DIV/0!"},{"$error":"#DIV/0!"},{"$error":"#DIV/0!"},{"$error":"#DIV/0!"},{"$error":"#DIV/0!"},{"$error":"#DIV/0!"},null,5.5,{"$error":"#DIV/0!"},{"$error":"#DIV/0!"},{"$error":"#DIV/0!"},{"$error":"#DIV/0!"},{"$error":"#DIV/0!"},{"$error":"#DIV/0!"},{"$error":"#DIV/0!"},{"$error":"#DIV/0!"},{"$error":"#DIV/0!"},{"$error":"#DIV/0!"},{"$error":"#DIV/0!"},{"$error":"#DIV/0!"}]
[53104.2890625,6.5,0,0,441344.91873579542,{"$f":"$A28*($F$16/2)","v":246648.99796875002},529201.94193749991,554221.35090992646,572017.04208059201,585006.96341517859,0,0,0,2928441.2150477422,null,null,null,6.5,{"$f":"IF($B$4=\"SW\",'Wave Areas'!P121,(IF($B$4=\"N\",'Wave Areas'!B84,(IF($B$4=\"NE\",'Wave Areas'!P85,(IF($B$4=\"E\",'Wave Areas'!B102,(IF($B$4=\"SE\",'Wave Areas'!P103,(IF($B$4=\"S\",'Wave Areas'!B120,(IF($B$4=\"W\",'Wave Areas'!B138,(IF($B$4=\"NW\",'Wave Areas'!P139,0)))))))))))))))","v":0},{"$f":"IF($B$4=\"SW\",'Wave Areas'!Q121,(IF($B$4=\"N\",'Wave Areas'!C84,(IF($B$4=\"NE\",'Wave Areas'!Q85,(IF($B$4=\"E\",'Wave Areas'!C102,(IF($B$4=\"SE\",'Wave Areas'!Q103,(IF($B$4=\"S\",'Wave Areas'!C120,(IF($B$4=\"W\",'Wave Areas'!C138,(IF($B$4=\"NW\",'Wave Areas'!Q139,0)))))))))))))))","v":0},{"$f":"IF($B$4=\"SW\",'Wave Areas'!R121,(IF($B$4=\"N\",'Wave Areas'!D84,(IF($B$4=\"NE\",'Wave Areas'!R85,(IF($B$4=\"E\",'Wave Areas'!D102,(IF($B$4=\"SE\",'Wave Areas'!R103,(IF($B$4=\"S\",'Wave Areas'!D120,(IF($B$4=\"W\",'Wave Areas'!D138,(IF($B$4=\"NW\",'Wave Areas'!R139,0)))))))))))))))","v":0},{"$f":"IF($B$4=\"SW\",'Wave Areas'!S121,(IF($B$4=\"N\",'Wave Areas'!E84,(IF($B$4=\"NE\",'Wave Areas'!S85,(IF($B$4=\"E\",'Wave Areas'!E102,(IF($B$4=\"SE\",'Wave Areas'!S103,(IF($B$4=\"S\",'Wave Areas'!E120,(IF($B$4=\"W\",'Wave Areas'!E138,(IF($B$4=\"NW\",'Wave Areas'!S139,0)))))))))))))))","v":0},{"$f":"IF($B$4=\"SW\",'Wave Areas'!T121,(IF($B$4=\"N\",'Wave Areas'!F84,(IF($B$4=\"NE\",'Wave Areas'!T85,(IF($B$4=\"E\",'Wave Areas'!F102,(IF($B$4=\"SE\",'Wave Areas'!T103,(IF($B$4=\"S\",'Wave Areas'!F120,(IF($B$4=\"W\",'Wave Areas'!F138,(IF($B$4=\"NW\",'Wave Areas'!T139,0)))))))))))))))","v":0},{"$f":"IF($B$4=\"SW\",'Wave Areas'!U121,(IF($B$4=\"N\",'Wave Areas'!G84,(IF($B$4=\"NE\",'Wave Areas'!U85,(IF($B$4=\"E\",'Wave Areas'!G102,(IF($B$4=\"SE\",'Wave Areas'!U103,(IF($B$4=\"S\",'Wave Areas'!G120,(IF($B$4=\"W\",'Wave Areas'!G138,(IF($B$4=\"NW\",'Wave Areas'!U139,0)))))))))))))))","v":0},{"$f":"IF($B$4=\"SW\",'Wave Areas'!V121,(IF($B$4=\"N\",'Wave Areas'!H84,(IF($B$4=\"NE\",'Wave Areas'!V85,(IF($B$4=\"E\",'Wave Areas'!H102,(IF($B$4=\"SE\",'Wave Areas'!V103,(IF($B$4=\"S\",'Wave Areas'!H120,(IF($B$4=\"W\",'Wave Areas'!H138,(IF($B$4=\"NW\",'Wave Areas'!V139,0)))))))))))))))","v":0},{"$f":"IF($B$4=\"SW\",'Wave Areas'!W121,(IF($B$4=\"N\",'Wave Areas'!I84,(IF($B$4=\"NE\",'Wave Areas'!W85,(IF($B$4=\"E\",'Wave Areas'!I102,(IF($B$4=\"SE\",'Wave Areas'!W103,(IF($B$4=\"S\",'Wave Areas'!I120,(IF($B$4=\"W\",'Wave Areas'!I138,(IF($B$4=\"NW\",'Wave Areas'!W139,0)))))))))))))))","v":0},{"$f":"IF($B$4=\"SW\",'Wave Areas'!X121,(IF($B$4=\"N\",'Wave Areas'!J84,(IF($B$4=\"NE\",'Wave Areas'!X85,(IF($B$4=\"E\",'Wave Areas'!J102,(IF($B$4=\"SE\",'Wave Areas'!X103,(IF($B$4=\"S\",'Wave Areas'!J120,(IF($B$4=\"W\",'Wave Areas'!J138,(IF($B$4=\"NW\",'Wave Areas'!X139,0)))))))))))))))","v":0},{"$f":"IF($B$4=\"SW\",'Wave Areas'!Y121,(IF($B$4=\"N\",'Wave Areas'!K84,(IF($B$4=\"NE\",'Wave Areas'!Y85,(IF($B$4=\"E\",'Wave Areas'!K102,(IF($B$4=\"SE\",'Wave Areas'!Y103,(IF($B$4=\"S\",'Wave Areas'!K120,(IF($B$4=\"W\",'Wave Areas'!K138,(IF($B$4=\"NW\",'Wave Areas'!Y139,0)))))))))))))))","v":0},{"$f":"IF($B$4=\"SW\",'Wave Areas'!Z121,(IF($B$4=\"N\",'Wave Areas'!L84,(IF($B$4=\"NE\",'Wave Areas'!Z85,(IF($B$4=\"E\",'Wave Areas'!L102,(IF($B$4=\"SE\",'Wave Areas'!Z103,(IF($B$4=\"S\",'Wave Areas'!L120,(IF($B$4=\"W\",'Wave Areas'!L138,(IF($B$4=\"NW\",'Wave Areas'!Z139,0)))))))))))))))","v":0},null,6.5,{"$error":"#DIV/0!"},{"$error":"#DIV/0!"},{"$error":"#DIV/0!"},{"$error":"#DIV/0!"},{"$error":"#DIV/0!"},{"$error":"#DIV/0!"},{"$error":"#DIV/0!"},{"$error":"#DIV/0!"},{"$error":"#DIV/0!"},{"$error":"#DIV/0!"},{"$error":"#DIV/0!"},{"$error":"#DIV/0!"},null,6.5,{"$error":"#DIV/0!"},{"$error":"#DIV/0!"},{"$error":"#DIV/0!"},{"$error":"#DIV/0!"},{"$error":"#DIV/0!"},{"$error":"#DIV/0!"},{"$error":"#DIV/0!"},{"$error":"#DIV/0!"},{"$error":"#DIV/0!"},{"$error":"#DIV/0!"},{"$error":"#DIV/0!"},{"$error":"#DIV/0!"}]
[70700.9765625,7.5,0,0,0,{"$f":"$A29*($F$16)","v":656757.6868990385},704558.79843749991,737868.6624540441,761561.15069901303,0,0,0,0,2860746.2984895953,null,null,null,7.5,{"$f":"IF($B$4=\"SW\",'Wave Areas'!P122,(IF($B$4=\"N\",'Wave Areas'!B85,(IF($B$4=\"NE\",'Wave Areas'!P86,(IF($B$4=\"E\",'Wave Areas'!B103,(IF($B$4=\"SE\",'Wave Areas'!P104,(IF($B$4=\"S\",'Wave Areas'!B121,(IF($B$4=\"W\",'Wave Areas'!B139,(IF($B$4=\"NW\",'Wave Areas'!P140,0)))))))))))))))","v":0},{"$f":"IF($B$4=\"SW\",'Wave Areas'!Q122,(IF($B$4=\"N\",'Wave Areas'!C85,(IF($B$4=\"NE\",'Wave Areas'!Q86,(IF($B$4=\"E\",'Wave Areas'!C103,(IF($B$4=\"SE\",'Wave Areas'!Q104,(IF($B$4=\"S\",'Wave Areas'!C121,(IF($B$4=\"W\",'Wave Areas'!C139,(IF($B$4=\"NW\",'Wave Areas'!Q140,0)))))))))))))))","v":0},{"$f":"IF($B$4=\"SW\",'Wave Areas'!R122,(IF($B$4=\"N\",'Wave Areas'!D85,(IF($B$4=\"NE\",'Wave Areas'!R86,(IF($B$4=\"E\",'Wave Areas'!D103,(IF($B$4=\"SE\",'Wave Areas'!R104,(IF($B$4=\"S\",'Wave Areas'!D121,(IF($B$4=\"W\",'Wave Areas'!D139,(IF($B$4=\"NW\",'Wave Areas'!R140,0)))))))))))))))","v":0},{"$f":"IF($B$4=\"SW\",'Wave Areas'!S122,(IF($B$4=\"N\",'Wave Areas'!E85,(IF($B$4=\"NE\",'Wave Areas'!S86,(IF($B$4=\"E\",'Wave Areas'!E103,(IF($B$4=\"SE\",'Wave Areas'!S104,(IF($B$4=\"S\",'Wave Areas'!E121,(IF($B$4=\"W\",'Wave Areas'!E139,(IF($B$4=\"NW\",'Wave Areas'!S140,0)))))))))))))))","v":0},{"$f":"IF($B$4=\"SW\",'Wave Areas'!T122,(IF($B$4=\"N\",'Wave Areas'!F85,(IF($B$4=\"NE\",'Wave Areas'!T86,(IF($B$4=\"E\",'Wave Areas'!F103,(IF($B$4=\"SE\",'Wave Areas'!T104,(IF($B$4=\"S\",'Wave Areas'!F121,(IF($B$4=\"W\",'Wave Areas'!F139,(IF($B$4=\"NW\",'Wave Areas'!T140,0)))))))))))))))","v":0},{"$f":"IF($B$4=\"SW\",'Wave Areas'!U122,(IF($B$4=\"N\",'Wave Areas'!G85,(IF($B$4=\"NE\",'Wave Areas'!U86,(IF($B$4=\"E\",'Wave Areas'!G103,(IF($B$4=\"SE\",'Wave Areas'!U104,(IF($B$4=\"S\",'Wave Areas'!G121,(IF($B$4=\"W\",'Wave Areas'!G139,(IF($B$4=\"NW\",'Wave Areas'!U140,0)))))))))))))))","v":0},{"$f":"IF($B$4=\"SW\",'Wave Areas'!V122,(IF($B$4=\"N\",'Wave Areas'!H85,(IF($B$4=\"NE\",'Wave Areas'!V86,(IF($B$4=\"E\",'Wave Areas'!H103,(IF($B$4=\"SE\",'Wave Areas'!V104,(IF($B$4=\"S\",'Wave Areas'!H121,(IF($B$4=\"W\",'Wave Areas'!H139,(IF($B$4=\"NW\",'Wave Areas'!V140,0)))))))))))))))","v":0},{"$f":"IF($B$4=\"SW\",'Wave Areas'!W122,(IF($B$4=\"N\",'Wave Areas'!I85,(IF($B$4=\"NE\",'Wave Areas'!W86,(IF($B$4=\"E\",'Wave Areas'!I103,(IF($B$4=\"SE\",'Wave Areas'!W104,(IF($B$4=\"S\",'Wave Areas'!I121,(IF($B$4=\"W\",'Wave Areas'!I139,(IF($B$4=\"NW\",'Wave Areas'!W140,0)))))))))))))))","v":0},{"$f":"IF($B$4=\"SW\",'Wave Areas'!X122,(IF($B$4=\"N\",'Wave Areas'!J85,(IF($B$4=\"NE\",'Wave Areas'!X86,(IF($B$4=\"E\",'Wave Areas'!J103,(IF($B$4=\"SE\",'Wave Areas'!X104,(IF($B$4=\"S\",'Wave Areas'!J121,(IF($B$4=\"W\",'Wave Areas'!J139,(IF($B$4=\"NW\",'Wave Areas'!X140,0)))))))))))))))","v":0},{"$f":"IF($B$4=\"SW\",'Wave Areas'!Y122,(IF($B$4=\"N\",'Wave Areas'!K85,(IF($B$4=\"NE\",'Wave Areas'!Y86,(IF($B$4=\"E\",'Wave Areas'!K103,(IF($B$4=\"SE\",'Wave Areas'!Y104,(IF($B$4=\"S\",'Wave Areas'!K121,(IF($B$4=\"W\",'Wave Areas'!K139,(IF($B$4=\"NW\",'Wave Areas'!Y140,0)))))))))))))))","v":0},{"$f":"IF($B$4=\"SW\",'Wave Areas'!Z122,(IF($B$4=\"N\",'Wave Areas'!L85,(IF($B$4=\"NE\",'Wave Areas'!Z86,(IF($B$4=\"E\",'Wave Areas'!L103,(IF($B$4=\"SE\",'Wave Areas'!Z104,(IF($B$4=\"S\",'Wave Areas'!L121,(IF($B$4=\"W\",'Wave Areas'!L139,(IF($B$4=\"NW\",'Wave Areas'!Z140,0)))))))))))))))","v":0},null,7.5,{"$error":"#DIV/0!"},{"$error":"#DIV/0!"},{"$error":"#DIV/0!"},{"$error":"#DIV/0!"},{"$error":"#DIV/0!"},{"$error":"#DIV/0!"},{"$error":"#DIV/0!"},{"$error":"#DIV/0!"},{"$error":"#DIV/0!"},{"$error":"#DIV/0!"},{"$error":"#DIV/0!"},{"$error":"#DIV/0!"},null,7.5,{"$error":"#DIV/0!"},{"$error":"#DIV/0!"},{"$f":"AI29/1004","v":{"$error":"#DIV/0!"}},{"$error":"#DIV/0!"},{"$error":"#DIV/0!"},{"$error":"#DIV/0!"},{"$error":"#DIV/0!"},{"$f":"AN29/1004","v":{"$error":"#DIV/0!"}},{"$error":"#DIV/0!"},{"$error":"#DIV/0!"},{"$error":"#DIV/0!"},{"$error":"#DIV/0!"}]
[90811.4765625,8.5,0,0,0,{"$f":"$A30*($F$16)","v":843568.76228365384},904966.63443749992,947751.30421874998,978182.9891200657,0,0,0,0,3674469.6900599697,null,null,null,8.5,{"$f":"IF($B$4=\"SW\",'Wave Areas'!P123,(IF($B$4=\"N\",'Wave Areas'!B86,(IF($B$4=\"NE\",'Wave Areas'!P87,(IF($B$4=\"E\",'Wave Areas'!B104,(IF($B$4=\"SE\",'Wave Areas'!P105,(IF($B$4=\"S\",'Wave Areas'!B122,(IF($B$4=\"W\",'Wave Areas'!B140,(IF($B$4=\"NW\",'Wave Areas'!P141,0)))))))))))))))","v":0},{"$f":"IF($B$4=\"SW\",'Wave Areas'!Q123,(IF($B$4=\"N\",'Wave Areas'!C86,(IF($B$4=\"NE\",'Wave Areas'!Q87,(IF($B$4=\"E\",'Wave Areas'!C104,(IF($B$4=\"SE\",'Wave Areas'!Q105,(IF($B$4=\"S\",'Wave Areas'!C122,(IF($B$4=\"W\",'Wave Areas'!C140,(IF($B$4=\"NW\",'Wave Areas'!Q141,0)))))))))))))))","v":0},{"$f":"IF($B$4=\"SW\",'Wave Areas'!R123,(IF($B$4=\"N\",'Wave Areas'!D86,(IF($B$4=\"NE\",'Wave Areas'!R87,(IF($B$4=\"E\",'Wave Areas'!D104,(IF($B$4=\"SE\",'Wave Areas'!R105,(IF($B$4=\"S\",'Wave Areas'!D122,(IF($B$4=\"W\",'Wave Areas'!D140,(IF($B$4=\"NW\",'Wave Areas'!R141,0)))))))))))))))","v":0},{"$f":"IF($B$4=\"SW\",'Wave Areas'!S123,(IF($B$4=\"N\",'Wave Areas'!E86,(IF($B$4=\"NE\",'Wave Areas'!S87,(IF($B$4=\"E\",'Wave Areas'!E104,(IF($B$4=\"SE\",'Wave Areas'!S105,(IF($B$4=\"S\",'Wave Areas'!E122,(IF($B$4=\"W\",'Wave Areas'!E140,(IF($B$4=\"NW\",'Wave Areas'!S141,0)))))))))))))))","v":0},{"$f":"IF($B$4=\"SW\",'Wave Areas'!T123,(IF($B$4=\"N\",'Wave Areas'!F86,(IF($B$4=\"NE\",'Wave Areas'!T87,(IF($B$4=\"E\",'Wave Areas'!F104,(IF($B$4=\"SE\",'Wave Areas'!T105,(IF($B$4=\"S\",'Wave Areas'!F122,(IF($B$4=\"W\",'Wave Areas'!F140,(IF($B$4=\"NW\",'Wave Areas'!T141,0)))))))))))))))","v":0},{"$f":"IF($B$4=\"SW\",'Wave Areas'!U123,(IF($B$4=\"N\",'Wave Areas'!G86,(IF($B$4=\"NE\",'Wave Areas'!U87,(IF($B$4=\"E\",'Wave Areas'!G104,(IF($B$4=\"SE\",'Wave Areas'!U105,(IF($B$4=\"S\",'Wave Areas'!G122,(IF($B$4=\"W\",'Wave Areas'!G140,(IF($B$4=\"NW\",'Wave Areas'!U141,0)))))))))))))))","v":0},{"$f":"IF($B$4=\"SW\",'Wave Areas'!V123,(IF($B$4=\"N\",'Wave Areas'!H86,(IF($B$4=\"NE\",'Wave Areas'!V87,(IF($B$4=\"E\",'Wave Areas'!H104,(IF($B$4=\"SE\",'Wave Areas'!V105,(IF($B$4=\"S\",'Wave Areas'!H122,(IF($B$4=\"W\",'Wave Areas'!H140,(IF($B$4=\"NW\",'Wave Areas'!V141,0)))))))))))))))","v":0},{"$f":"IF($B$4=\"SW\",'Wave Areas'!W123,(IF($B$4=\"N\",'Wave Areas'!I86,(IF($B$4=\"NE\",'Wave Areas'!W87,(IF($B$4=\"E\",'Wave Areas'!I104,(IF($B$4=\"SE\",'Wave Areas'!W105,(IF($B$4=\"S\",'Wave Areas'!I122,(IF($B$4=\"W\",'Wave Areas'!I140,(IF($B$4=\"NW\",'Wave Areas'!W141,0)))))))))))))))","v":0},{"$f":"IF($B$4=\"SW\",'Wave Areas'!X123,(IF($B$4=\"N\",'Wave Areas'!J86,(IF($B$4=\"NE\",'Wave Areas'!X87,(IF($B$4=\"E\",'Wave Areas'!J104,(IF($B$4=\"SE\",'Wave Areas'!X105,(IF($B$4=\"S\",'Wave Areas'!J122,(IF($B$4=\"W\",'Wave Areas'!J140,(IF($B$4=\"NW\",'Wave Areas'!X141,0)))))))))))))))","v":0},{"$f":"IF($B$4=\"SW\",'Wave Areas'!Y123,(IF($B$4=\"N\",'Wave Areas'!K86,(IF($B$4=\"NE\",'Wave Areas'!Y87,(IF($B$4=\"E\",'Wave Areas'!K104,(IF($B$4=\"SE\",'Wave Areas'!Y105,(IF($B$4=\"S\",'Wave Areas'!K122,(IF($B$4=\"W\",'Wave Areas'!K140,(IF($B$4=\"NW\",'Wave Areas'!Y141,0)))))))))))))))","v":0},{"$f":"IF($B$4=\"SW\",'Wave Areas'!Z123,(IF($B$4=\"N\",'Wave Areas'!L86,(IF($B$4=\"NE\",'Wave Areas'!Z87,(IF($B$4=\"E\",'Wave Areas'!L104,(IF($B$4=\"SE\",'Wave Areas'!Z105,(IF($B$4=\"S\",'Wave Areas'!L122,(IF($B$4=\"W\",'Wave Areas'!L140,(IF($B$4=\"NW\",'Wave Areas'!Z141,0)))))))))))))))","v":0},null,8.5,{"$error":"#DIV/0!"},{"$error":"#DIV/0!"},{"$error":"#DIV/0!"},{"$error":"#DIV/0!"},{"$error":"#DIV/0!"},{"$error":"#DIV/0!"},{"$error":"#DIV/0!"},{"$error":"#DIV/0!"},{"$error":"#DIV/0!"},{"$error":"#DIV/0!"},{"$error":"#DIV/0!"},{"$error":"#DIV/0!"},null,8.5,{"$error":"#DIV/0!"},{"$error":"#DIV/0!"},{"$f":"AI30/1004","v":{"$error":"#DIV/0!"}},{"$error":"#DIV/0!"},{"$error":"#DIV/0!"},{"$error":"#DIV/0!"},{"$error":"#DIV/0!"},{"$f":"AN30/1004","v":{"$error":"#DIV/0!"}},{"$error":"#DIV/0!"},{"$error":"#DIV/0!"},{"$error":"#DIV/0!"},{"$error":"#DIV/0!"}]
[113435.7890625,9.5,0,0,0,0,1130425.4499374998,1183869.276204044,0,0,0,0,0,2314294.7261415441,null,null,null,9.5,{"$f":"IF($B$4=\"SW\",'Wave Areas'!P124,(IF($B$4=\"N\",'Wave Areas'!B87,(IF($B$4=\"NE\",'Wave Areas'!P88,(IF($B$4=\"E\",'Wave Areas'!B105,(IF($B$4=\"SE\",'Wave Areas'!P106,(IF($B$4=\"S\",'Wave Areas'!B123,(IF($B$4=\"W\",'Wave Areas'!B141,(IF($B$4=\"NW\",'Wave Areas'!P142,0)))))))))))))))","v":0},{"$f":"IF($B$4=\"SW\",'Wave Areas'!Q124,(IF($B$4=\"N\",'Wave Areas'!C87,(IF($B$4=\"NE\",'Wave Areas'!Q88,(IF($B$4=\"E\",'Wave Areas'!C105,(IF($B$4=\"SE\",'Wave Areas'!Q106,(IF($B$4=\"S\",'Wave Areas'!C123,(IF($B$4=\"W\",'Wave Areas'!C141,(IF($B$4=\"NW\",'Wave Areas'!Q142,0)))))))))))))))","v":0},{"$f":"IF($B$4=\"SW\",'Wave Areas'!R124,(IF($B$4=\"N\",'Wave Areas'!D87,(IF($B$4=\"NE\",'Wave Areas'!R88,(IF($B$4=\"E\",'Wave Areas'!D105,(IF($B$4=\"SE\",'Wave Areas'!R106,(IF($B$4=\"S\",'Wave Areas'!D123,(IF($B$4=\"W\",'Wave Areas'!D141,(IF($B$4=\"NW\",'Wave Areas'!R142,0)))))))))))))))","v":0},{"$f":"IF($B$4=\"SW\",'Wave Areas'!S124,(IF($B$4=\"N\",'Wave Areas'!E87,(IF($B$4=\"NE\",'Wave Areas'!S88,(IF($B$4=\"E\",'Wave Areas'!E105,(IF($B$4=\"SE\",'Wave Areas'!S106,(IF($B$4=\"S\",'Wave Areas'!E123,(IF($B$4=\"W\",'Wave Areas'!E141,(IF($B$4=\"NW\",'Wave Areas'!S142,0)))))))))))))))","v":0},{"$f":"IF($B$4=\"SW\",'Wave Areas'!T124,(IF($B$4=\"N\",'Wave Areas'!F87,(IF($B$4=\"NE\",'Wave Areas'!T88,(IF($B$4=\"E\",'Wave Areas'!F105,(IF($B$4=\"SE\",'Wave Areas'!T106,(IF($B$4=\"S\",'Wave Areas'!F123,(IF($B$4=\"W\",'Wave Areas'!F141,(IF($B$4=\"NW\",'Wave Areas'!T142,0)))))))))))))))","v":0},{"$f":"IF($B$4=\"SW\",'Wave Areas'!U124,(IF($B$4=\"N\",'Wave Areas'!G87,(IF($B$4=\"NE\",'Wave Areas'!U88,(IF($B$4=\"E\",'Wave Areas'!G105,(IF($B$4=\"SE\",'Wave Areas'!U106,(IF($B$4=\"S\",'Wave Areas'!G123,(IF($B$4=\"W\",'Wave Areas'!G141,(IF($B$4=\"NW\",'Wave Areas'!U142,0)))))))))))))))","v":0},{"$f":"IF($B$4=\"SW\",'Wave Areas'!V124,(IF($B$4=\"N\",'Wave Areas'!H87,(IF($B$4=\"NE\",'Wave Areas'!V88,(IF($B$4=\"E\",'Wave Areas'!H105,(IF($B$4=\"SE\",'Wave Areas'!V106,(IF($B$4=\"S\",'Wave Areas'!H123,(IF($B$4=\"W\",'Wave Areas'!H141,(IF($B$4=\"NW\",'Wave Areas'!V142,0)))))))))))))))","v":0},{"$f":"IF($B$4=\"SW\",'Wave Areas'!W124,(IF($B$4=\"N\",'Wave Areas'!I87,(IF($B$4=\"NE\",'Wave Areas'!W88,(IF($B$4=\"E\",'Wave Areas'!I105,(IF($B$4=\"SE\",'Wave Areas'!W106,(IF($B$4=\"S\",'Wave Areas'!I123,(IF($B$4=\"W\",'Wave Areas'!I141,(IF($B$4=\"NW\",'Wave Areas'!W142,0)))))))))))))))","v":0},{"$f":"IF($B$4=\"SW\",'Wave Areas'!X124,(IF($B$4=\"N\",'Wave Areas'!J87,(IF($B$4=\"NE\",'Wave Areas'!X88,(IF($B$4=\"E\",'Wave Areas'!J105,(IF($B$4=\"SE\",'Wave Areas'!X106,(IF($B$4=\"S\",'Wave Areas'!J123,(IF($B$4=\"W\",'Wave Areas'!J141,(IF($B$4=\"NW\",'Wave Areas'!X142,0)))))))))))))))","v":0},{"$f":"IF($B$4=\"SW\",'Wave Areas'!Y124,(IF($B$4=\"N\",'Wave Areas'!K87,(IF($B$4=\"NE\",'Wave Areas'!Y88,(IF($B$4=\"E\",'Wave Areas'!K105,(IF($B$4=\"SE\",'Wave Areas'!Y106,(IF($B$4=\"S\",'Wave Areas'!K123,(IF($B$4=\"W\",'Wave Areas'!K141,(IF($B$4=\"NW\",'Wave Areas'!Y142,0)))))))))))))))","v":0},{"$f":"IF($B$4=\"SW\",'Wave Areas'!Z124,(IF($B$4=\"N\",'Wave Areas'!L87,(IF($B$4=\"NE\",'Wave Areas'!Z88,(IF($B$4=\"E\",'Wave Areas'!L105,(IF($B$4=\"SE\",'Wave Areas'!Z106,(IF($B$4=\"S\",'Wave Areas'!L123,(IF($B$4=\"W\",'Wave Areas'!L141,(IF($B$4=\"NW\",'Wave Areas'!Z142,0)))))))))))))))","v":0},null,9.5,{"$error":"#DIV/0!"},{"$error":"#DIV/0!"},{"$error":"#DIV/0!"},{"$error":"#DIV/0!"},{"$error":"#DIV/0!"},{"$error":"#DIV/0!"},{"$error":"#DIV/0!"},{"$error":"#DIV/0!"},{"$error":"#DIV/0!"},{"$error":"#DIV/0!"},{"$error":"#DIV/0!"},{"$error":"#DIV/0!"},null,9.5,{"$error":"#DIV/0!"},{"$error":"#DIV/0!"},{"$f":"AI31/1004","v":{"$error":"#DIV/0!"}},{"$f":"AJ31/1004","v":{"$error":"#DIV/0!"}},{"$f":"G31*AJ31","v":{"$error":"#DIV/0!"}},{"$f":"H31*AK31","v":{"$error":"#DIV/0!"}},{"$f":"AM31/1004","v":{"$error":"#DIV/0!"}},{"$f":"AN31/1004","v":{"$error":"#DIV/0!"}},{"$error":"#DIV/0!"},{"$error":"#DIV/0!"},{"$error":"#DIV/0!"},{"$error":"#DIV/0!"}]
[138573.9140625,10.5,0,0,0,0,0,0,0,0,0,0,0,0,null,null,null,10.5,{"$f":"IF($B$4=\"SW\",'Wave Areas'!P125,(IF($B$4=\"N\",'Wave Areas'!B88,(IF($B$4=\"NE\",'Wave Areas'!P89,(IF($B$4=\"E\",'Wave Areas'!B106,(IF($B$4=\"SE\",'Wave Areas'!P107,(IF($B$4=\"S\",'Wave Areas'!B124,(IF($B$4=\"W\",'Wave Areas'!B142,(IF($B$4=\"NW\",'Wave Areas'!P143,0)))))))))))))))","v":0},{"$f":"IF($B$4=\"SW\",'Wave Areas'!Q125,(IF($B$4=\"N\",'Wave Areas'!C88,(IF($B$4=\"NE\",'Wave Areas'!Q89,(IF($B$4=\"E\",'Wave Areas'!C106,(IF($B$4=\"SE\",'Wave Areas'!Q107,(IF($B$4=\"S\",'Wave Areas'!C124,(IF($B$4=\"W\",'Wave Areas'!C142,(IF($B$4=\"NW\",'Wave Areas'!Q143,0)))))))))))))))","v":0},{"$f":"IF($B$4=\"SW\",'Wave Areas'!R125,(IF($B$4=\"N\",'Wave Areas'!D88,(IF($B$4=\"NE\",'Wave Areas'!R89,(IF($B$4=\"E\",'Wave Areas'!D106,(IF($B$4=\"SE\",'Wave Areas'!R107,(IF($B$4=\"S\",'Wave Areas'!D124,(IF($B$4=\"W\",'Wave Areas'!D142,(IF($B$4=\"NW\",'Wave Areas'!R143,0)))))))))))))))","v":0},{"$f":"IF($B$4=\"SW\",'Wave Areas'!S125,(IF($B$4=\"N\",'Wave Areas'!E88,(IF($B$4=\"NE\",'Wave Areas'!S89,(IF($B$4=\"E\",'Wave Areas'!E106,(IF($B$4=\"SE\",'Wave Areas'!S107,(IF($B$4=\"S\",'Wave Areas'!E124,(IF($B$4=\"W\",'Wave Areas'!E142,(IF($B$4=\"NW\",'Wave Areas'!S143,0)))))))))))))))","v":0},{"$f":"IF($B$4=\"SW\",'Wave Areas'!T125,(IF($B$4=\"N\",'Wave Areas'!F88,(IF($B$4=\"NE\",'Wave Areas'!T89,(IF($B$4=\"E\",'Wave Areas'!F106,(IF($B$4=\"SE\",'Wave Areas'!T107,(IF($B$4=\"S\",'Wave Areas'!F124,(IF($B$4=\"W\",'Wave Areas'!F142,(IF($B$4=\"NW\",'Wave Areas'!T143,0)))))))))))))))","v":0},{"$f":"IF($B$4=\"SW\",'Wave Areas'!U125,(IF($B$4=\"N\",'Wave Areas'!G88,(IF($B$4=\"NE\",'Wave Areas'!U89,(IF($B$4=\"E\",'Wave Areas'!G106,(IF($B$4=\"SE\",'Wave Areas'!U107,(IF($B$4=\"S\",'Wave Areas'!G124,(IF($B$4=\"W\",'Wave Areas'!G142,(IF($B$4=\"NW\",'Wave Areas'!U143,0)))))))))))))))","v":0},{"$f":"IF($B$4=\"SW\",'Wave Areas'!V125,(IF($B$4=\"N\",'Wave Areas'!H88,(IF($B$4=\"NE\",'Wave Areas'!V89,(IF($B$4=\"E\",'Wave Areas'!H106,(IF($B$4=\"SE\",'Wave Areas'!V107,(IF($B$4=\"S\",'Wave Areas'!H124,(IF($B$4=\"W\",'Wave Areas'!H142,(IF($B$4=\"NW\",'Wave Areas'!V143,0)))))))))))))))","v":0},{"$f":"IF($B$4=\"SW\",'Wave Areas'!W125,(IF($B$4=\"N\",'Wave Areas'!I88,(IF($B$4=\"NE\",'Wave Areas'!W89,(IF($B$4=\"E\",'Wave Areas'!I106,(IF($B$4=\"SE\",'Wave Areas'!W107,(IF($B$4=\"S\",'Wave Areas'!I124,(IF($B$4=\"W\",'Wave Areas'!I142,(IF($B$4=\"NW\",'Wave Areas'!W143,0)))))))))))))))","v":0},{"$f":"IF($B$4=\"SW\",'Wave Areas'!X125,(IF($B$4=\"N\",'Wave Areas'!J88,(IF($B$4=\"NE\",'Wave Areas'!X89,(IF($B$4=\"E\",'Wave Areas'!J106,(IF($B$4=\"SE\",'Wave Areas'!X107,(IF($B$4=\"S\",'Wave Areas'!J124,(IF($B$4=\"W\",'Wave Areas'!J142,(IF($B$4=\"NW\",'Wave Areas'!X143,0)))))))))))))))","v":0},{"$f":"IF($B$4=\"SW\",'Wave Areas'!Y125,(IF($B$4=\"N\",'Wave Areas'!K88,(IF($B$4=\"NE\",'Wave Areas'!Y89,(IF($B$4=\"E\",'Wave Areas'!K106,(IF($B$4=\"SE\",'Wave Areas'!Y107,(IF($B$4=\"S\",'Wave Areas'!K124,(IF($B$4=\"W\",'Wave Areas'!K142,(IF($B$4=\"NW\",'Wave Areas'!Y143,0)))))))))))))))","v":0},{"$f":"IF($B$4=\"SW\",'Wave Areas'!Z125,(IF($B$4=\"N\",'Wave Areas'!L88,(IF($B$4=\"NE\",'Wave Areas'!Z89,(IF($B$4=\"E\",'Wave Areas'!L106,(IF($B$4=\"SE\",'Wave Areas'!Z107,(IF($B$4=\"S\",'Wave Areas'!L124,(IF($B$4=\"W\",'Wave Areas'!L142,(IF($B$4=\"NW\",'Wave Areas'!Z143,0)))))))))))))))","v":0},null,10.5,{"$f":"S32/($AC$33)","v":{"$error":"#DIV/0!"}},{"$error":"#DIV/0!"},{"$error":"#DIV/0!"},{"$error":"#DIV/0!"},{"$error":"#DIV/0!"},{"$error":"#DIV/0!"},{"$error":"#DIV/0!"},{"$error":"#DIV/0!"},{"$error":"#DIV/0!"},{"$error":"#DIV/0!"},{"$error":"#DIV/0!"},{"$error":"#DIV/0!"},null,10.5,{"$error":"#DIV/0!"},{"$error":"#DIV/0!"},{"$f":"AI32/1004","v":{"$error":"#DIV/0!"}},{"$f":"AJ32/1004","v":{"$error":"#DIV/0!"}},{"$f":"AK32/1004","v":{"$error":"#DIV/0!"}},{"$f":"AL32/1004","v":{"$error":"#DIV/0!"}},{"$f":"AM32/1004","v":{"$error":"#DIV/0!"}},{"$f":"AN32/1004","v":{"$error":"#DIV/0!"}},{"$error":"#DIV/0!"},{"$error":"#DIV/0!"},{"$error":"#DIV/0!"},{"$error":"#DIV/0!"}]
["Sub Totals",null,{"$f":"SUM(C22:C32)","v":17165.748214285715},362355.59765625,1188236.3196732954,2463571.0566346156,4164725.341874999,4361623.6491727941,3276405.3061184208,1571557.1679910715,0,0,0,{"$f":"SUM(N22:N31)","v":17405640.18733573},"Total",null,null,"Total Occurences",null,null,null,null,null,null,null,null,null,null,{"$f":"SUM(S22:AC32)","v":0},null,null,null,null,null,null,null,null,null,null,null,null,null,null,null,"Sub Totals",{"$f":"SUM(AT22:AT32)","v":{"$error":"#DIV/0!"}},{"$error":"#DIV/0!"},{"$error":"#DIV/0!"},{"$error":"#DIV/0!"},{"$error":"#DIV/0!"},{"$error":"#DIV/0!"},{"$error":"#DIV/0!"},{"$error":"#DIV/0!"},{"$error":"#DIV/0!"},{"$error":"#DIV/0!"},{"$error":"#DIV/0!"},{"$f":"SUM(BE22:BE31)","v":{"$error":"#DIV/0!"}},"Total"]
[]
[null,null,null,null,null,null,null,null,null,null,null,null,null,null,null,null,null,null,null,null,null,null,null,null,null,null,null,null,null,null,null,null,null,null,null,null,null,null,null,null,null,null,null,null,null,null,null,null,null,null,null,null,null,null,null,null,"Min","Max"]
[null,null,null,null,null,null,null,null,null,null,null,null,null,null,null,null,null,null,null,null,null,null,null,null,null,null,null,null,null,null,null,null,null,null,null,null,null,null,null,null,null,null,null,null,null,null,null,null,null,null,null,null,null,"Relevant Wave Heights",null,null,{"$f":"IF((AND($B$6>AS22,$B$6<AS23)),AS22,(IF((AND($B$6>AS23,$B$6<AS24)),AS23,(IF((AND($B$6>AS24,$B$6<AS25)),AS24,(IF((AND($B$6>AS25,$B$6<AS26)),AS25,(IF((AND($B$6>AS26,$B$6<AS27)),AS26,(IF((AND($B$6>AS27,$B$6<AS28)),AS27,(IF((AND($B$6>AS28,$B$6<AS29)),AS28,(IF((AND($B$6>AS29,$B$6<AS30)),AS29,(IF((AND($B$6>AS30,$B$6<AS31)),AS30,(IF((AND($B$6>AS31,$B$6<AS32)),AS31,(IF($B$6>AS32,AS32,\"\")))))))))))))))))))))","v":10.5},{"$f":"IF((AND($B$6>AS22,$B$6<AS23)),AS23,(IF((AND($B$6>AS23,$B$6<AS24)),AS24,(IF((AND($B$6>AS24,$B$6<AS25)),AS25,(IF((AND($B$6>AS25,$B$6<AS26)),AS26,(IF((AND($B$6>AS26,$B$6<AS27)),AS27,(IF((AND($B$6>AS27,$B$6<AS28)),AS28,(IF((AND($B$6>AS28,$B$6<AS29)),AS29,(IF((AND($B$6>AS29,$B$6<AS30)),AS30,(IF((AND($B$6>AS30,$B$6<AS31)),AS31,(IF((AND($B$6>AS31,$B$6<AS32)),AS32,(IF($B$6>AS32,AS32,\"\")))))))))))))))))))))","v":10.5}]
[null,null,null,null,null,null,null,null,null,null,null,null,null,null,null,null,null,null,null,null,null,null,null,null,null,null,null,null,null,null,null,null,null,null,null,null,null,null,null,null,null,null,null,null,null,null,null,null,null,null,null,null,null,"Relevant Power (kW/m)",null,null,{"$f":"(((($B$6-BE36)*((VLOOKUP(BF36,AS22:BE32,13,FALSE))-(VLOOKUP(BE36,AS22:BE32,13,FALSE))))/(BF36-BE36))+(VLOOKUP(BE36,AS22:BE32,13,FALSE)))*0.001","v":{"$error":"#VALUE!"}}]
[]
["Deep"]
[]
["Wave Velocity C","(m/s)",{"$f":"(C42/C43)","v":5.0344574780058648},6.4728739002932549,7.9112903225806459,9.3497067448680351,10.788123167155426,12.226539589442817,13.664956011730204,15.103372434017595,16.541788856304986,17.980205278592376,19.418621700879768]
["Wave Length (λ)","(m)",{"$f":"(9.81/(2*3.41))*C43^2","v":17.620601173020528},29.127932551319649,43.512096774193552,60.773093841642229,80.910923753665699,103.92558651026394,129.81708211143695,158.58541055718476,190.23057184750735,224.75256598240469,262.15139296187687]
["Wave Period (T)","(s)",3.5,4.5,5.5,6.5,7.5,8.5,9.5,10.5,11.5,12.5,13.5]
[]
["Energy","Wave Height (Hs)","Power",null,null,null,null,null,null,null,null,null,null,"Total Power",null,null,null,"North Sea Area 10",null,null,null,null,null,null,null,null,null,null,null,null,"North Sea Area 10",null,null,null,null,null,null,null,null,null,null,null,null,null,"North Sea Area 10"]
["(J)","(m)","(W/m)",null,null,null,null,null,null,null,null,null,null,"(W/m)",null,null,null,"Number of Occurences",null,null,null,null,null,null,null,null,null,null,null,null,"Percentage of Occurences",null,null,null,null,null,null,null,null,null,null,null,null,null,"Annual Power (W/m)",null,null,null,null,null,null,null,null,null,null,null,"Total Power"]
[{"$f":"(1025*9.81*B47^2)/8","v":314.2265625},0.5,{"$f":"$A47*($C$41)/2","v":790.98013368310114},{"$f":"$A47*($D$41)/2","v":1016.9744575925586},{"$f":"$A47*($E$41)/2","v":1242.9687815020163},{"$f":"$A47*($F$41)/2","v":1468.9631054114736},{"$f":"$A47*($G$41)/2","v":1694.9574293209312},{"$f":"$A47*($H$41)/2","v":1920.9517532303889},0,0,0,0,0,{"$f":"SUM(C47:M47)","v":8135.7956607404703},null,null,null,"Hs                      T",3.5,4.5,5.5,6.5,7.5,8.5,9.5,10.5,11.5,12.5,13.5,null,"Hs                 T",3.5,4.5,5.5,6.5,7.5,8.5,9.5,10.5,11.5,12.5,13.5,"Availability",null,"Hs           T",3.5,4.5,5.5,6.5,7.5,8.5,9.5,10.5,11.5,12.5,13.5,"(W/m)"]
[2828.0390625,1.5,{"$f":"$B48*($C$16/2)","v":4.0971428571428579},{"$f":"$A48*($D$41)/2","v":9152.7701183330282},11186.719033518146,13220.667948703262,15254.616863888381,{"$f":"$A48*($G$41)/2","v":15254.616863888381},{"$f":"$A48*($I$41)/2","v":19322.514694258614},{"$f":"$A48*($J$41)/2","v":21356.46360944373},0,0,0,104752.46627489068,null,null,null,0.5,{"$f":"IF($B$4=\"SW\",'Wave Areas'!P115,(IF($B$4=\"N\",'Wave Areas'!B78,(IF($B$4=\"NE\",'Wave Areas'!P79,(IF($B$4=\"E\",'Wave Areas'!B96,(IF($B$4=\"SE\",'Wave Areas'!P97,(IF($B$4=\"S\",'Wave Areas'!B114,(IF($B$4=\"W\",'Wave Areas'!B132,(IF($B$4=\"NW\",'Wave Areas'!P133,0)))))))))))))))","v":0},{"$f":"IF($B$4=\"SW\",'Wave Areas'!Q115,(IF($B$4=\"N\",'Wave Areas'!C78,(IF($B$4=\"NE\",'Wave Areas'!Q79,(IF($B$4=\"E\",'Wave Areas'!C96,(IF($B$4=\"SE\",'Wave Areas'!Q97,(IF($B$4=\"S\",'Wave Areas'!C114,(IF($B$4=\"W\",'Wave Areas'!C132,(IF($B$4=\"NW\",'Wave Areas'!Q133,0)))))))))))))))","v":0},{"$f":"IF($B$4=\"SW\",'Wave Areas'!R115,(IF($B$4=\"N\",'Wave Areas'!D78,(IF($B$4=\"NE\",'Wave Areas'!R79,(IF($B$4=\"E\",'Wave Areas'!D96,(IF($B$4=\"SE\",'Wave Areas'!R97,(IF($B$4=\"S\",'Wave Areas'!D114,(IF($B$4=\"W\",'Wave Areas'!D132,(IF($B$4=\"NW\",'Wave Areas'!R133,0)))))))))))))))","v":0},{"$f":"IF($B$4=\"SW\",'Wave Areas'!S115,(IF($B$4=\"N\",'Wave Areas'!E78,(IF($B$4=\"NE\",'Wave Areas'!S79,(IF($B$4=\"E\",'Wave Areas'!E96,(IF($B$4=\"SE\",'Wave Areas'!S97,(IF($B$4=\"S\",'Wave Areas'!E114,(IF($B$4=\"W\",'Wave Areas'!E132,(IF($B$4=\"NW\",'Wave Areas'!S133,0)))))))))))))))","v":0},{"$f":"IF($B$4=\"SW\",'Wave Areas'!T115,(IF($B$4=\"N\",'Wave Areas'!F78,(IF($B$4=\"NE\",'Wave Areas'!T79,(IF($B$4=\"E\",'Wave Areas'!F96,(IF($B$4=\"SE\",'Wave Areas'!T97,(IF($B$4=\"S\",'Wave Areas'!F114,(IF($B$4=\"W\",'Wave Areas'!F132,(IF($B$4=\"NW\",'Wave Areas'!T133,0)))))))))))))))","v":0},{"$f":"IF($B$4=\"SW\",'Wave Areas'!U115,(IF($B$4=\"N\",'Wave Areas'!G78,(IF($B$4=\"NE\",'Wave Areas'!U79,(IF($B$4=\"E\",'Wave Areas'!G96,(IF($B$4=\"SE\",'Wave Areas'!U97,(IF($B$4=\"S\",'Wave Areas'!G114,(IF($B$4=\"W\",'Wave Areas'!G132,(IF($B$4=\"NW\",'Wave Areas'!U133,0)))))))))))))))","v":0},{"$f":"IF($B$4=\"SW\",'Wave Areas'!V115,(IF($B$4=\"N\",'Wave Areas'!H78,(IF($B$4=\"NE\",'Wave Areas'!V79,(IF($B$4=\"E\",'Wave Areas'!H96,(IF($B$4=\"SE\",'Wave Areas'!V97,(IF($B$4=\"S\",'Wave Areas'!H114,(IF($B$4=\"W\",'Wave Areas'!H132,(IF($B$4=\"NW\",'Wave Areas'!V133,0)))))))))))))))","v":0},{"$f":"IF($B$4=\"SW\",'Wave Areas'!W115,(IF($B$4=\"N\",'Wave Areas'!I78,(IF($B$4=\"NE\",'Wave Areas'!W79,(IF($B$4=\"E\",'Wave Areas'!I96,(IF($B$4=\"SE\",'Wave Areas'!W97,(IF($B$4=\"S\",'Wave Areas'!I114,(IF($B$4=\"W\",'Wave Areas'!I132,(IF($B$4=\"NW\",'Wave Areas'!W133,0)))))))))))))))","v":0},{"$f":"IF($B$4=\"SW\",'Wave Areas'!X115,(IF($B$4=\"N\",'Wave Areas'!J78,(IF($B$4=\"NE\",'Wave Areas'!X79,(IF($B$4=\"E\",'Wave Areas'!J96,(IF($B$4=\"SE\",'Wave Areas'!X97,(IF($B$4=\"S\",'Wave Areas'!J114,(IF($B$4=\"W\",'Wave Areas'!J132,(IF($B$4=\"NW\",'Wave Areas'!X133,0)))))))))))))))","v":0},{"$f":"IF($B$4=\"SW\",'Wave Areas'!Y115,(IF($B$4=\"N\",'Wave Areas'!K78,(IF($B$4=\"NE\",'Wave Areas'!Y79,(IF($B$4=\"E\",'Wave Areas'!K96,(IF($B$4=\"SE\",'Wave Areas'!Y97,(IF($B$4=\"S\",'Wave Areas'!K114,(IF($B$4=\"W\",'Wave Areas'!K132,(IF($B$4=\"NW\",'Wave Areas'!Y133,0)))))))))))))))","v":0},{"$f":"IF($B$4=\"SW\",'Wave Areas'!Z115,(IF($B$4=\"N\",'Wave Areas'!L78,(IF($B$4=\"NE\",'Wave Areas'!Z79,(IF($B$4=\"E\",'Wave Areas'!L96,(IF($B$4=\"SE\",'Wave Areas'!Z97,(IF($B$4=\"S\",'Wave Areas'!L114,(IF($B$4=\"W\",'Wave Areas'!L132,(IF($B$4=\"NW\",'Wave Areas'!Z133,0)))))))))))))))","v":0},null,0.5,{"$f":"S48/$AC$59","v":{"$error":"#DIV/0!"}},{"$f":"T48/$AC$59","v":{"$error":"#DIV/0!"}},{"$error":"#DIV/0!"},{"$error":"#DIV/0!"},{"$error":"#DIV/0!"},{"$error":"#DIV/0!"},{"$error":"#DIV/0!"},{"$error":"#DIV/0!"},{"$error":"#DIV/0!"},{"$error":"#DIV/0!"},{"$error":"#DIV/0!"},{"$f":"SUM(AF48:AP48)","v":{"$error":"#DIV/0!"}},null,0.5,{"$f":"C47*AF48","v":{"$error":"#DIV/0!"}},{"$error":"#DIV/0!"},{"$error":"#DIV/0!"},{"$error":"#DIV/0!"},{"$error":"#DIV/0!"},{"$error":"#DIV/0!"},{"$f":"AM48/1004","v":{"$error":"#DIV/0!"}},{"$f":"AN48/1004","v":{"$error":"#DIV/0!"}},{"$f":"AO48/1004","v":{"$error":"#DIV/0!"}},{"$f":"AP48/1004","v":{"$error":"#DIV/0!"}},{"$f":"AQ44/1004","v":0},{"$f":"SUM(AT48:BD48)","v":{"$error":"#DIV/0!"}}]
[7855.6640625,2.5,0,{"$f":"$A49*($D$41)/2","v":25424.361439813965},31074.219537550405,36724.077635286842,42373.935733023282,{"$f":"$A49*($H$41)/2","v":48023.793830759721},53673.651928496147,59323.510026232587,0,0,0,296617.55013116292,null,null,null,1.5,{"$f":"IF($B$4=\"SW\",'Wave Areas'!P116,(IF($B$4=\"N\",'Wave Areas'!B79,(IF($B$4=\"NE\",'Wave Areas'!P80,(IF($B$4=\"E\",'Wave Areas'!B97,(IF($B$4=\"SE\",'Wave Areas'!P98,(IF($B$4=\"S\",'Wave Areas'!B115,(IF($B$4=\"W\",'Wave Areas'!B133,(IF($B$4=\"NW\",'Wave Areas'!P134,0)))))))))))))))","v":0},{"$f":"IF($B$4=\"SW\",'Wave Areas'!Q116,(IF($B$4=\"N\",'Wave Areas'!C79,(IF($B$4=\"NE\",'Wave Areas'!Q80,(IF($B$4=\"E\",'Wave Areas'!C97,(IF($B$4=\"SE\",'Wave Areas'!Q98,(IF($B$4=\"S\",'Wave Areas'!C115,(IF($B$4=\"W\",'Wave Areas'!C133,(IF($B$4=\"NW\",'Wave Areas'!Q134,0)))))))))))))))","v":0},{"$f":"IF($B$4=\"SW\",'Wave Areas'!R116,(IF($B$4=\"N\",'Wave Areas'!D79,(IF($B$4=\"NE\",'Wave Areas'!R80,(IF($B$4=\"E\",'Wave Areas'!D97,(IF($B$4=\"SE\",'Wave Areas'!R98,(IF($B$4=\"S\",'Wave Areas'!D115,(IF($B$4=\"W\",'Wave Areas'!D133,(IF($B$4=\"NW\",'Wave Areas'!R134,0)))))))))))))))","v":0},{"$f":"IF($B$4=\"SW\",'Wave Areas'!S116,(IF($B$4=\"N\",'Wave Areas'!E79,(IF($B$4=\"NE\",'Wave Areas'!S80,(IF($B$4=\"E\",'Wave Areas'!E97,(IF($B$4=\"SE\",'Wave Areas'!S98,(IF($B$4=\"S\",'Wave Areas'!E115,(IF($B$4=\"W\",'Wave Areas'!E133,(IF($B$4=\"NW\",'Wave Areas'!S134,0)))))))))))))))","v":0},{"$f":"IF($B$4=\"SW\",'Wave Areas'!T116,(IF($B$4=\"N\",'Wave Areas'!F79,(IF($B$4=\"NE\",'Wave Areas'!T80,(IF($B$4=\"E\",'Wave Areas'!F97,(IF($B$4=\"SE\",'Wave Areas'!T98,(IF($B$4=\"S\",'Wave Areas'!F115,(IF($B$4=\"W\",'Wave Areas'!F133,(IF($B$4=\"NW\",'Wave Areas'!T134,0)))))))))))))))","v":0},{"$f":"IF($B$4=\"SW\",'Wave Areas'!U116,(IF($B$4=\"N\",'Wave Areas'!G79,(IF($B$4=\"NE\",'Wave Areas'!U80,(IF($B$4=\"E\",'Wave Areas'!G97,(IF($B$4=\"SE\",'Wave Areas'!U98,(IF($B$4=\"S\",'Wave Areas'!G115,(IF($B$4=\"W\",'Wave Areas'!G133,(IF($B$4=\"NW\",'Wave Areas'!U134,0)))))))))))))))","v":0},{"$f":"IF($B$4=\"SW\",'Wave Areas'!V116,(IF($B$4=\"N\",'Wave Areas'!H79,(IF($B$4=\"NE\",'Wave Areas'!V80,(IF($B$4=\"E\",'Wave Areas'!H97,(IF($B$4=\"SE\",'Wave Areas'!V98,(IF($B$4=\"S\",'Wave Areas'!H115,(IF($B$4=\"W\",'Wave Areas'!H133,(IF($B$4=\"NW\",'Wave Areas'!V134,0)))))))))))))))","v":0},{"$f":"IF($B$4=\"SW\",'Wave Areas'!W116,(IF($B$4=\"N\",'Wave Areas'!I79,(IF($B$4=\"NE\",'Wave Areas'!W80,(IF($B$4=\"E\",'Wave Areas'!I97,(IF($B$4=\"SE\",'Wave Areas'!W98,(IF($B$4=\"S\",'Wave Areas'!I115,(IF($B$4=\"W\",'Wave Areas'!I133,(IF($B$4=\"NW\",'Wave Areas'!W134,0)))))))))))))))","v":0},{"$f":"IF($B$4=\"SW\",'Wave Areas'!X116,(IF($B$4=\"N\",'Wave Areas'!J79,(IF($B$4=\"NE\",'Wave Areas'!X80,(IF($B$4=\"E\",'Wave Areas'!J97,(IF($B$4=\"SE\",'Wave Areas'!X98,(IF($B$4=\"S\",'Wave Areas'!J115,(IF($B$4=\"W\",'Wave Areas'!J133,(IF($B$4=\"NW\",'Wave Areas'!X134,0)))))))))))))))","v":0},{"$f":"IF($B$4=\"SW\",'Wave Areas'!Y116,(IF($B$4=\"N\",'Wave Areas'!K79,(IF($B$4=\"NE\",'Wave Areas'!Y80,(IF($B$4=\"E\",'Wave Areas'!K97,(IF($B$4=\"SE\",'Wave Areas'!Y98,(IF($B$4=\"S\",'Wave Areas'!K115,(IF($B$4=\"W\",'Wave Areas'!K133,(IF($B$4=\"NW\",'Wave Areas'!Y134,0)))))))))))))))","v":0},{"$f":"IF($B$4=\"SW\",'Wave Areas'!Z116,(IF($B$4=\"N\",'Wave Areas'!L79,(IF($B$4=\"NE\",'Wave Areas'!Z80,(IF($B$4=\"E\",'Wave Areas'!L97,(IF($B$4=\"SE\",'Wave Areas'!Z98,(IF($B$4=\"S\",'Wave Areas'!L115,(IF($B$4=\"W\",'Wave Areas'!L133,(IF($B$4=\"NW\",'Wave Areas'!Z134,0)))))))))))))))","v":0},null,1.5,{"$f":"S49/$AC$59","v":{"$error":"#DIV/0!"}},{"$error":"#DIV/0!"},{"$error":"#DIV/0!"},{"$error":"#DIV/0!"},{"$error":"#DIV/0!"},{"$error":"#DIV/0!"},{"$error":"#DIV/0!"},{"$error":"#DIV/0!"},{"$error":"#DIV/0!"},{"$error":"#DIV/0!"},{"$error":"#DIV/0!"},{"$f":"SUM(AF49:AP49)","v":{"$error":"#DIV/0!"}},null,1.5,{"$error":"#DIV/0!"},{"$error":"#DIV/0!"},{"$error":"#DIV/0!"},{"$error":"#DIV/0!"},{"$error":"#DIV/0!"},{"$error":"#DIV/0!"},{"$error":"#DIV/0!"},{"$error":"#DIV/0!"},{"$f":"AO49/1004","v":{"$error":"#DIV/0!"}},{"$error":"#DIV/0!"},{"$f":"AQ46/1004","v":0},{"$error":"#DIV/0!"}]
[15397.1015625,3.5,0,{"$f":"$A50*($D$41)/2","v":49831.748422035373},60905.470293598795,71979.192165162211,83052.914036725633,94126.635908289056,105200.35777985245,116274.07965141587,0,0,0,581370.39825707942,null,null,null,2.5,{"$f":"IF($B$4=\"SW\",'Wave Areas'!P117,(IF($B$4=\"N\",'Wave Areas'!B80,(IF($B$4=\"NE\",'Wave Areas'!P81,(IF($B$4=\"E\",'Wave Areas'!B98,(IF($B$4=\"SE\",'Wave Areas'!P99,(IF($B$4=\"S\",'Wave Areas'!B116,(IF($B$4=\"W\",'Wave Areas'!B134,(IF($B$4=\"NW\",'Wave Areas'!P135,0)))))))))))))))","v":0},{"$f":"IF($B$4=\"SW\",'Wave Areas'!Q117,(IF($B$4=\"N\",'Wave Areas'!C80,(IF($B$4=\"NE\",'Wave Areas'!Q81,(IF($B$4=\"E\",'Wave Areas'!C98,(IF($B$4=\"SE\",'Wave Areas'!Q99,(IF($B$4=\"S\",'Wave Areas'!C116,(IF($B$4=\"W\",'Wave Areas'!C134,(IF($B$4=\"NW\",'Wave Areas'!Q135,0)))))))))))))))","v":0},{"$f":"IF($B$4=\"SW\",'Wave Areas'!R117,(IF($B$4=\"N\",'Wave Areas'!D80,(IF($B$4=\"NE\",'Wave Areas'!R81,(IF($B$4=\"E\",'Wave Areas'!D98,(IF($B$4=\"SE\",'Wave Areas'!R99,(IF($B$4=\"S\",'Wave Areas'!D116,(IF($B$4=\"W\",'Wave Areas'!D134,(IF($B$4=\"NW\",'Wave Areas'!R135,0)))))))))))))))","v":0},{"$f":"IF($B$4=\"SW\",'Wave Areas'!S117,(IF($B$4=\"N\",'Wave Areas'!E80,(IF($B$4=\"NE\",'Wave Areas'!S81,(IF($B$4=\"E\",'Wave Areas'!E98,(IF($B$4=\"SE\",'Wave Areas'!S99,(IF($B$4=\"S\",'Wave Areas'!E116,(IF($B$4=\"W\",'Wave Areas'!E134,(IF($B$4=\"NW\",'Wave Areas'!S135,0)))))))))))))))","v":0},{"$f":"IF($B$4=\"SW\",'Wave Areas'!T117,(IF($B$4=\"N\",'Wave Areas'!F80,(IF($B$4=\"NE\",'Wave Areas'!T81,(IF($B$4=\"E\",'Wave Areas'!F98,(IF($B$4=\"SE\",'Wave Areas'!T99,(IF($B$4=\"S\",'Wave Areas'!F116,(IF($B$4=\"W\",'Wave Areas'!F134,(IF($B$4=\"NW\",'Wave Areas'!T135,0)))))))))))))))","v":0},{"$f":"IF($B$4=\"SW\",'Wave Areas'!U117,(IF($B$4=\"N\",'Wave Areas'!G80,(IF($B$4=\"NE\",'Wave Areas'!U81,(IF($B$4=\"E\",'Wave Areas'!G98,(IF($B$4=\"SE\",'Wave Areas'!U99,(IF($B$4=\"S\",'Wave Areas'!G116,(IF($B$4=\"W\",'Wave Areas'!G134,(IF($B$4=\"NW\",'Wave Areas'!U135,0)))))))))))))))","v":0},{"$f":"IF($B$4=\"SW\",'Wave Areas'!V117,(IF($B$4=\"N\",'Wave Areas'!H80,(IF($B$4=\"NE\",'Wave Areas'!V81,(IF($B$4=\"E\",'Wave Areas'!H98,(IF($B$4=\"SE\",'Wave Areas'!V99,(IF($B$4=\"S\",'Wave Areas'!H116,(IF($B$4=\"W\",'Wave Areas'!H134,(IF($B$4=\"NW\",'Wave Areas'!V135,0)))))))))))))))","v":0},{"$f":"IF($B$4=\"SW\",'Wave Areas'!W117,(IF($B$4=\"N\",'Wave Areas'!I80,(IF($B$4=\"NE\",'Wave Areas'!W81,(IF($B$4=\"E\",'Wave Areas'!I98,(IF($B$4=\"SE\",'Wave Areas'!W99,(IF($B$4=\"S\",'Wave Areas'!I116,(IF($B$4=\"W\",'Wave Areas'!I134,(IF($B$4=\"NW\",'Wave Areas'!W135,0)))))))))))))))","v":0},{"$f":"IF($B$4=\"SW\",'Wave Areas'!X117,(IF($B$4=\"N\",'Wave Areas'!J80,(IF($B$4=\"NE\",'Wave Areas'!X81,(IF($B$4=\"E\",'Wave Areas'!J98,(IF($B$4=\"SE\",'Wave Areas'!X99,(IF($B$4=\"S\",'Wave Areas'!J116,(IF($B$4=\"W\",'Wave Areas'!J134,(IF($B$4=\"NW\",'Wave Areas'!X135,0)))))))))))))))","v":0},{"$f":"IF($B$4=\"SW\",'Wave Areas'!Y117,(IF($B$4=\"N\",'Wave Areas'!K80,(IF($B$4=\"NE\",'Wave Areas'!Y81,(IF($B$4=\"E\",'Wave Areas'!K98,(IF($B$4=\"SE\",'Wave Areas'!Y99,(IF($B$4=\"S\",'Wave Areas'!K116,(IF($B$4=\"W\",'Wave Areas'!K134,(IF($B$4=\"NW\",'Wave Areas'!Y135,0)))))))))))))))","v":0},{"$f":"IF($B$4=\"SW\",'Wave Areas'!Z117,(IF($B$4=\"N\",'Wave Areas'!L80,(IF($B$4=\"NE\",'Wave Areas'!Z81,(IF($B$4=\"E\",'Wave Areas'!L98,(IF($B$4=\"SE\",'Wave Areas'!Z99,(IF($B$4=\"S\",'Wave Areas'!L116,(IF($B$4=\"W\",'Wave Areas'!L134,(IF($B$4=\"NW\",'Wave Areas'!Z135,0)))))))))))))))","v":0},null,2.5,{"$error":"#DIV/0!"},{"$error":"#DIV/0!"},{"$error":"#DIV/0!"},{"$error":"#DIV/0!"},{"$error":"#DIV/0!"},{"$error":"#DIV/0!"},{"$error":"#DIV/0!"},{"$error":"#DIV/0!"},{"$error":"#DIV/0!"},{"$error":"#DIV/0!"},{"$error":"#DIV/0!"},{"$error":"#DIV/0!"},null,2.5,{"$f":"AG50/1004","v":{"$error":"#DIV/0!"}},{"$error":"#DIV/0!"},{"$error":"#DIV/0!"},{"$error":"#DIV/0!"},{"$error":"#DIV/0!"},{"$error":"#DIV/0!"},{"$error":"#DIV/0!"},{"$error":"#DIV/0!"},{"$error":"#DIV/0!"},{"$error":"#DIV/0!"},{"$f":"AQ48/1004","v":{"$error":"#DIV/0!"}},{"$error":"#DIV/0!"}]
[25452.3515625,4.5,0,{"$f":"$A51*($D$41)/2","v":82374.931064997247},100680.47130166332,118986.01153832936,137291.55177499543,155597.0920116615,173902.63224832751,192208.17248499359,0,0,0,961040.86242496793,null,null,null,3.5,{"$f":"IF($B$4=\"SW\",'Wave Areas'!P118,(IF($B$4=\"N\",'Wave Areas'!B81,(IF($B$4=\"NE\",'Wave Areas'!P82,(IF($B$4=\"E\",'Wave Areas'!B99,(IF($B$4=\"SE\",'Wave Areas'!P100,(IF($B$4=\"S\",'Wave Areas'!B117,(IF($B$4=\"W\",'Wave Areas'!B135,(IF($B$4=\"NW\",'Wave Areas'!P136,0)))))))))))))))","v":0},{"$f":"IF($B$4=\"SW\",'Wave Areas'!Q118,(IF($B$4=\"N\",'Wave Areas'!C81,(IF($B$4=\"NE\",'Wave Areas'!Q82,(IF($B$4=\"E\",'Wave Areas'!C99,(IF($B$4=\"SE\",'Wave Areas'!Q100,(IF($B$4=\"S\",'Wave Areas'!C117,(IF($B$4=\"W\",'Wave Areas'!C135,(IF($B$4=\"NW\",'Wave Areas'!Q136,0)))))))))))))))","v":0},{"$f":"IF($B$4=\"SW\",'Wave Areas'!R118,(IF($B$4=\"N\",'Wave Areas'!D81,(IF($B$4=\"NE\",'Wave Areas'!R82,(IF($B$4=\"E\",'Wave Areas'!D99,(IF($B$4=\"SE\",'Wave Areas'!R100,(IF($B$4=\"S\",'Wave Areas'!D117,(IF($B$4=\"W\",'Wave Areas'!D135,(IF($B$4=\"NW\",'Wave Areas'!R136,0)))))))))))))))","v":0},{"$f":"IF($B$4=\"SW\",'Wave Areas'!S118,(IF($B$4=\"N\",'Wave Areas'!E81,(IF($B$4=\"NE\",'Wave Areas'!S82,(IF($B$4=\"E\",'Wave Areas'!E99,(IF($B$4=\"SE\",'Wave Areas'!S100,(IF($B$4=\"S\",'Wave Areas'!E117,(IF($B$4=\"W\",'Wave Areas'!E135,(IF($B$4=\"NW\",'Wave Areas'!S136,0)))))))))))))))","v":0},{"$f":"IF($B$4=\"SW\",'Wave Areas'!T118,(IF($B$4=\"N\",'Wave Areas'!F81,(IF($B$4=\"NE\",'Wave Areas'!T82,(IF($B$4=\"E\",'Wave Areas'!F99,(IF($B$4=\"SE\",'Wave Areas'!T100,(IF($B$4=\"S\",'Wave Areas'!F117,(IF($B$4=\"W\",'Wave Areas'!F135,(IF($B$4=\"NW\",'Wave Areas'!T136,0)))))))))))))))","v":0},{"$f":"IF($B$4=\"SW\",'Wave Areas'!U118,(IF($B$4=\"N\",'Wave Areas'!G81,(IF($B$4=\"NE\",'Wave Areas'!U82,(IF($B$4=\"E\",'Wave Areas'!G99,(IF($B$4=\"SE\",'Wave Areas'!U100,(IF($B$4=\"S\",'Wave Areas'!G117,(IF($B$4=\"W\",'Wave Areas'!G135,(IF($B$4=\"NW\",'Wave Areas'!U136,0)))))))))))))))","v":0},{"$f":"IF($B$4=\"SW\",'Wave Areas'!V118,(IF($B$4=\"N\",'Wave Areas'!H81,(IF($B$4=\"NE\",'Wave Areas'!V82,(IF($B$4=\"E\",'Wave Areas'!H99,(IF($B$4=\"SE\",'Wave Areas'!V100,(IF($B$4=\"S\",'Wave Areas'!H117,(IF($B$4=\"W\",'Wave Areas'!H135,(IF($B$4=\"NW\",'Wave Areas'!V136,0)))))))))))))))","v":0},{"$f":"IF($B$4=\"SW\",'Wave Areas'!W118,(IF($B$4=\"N\",'Wave Areas'!I81,(IF($B$4=\"NE\",'Wave Areas'!W82,(IF($B$4=\"E\",'Wave Areas'!I99,(IF($B$4=\"SE\",'Wave Areas'!W100,(IF($B$4=\"S\",'Wave Areas'!I117,(IF($B$4=\"W\",'Wave Areas'!I135,(IF($B$4=\"NW\",'Wave Areas'!W136,0)))))))))))))))","v":0},{"$f":"IF($B$4=\"SW\",'Wave Areas'!X118,(IF($B$4=\"N\",'Wave Areas'!J81,(IF($B$4=\"NE\",'Wave Areas'!X82,(IF($B$4=\"E\",'Wave Areas'!J99,(IF($B$4=\"SE\",'Wave Areas'!X100,(IF($B$4=\"S\",'Wave Areas'!J117,(IF($B$4=\"W\",'Wave Areas'!J135,(IF($B$4=\"NW\",'Wave Areas'!X136,0)))))))))))))))","v":0},{"$f":"IF($B$4=\"SW\",'Wave Areas'!Y118,(IF($B$4=\"N\",'Wave Areas'!K81,(IF($B$4=\"NE\",'Wave Areas'!Y82,(IF($B$4=\"E\",'Wave Areas'!K99,(IF($B$4=\"SE\",'Wave Areas'!Y100,(IF($B$4=\"S\",'Wave Areas'!K117,(IF($B$4=\"W\",'Wave Areas'!K135,(IF($B$4=\"NW\",'Wave Areas'!Y136,0)))))))))))))))","v":0},{"$f":"IF($B$4=\"SW\",'Wave Areas'!Z118,(IF($B$4=\"N\",'Wave Areas'!L81,(IF($B$4=\"NE\",'Wave Areas'!Z82,(IF($B$4=\"E\",'Wave Areas'!L99,(IF($B$4=\"SE\",'Wave Areas'!Z100,(IF($B$4=\"S\",'Wave Areas'!L117,(IF($B$4=\"W\",'Wave Areas'!L135,(IF($B$4=\"NW\",'Wave Areas'!Z136,0)))))))))))))))","v":0},null,3.5,{"$error":"#DIV/0!"},{"$error":"#DIV/0!"},{"$error":"#DIV/0!"},{"$error":"#DIV/0!"},{"$error":"#DIV/0!"},{"$error":"#DIV/0!"},{"$error":"#DIV/0!"},{"$error":"#DIV/0!"},{"$error":"#DIV/0!"},{"$error":"#DIV/0!"},{"$error":"#DIV/0!"},{"$error":"#DIV/0!"},null,3.5,{"$error":"#DIV/0!"},{"$error":"#DIV/0!"},{"$error":"#DIV/0!"},{"$error":"#DIV/0!"},{"$error":"#DIV/0!"},{"$error":"#DIV/0!"},{"$error":"#DIV/0!"},{"$error":"#DIV/0!"},{"$error":"#DIV/0!"},{"$error":"#DIV/0!"},{"$error":"#DIV/0!"},{"$error":"#DIV/0!"}]
[38021.4140625,5.5,0,0,150399.22256174395,177744.53575478832,205089.84894783268,232435.16214087704,259780.47533392135,287125.78852696571,0,0,0,1312575.0332661292,null,null,null,4.5,{"$f":"IF($B$4=\"SW\",'Wave Areas'!P119,(IF($B$4=\"N\",'Wave Areas'!B82,(IF($B$4=\"NE\",'Wave Areas'!P83,(IF($B$4=\"E\",'Wave Areas'!B100,(IF($B$4=\"SE\",'Wave Areas'!P101,(IF($B$4=\"S\",'Wave Areas'!B118,(IF($B$4=\"W\",'Wave Areas'!B136,(IF($B$4=\"NW\",'Wave Areas'!P137,0)))))))))))))))","v":0},{"$f":"IF($B$4=\"SW\",'Wave Areas'!Q119,(IF($B$4=\"N\",'Wave Areas'!C82,(IF($B$4=\"NE\",'Wave Areas'!Q83,(IF($B$4=\"E\",'Wave Areas'!C100,(IF($B$4=\"SE\",'Wave Areas'!Q101,(IF($B$4=\"S\",'Wave Areas'!C118,(IF($B$4=\"W\",'Wave Areas'!C136,(IF($B$4=\"NW\",'Wave Areas'!Q137,0)))))))))))))))","v":0},{"$f":"IF($B$4=\"SW\",'Wave Areas'!R119,(IF($B$4=\"N\",'Wave Areas'!D82,(IF($B$4=\"NE\",'Wave Areas'!R83,(IF($B$4=\"E\",'Wave Areas'!D100,(IF($B$4=\"SE\",'Wave Areas'!R101,(IF($B$4=\"S\",'Wave Areas'!D118,(IF($B$4=\"W\",'Wave Areas'!D136,(IF($B$4=\"NW\",'Wave Areas'!R137,0)))))))))))))))","v":0},{"$f":"IF($B$4=\"SW\",'Wave Areas'!S119,(IF($B$4=\"N\",'Wave Areas'!E82,(IF($B$4=\"NE\",'Wave Areas'!S83,(IF($B$4=\"E\",'Wave Areas'!E100,(IF($B$4=\"SE\",'Wave Areas'!S101,(IF($B$4=\"S\",'Wave Areas'!E118,(IF($B$4=\"W\",'Wave Areas'!E136,(IF($B$4=\"NW\",'Wave Areas'!S137,0)))))))))))))))","v":0},{"$f":"IF($B$4=\"SW\",'Wave Areas'!T119,(IF($B$4=\"N\",'Wave Areas'!F82,(IF($B$4=\"NE\",'Wave Areas'!T83,(IF($B$4=\"E\",'Wave Areas'!F100,(IF($B$4=\"SE\",'Wave Areas'!T101,(IF($B$4=\"S\",'Wave Areas'!F118,(IF($B$4=\"W\",'Wave Areas'!F136,(IF($B$4=\"NW\",'Wave Areas'!T137,0)))))))))))))))","v":0},{"$f":"IF($B$4=\"SW\",'Wave Areas'!U119,(IF($B$4=\"N\",'Wave Areas'!G82,(IF($B$4=\"NE\",'Wave Areas'!U83,(IF($B$4=\"E\",'Wave Areas'!G100,(IF($B$4=\"SE\",'Wave Areas'!U101,(IF($B$4=\"S\",'Wave Areas'!G118,(IF($B$4=\"W\",'Wave Areas'!G136,(IF($B$4=\"NW\",'Wave Areas'!U137,0)))))))))))))))","v":0},{"$f":"IF($B$4=\"SW\",'Wave Areas'!V119,(IF($B$4=\"N\",'Wave Areas'!H82,(IF($B$4=\"NE\",'Wave Areas'!V83,(IF($B$4=\"E\",'Wave Areas'!H100,(IF($B$4=\"SE\",'Wave Areas'!V101,(IF($B$4=\"S\",'Wave Areas'!H118,(IF($B$4=\"W\",'Wave Areas'!H136,(IF($B$4=\"NW\",'Wave Areas'!V137,0)))))))))))))))","v":0},{"$f":"IF($B$4=\"SW\",'Wave Areas'!W119,(IF($B$4=\"N\",'Wave Areas'!I82,(IF($B$4=\"NE\",'Wave Areas'!W83,(IF($B$4=\"E\",'Wave Areas'!I100,(IF($B$4=\"SE\",'Wave Areas'!W101,(IF($B$4=\"S\",'Wave Areas'!I118,(IF($B$4=\"W\",'Wave Areas'!I136,(IF($B$4=\"NW\",'Wave Areas'!W137,0)))))))))))))))","v":0},{"$f":"IF($B$4=\"SW\",'Wave Areas'!X119,(IF($B$4=\"N\",'Wave Areas'!J82,(IF($B$4=\"NE\",'Wave Areas'!X83,(IF($B$4=\"E\",'Wave Areas'!J100,(IF($B$4=\"SE\",'Wave Areas'!X101,(IF($B$4=\"S\",'Wave Areas'!J118,(IF($B$4=\"W\",'Wave Areas'!J136,(IF($B$4=\"NW\",'Wave Areas'!X137,0)))))))))))))))","v":0},{"$f":"IF($B$4=\"SW\",'Wave Areas'!Y119,(IF($B$4=\"N\",'Wave Areas'!K82,(IF($B$4=\"NE\",'Wave Areas'!Y83,(IF($B$4=\"E\",'Wave Areas'!K100,(IF($B$4=\"SE\",'Wave Areas'!Y101,(IF($B$4=\"S\",'Wave Areas'!K118,(IF($B$4=\"W\",'Wave Areas'!K136,(IF($B$4=\"NW\",'Wave Areas'!Y137,0)))))))))))))))","v":0},{"$f":"IF($B$4=\"SW\",'Wave Areas'!Z119,(IF($B$4=\"N\",'Wave Areas'!L82,(IF($B$4=\"NE\",'Wave Areas'!Z83,(IF($B$4=\"E\",'Wave Areas'!L100,(IF($B$4=\"SE\",'Wave Areas'!Z101,(IF($B$4=\"S\",'Wave Areas'!L118,(IF($B$4=\"W\",'Wave Areas'!L136,(IF($B$4=\"NW\",'Wave Areas'!Z137,0)))))))))))))))","v":0},null,4.5,{"$error":"#DIV/0!"},{"$error":"#DIV/0!"},{"$error":"#DIV/0!"},{"$error":"#DIV/0!"},{"$error":"#DIV/0!"},{"$error":"#DIV/0!"},{"$error":"#DIV/0!"},{"$error":"#DIV/0!"},{"$error":"#DIV/0!"},{"$error":"#DIV/0!"},{"$error":"#DIV/0!"},{"$error":"#DIV/0!"},null,4.5,{"$error":"#DIV/0!"},{"$error":"#DIV/0!"},{"$error":"#DIV/0!"},{"$error":"#DIV/0!"},{"$error":"#DIV/0!"},{"$error":"#DIV/0!"},{"$error":"#DIV/0!"},{"$error":"#DIV/0!"},{"$error":"#DIV/0!"},{"$error":"#DIV/0!"},{"$error":"#DIV/0!"},{"$error":"#DIV/0!"}]
[53104.2890625,6.5,0,0,210061.72407384074,248254.76481453903,286447.8055552374,324640.84629593574,362833.88703663397,401026.92777733231,0,0,0,1833265.9555535191,null,null,null,5.5,{"$f":"IF($B$4=\"SW\",'Wave Areas'!P120,(IF($B$4=\"N\",'Wave Areas'!B83,(IF($B$4=\"NE\",'Wave Areas'!P84,(IF($B$4=\"E\",'Wave Areas'!B101,(IF($B$4=\"SE\",'Wave Areas'!P102,(IF($B$4=\"S\",'Wave Areas'!B119,(IF($B$4=\"W\",'Wave Areas'!B137,(IF($B$4=\"NW\",'Wave Areas'!P138,0)))))))))))))))","v":0},{"$f":"IF($B$4=\"SW\",'Wave Areas'!Q120,(IF($B$4=\"N\",'Wave Areas'!C83,(IF($B$4=\"NE\",'Wave Areas'!Q84,(IF($B$4=\"E\",'Wave Areas'!C101,(IF($B$4=\"SE\",'Wave Areas'!Q102,(IF($B$4=\"S\",'Wave Areas'!C119,(IF($B$4=\"W\",'Wave Areas'!C137,(IF($B$4=\"NW\",'Wave Areas'!Q138,0)))))))))))))))","v":0},{"$f":"IF($B$4=\"SW\",'Wave Areas'!R120,(IF($B$4=\"N\",'Wave Areas'!D83,(IF($B$4=\"NE\",'Wave Areas'!R84,(IF($B$4=\"E\",'Wave Areas'!D101,(IF($B$4=\"SE\",'Wave Areas'!R102,(IF($B$4=\"S\",'Wave Areas'!D119,(IF($B$4=\"W\",'Wave Areas'!D137,(IF($B$4=\"NW\",'Wave Areas'!R138,0)))))))))))))))","v":0},{"$f":"IF($B$4=\"SW\",'Wave Areas'!S120,(IF($B$4=\"N\",'Wave Areas'!E83,(IF($B$4=\"NE\",'Wave Areas'!S84,(IF($B$4=\"E\",'Wave Areas'!E101,(IF($B$4=\"SE\",'Wave Areas'!S102,(IF($B$4=\"S\",'Wave Areas'!E119,(IF($B$4=\"W\",'Wave Areas'!E137,(IF($B$4=\"NW\",'Wave Areas'!S138,0)))))))))))))))","v":0},{"$f":"IF($B$4=\"SW\",'Wave Areas'!T120,(IF($B$4=\"N\",'Wave Areas'!F83,(IF($B$4=\"NE\",'Wave Areas'!T84,(IF($B$4=\"E\",'Wave Areas'!F101,(IF($B$4=\"SE\",'Wave Areas'!T102,(IF($B$4=\"S\",'Wave Areas'!F119,(IF($B$4=\"W\",'Wave Areas'!F137,(IF($B$4=\"NW\",'Wave Areas'!T138,0)))))))))))))))","v":0},{"$f":"IF($B$4=\"SW\",'Wave Areas'!U120,(IF($B$4=\"N\",'Wave Areas'!G83,(IF($B$4=\"NE\",'Wave Areas'!U84,(IF($B$4=\"E\",'Wave Areas'!G101,(IF($B$4=\"SE\",'Wave Areas'!U102,(IF($B$4=\"S\",'Wave Areas'!G119,(IF($B$4=\"W\",'Wave Areas'!G137,(IF($B$4=\"NW\",'Wave Areas'!U138,0)))))))))))))))","v":0},{"$f":"IF($B$4=\"SW\",'Wave Areas'!V120,(IF($B$4=\"N\",'Wave Areas'!H83,(IF($B$4=\"NE\",'Wave Areas'!V84,(IF($B$4=\"E\",'Wave Areas'!H101,(IF($B$4=\"SE\",'Wave Areas'!V102,(IF($B$4=\"S\",'Wave Areas'!H119,(IF($B$4=\"W\",'Wave Areas'!H137,(IF($B$4=\"NW\",'Wave Areas'!V138,0)))))))))))))))","v":0},{"$f":"IF($B$4=\"SW\",'Wave Areas'!W120,(IF($B$4=\"N\",'Wave Areas'!I83,(IF($B$4=\"NE\",'Wave Areas'!W84,(IF($B$4=\"E\",'Wave Areas'!I101,(IF($B$4=\"SE\",'Wave Areas'!W102,(IF($B$4=\"S\",'Wave Areas'!I119,(IF($B$4=\"W\",'Wave Areas'!I137,(IF($B$4=\"NW\",'Wave Areas'!W138,0)))))))))))))))","v":0},{"$f":"IF($B$4=\"SW\",'Wave Areas'!X120,(IF($B$4=\"N\",'Wave Areas'!J83,(IF($B$4=\"NE\",'Wave Areas'!X84,(IF($B$4=\"E\",'Wave Areas'!J101,(IF($B$4=\"SE\",'Wave Areas'!X102,(IF($B$4=\"S\",'Wave Areas'!J119,(IF($B$4=\"W\",'Wave Areas'!J137,(IF($B$4=\"NW\",'Wave Areas'!X138,0)))))))))))))))","v":0},{"$f":"IF($B$4=\"SW\",'Wave Areas'!Y120,(IF($B$4=\"N\",'Wave Areas'!K83,(IF($B$4=\"NE\",'Wave Areas'!Y84,(IF($B$4=\"E\",'Wave Areas'!K101,(IF($B$4=\"SE\",'Wave Areas'!Y102,(IF($B$4=\"S\",'Wave Areas'!K119,(IF($B$4=\"W\",'Wave Areas'!K137,(IF($B$4=\"NW\",'Wave Areas'!Y138,0)))))))))))))))","v":0},{"$f":"IF($B$4=\"SW\",'Wave Areas'!Z120,(IF($B$4=\"N\",'Wave Areas'!L83,(IF($B$4=\"NE\",'Wave Areas'!Z84,(IF($B$4=\"E\",'Wave Areas'!L101,(IF($B$4=\"SE\",'Wave Areas'!Z102,(IF($B$4=\"S\",'Wave Areas'!L119,(IF($B$4=\"W\",'Wave Areas'!L137,(IF($B$4=\"NW\",'Wave Areas'!Z138,0)))))))))))))))","v":0},null,5.5,{"$error":"#DIV/0!"},{"$error":"#DIV/0!"},{"$error":"#DIV/0!"},{"$error":"#DIV/0!"},{"$error":"#DIV/0!"},{"$error":"#DIV/0!"},{"$error":"#DIV/0!"},{"$error":"#DIV/0!"},{"$error":"#DIV/0!"},{"$error":"#DIV/0!"},{"$error":"#DIV/0!"},{"$error":"#DIV/0!"},null,5.5,{"$error":"#DIV/0!"},{"$error":"#DIV/0!"},{"$error":"#DIV/0!"},{"$error":"#DIV/0!"},{"$error":"#DIV/0!"},{"$error":"#DIV/0!"},{"$error":"#DIV/0!"},{"$error":"#DIV/0!"},{"$error":"#DIV/0!"},{"$error":"#DIV/0!"},{"$error":"#DIV/0!"},{"$error":"#DIV/0!"}]
[70700.9765625,7.5,0,0,0,330516.69871758157,381365.42159720953,432214.14447683748,483062.86735646531,0,0,0,0,1627159.132148094,null,null,null,6.5,{"$f":"IF($B$4=\"SW\",'Wave Areas'!P121,(IF($B$4=\"N\",'Wave Areas'!B84,(IF($B$4=\"NE\",'Wave Areas'!P85,(IF($B$4=\"E\",'Wave Areas'!B102,(IF($B$4=\"SE\",'Wave Areas'!P103,(IF($B$4=\"S\",'Wave Areas'!B120,(IF($B$4=\"W\",'Wave Areas'!B138,(IF($B$4=\"NW\",'Wave Areas'!P139,0)))))))))))))))","v":0},{"$f":"IF($B$4=\"SW\",'Wave Areas'!Q121,(IF($B$4=\"N\",'Wave Areas'!C84,(IF($B$4=\"NE\",'Wave Areas'!Q85,(IF($B$4=\"E\",'Wave Areas'!C102,(IF($B$4=\"SE\",'Wave Areas'!Q103,(IF($B$4=\"S\",'Wave Areas'!C120,(IF($B$4=\"W\",'Wave Areas'!C138,(IF($B$4=\"NW\",'Wave Areas'!Q139,0)))))))))))))))","v":0},{"$f":"IF($B$4=\"SW\",'Wave Areas'!R121,(IF($B$4=\"N\",'Wave Areas'!D84,(IF($B$4=\"NE\",'Wave Areas'!R85,(IF($B$4=\"E\",'Wave Areas'!D102,(IF($B$4=\"SE\",'Wave Areas'!R103,(IF($B$4=\"S\",'Wave Areas'!D120,(IF($B$4=\"W\",'Wave Areas'!D138,(IF($B$4=\"NW\",'Wave Areas'!R139,0)))))))))))))))","v":0},{"$f":"IF($B$4=\"SW\",'Wave Areas'!S121,(IF($B$4=\"N\",'Wave Areas'!E84,(IF($B$4=\"NE\",'Wave Areas'!S85,(IF($B$4=\"E\",'Wave Areas'!E102,(IF($B$4=\"SE\",'Wave Areas'!S103,(IF($B$4=\"S\",'Wave Areas'!E120,(IF($B$4=\"W\",'Wave Areas'!E138,(IF($B$4=\"NW\",'Wave Areas'!S139,0)))))))))))))))","v":0},{"$f":"IF($B$4=\"SW\",'Wave Areas'!T121,(IF($B$4=\"N\",'Wave Areas'!F84,(IF($B$4=\"NE\",'Wave Areas'!T85,(IF($B$4=\"E\",'Wave Areas'!F102,(IF($B$4=\"SE\",'Wave Areas'!T103,(IF($B$4=\"S\",'Wave Areas'!F120,(IF($B$4=\"W\",'Wave Areas'!F138,(IF($B$4=\"NW\",'Wave Areas'!T139,0)))))))))))))))","v":0},{"$f":"IF($B$4=\"SW\",'Wave Areas'!U121,(IF($B$4=\"N\",'Wave Areas'!G84,(IF($B$4=\"NE\",'Wave Areas'!U85,(IF($B$4=\"E\",'Wave Areas'!G102,(IF($B$4=\"SE\",'Wave Areas'!U103,(IF($B$4=\"S\",'Wave Areas'!G120,(IF($B$4=\"W\",'Wave Areas'!G138,(IF($B$4=\"NW\",'Wave Areas'!U139,0)))))))))))))))","v":0},{"$f":"IF($B$4=\"SW\",'Wave Areas'!V121,(IF($B$4=\"N\",'Wave Areas'!H84,(IF($B$4=\"NE\",'Wave Areas'!V85,(IF($B$4=\"E\",'Wave Areas'!H102,(IF($B$4=\"SE\",'Wave Areas'!V103,(IF($B$4=\"S\",'Wave Areas'!H120,(IF($B$4=\"W\",'Wave Areas'!H138,(IF($B$4=\"NW\",'Wave Areas'!V139,0)))))))))))))))","v":0},{"$f":"IF($B$4=\"SW\",'Wave Areas'!W121,(IF($B$4=\"N\",'Wave Areas'!I84,(IF($B$4=\"NE\",'Wave Areas'!W85,(IF($B$4=\"E\",'Wave Areas'!I102,(IF($B$4=\"SE\",'Wave Areas'!W103,(IF($B$4=\"S\",'Wave Areas'!I120,(IF($B$4=\"W\",'Wave Areas'!I138,(IF($B$4=\"NW\",'Wave Areas'!W139,0)))))))))))))))","v":0},{"$f":"IF($B$4=\"SW\",'Wave Areas'!X121,(IF($B$4=\"N\",'Wave Areas'!J84,(IF($B$4=\"NE\",'Wave Areas'!X85,(IF($B$4=\"E\",'Wave Areas'!J102,(IF($B$4=\"SE\",'Wave Areas'!X103,(IF($B$4=\"S\",'Wave Areas'!J120,(IF($B$4=\"W\",'Wave Areas'!J138,(IF($B$4=\"NW\",'Wave Areas'!X139,0)))))))))))))))","v":0},{"$f":"IF($B$4=\"SW\",'Wave Areas'!Y121,(IF($B$4=\"N\",'Wave Areas'!K84,(IF($B$4=\"NE\",'Wave Areas'!Y85,(IF($B$4=\"E\",'Wave Areas'!K102,(IF($B$4=\"SE\",'Wave Areas'!Y103,(IF($B$4=\"S\",'Wave Areas'!K120,(IF($B$4=\"W\",'Wave Areas'!K138,(IF($B$4=\"NW\",'Wave Areas'!Y139,0)))))))))))))))","v":0},{"$f":"IF($B$4=\"SW\",'Wave Areas'!Z121,(IF($B$4=\"N\",'Wave Areas'!L84,(IF($B$4=\"NE\",'Wave Areas'!Z85,(IF($B$4=\"E\",'Wave Areas'!L102,(IF($B$4=\"SE\",'Wave Areas'!Z103,(IF($B$4=\"S\",'Wave Areas'!L120,(IF($B$4=\"W\",'Wave Areas'!L138,(IF($B$4=\"NW\",'Wave Areas'!Z139,0)))))))))))))))","v":0},null,6.5,{"$error":"#DIV/0!"},{"$error":"#DIV/0!"},{"$error":"#DIV/0!"},{"$error":"#DIV/0!"},{"$error":"#DIV/0!"},{"$error":"#DIV/0!"},{"$error":"#DIV/0!"},{"$error":"#DIV/0!"},{"$error":"#DIV/0!"},{"$error":"#DIV/0!"},{"$error":"#DIV/0!"},{"$error":"#DIV/0!"},null,6.5,{"$error":"#DIV/0!"},{"$error":"#DIV/0!"},{"$error":"#DIV/0!"},{"$error":"#DIV/0!"},{"$error":"#DIV/0!"},{"$error":"#DIV/0!"},{"$error":"#DIV/0!"},{"$error":"#DIV/0!"},{"$error":"#DIV/0!"},{"$error":"#DIV/0!"},{"$error":"#DIV/0!"},{"$error":"#DIV/0!"}]
[90811.4765625,8.5,0,0,0,424530.33746391587,489842.69707374915,555155.05668358237,620467.41629341547,0,0,0,0,2089995.5075146628,null,null,null,7.5,{"$f":"IF($B$4=\"SW\",'Wave Areas'!P122,(IF($B$4=\"N\",'Wave Areas'!B85,(IF($B$4=\"NE\",'Wave Areas'!P86,(IF($B$4=\"E\",'Wave Areas'!B103,(IF($B$4=\"SE\",'Wave Areas'!P104,(IF($B$4=\"S\",'Wave Areas'!B121,(IF($B$4=\"W\",'Wave Areas'!B139,(IF($B$4=\"NW\",'Wave Areas'!P140,0)))))))))))))))","v":0},{"$f":"IF($B$4=\"SW\",'Wave Areas'!Q122,(IF($B$4=\"N\",'Wave Areas'!C85,(IF($B$4=\"NE\",'Wave Areas'!Q86,(IF($B$4=\"E\",'Wave Areas'!C103,(IF($B$4=\"SE\",'Wave Areas'!Q104,(IF($B$4=\"S\",'Wave Areas'!C121,(IF($B$4=\"W\",'Wave Areas'!C139,(IF($B$4=\"NW\",'Wave Areas'!Q140,0)))))))))))))))","v":0},{"$f":"IF($B$4=\"SW\",'Wave Areas'!R122,(IF($B$4=\"N\",'Wave Areas'!D85,(IF($B$4=\"NE\",'Wave Areas'!R86,(IF($B$4=\"E\",'Wave Areas'!D103,(IF($B$4=\"SE\",'Wave Areas'!R104,(IF($B$4=\"S\",'Wave Areas'!D121,(IF($B$4=\"W\",'Wave Areas'!D139,(IF($B$4=\"NW\",'Wave Areas'!R140,0)))))))))))))))","v":0},{"$f":"IF($B$4=\"SW\",'Wave Areas'!S122,(IF($B$4=\"N\",'Wave Areas'!E85,(IF($B$4=\"NE\",'Wave Areas'!S86,(IF($B$4=\"E\",'Wave Areas'!E103,(IF($B$4=\"SE\",'Wave Areas'!S104,(IF($B$4=\"S\",'Wave Areas'!E121,(IF($B$4=\"W\",'Wave Areas'!E139,(IF($B$4=\"NW\",'Wave Areas'!S140,0)))))))))))))))","v":0},{"$f":"IF($B$4=\"SW\",'Wave Areas'!T122,(IF($B$4=\"N\",'Wave Areas'!F85,(IF($B$4=\"NE\",'Wave Areas'!T86,(IF($B$4=\"E\",'Wave Areas'!F103,(IF($B$4=\"SE\",'Wave Areas'!T104,(IF($B$4=\"S\",'Wave Areas'!F121,(IF($B$4=\"W\",'Wave Areas'!F139,(IF($B$4=\"NW\",'Wave Areas'!T140,0)))))))))))))))","v":0},{"$f":"IF($B$4=\"SW\",'Wave Areas'!U122,(IF($B$4=\"N\",'Wave Areas'!G85,(IF($B$4=\"NE\",'Wave Areas'!U86,(IF($B$4=\"E\",'Wave Areas'!G103,(IF($B$4=\"SE\",'Wave Areas'!U104,(IF($B$4=\"S\",'Wave Areas'!G121,(IF($B$4=\"W\",'Wave Areas'!G139,(IF($B$4=\"NW\",'Wave Areas'!U140,0)))))))))))))))","v":0},{"$f":"IF($B$4=\"SW\",'Wave Areas'!V122,(IF($B$4=\"N\",'Wave Areas'!H85,(IF($B$4=\"NE\",'Wave Areas'!V86,(IF($B$4=\"E\",'Wave Areas'!H103,(IF($B$4=\"SE\",'Wave Areas'!V104,(IF($B$4=\"S\",'Wave Areas'!H121,(IF($B$4=\"W\",'Wave Areas'!H139,(IF($B$4=\"NW\",'Wave Areas'!V140,0)))))))))))))))","v":0},{"$f":"IF($B$4=\"SW\",'Wave Areas'!W122,(IF($B$4=\"N\",'Wave Areas'!I85,(IF($B$4=\"NE\",'Wave Areas'!W86,(IF($B$4=\"E\",'Wave Areas'!I103,(IF($B$4=\"SE\",'Wave Areas'!W104,(IF($B$4=\"S\",'Wave Areas'!I121,(IF($B$4=\"W\",'Wave Areas'!I139,(IF($B$4=\"NW\",'Wave Areas'!W140,0)))))))))))))))","v":0},{"$f":"IF($B$4=\"SW\",'Wave Areas'!X122,(IF($B$4=\"N\",'Wave Areas'!J85,(IF($B$4=\"NE\",'Wave Areas'!X86,(IF($B$4=\"E\",'Wave Areas'!J103,(IF($B$4=\"SE\",'Wave Areas'!X104,(IF($B$4=\"S\",'Wave Areas'!J121,(IF($B$4=\"W\",'Wave Areas'!J139,(IF($B$4=\"NW\",'Wave Areas'!X140,0)))))))))))))))","v":0},{"$f":"IF($B$4=\"SW\",'Wave Areas'!Y122,(IF($B$4=\"N\",'Wave Areas'!K85,(IF($B$4=\"NE\",'Wave Areas'!Y86,(IF($B$4=\"E\",'Wave Areas'!K103,(IF($B$4=\"SE\",'Wave Areas'!Y104,(IF($B$4=\"S\",'Wave Areas'!K121,(IF($B$4=\"W\",'Wave Areas'!K139,(IF($B$4=\"NW\",'Wave Areas'!Y140,0)))))))))))))))","v":0},{"$f":"IF($B$4=\"SW\",'Wave Areas'!Z122,(IF($B$4=\"N\",'Wave Areas'!L85,(IF($B$4=\"NE\",'Wave Areas'!Z86,(IF($B$4=\"E\",'Wave Areas'!L103,(IF($B$4=\"SE\",'Wave Areas'!Z104,(IF($B$4=\"S\",'Wave Areas'!L121,(IF($B$4=\"W\",'Wave Areas'!L139,(IF($B$4=\"NW\",'Wave Areas'!Z140,0)))))))))))))))","v":0},null,7.5,{"$error":"#DIV/0!"},{"$error":"#DIV/0!"},{"$error":"#DIV/0!"},{"$error":"#DIV/0!"},{"$error":"#DIV/0!"},{"$error":"#DIV/0!"},{"$error":"#DIV/0!"},{"$error":"#DIV/0!"},{"$error":"#DIV/0!"},{"$error":"#DIV/0!"},{"$error":"#DIV/0!"},{"$error":"#DIV/0!"},null,7.5,{"$error":"#DIV/0!"},{"$error":"#DIV/0!"},{"$f":"AI55/1004","v":{"$error":"#DIV/0!"}},{"$error":"#DIV/0!"},{"$error":"#DIV/0!"},{"$error":"#DIV/0!"},{"$error":"#DIV/0!"},{"$f":"AN55/1004","v":{"$error":"#DIV/0!"}},{"$error":"#DIV/0!"},{"$error":"#DIV/0!"},{"$error":"#DIV/0!"},{"$error":"#DIV/0!"}]
[113435.7890625,9.5,0,0,0,0,611879.63198485621,693463.58291617036,0,0,0,0,0,1305343.2149010266,null,null,null,8.5,{"$f":"IF($B$4=\"SW\",'Wave Areas'!P123,(IF($B$4=\"N\",'Wave Areas'!B86,(IF($B$4=\"NE\",'Wave Areas'!P87,(IF($B$4=\"E\",'Wave Areas'!B104,(IF($B$4=\"SE\",'Wave Areas'!P105,(IF($B$4=\"S\",'Wave Areas'!B122,(IF($B$4=\"W\",'Wave Areas'!B140,(IF($B$4=\"NW\",'Wave Areas'!P141,0)))))))))))))))","v":0},{"$f":"IF($B$4=\"SW\",'Wave Areas'!Q123,(IF($B$4=\"N\",'Wave Areas'!C86,(IF($B$4=\"NE\",'Wave Areas'!Q87,(IF($B$4=\"E\",'Wave Areas'!C104,(IF($B$4=\"SE\",'Wave Areas'!Q105,(IF($B$4=\"S\",'Wave Areas'!C122,(IF($B$4=\"W\",'Wave Areas'!C140,(IF($B$4=\"NW\",'Wave Areas'!Q141,0)))))))))))))))","v":0},{"$f":"IF($B$4=\"SW\",'Wave Areas'!R123,(IF($B$4=\"N\",'Wave Areas'!D86,(IF($B$4=\"NE\",'Wave Areas'!R87,(IF($B$4=\"E\",'Wave Areas'!D104,(IF($B$4=\"SE\",'Wave Areas'!R105,(IF($B$4=\"S\",'Wave Areas'!D122,(IF($B$4=\"W\",'Wave Areas'!D140,(IF($B$4=\"NW\",'Wave Areas'!R141,0)))))))))))))))","v":0},{"$f":"IF($B$4=\"SW\",'Wave Areas'!S123,(IF($B$4=\"N\",'Wave Areas'!E86,(IF($B$4=\"NE\",'Wave Areas'!S87,(IF($B$4=\"E\",'Wave Areas'!E104,(IF($B$4=\"SE\",'Wave Areas'!S105,(IF($B$4=\"S\",'Wave Areas'!E122,(IF($B$4=\"W\",'Wave Areas'!E140,(IF($B$4=\"NW\",'Wave Areas'!S141,0)))))))))))))))","v":0},{"$f":"IF($B$4=\"SW\",'Wave Areas'!T123,(IF($B$4=\"N\",'Wave Areas'!F86,(IF($B$4=\"NE\",'Wave Areas'!T87,(IF($B$4=\"E\",'Wave Areas'!F104,(IF($B$4=\"SE\",'Wave Areas'!T105,(IF($B$4=\"S\",'Wave Areas'!F122,(IF($B$4=\"W\",'Wave Areas'!F140,(IF($B$4=\"NW\",'Wave Areas'!T141,0)))))))))))))))","v":0},{"$f":"IF($B$4=\"SW\",'Wave Areas'!U123,(IF($B$4=\"N\",'Wave Areas'!G86,(IF($B$4=\"NE\",'Wave Areas'!U87,(IF($B$4=\"E\",'Wave Areas'!G104,(IF($B$4=\"SE\",'Wave Areas'!U105,(IF($B$4=\"S\",'Wave Areas'!G122,(IF($B$4=\"W\",'Wave Areas'!G140,(IF($B$4=\"NW\",'Wave Areas'!U141,0)))))))))))))))","v":0},{"$f":"IF($B$4=\"SW\",'Wave Areas'!V123,(IF($B$4=\"N\",'Wave Areas'!H86,(IF($B$4=\"NE\",'Wave Areas'!V87,(IF($B$4=\"E\",'Wave Areas'!H104,(IF($B$4=\"SE\",'Wave Areas'!V105,(IF($B$4=\"S\",'Wave Areas'!H122,(IF($B$4=\"W\",'Wave Areas'!H140,(IF($B$4=\"NW\",'Wave Areas'!V141,0)))))))))))))))","v":0},{"$f":"IF($B$4=\"SW\",'Wave Areas'!W123,(IF($B$4=\"N\",'Wave Areas'!I86,(IF($B$4=\"NE\",'Wave Areas'!W87,(IF($B$4=\"E\",'Wave Areas'!I104,(IF($B$4=\"SE\",'Wave Areas'!W105,(IF($B$4=\"S\",'Wave Areas'!I122,(IF($B$4=\"W\",'Wave Areas'!I140,(IF($B$4=\"NW\",'Wave Areas'!W141,0)))))))))))))))","v":0},{"$f":"IF($B$4=\"SW\",'Wave Areas'!X123,(IF($B$4=\"N\",'Wave Areas'!J86,(IF($B$4=\"NE\",'Wave Areas'!X87,(IF($B$4=\"E\",'Wave Areas'!J104,(IF($B$4=\"SE\",'Wave Areas'!X105,(IF($B$4=\"S\",'Wave Areas'!J122,(IF($B$4=\"W\",'Wave Areas'!J140,(IF($B$4=\"NW\",'Wave Areas'!X141,0)))))))))))))))","v":0},{"$f":"IF($B$4=\"SW\",'Wave Areas'!Y123,(IF($B$4=\"N\",'Wave Areas'!K86,(IF($B$4=\"NE\",'Wave Areas'!Y87,(IF($B$4=\"E\",'Wave Areas'!K104,(IF($B$4=\"SE\",'Wave Areas'!Y105,(IF($B$4=\"S\",'Wave Areas'!K122,(IF($B$4=\"W\",'Wave Areas'!K140,(IF($B$4=\"NW\",'Wave Areas'!Y141,0)))))))))))))))","v":0},{"$f":"IF($B$4=\"SW\",'Wave Areas'!Z123,(IF($B$4=\"N\",'Wave Areas'!L86,(IF($B$4=\"NE\",'Wave Areas'!Z87,(IF($B$4=\"E\",'Wave Areas'!L104,(IF($B$4=\"SE\",'Wave Areas'!Z105,(IF($B$4=\"S\",'Wave Areas'!L122,(IF($B$4=\"W\",'Wave Areas'!L140,(IF($B$4=\"NW\",'Wave Areas'!Z141,0)))))))))))))))","v":0},null,8.5,{"$error":"#DIV/0!"},{"$error":"#DIV/0!"},{"$error":"#DIV/0!"},{"$error":"#DIV/0!"},{"$error":"#DIV/0!"},{"$error":"#DIV/0!"},{"$error":"#DIV/0!"},{"$error":"#DIV/0!"},{"$error":"#DIV/0!"},{"$error":"#DIV/0!"},{"$error":"#DIV/0!"},{"$error":"#DIV/0!"},null,8.5,{"$error":"#DIV/0!"},{"$error":"#DIV/0!"},{"$f":"AI56/1004","v":{"$error":"#DIV/0!"}},{"$error":"#DIV/0!"},{"$error":"#DIV/0!"},{"$error":"#DIV/0!"},{"$error":"#DIV/0!"},{"$f":"AN56/1004","v":{"$error":"#DIV/0!"}},{"$error":"#DIV/0!"},{"$error":"#DIV/0!"},{"$error":"#DIV/0!"},{"$error":"#DIV/0!"}]
[138573.9140625,10.5,0,0,0,0,0,0,0,0,0,0,0,0,null,null,null,9.5,{"$f":"IF($B$4=\"SW\",'Wave Areas'!P124,(IF($B$4=\"N\",'Wave Areas'!B87,(IF($B$4=\"NE\",'Wave Areas'!P88,(IF($B$4=\"E\",'Wave Areas'!B105,(IF($B$4=\"SE\",'Wave Areas'!P106,(IF($B$4=\"S\",'Wave Areas'!B123,(IF($B$4=\"W\",'Wave Areas'!B141,(IF($B$4=\"NW\",'Wave Areas'!P142,0)))))))))))))))","v":0},{"$f":"IF($B$4=\"SW\",'Wave Areas'!Q124,(IF($B$4=\"N\",'Wave Areas'!C87,(IF($B$4=\"NE\",'Wave Areas'!Q88,(IF($B$4=\"E\",'Wave Areas'!C105,(IF($B$4=\"SE\",'Wave Areas'!Q106,(IF($B$4=\"S\",'Wave Areas'!C123,(IF($B$4=\"W\",'Wave Areas'!C141,(IF($B$4=\"NW\",'Wave Areas'!Q142,0)))))))))))))))","v":0},{"$f":"IF($B$4=\"SW\",'Wave Areas'!R124,(IF($B$4=\"N\",'Wave Areas'!D87,(IF($B$4=\"NE\",'Wave Areas'!R88,(IF($B$4=\"E\",'Wave Areas'!D105,(IF($B$4=\"SE\",'Wave Areas'!R106,(IF($B$4=\"S\",'Wave Areas'!D123,(IF($B$4=\"W\",'Wave Areas'!D141,(IF($B$4=\"NW\",'Wave Areas'!R142,0)))))))))))))))","v":0},{"$f":"IF($B$4=\"SW\",'Wave Areas'!S124,(IF($B$4=\"N\",'Wave Areas'!E87,(IF($B$4=\"NE\",'Wave Areas'!S88,(IF($B$4=\"E\",'Wave Areas'!E105,(IF($B$4=\"SE\",'Wave Areas'!S106,(IF($B$4=\"S\",'Wave Areas'!E123,(IF($B$4=\"W\",'Wave Areas'!E141,(IF($B$4=\"NW\",'Wave Areas'!S142,0)))))))))))))))","v":0},{"$f":"IF($B$4=\"SW\",'Wave Areas'!T124,(IF($B$4=\"N\",'Wave Areas'!F87,(IF($B$4=\"NE\",'Wave Areas'!T88,(IF($B$4=\"E\",'Wave Areas'!F105,(IF($B$4=\"SE\",'Wave Areas'!T106,(IF($B$4=\"S\",'Wave Areas'!F123,(IF($B$4=\"W\",'Wave Areas'!F141,(IF($B$4=\"NW\",'Wave Areas'!T142,0)))))))))))))))","v":0},{"$f":"IF($B$4=\"SW\",'Wave Areas'!U124,(IF($B$4=\"N\",'Wave Areas'!G87,(IF($B$4=\"NE\",'Wave Areas'!U88,(IF($B$4=\"E\",'Wave Areas'!G105,(IF($B$4=\"SE\",'Wave Areas'!U106,(IF($B$4=\"S\",'Wave Areas'!G123,(IF($B$4=\"W\",'Wave Areas'!G141,(IF($B$4=\"NW\",'Wave Areas'!U142,0)))))))))))))))","v":0},{"$f":"IF($B$4=\"SW\",'Wave Areas'!V124,(IF($B$4=\"N\",'Wave Areas'!H87,(IF($B$4=\"NE\",'Wave Areas'!V88,(IF($B$4=\"E\",'Wave Areas'!H105,(IF($B$4=\"SE\",'Wave Areas'!V106,(IF($B$4=\"S\",'Wave Areas'!H123,(IF($B$4=\"W\",'Wave Areas'!H141,(IF($B$4=\"NW\",'Wave Areas'!V142,0)))))))))))))))","v":0},{"$f":"IF($B$4=\"SW\",'Wave Areas'!W124,(IF($B$4=\"N\",'Wave Areas'!I87,(IF($B$4=\"NE\",'Wave Areas'!W88,(IF($B$4=\"E\",'Wave Areas'!I105,(IF($B$4=\"SE\",'Wave Areas'!W106,(IF($B$4=\"S\",'Wave Areas'!I123,(IF($B$4=\"W\",'Wave Areas'!I141,(IF($B$4=\"NW\",'Wave Areas'!W142,0)))))))))))))))","v":0},{"$f":"IF($B$4=\"SW\",'Wave Areas'!X124,(IF($B$4=\"N\",'Wave Areas'!J87,(IF($B$4=\"NE\",'Wave Areas'!X88,(IF($B$4=\"E\",'Wave Areas'!J105,(IF($B$4=\"SE\",'Wave Areas'!X106,(IF($B$4=\"S\",'Wave Areas'!J123,(IF($B$4=\"W\",'Wave Areas'!J141,(IF($B$4=\"NW\",'Wave Areas'!X142,0)))))))))))))))","v":0},{"$f":"IF($B$4=\"SW\",'Wave Areas'!Y124,(IF($B$4=\"N\",'Wave Areas'!K87,(IF($B$4=\"NE\",'Wave Areas'!Y88,(IF($B$4=\"E\",'Wave Areas'!K105,(IF($B$4=\"SE\",'Wave Areas'!Y106,(IF($B$4=\"S\",'Wave Areas'!K123,(IF($B$4=\"W\",'Wave Areas'!K141,(IF($B$4=\"NW\",'Wave Areas'!Y142,0)))))))))))))))","v":0},{"$f":"IF($B$4=\"SW\",'Wave Areas'!Z124,(IF($B$4=\"N\",'Wave Areas'!L87,(IF($B$4=\"NE\",'Wave Areas'!Z88,(IF($B$4=\"E\",'Wave Areas'!L105,(IF($B$4=\"SE\",'Wave Areas'!Z106,(IF($B$4=\"S\",'Wave Areas'!L123,(IF($B$4=\"W\",'Wave Areas'!L141,(IF($B$4=\"NW\",'Wave Areas'!Z142,0)))))))))))))))","v":0},null,9.5,{"$error":"#DIV/0!"},{"$error":"#DIV/0!"},{"$error":"#DIV/0!"},{"$error":"#DIV/0!"},{"$error":"#DIV/0!"},{"$error":"#DIV/0!"},{"$error":"#DIV/0!"},{"$error":"#DIV/0!"},{"$error":"#DIV/0!"},{"$error":"#DIV/0!"},{"$error":"#DIV/0!"},{"$error":"#DIV/0!"},null,9.5,{"$error":"#DIV/0!"},{"$error":"#DIV/0!"},{"$f":"AI57/1004","v":{"$error":"#DIV/0!"}},{"$f":"AJ57/1004","v":{"$error":"#DIV/0!"}},{"$f":"G56*AJ57","v":{"$error":"#DIV/0!"}},{"$f":"H56*AK57","v":{"$error":"#DIV/0!"}},{"$f":"AM57/1004","v":{"$error":"#DIV/0!"}},{"$f":"AN57/1004","v":{"$error":"#DIV/0!"}},{"$error":"#DIV/0!"},{"$error":"#DIV/0!"},{"$error":"#DIV/0!"},{"$error":"#DIV/0!"}]
["Sub Totals",null,{"$f":"SUM(C47:C57)","v":795.07727654024404},167800.78550277217,565550.79558341741,1423425.249143718,2254293.3809968382,2552831.8828812321,2078243.8026713708,1077314.9420763839,0,0,0,{"$f":"SUM(N47:N56)","v":10120255.916132273},"Total",null,null,10.5,{"$f":"IF($B$4=\"SW\",'Wave Areas'!P125,(IF($B$4=\"N\",'Wave Areas'!B88,(IF($B$4=\"NE\",'Wave Areas'!P89,(IF($B$4=\"E\",'Wave Areas'!B106,(IF($B$4=\"SE\",'Wave Areas'!P107,(IF($B$4=\"S\",'Wave Areas'!B124,(IF($B$4=\"W\",'Wave Areas'!B142,(IF($B$4=\"NW\",'Wave Areas'!P143,0)))))))))))))))","v":0},{"$f":"IF($B$4=\"SW\",'Wave Areas'!Q125,(IF($B$4=\"N\",'Wave Areas'!C88,(IF($B$4=\"NE\",'Wave Areas'!Q89,(IF($B$4=\"E\",'Wave Areas'!C106,(IF($B$4=\"SE\",'Wave Areas'!Q107,(IF($B$4=\"S\",'Wave Areas'!C124,(IF($B$4=\"W\",'Wave Areas'!C142,(IF($B$4=\"NW\",'Wave Areas'!Q143,0)))))))))))))))","v":0},{"$f":"IF($B$4=\"SW\",'Wave Areas'!R125,(IF($B$4=\"N\",'Wave Areas'!D88,(IF($B$4=\"NE\",'Wave Areas'!R89,(IF($B$4=\"E\",'Wave Areas'!D106,(IF($B$4=\"SE\",'Wave Areas'!R107,(IF($B$4=\"S\",'Wave Areas'!D124,(IF($B$4=\"W\",'Wave Areas'!D142,(IF($B$4=\"NW\",'Wave Areas'!R143,0)))))))))))))))","v":0},{"$f":"IF($B$4=\"SW\",'Wave Areas'!S125,(IF($B$4=\"N\",'Wave Areas'!E88,(IF($B$4=\"NE\",'Wave Areas'!S89,(IF($B$4=\"E\",'Wave Areas'!E106,(IF($B$4=\"SE\",'Wave Areas'!S107,(IF($B$4=\"S\",'Wave Areas'!E124,(IF($B$4=\"W\",'Wave Areas'!E142,(IF($B$4=\"NW\",'Wave Areas'!S143,0)))))))))))))))","v":0},{"$f":"IF($B$4=\"SW\",'Wave Areas'!T125,(IF($B$4=\"N\",'Wave Areas'!F88,(IF($B$4=\"NE\",'Wave Areas'!T89,(IF($B$4=\"E\",'Wave Areas'!F106,(IF($B$4=\"SE\",'Wave Areas'!T107,(IF($B$4=\"S\",'Wave Areas'!F124,(IF($B$4=\"W\",'Wave Areas'!F142,(IF($B$4=\"NW\",'Wave Areas'!T143,0)))))))))))))))","v":0},{"$f":"IF($B$4=\"SW\",'Wave Areas'!U125,(IF($B$4=\"N\",'Wave Areas'!G88,(IF($B$4=\"NE\",'Wave Areas'!U89,(IF($B$4=\"E\",'Wave Areas'!G106,(IF($B$4=\"SE\",'Wave Areas'!U107,(IF($B$4=\"S\",'Wave Areas'!G124,(IF($B$4=\"W\",'Wave Areas'!G142,(IF($B$4=\"NW\",'Wave Areas'!U143,0)))))))))))))))","v":0},{"$f":"IF($B$4=\"SW\",'Wave Areas'!V125,(IF($B$4=\"N\",'Wave Areas'!H88,(IF($B$4=\"NE\",'Wave Areas'!V89,(IF($B$4=\"E\",'Wave Areas'!H106,(IF($B$4=\"SE\",'Wave Areas'!V107,(IF($B$4=\"S\",'Wave Areas'!H124,(IF($B$4=\"W\",'Wave Areas'!H142,(IF($B$4=\"NW\",'Wave Areas'!V143,0)))))))))))))))","v":0},{"$f":"IF($B$4=\"SW\",'Wave Areas'!W125,(IF($B$4=\"N\",'Wave Areas'!I88,(IF($B$4=\"NE\",'Wave Areas'!W89,(IF($B$4=\"E\",'Wave Areas'!I106,(IF($B$4=\"SE\",'Wave Areas'!W107,(IF($B$4=\"S\",'Wave Areas'!I124,(IF($B$4=\"W\",'Wave Areas'!I142,(IF($B$4=\"NW\",'Wave Areas'!W143,0)))))))))))))))","v":0},{"$f":"IF($B$4=\"SW\",'Wave Areas'!X125,(IF($B$4=\"N\",'Wave Areas'!J88,(IF($B$4=\"NE\",'Wave Areas'!X89,(IF($B$4=\"E\",'Wave Areas'!J106,(IF($B$4=\"SE\",'Wave Areas'!X107,(IF($B$4=\"S\",'Wave Areas'!J124,(IF($B$4=\"W\",'Wave Areas'!J142,(IF($B$4=\"NW\",'Wave Areas'!X143,0)))))))))))))))","v":0},{"$f":"IF($B$4=\"SW\",'Wave Areas'!Y125,(IF($B$4=\"N\",'Wave Areas'!K88,(IF($B$4=\"NE\",'Wave Areas'!Y89,(IF($B$4=\"E\",'Wave Areas'!K106,(IF($B$4=\"SE\",'Wave Areas'!Y107,(IF($B$4=\"S\",'Wave Areas'!K124,(IF($B$4=\"W\",'Wave Areas'!K142,(IF($B$4=\"NW\",'Wave Areas'!Y143,0)))))))))))))))","v":0},{"$f":"IF($B$4=\"SW\",'Wave Areas'!Z125,(IF($B$4=\"N\",'Wave Areas'!L88,(IF($B$4=\"NE\",'Wave Areas'!Z89,(IF($B$4=\"E\",'Wave Areas'!L106,(IF($B$4=\"SE\",'Wave Areas'!Z107,(IF($B$4=\"S\",'Wave Areas'!L124,(IF($B$4=\"W\",'Wave Areas'!L142,(IF($B$4=\"NW\",'Wave Areas'!Z143,0)))))))))))))))","v":0},null,10.5,{"$error":"#DIV/0!"},{"$error":"#DIV/0!"},{"$error":"#DIV/0!"},{"$error":"#DIV/0!"},{"$error":"#DIV/0!"},{"$error":"#DIV/0!"},{"$error":"#DIV/0!"},{"$error":"#DIV/0!"},{"$error":"#DIV/0!"},{"$error":"#DIV/0!"},{"$error":"#DIV/0!"},{"$error":"#DIV/0!"},null,10.5,{"$error":"#DIV/0!"},{"$error":"#DIV/0!"},{"$f":"AI58/1004","v":{"$error":"#DIV/0!"}},{"$f":"AJ58/1004","v":{"$error":"#DIV/0!"}},{"$f":"AK58/1004","v":{"$error":"#DIV/0!"}},{"$f":"AL58/1004","v":{"$error":"#DIV/0!"}},{"$f":"AM58/1004","v":{"$error":"#DIV/0!"}},{"$f":"AN58/1004","v":{"$error":"#DIV/0!"}},{"$error":"#DIV/0!"},{"$error":"#DIV/0!"},{"$error":"#DIV/0!"},{"$error":"#DIV/0!"}]
[null,null,null,null,null,null,null,null,null,null,null,null,null,null,null,null,null,"Total Occurences",null,null,null,null,null,null,null,null,null,null,{"$f":"SUM(S48:AC58)","v":0},null,null,null,null,null,null,null,null,null,null,null,null,null,null,null,"Sub Totals",{"$f":"SUM(AT48:AT58)","v":{"$error":"#DIV/0!"}},{"$error":"#DIV/0!"},{"$error":"#DIV/0!"},{"$error":"#DIV/0!"},{"$error":"#DIV/0!"},{"$error":"#DIV/0!"},{"$error":"#DIV/0!"},{"$error":"#DIV/0!"},{"$error":"#DIV/0!"},{"$error":"#DIV/0!"},{"$error":"#DIV/0!"},{"$f":"SUM(BE48:BE57)","v":{"$error":"#DIV/0!"}},"Total"]
[]
[null,null,null,null,null,null,null,null,null,null,null,null,null,null,null,null,null,null,null,null,null,null,null,null,null,null,null,null,null,null,null,null,null,null,null,null,null,null,null,null,null,null,null,null,null,null,null,null,null,null,null,null,null,null,null,null,"Min","Max"]
[null,null,null,null,null,null,null,null,null,null,null,null,null,null,null,null,null,null,null,null,null,null,null,null,null,null,null,null,null,null,null,null,null,null,null,null,null,null,null,null,null,null,null,null,null,null,null,null,null,null,null,null,null,"Relevant Wave Heights",null,null,{"$f":"IF((AND($B$6>AS48,$B$6<AS49)),AS48,(IF((AND($B$6>AS49,$B$6<AS50)),AS49,(IF((AND($B$6>AS50,$B$6<AS51)),AS50,(IF((AND($B$6>AS51,$B$6<AS52)),AS51,(IF((AND($B$6>AS52,$B$6<AS53)),AS52,(IF((AND($B$6>AS53,$B$6<AS54)),AS53,(IF((AND($B$6>AS54,$B$6<AS55)),AS54,(IF((AND($B$6>AS55,$B$6<AS56)),AS55,(IF((AND($B$6>AS56,$B$6<AS57)),AS56,(IF((AND($B$6>AS57,$B$6<AS58)),AS57,(IF($B$6>AS58,AS58,\"\")))))))))))))))))))))","v":10.5},{"$f":"IF((AND($B$6>AS48,$B$6<AS49)),AS49,(IF((AND($B$6>AS49,$B$6<AS50)),AS50,(IF((AND($B$6>AS50,$B$6<AS51)),AS51,(IF((AND($B$6>AS51,$B$6<AS52)),AS52,(IF((AND($B$6>AS52,$B$6<AS53)),AS53,(IF((AND($B$6>AS53,$B$6<AS54)),AS54,(IF((AND($B$6>AS54,$B$6<AS55)),AS55,(IF((AND($B$6>AS55,$B$6<AS56)),AS56,(IF((AND($B$6>AS56,$B$6<AS57)),AS57,(IF((AND($B$6>AS57,$B$6<AS58)),AS58,(IF($B$6>AS58,AS58,\"\")))))))))))))))))))))","v":10.5}]
[null,null,null,null,null,null,null,null,null,null,null,null,null,null,null,null,null,null,null,null,null,null,null,null,null,null,null,null,null,null,null,null,null,null,null,null,null,null,null,null,null,null,null,null,null,null,null,null,null,null,null,null,null,"Relevant Power (kW/m)",null,null,{"$f":"(((($B$6-BE62)*((VLOOKUP(BF62,AS48:BE58,13,FALSE))-(VLOOKUP(BE62,AS48:BE58,13,FALSE))))/(BF62-BE62))+(VLOOKUP(BE62,AS48:BE58,13,FALSE)))*0.001","v":{"$error":"#VALUE!"}}]

{"sheet":"Wave 5","index":17,"n_rows":63,"n_cols":58,"rows_kept":63,"cut":false,"hidden":false,"merged":[[7,1,7,2],[2,1,2,2],[3,1,3,2],[4,1,4,2],[5,1,5,2],[6,1,6,2],[16,44,16,45],[17,44,17,55],[18,17,18,28],[18,30,18,41],[18,44,18,55],[32,0,32,1],[32,17,32,27],[8,1,8,2],[9,1,9,2],[16,30,16,31],[19,2,19,12],[19,17,19,28],[19,30,19,41],[19,44,19,55],[20,2,20,12],[35,53,35,55],[36,53,36,55],[36,56,36,57],[57,0,57,1],[42,17,42,19],[42,30,42,31],[42,44,42,45],[44,2,44,12],[44,17,44,28],[44,30,44,41],[44,44,44,55],[58,17,58,27],[61,53,61,55],[62,53,62,55],[62,56,62,57],[45,2,45,12],[45,17,45,28],[45,30,45,41],[45,44,45,55]]}
["Wave Resource"]
[]
[{"$f":"Input!I45","v":"Site Name"},{"$f":"Input!J85","v":"[Enter Name]"}]
[{"$f":"Input!I46","v":"Position Relevant to Island"},{"$f":"Input!J86","v":"[Select Value]"}]
[{"$f":"Input!I47","v":"Relevant Ocean Wave Area"},{"$f":"Input!J87","v":"North Sea (AREA 10)"}]
[{"$f":"Input!I48","v":"Average Wave Height"},{"$f":"Input!J88","v":"[Enter Value]"}]
[{"$f":"Input!I49","v":"Proximity to Grid Connection"},{"$f":"Input!J89","v":"[Select Value]"}]
[{"$f":"Input!I50","v":"Average Water Depth"},{"$f":"Input!J90","v":"[Select Value]"}]
[{"$f":"Input!I51","v":"Seabed Topography"},{"$f":"Input!J91","v":"[Select Value]"}]
[{"$f":"Input!I52","v":"Accessibility"},{"$f":"Input!J92","v":"[Select Value]"}]
[]
["Relavant Wave Power",{"$f":"IF(B8<>\"[Select Value]\",(IF(B8=\"> 20m\", BE63,BE37)),0)","v":0}]
[]
["Transitional Waters Calculation (",">20m"]
[]
["Wave Velocity C","(m/s)",{"$f":"(C17/C18)","v":5.4628571428571435},6.9888888888888889,8.3109090909090906,9.2892307692307696,9.9653333333333318,10.436470588235293,10.77157894736842,11.016190476190477,11.201739130434783,11.344799999999999,11.455555555555556]
["Wave Length (λ)","(m)",19.12,31.45,45.71,60.38,74.739999999999995,88.71,102.33,115.67,128.82,141.81,154.65]
["Wave Period (T)","(s)",3.5,4.5,5.5,6.5,7.5,8.5,9.5,10.5,11.5,12.5,13.5]
[null,null,null,null,null,null,null,null,null,null,null,null,null,null,null,null,null,"North Sea Area 10",null,null,null,null,null,null,null,null,null,null,null,null,"North Sea Area 10",null,null,null,null,null,null,null,null,null,null,null,null,null,"North Sea Area 10"]
["Energy","Wave Height (Hs)","Power",null,null,null,null,null,null,null,null,null,null,"Total Power",null,null,null,"Number of Occurences",null,null,null,null,null,null,null,null,null,null,null,null,"Percentage of Occurences",null,null,null,null,null,null,null,null,null,null,null,null,null,"Annual Power (W/m)",null,null,null,null,null,null,null,null,null,null,null,"Total Power"]
["(J)","(m)","(W/m)",null,null,null,null,null,null,null,null,null,null,"(W/m)",null,null,null,"Hs                      T",3.5,4.5,5.5,6.5,7.5,8.5,9.5,10.5,11.5,12.5,13.5,null,"Hs                 T",3.5,4.5,5.5,6.5,7.5,8.5,9.5,10.5,11.5,12.5,13.5,"Availability",null,"Hs           T",3.5,4.5,5.5,6.5,7.5,8.5,9.5,10.5,11.5,12.5,13.5,"(W/m)"]
[{"$f":"(1025*9.81*B22^2)/8","v":314.2265625},0.5,{"$f":"$A22*($C$16)","v":1716.5748214285716},{"$f":"$A22*(D16)","v":2196.0945312499998},{"$f":"A22*($E$16)","v":2611.5083948863635},{"$f":"$A22*($F$16)","v":2918.9230528846156},{"$f":"$A22*($G$16)","v":3131.3724374999997},{"$f":"$A22*($H$16)","v":3279.416277573529},0,0,0,0,0,{"$f":"SUM(C22:M22)","v":15853.889515523078},null,null,null,0.5,{"$f":"IF($B$4=\"SW\",'Wave Areas'!P115,(IF($B$4=\"N\",'Wave Areas'!B78,(IF($B$4=\"NE\",'Wave Areas'!P79,(IF($B$4=\"E\",'Wave Areas'!B96,(IF($B$4=\"SE\",'Wave Areas'!P97,(IF($B$4=\"S\",'Wave Areas'!B114,(IF($B$4=\"W\",'Wave Areas'!B132,(IF($B$4=\"NW\",'Wave Areas'!P133,0)))))))))))))))","v":0},{"$f":"IF($B$4=\"SW\",'Wave Areas'!Q115,(IF($B$4=\"N\",'Wave Areas'!C78,(IF($B$4=\"NE\",'Wave Areas'!Q79,(IF($B$4=\"E\",'Wave Areas'!C96,(IF($B$4=\"SE\",'Wave Areas'!Q97,(IF($B$4=\"S\",'Wave Areas'!C114,(IF($B$4=\"W\",'Wave Areas'!C132,(IF($B$4=\"NW\",'Wave Areas'!Q133,0)))))))))))))))","v":0},{"$f":"IF($B$4=\"SW\",'Wave Areas'!R115,(IF($B$4=\"N\",'Wave Areas'!D78,(IF($B$4=\"NE\",'Wave Areas'!R79,(IF($B$4=\"E\",'Wave Areas'!D96,(IF($B$4=\"SE\",'Wave Areas'!R97,(IF($B$4=\"S\",'Wave Areas'!D114,(IF($B$4=\"W\",'Wave Areas'!D132,(IF($B$4=\"NW\",'Wave Areas'!R133,0)))))))))))))))","v":0},{"$f":"IF($B$4=\"SW\",'Wave Areas'!S115,(IF($B$4=\"N\",'Wave Areas'!E78,(IF($B$4=\"NE\",'Wave Areas'!S79,(IF($B$4=\"E\",'Wave Areas'!E96,(IF($B$4=\"SE\",'Wave Areas'!S97,(IF($B$4=\"S\",'Wave Areas'!E114,(IF($B$4=\"W\",'Wave Areas'!E132,(IF($B$4=\"NW\",'Wave Areas'!S133,0)))))))))))))))","v":0},{"$f":"IF($B$4=\"SW\",'Wave Areas'!T115,(IF($B$4=\"N\",'Wave Areas'!F78,(IF($B$4=\"NE\",'Wave Areas'!T79,(IF($B$4=\"E\",'Wave Areas'!F96,(IF($B$4=\"SE\",'Wave Areas'!T97,(IF($B$4=\"S\",'Wave Areas'!F114,(IF($B$4=\"W\",'Wave Areas'!F132,(IF($B$4=\"NW\",'Wave Areas'!T133,0)))))))))))))))","v":0},{"$f":"IF($B$4=\"SW\",'Wave Areas'!U115,(IF($B$4=\"N\",'Wave Areas'!G78,(IF($B$4=\"NE\",'Wave Areas'!U79,(IF($B$4=\"E\",'Wave Areas'!G96,(IF($B$4=\"SE\",'Wave Areas'!U97,(IF($B$4=\"S\",'Wave Areas'!G114,(IF($B$4=\"W\",'Wave Areas'!G132,(IF($B$4=\"NW\",'Wave Areas'!U133,0)))))))))))))))","v":0},{"$f":"IF($B$4=\"SW\",'Wave Areas'!V115,(IF($B$4=\"N\",'Wave Areas'!H78,(IF($B$4=\"NE\",'Wave Areas'!V79,(IF($B$4=\"E\",'Wave Areas'!H96,(IF($B$4=\"SE\",'Wave Areas'!V97,(IF($B$4=\"S\",'Wave Areas'!H114,(IF($B$4=\"W\",'Wave Areas'!H132,(IF($B$4=\"NW\",'Wave Areas'!V133,0)))))))))))))))","v":0},{"$f":"IF($B$4=\"SW\",'Wave Areas'!W115,(IF($B$4=\"N\",'Wave Areas'!I78,(IF($B$4=\"NE\",'Wave Areas'!W79,(IF($B$4=\"E\",'Wave Areas'!I96,(IF($B$4=\"SE\",'Wave Areas'!W97,(IF($B$4=\"S\",'Wave Areas'!I114,(IF($B$4=\"W\",'Wave Areas'!I132,(IF($B$4=\"NW\",'Wave Areas'!W133,0)))))))))))))))","v":0},{"$f":"IF($B$4=\"SW\",'Wave Areas'!X115,(IF($B$4=\"N\",'Wave Areas'!J78,(IF($B$4=\"NE\",'Wave Areas'!X79,(IF($B$4=\"E\",'Wave Areas'!J96,(IF($B$4=\"SE\",'Wave Areas'!X97,(IF($B$4=\"S\",'Wave Areas'!J114,(IF($B$4=\"W\",'Wave Areas'!J132,(IF($B$4=\"NW\",'Wave Areas'!X133,0)))))))))))))))","v":0},{"$f":"IF($B$4=\"SW\",'Wave Areas'!Y115,(IF($B$4=\"N\",'Wave Areas'!K78,(IF($B$4=\"NE\",'Wave Areas'!Y79,(IF($B$4=\"E\",'Wave Areas'!K96,(IF($B$4=\"SE\",'Wave Areas'!Y97,(IF($B$4=\"S\",'Wave Areas'!K114,(IF($B$4=\"W\",'Wave Areas'!K132,(IF($B$4=\"NW\",'Wave Areas'!Y133,0)))))))))))))))","v":0},{"$f":"IF($B$4=\"SW\",'Wave Areas'!Z115,(IF($B$4=\"N\",'Wave Areas'!L78,(IF($B$4=\"NE\",'Wave Areas'!Z79,(IF($B$4=\"E\",'Wave Areas'!L96,(IF($B$4=\"SE\",'Wave Areas'!Z97,(IF($B$4=\"S\",'Wave Areas'!L114,(IF($B$4=\"W\",'Wave Areas'!L132,(IF($B$4=\"NW\",'Wave Areas'!Z133,0)))))))))))))))","v":0},null,0.5,{"$f":"S22/($AC$33)","v":{"$error":"#DIV/0!"}},{"$f":"T22/($AC$33)","v":{"$error":"#DIV/0!"}},{"$error":"#DIV/0!"},{"$error":"#DIV/0!"},{"$error":"#DIV/0!"},{"$error":"#DIV/0!"},{"$error":"#DIV/0!"},{"$error":"#DIV/0!"},{"$error":"#DIV/0!"},{"$error":"#DIV/0!"},{"$error":"#DIV/0!"},{"$f":"SUM(AF22:AP22)","v":{"$error":"#DIV/0!"}},null,0.5,{"$f":"C22*AF22","v":{"$error":"#DIV/0!"}},{"$error":"#DIV/0!"},{"$error":"#DIV/0!"},{"$error":"#DIV/0!"},{"$error":"#DIV/0!"},{"$error":"#DIV/0!"},{"$f":"AM22/1004","v":{"$error":"#DIV/0!"}},{"$f":"AN22/1004","v":{"$error":"#DIV/0!"}},{"$f":"AO22/1004","v":{"$error":"#DIV/0!"}},{"$f":"AP22/1004","v":{"$error":"#DIV/0!"}},{"$f":"AQ20/1004","v":0},{"$f":"SUM(AT22:BD22)","v":{"$error":"#DIV/0!"}}]
[2828.0390625,1.5,{"$f":"$A23*($C$16)","v":15449.173392857145},{"$f":"A23*($D$16)","v":19764.850781249999},23503.575553977273,{"$f":"$A23*($F$16)","v":26270.307475961541},28182.351937499996,29514.746498161763,{"$f":"$A23*($I$16)","v":30462.446027960523},{"$f":"$A23*($J$16)","v":31154.216986607145},0,0,0,204301.66865427536,null,null,null,1.5,{"$f":"IF($B$4=\"SW\",'Wave Areas'!P116,(IF($B$4=\"N\",'Wave Areas'!B79,(IF($B$4=\"NE\",'Wave Areas'!P80,(IF($B$4=\"E\",'Wave Areas'!B97,(IF($B$4=\"SE\",'Wave Areas'!P98,(IF($B$4=\"S\",'Wave Areas'!B115,(IF($B$4=\"W\",'Wave Areas'!B133,(IF($B$4=\"NW\",'Wave Areas'!P134,0)))))))))))))))","v":0},{"$f":"IF($B$4=\"SW\",'Wave Areas'!Q116,(IF($B$4=\"N\",'Wave Areas'!C79,(IF($B$4=\"NE\",'Wave Areas'!Q80,(IF($B$4=\"E\",'Wave Areas'!C97,(IF($B$4=\"SE\",'Wave Areas'!Q98,(IF($B$4=\"S\",'Wave Areas'!C115,(IF($B$4=\"W\",'Wave Areas'!C133,(IF($B$4=\"NW\",'Wave Areas'!Q134,0)))))))))))))))","v":0},{"$f":"IF($B$4=\"SW\",'Wave Areas'!R116,(IF($B$4=\"N\",'Wave Areas'!D79,(IF($B$4=\"NE\",'Wave Areas'!R80,(IF($B$4=\"E\",'Wave Areas'!D97,(IF($B$4=\"SE\",'Wave Areas'!R98,(IF($B$4=\"S\",'Wave Areas'!D115,(IF($B$4=\"W\",'Wave Areas'!D133,(IF($B$4=\"NW\",'Wave Areas'!R134,0)))))))))))))))","v":0},{"$f":"IF($B$4=\"SW\",'Wave Areas'!S116,(IF($B$4=\"N\",'Wave Areas'!E79,(IF($B$4=\"NE\",'Wave Areas'!S80,(IF($B$4=\"E\",'Wave Areas'!E97,(IF($B$4=\"SE\",'Wave Areas'!S98,(IF($B$4=\"S\",'Wave Areas'!E115,(IF($B$4=\"W\",'Wave Areas'!E133,(IF($B$4=\"NW\",'Wave Areas'!S134,0)))))))))))))))","v":0},{"$f":"IF($B$4=\"SW\",'Wave Areas'!T116,(IF($B$4=\"N\",'Wave Areas'!F79,(IF($B$4=\"NE\",'Wave Areas'!T80,(IF($B$4=\"E\",'Wave Areas'!F97,(IF($B$4=\"SE\",'Wave Areas'!T98,(IF($B$4=\"S\",'Wave Areas'!F115,(IF($B$4=\"W\",'Wave Areas'!F133,(IF($B$4=\"NW\",'Wave Areas'!T134,0)))))))))))))))","v":0},{"$f":"IF($B$4=\"SW\",'Wave Areas'!U116,(IF($B$4=\"N\",'Wave Areas'!G79,(IF($B$4=\"NE\",'Wave Areas'!U80,(IF($B$4=\"E\",'Wave Areas'!G97,(IF($B$4=\"SE\",'Wave Areas'!U98,(IF($B$4=\"S\",'Wave Areas'!G115,(IF($B$4=\"W\",'Wave Areas'!G133,(IF($B$4=\"NW\",'Wave Areas'!U134,0)))))))))))))))","v":0},{"$f":"IF($B$4=\"SW\",'Wave Areas'!V116,(IF($B$4=\"N\",'Wave Areas'!H79,(IF($B$4=\"NE\",'Wave Areas'!V80,(IF($B$4=\"E\",'Wave Areas'!H97,(IF($B$4=\"SE\",'Wave Areas'!V98,(IF($B$4=\"S\",'Wave Areas'!H115,(IF($B$4=\"W\",'Wave Areas'!H133,(IF($B$4=\"NW\",'Wave Areas'!V134,0)))))))))))))))","v":0},{"$f":"IF($B$4=\"SW\",'Wave Areas'!W116,(IF($B$4=\"N\",'Wave Areas'!I79,(IF($B$4=\"NE\",'Wave Areas'!W80,(IF($B$4=\"E\",'Wave Areas'!I97,(IF($B$4=\"SE\",'Wave Areas'!W98,(IF($B$4=\"S\",'Wave Areas'!I115,(IF($B$4=\"W\",'Wave Areas'!I133,(IF($B$4=\"NW\",'Wave Areas'!W134,0)))))))))))))))","v":0},{"$f":"IF($B$4=\"SW\",'Wave Areas'!X116,(IF($B$4=\"N\",'Wave Areas'!J79,(IF($B$4=\"NE\",'Wave Areas'!X80,(IF($B$4=\"E\",'Wave Areas'!J97,(IF($B$4=\"SE\",'Wave Areas'!X98,(IF($B$4=\"S\",'Wave Areas'!J115,(IF($B$4=\"W\",'Wave Areas'!J133,(IF($B$4=\"NW\",'Wave Areas'!X134,0)))))))))))))))","v":0},{"$f":"IF($B$4=\"SW\",'Wave Areas'!Y116,(IF($B$4=\"N\",'Wave Areas'!K79,(IF($B$4=\"NE\",'Wave Areas'!Y80,(IF($B$4=\"E\",'Wave Areas'!K97,(IF($B$4=\"SE\",'Wave Areas'!Y98,(IF($B$4=\"S\",'Wave Areas'!K115,(IF($B$4=\"W\",'Wave Areas'!K133,(IF($B$4=\"NW\",'Wave Areas'!Y134,0)))))))))))))))","v":0},{"$f":"IF($B$4=\"SW\",'Wave Areas'!Z116,(IF($B$4=\"N\",'Wave Areas'!L79,(IF($B$4=\"NE\",'Wave Areas'!Z80,(IF($B$4=\"E\",'Wave Areas'!L97,(IF($B$4=\"SE\",'Wave Areas'!Z98,(IF($B$4=\"S\",'Wave Areas'!L115,(IF($B$4=\"W\",'Wave Areas'!L133,(IF($B$4=\"NW\",'Wave Areas'!Z134,0)))))))))))))))","v":0},null,1.5,{"$f":"S23/($AC$33)","v":{"$error":"#DIV/0!"}},{"$error":"#DIV/0!"},{"$error":"#DIV/0!"},{"$error":"#DIV/0!"},{"$error":"#DIV/0!"},{"$error":"#DIV/0!"},{"$error":"#DIV/0!"},{"$error":"#DIV/0!"},{"$error":"#DIV/0!"},{"$error":"#DIV/0!"},{"$error":"#DIV/0!"},{"$f":"SUM(AF23:AP23)","v":{"$error":"#DIV/0!"}},null,1.5,{"$error":"#DIV/0!"},{"$error":"#DIV/0!"},{"$error":"#DIV/0!"},{"$error":"#DIV/0!"},{"$error":"#DIV/0!"},{"$error":"#DIV/0!"},{"$error":"#DIV/0!"},{"$error":"#DIV/0!"},{"$f":"AO23/1004","v":{"$error":"#DIV/0!"}},{"$error":"#DIV/0!"},{"$f":"AQ22/1004","v":{"$error":"#DIV/0!"}},{"$error":"#DIV/0!"}]
[7855.6640625,2.5,0,{"$f":"A24*($D$16)","v":54902.36328125},65287.709872159088,{"$f":"$A24*($F$16)","v":72973.07632211539},78284.310937499991,81985.406939338223,84617.90563322368,86539.49162946429,0,0,0,524590.26461505075,null,null,null,2.5,{"$f":"IF($B$4=\"SW\",'Wave Areas'!P117,(IF($B$4=\"N\",'Wave Areas'!B80,(IF($B$4=\"NE\",'Wave Areas'!P81,(IF($B$4=\"E\",'Wave Areas'!B98,(IF($B$4=\"SE\",'Wave Areas'!P99,(IF($B$4=\"S\",'Wave Areas'!B116,(IF($B$4=\"W\",'Wave Areas'!B134,(IF($B$4=\"NW\",'Wave Areas'!P135,0)))))))))))))))","v":0},{"$f":"IF($B$4=\"SW\",'Wave Areas'!Q117,(IF($B$4=\"N\",'Wave Areas'!C80,(IF($B$4=\"NE\",'Wave Areas'!Q81,(IF($B$4=\"E\",'Wave Areas'!C98,(IF($B$4=\"SE\",'Wave Areas'!Q99,(IF($B$4=\"S\",'Wave Areas'!C116,(IF($B$4=\"W\",'Wave Areas'!C134,(IF($B$4=\"NW\",'Wave Areas'!Q135,0)))))))))))))))","v":0},{"$f":"IF($B$4=\"SW\",'Wave Areas'!R117,(IF($B$4=\"N\",'Wave Areas'!D80,(IF($B$4=\"NE\",'Wave Areas'!R81,(IF($B$4=\"E\",'Wave Areas'!D98,(IF($B$4=\"SE\",'Wave Areas'!R99,(IF($B$4=\"S\",'Wave Areas'!D116,(IF($B$4=\"W\",'Wave Areas'!D134,(IF($B$4=\"NW\",'Wave Areas'!R135,0)))))))))))))))","v":0},{"$f":"IF($B$4=\"SW\",'Wave Areas'!S117,(IF($B$4=\"N\",'Wave Areas'!E80,(IF($B$4=\"NE\",'Wave Areas'!S81,(IF($B$4=\"E\",'Wave Areas'!E98,(IF($B$4=\"SE\",'Wave Areas'!S99,(IF($B$4=\"S\",'Wave Areas'!E116,(IF($B$4=\"W\",'Wave Areas'!E134,(IF($B$4=\"NW\",'Wave Areas'!S135,0)))))))))))))))","v":0},{"$f":"IF($B$4=\"SW\",'Wave Areas'!T117,(IF($B$4=\"N\",'Wave Areas'!F80,(IF($B$4=\"NE\",'Wave Areas'!T81,(IF($B$4=\"E\",'Wave Areas'!F98,(IF($B$4=\"SE\",'Wave Areas'!T99,(IF($B$4=\"S\",'Wave Areas'!F116,(IF($B$4=\"W\",'Wave Areas'!F134,(IF($B$4=\"NW\",'Wave Areas'!T135,0)))))))))))))))","v":0},{"$f":"IF($B$4=\"SW\",'Wave Areas'!U117,(IF($B$4=\"N\",'Wave Areas'!G80,(IF($B$4=\"NE\",'Wave Areas'!U81,(IF($B$4=\"E\",'Wave Areas'!G98,(IF($B$4=\"SE\",'Wave Areas'!U99,(IF($B$4=\"S\",'Wave Areas'!G116,(IF($B$4=\"W\",'Wave Areas'!G134,(IF($B$4=\"NW\",'Wave Areas'!U135,0)))))))))))))))","v":0},{"$f":"IF($B$4=\"SW\",'Wave Areas'!V117,(IF($B$4=\"N\",'Wave Areas'!H80,(IF($B$4=\"NE\",'Wave Areas'!V81,(IF($B$4=\"E\",'Wave Areas'!H98,(IF($B$4=\"SE\",'Wave Areas'!V99,(IF($B$4=\"S\",'Wave Areas'!H116,(IF($B$4=\"W\",'Wave Areas'!H134,(IF($B$4=\"NW\",'Wave Areas'!V135,0)))))))))))))))","v":0},{"$f":"IF($B$4=\"SW\",'Wave Areas'!W117,(IF($B$4=\"N\",'Wave Areas'!I80,(IF($B$4=\"NE\",'Wave Areas'!W81,(IF($B$4=\"E\",'Wave Areas'!I98,(IF($B$4=\"SE\",'Wave Areas'!W99,(IF($B$4=\"S\",'Wave Areas'!I116,(IF($B$4=\"W\",'Wave Areas'!I134,(IF($B$4=\"NW\",'Wave Areas'!W135,0)))))))))))))))","v":0},{"$f":"IF($B$4=\"SW\",'Wave Areas'!X117,(IF($B$4=\"N\",'Wave Areas'!J80,(IF($B$4=\"NE\",'Wave Areas'!X81,(IF($B$4=\"E\",'Wave Areas'!J98,(IF($B$4=\"SE\",'Wave Areas'!X99,(IF($B$4=\"S\",'Wave Areas'!J116,(IF($B$4=\"W\",'Wave Areas'!J134,(IF($B$4=\"NW\",'Wave Areas'!X135,0)))))))))))))))","v":0},{"$f":"IF($B$4=\"SW\",'Wave Areas'!Y117,(IF($B$4=\"N\",'Wave Areas'!K80,(IF($B$4=\"NE\",'Wave Areas'!Y81,(IF($B$4=\"E\",'Wave Areas'!K98,(IF($B$4=\"SE\",'Wave Areas'!Y99,(IF($B$4=\"S\",'Wave Areas'!K116,(IF($B$4=\"W\",'Wave Areas'!K134,(IF($B$4=\"NW\",'Wave Areas'!Y135,0)))))))))))))))","v":0},{"$f":"IF($B$4=\"SW\",'Wave Areas'!Z117,(IF($B$4=\"N\",'Wave Areas'!L80,(IF($B$4=\"NE\",'Wave Areas'!Z81,(IF($B$4=\"E\",'Wave Areas'!L98,(IF($B$4=\"SE\",'Wave Areas'!Z99,(IF($B$4=\"S\",'Wave Areas'!L116,(IF($B$4=\"W\",'Wave Areas'!L134,(IF($B$4=\"NW\",'Wave Areas'!Z135,0)))))))))))))))","v":0},null,2.5,{"$error":"#DIV/0!"},{"$f":"T24/($AC$33)","v":{"$error":"#DIV/0!"}},{"$f":"U24/($AC$33)","v":{"$error":"#DIV/0!"}},{"$error":"#DIV/0!"},{"$error":"#DIV/0!"},{"$error":"#DIV/0!"},{"$error":"#DIV/0!"},{"$error":"#DIV/0!"},{"$error":"#DIV/0!"},{"$error":"#DIV/0!"},{"$error":"#DIV/0!"},{"$error":"#DIV/0!"},null,2.5,{"$f":"AG24/1004","v":{"$error":"#DIV/0!"}},{"$f":"D24*AG24","v":{"$error":"#DIV/0!"}},{"$error":"#DIV/0!"},{"$error":"#DIV/0!"},{"$error":"#DIV/0!"},{"$error":"#DIV/0!"},{"$error":"#DIV/0!"},{"$error":"#DIV/0!"},{"$error":"#DIV/0!"},{"$error":"#DIV/0!"},{"$error":"#DIV/0!"},{"$error":"#DIV/0!"}]
[15397.1015625,3.5,0,{"$f":"A25*($D$16)","v":107608.63203125},127963.91134943182,{"$f":"$A25*($F$16)","v":143027.22959134617},153437.24943749997,160691.39760110292,165851.09504111842,169617.40359375,0,0,0,1028196.9186454994,null,null,null,3.5,{"$f":"IF($B$4=\"SW\",'Wave Areas'!P118,(IF($B$4=\"N\",'Wave Areas'!B81,(IF($B$4=\"NE\",'Wave Areas'!P82,(IF($B$4=\"E\",'Wave Areas'!B99,(IF($B$4=\"SE\",'Wave Areas'!P100,(IF($B$4=\"S\",'Wave Areas'!B117,(IF($B$4=\"W\",'Wave Areas'!B135,(IF($B$4=\"NW\",'Wave Areas'!P136,0)))))))))))))))","v":0},{"$f":"IF($B$4=\"SW\",'Wave Areas'!Q118,(IF($B$4=\"N\",'Wave Areas'!C81,(IF($B$4=\"NE\",'Wave Areas'!Q82,(IF($B$4=\"E\",'Wave Areas'!C99,(IF($B$4=\"SE\",'Wave Areas'!Q100,(IF($B$4=\"S\",'Wave Areas'!C117,(IF($B$4=\"W\",'Wave Areas'!C135,(IF($B$4=\"NW\",'Wave Areas'!Q136,0)))))))))))))))","v":0},{"$f":"IF($B$4=\"SW\",'Wave Areas'!R118,(IF($B$4=\"N\",'Wave Areas'!D81,(IF($B$4=\"NE\",'Wave Areas'!R82,(IF($B$4=\"E\",'Wave Areas'!D99,(IF($B$4=\"SE\",'Wave Areas'!R100,(IF($B$4=\"S\",'Wave Areas'!D117,(IF($B$4=\"W\",'Wave Areas'!D135,(IF($B$4=\"NW\",'Wave Areas'!R136,0)))))))))))))))","v":0},{"$f":"IF($B$4=\"SW\",'Wave Areas'!S118,(IF($B$4=\"N\",'Wave Areas'!E81,(IF($B$4=\"NE\",'Wave Areas'!S82,(IF($B$4=\"E\",'Wave Areas'!E99,(IF($B$4=\"SE\",'Wave Areas'!S100,(IF($B$4=\"S\",'Wave Areas'!E117,(IF($B$4=\"W\",'Wave Areas'!E135,(IF($B$4=\"NW\",'Wave Areas'!S136,0)))))))))))))))","v":0},{"$f":"IF($B$4=\"SW\",'Wave Areas'!T118,(IF($B$4=\"N\",'Wave Areas'!F81,(IF($B$4=\"NE\",'Wave Areas'!T82,(IF($B$4=\"E\",'Wave Areas'!F99,(IF($B$4=\"SE\",'Wave Areas'!T100,(IF($B$4=\"S\",'Wave Areas'!F117,(IF($B$4=\"W\",'Wave Areas'!F135,(IF($B$4=\"NW\",'Wave Areas'!T136,0)))))))))))))))","v":0},{"$f":"IF($B$4=\"SW\",'Wave Areas'!U118,(IF($B$4=\"N\",'Wave Areas'!G81,(IF($B$4=\"NE\",'Wave Areas'!U82,(IF($B$4=\"E\",'Wave Areas'!G99,(IF($B$4=\"SE\",'Wave Areas'!U100,(IF($B$4=\"S\",'Wave Areas'!G117,(IF($B$4=\"W\",'Wave Areas'!G135,(IF($B$4=\"NW\",'Wave Areas'!U136,0)))))))))))))))","v":0},{"$f":"IF($B$4=\"SW\",'Wave Areas'!V118,(IF($B$4=\"N\",'Wave Areas'!H81,(IF($B$4=\"NE\",'Wave Areas'!V82,(IF($B$4=\"E\",'Wave Areas'!H99,(IF($B$4=\"SE\",'Wave Areas'!V100,(IF($B$4=\"S\",'Wave Areas'!H117,(IF($B$4=\"W\",'Wave Areas'!H135,(IF($B$4=\"NW\",'Wave Areas'!V136,0)))))))))))))))","v":0},{"$f":"IF($B$4=\"SW\",'Wave Areas'!W118,(IF($B$4=\"N\",'Wave Areas'!I81,(IF($B$4=\"NE\",'Wave Areas'!W82,(IF($B$4=\"E\",'Wave Areas'!I99,(IF($B$4=\"SE\",'Wave Areas'!W100,(IF($B$4=\"S\",'Wave Areas'!I117,(IF($B$4=\"W\",'Wave Areas'!I135,(IF($B$4=\"NW\",'Wave Areas'!W136,0)))))))))))))))","v":0},{"$f":"IF($B$4=\"SW\",'Wave Areas'!X118,(IF($B$4=\"N\",'Wave Areas'!J81,(IF($B$4=\"NE\",'Wave Areas'!X82,(IF($B$4=\"E\",'Wave Areas'!J99,(IF($B$4=\"SE\",'Wave Areas'!X100,(IF($B$4=\"S\",'Wave Areas'!J117,(IF($B$4=\"W\",'Wave Areas'!J135,(IF($B$4=\"NW\",'Wave Areas'!X136,0)))))))))))))))","v":0},{"$f":"IF($B$4=\"SW\",'Wave Areas'!Y118,(IF($B$4=\"N\",'Wave Areas'!K81,(IF($B$4=\"NE\",'Wave Areas'!Y82,(IF($B$4=\"E\",'Wave Areas'!K99,(IF($B$4=\"SE\",'Wave Areas'!Y100,(IF($B$4=\"S\",'Wave Areas'!K117,(IF($B$4=\"W\",'Wave Areas'!K135,(IF($B$4=\"NW\",'Wave Areas'!Y136,0)))))))))))))))","v":0},{"$f":"IF($B$4=\"SW\",'Wave Areas'!Z118,(IF($B$4=\"N\",'Wave Areas'!L81,(IF($B$4=\"NE\",'Wave Areas'!Z82,(IF($B$4=\"E\",'Wave Areas'!L99,(IF($B$4=\"SE\",'Wave Areas'!Z100,(IF($B$4=\"S\",'Wave Areas'!L117,(IF($B$4=\"W\",'Wave Areas'!L135,(IF($B$4=\"NW\",'Wave Areas'!Z136,0)))))))))))))))","v":0},null,3.5,{"$error":"#DIV/0!"},{"$error":"#DIV/0!"},{"$error":"#DIV/0!"},{"$error":"#DIV/0!"},{"$error":"#DIV/0!"},{"$error":"#DIV/0!"},{"$error":"#DIV/0!"},{"$error":"#DIV/0!"},{"$error":"#DIV/0!"},{"$error":"#DIV/0!"},{"$error":"#DIV/0!"},{"$error":"#DIV/0!"},null,3.5,{"$error":"#DIV/0!"},{"$error":"#DIV/0!"},{"$error":"#DIV/0!"},{"$error":"#DIV/0!"},{"$error":"#DIV/0!"},{"$error":"#DIV/0!"},{"$error":"#DIV/0!"},{"$error":"#DIV/0!"},{"$error":"#DIV/0!"},{"$error":"#DIV/0!"},{"$error":"#DIV/0!"},{"$error":"#DIV/0!"}]
[25452.3515625,4.5,0,{"$f":"A26*($D$16)","v":177883.65703125001},211532.17998579543,{"$f":"$A26*($F$16/2)","v":118216.38364182693},253641.16743749997,265632.71848345589,274162.01425164472,280387.95287946431,0,0,0,1581456.0737109373,null,null,null,4.5,{"$f":"IF($B$4=\"SW\",'Wave Areas'!P119,(IF($B$4=\"N\",'Wave Areas'!B82,(IF($B$4=\"NE\",'Wave Areas'!P83,(IF($B$4=\"E\",'Wave Areas'!B100,(IF($B$4=\"SE\",'Wave Areas'!P101,(IF($B$4=\"S\",'Wave Areas'!B118,(IF($B$4=\"W\",'Wave Areas'!B136,(IF($B$4=\"NW\",'Wave Areas'!P137,0)))))))))))))))","v":0},{"$f":"IF($B$4=\"SW\",'Wave Areas'!Q119,(IF($B$4=\"N\",'Wave Areas'!C82,(IF($B$4=\"NE\",'Wave Areas'!Q83,(IF($B$4=\"E\",'Wave Areas'!C100,(IF($B$4=\"SE\",'Wave Areas'!Q101,(IF($B$4=\"S\",'Wave Areas'!C118,(IF($B$4=\"W\",'Wave Areas'!C136,(IF($B$4=\"NW\",'Wave Areas'!Q137,0)))))))))))))))","v":0},{"$f":"IF($B$4=\"SW\",'Wave Areas'!R119,(IF($B$4=\"N\",'Wave Areas'!D82,(IF($B$4=\"NE\",'Wave Areas'!R83,(IF($B$4=\"E\",'Wave Areas'!D100,(IF($B$4=\"SE\",'Wave Areas'!R101,(IF($B$4=\"S\",'Wave Areas'!D118,(IF($B$4=\"W\",'Wave Areas'!D136,(IF($B$4=\"NW\",'Wave Areas'!R137,0)))))))))))))))","v":0},{"$f":"IF($B$4=\"SW\",'Wave Areas'!S119,(IF($B$4=\"N\",'Wave Areas'!E82,(IF($B$4=\"NE\",'Wave Areas'!S83,(IF($B$4=\"E\",'Wave Areas'!E100,(IF($B$4=\"SE\",'Wave Areas'!S101,(IF($B$4=\"S\",'Wave Areas'!E118,(IF($B$4=\"W\",'Wave Areas'!E136,(IF($B$4=\"NW\",'Wave Areas'!S137,0)))))))))))))))","v":0},{"$f":"IF($B$4=\"SW\",'Wave Areas'!T119,(IF($B$4=\"N\",'Wave Areas'!F82,(IF($B$4=\"NE\",'Wave Areas'!T83,(IF($B$4=\"E\",'Wave Areas'!F100,(IF($B$4=\"SE\",'Wave Areas'!T101,(IF($B$4=\"S\",'Wave Areas'!F118,(IF($B$4=\"W\",'Wave Areas'!F136,(IF($B$4=\"NW\",'Wave Areas'!T137,0)))))))))))))))","v":0},{"$f":"IF($B$4=\"SW\",'Wave Areas'!U119,(IF($B$4=\"N\",'Wave Areas'!G82,(IF($B$4=\"NE\",'Wave Areas'!U83,(IF($B$4=\"E\",'Wave Areas'!G100,(IF($B$4=\"SE\",'Wave Areas'!U101,(IF($B$4=\"S\",'Wave Areas'!G118,(IF($B$4=\"W\",'Wave Areas'!G136,(IF($B$4=\"NW\",'Wave Areas'!U137,0)))))))))))))))","v":0},{"$f":"IF($B$4=\"SW\",'Wave Areas'!V119,(IF($B$4=\"N\",'Wave Areas'!H82,(IF($B$4=\"NE\",'Wave Areas'!V83,(IF($B$4=\"E\",'Wave Areas'!H100,(IF($B$4=\"SE\",'Wave Areas'!V101,(IF($B$4=\"S\",'Wave Areas'!H118,(IF($B$4=\"W\",'Wave Areas'!H136,(IF($B$4=\"NW\",'Wave Areas'!V137,0)))))))))))))))","v":0},{"$f":"IF($B$4=\"SW\",'Wave Areas'!W119,(IF($B$4=\"N\",'Wave Areas'!I82,(IF($B$4=\"NE\",'Wave Areas'!W83,(IF($B$4=\"E\",'Wave Areas'!I100,(IF($B$4=\"SE\",'Wave Areas'!W101,(IF($B$4=\"S\",'Wave Areas'!I118,(IF($B$4=\"W\",'Wave Areas'!I136,(IF($B$4=\"NW\",'Wave Areas'!W137,0)))))))))))))))","v":0},{"$f":"IF($B$4=\"SW\",'Wave Areas'!X119,(IF($B$4=\"N\",'Wave Areas'!J82,(IF($B$4=\"NE\",'Wave Areas'!X83,(IF($B$4=\"E\",'Wave Areas'!J100,(IF($B$4=\"SE\",'Wave Areas'!X101,(IF($B$4=\"S\",'Wave Areas'!J118,(IF($B$4=\"W\",'Wave Areas'!J136,(IF($B$4=\"NW\",'Wave Areas'!X137,0)))))))))))))))","v":0},{"$f":"IF($B$4=\"SW\",'Wave Areas'!Y119,(IF($B$4=\"N\",'Wave Areas'!K82,(IF($B$4=\"NE\",'Wave Areas'!Y83,(IF($B$4=\"E\",'Wave Areas'!K100,(IF($B$4=\"SE\",'Wave Areas'!Y101,(IF($B$4=\"S\",'Wave Areas'!K118,(IF($B$4=\"W\",'Wave Areas'!K136,(IF($B$4=\"NW\",'Wave Areas'!Y137,0)))))))))))))))","v":0},{"$f":"IF($B$4=\"SW\",'Wave Areas'!Z119,(IF($B$4=\"N\",'Wave Areas'!L82,(IF($B$4=\"NE\",'Wave Areas'!Z83,(IF($B$4=\"E\",'Wave Areas'!L100,(IF($B$4=\"SE\",'Wave Areas'!Z101,(IF($B$4=\"S\",'Wave Areas'!L118,(IF($B$4=\"W\",'Wave Areas'!L136,(IF($B$4=\"NW\",'Wave Areas'!Z137,0)))))))))))))))","v":0},null,4.5,{"$error":"#DIV/0!"},{"$error":"#DIV/0!"},{"$error":"#DIV/0!"},{"$error":"#DIV/0!"},{"$error":"#DIV/0!"},{"$error":"#DIV/0!"},{"$error":"#DIV/0!"},{"$error":"#DIV/0!"},{"$error":"#DIV/0!"},{"$error":"#DIV/0!"},{"$error":"#DIV/0!"},{"$error":"#DIV/0!"},null,4.5,{"$error":"#DIV/0!"},{"$error":"#DIV/0!"},{"$error":"#DIV/0!"},{"$error":"#DIV/0!"},{"$error":"#DIV/0!"},{"$error":"#DIV/0!"},{"$error":"#DIV/0!"},{"$error":"#DIV/0!"},{"$error":"#DIV/0!"},{"$error":"#DIV/0!"},{"$error":"#DIV/0!"},{"$error":"#DIV/0!"}]
[38021.4140625,5.5,0,0,315992.51578124997,{"$f":"$A27*($F$16)","v":353189.6893990385},378896.06493749993,396809.36958639702,409550.6632648026,418851.13948660716,0,0,0,2273289.4424555954,null,null,null,5.5,{"$f":"IF($B$4=\"SW\",'Wave Areas'!P120,(IF($B$4=\"N\",'Wave Areas'!B83,(IF($B$4=\"NE\",'Wave Areas'!P84,(IF($B$4=\"E\",'Wave Areas'!B101,(IF($B$4=\"SE\",'Wave Areas'!P102,(IF($B$4=\"S\",'Wave Areas'!B119,(IF($B$4=\"W\",'Wave Areas'!B137,(IF($B$4=\"NW\",'Wave Areas'!P138,0)))))))))))))))","v":0},{"$f":"IF($B$4=\"SW\",'Wave Areas'!Q120,(IF($B$4=\"N\",'Wave Areas'!C83,(IF($B$4=\"NE\",'Wave Areas'!Q84,(IF($B$4=\"E\",'Wave Areas'!C101,(IF($B$4=\"SE\",'Wave Areas'!Q102,(IF($B$4=\"S\",'Wave Areas'!C119,(IF($B$4=\"W\",'Wave Areas'!C137,(IF($B$4=\"NW\",'Wave Areas'!Q138,0)))))))))))))))","v":0},{"$f":"IF($B$4=\"SW\",'Wave Areas'!R120,(IF($B$4=\"N\",'Wave Areas'!D83,(IF($B$4=\"NE\",'Wave Areas'!R84,(IF($B$4=\"E\",'Wave Areas'!D101,(IF($B$4=\"SE\",'Wave Areas'!R102,(IF($B$4=\"S\",'Wave Areas'!D119,(IF($B$4=\"W\",'Wave Areas'!D137,(IF($B$4=\"NW\",'Wave Areas'!R138,0)))))))))))))))","v":0},{"$f":"IF($B$4=\"SW\",'Wave Areas'!S120,(IF($B$4=\"N\",'Wave Areas'!E83,(IF($B$4=\"NE\",'Wave Areas'!S84,(IF($B$4=\"E\",'Wave Areas'!E101,(IF($B$4=\"SE\",'Wave Areas'!S102,(IF($B$4=\"S\",'Wave Areas'!E119,(IF($B$4=\"W\",'Wave Areas'!E137,(IF($B$4=\"NW\",'Wave Areas'!S138,0)))))))))))))))","v":0},{"$f":"IF($B$4=\"SW\",'Wave Areas'!T120,(IF($B$4=\"N\",'Wave Areas'!F83,(IF($B$4=\"NE\",'Wave Areas'!T84,(IF($B$4=\"E\",'Wave Areas'!F101,(IF($B$4=\"SE\",'Wave Areas'!T102,(IF($B$4=\"S\",'Wave Areas'!F119,(IF($B$4=\"W\",'Wave Areas'!F137,(IF($B$4=\"NW\",'Wave Areas'!T138,0)))))))))))))))","v":0},{"$f":"IF($B$4=\"SW\",'Wave Areas'!U120,(IF($B$4=\"N\",'Wave Areas'!G83,(IF($B$4=\"NE\",'Wave Areas'!U84,(IF($B$4=\"E\",'Wave Areas'!G101,(IF($B$4=\"SE\",'Wave Areas'!U102,(IF($B$4=\"S\",'Wave Areas'!G119,(IF($B$4=\"W\",'Wave Areas'!G137,(IF($B$4=\"NW\",'Wave Areas'!U138,0)))))))))))))))","v":0},{"$f":"IF($B$4=\"SW\",'Wave Areas'!V120,(IF($B$4=\"N\",'Wave Areas'!H83,(IF($B$4=\"NE\",'Wave Areas'!V84,(IF($B$4=\"E\",'Wave Areas'!H101,(IF($B$4=\"SE\",'Wave Areas'!V102,(IF($B$4=\"S\",'Wave Areas'!H119,(IF($B$4=\"W\",'Wave Areas'!H137,(IF($B$4=\"NW\",'Wave Areas'!V138,0)))))))))))))))","v":0},{"$f":"IF($B$4=\"SW\",'Wave Areas'!W120,(IF($B$4=\"N\",'Wave Areas'!I83,(IF($B$4=\"NE\",'Wave Areas'!W84,(IF($B$4=\"E\",'Wave Areas'!I101,(IF($B$4=\"SE\",'Wave Areas'!W102,(IF($B$4=\"S\",'Wave Areas'!I119,(IF($B$4=\"W\",'Wave Areas'!I137,(IF($B$4=\"NW\",'Wave Areas'!W138,0)))))))))))))))","v":0},{"$f":"IF($B$4=\"SW\",'Wave Areas'!X120,(IF($B$4=\"N\",'Wave Areas'!J83,(IF($B$4=\"NE\",'Wave Areas'!X84,(IF($B$4=\"E\",'Wave Areas'!J101,(IF($B$4=\"SE\",'Wave Areas'!X102,(IF($B$4=\"S\",'Wave Areas'!J119,(IF($B$4=\"W\",'Wave Areas'!J137,(IF($B$4=\"NW\",'Wave Areas'!X138,0)))))))))))))))","v":0},{"$f":"IF($B$4=\"SW\",'Wave Areas'!Y120,(IF($B$4=\"N\",'Wave Areas'!K83,(IF($B$4=\"NE\",'Wave Areas'!Y84,(IF($B$4=\"E\",'Wave Areas'!K101,(IF($B$4=\"SE\",'Wave Areas'!Y102,(IF($B$4=\"S\",'Wave Areas'!K119,(IF($B$4=\"W\",'Wave Areas'!K137,(IF($B$4=\"NW\",'Wave Areas'!Y138,0)))))))))))))))","v":0},{"$f":"IF($B$4=\"SW\",'Wave Areas'!Z120,(IF($B$4=\"N\",'Wave Areas'!L83,(IF($B$4=\"NE\",'Wave Areas'!Z84,(IF($B$4=\"E\",'Wave Areas'!L101,(IF($B$4=\"SE\",'Wave Areas'!Z102,(IF($B$4=\"S\",'Wave Areas'!L119,(IF($B$4=\"W\",'Wave Areas'!L137,(IF($B$4=\"NW\",'Wave Areas'!Z138,0)))))))))))))))","v":0},null,5.5,{"$error":"#DIV/0!"},{"$error":"#DIV/0!"},{"$error":"#DIV/0!"},{"$error":"#DIV/0!"},{"$error":"#DIV/0!"},{"$error":"#DIV/0!"},{"$error":"#DIV/0!"},{"$error":"#DIV/0!"},{"$error":"#DIV/0!"},{"$error":"#DIV/0!"},{"$error":"#DIV/0!"},{"$error":"#DIV/0!"},null,5.5,{"$error":"#DIV/0!"},{"$error":"#DIV/0!"},{"$error":"#DIV/0!"},{"$error":"#DIV/0!"},{"$error":"#DIV/0!"},{"$error":"#DIV/0!"},{"$error":"#DIV/0!"},{"$error":"#DIV/0!"},{"$error":"#DIV/0!"},{"$error":"#DIV/0!"},{"$error":"#DIV/0!"},{"$error":"#DIV/0!"}]
[53104.2890625,6.5,0,0,441344.91873579542,{"$f":"$A28*($F$16/2)","v":246648.99796875002},529201.94193749991,554221.35090992646,572017.04208059201,585006.96341517859,0,0,0,2928441.2150477422,null,null,null,6.5,{"$f":"IF($B$4=\"SW\",'Wave Areas'!P121,(IF($B$4=\"N\",'Wave Areas'!B84,(IF($B$4=\"NE\",'Wave Areas'!P85,(IF($B$4=\"E\",'Wave Areas'!B102,(IF($B$4=\"SE\",'Wave Areas'!P103,(IF($B$4=\"S\",'Wave Areas'!B120,(IF($B$4=\"W\",'Wave Areas'!B138,(IF($B$4=\"NW\",'Wave Areas'!P139,0)))))))))))))))","v":0},{"$f":"IF($B$4=\"SW\",'Wave Areas'!Q121,(IF($B$4=\"N\",'Wave Areas'!C84,(IF($B$4=\"NE\",'Wave Areas'!Q85,(IF($B$4=\"E\",'Wave Areas'!C102,(IF($B$4=\"SE\",'Wave Areas'!Q103,(IF($B$4=\"S\",'Wave Areas'!C120,(IF($B$4=\"W\",'Wave Areas'!C138,(IF($B$4=\"NW\",'Wave Areas'!Q139,0)))))))))))))))","v":0},{"$f":"IF($B$4=\"SW\",'Wave Areas'!R121,(IF($B$4=\"N\",'Wave Areas'!D84,(IF($B$4=\"NE\",'Wave Areas'!R85,(IF($B$4=\"E\",'Wave Areas'!D102,(IF($B$4=\"SE\",'Wave Areas'!R103,(IF($B$4=\"S\",'Wave Areas'!D120,(IF($B$4=\"W\",'Wave Areas'!D138,(IF($B$4=\"NW\",'Wave Areas'!R139,0)))))))))))))))","v":0},{"$f":"IF($B$4=\"SW\",'Wave Areas'!S121,(IF($B$4=\"N\",'Wave Areas'!E84,(IF($B$4=\"NE\",'Wave Areas'!S85,(IF($B$4=\"E\",'Wave Areas'!E102,(IF($B$4=\"SE\",'Wave Areas'!S103,(IF($B$4=\"S\",'Wave Areas'!E120,(IF($B$4=\"W\",'Wave Areas'!E138,(IF($B$4=\"NW\",'Wave Areas'!S139,0)))))))))))))))","v":0},{"$f":"IF($B$4=\"SW\",'Wave Areas'!T121,(IF($B$4=\"N\",'Wave Areas'!F84,(IF($B$4=\"NE\",'Wave Areas'!T85,(IF($B$4=\"E\",'Wave Areas'!F102,(IF($B$4=\"SE\",'Wave Areas'!T103,(IF($B$4=\"S\",'Wave Areas'!F120,(IF($B$4=\"W\",'Wave Areas'!F138,(IF($B$4=\"NW\",'Wave Areas'!T139,0)))))))))))))))","v":0},{"$f":"IF($B$4=\"SW\",'Wave Areas'!U121,(IF($B$4=\"N\",'Wave Areas'!G84,(IF($B$4=\"NE\",'Wave Areas'!U85,(IF($B$4=\"E\",'Wave Areas'!G102,(IF($B$4=\"SE\",'Wave Areas'!U103,(IF($B$4=\"S\",'Wave Areas'!G120,(IF($B$4=\"W\",'Wave Areas'!G138,(IF($B$4=\"NW\",'Wave Areas'!U139,0)))))))))))))))","v":0},{"$f":"IF($B$4=\"SW\",'Wave Areas'!V121,(IF($B$4=\"N\",'Wave Areas'!H84,(IF($B$4=\"NE\",'Wave Areas'!V85,(IF($B$4=\"E\",'Wave Areas'!H102,(IF($B$4=\"SE\",'Wave Areas'!V103,(IF($B$4=\"S\",'Wave Areas'!H120,(IF($B$4=\"W\",'Wave Areas'!H138,(IF($B$4=\"NW\",'Wave Areas'!V139,0)))))))))))))))","v":0},{"$f":"IF($B$4=\"SW\",'Wave Areas'!W121,(IF($B$4=\"N\",'Wave Areas'!I84,(IF($B$4=\"NE\",'Wave Areas'!W85,(IF($B$4=\"E\",'Wave Areas'!I102,(IF($B$4=\"SE\",'Wave Areas'!W103,(IF($B$4=\"S\",'Wave Areas'!I120,(IF($B$4=\"W\",'Wave Areas'!I138,(IF($B$4=\"NW\",'Wave Areas'!W139,0)))))))))))))))","v":0},{"$f":"IF($B$4=\"SW\",'Wave Areas'!X121,(IF($B$4=\"N\",'Wave Areas'!J84,(IF($B$4=\"NE\",'Wave Areas'!X85,(IF($B$4=\"E\",'Wave Areas'!J102,(IF($B$4=\"SE\",'Wave Areas'!X103,(IF($B$4=\"S\",'Wave Areas'!J120,(IF($B$4=\"W\",'Wave Areas'!J138,(IF($B$4=\"NW\",'Wave Areas'!X139,0)))))))))))))))","v":0},{"$f":"IF($B$4=\"SW\",'Wave Areas'!Y121,(IF($B$4=\"N\",'Wave Areas'!K84,(IF($B$4=\"NE\",'Wave Areas'!Y85,(IF($B$4=\"E\",'Wave Areas'!K102,(IF($B$4=\"SE\",'Wave Areas'!Y103,(IF($B$4=\"S\",'Wave Areas'!K120,(IF($B$4=\"W\",'Wave Areas'!K138,(IF($B$4=\"NW\",'Wave Areas'!Y139,0)))))))))))))))","v":0},{"$f":"IF($B$4=\"SW\",'Wave Areas'!Z121,(IF($B$4=\"N\",'Wave Areas'!L84,(IF($B$4=\"NE\",'Wave Areas'!Z85,(IF($B$4=\"E\",'Wave Areas'!L102,(IF($B$4=\"SE\",'Wave Areas'!Z103,(IF($B$4=\"S\",'Wave Areas'!L120,(IF($B$4=\"W\",'Wave Areas'!L138,(IF($B$4=\"NW\",'Wave Areas'!Z139,0)))))))))))))))","v":0},null,6.5,{"$error":"#DIV/0!"},{"$error":"#DIV/0!"},{"$error":"#DIV/0!"},{"$error":"#DIV/0!"},{"$error":"#DIV/0!"},{"$error":"#DIV/0!"},{"$error":"#DIV/0!"},{"$error":"#DIV/0!"},{"$error":"#DIV/0!"},{"$error":"#DIV/0!"},{"$error":"#DIV/0!"},{"$error":"#DIV/0!"},null,6.5,{"$error":"#DIV/0!"},{"$error":"#DIV/0!"},{"$error":"#DIV/0!"},{"$error":"#DIV/0!"},{"$error":"#DIV/0!"},{"$error":"#DIV/0!"},{"$error":"#DIV/0!"},{"$error":"#DIV/0!"},{"$error":"#DIV/0!"},{"$error":"#DIV/0!"},{"$error":"#DIV/0!"},{"$error":"#DIV/0!"}]
[70700.9765625,7.5,0,0,0,{"$f":"$A29*($F$16)","v":656757.6868990385},704558.79843749991,737868.6624540441,761561.15069901303,0,0,0,0,2860746.2984895953,null,null,null,7.5,{"$f":"IF($B$4=\"SW\",'Wave Areas'!P122,(IF($B$4=\"N\",'Wave Areas'!B85,(IF($B$4=\"NE\",'Wave Areas'!P86,(IF($B$4=\"E\",'Wave Areas'!B103,(IF($B$4=\"SE\",'Wave Areas'!P104,(IF($B$4=\"S\",'Wave Areas'!B121,(IF($B$4=\"W\",'Wave Areas'!B139,(IF($B$4=\"NW\",'Wave Areas'!P140,0)))))))))))))))","v":0},{"$f":"IF($B$4=\"SW\",'Wave Areas'!Q122,(IF($B$4=\"N\",'Wave Areas'!C85,(IF($B$4=\"NE\",'Wave Areas'!Q86,(IF($B$4=\"E\",'Wave Areas'!C103,(IF($B$4=\"SE\",'Wave Areas'!Q104,(IF($B$4=\"S\",'Wave Areas'!C121,(IF($B$4=\"W\",'Wave Areas'!C139,(IF($B$4=\"NW\",'Wave Areas'!Q140,0)))))))))))))))","v":0},{"$f":"IF($B$4=\"SW\",'Wave Areas'!R122,(IF($B$4=\"N\",'Wave Areas'!D85,(IF($B$4=\"NE\",'Wave Areas'!R86,(IF($B$4=\"E\",'Wave Areas'!D103,(IF($B$4=\"SE\",'Wave Areas'!R104,(IF($B$4=\"S\",'Wave Areas'!D121,(IF($B$4=\"W\",'Wave Areas'!D139,(IF($B$4=\"NW\",'Wave Areas'!R140,0)))))))))))))))","v":0},{"$f":"IF($B$4=\"SW\",'Wave Areas'!S122,(IF($B$4=\"N\",'Wave Areas'!E85,(IF($B$4=\"NE\",'Wave Areas'!S86,(IF($B$4=\"E\",'Wave Areas'!E103,(IF($B$4=\"SE\",'Wave Areas'!S104,(IF($B$4=\"S\",'Wave Areas'!E121,(IF($B$4=\"W\",'Wave Areas'!E139,(IF($B$4=\"NW\",'Wave Areas'!S140,0)))))))))))))))","v":0},{"$f":"IF($B$4=\"SW\",'Wave Areas'!T122,(IF($B$4=\"N\",'Wave Areas'!F85,(IF($B$4=\"NE\",'Wave Areas'!T86,(IF($B$4=\"E\",'Wave Areas'!F103,(IF($B$4=\"SE\",'Wave Areas'!T104,(IF($B$4=\"S\",'Wave Areas'!F121,(IF($B$4=\"W\",'Wave Areas'!F139,(IF($B$4=\"NW\",'Wave Areas'!T140,0)))))))))))))))","v":0},{"$f":"IF($B$4=\"SW\",'Wave Areas'!U122,(IF($B$4=\"N\",'Wave Areas'!G85,(IF($B$4=\"NE\",'Wave Areas'!U86,(IF($B$4=\"E\",'Wave Areas'!G103,(IF($B$4=\"SE\",'Wave Areas'!U104,(IF($B$4=\"S\",'Wave Areas'!G121,(IF($B$4=\"W\",'Wave Areas'!G139,(IF($B$4=\"NW\",'Wave Areas'!U140,0)))))))))))))))","v":0},{"$f":"IF($B$4=\"SW\",'Wave Areas'!V122,(IF($B$4=\"N\",'Wave Areas'!H85,(IF($B$4=\"NE\",'Wave Areas'!V86,(IF($B$4=\"E\",'Wave Areas'!H103,(IF($B$4=\"SE\",'Wave Areas'!V104,(IF($B$4=\"S\",'Wave Areas'!H121,(IF($B$4=\"W\",'Wave Areas'!H139,(IF($B$4=\"NW\",'Wave Areas'!V140,0)))))))))))))))","v":0},{"$f":"IF($B$4=\"SW\",'Wave Areas'!W122,(IF($B$4=\"N\",'Wave Areas'!I85,(IF($B$4=\"NE\",'Wave Areas'!W86,(IF($B$4=\"E\",'Wave Areas'!I103,(IF($B$4=\"SE\",'Wave Areas'!W104,(IF($B$4=\"S\",'Wave Areas'!I121,(IF($B$4=\"W\",'Wave Areas'!I139,(IF($B$4=\"NW\",'Wave Areas'!W140,0)))))))))))))))","v":0},{"$f":"IF($B$4=\"SW\",'Wave Areas'!X122,(IF($B$4=\"N\",'Wave Areas'!J85,(IF($B$4=\"NE\",'Wave Areas'!X86,(IF($B$4=\"E\",'Wave Areas'!J103,(IF($B$4=\"SE\",'Wave Areas'!X104,(IF($B$4=\"S\",'Wave Areas'!J121,(IF($B$4=\"W\",'Wave Areas'!J139,(IF($B$4=\"NW\",'Wave Areas'!X140,0)))))))))))))))","v":0},{"$f":"IF($B$4=\"SW\",'Wave Areas'!Y122,(IF($B$4=\"N\",'Wave Areas'!K85,(IF($B$4=\"NE\",'Wave Areas'!Y86,(IF($B$4=\"E\",'Wave Areas'!K103,(IF($B$4=\"SE\",'Wave Areas'!Y104,(IF($B$4=\"S\",'Wave Areas'!K121,(IF($B$4=\"W\",'Wave Areas'!K139,(IF($B$4=\"NW\",'Wave Areas'!Y140,0)))))))))))))))","v":0},{"$f":"IF($B$4=\"SW\",'Wave Areas'!Z122,(IF($B$4=\"N\",'Wave Areas'!L85,(IF($B$4=\"NE\",'Wave Areas'!Z86,(IF($B$4=\"E\",'Wave Areas'!L103,(IF($B$4=\"SE\",'Wave Areas'!Z104,(IF($B$4=\"S\",'Wave Areas'!L121,(IF($B$4=\"W\",'Wave Areas'!L139,(IF($B$4=\"NW\",'Wave Areas'!Z140,0)))))))))))))))","v":0},null,7.5,{"$error":"#DIV/0!"},{"$error":"#DIV/0!"},{"$error":"#DIV/0!"},{"$error":"#DIV/0!"},{"$error":"#DIV/0!"},{"$error":"#DIV/0!"},{"$error":"#DIV/0!"},{"$error":"#DIV/0!"},{"$error":"#DIV/0!"},{"$error":"#DIV/0!"},{"$error":"#DIV/0!"},{"$error":"#DIV/0!"},null,7.5,{"$error":"#DIV/0!"},{"$error":"#DIV/0!"},{"$f":"AI29/1004","v":{"$error":"#DIV/0!"}},{"$error":"#DIV/0!"},{"$error":"#DIV/0!"},{"$error":"#DIV/0!"},{"$error":"#DIV/0!"},{"$f":"AN29/1004","v":{"$error":"#DIV/0!"}},{"$error":"#DIV/0!"},{"$error":"#DIV/0!"},{"$error":"#DIV/0!"},{"$error":"#DIV/0!"}]
[90811.4765625,8.5,0,0,0,{"$f":"$A30*($F$16)","v":843568.76228365384},904966.63443749992,947751.30421874998,978182.9891200657,0,0,0,0,3674469.6900599697,null,null,null,8.5,{"$f":"IF($B$4=\"SW\",'Wave Areas'!P123,(IF($B$4=\"N\",'Wave Areas'!B86,(IF($B$4=\"NE\",'Wave Areas'!P87,(IF($B$4=\"E\",'Wave Areas'!B104,(IF($B$4=\"SE\",'Wave Areas'!P105,(IF($B$4=\"S\",'Wave Areas'!B122,(IF($B$4=\"W\",'Wave Areas'!B140,(IF($B$4=\"NW\",'Wave Areas'!P141,0)))))))))))))))","v":0},{"$f":"IF($B$4=\"SW\",'Wave Areas'!Q123,(IF($B$4=\"N\",'Wave Areas'!C86,(IF($B$4=\"NE\",'Wave Areas'!Q87,(IF($B$4=\"E\",'Wave Areas'!C104,(IF($B$4=\"SE\",'Wave Areas'!Q105,(IF($B$4=\"S\",'Wave Areas'!C122,(IF($B$4=\"W\",'Wave Areas'!C140,(IF($B$4=\"NW\",'Wave Areas'!Q141,0)))))))))))))))","v":0},{"$f":"IF($B$4=\"SW\",'Wave Areas'!R123,(IF($B$4=\"N\",'Wave Areas'!D86,(IF($B$4=\"NE\",'Wave Areas'!R87,(IF($B$4=\"E\",'Wave Areas'!D104,(IF($B$4=\"SE\",'Wave Areas'!R105,(IF($B$4=\"S\",'Wave Areas'!D122,(IF($B$4=\"W\",'Wave Areas'!D140,(IF($B$4=\"NW\",'Wave Areas'!R141,0)))))))))))))))","v":0},{"$f":"IF($B$4=\"SW\",'Wave Areas'!S123,(IF($B$4=\"N\",'Wave Areas'!E86,(IF($B$4=\"NE\",'Wave Areas'!S87,(IF($B$4=\"E\",'Wave Areas'!E104,(IF($B$4=\"SE\",'Wave Areas'!S105,(IF($B$4=\"S\",'Wave Areas'!E122,(IF($B$4=\"W\",'Wave Areas'!E140,(IF($B$4=\"NW\",'Wave Areas'!S141,0)))))))))))))))","v":0},{"$f":"IF($B$4=\"SW\",'Wave Areas'!T123,(IF($B$4=\"N\",'Wave Areas'!F86,(IF($B$4=\"NE\",'Wave Areas'!T87,(IF($B$4=\"E\",'Wave Areas'!F104,(IF($B$4=\"SE\",'Wave Areas'!T105,(IF($B$4=\"S\",'Wave Areas'!F122,(IF($B$4=\"W\",'Wave Areas'!F140,(IF($B$4=\"NW\",'Wave Areas'!T141,0)))))))))))))))","v":0},{"$f":"IF($B$4=\"SW\",'Wave Areas'!U123,(IF($B$4=\"N\",'Wave Areas'!G86,(IF($B$4=\"NE\",'Wave Areas'!U87,(IF($B$4=\"E\",'Wave Areas'!G104,(IF($B$4=\"SE\",'Wave Areas'!U105,(IF($B$4=\"S\",'Wave Areas'!G122,(IF($B$4=\"W\",'Wave Areas'!G140,(IF($B$4=\"NW\",'Wave Areas'!U141,0)))))))))))))))","v":0},{"$f":"IF($B$4=\"SW\",'Wave Areas'!V123,(IF($B$4=\"N\",'Wave Areas'!H86,(IF($B$4=\"NE\",'Wave Areas'!V87,(IF($B$4=\"E\",'Wave Areas'!H104,(IF($B$4=\"SE\",'Wave Areas'!V105,(IF($B$4=\"S\",'Wave Areas'!H122,(IF($B$4=\"W\",'Wave Areas'!H140,(IF($B$4=\"NW\",'Wave Areas'!V141,0)))))))))))))))","v":0},{"$f":"IF($B$4=\"SW\",'Wave Areas'!W123,(IF($B$4=\"N\",'Wave Areas'!I86,(IF($B$4=\"NE\",'Wave Areas'!W87,(IF($B$4=\"E\",'Wave Areas'!I104,(IF($B$4=\"SE\",'Wave Areas'!W105,(IF($B$4=\"S\",'Wave Areas'!I122,(IF($B$4=\"W\",'Wave Areas'!I140,(IF($B$4=\"NW\",'Wave Areas'!W141,0)))))))))))))))","v":0},{"$f":"IF($B$4=\"SW\",'Wave Areas'!X123,(IF($B$4=\"N\",'Wave Areas'!J86,(IF($B$4=\"NE\",'Wave Areas'!X87,(IF($B$4=\"E\",'Wave Areas'!J104,(IF($B$4=\"SE\",'Wave Areas'!X105,(IF($B$4=\"S\",'Wave Areas'!J122,(IF($B$4=\"W\",'Wave Areas'!J140,(IF($B$4=\"NW\",'Wave Areas'!X141,0)))))))))))))))","v":0},{"$f":"IF($B$4=\"SW\",'Wave Areas'!Y123,(IF($B$4=\"N\",'Wave Areas'!K86,(IF($B$4=\"NE\",'Wave Areas'!Y87,(IF($B$4=\"E\",'Wave Areas'!K104,(IF($B$4=\"SE\",'Wave Areas'!Y105,(IF($B$4=\"S\",'Wave Areas'!K122,(IF($B$4=\"W\",'Wave Areas'!K140,(IF($B$4=\"NW\",'Wave Areas'!Y141,0)))))))))))))))","v":0},{"$f":"IF($B$4=\"SW\",'Wave Areas'!Z123,(IF($B$4=\"N\",'Wave Areas'!L86,(IF($B$4=\"NE\",'Wave Areas'!Z87,(IF($B$4=\"E\",'Wave Areas'!L104,(IF($B$4=\"SE\",'Wave Areas'!Z105,(IF($B$4=\"S\",'Wave Areas'!L122,(IF($B$4=\"W\",'Wave Areas'!L140,(IF($B$4=\"NW\",'Wave Areas'!Z141,0)))))))))))))))","v":0},null,8.5,{"$error":"#DIV/0!"},{"$error":"#DIV/0!"},{"$error":"#DIV/0!"},{"$error":"#DIV/0!"},{"$error":"#DIV/0!"},{"$error":"#DIV/0!"},{"$error":"#DIV/0!"},{"$error":"#DIV/0!"},{"$error":"#DIV/0!"},{"$error":"#DIV/0!"},{"$error":"#DIV/0!"},{"$error":"#DIV/0!"},null,8.5,{"$error":"#DIV/0!"},{"$error":"#DIV/0!"},{"$f":"AI30/1004","v":{"$error":"#DIV/0!"}},{"$error":"#DIV/0!"},{"$error":"#DIV/0!"},{"$error":"#DIV/0!"},{"$error":"#DIV/0!"},{"$f":"AN30/1004","v":{"$error":"#DIV/0!"}},{"$error":"#DIV/0!"},{"$error":"#DIV/0!"},{"$error":"#DIV/0!"},{"$error":"#DIV/0!"}]
[113435.7890625,9.5,0,0,0,0,1130425.4499374998,1183869.276204044,0,0,0,0,0,2314294.7261415441,null,null,null,9.5,{"$f":"IF($B$4=\"SW\",'Wave Areas'!P124,(IF($B$4=\"N\",'Wave Areas'!B87,(IF($B$4=\"NE\",'Wave Areas'!P88,(IF($B$4=\"E\",'Wave Areas'!B105,(IF($B$4=\"SE\",'Wave Areas'!P106,(IF($B$4=\"S\",'Wave Areas'!B123,(IF($B$4=\"W\",'Wave Areas'!B141,(IF($B$4=\"NW\",'Wave Areas'!P142,0)))))))))))))))","v":0},{"$f":"IF($B$4=\"SW\",'Wave Areas'!Q124,(IF($B$4=\"N\",'Wave Areas'!C87,(IF($B$4=\"NE\",'Wave Areas'!Q88,(IF($B$4=\"E\",'Wave Areas'!C105,(IF($B$4=\"SE\",'Wave Areas'!Q106,(IF($B$4=\"S\",'Wave Areas'!C123,(IF($B$4=\"W\",'Wave Areas'!C141,(IF($B$4=\"NW\",'Wave Areas'!Q142,0)))))))))))))))","v":0},{"$f":"IF($B$4=\"SW\",'Wave Areas'!R124,(IF($B$4=\"N\",'Wave Areas'!D87,(IF($B$4=\"NE\",'Wave Areas'!R88,(IF($B$4=\"E\",'Wave Areas'!D105,(IF($B$4=\"SE\",'Wave Areas'!R106,(IF($B$4=\"S\",'Wave Areas'!D123,(IF($B$4=\"W\",'Wave Areas'!D141,(IF($B$4=\"NW\",'Wave Areas'!R142,0)))))))))))))))","v":0},{"$f":"IF($B$4=\"SW\",'Wave Areas'!S124,(IF($B$4=\"N\",'Wave Areas'!E87,(IF($B$4=\"NE\",'Wave Areas'!S88,(IF($B$4=\"E\",'Wave Areas'!E105,(IF($B$4=\"SE\",'Wave Areas'!S106,(IF($B$4=\"S\",'Wave Areas'!E123,(IF($B$4=\"W\",'Wave Areas'!E141,(IF($B$4=\"NW\",'Wave Areas'!S142,0)))))))))))))))","v":0},{"$f":"IF($B$4=\"SW\",'Wave Areas'!T124,(IF($B$4=\"N\",'Wave Areas'!F87,(IF($B$4=\"NE\",'Wave Areas'!T88,(IF($B$4=\"E\",'Wave Areas'!F105,(IF($B$4=\"SE\",'Wave Areas'!T106,(IF($B$4=\"S\",'Wave Areas'!F123,(IF($B$4=\"W\",'Wave Areas'!F141,(IF($B$4=\"NW\",'Wave Areas'!T142,0)))))))))))))))","v":0},{"$f":"IF($B$4=\"SW\",'Wave Areas'!U124,(IF($B$4=\"N\",'Wave Areas'!G87,(IF($B$4=\"NE\",'Wave Areas'!U88,(IF($B$4=\"E\",'Wave Areas'!G105,(IF($B$4=\"SE\",'Wave Areas'!U106,(IF($B$4=\"S\",'Wave Areas'!G123,(IF($B$4=\"W\",'Wave Areas'!G141,(IF($B$4=\"NW\",'Wave Areas'!U142,0)))))))))))))))","v":0},{"$f":"IF($B$4=\"SW\",'Wave Areas'!V124,(IF($B$4=\"N\",'Wave Areas'!H87,(IF($B$4=\"NE\",'Wave Areas'!V88,(IF($B$4=\"E\",'Wave Areas'!H105,(IF($B$4=\"SE\",'Wave Areas'!V106,(IF($B$4=\"S\",'Wave Areas'!H123,(IF($B$4=\"W\",'Wave Areas'!H141,(IF($B$4=\"NW\",'Wave Areas'!V142,0)))))))))))))))","v":0},{"$f":"IF($B$4=\"SW\",'Wave Areas'!W124,(IF($B$4=\"N\",'Wave Areas'!I87,(IF($B$4=\"NE\",'Wave Areas'!W88,(IF($B$4=\"E\",'Wave Areas'!I105,(IF($B$4=\"SE\",'Wave Areas'!W106,(IF($B$4=\"S\",'Wave Areas'!I123,(IF($B$4=\"W\",'Wave Areas'!I141,(IF($B$4=\"NW\",'Wave Areas'!W142,0)))))))))))))))","v":0},{"$f":"IF($B$4=\"SW\",'Wave Areas'!X124,(IF($B$4=\"N\",'Wave Areas'!J87,(IF($B$4=\"NE\",'Wave Areas'!X88,(IF($B$4=\"E\",'Wave Areas'!J105,(IF($B$4=\"SE\",'Wave Areas'!X106,(IF($B$4=\"S\",'Wave Areas'!J123,(IF($B$4=\"W\",'Wave Areas'!J141,(IF($B$4=\"NW\",'Wave Areas'!X142,0)))))))))))))))","v":0},{"$f":"IF($B$4=\"SW\",'Wave Areas'!Y124,(IF($B$4=\"N\",'Wave Areas'!K87,(IF($B$4=\"NE\",'Wave Areas'!Y88,(IF($B$4=\"E\",'Wave Areas'!K105,(IF($B$4=\"SE\",'Wave Areas'!Y106,(IF($B$4=\"S\",'Wave Areas'!K123,(IF($B$4=\"W\",'Wave Areas'!K141,(IF($B$4=\"NW\",'Wave Areas'!Y142,0)))))))))))))))","v":0},{"$f":"IF($B$4=\"SW\",'Wave Areas'!Z124,(IF($B$4=\"N\",'Wave Areas'!L87,(IF($B$4=\"NE\",'Wave Areas'!Z88,(IF($B$4=\"E\",'Wave Areas'!L105,(IF($B$4=\"SE\",'Wave Areas'!Z106,(IF($B$4=\"S\",'Wave Areas'!L123,(IF($B$4=\"W\",'Wave Areas'!L141,(IF($B$4=\"NW\",'Wave Areas'!Z142,0)))))))))))))))","v":0},null,9.5,{"$error":"#DIV/0!"},{"$error":"#DIV/0!"},{"$error":"#DIV/0!"},{"$error":"#DIV/0!"},{"$error":"#DIV/0!"},{"$error":"#DIV/0!"},{"$error":"#DIV/0!"},{"$error":"#DIV/0!"},{"$error":"#DIV/0!"},{"$error":"#DIV/0!"},{"$error":"#DIV/0!"},{"$error":"#DIV/0!"},null,9.5,{"$error":"#DIV/0!"},{"$error":"#DIV/0!"},{"$f":"AI31/1004","v":{"$error":"#DIV/0!"}},{"$f":"AJ31/1004","v":{"$error":"#DIV/0!"}},{"$f":"G31*AJ31","v":{"$error":"#DIV/0!"}},{"$f":"H31*AK31","v":{"$error":"#DIV/0!"}},{"$f":"AM31/1004","v":{"$error":"#DIV/0!"}},{"$f":"AN31/1004","v":{"$error":"#DIV/0!"}},{"$error":"#DIV/0!"},{"$error":"#DIV/0!"},{"$error":"#DIV/0!"},{"$error":"#DIV/0!"}]
[138573.9140625,10.5,0,0,0,0,0,0,0,0,0,0,0,0,null,null,null,10.5,{"$f":"IF($B$4=\"SW\",'Wave Areas'!P125,(IF($B$4=\"N\",'Wave Areas'!B88,(IF($B$4=\"NE\",'Wave Areas'!P89,(IF($B$4=\"E\",'Wave Areas'!B106,(IF($B$4=\"SE\",'Wave Areas'!P107,(IF($B$4=\"S\",'Wave Areas'!B124,(IF($B$4=\"W\",'Wave Areas'!B142,(IF($B$4=\"NW\",'Wave Areas'!P143,0)))))))))))))))","v":0},{"$f":"IF($B$4=\"SW\",'Wave Areas'!Q125,(IF($B$4=\"N\",'Wave Areas'!C88,(IF($B$4=\"NE\",'Wave Areas'!Q89,(IF($B$4=\"E\",'Wave Areas'!C106,(IF($B$4=\"SE\",'Wave Areas'!Q107,(IF($B$4=\"S\",'Wave Areas'!C124,(IF($B$4=\"W\",'Wave Areas'!C142,(IF($B$4=\"NW\",'Wave Areas'!Q143,0)))))))))))))))","v":0},{"$f":"IF($B$4=\"SW\",'Wave Areas'!R125,(IF($B$4=\"N\",'Wave Areas'!D88,(IF($B$4=\"NE\",'Wave Areas'!R89,(IF($B$4=\"E\",'Wave Areas'!D106,(IF($B$4=\"SE\",'Wave Areas'!R107,(IF($B$4=\"S\",'Wave Areas'!D124,(IF($B$4=\"W\",'Wave Areas'!D142,(IF($B$4=\"NW\",'Wave Areas'!R143,0)))))))))))))))","v":0},{"$f":"IF($B$4=\"SW\",'Wave Areas'!S125,(IF($B$4=\"N\",'Wave Areas'!E88,(IF($B$4=\"NE\",'Wave Areas'!S89,(IF($B$4=\"E\",'Wave Areas'!E106,(IF($B$4=\"SE\",'Wave Areas'!S107,(IF($B$4=\"S\",'Wave Areas'!E124,(IF($B$4=\"W\",'Wave Areas'!E142,(IF($B$4=\"NW\",'Wave Areas'!S143,0)))))))))))))))","v":0},{"$f":"IF($B$4=\"SW\",'Wave Areas'!T125,(IF($B$4=\"N\",'Wave Areas'!F88,(IF($B$4=\"NE\",'Wave Areas'!T89,(IF($B$4=\"E\",'Wave Areas'!F106,(IF($B$4=\"SE\",'Wave Areas'!T107,(IF($B$4=\"S\",'Wave Areas'!F124,(IF($B$4=\"W\",'Wave Areas'!F142,(IF($B$4=\"NW\",'Wave Areas'!T143,0)))))))))))))))","v":0},{"$f":"IF($B$4=\"SW\",'Wave Areas'!U125,(IF($B$4=\"N\",'Wave Areas'!G88,(IF($B$4=\"NE\",'Wave Areas'!U89,(IF($B$4=\"E\",'Wave Areas'!G106,(IF($B$4=\"SE\",'Wave Areas'!U107,(IF($B$4=\"S\",'Wave Areas'!G124,(IF($B$4=\"W\",'Wave Areas'!G142,(IF($B$4=\"NW\",'Wave Areas'!U143,0)))))))))))))))","v":0},{"$f":"IF($B$4=\"SW\",'Wave Areas'!V125,(IF($B$4=\"N\",'Wave Areas'!H88,(IF($B$4=\"NE\",'Wave Areas'!V89,(IF($B$4=\"E\",'Wave Areas'!H106,(IF($B$4=\"SE\",'Wave Areas'!V107,(IF($B$4=\"S\",'Wave Areas'!H124,(IF($B$4=\"W\",'Wave Areas'!H142,(IF($B$4=\"NW\",'Wave Areas'!V143,0)))))))))))))))","v":0},{"$f":"IF($B$4=\"SW\",'Wave Areas'!W125,(IF($B$4=\"N\",'Wave Areas'!I88,(IF($B$4=\"NE\",'Wave Areas'!W89,(IF($B$4=\"E\",'Wave Areas'!I106,(IF($B$4=\"SE\",'Wave Areas'!W107,(IF($B$4=\"S\",'Wave Areas'!I124,(IF($B$4=\"W\",'Wave Areas'!I142,(IF($B$4=\"NW\",'Wave Areas'!W143,0)))))))))))))))","v":0},{"$f":"IF($B$4=\"SW\",'Wave Areas'!X125,(IF($B$4=\"N\",'Wave Areas'!J88,(IF($B$4=\"NE\",'Wave Areas'!X89,(IF($B$4=\"E\",'Wave Areas'!J106,(IF($B$4=\"SE\",'Wave Areas'!X107,(IF($B$4=\"S\",'Wave Areas'!J124,(IF($B$4=\"W\",'Wave Areas'!J142,(IF($B$4=\"NW\",'Wave Areas'!X143,0)))))))))))))))","v":0},{"$f":"IF($B$4=\"SW\",'Wave Areas'!Y125,(IF($B$4=\"N\",'Wave Areas'!K88,(IF($B$4=\"NE\",'Wave Areas'!Y89,(IF($B$4=\"E\",'Wave Areas'!K106,(IF($B$4=\"SE\",'Wave Areas'!Y107,(IF($B$4=\"S\",'Wave Areas'!K124,(IF($B$4=\"W\",'Wave Areas'!K142,(IF($B$4=\"NW\",'Wave Areas'!Y143,0)))))))))))))))","v":0},{"$f":"IF($B$4=\"SW\",'Wave Areas'!Z125,(IF($B$4=\"N\",'Wave Areas'!L88,(IF($B$4=\"NE\",'Wave Areas'!Z89,(IF($B$4=\"E\",'Wave Areas'!L106,(IF($B$4=\"SE\",'Wave Areas'!Z107,(IF($B$4=\"S\",'Wave Areas'!L124,(IF($B$4=\"W\",'Wave Areas'!L142,(IF($B$4=\"NW\",'Wave Areas'!Z143,0)))))))))))))))","v":0},null,10.5,{"$f":"S32/($AC$33)","v":{"$error":"#DIV/0!"}},{"$error":"#DIV/0!"},{"$error":"#DIV/0!"},{"$error":"#DIV/0!"},{"$error":"#DIV/0!"},{"$error":"#DIV/0!"},{"$error":"#DIV/0!"},{"$error":"#DIV/0!"},{"$error":"#DIV/0!"},{"$error":"#DIV/0!"},{"$error":"#DIV/0!"},{"$error":"#DIV/0!"},null,10.5,{"$error":"#DIV/0!"},{"$error":"#DIV/0!"},{"$f":"AI32/1004","v":{"$error":"#DIV/0!"}},{"$f":"AJ32/1004","v":{"$error":"#DIV/0!"}},{"$f":"AK32/1004","v":{"$error":"#DIV/0!"}},{"$f":"AL32/1004","v":{"$error":"#DIV/0!"}},{"$f":"AM32/1004","v":{"$error":"#DIV/0!"}},{"$f":"AN32/1004","v":{"$error":"#DIV/0!"}},{"$error":"#DIV/0!"},{"$error":"#DIV/0!"},{"$error":"#DIV/0!"},{"$error":"#DIV/0!"}]
["Sub Totals",null,{"$f":"SUM(C22:C32)","v":17165.748214285715},362355.59765625,1188236.3196732954,2463571.0566346156,4164725.341874999,4361623.6491727941,3276405.3061184208,1571557.1679910715,0,0,0,{"$f":"SUM(N22:N31)","v":17405640.18733573},"Total",null,null,"Total Occurences",null,null,null,null,null,null,null,null,null,null,{"$f":"SUM(S22:AC32)","v":0},null,null,null,null,null,null,null,null,null,null,null,null,null,null,null,"Sub Totals",{"$f":"SUM(AT22:AT32)","v":{"$error":"#DIV/0!"}},{"$error":"#DIV/0!"},{"$error":"#DIV/0!"},{"$error":"#DIV/0!"},{"$error":"#DIV/0!"},{"$error":"#DIV/0!"},{"$error":"#DIV/0!"},{"$error":"#DIV/0!"},{"$error":"#DIV/0!"},{"$error":"#DIV/0!"},{"$error":"#DIV/0!"},{"$f":"SUM(BE22:BE31)","v":{"$error":"#DIV/0!"}},"Total"]
[]
[null,null,null,null,null,null,null,null,null,null,null,null,null,null,null,null,null,null,null,null,null,null,null,null,null,null,null,null,null,null,null,null,null,null,null,null,null,null,null,null,null,null,null,null,null,null,null,null,null,null,null,null,null,null,null,null,"Min","Max"]
[null,null,null,null,null,null,null,null,null,null,null,null,null,null,null,null,null,null,null,null,null,null,null,null,null,null,null,null,null,null,null,null,null,null,null,null,null,null,null,null,null,null,null,null,null,null,null,null,null,null,null,null,null,"Relevant Wave Heights",null,null,{"$f":"IF((AND($B$6>AS22,$B$6<AS23)),AS22,(IF((AND($B$6>AS23,$B$6<AS24)),AS23,(IF((AND($B$6>AS24,$B$6<AS25)),AS24,(IF((AND($B$6>AS25,$B$6<AS26)),AS25,(IF((AND($B$6>AS26,$B$6<AS27)),AS26,(IF((AND($B$6>AS27,$B$6<AS28)),AS27,(IF((AND($B$6>AS28,$B$6<AS29)),AS28,(IF((AND($B$6>AS29,$B$6<AS30)),AS29,(IF((AND($B$6>AS30,$B$6<AS31)),AS30,(IF((AND($B$6>AS31,$B$6<AS32)),AS31,(IF($B$6>AS32,AS32,\"\")))))))))))))))))))))","v":10.5},{"$f":"IF((AND($B$6>AS22,$B$6<AS23)),AS23,(IF((AND($B$6>AS23,$B$6<AS24)),AS24,(IF((AND($B$6>AS24,$B$6<AS25)),AS25,(IF((AND($B$6>AS25,$B$6<AS26)),AS26,(IF((AND($B$6>AS26,$B$6<AS27)),AS27,(IF((AND($B$6>AS27,$B$6<AS28)),AS28,(IF((AND($B$6>AS28,$B$6<AS29)),AS29,(IF((AND($B$6>AS29,$B$6<AS30)),AS30,(IF((AND($B$6>AS30,$B$6<AS31)),AS31,(IF((AND($B$6>AS31,$B$6<AS32)),AS32,(IF($B$6>AS32,AS32,\"\")))))))))))))))))))))","v":10.5}]
[null,null,null,null,null,null,null,null,null,null,null,null,null,null,null,null,null,null,null,null,null,null,null,null,null,null,null,null,null,null,null,null,null,null,null,null,null,null,null,null,null,null,null,null,null,null,null,null,null,null,null,null,null,"Relevant Power (kW/m)",null,null,{"$f":"(((($B$6-BE36)*((VLOOKUP(BF36,AS22:BE32,13,FALSE))-(VLOOKUP(BE36,AS22:BE32,13,FALSE))))/(BF36-BE36))+(VLOOKUP(BE36,AS22:BE32,13,FALSE)))*0.001","v":{"$error":"#VALUE!"}}]
[]
["Deep"]
[]
["Wave Velocity C","(m/s)",{"$f":"(C42/C43)","v":5.0344574780058648},6.4728739002932549,7.9112903225806459,9.3497067448680351,10.788123167155426,12.226539589442817,13.664956011730204,15.103372434017595,16.541788856304986,17.980205278592376,19.418621700879768]
["Wave Length (λ)","(m)",{"$f":"(9.81/(2*3.41))*C43^2","v":17.620601173020528},29.127932551319649,43.512096774193552,60.773093841642229,80.910923753665699,103.92558651026394,129.81708211143695,158.58541055718476,190.23057184750735,224.75256598240469,262.15139296187687]
["Wave Period (T)","(s)",3.5,4.5,5.5,6.5,7.5,8.5,9.5,10.5,11.5,12.5,13.5]
[]
["Energy","Wave Height (Hs)","Power",null,null,null,null,null,null,null,null,null,null,"Total Power",null,null,null,"North Sea Area 10",null,null,null,null,null,null,null,null,null,null,null,null,"North Sea Area 10",null,null,null,null,null,null,null,null,null,null,null,null,null,"North Sea Area 10"]
["(J)","(m)","(W/m)",null,null,null,null,null,null,null,null,null,null,"(W/m)",null,null,null,"Number of Occurences",null,null,null,null,null,null,null,null,null,null,null,null,"Percentage of Occurences",null,null,null,null,null,null,null,null,null,null,null,null,null,"Annual Power (W/m)",null,null,null,null,null,null,null,null,null,null,null,"Total Power"]
[{"$f":"(1025*9.81*B47^2)/8","v":314.2265625},0.5,{"$f":"$A47*($C$41)/2","v":790.98013368310114},{"$f":"$A47*($D$41)/2","v":1016.9744575925586},{"$f":"$A47*($E$41)/2","v":1242.9687815020163},{"$f":"$A47*($F$41)/2","v":1468.9631054114736},{"$f":"$A47*($G$41)/2","v":1694.9574293209312},{"$f":"$A47*($H$41)/2","v":1920.9517532303889},0,0,0,0,0,{"$f":"SUM(C47:M47)","v":8135.7956607404703},null,null,null,"Hs                      T",3.5,4.5,5.5,6.5,7.5,8.5,9.5,10.5,11.5,12.5,13.5,null,"Hs                 T",3.5,4.5,5.5,6.5,7.5,8.5,9.5,10.5,11.5,12.5,13.5,"Availability",null,"Hs           T",3.5,4.5,5.5,6.5,7.5,8.5,9.5,10.5,11.5,12.5,13.5,"(W/m)"]
[2828.0390625,1.5,{"$f":"$B48*($C$16/2)","v":4.0971428571428579},{"$f":"$A48*($D$41)/2","v":9152.7701183330282},11186.719033518146,13220.667948703262,15254.616863888381,{"$f":"$A48*($G$41)/2","v":15254.616863888381},{"$f":"$A48*($I$41)/2","v":19322.514694258614},{"$f":"$A48*($J$41)/2","v":21356.46360944373},0,0,0,104752.46627489068,null,null,null,0.5,{"$f":"IF($B$4=\"SW\",'Wave Areas'!P115,(IF($B$4=\"N\",'Wave Areas'!B78,(IF($B$4=\"NE\",'Wave Areas'!P79,(IF($B$4=\"E\",'Wave Areas'!B96,(IF($B$4=\"SE\",'Wave Areas'!P97,(IF($B$4=\"S\",'Wave Areas'!B114,(IF($B$4=\"W\",'Wave Areas'!B132,(IF($B$4=\"NW\",'Wave Areas'!P133,0)))))))))))))))","v":0},{"$f":"IF($B$4=\"SW\",'Wave Areas'!Q115,(IF($B$4=\"N\",'Wave Areas'!C78,(IF($B$4=\"NE\",'Wave Areas'!Q79,(IF($B$4=\"E\",'Wave Areas'!C96,(IF($B$4=\"SE\",'Wave Areas'!Q97,(IF($B$4=\"S\",'Wave Areas'!C114,(IF($B$4=\"W\",'Wave Areas'!C132,(IF($B$4=\"NW\",'Wave Areas'!Q133,0)))))))))))))))","v":0},{"$f":"IF($B$4=\"SW\",'Wave Areas'!R115,(IF($B$4=\"N\",'Wave Areas'!D78,(IF($B$4=\"NE\",'Wave Areas'!R79,(IF($B$4=\"E\",'Wave Areas'!D96,(IF($B$4=\"SE\",'Wave Areas'!R97,(IF($B$4=\"S\",'Wave Areas'!D114,(IF($B$4=\"W\",'Wave Areas'!D132,(IF($B$4=\"NW\",'Wave Areas'!R133,0)))))))))))))))","v":0},{"$f":"IF($B$4=\"SW\",'Wave Areas'!S115,(IF($B$4=\"N\",'Wave Areas'!E78,(IF($B$4=\"NE\",'Wave Areas'!S79,(IF($B$4=\"E\",'Wave Areas'!E96,(IF($B$4=\"SE\",'Wave Areas'!S97,(IF($B$4=\"S\",'Wave Areas'!E114,(IF($B$4=\"W\",'Wave Areas'!E132,(IF($B$4=\"NW\",'Wave Areas'!S133,0)))))))))))))))","v":0},{"$f":"IF($B$4=\"SW\",'Wave Areas'!T115,(IF($B$4=\"N\",'Wave Areas'!F78,(IF($B$4=\"NE\",'Wave Areas'!T79,(IF($B$4=\"E\",'Wave Areas'!F96,(IF($B$4=\"SE\",'Wave Areas'!T97,(IF($B$4=\"S\",'Wave Areas'!F114,(IF($B$4=\"W\",'Wave Areas'!F132,(IF($B$4=\"NW\",'Wave Areas'!T133,0)))))))))))))))","v":0},{"$f":"IF($B$4=\"SW\",'Wave Areas'!U115,(IF($B$4=\"N\",'Wave Areas'!G78,(IF($B$4=\"NE\",'Wave Areas'!U79,(IF($B$4=\"E\",'Wave Areas'!G96,(IF($B$4=\"SE\",'Wave Areas'!U97,(IF($B$4=\"S\",'Wave Areas'!G114,(IF($B$4=\"W\",'Wave Areas'!G132,(IF($B$4=\"NW\",'Wave Areas'!U133,0)))))))))))))))","v":0},{"$f":"IF($B$4=\"SW\",'Wave Areas'!V115,(IF($B$4=\"N\",'Wave Areas'!H78,(IF($B$4=\"NE\",'Wave Areas'!V79,(IF($B$4=\"E\",'Wave Areas'!H96,(IF($B$4=\"SE\",'Wave Areas'!V97,(IF($B$4=\"S\",'Wave Areas'!H114,(IF($B$4=\"W\",'Wave Areas'!H132,(IF($B$4=\"NW\",'Wave Areas'!V133,0)))))))))))))))","v":0},{"$f":"IF($B$4=\"SW\",'Wave Areas'!W115,(IF($B$4=\"N\",'Wave Areas'!I78,(IF($B$4=\"NE\",'Wave Areas'!W79,(IF($B$4=\"E\",'Wave Areas'!I96,(IF($B$4=\"SE\",'Wave Areas'!W97,(IF($B$4=\"S\",'Wave Areas'!I114,(IF($B$4=\"W\",'Wave Areas'!I132,(IF($B$4=\"NW\",'Wave Areas'!W133,0)))))))))))))))","v":0},{"$f":"IF($B$4=\"SW\",'Wave Areas'!X115,(IF($B$4=\"N\",'Wave Areas'!J78,(IF($B$4=\"NE\",'Wave Areas'!X79,(IF($B$4=\"E\",'Wave Areas'!J96,(IF($B$4=\"SE\",'Wave Areas'!X97,(IF($B$4=\"S\",'Wave Areas'!J114,(IF($B$4=\"W\",'Wave Areas'!J132,(IF($B$4=\"NW\",'Wave Areas'!X133,0)))))))))))))))","v":0},{"$f":"IF($B$4=\"SW\",'Wave Areas'!Y115,(IF($B$4=\"N\",'Wave Areas'!K78,(IF($B$4=\"NE\",'Wave Areas'!Y79,(IF($B$4=\"E\",'Wave Areas'!K96,(IF($B$4=\"SE\",'Wave Areas'!Y97,(IF($B$4=\"S\",'Wave Areas'!K114,(IF($B$4=\"W\",'Wave Areas'!K132,(IF($B$4=\"NW\",'Wave Areas'!Y133,0)))))))))))))))","v":0},{"$f":"IF($B$4=\"SW\",'Wave Areas'!Z115,(IF($B$4=\"N\",'Wave Areas'!L78,(IF($B$4=\"NE\",'Wave Areas'!Z79,(IF($B$4=\"E\",'Wave Areas'!L96,(IF($B$4=\"SE\",'Wave Areas'!Z97,(IF($B$4=\"S\",'Wave Areas'!L114,(IF($B$4=\"W\",'Wave Areas'!L132,(IF($B$4=\"NW\",'Wave Areas'!Z133,0)))))))))))))))","v":0},null,0.5,{"$f":"S48/$AC$59","v":{"$error":"#DIV/0!"}},{"$f":"T48/$AC$59","v":{"$error":"#DIV/0!"}},{"$error":"#DIV/0!"},{"$error":"#DIV/0!"},{"$error":"#DIV/0!"},{"$error":"#DIV/0!"},{"$error":"#DIV/0!"},{"$error":"#DIV/0!"},{"$error":"#DIV/0!"},{"$error":"#DIV/0!"},{"$error":"#DIV/0!"},{"$f":"SUM(AF48:AP48)","v":{"$error":"#DIV/0!"}},null,0.5,{"$f":"C47*AF48","v":{"$error":"#DIV/0!"}},{"$error":"#DIV/0!"},{"$error":"#DIV/0!"},{"$error":"#DIV/0!"},{"$error":"#DIV/0!"},{"$error":"#DIV/0!"},{"$f":"AM48/1004","v":{"$error":"#DIV/0!"}},{"$f":"AN48/1004","v":{"$error":"#DIV/0!"}},{"$f":"AO48/1004","v":{"$error":"#DIV/0!"}},{"$f":"AP48/1004","v":{"$error":"#DIV/0!"}},{"$f":"AQ44/1004","v":0},{"$f":"SUM(AT48:BD48)","v":{"$error":"#DIV/0!"}}]
[7855.6640625,2.5,0,{"$f":"$A49*($D$41)/2","v":25424.361439813965},31074.219537550405,36724.077635286842,42373.935733023282,{"$f":"$A49*($H$41)/2","v":48023.793830759721},53673.651928496147,59323.510026232587,0,0,0,296617.55013116292,null,null,null,1.5,{"$f":"IF($B$4=\"SW\",'Wave Areas'!P116,(IF($B$4=\"N\",'Wave Areas'!B79,(IF($B$4=\"NE\",'Wave Areas'!P80,(IF($B$4=\"E\",'Wave Areas'!B97,(IF($B$4=\"SE\",'Wave Areas'!P98,(IF($B$4=\"S\",'Wave Areas'!B115,(IF($B$4=\"W\",'Wave Areas'!B133,(IF($B$4=\"NW\",'Wave Areas'!P134,0)))))))))))))))","v":0},{"$f":"IF($B$4=\"SW\",'Wave Areas'!Q116,(IF($B$4=\"N\",'Wave Areas'!C79,(IF($B$4=\"NE\",'Wave Areas'!Q80,(IF($B$4=\"E\",'Wave Areas'!C97,(IF($B$4=\"SE\",'Wave Areas'!Q98,(IF($B$4=\"S\",'Wave Areas'!C115,(IF($B$4=\"W\",'Wave Areas'!C133,(IF($B$4=\"NW\",'Wave Areas'!Q134,0)))))))))))))))","v":0},{"$f":"IF($B$4=\"SW\",'Wave Areas'!R116,(IF($B$4=\"N\",'Wave Areas'!D79,(IF($B$4=\"NE\",'Wave Areas'!R80,(IF($B$4=\"E\",'Wave Areas'!D97,(IF($B$4=\"SE\",'Wave Areas'!R98,(IF($B$4=\"S\",'Wave Areas'!D115,(IF($B$4=\"W\",'Wave Areas'!D133,(IF($B$4=\"NW\",'Wave Areas'!R134,0)))))))))))))))","v":0},{"$f":"IF($B$4=\"SW\",'Wave Areas'!S116,(IF($B$4=\"N\",'Wave Areas'!E79,(IF($B$4=\"NE\",'Wave Areas'!S80,(IF($B$4=\"E\",'Wave Areas'!E97,(IF($B$4=\"SE\",'Wave Areas'!S98,(IF($B$4=\"S\",'Wave Areas'!E115,(IF($B$4=\"W\",'Wave Areas'!E133,(IF($B$4=\"NW\",'Wave Areas'!S134,0)))))))))))))))","v":0},{"$f":"IF($B$4=\"SW\",'Wave Areas'!T116,(IF($B$4=\"N\",'Wave Areas'!F79,(IF($B$4=\"NE\",'Wave Areas'!T80,(IF($B$4=\"E\",'Wave Areas'!F97,(IF($B$4=\"SE\",'Wave Areas'!T98,(IF($B$4=\"S\",'Wave Areas'!F115,(IF($B$4=\"W\",'Wave Areas'!F133,(IF($B$4=\"NW\",'Wave Areas'!T134,0)))))))))))))))","v":0},{"$f":"IF($B$4=\"SW\",'Wave Areas'!U116,(IF($B$4=\"N\",'Wave Areas'!G79,(IF($B$4=\"NE\",'Wave Areas'!U80,(IF($B$4=\"E\",'Wave Areas'!G97,(IF($B$4=\"SE\",'Wave Areas'!U98,(IF($B$4=\"S\",'Wave Areas'!G115,(IF($B$4=\"W\",'Wave Areas'!G133,(IF($B$4=\"NW\",'Wave Areas'!U134,0)))))))))))))))","v":0},{"$f":"IF($B$4=\"SW\",'Wave Areas'!V116,(IF($B$4=\"N\",'Wave Areas'!H79,(IF($B$4=\"NE\",'Wave Areas'!V80,(IF($B$4=\"E\",'Wave Areas'!H97,(IF($B$4=\"SE\",'Wave Areas'!V98,(IF($B$4=\"S\",'Wave Areas'!H115,(IF($B$4=\"W\",'Wave Areas'!H133,(IF($B$4=\"NW\",'Wave Areas'!V134,0)))))))))))))))","v":0},{"$f":"IF($B$4=\"SW\",'Wave Areas'!W116,(IF($B$4=\"N\",'Wave Areas'!I79,(IF($B$4=\"NE\",'Wave Areas'!W80,(IF($B$4=\"E\",'Wave Areas'!I97,(IF($B$4=\"SE\",'Wave Areas'!W98,(IF($B$4=\"S\",'Wave Areas'!I115,(IF($B$4=\"W\",'Wave Areas'!I133,(IF($B$4=\"NW\",'Wave Areas'!W134,0)))))))))))))))","v":0},{"$f":"IF($B$4=\"SW\",'Wave Areas'!X116,(IF($B$4=\"N\",'Wave Areas'!J79,(IF($B$4=\"NE\",'Wave Areas'!X80,(IF($B$4=\"E\",'Wave Areas'!J97,(IF($B$4=\"SE\",'Wave Areas'!X98,(IF($B$4=\"S\",'Wave Areas'!J115,(IF($B$4=\"W\",'Wave Areas'!J133,(IF($B$4=\"NW\",'Wave Areas'!X134,0)))))))))))))))","v":0},{"$f":"IF($B$4=\"SW\",'Wave Areas'!Y116,(IF($B$4=\"N\",'Wave Areas'!K79,(IF($B$4=\"NE\",'Wave Areas'!Y80,(IF($B$4=\"E\",'Wave Areas'!K97,(IF($B$4=\"SE\",'Wave Areas'!Y98,(IF($B$4=\"S\",'Wave Areas'!K115,(IF($B$4=\"W\",'Wave Areas'!K133,(IF($B$4=\"NW\",'Wave Areas'!Y134,0)))))))))))))))","v":0},{"$f":"IF($B$4=\"SW\",'Wave Areas'!Z116,(IF($B$4=\"N\",'Wave Areas'!L79,(IF($B$4=\"NE\",'Wave Areas'!Z80,(IF($B$4=\"E\",'Wave Areas'!L97,(IF($B$4=\"SE\",'Wave Areas'!Z98,(IF($B$4=\"S\",'Wave Areas'!L115,(IF($B$4=\"W\",'Wave Areas'!L133,(IF($B$4=\"NW\",'Wave Areas'!Z134,0)))))))))))))))","v":0},null,1.5,{"$f":"S49/$AC$59","v":{"$error":"#DIV/0!"}},{"$error":"#DIV/0!"},{"$error":"#DIV/0!"},{"$error":"#DIV/0!"},{"$error":"#DIV/0!"},{"$error":"#DIV/0!"},{"$error":"#DIV/0!"},{"$error":"#DIV/0!"},{"$error":"#DIV/0!"},{"$error":"#DIV/0!"},{"$error":"#DIV/0!"},{"$f":"SUM(AF49:AP49)","v":{"$error":"#DIV/0!"}},null,1.5,{"$error":"#DIV/0!"},{"$error":"#DIV/0!"},{"$error":"#DIV/0!"},{"$error":"#DIV/0!"},{"$error":"#DIV/0!"},{"$error":"#DIV/0!"},{"$error":"#DIV/0!"},{"$error":"#DIV/0!"},{"$f":"AO49/1004","v":{"$error":"#DIV/0!"}},{"$error":"#DIV/0!"},{"$f":"AQ46/1004","v":0},{"$error":"#DIV/0!"}]
[15397.1015625,3.5,0,{"$f":"$A50*($D$41)/2","v":49831.748422035373},60905.470293598795,71979.192165162211,83052.914036725633,94126.635908289056,105200.35777985245,116274.07965141587,0,0,0,581370.39825707942,null,null,null,2.5,{"$f":"IF($B$4=\"SW\",'Wave Areas'!P117,(IF($B$4=\"N\",'Wave Areas'!B80,(IF($B$4=\"NE\",'Wave Areas'!P81,(IF($B$4=\"E\",'Wave Areas'!B98,(IF($B$4=\"SE\",'Wave Areas'!P99,(IF($B$4=\"S\",'Wave Areas'!B116,(IF($B$4=\"W\",'Wave Areas'!B134,(IF($B$4=\"NW\",'Wave Areas'!P135,0)))))))))))))))","v":0},{"$f":"IF($B$4=\"SW\",'Wave Areas'!Q117,(IF($B$4=\"N\",'Wave Areas'!C80,(IF($B$4=\"NE\",'Wave Areas'!Q81,(IF($B$4=\"E\",'Wave Areas'!C98,(IF($B$4=\"SE\",'Wave Areas'!Q99,(IF($B$4=\"S\",'Wave Areas'!C116,(IF($B$4=\"W\",'Wave Areas'!C134,(IF($B$4=\"NW\",'Wave Areas'!Q135,0)))))))))))))))","v":0},{"$f":"IF($B$4=\"SW\",'Wave Areas'!R117,(IF($B$4=\"N\",'Wave Areas'!D80,(IF($B$4=\"NE\",'Wave Areas'!R81,(IF($B$4=\"E\",'Wave Areas'!D98,(IF($B$4=\"SE\",'Wave Areas'!R99,(IF($B$4=\"S\",'Wave Areas'!D116,(IF($B$4=\"W\",'Wave Areas'!D134,(IF($B$4=\"NW\",'Wave Areas'!R135,0)))))))))))))))","v":0},{"$f":"IF($B$4=\"SW\",'Wave Areas'!S117,(IF($B$4=\"N\",'Wave Areas'!E80,(IF($B$4=\"NE\",'Wave Areas'!S81,(IF($B$4=\"E\",'Wave Areas'!E98,(IF($B$4=\"SE\",'Wave Areas'!S99,(IF($B$4=\"S\",'Wave Areas'!E116,(IF($B$4=\"W\",'Wave Areas'!E134,(IF($B$4=\"NW\",'Wave Areas'!S135,0)))))))))))))))","v":0},{"$f":"IF($B$4=\"SW\",'Wave Areas'!T117,(IF($B$4=\"N\",'Wave Areas'!F80,(IF($B$4=\"NE\",'Wave Areas'!T81,(IF($B$4=\"E\",'Wave Areas'!F98,(IF($B$4=\"SE\",'Wave Areas'!T99,(IF($B$4=\"S\",'Wave Areas'!F116,(IF($B$4=\"W\",'Wave Areas'!F134,(IF($B$4=\"NW\",'Wave Areas'!T135,0)))))))))))))))","v":0},{"$f":"IF($B$4=\"SW\",'Wave Areas'!U117,(IF($B$4=\"N\",'Wave Areas'!G80,(IF($B$4=\"NE\",'Wave Areas'!U81,(IF($B$4=\"E\",'Wave Areas'!G98,(IF($B$4=\"SE\",'Wave Areas'!U99,(IF($B$4=\"S\",'Wave Areas'!G116,(IF($B$4=\"W\",'Wave Areas'!G134,(IF($B$4=\"NW\",'Wave Areas'!U135,0)))))))))))))))","v":0},{"$f":"IF($B$4=\"SW\",'Wave Areas'!V117,(IF($B$4=\"N\",'Wave Areas'!H80,(IF($B$4=\"NE\",'Wave Areas'!V81,(IF($B$4=\"E\",'Wave Areas'!H98,(IF($B$4=\"SE\",'Wave Areas'!V99,(IF($B$4=\"S\",'Wave Areas'!H116,(IF($B$4=\"W\",'Wave Areas'!H134,(IF($B$4=\"NW\",'Wave Areas'!V135,0)))))))))))))))","v":0},{"$f":"IF($B$4=\"SW\",'Wave Areas'!W117,(IF($B$4=\"N\",'Wave Areas'!I80,(IF($B$4=\"NE\",'Wave Areas'!W81,(IF($B$4=\"E\",'Wave Areas'!I98,(IF($B$4=\"SE\",'Wave Areas'!W99,(IF($B$4=\"S\",'Wave Areas'!I116,(IF($B$4=\"W\",'Wave Areas'!I134,(IF($B$4=\"NW\",'Wave Areas'!W135,0)))))))))))))))","v":0},{"$f":"IF($B$4=\"SW\",'Wave Areas'!X117,(IF($B$4=\"N\",'Wave Areas'!J80,(IF($B$4=\"NE\",'Wave Areas'!X81,(IF($B$4=\"E\",'Wave Areas'!J98,(IF($B$4=\"SE\",'Wave Areas'!X99,(IF($B$4=\"S\",'Wave Areas'!J116,(IF($B$4=\"W\",'Wave Areas'!J134,(IF($B$4=\"NW\",'Wave Areas'!X135,0)))))))))))))))","v":0},{"$f":"IF($B$4=\"SW\",'Wave Areas'!Y117,(IF($B$4=\"N\",'Wave Areas'!K80,(IF($B$4=\"NE\",'Wave Areas'!Y81,(IF($B$4=\"E\",'Wave Areas'!K98,(IF($B$4=\"SE\",'Wave Areas'!Y99,(IF($B$4=\"S\",'Wave Areas'!K116,(IF($B$4=\"W\",'Wave Areas'!K134,(IF($B$4=\"NW\",'Wave Areas'!Y135,0)))))))))))))))","v":0},{"$f":"IF($B$4=\"SW\",'Wave Areas'!Z117,(IF($B$4=\"N\",'Wave Areas'!L80,(IF($B$4=\"NE\",'Wave Areas'!Z81,(IF($B$4=\"E\",'Wave Areas'!L98,(IF($B$4=\"SE\",'Wave Areas'!Z99,(IF($B$4=\"S\",'Wave Areas'!L116,(IF($B$4=\"W\",'Wave Areas'!L134,(IF($B$4=\"NW\",'Wave Areas'!Z135,0)))))))))))))))","v":0},null,2.5,{"$error":"#DIV/0!"},{"$error":"#DIV/0!"},{"$error":"#DIV/0!"},{"$error":"#DIV/0!"},{"$error":"#DIV/0!"},{"$error":"#DIV/0!"},{"$error":"#DIV/0!"},{"$error":"#DIV/0!"},{"$error":"#DIV/0!"},{"$error":"#DIV/0!"},{"$error":"#DIV/0!"},{"$error":"#DIV/0!"},null,2.5,{"$f":"AG50/1004","v":{"$error":"#DIV/0!"}},{"$error":"#DIV/0!"},{"$error":"#DIV/0!"},{"$error":"#DIV/0!"},{"$error":"#DIV/0!"},{"$error":"#DIV/0!"},{"$error":"#DIV/0!"},{"$error":"#DIV/0!"},{"$error":"#DIV/0!"},{"$error":"#DIV/0!"},{"$f":"AQ48/1004","v":{"$error":"#DIV/0!"}},{"$error":"#DIV/0!"}]
[25452.3515625,4.5,0,{"$f":"$A51*($D$41)/2","v":82374.931064997247},100680.47130166332,118986.01153832936,137291.55177499543,155597.0920116615,173902.63224832751,192208.17248499359,0,0,0,961040.86242496793,null,null,null,3.5,{"$f":"IF($B$4=\"SW\",'Wave Areas'!P118,(IF($B$4=\"N\",'Wave Areas'!B81,(IF($B$4=\"NE\",'Wave Areas'!P82,(IF($B$4=\"E\",'Wave Areas'!B99,(IF($B$4=\"SE\",'Wave Areas'!P100,(IF($B$4=\"S\",'Wave Areas'!B117,(IF($B$4=\"W\",'Wave Areas'!B135,(IF($B$4=\"NW\",'Wave Areas'!P136,0)))))))))))))))","v":0},{"$f":"IF($B$4=\"SW\",'Wave Areas'!Q118,(IF($B$4=\"N\",'Wave Areas'!C81,(IF($B$4=\"NE\",'Wave Areas'!Q82,(IF($B$4=\"E\",'Wave Areas'!C99,(IF($B$4=\"SE\",'Wave Areas'!Q100,(IF($B$4=\"S\",'Wave Areas'!C117,(IF($B$4=\"W\",'Wave Areas'!C135,(IF($B$4=\"NW\",'Wave Areas'!Q136,0)))))))))))))))","v":0},{"$f":"IF($B$4=\"SW\",'Wave Areas'!R118,(IF($B$4=\"N\",'Wave Areas'!D81,(IF($B$4=\"NE\",'Wave Areas'!R82,(IF($B$4=\"E\",'Wave Areas'!D99,(IF($B$4=\"SE\",'Wave Areas'!R100,(IF($B$4=\"S\",'Wave Areas'!D117,(IF($B$4=\"W\",'Wave Areas'!D135,(IF($B$4=\"NW\",'Wave Areas'!R136,0)))))))))))))))","v":0},{"$f":"IF($B$4=\"SW\",'Wave Areas'!S118,(IF($B$4=\"N\",'Wave Areas'!E81,(IF($B$4=\"NE\",'Wave Areas'!S82,(IF($B$4=\"E\",'Wave Areas'!E99,(IF($B$4=\"SE\",'Wave Areas'!S100,(IF($B$4=\"S\",'Wave Areas'!E117,(IF($B$4=\"W\",'Wave Areas'!E135,(IF($B$4=\"NW\",'Wave Areas'!S136,0)))))))))))))))","v":0},{"$f":"IF($B$4=\"SW\",'Wave Areas'!T118,(IF($B$4=\"N\",'Wave Areas'!F81,(IF($B$4=\"NE\",'Wave Areas'!T82,(IF($B$4=\"E\",'Wave Areas'!F99,(IF($B$4=\"SE\",'Wave Areas'!T100,(IF($B$4=\"S\",'Wave Areas'!F117,(IF($B$4=\"W\",'Wave Areas'!F135,(IF($B$4=\"NW\",'Wave Areas'!T136,0)))))))))))))))","v":0},{"$f":"IF($B$4=\"SW\",'Wave Areas'!U118,(IF($B$4=\"N\",'Wave Areas'!G81,(IF($B$4=\"NE\",'Wave Areas'!U82,(IF($B$4=\"E\",'Wave Areas'!G99,(IF($B$4=\"SE\",'Wave Areas'!U100,(IF($B$4=\"S\",'Wave Areas'!G117,(IF($B$4=\"W\",'Wave Areas'!G135,(IF($B$4=\"NW\",'Wave Areas'!U136,0)))))))))))))))","v":0},{"$f":"IF($B$4=\"SW\",'Wave Areas'!V118,(IF($B$4=\"N\",'Wave Areas'!H81,(IF($B$4=\"NE\",'Wave Areas'!V82,(IF($B$4=\"E\",'Wave Areas'!H99,(IF($B$4=\"SE\",'Wave Areas'!V100,(IF($B$4=\"S\",'Wave Areas'!H117,(IF($B$4=\"W\",'Wave Areas'!H135,(IF($B$4=\"NW\",'Wave Areas'!V136,0)))))))))))))))","v":0},{"$f":"IF($B$4=\"SW\",'Wave Areas'!W118,(IF($B$4=\"N\",'Wave Areas'!I81,(IF($B$4=\"NE\",'Wave Areas'!W82,(IF($B$4=\"E\",'Wave Areas'!I99,(IF($B$4=\"SE\",'Wave Areas'!W100,(IF($B$4=\"S\",'Wave Areas'!I117,(IF($B$4=\"W\",'Wave Areas'!I135,(IF($B$4=\"NW\",'Wave Areas'!W136,0)))))))))))))))","v":0},{"$f":"IF($B$4=\"SW\",'Wave Areas'!X118,(IF($B$4=\"N\",'Wave Areas'!J81,(IF($B$4=\"NE\",'Wave Areas'!X82,(IF($B$4=\"E\",'Wave Areas'!J99,(IF($B$4=\"SE\",'Wave Areas'!X100,(IF($B$4=\"S\",'Wave Areas'!J117,(IF($B$4=\"W\",'Wave Areas'!J135,(IF($B$4=\"NW\",'Wave Areas'!X136,0)))))))))))))))","v":0},{"$f":"IF($B$4=\"SW\",'Wave Areas'!Y118,(IF($B$4=\"N\",'Wave Areas'!K81,(IF($B$4=\"NE\",'Wave Areas'!Y82,(IF($B$4=\"E\",'Wave Areas'!K99,(IF($B$4=\"SE\",'Wave Areas'!Y100,(IF($B$4=\"S\",'Wave Areas'!K117,(IF($B$4=\"W\",'Wave Areas'!K135,(IF($B$4=\"NW\",'Wave Areas'!Y136,0)))))))))))))))","v":0},{"$f":"IF($B$4=\"SW\",'Wave Areas'!Z118,(IF($B$4=\"N\",'Wave Areas'!L81,(IF($B$4=\"NE\",'Wave Areas'!Z82,(IF($B$4=\"E\",'Wave Areas'!L99,(IF($B$4=\"SE\",'Wave Areas'!Z100,(IF($B$4=\"S\",'Wave Areas'!L117,(IF($B$4=\"W\",'Wave Areas'!L135,(IF($B$4=\"NW\",'Wave Areas'!Z136,0)))))))))))))))","v":0},null,3.5,{"$error":"#DIV/0!"},{"$error":"#DIV/0!"},{"$error":"#DIV/0!"},{"$error":"#DIV/0!"},{"$error":"#DIV/0!"},{"$error":"#DIV/0!"},{"$error":"#DIV/0!"},{"$error":"#DIV/0!"},{"$error":"#DIV/0!"},{"$error":"#DIV/0!"},{"$error":"#DIV/0!"},{"$error":"#DIV/0!"},null,3.5,{"$error":"#DIV/0!"},{"$error":"#DIV/0!"},{"$error":"#DIV/0!"},{"$error":"#DIV/0!"},{"$error":"#DIV/0!"},{"$error":"#DIV/0!"},{"$error":"#DIV/0!"},{"$error":"#DIV/0!"},{"$error":"#DIV/0!"},{"$error":"#DIV/0!"},{"$error":"#DIV/0!"},{"$error":"#DIV/0!"}]
[38021.4140625,5.5,0,0,150399.22256174395,177744.53575478832,205089.84894783268,232435.16214087704,259780.47533392135,287125.78852696571,0,0,0,1312575.0332661292,null,null,null,4.5,{"$f":"IF($B$4=\"SW\",'Wave Areas'!P119,(IF($B$4=\"N\",'Wave Areas'!B82,(IF($B$4=\"NE\",'Wave Areas'!P83,(IF($B$4=\"E\",'Wave Areas'!B100,(IF($B$4=\"SE\",'Wave Areas'!P101,(IF($B$4=\"S\",'Wave Areas'!B118,(IF($B$4=\"W\",'Wave Areas'!B136,(IF($B$4=\"NW\",'Wave Areas'!P137,0)))))))))))))))","v":0},{"$f":"IF($B$4=\"SW\",'Wave Areas'!Q119,(IF($B$4=\"N\",'Wave Areas'!C82,(IF($B$4=\"NE\",'Wave Areas'!Q83,(IF($B$4=\"E\",'Wave Areas'!C100,(IF($B$4=\"SE\",'Wave Areas'!Q101,(IF($B$4=\"S\",'Wave Areas'!C118,(IF($B$4=\"W\",'Wave Areas'!C136,(IF($B$4=\"NW\",'Wave Areas'!Q137,0)))))))))))))))","v":0},{"$f":"IF($B$4=\"SW\",'Wave Areas'!R119,(IF($B$4=\"N\",'Wave Areas'!D82,(IF($B$4=\"NE\",'Wave Areas'!R83,(IF($B$4=\"E\",'Wave Areas'!D100,(IF($B$4=\"SE\",'Wave Areas'!R101,(IF($B$4=\"S\",'Wave Areas'!D118,(IF($B$4=\"W\",'Wave Areas'!D136,(IF($B$4=\"NW\",'Wave Areas'!R137,0)))))))))))))))","v":0},{"$f":"IF($B$4=\"SW\",'Wave Areas'!S119,(IF($B$4=\"N\",'Wave Areas'!E82,(IF($B$4=\"NE\",'Wave Areas'!S83,(IF($B$4=\"E\",'Wave Areas'!E100,(IF($B$4=\"SE\",'Wave Areas'!S101,(IF($B$4=\"S\",'Wave Areas'!E118,(IF($B$4=\"W\",'Wave Areas'!E136,(IF($B$4=\"NW\",'Wave Areas'!S137,0)))))))))))))))","v":0},{"$f":"IF($B$4=\"SW\",'Wave Areas'!T119,(IF($B$4=\"N\",'Wave Areas'!F82,(IF($B$4=\"NE\",'Wave Areas'!T83,(IF($B$4=\"E\",'Wave Areas'!F100,(IF($B$4=\"SE\",'Wave Areas'!T101,(IF($B$4=\"S\",'Wave Areas'!F118,(IF($B$4=\"W\",'Wave Areas'!F136,(IF($B$4=\"NW\",'Wave Areas'!T137,0)))))))))))))))","v":0},{"$f":"IF($B$4=\"SW\",'Wave Areas'!U119,(IF($B$4=\"N\",'Wave Areas'!G82,(IF($B$4=\"NE\",'Wave Areas'!U83,(IF($B$4=\"E\",'Wave Areas'!G100,(IF($B$4=\"SE\",'Wave Areas'!U101,(IF($B$4=\"S\",'Wave Areas'!G118,(IF($B$4=\"W\",'Wave Areas'!G136,(IF($B$4=\"NW\",'Wave Areas'!U137,0)))))))))))))))","v":0},{"$f":"IF($B$4=\"SW\",'Wave Areas'!V119,(IF($B$4=\"N\",'Wave Areas'!H82,(IF($B$4=\"NE\",'Wave Areas'!V83,(IF($B$4=\"E\",'Wave Areas'!H100,(IF($B$4=\"SE\",'Wave Areas'!V101,(IF($B$4=\"S\",'Wave Areas'!H118,(IF($B$4=\"W\",'Wave Areas'!H136,(IF($B$4=\"NW\",'Wave Areas'!V137,0)))))))))))))))","v":0},{"$f":"IF($B$4=\"SW\",'Wave Areas'!W119,(IF($B$4=\"N\",'Wave Areas'!I82,(IF($B$4=\"NE\",'Wave Areas'!W83,(IF($B$4=\"E\",'Wave Areas'!I100,(IF($B$4=\"SE\",'Wave Areas'!W101,(IF($B$4=\"S\",'Wave Areas'!I118,(IF($B$4=\"W\",'Wave Areas'!I136,(IF($B$4=\"NW\",'Wave Areas'!W137,0)))))))))))))))","v":0},{"$f":"IF($B$4=\"SW\",'Wave Areas'!X119,(IF($B$4=\"N\",'Wave Areas'!J82,(IF($B$4=\"NE\",'Wave Areas'!X83,(IF($B$4=\"E\",'Wave Areas'!J100,(IF($B$4=\"SE\",'Wave Areas'!X101,(IF($B$4=\"S\",'Wave Areas'!J118,(IF($B$4=\"W\",'Wave Areas'!J136,(IF($B$4=\"NW\",'Wave Areas'!X137,0)))))))))))))))","v":0},{"$f":"IF($B$4=\"SW\",'Wave Areas'!Y119,(IF($B$4=\"N\",'Wave Areas'!K82,(IF($B$4=\"NE\",'Wave Areas'!Y83,(IF($B$4=\"E\",'Wave Areas'!K100,(IF($B$4=\"SE\",'Wave Areas'!Y101,(IF($B$4=\"S\",'Wave Areas'!K118,(IF($B$4=\"W\",'Wave Areas'!K136,(IF($B$4=\"NW\",'Wave Areas'!Y137,0)))))))))))))))","v":0},{"$f":"IF($B$4=\"SW\",'Wave Areas'!Z119,(IF($B$4=\"N\",'Wave Areas'!L82,(IF($B$4=\"NE\",'Wave Areas'!Z83,(IF($B$4=\"E\",'Wave Areas'!L100,(IF($B$4=\"SE\",'Wave Areas'!Z101,(IF($B$4=\"S\",'Wave Areas'!L118,(IF($B$4=\"W\",'Wave Areas'!L136,(IF($B$4=\"NW\",'Wave Areas'!Z137,0)))))))))))))))","v":0},null,4.5,{"$error":"#DIV/0!"},{"$error":"#DIV/0!"},{"$error":"#DIV/0!"},{"$error":"#DIV/0!"},{"$error":"#DIV/0!"},{"$error":"#DIV/0!"},{"$error":"#DIV/0!"},{"$error":"#DIV/0!"},{"$error":"#DIV/0!"},{"$error":"#DIV/0!"},{"$error":"#DIV/0!"},{"$error":"#DIV/0!"},null,4.5,{"$error":"#DIV/0!"},{"$error":"#DIV/0!"},{"$error":"#DIV/0!"},{"$error":"#DIV/0!"},{"$error":"#DIV/0!"},{"$error":"#DIV/0!"},{"$error":"#DIV/0!"},{"$error":"#DIV/0!"},{"$error":"#DIV/0!"},{"$error":"#DIV/0!"},{"$error":"#DIV/0!"},{"$error":"#DIV/0!"}]
[53104.2890625,6.5,0,0,210061.72407384074,248254.76481453903,286447.8055552374,324640.84629593574,362833.88703663397,401026.92777733231,0,0,0,1833265.9555535191,null,null,null,5.5,{"$f":"IF($B$4=\"SW\",'Wave Areas'!P120,(IF($B$4=\"N\",'Wave Areas'!B83,(IF($B$4=\"NE\",'Wave Areas'!P84,(IF($B$4=\"E\",'Wave Areas'!B101,(IF($B$4=\"SE\",'Wave Areas'!P102,(IF($B$4=\"S\",'Wave Areas'!B119,(IF($B$4=\"W\",'Wave Areas'!B137,(IF($B$4=\"NW\",'Wave Areas'!P138,0)))))))))))))))","v":0},{"$f":"IF($B$4=\"SW\",'Wave Areas'!Q120,(IF($B$4=\"N\",'Wave Areas'!C83,(IF($B$4=\"NE\",'Wave Areas'!Q84,(IF($B$4=\"E\",'Wave Areas'!C101,(IF($B$4=\"SE\",'Wave Areas'!Q102,(IF($B$4=\"S\",'Wave Areas'!C119,(IF($B$4=\"W\",'Wave Areas'!C137,(IF($B$4=\"NW\",'Wave Areas'!Q138,0)))))))))))))))","v":0},{"$f":"IF($B$4=\"SW\",'Wave Areas'!R120,(IF($B$4=\"N\",'Wave Areas'!D83,(IF($B$4=\"NE\",'Wave Areas'!R84,(IF($B$4=\"E\",'Wave Areas'!D101,(IF($B$4=\"SE\",'Wave Areas'!R102,(IF($B$4=\"S\",'Wave Areas'!D119,(IF($B$4=\"W\",'Wave Areas'!D137,(IF($B$4=\"NW\",'Wave Areas'!R138,0)))))))))))))))","v":0},{"$f":"IF($B$4=\"SW\",'Wave Areas'!S120,(IF($B$4=\"N\",'Wave Areas'!E83,(IF($B$4=\"NE\",'Wave Areas'!S84,(IF($B$4=\"E\",'Wave Areas'!E101,(IF($B$4=\"SE\",'Wave Areas'!S102,(IF($B$4=\"S\",'Wave Areas'!E119,(IF($B$4=\"W\",'Wave Areas'!E137,(IF($B$4=\"NW\",'Wave Areas'!S138,0)))))))))))))))","v":0},{"$f":"IF($B$4=\"SW\",'Wave Areas'!T120,(IF($B$4=\"N\",'Wave Areas'!F83,(IF($B$4=\"NE\",'Wave Areas'!T84,(IF($B$4=\"E\",'Wave Areas'!F101,(IF($B$4=\"SE\",'Wave Areas'!T102,(IF($B$4=\"S\",'Wave Areas'!F119,(IF($B$4=\"W\",'Wave Areas'!F137,(IF($B$4=\"NW\",'Wave Areas'!T138,0)))))))))))))))","v":0},{"$f":"IF($B$4=\"SW\",'Wave Areas'!U120,(IF($B$4=\"N\",'Wave Areas'!G83,(IF($B$4=\"NE\",'Wave Areas'!U84,(IF($B$4=\"E\",'Wave Areas'!G101,(IF($B$4=\"SE\",'Wave Areas'!U102,(IF($B$4=\"S\",'Wave Areas'!G119,(IF($B$4=\"W\",'Wave Areas'!G137,(IF($B$4=\"NW\",'Wave Areas'!U138,0)))))))))))))))","v":0},{"$f":"IF($B$4=\"SW\",'Wave Areas'!V120,(IF($B$4=\"N\",'Wave Areas'!H83,(IF($B$4=\"NE\",'Wave Areas'!V84,(IF($B$4=\"E\",'Wave Areas'!H101,(IF($B$4=\"SE\",'Wave Areas'!V102,(IF($B$4=\"S\",'Wave Areas'!H119,(IF($B$4=\"W\",'Wave Areas'!H137,(IF($B$4=\"NW\",'Wave Areas'!V138,0)))))))))))))))","v":0},{"$f":"IF($B$4=\"SW\",'Wave Areas'!W120,(IF($B$4=\"N\",'Wave Areas'!I83,(IF($B$4=\"NE\",'Wave Areas'!W84,(IF($B$4=\"E\",'Wave Areas'!I101,(IF($B$4=\"SE\",'Wave Areas'!W102,(IF($B$4=\"S\",'Wave Areas'!I119,(IF($B$4=\"W\",'Wave Areas'!I137,(IF($B$4=\"NW\",'Wave Areas'!W138,0)))))))))))))))","v":0},{"$f":"IF($B$4=\"SW\",'Wave Areas'!X120,(IF($B$4=\"N\",'Wave Areas'!J83,(IF($B$4=\"NE\",'Wave Areas'!X84,(IF($B$4=\"E\",'Wave Areas'!J101,(IF($B$4=\"SE\",'Wave Areas'!X102,(IF($B$4=\"S\",'Wave Areas'!J119,(IF($B$4=\"W\",'Wave Areas'!J137,(IF($B$4=\"NW\",'Wave Areas'!X138,0)))))))))))))))","v":0},{"$f":"IF($B$4=\"SW\",'Wave Areas'!Y120,(IF($B$4=\"N\",'Wave Areas'!K83,(IF($B$4=\"NE\",'Wave Areas'!Y84,(IF($B$4=\"E\",'Wave Areas'!K101,(IF($B$4=\"SE\",'Wave Areas'!Y102,(IF($B$4=\"S\",'Wave Areas'!K119,(IF($B$4=\"W\",'Wave Areas'!K137,(IF($B$4=\"NW\",'Wave Areas'!Y138,0)))))))))))))))","v":0},{"$f":"IF($B$4=\"SW\",'Wave Areas'!Z120,(IF($B$4=\"N\",'Wave Areas'!L83,(IF($B$4=\"NE\",'Wave Areas'!Z84,(IF($B$4=\"E\",'Wave Areas'!L101,(IF($B$4=\"SE\",'Wave Areas'!Z102,(IF($B$4=\"S\",'Wave Areas'!L119,(IF($B$4=\"W\",'Wave Areas'!L137,(IF($B$4=\"NW\",'Wave Areas'!Z138,0)))))))))))))))","v":0},null,5.5,{"$error":"#DIV/0!"},{"$error":"#DIV/0!"},{"$error":"#DIV/0!"},{"$error":"#DIV/0!"},{"$error":"#DIV/0!"},{"$error":"#DIV/0!"},{"$error":"#DIV/0!"},{"$error":"#DIV/0!"},{"$error":"#DIV/0!"},{"$error":"#DIV/0!"},{"$error":"#DIV/0!"},{"$error":"#DIV/0!"},null,5.5,{"$error":"#DIV/0!"},{"$error":"#DIV/0!"},{"$error":"#DIV/0!"},{"$error":"#DIV/0!"},{"$error":"#DIV/0!"},{"$error":"#DIV/0!"},{"$error":"#DIV/0!"},{"$error":"#DIV/0!"},{"$error":"#DIV/0!"},{"$error":"#DIV/0!"},{"$error":"#DIV/0!"},{"$error":"#DIV/0!"}]
[70700.9765625,7.5,0,0,0,330516.69871758157,381365.42159720953,432214.14447683748,483062.86735646531,0,0,0,0,1627159.132148094,null,null,null,6.5,{"$f":"IF($B$4=\"SW\",'Wave Areas'!P121,(IF($B$4=\"N\",'Wave Areas'!B84,(IF($B$4=\"NE\",'Wave Areas'!P85,(IF($B$4=\"E\",'Wave Areas'!B102,(IF($B$4=\"SE\",'Wave Areas'!P103,(IF($B$4=\"S\",'Wave Areas'!B120,(IF($B$4=\"W\",'Wave Areas'!B138,(IF($B$4=\"NW\",'Wave Areas'!P139,0)))))))))))))))","v":0},{"$f":"IF($B$4=\"SW\",'Wave Areas'!Q121,(IF($B$4=\"N\",'Wave Areas'!C84,(IF($B$4=\"NE\",'Wave Areas'!Q85,(IF($B$4=\"E\",'Wave Areas'!C102,(IF($B$4=\"SE\",'Wave Areas'!Q103,(IF($B$4=\"S\",'Wave Areas'!C120,(IF($B$4=\"W\",'Wave Areas'!C138,(IF($B$4=\"NW\",'Wave Areas'!Q139,0)))))))))))))))","v":0},{"$f":"IF($B$4=\"SW\",'Wave Areas'!R121,(IF($B$4=\"N\",'Wave Areas'!D84,(IF($B$4=\"NE\",'Wave Areas'!R85,(IF($B$4=\"E\",'Wave Areas'!D102,(IF($B$4=\"SE\",'Wave Areas'!R103,(IF($B$4=\"S\",'Wave Areas'!D120,(IF($B$4=\"W\",'Wave Areas'!D138,(IF($B$4=\"NW\",'Wave Areas'!R139,0)))))))))))))))","v":0},{"$f":"IF($B$4=\"SW\",'Wave Areas'!S121,(IF($B$4=\"N\",'Wave Areas'!E84,(IF($B$4=\"NE\",'Wave Areas'!S85,(IF($B$4=\"E\",'Wave Areas'!E102,(IF($B$4=\"SE\",'Wave Areas'!S103,(IF($B$4=\"S\",'Wave Areas'!E120,(IF($B$4=\"W\",'Wave Areas'!E138,(IF($B$4=\"NW\",'Wave Areas'!S139,0)))))))))))))))","v":0},{"$f":"IF($B$4=\"SW\",'Wave Areas'!T121,(IF($B$4=\"N\",'Wave Areas'!F84,(IF($B$4=\"NE\",'Wave Areas'!T85,(IF($B$4=\"E\",'Wave Areas'!F102,(IF($B$4=\"SE\",'Wave Areas'!T103,(IF($B$4=\"S\",'Wave Areas'!F120,(IF($B$4=\"W\",'Wave Areas'!F138,(IF($B$4=\"NW\",'Wave Areas'!T139,0)))))))))))))))","v":0},{"$f":"IF($B$4=\"SW\",'Wave Areas'!U121,(IF($B$4=\"N\",'Wave Areas'!G84,(IF($B$4=\"NE\",'Wave Areas'!U85,(IF($B$4=\"E\",'Wave Areas'!G102,(IF($B$4=\"SE\",'Wave Areas'!U103,(IF($B$4=\"S\",'Wave Areas'!G120,(IF($B$4=\"W\",'Wave Areas'!G138,(IF($B$4=\"NW\",'Wave Areas'!U139,0)))))))))))))))","v":0},{"$f":"IF($B$4=\"SW\",'Wave Areas'!V121,(IF($B$4=\"N\",'Wave Areas'!H84,(IF($B$4=\"NE\",'Wave Areas'!V85,(IF($B$4=\"E\",'Wave Areas'!H102,(IF($B$4=\"SE\",'Wave Areas'!V103,(IF($B$4=\"S\",'Wave Areas'!H120,(IF($B$4=\"W\",'Wave Areas'!H138,(IF($B$4=\"NW\",'Wave Areas'!V139,0)))))))))))))))","v":0},{"$f":"IF($B$4=\"SW\",'Wave Areas'!W121,(IF($B$4=\"N\",'Wave Areas'!I84,(IF($B$4=\"NE\",'Wave Areas'!W85,(IF($B$4=\"E\",'Wave Areas'!I102,(IF($B$4=\"SE\",'Wave Areas'!W103,(IF($B$4=\"S\",'Wave Areas'!I120,(IF($B$4=\"W\",'Wave Areas'!I138,(IF($B$4=\"NW\",'Wave Areas'!W139,0)))))))))))))))","v":0},{"$f":"IF($B$4=\"SW\",'Wave Areas'!X121,(IF($B$4=\"N\",'Wave Areas'!J84,(IF($B$4=\"NE\",'Wave Areas'!X85,(IF($B$4=\"E\",'Wave Areas'!J102,(IF($B$4=\"SE\",'Wave Areas'!X103,(IF($B$4=\"S\",'Wave Areas'!J120,(IF($B$4=\"W\",'Wave Areas'!J138,(IF($B$4=\"NW\",'Wave Areas'!X139,0)))))))))))))))","v":0},{"$f":"IF($B$4=\"SW\",'Wave Areas'!Y121,(IF($B$4=\"N\",'Wave Areas'!K84,(IF($B$4=\"NE\",'Wave Areas'!Y85,(IF($B$4=\"E\",'Wave Areas'!K102,(IF($B$4=\"SE\",'Wave Areas'!Y103,(IF($B$4=\"S\",'Wave Areas'!K120,(IF($B$4=\"W\",'Wave Areas'!K138,(IF($B$4=\"NW\",'Wave Areas'!Y139,0)))))))))))))))","v":0},{"$f":"IF($B$4=\"SW\",'Wave Areas'!Z121,(IF($B$4=\"N\",'Wave Areas'!L84,(IF($B$4=\"NE\",'Wave Areas'!Z85,(IF($B$4=\"E\",'Wave Areas'!L102,(IF($B$4=\"SE\",'Wave Areas'!Z103,(IF($B$4=\"S\",'Wave Areas'!L120,(IF($B$4=\"W\",'Wave Areas'!L138,(IF($B$4=\"NW\",'Wave Areas'!Z139,0)))))))))))))))","v":0},null,6.5,{"$error":"#DIV/0!"},{"$error":"#DIV/0!"},{"$error":"#DIV/0!"},{"$error":"#DIV/0!"},{"$error":"#DIV/0!"},{"$error":"#DIV/0!"},{"$error":"#DIV/0!"},{"$error":"#DIV/0!"},{"$error":"#DIV/0!"},{"$error":"#DIV/0!"},{"$error":"#DIV/0!"},{"$error":"#DIV/0!"},null,6.5,{"$error":"#DIV/0!"},{"$error":"#DIV/0!"},{"$error":"#DIV/0!"},{"$error":"#DIV/0!"},{"$error":"#DIV/0!"},{"$error":"#DIV/0!"},{"$error":"#DIV/0!"},{"$error":"#DIV/0!"},{"$error":"#DIV/0!"},{"$error":"#DIV/0!"},{"$error":"#DIV/0!"},{"$error":"#DIV/0!"}]
[90811.4765625,8.5,0,0,0,424530.33746391587,489842.69707374915,555155.05668358237,620467.41629341547,0,0,0,0,2089995.5075146628,null,null,null,7.5,{"$f":"IF($B$4=\"SW\",'Wave Areas'!P122,(IF($B$4=\"N\",'Wave Areas'!B85,(IF($B$4=\"NE\",'Wave Areas'!P86,(IF($B$4=\"E\",'Wave Areas'!B103,(IF($B$4=\"SE\",'Wave Areas'!P104,(IF($B$4=\"S\",'Wave Areas'!B121,(IF($B$4=\"W\",'Wave Areas'!B139,(IF($B$4=\"NW\",'Wave Areas'!P140,0)))))))))))))))","v":0},{"$f":"IF($B$4=\"SW\",'Wave Areas'!Q122,(IF($B$4=\"N\",'Wave Areas'!C85,(IF($B$4=\"NE\",'Wave Areas'!Q86,(IF($B$4=\"E\",'Wave Areas'!C103,(IF($B$4=\"SE\",'Wave Areas'!Q104,(IF($B$4=\"S\",'Wave Areas'!C121,(IF($B$4=\"W\",'Wave Areas'!C139,(IF($B$4=\"NW\",'Wave Areas'!Q140,0)))))))))))))))","v":0},{"$f":"IF($B$4=\"SW\",'Wave Areas'!R122,(IF($B$4=\"N\",'Wave Areas'!D85,(IF($B$4=\"NE\",'Wave Areas'!R86,(IF($B$4=\"E\",'Wave Areas'!D103,(IF($B$4=\"SE\",'Wave Areas'!R104,(IF($B$4=\"S\",'Wave Areas'!D121,(IF($B$4=\"W\",'Wave Areas'!D139,(IF($B$4=\"NW\",'Wave Areas'!R140,0)))))))))))))))","v":0},{"$f":"IF($B$4=\"SW\",'Wave Areas'!S122,(IF($B$4=\"N\",'Wave Areas'!E85,(IF($B$4=\"NE\",'Wave Areas'!S86,(IF($B$4=\"E\",'Wave Areas'!E103,(IF($B$4=\"SE\",'Wave Areas'!S104,(IF($B$4=\"S\",'Wave Areas'!E121,(IF($B$4=\"W\",'Wave Areas'!E139,(IF($B$4=\"NW\",'Wave Areas'!S140,0)))))))))))))))","v":0},{"$f":"IF($B$4=\"SW\",'Wave Areas'!T122,(IF($B$4=\"N\",'Wave Areas'!F85,(IF($B$4=\"NE\",'Wave Areas'!T86,(IF($B$4=\"E\",'Wave Areas'!F103,(IF($B$4=\"SE\",'Wave Areas'!T104,(IF($B$4=\"S\",'Wave Areas'!F121,(IF($B$4=\"W\",'Wave Areas'!F139,(IF($B$4=\"NW\",'Wave Areas'!T140,0)))))))))))))))","v":0},{"$f":"IF($B$4=\"SW\",'Wave Areas'!U122,(IF($B$4=\"N\",'Wave Areas'!G85,(IF($B$4=\"NE\",'Wave Areas'!U86,(IF($B$4=\"E\",'Wave Areas'!G103,(IF($B$4=\"SE\",'Wave Areas'!U104,(IF($B$4=\"S\",'Wave Areas'!G121,(IF($B$4=\"W\",'Wave Areas'!G139,(IF($B$4=\"NW\",'Wave Areas'!U140,0)))))))))))))))","v":0},{"$f":"IF($B$4=\"SW\",'Wave Areas'!V122,(IF($B$4=\"N\",'Wave Areas'!H85,(IF($B$4=\"NE\",'Wave Areas'!V86,(IF($B$4=\"E\",'Wave Areas'!H103,(IF($B$4=\"SE\",'Wave Areas'!V104,(IF($B$4=\"S\",'Wave Areas'!H121,(IF($B$4=\"W\",'Wave Areas'!H139,(IF($B$4=\"NW\",'Wave Areas'!V140,0)))))))))))))))","v":0},{"$f":"IF($B$4=\"SW\",'Wave Areas'!W122,(IF($B$4=\"N\",'Wave Areas'!I85,(IF($B$4=\"NE\",'Wave Areas'!W86,(IF($B$4=\"E\",'Wave Areas'!I103,(IF($B$4=\"SE\",'Wave Areas'!W104,(IF($B$4=\"S\",'Wave Areas'!I121,(IF($B$4=\"W\",'Wave Areas'!I139,(IF($B$4=\"NW\",'Wave Areas'!W140,0)))))))))))))))","v":0},{"$f":"IF($B$4=\"SW\",'Wave Areas'!X122,(IF($B$4=\"N\",'Wave Areas'!J85,(IF($B$4=\"NE\",'Wave Areas'!X86,(IF($B$4=\"E\",'Wave Areas'!J103,(IF($B$4=\"SE\",'Wave Areas'!X104,(IF($B$4=\"S\",'Wave Areas'!J121,(IF($B$4=\"W\",'Wave Areas'!J139,(IF($B$4=\"NW\",'Wave Areas'!X140,0)))))))))))))))","v":0},{"$f":"IF($B$4=\"SW\",'Wave Areas'!Y122,(IF($B$4=\"N\",'Wave Areas'!K85,(IF($B$4=\"NE\",'Wave Areas'!Y86,(IF($B$4=\"E\",'Wave Areas'!K103,(IF($B$4=\"SE\",'Wave Areas'!Y104,(IF($B$4=\"S\",'Wave Areas'!K121,(IF($B$4=\"W\",'Wave Areas'!K139,(IF($B$4=\"NW\",'Wave Areas'!Y140,0)))))))))))))))","v":0},{"$f":"IF($B$4=\"SW\",'Wave Areas'!Z122,(IF($B$4=\"N\",'Wave Areas'!L85,(IF($B$4=\"NE\",'Wave Areas'!Z86,(IF($B$4=\"E\",'Wave Areas'!L103,(IF($B$4=\"SE\",'Wave Areas'!Z104,(IF($B$4=\"S\",'Wave Areas'!L121,(IF($B$4=\"W\",'Wave Areas'!L139,(IF($B$4=\"NW\",'Wave Areas'!Z140,0)))))))))))))))","v":0},null,7.5,{"$error":"#DIV/0!"},{"$error":"#DIV/0!"},{"$error":"#DIV/0!"},{"$error":"#DIV/0!"},{"$error":"#DIV/0!"},{"$error":"#DIV/0!"},{"$error":"#DIV/0!"},{"$error":"#DIV/0!"},{"$error":"#DIV/0!"},{"$error":"#DIV/0!"},{"$error":"#DIV/0!"},{"$error":"#DIV/0!"},null,7.5,{"$error":"#DIV/0!"},{"$error":"#DIV/0!"},{"$f":"AI55/1004","v":{"$error":"#DIV/0!"}},{"$error":"#DIV/0!"},{"$error":"#DIV/0!"},{"$error":"#DIV/0!"},{"$error":"#DIV/0!"},{"$f":"AN55/1004","v":{"$error":"#DIV/0!"}},{"$error":"#DIV/0!"},{"$error":"#DIV/0!"},{"$error":"#DIV/0!"},{"$error":"#DIV/0!"}]
[113435.7890625,9.5,0,0,0,0,611879.63198485621,693463.58291617036,0,0,0,0,0,1305343.2149010266,null,null,null,8.5,{"$f":"IF($B$4=\"SW\",'Wave Areas'!P123,(IF($B$4=\"N\",'Wave Areas'!B86,(IF($B$4=\"NE\",'Wave Areas'!P87,(IF($B$4=\"E\",'Wave Areas'!B104,(IF($B$4=\"SE\",'Wave Areas'!P105,(IF($B$4=\"S\",'Wave Areas'!B122,(IF($B$4=\"W\",'Wave Areas'!B140,(IF($B$4=\"NW\",'Wave Areas'!P141,0)))))))))))))))","v":0},{"$f":"IF($B$4=\"SW\",'Wave Areas'!Q123,(IF($B$4=\"N\",'Wave Areas'!C86,(IF($B$4=\"NE\",'Wave Areas'!Q87,(IF($B$4=\"E\",'Wave Areas'!C104,(IF($B$4=\"SE\",'Wave Areas'!Q105,(IF($B$4=\"S\",'Wave Areas'!C122,(IF($B$4=\"W\",'Wave Areas'!C140,(IF($B$4=\"NW\",'Wave Areas'!Q141,0)))))))))))))))","v":0},{"$f":"IF($B$4=\"SW\",'Wave Areas'!R123,(IF($B$4=\"N\",'Wave Areas'!D86,(IF($B$4=\"NE\",'Wave Areas'!R87,(IF($B$4=\"E\",'Wave Areas'!D104,(IF($B$4=\"SE\",'Wave Areas'!R105,(IF($B$4=\"S\",'Wave Areas'!D122,(IF($B$4=\"W\",'Wave Areas'!D140,(IF($B$4=\"NW\",'Wave Areas'!R141,0)))))))))))))))","v":0},{"$f":"IF($B$4=\"SW\",'Wave Areas'!S123,(IF($B$4=\"N\",'Wave Areas'!E86,(IF($B$4=\"NE\",'Wave Areas'!S87,(IF($B$4=\"E\",'Wave Areas'!E104,(IF($B$4=\"SE\",'Wave Areas'!S105,(IF($B$4=\"S\",'Wave Areas'!E122,(IF($B$4=\"W\",'Wave Areas'!E140,(IF($B$4=\"NW\",'Wave Areas'!S141,0)))))))))))))))","v":0},{"$f":"IF($B$4=\"SW\",'Wave Areas'!T123,(IF($B$4=\"N\",'Wave Areas'!F86,(IF($B$4=\"NE\",'Wave Areas'!T87,(IF($B$4=\"E\",'Wave Areas'!F104,(IF($B$4=\"SE\",'Wave Areas'!T105,(IF($B$4=\"S\",'Wave Areas'!F122,(IF($B$4=\"W\",'Wave Areas'!F140,(IF($B$4=\"NW\",'Wave Areas'!T141,0)))))))))))))))","v":0},{"$f":"IF($B$4=\"SW\",'Wave Areas'!U123,(IF($B$4=\"N\",'Wave Areas'!G86,(IF($B$4=\"NE\",'Wave Areas'!U87,(IF($B$4=\"E\",'Wave Areas'!G104,(IF($B$4=\"SE\",'Wave Areas'!U105,(IF($B$4=\"S\",'Wave Areas'!G122,(IF($B$4=\"W\",'Wave Areas'!G140,(IF($B$4=\"NW\",'Wave Areas'!U141,0)))))))))))))))","v":0},{"$f":"IF($B$4=\"SW\",'Wave Areas'!V123,(IF($B$4=\"N\",'Wave Areas'!H86,(IF($B$4=\"NE\",'Wave Areas'!V87,(IF($B$4=\"E\",'Wave Areas'!H104,(IF($B$4=\"SE\",'Wave Areas'!V105,(IF($B$4=\"S\",'Wave Areas'!H122,(IF($B$4=\"W\",'Wave Areas'!H140,(IF($B$4=\"NW\",'Wave Areas'!V141,0)))))))))))))))","v":0},{"$f":"IF($B$4=\"SW\",'Wave Areas'!W123,(IF($B$4=\"N\",'Wave Areas'!I86,(IF($B$4=\"NE\",'Wave Areas'!W87,(IF($B$4=\"E\",'Wave Areas'!I104,(IF($B$4=\"SE\",'Wave Areas'!W105,(IF($B$4=\"S\",'Wave Areas'!I122,(IF($B$4=\"W\",'Wave Areas'!I140,(IF($B$4=\"NW\",'Wave Areas'!W141,0)))))))))))))))","v":0},{"$f":"IF($B$4=\"SW\",'Wave Areas'!X123,(IF($B$4=\"N\",'Wave Areas'!J86,(IF($B$4=\"NE\",'Wave Areas'!X87,(IF($B$4=\"E\",'Wave Areas'!J104,(IF($B$4=\"SE\",'Wave Areas'!X105,(IF($B$4=\"S\",'Wave Areas'!J122,(IF($B$4=\"W\",'Wave Areas'!J140,(IF($B$4=\"NW\",'Wave Areas'!X141,0)))))))))))))))","v":0},{"$f":"IF($B$4=\"SW\",'Wave Areas'!Y123,(IF($B$4=\"N\",'Wave Areas'!K86,(IF($B$4=\"NE\",'Wave Areas'!Y87,(IF($B$4=\"E\",'Wave Areas'!K104,(IF($B$4=\"SE\",'Wave Areas'!Y105,(IF($B$4=\"S\",'Wave Areas'!K122,(IF($B$4=\"W\",'Wave Areas'!K140,(IF($B$4=\"NW\",'Wave Areas'!Y141,0)))))))))))))))","v":0},{"$f":"IF($B$4=\"SW\",'Wave Areas'!Z123,(IF($B$4=\"N\",'Wave Areas'!L86,(IF($B$4=\"NE\",'Wave Areas'!Z87,(IF($B$4=\"E\",'Wave Areas'!L104,(IF($B$4=\"SE\",'Wave Areas'!Z105,(IF($B$4=\"S\",'Wave Areas'!L122,(IF($B$4=\"W\",'Wave Areas'!L140,(IF($B$4=\"NW\",'Wave Areas'!Z141,0)))))))))))))))","v":0},null,8.5,{"$error":"#DIV/0!"},{"$error":"#DIV/0!"},{"$error":"#DIV/0!"},{"$error":"#DIV/0!"},{"$error":"#DIV/0!"},{"$error":"#DIV/0!"},{"$error":"#DIV/0!"},{"$error":"#DIV/0!"},{"$error":"#DIV/0!"},{"$error":"#DIV/0!"},{"$error":"#DIV/0!"},{"$error":"#DIV/0!"},null,8.5,{"$error":"#DIV/0!"},{"$error":"#DIV/0!"},{"$f":"AI56/1004","v":{"$error":"#DIV/0!"}},{"$error":"#DIV/0!"},{"$error":"#DIV/0!"},{"$error":"#DIV/0!"},{"$error":"#DIV/0!"},{"$f":"AN56/1004","v":{"$error":"#DIV/0!"}},{"$error":"#DIV/0!"},{"$error":"#DIV/0!"},{"$error":"#DIV/0!"},{"$error":"#DIV/0!"}]
[138573.9140625,10.5,0,0,0,0,0,0,0,0,0,0,0,0,null,null,null,9.5,{"$f":"IF($B$4=\"SW\",'Wave Areas'!P124,(IF($B$4=\"N\",'Wave Areas'!B87,(IF($B$4=\"NE\",'Wave Areas'!P88,(IF($B$4=\"E\",'Wave Areas'!B105,(IF($B$4=\"SE\",'Wave Areas'!P106,(IF($B$4=\"S\",'Wave Areas'!B123,(IF($B$4=\"W\",'Wave Areas'!B141,(IF($B$4=\"NW\",'Wave Areas'!P142,0)))))))))))))))","v":0},{"$f":"IF($B$4=\"SW\",'Wave Areas'!Q124,(IF($B$4=\"N\",'Wave Areas'!C87,(IF($B$4=\"NE\",'Wave Areas'!Q88,(IF($B$4=\"E\",'Wave Areas'!C105,(IF($B$4=\"SE\",'Wave Areas'!Q106,(IF($B$4=\"S\",'Wave Areas'!C123,(IF($B$4=\"W\",'Wave Areas'!C141,(IF($B$4=\"NW\",'Wave Areas'!Q142,0)))))))))))))))","v":0},{"$f":"IF($B$4=\"SW\",'Wave Areas'!R124,(IF($B$4=\"N\",'Wave Areas'!D87,(IF($B$4=\"NE\",'Wave Areas'!R88,(IF($B$4=\"E\",'Wave Areas'!D105,(IF($B$4=\"SE\",'Wave Areas'!R106,(IF($B$4=\"S\",'Wave Areas'!D123,(IF($B$4=\"W\",'Wave Areas'!D141,(IF($B$4=\"NW\",'Wave Areas'!R142,0)))))))))))))))","v":0},{"$f":"IF($B$4=\"SW\",'Wave Areas'!S124,(IF($B$4=\"N\",'Wave Areas'!E87,(IF($B$4=\"NE\",'Wave Areas'!S88,(IF($B$4=\"E\",'Wave Areas'!E105,(IF($B$4=\"SE\",'Wave Areas'!S106,(IF($B$4=\"S\",'Wave Areas'!E123,(IF($B$4=\"W\",'Wave Areas'!E141,(IF($B$4=\"NW\",'Wave Areas'!S142,0)))))))))))))))","v":0},{"$f":"IF($B$4=\"SW\",'Wave Areas'!T124,(IF($B$4=\"N\",'Wave Areas'!F87,(IF($B$4=\"NE\",'Wave Areas'!T88,(IF($B$4=\"E\",'Wave Areas'!F105,(IF($B$4=\"SE\",'Wave Areas'!T106,(IF($B$4=\"S\",'Wave Areas'!F123,(IF($B$4=\"W\",'Wave Areas'!F141,(IF($B$4=\"NW\",'Wave Areas'!T142,0)))))))))))))))","v":0},{"$f":"IF($B$4=\"SW\",'Wave Areas'!U124,(IF($B$4=\"N\",'Wave Areas'!G87,(IF($B$4=\"NE\",'Wave Areas'!U88,(IF($B$4=\"E\",'Wave Areas'!G105,(IF($B$4=\"SE\",'Wave Areas'!U106,(IF($B$4=\"S\",'Wave Areas'!G123,(IF($B$4=\"W\",'Wave Areas'!G141,(IF($B$4=\"NW\",'Wave Areas'!U142,0)))))))))))))))","v":0},{"$f":"IF($B$4=\"SW\",'Wave Areas'!V124,(IF($B$4=\"N\",'Wave Areas'!H87,(IF($B$4=\"NE\",'Wave Areas'!V88,(IF($B$4=\"E\",'Wave Areas'!H105,(IF($B$4=\"SE\",'Wave Areas'!V106,(IF($B$4=\"S\",'Wave Areas'!H123,(IF($B$4=\"W\",'Wave Areas'!H141,(IF($B$4=\"NW\",'Wave Areas'!V142,0)))))))))))))))","v":0},{"$f":"IF($B$4=\"SW\",'Wave Areas'!W124,(IF($B$4=\"N\",'Wave Areas'!I87,(IF($B$4=\"NE\",'Wave Areas'!W88,(IF($B$4=\"E\",'Wave Areas'!I105,(IF($B$4=\"SE\",'Wave Areas'!W106,(IF($B$4=\"S\",'Wave Areas'!I123,(IF($B$4=\"W\",'Wave Areas'!I141,(IF($B$4=\"NW\",'Wave Areas'!W142,0)))))))))))))))","v":0},{"$f":"IF($B$4=\"SW\",'Wave Areas'!X124,(IF($B$4=\"N\",'Wave Areas'!J87,(IF($B$4=\"NE\",'Wave Areas'!X88,(IF($B$4=\"E\",'Wave Areas'!J105,(IF($B$4=\"SE\",'Wave Areas'!X106,(IF($B$4=\"S\",'Wave Areas'!J123,(IF($B$4=\"W\",'Wave Areas'!J141,(IF($B$4=\"NW\",'Wave Areas'!X142,0)))))))))))))))","v":0},{"$f":"IF($B$4=\"SW\",'Wave Areas'!Y124,(IF($B$4=\"N\",'Wave Areas'!K87,(IF($B$4=\"NE\",'Wave Areas'!Y88,(IF($B$4=\"E\",'Wave Areas'!K105,(IF($B$4=\"SE\",'Wave Areas'!Y106,(IF($B$4=\"S\",'Wave Areas'!K123,(IF($B$4=\"W\",'Wave Areas'!K141,(IF($B$4=\"NW\",'Wave Areas'!Y142,0)))))))))))))))","v":0},{"$f":"IF($B$4=\"SW\",'Wave Areas'!Z124,(IF($B$4=\"N\",'Wave Areas'!L87,(IF($B$4=\"NE\",'Wave Areas'!Z88,(IF($B$4=\"E\",'Wave Areas'!L105,(IF($B$4=\"SE\",'Wave Areas'!Z106,(IF($B$4=\"S\",'Wave Areas'!L123,(IF($B$4=\"W\",'Wave Areas'!L141,(IF($B$4=\"NW\",'Wave Areas'!Z142,0)))))))))))))))","v":0},null,9.5,{"$error":"#DIV/0!"},{"$error":"#DIV/0!"},{"$error":"#DIV/0!"},{"$error":"#DIV/0!"},{"$error":"#DIV/0!"},{"$error":"#DIV/0!"},{"$error":"#DIV/0!"},{"$error":"#DIV/0!"},{"$error":"#DIV/0!"},{"$error":"#DIV/0!"},{"$error":"#DIV/0!"},{"$error":"#DIV/0!"},null,9.5,{"$error":"#DIV/0!"},{"$error":"#DIV/0!"},{"$f":"AI57/1004","v":{"$error":"#DIV/0!"}},{"$f":"AJ57/1004","v":{"$error":"#DIV/0!"}},{"$f":"G56*AJ57","v":{"$error":"#DIV/0!"}},{"$f":"H56*AK57","v":{"$error":"#DIV/0!"}},{"$f":"AM57/1004","v":{"$error":"#DIV/0!"}},{"$f":"AN57/1004","v":{"$error":"#DIV/0!"}},{"$error":"#DIV/0!"},{"$error":"#DIV/0!"},{"$error":"#DIV/0!"},{"$error":"#DIV/0!"}]
["Sub Totals",null,{"$f":"SUM(C47:C57)","v":795.07727654024404},167800.78550277217,565550.79558341741,1423425.249143718,2254293.3809968382,2552831.8828812321,2078243.8026713708,1077314.9420763839,0,0,0,{"$f":"SUM(N47:N56)","v":10120255.916132273},"Total",null,null,10.5,{"$f":"IF($B$4=\"SW\",'Wave Areas'!P125,(IF($B$4=\"N\",'Wave Areas'!B88,(IF($B$4=\"NE\",'Wave Areas'!P89,(IF($B$4=\"E\",'Wave Areas'!B106,(IF($B$4=\"SE\",'Wave Areas'!P107,(IF($B$4=\"S\",'Wave Areas'!B124,(IF($B$4=\"W\",'Wave Areas'!B142,(IF($B$4=\"NW\",'Wave Areas'!P143,0)))))))))))))))","v":0},{"$f":"IF($B$4=\"SW\",'Wave Areas'!Q125,(IF($B$4=\"N\",'Wave Areas'!C88,(IF($B$4=\"NE\",'Wave Areas'!Q89,(IF($B$4=\"E\",'Wave Areas'!C106,(IF($B$4=\"SE\",'Wave Areas'!Q107,(IF($B$4=\"S\",'Wave Areas'!C124,(IF($B$4=\"W\",'Wave Areas'!C142,(IF($B$4=\"NW\",'Wave Areas'!Q143,0)))))))))))))))","v":0},{"$f":"IF($B$4=\"SW\",'Wave Areas'!R125,(IF($B$4=\"N\",'Wave Areas'!D88,(IF($B$4=\"NE\",'Wave Areas'!R89,(IF($B$4=\"E\",'Wave Areas'!D106,(IF($B$4=\"SE\",'Wave Areas'!R107,(IF($B$4=\"S\",'Wave Areas'!D124,(IF($B$4=\"W\",'Wave Areas'!D142,(IF($B$4=\"NW\",'Wave Areas'!R143,0)))))))))))))))","v":0},{"$f":"IF($B$4=\"SW\",'Wave Areas'!S125,(IF($B$4=\"N\",'Wave Areas'!E88,(IF($B$4=\"NE\",'Wave Areas'!S89,(IF($B$4=\"E\",'Wave Areas'!E106,(IF($B$4=\"SE\",'Wave Areas'!S107,(IF($B$4=\"S\",'Wave Areas'!E124,(IF($B$4=\"W\",'Wave Areas'!E142,(IF($B$4=\"NW\",'Wave Areas'!S143,0)))))))))))))))","v":0},{"$f":"IF($B$4=\"SW\",'Wave Areas'!T125,(IF($B$4=\"N\",'Wave Areas'!F88,(IF($B$4=\"NE\",'Wave Areas'!T89,(IF($B$4=\"E\",'Wave Areas'!F106,(IF($B$4=\"SE\",'Wave Areas'!T107,(IF($B$4=\"S\",'Wave Areas'!F124,(IF($B$4=\"W\",'Wave Areas'!F142,(IF($B$4=\"NW\",'Wave Areas'!T143,0)))))))))))))))","v":0},{"$f":"IF($B$4=\"SW\",'Wave Areas'!U125,(IF($B$4=\"N\",'Wave Areas'!G88,(IF($B$4=\"NE\",'Wave Areas'!U89,(IF($B$4=\"E\",'Wave Areas'!G106,(IF($B$4=\"SE\",'Wave Areas'!U107,(IF($B$4=\"S\",'Wave Areas'!G124,(IF($B$4=\"W\",'Wave Areas'!G142,(IF($B$4=\"NW\",'Wave Areas'!U143,0)))))))))))))))","v":0},{"$f":"IF($B$4=\"SW\",'Wave Areas'!V125,(IF($B$4=\"N\",'Wave Areas'!H88,(IF($B$4=\"NE\",'Wave Areas'!V89,(IF($B$4=\"E\",'Wave Areas'!H106,(IF($B$4=\"SE\",'Wave Areas'!V107,(IF($B$4=\"S\",'Wave Areas'!H124,(IF($B$4=\"W\",'Wave Areas'!H142,(IF($B$4=\"NW\",'Wave Areas'!V143,0)))))))))))))))","v":0},{"$f":"IF($B$4=\"SW\",'Wave Areas'!W125,(IF($B$4=\"N\",'Wave Areas'!I88,(IF($B$4=\"NE\",'Wave Areas'!W89,(IF($B$4=\"E\",'Wave Areas'!I106,(IF($B$4=\"SE\",'Wave Areas'!W107,(IF($B$4=\"S\",'Wave Areas'!I124,(IF($B$4=\"W\",'Wave Areas'!I142,(IF($B$4=\"NW\",'Wave Areas'!W143,0)))))))))))))))","v":0},{"$f":"IF($B$4=\"SW\",'Wave Areas'!X125,(IF($B$4=\"N\",'Wave Areas'!J88,(IF($B$4=\"NE\",'Wave Areas'!X89,(IF($B$4=\"E\",'Wave Areas'!J106,(IF($B$4=\"SE\",'Wave Areas'!X107,(IF($B$4=\"S\",'Wave Areas'!J124,(IF($B$4=\"W\",'Wave Areas'!J142,(IF($B$4=\"NW\",'Wave Areas'!X143,0)))))))))))))))","v":0},{"$f":"IF($B$4=\"SW\",'Wave Areas'!Y125,(IF($B$4=\"N\",'Wave Areas'!K88,(IF($B$4=\"NE\",'Wave Areas'!Y89,(IF($B$4=\"E\",'Wave Areas'!K106,(IF($B$4=\"SE\",'Wave Areas'!Y107,(IF($B$4=\"S\",'Wave Areas'!K124,(IF($B$4=\"W\",'Wave Areas'!K142,(IF($B$4=\"NW\",'Wave Areas'!Y143,0)))))))))))))))","v":0},{"$f":"IF($B$4=\"SW\",'Wave Areas'!Z125,(IF($B$4=\"N\",'Wave Areas'!L88,(IF($B$4=\"NE\",'Wave Areas'!Z89,(IF($B$4=\"E\",'Wave Areas'!L106,(IF($B$4=\"SE\",'Wave Areas'!Z107,(IF($B$4=\"S\",'Wave Areas'!L124,(IF($B$4=\"W\",'Wave Areas'!L142,(IF($B$4=\"NW\",'Wave Areas'!Z143,0)))))))))))))))","v":0},null,10.5,{"$error":"#DIV/0!"},{"$error":"#DIV/0!"},{"$error":"#DIV/0!"},{"$error":"#DIV/0!"},{"$error":"#DIV/0!"},{"$error":"#DIV/0!"},{"$error":"#DIV/0!"},{"$error":"#DIV/0!"},{"$error":"#DIV/0!"},{"$error":"#DIV/0!"},{"$error":"#DIV/0!"},{"$error":"#DIV/0!"},null,10.5,{"$error":"#DIV/0!"},{"$error":"#DIV/0!"},{"$f":"AI58/1004","v":{"$error":"#DIV/0!"}},{"$f":"AJ58/1004","v":{"$error":"#DIV/0!"}},{"$f":"AK58/1004","v":{"$error":"#DIV/0!"}},{"$f":"AL58/1004","v":{"$error":"#DIV/0!"}},{"$f":"AM58/1004","v":{"$error":"#DIV/0!"}},{"$f":"AN58/1004","v":{"$error":"#DIV/0!"}},{"$error":"#DIV/0!"},{"$error":"#DIV/0!"},{"$error":"#DIV/0!"},{"$error":"#DIV/0!"}]
[null,null,null,null,null,null,null,null,null,null,null,null,null,null,null,null,null,"Total Occurences",null,null,null,null,null,null,null,null,null,null,{"$f":"SUM(S48:AC58)","v":0},null,null,null,null,null,null,null,null,null,null,null,null,null,null,null,"Sub Totals",{"$f":"SUM(AT48:AT58)","v":{"$error":"#DIV/0!"}},{"$error":"#DIV/0!"},{"$error":"#DIV/0!"},{"$error":"#DIV/0!"},{"$error":"#DIV/0!"},{"$error":"#DIV/0!"},{"$error":"#DIV/0!"},{"$error":"#DIV/0!"},{"$error":"#DIV/0!"},{"$error":"#DIV/0!"},{"$error":"#DIV/0!"},{"$f":"SUM(BE48:BE57)","v":{"$error":"#DIV/0!"}},"Total"]
[]
[null,null,null,null,null,null,null,null,null,null,null,null,null,null,null,null,null,null,null,null,null,null,null,null,null,null,null,null,null,null,null,null,null,null,null,null,null,null,null,null,null,null,null,null,null,null,null,null,null,null,null,null,null,null,null,null,"Min","Max"]
[null,null,null,null,null,null,null,null,null,null,null,null,null,null,null,null,null,null,null,null,null,null,null,null,null,null,null,null,null,null,null,null,null,null,null,null,null,null,null,null,null,null,null,null,null,null,null,null,null,null,null,null,null,"Relevant Wave Heights",null,null,{"$f":"IF((AND($B$6>AS48,$B$6<AS49)),AS48,(IF((AND($B$6>AS49,$B$6<AS50)),AS49,(IF((AND($B$6>AS50,$B$6<AS51)),AS50,(IF((AND($B$6>AS51,$B$6<AS52)),AS51,(IF((AND($B$6>AS52,$B$6<AS53)),AS52,(IF((AND($B$6>AS53,$B$6<AS54)),AS53,(IF((AND($B$6>AS54,$B$6<AS55)),AS54,(IF((AND($B$6>AS55,$B$6<AS56)),AS55,(IF((AND($B$6>AS56,$B$6<AS57)),AS56,(IF((AND($B$6>AS57,$B$6<AS58)),AS57,(IF($B$6>AS58,AS58,\"\")))))))))))))))))))))","v":10.5},{"$f":"IF((AND($B$6>AS48,$B$6<AS49)),AS49,(IF((AND($B$6>AS49,$B$6<AS50)),AS50,(IF((AND($B$6>AS50,$B$6<AS51)),AS51,(IF((AND($B$6>AS51,$B$6<AS52)),AS52,(IF((AND($B$6>AS52,$B$6<AS53)),AS53,(IF((AND($B$6>AS53,$B$6<AS54)),AS54,(IF((AND($B$6>AS54,$B$6<AS55)),AS55,(IF((AND($B$6>AS55,$B$6<AS56)),AS56,(IF((AND($B$6>AS56,$B$6<AS57)),AS57,(IF((AND($B$6>AS57,$B$6<AS58)),AS58,(IF($B$6>AS58,AS58,\"\")))))))))))))))))))))","v":10.5}]
[null,null,null,null,null,null,null,null,null,null,null,null,null,null,null,null,null,null,null,null,null,null,null,null,null,null,null,null,null,null,null,null,null,null,null,null,null,null,null,null,null,null,null,null,null,null,null,null,null,null,null,null,null,"Relevant Power (kW/m)",null,null,{"$f":"(((($B$6-BE62)*((VLOOKUP(BF62,AS48:BE58,13,FALSE))-(VLOOKUP(BE62,AS48:BE58,13,FALSE))))/(BF62-BE62))+(VLOOKUP(BE62,AS48:BE58,13,FALSE)))*0.001","v":{"$error":"#VALUE!"}}]

{"sheet":"Tidal Device Database","index":18,"n_rows":147,"n_cols":20,"rows_kept":147,"cut":false,"hidden":false,"merged":[[0,8,0,10],[0,11,0,18],[45,0,53,0],[121,0,125,0],[1,0,2,0],[1,1,2,1],[1,2,2,2],[0,3,0,7]]}
[null,null,null,"Calculations",null,null,null,null,null,null,null,"Judgement Based Criteria"]
["No","Name","Type","Rated Power ","Diameter","Height","Capture Area","Lifespan","Rated capacity","Required Flow Velocity","Operating Water Depth","Installation Complexity","Lifespan","Primary Seabed Attachment","Planned Inspection/Maintenance Period","Maintenance Complexity","Access Complexity","Shore Connection","Technology Readiness Level","Industry Contact"]
[null,null,null,"(kW)","(m)","(m)","(m^2)","(years)","(kW)","(m/s)","(m)","(-)","(years)","(-)","(-)","(-)","(-)",null,"(-)"]
[{"$f":"1","v":1},"ANDRITZ HYDRO Hammerfest HS1000","Horizontal Axis",1000,null,null,{"$f":"IF(OR(C4=\"Horizontal Axis\",C4=\"Horizontal Contra-Rotating\"),(PI()*((E4/2)^2)),IF(C4=\"Vertical Axis\", (E4*F4),\"\"))","v":0},{"$f":"25","v":25},"501-1000","1.1-2.0","30.1+","Slightly Complex (Specialised Vessels, ROVs)","20+ years","Seabed Mounted","18+ months","Slightly Complex (External)","Moderate (Simple Vessels,Surface Work)","Offshore (1km+ Subsea Infrastructure)","8 (Prototype Proven)"]
[2,"ANDRITZ HYDRO Hammerfest HS300","Horizontal Axis",300,9.6999999999999993,null,73.8981131940659,{"$f":"25","v":25},"251-500","1.1-2.0","30.1+","Slightly Complex (Specialised Vessels, ROVs)","20+ years","Seabed Mounted","18+ months","Slightly Complex (External)","Moderate (Simple Vessels,Surface Work)","Offshore (1km+ Subsea Infrastructure)","9 (Proven)"]
[3,"EEL","Oscillating Hydrofoil",100,null,null,"",{"$f":"25","v":25},null,"0.1-1.0",null,null,"20+ years","Seabed Mounted",null,"More Complex (External, Additional Equipment)","Slightly Complex (Specialised Vessels, ROVs)",null,"8 (Prototype Proven)"]
[4,"Atlantis AR-1000","Horizontal Axis",1500,null,null,0,{"$f":"25","v":25},"1001+","2.1-3.0","30.1+","Slightly Complex (Specialised Vessels, ROVs)","20+ years","Gravity Based",null,null,"Moderate (Simple Vessels,Surface Work)","Offshore (1km+ Subsea Infrastructure)","8 (Prototype Proven)"]
[5,"Seagen S","Horizontal Axis",1200,null,null,0,{"$f":"25","v":25},"1001+","2.1-3.0","20.1-30.0","More Complex (Specialised Vessels, Divers, ROVs)","20+ years","Tower/Monopile",null,null,"Moderate (Simple Vessels,Surface Work)","Near Shore (>0.1km, <0.5km Subsea Infrastructure)","8 (Prototype Proven)"]
[7,"BioStream","Oscillating Hydrofoil",250,null,null,"",{"$f":"25","v":25},"101-250",null,null,null,"20+ years","Seabed Mounted"]
[8,"C2C Tidal turbine","Vertical Axis",10,null,null,0,{"$f":"25","v":25},"10-100","0.1-1.0",null,null,"20+ years","Floating/Moored/Pier Mounted"]
[9,"Oryon Watermill","Vertical Axis",50,6,3,{"$f":"IF(OR(C11=\"Horizontal Axis\",C11=\"Horizontal Contra-Rotating\"),(PI()*((E11/2)^2)),IF(C11=\"Vertical Axis\", (E11*F11),\"\"))","v":18},{"$f":"25","v":25},"10-100","0.1-1.0","5.0-10.0","Slighlty Simple (Simple Vessels, Light Subsea Work)","20+ years","Floating/Moored/Pier Mounted",null,"Moderate (Community, Complex Training)","Simple (Shore Mounted, Readily Accesssible)","Near Shore (<0.1km Subsea Infrastructure)","7 (Prototype Testing)"]
[11,"MAKO","Horizontal Axis",null,null,null,0,{"$f":"25","v":25},null,"0.1-1.0",null,null,null,"Floating/Moored/Pier Mounted",null,null,null,null,null,"info@mako.energy"]
[12,"Guinard MegaWattBlue","Horizontal Axis",4,null,null,0,{"$f":"25","v":25},"10-100",null,null,null,null,"Floating/Moored/Pier Mounted"]
[13,"HydroGen","Vertical Axis",null,null,null,0,{"$f":"25","v":25},"10-100","0.1-1.0",null,null,null,"Floating/Moored/Pier Mounted"]
[14,"HydroQuest","Vertical Axis",1000,null,null,0,{"$f":"25","v":25},null,null,null,null,"20+ years","Seabed Mounted"]
[15,"Jupiter Hydro","Archimedes Screw",1000,null,null,"",{"$f":"25","v":25},null,"0.1-1.0",null,null,null,"Floating/Moored/Pier Mounted"]
[16,"Minesto","Tidal Kite",500,null,null,"",{"$f":"25","v":25},"251-500","1.1-2.0","30.1+","Moderate (Specialised Vessels)",null,"Floating/Moored/Pier Mounted",null,null,"Slightly Complex (Specialised Vessels, ROVs)","Offshore (1km+ Subsea Infrastructure)"]
[17,"CoRMat","Horizontal Contra-Rotating",null,null,null,0,{"$f":"25","v":25},null,null,"5.0-10.0",null,null,"Floating/Moored/Pier Mounted",null,null,null,null,"7 (Prototype Testing)"]
[18,"Nova M100","Horizontal Axis",100,null,null,0,{"$f":"25","v":25},"10-100",null,null,"Slighlty Simple (Simple Vessels, Light Subsea Work)",null,"Seabed Mounted",null,null,"Moderate (Simple Vessels,Surface Work)",null,"9 (Proven)"]
[19,"TidGen","Darrieus",600,null,null,"",{"$f":"25","v":25},null,null,null,null,null,"Gravity Based"]
[20,"Oceana","Horizontal Axis",500,null,null,0,{"$f":"25","v":25},null,null,null,null,null,"Seabed Mounted"]
[21,"Stream Cube","Vertical Axis",6,null,null,0,{"$f":"25","v":25},"10-100","0.1-1.0",null,null,null,"Floating/Moored/Pier Mounted"]
[22,"Capricorn 5","Horizontal Contra-Rotating",50,3.31,null,8.604900817998784,{"$f":"25","v":25},"10-100","0.1-1.0","10.1-15.0","Slighlty Simple (Simple Vessels, Light Subsea Work)",null,"Floating/Moored/Pier Mounted",null,null,"Moderate (Simple Vessels,Surface Work)","Near Shore (<0.1km Subsea Infrastructure)","8 (Prototype Proven)"]
[23,"Capricorn 125","Horizontal Contra-Rotating",1250,16,null,201.06192982974676,{"$f":"25","v":25},"1001+","0.1-1.0","30.1+","Slighlty Simple (Simple Vessels, Light Subsea Work)",null,"Floating/Moored/Pier Mounted",null,null,"Moderate (Simple Vessels,Surface Work)","Near Shore (>0.1km, <0.5km Subsea Infrastructure)"]
[24,"Sabella D10","Horizontal Axis",300,null,null,0,{"$f":"25","v":25},"251-500","2.1-3.0",null,null,null,"Gravity Based"]
[25,"Sabella D12","Horizontal Axis",400,null,null,0,{"$f":"25","v":25},"251-500","2.1-3.0",null,null,null,"Gravity Based"]
[26,"Sabella D15","Horizontal Axis",600,null,null,0,{"$f":"25","v":25},"501-1000","2.1-3.0",null,null,null,"Gravity Based"]
[27,"Shottel Instream Turbine I","Horizontal Axis",70,3,null,7.0685834705770345,{"$f":"25","v":25},"10-100","0.1-1.0",null,null,"20+ years","Floating/Moored/Pier Mounted",null,null,"Simple (Shore Mounted, Readily Accesssible)","Shore Mounted (No Subsea Infrastructure)","8 (Prototype Proven)"]
[28,"Shottel Instream Turbine II","Horizontal Axis",62,4,null,12.566370614359172,{"$f":"25","v":25},"10-100","0.1-1.0",null,null,"20+ years","Floating/Moored/Pier Mounted",null,null,"Moderate (Simple Vessels,Surface Work)","Near Shore (<0.1km Subsea Infrastructure)","8 (Prototype Proven)"]
[29,"Shottel Instream Turbine III","Horizontal Axis",54,5,null,19.634954084936208,{"$f":"25","v":25},"10-100","0.1-1.0",null,null,"20+ years","Floating/Moored/Pier Mounted",null,null,"Moderate (Simple Vessels,Surface Work)","Near Shore (>0.1km, <0.5km Subsea Infrastructure)","8 (Prototype Proven)"]
[30,"SeaPower GEM","Horizontal Axis",null,null,null,0,{"$f":"25","v":25},null,null,"5.0-10.0",null,"20+ years","Floating/Moored/Pier Mounted"]
[31,"Tydal Energy Pty (1.5)","Venturi Rotor",4.5999999999999996,null,null,"",{"$f":"25","v":25},"10-100","1.1-2.0","5.0-10.0",null,null,"Gravity based"]
[32,"Tydal Energy Pty (2.4)","Venturi Rotor",10,null,null,"",{"$f":"25","v":25},"10-100","1.1-2.0","5.0-10.0",null,null,"Gravity based"]
[33,"Tydal Energy Pty (5)","Venturi Rotor",50,null,null,"",{"$f":"25","v":25},"10-100","1.1-2.0","5.0-10.0",null,null,"Gravity based"]
[34,"EVG-005H","Vertical Axis",5,1.5,0.75,1.125,{"$f":"25","v":25},"10-100","3.1-4.0","5.0-10.0","Simple (Simple Vessels)","20+ years","Floating/Moored/Pier Mounted",null,null,"Moderate (Simple Vessels,Surface Work)","Near Shore (>0.1km, <0.5km Subsea Infrastructure)","8 (Prototype Proven)"]
[35,"EVG-010H","Vertical Axis",10,1.5,1.5,2.25,{"$f":"25","v":25},"10-100","3.1-4.0","5.0-10.0","Simple (Simple Vessels)","20+ years","Floating/Moored/Pier Mounted",null,null,"Moderate (Simple Vessels,Surface Work)","Near Shore (>0.1km, <0.5km Subsea Infrastructure)","8 (Prototype Proven)"]
[36,"EVG-025H","Vertical Axis",25,3.4,1.7,5.7799999999999994,{"$f":"25","v":25},"10-100","3.1-4.0","5.0-10.0","Simple (Simple Vessels)","20+ years","Floating/Moored/Pier Mounted",null,null,"Moderate (Simple Vessels,Surface Work)","Near Shore (>0.1km, <0.5km Subsea Infrastructure)","8 (Prototype Proven)"]
[37,"EVG-050H","Vertical Axis",50,3.4,3.4,11.559999999999999,{"$f":"25","v":25},"10-100","3.1-4.0","5.0-10.0","Simple (Simple Vessels)","20+ years","Floating/Moored/Pier Mounted",null,null,"Moderate (Simple Vessels,Surface Work)","Near Shore (>0.1km, <0.5km Subsea Infrastructure)","8 (Prototype Proven)"]
[38,"ENC-025L","Vertical Axis",25,4.8,2.4,11.52,{"$f":"25","v":25},"10-100","2.1-3.0","5.0-10.0","Simple (Simple Vessels)","20+ years","Floating/Moored/Pier Mounted",null,null,"Moderate (Simple Vessels,Surface Work)","Near Shore (>0.1km, <0.5km Subsea Infrastructure)","8 (Prototype Proven)"]
[39,"ENC-025H","Vertical Axis",25,3.4,1.7,5.7799999999999994,{"$f":"25","v":25},"10-100","3.1-4.0","5.0-10.0","Simple (Simple Vessels)","20+ years","Floating/Moored/Pier Mounted",null,null,"Moderate (Simple Vessels,Surface Work)","Near Shore (>0.1km, <0.5km Subsea Infrastructure)","8 (Prototype Proven)"]
[40,"ENC-125H","Vertical Axis",125,7.4,3.7,27.380000000000003,{"$f":"25","v":25},"101-250","3.1-4.0","5.0-10.0","Simple (Simple Vessels)","20+ years","Floating/Moored/Pier Mounted",null,null,"Moderate (Simple Vessels,Surface Work)","Near Shore (>0.1km, <0.5km Subsea Infrastructure)","7 (Prototype Testing)"]
[41,"ENC-250H","Vertical Axis",250,7.4,7.4,54.760000000000005,{"$f":"25","v":25},"101-250","3.1-4.0","10.1-15.0","Simple (Simple Vessels)","20+ years","Floating/Moored/Pier Mounted",null,null,"Moderate (Simple Vessels,Surface Work)","Offshore (>0.5km, <1km Subsea Infrastructure)","7 (Prototype Testing)"]
[42,"EC-OG","Vertical Axis",null,null,null,0,{"$f":"25","v":25},null,"0.1-1.0","20.1-30.0","Slighlty Simple (Simple Vessels, Light Subsea Work)","20+ years","Gravity Based","18+ months","Slightly Complex (External)","Moderate (Simple Vessels,Surface Work)","Near Shore (>0.1km, <0.5km Subsea Infrastructure)","7 (Prototype Testing)"]
[]
[]
["Judgement","Planned Inspection/Maintenance Period"]
[null,"Primary Seabed Attachment"]
[null,"Installation Complexity"]
[null,"Maintenance Complexity"]
[null,"Access Complexity"]
[null,"Installation Period"]
[null,"Technical Maturity (TRL)"]
[null,"Lifespan "]
[null,"Shore Connection"]
[]
["Data  and Judgement Based Criteria"]
[null,"Weighting Factor Grades"]
["Types of Device"]
["Horizontal Axis","-"]
["Vertical Axis","-"]
["Horizontal Contra-Rotating","-"]
["Vertical Axis","-"]
["Darrieus","-"]
["Venturi Rotor","-"]
["Oscillating Hydrofoil","-"]
["Tidal Kite","-"]
["Archimedes Screw","-"]
["Installation Complexity"]
["Simple (Simple Vessels)",5]
["Slighlty Simple (Simple Vessels, Light Subsea Work)",4]
["Moderate (Specialised Vessels)",3]
["Slightly Complex (Specialised Vessels, ROVs)",2]
["More Complex (Specialised Vessels, Divers, ROVs)",1]
["Lifespan"]
["Lifetime Warranty ",5]
["20+ years",4]
["16-20 years",3]
["11-15 years",2]
["1-10 years",1]
["Primary Seabed Attachment"]
["Floating/Moored/Pier Mounted",5]
["Gravity Based",4]
["Seabed Mounted",3]
["Tower/Monopile",2]
["Other/Novel",1]
["Planned Inspection/Maintenance Period"]
["18+ months",5]
["13-18 months",4]
["7 -12 months",3]
["1-6 months",2]
["< 1 month",1]
["Maintenance Complexity"]
["Simple (Community, Minimal Training)",5]
["Slighlty Simple (Community, Moderate Training)",4]
["Moderate (Community, Complex Training)",3]
["Slightly Complex (External)",2]
["More Complex (External, Additional Equipment)",1]
["Access Complexity"]
["Simple (Shore Mounted, Readily Accesssible)",5]
["Slighlty Simple  (Simple Vessels, Visual Inspection)",4]
["Moderate (Simple Vessels,Surface Work)",3]
["Slightly Complex (Specialised Vessels, ROVs)",2]
["More Complex ( Specialised Vessels, Divers, ROVs)",1]
["Technology Readiness Level"]
["9 (Proven)",5]
["8 (Prototype Proven)",4]
["7 (Prototype Testing)",3]
["6 (Component Testing, Fully Feasible)",2]
["5 (Prototype Development)",1]
[4,"-"]
[3,"-"]
[2,"-"]
[1,"-"]
["Shore Connection"]
["Shore Mounted (No Subsea Infrastructure)",5]
["Near Shore (<0.1km Subsea Infrastructure)",4]
["Near Shore (>0.1km, <0.5km Subsea Infrastructure)",3]
["Offshore (>0.5km, <1km Subsea Infrastructure)",2]
["Offshore (1km+ Subsea Infrastructure)",1]
[]
[]
["Numerical","Capital Cost (£)"]
[null,"Scale (kW)"]
[null,"Efficiency"]
[null,"Flow Velocity (m/s)"]
[null,"Operating Water Depth (m)"]
[]
["Numerically Quantifiable Criteria"]
[null,"Weighting Factor Grades"]
["Scale (kW)"]
["10-100",{"$f":"IF(Input!$B$19=\"Yes\",1,5)","v":5}]
["101-250",{"$f":"IF(Input!$B$19=\"Yes\",B131+1,B131-1)","v":4}]
["251-500",{"$f":"IF(Input!$B$19=\"Yes\",B132+1,B132-1)","v":3}]
["501-1000",{"$f":"IF(Input!$B$19=\"Yes\",B133+1,B133-1)","v":2}]
["1001+",{"$f":"IF(Input!$B$19=\"Yes\",B134+1,B134-1)","v":1}]
["Required Flow Velocity (m/s)"]
["0.1-1.0",5]
["1.1-2.0",4]
["2.1-3.0",3]
["3.1-4.0",2]
["4.1+",1]
["Operating Water Depth (m)"]
["5.0-10.0",5]
["10.1-15.0",4]
["15.1-20.0",3]
["20.1-30.0",2]
["30.1+",1]

{"sheet":"Location Database","index":19,"n_rows":67,"n_cols":11,"rows_kept":67,"cut":false,"hidden":false,"merged":[[53,3,53,4],[60,3,60,4],[20,0,22,0],[34,3,34,4],[34,0,34,1],[40,3,40,4],[47,3,47,4],[0,3,0,7],[0,9,0,10],[20,3,24,3],[28,0,28,1],[28,5,28,6],[28,7,28,8],[3,2,7,2],[8,2,12,2],[13,2,17,2],[1,0,2,0],[1,1,2,1],[1,2,2,2]]}
[null,null,null,"Numerically Quantifiable Criteria",null,null,null,null,null,"Judgement Based Criteria"]
["No","Location","Type",{"$f":"D29","v":"Assessed Resource"},{"$f":"D35","v":"Proximity to Load (Shore)"},{"$f":"D41","v":"Wave Height"},{"$f":"D48","v":"Average Water Depth"},{"$f":"D54","v":"Peak Flow Rate"},{"$f":"D61","v":"Tidal Range"},{"$f":"A29","v":"Seabed Topography"},{"$f":"A35","v":"Accessibility"}]
[null,null,null,"(-)","(km)","(m)","(m)","(m/s)","(m)","(-)","(-)"]
[1,{"$f":"Input!B45","v":"Eigg - Castle Island"},"Tidal Stream ",{"$f":"IF('Tidal Stream 1'!$G$2782<>\"\",IF('Tidal Stream 1'!$G$2782>10,'Location Database'!$F$30,(IF((AND('Tidal Stream 1'!$G$2782>=5.01,'Tidal Stream 1'!$G$2782<=10)),'Location Database'!$F$31,(IF((AND('Tidal Stream 1'!$G$2782>=1.01,'Tidal Stream 1'!$G$2782<=5)),'Location Database'!$F$32,IF((AND('Tidal Stream 1'!$G$2782>=0.001,'Tidal Stream 1'!$G$2782<=1)),'Location Database'!$F$33,(IF('Tidal Stream 1'!$G$2782<0.001,'Location Database'!$F$34,\"\")))))))),\"\")","v":"0.001 - 1 kW/sq.m"},{"$f":"IF(Input!B50=\"[Select Value]\",\"\",Input!B50)","v":"< 1 km"},"N/A",{"$f":"IF(Input!B51=\"[Select Value]\",\"\",Input!B51)","v":"10 -15 m"},{"$f":"IF((AND(Input!B46<>\"\",Input!B46<>\"[Enter Value]\")),(IF(Input!B46>4,'Location Database'!$D$55,(IF((AND(Input!B46>=2.01,Input!B46<=4)),'Location Database'!$D$56,(IF((AND(Input!B46>=1.01,Input!B46<=2)),'Location Database'!$D$57,IF((AND(Input!B46>=0.11,Input!B46<=1)),'Location Database'!$D$58,(IF(Input!B46<=0.1,'Location Database'!$D$59,\"N/A\"))))))))),\"\")","v":"1.01-2 m/s"},"N/A",{"$f":"IF(Input!B52=\"[Select Value]\",\"\",Input!B52)","v":"Moderate (Rocky, Gentle Gradient)"},{"$f":"IF(Input!B53=\"[Select Value]\",\"\",Input!B53)","v":"Fully Accessible (Exisiting Infrastructure for Transport)"}]
[2,{"$f":"Input!B55","v":"East Castle Island"},null,{"$f":"IF('Tidal Stream 2'!$G$2782<>\"\",(IF('Tidal Stream 2'!$G$2782>10,'Location Database'!$F$30,(IF((AND('Tidal Stream 2'!$G$2782>=5.01,'Tidal Stream 2'!$G$2782<=10)),'Location Database'!$F$31,(IF((AND('Tidal Stream 2'!$G$2782>=1.01,'Tidal Stream 2'!$G$2782<=5)),'Location Database'!$F$32,IF((AND('Tidal Stream 2'!$G$2782>=0.001,'Tidal Stream 2'!$G$2782<=1)),'Location Database'!$F$33,(IF('Tidal Stream 2'!$G$2782<0.001,'Location Database'!$F$34,\"\"))))))))),\"\")","v":"0.001 - 1 kW/sq.m"},{"$f":"IF(Input!B60=\"[Select Value]\",\"\",Input!B60)","v":"1-2 km"},"N/A",{"$f":"IF(Input!B61=\"[Select Value]\",\"\",Input!B61)","v":"5 - 10 m"},{"$f":"IF((AND(Input!B56<>\"\",Input!B56<>\"[Enter Value]\")),(IF(Input!B56>4,'Location Database'!$D$55,(IF((AND(Input!B56>=2.01,Input!B56<=4)),'Location Database'!$D$56,(IF((AND(Input!B56>=1.01,Input!B56<=2)),'Location Database'!$D$57,IF((AND(Input!B56>=0.11,Input!B56<=1)),'Location Database'!$D$58,(IF(Input!B56<=0.1,'Location Database'!$D$59,\"N/A\"))))))))),\"\")","v":"0.11-1 m/s"},"N/A",{"$f":"IF(Input!B62=\"[Select Value]\",\"\",Input!B62)","v":"Harsh (Rocky, Moderate/Steep Gradient)"},{"$f":"IF(Input!B63=\"[Select Value]\",\"\",Input!B63)","v":"Partially Accessible (Complex Temporary Works, Obstacles)"}]
[3,{"$f":"Input!B65","v":"Southwest Eigg"},null,{"$f":"IF('Tidal Stream 3'!$G$2782<>\"\",IF('Tidal Stream 1'!$G$2782>10,'Location Database'!$F$30,(IF((AND('Tidal Stream 1'!$G$2782>=5.01,'Tidal Stream 1'!$G$2782<=10)),'Location Database'!$F$31,(IF((AND('Tidal Stream 1'!$G$2782>=1.01,'Tidal Stream 1'!$G$2782<=5)),'Location Database'!$F$32,IF((AND('Tidal Stream 1'!$G$2782>=0.001,'Tidal Stream 1'!$G$2782<=1)),'Location Database'!$F$33,(IF('Tidal Stream 1'!$G$2782<0.001,'Location Database'!$F$34,\"\")))))))),\"\")","v":"0.001 - 1 kW/sq.m"},{"$f":"IF(Input!B70=\"[Select Value]\",\"\",Input!B70)","v":"2-3 km"},"N/A",{"$f":"IF(Input!B71=\"[Select Value]\",\"\",Input!B71)","v":"5 - 10 m"},{"$f":"IF((AND(Input!B66<>\"\",Input!B66<>\"[Enter Value]\")),(IF(Input!B66>4,'Location Database'!$D$55,(IF((AND(Input!B66>=2.01,Input!B66<=4)),'Location Database'!$D$56,(IF((AND(Input!B66>=1.01,Input!B66<=2)),'Location Database'!$D$57,IF((AND(Input!B66>=0.11,Input!B66<=1)),'Location Database'!$D$58,(IF(Input!B66<=0.1,'Location Database'!$D$59,\"N/A\"))))))))),\"\")","v":"0.11-1 m/s"},"N/A",{"$f":"IF(Input!B72=\"[Select Value]\",\"\",Input!B72)","v":"Moderate (Rocky, Gentle Gradient)"},{"$f":"IF(Input!B73=\"[Select Value]\",\"\",Input!B73)","v":"Partially Accessible (Complex Temporary Works, Obstacles)"}]
[4,{"$f":"Input!B75","v":"Northeast Eigg"},null,{"$f":"IF('Tidal Stream 4'!$G$2782<>\"\",IF('Tidal Stream 1'!$G$2782>10,'Location Database'!$F$30,(IF((AND('Tidal Stream 1'!$G$2782>=5.01,'Tidal Stream 1'!$G$2782<=10)),'Location Database'!$F$31,(IF((AND('Tidal Stream 1'!$G$2782>=1.01,'Tidal Stream 1'!$G$2782<=5)),'Location Database'!$F$32,IF((AND('Tidal Stream 1'!$G$2782>=0.001,'Tidal Stream 1'!$G$2782<=1)),'Location Database'!$F$33,(IF('Tidal Stream 1'!$G$2782<0.001,'Location Database'!$F$34,\"\")))))))),\"\")","v":"0.001 - 1 kW/sq.m"},{"$f":"IF(Input!B80=\"[Select Value]\",\"\",Input!B80)","v":"1-2 km"},"N/A",{"$f":"IF(Input!B81=\"[Select Value]\",\"\",Input!B81)","v":"10 -15 m"},{"$f":"IF((AND(Input!B76<>\"\",Input!B76<>\"[Enter Value]\")),(IF(Input!B76>4,'Location Database'!$D$55,(IF((AND(Input!B76>=2.01,Input!B76<=4)),'Location Database'!$D$56,(IF((AND(Input!B76>=1.01,Input!B76<=2)),'Location Database'!$D$57,IF((AND(Input!B76>=0.11,Input!B76<=1)),'Location Database'!$D$58,(IF(Input!B76<=0.1,'Location Database'!$D$59,\"N/A\"))))))))),\"\")","v":"0.11-1 m/s"},"N/A",{"$f":"IF(Input!B82=\"[Select Value]\",\"\",Input!B82)","v":"Harsh (Rocky, Moderate/Steep Gradient)"},{"$f":"IF(Input!B83=\"[Select Value]\",\"\",Input!B83)","v":"Inaccessible (No Infrastructure, Extremely Difficult)"}]
[5,{"$f":"Input!B85","v":"[Enter Name]"},null,{"$f":"IF('Tidal Stream 5'!$G$2782<>\"\",IF('Tidal Stream 1'!$G$2782>10,'Location Database'!$F$30,(IF((AND('Tidal Stream 1'!$G$2782>=5.01,'Tidal Stream 1'!$G$2782<=10)),'Location Database'!$F$31,(IF((AND('Tidal Stream 1'!$G$2782>=1.01,'Tidal Stream 1'!$G$2782<=5)),'Location Database'!$F$32,IF((AND('Tidal Stream 1'!$G$2782>=0.001,'Tidal Stream 1'!$G$2782<=1)),'Location Database'!$F$33,(IF('Tidal Stream 1'!$G$2782<0.001,'Location Database'!$F$34,\"\")))))))),\"\")","v":""},{"$f":"IF(Input!B90=\"[Select Value]\",\"\",Input!B90)","v":""},"N/A",{"$f":"IF(Input!B91=\"[Select Value]\",\"\",Input!B91)","v":""},{"$f":"IF((AND(Input!B86<>\"\",Input!B86<>\"[Enter Value]\")),(IF(Input!B86>4,'Location Database'!$D$55,(IF((AND(Input!B86>=2.01,Input!B86<=4)),'Location Database'!$D$56,(IF((AND(Input!B86>=1.01,Input!B86<=2)),'Location Database'!$D$57,IF((AND(Input!B86>=0.11,Input!B86<=1)),'Location Database'!$D$58,(IF(Input!B86<=0.1,'Location Database'!$D$59,\"N/A\"))))))))),\"\")","v":""},"N/A",{"$f":"IF(Input!B92=\"[Select Value]\",\"\",Input!B92)","v":""},{"$f":"IF(Input!B93=\"[Select Value]\",\"\",Input!B93)","v":""}]
[6,{"$f":"Input!F45","v":"Galmisdale Pier (Outer)"},"Tidal Barrage ",{"$f":"IF('Tidal Barrage 1'!$B$27<>\"\",IF('Tidal Barrage 1'!$B$27>300,'Location Database'!$H$30,(IF((AND('Tidal Barrage 1'!$B$27>=150,'Tidal Barrage 1'!$B$27<=300)),'Location Database'!$H$31,(IF((AND('Tidal Barrage 1'!$B$27>=100,'Tidal Barrage 1'!$B$27<=150)),'Location Database'!$H$32,IF((AND('Tidal Barrage 1'!$B$27>=50,'Tidal Barrage 1'!$B$27<=100)),'Location Database'!$H$33,(IF('Tidal Barrage 1'!$B$27<50,'Location Database'!$H$34,\"\")))))))),\"\")","v":"50-100 MWh"},{"$f":"IF(Input!F50=\"[Select Value]\",\"\",Input!F50)","v":"< 1 km"},"N/A",{"$f":"IF(Input!F51=\"[Select Value]\",\"\",Input!F51)","v":"< 5 m"},"N/A",{"$f":"IF((AND(Input!F47<>\"\",Input!F47<>\"[Enter Value]\")),(IF(Input!F47>12,'Location Database'!$D$62,(IF((AND(Input!F47>=9.01,Input!F47<=12)),'Location Database'!$D$63,(IF((AND(Input!F47>=5.01,Input!F47<=9)),'Location Database'!$D$64,IF((AND(Input!F47>=1.01,Input!F47<=5)),'Location Database'!$D$65,(IF(Input!F47<=1,'Location Database'!$D$66,\"N/A\"))))))))),\"\")","v":"1.01-5 m"},{"$f":"IF(Input!F52=\"[Select Value]\",\"\",Input!F52)","v":"Moderate (Rocky, Gentle Gradient)"},{"$f":"IF(Input!F53=\"[Select Value]\",\"\",Input!F53)","v":"Partially Accessible (Temporary Works, No Obstacles)"}]
[7,{"$f":"Input!F55","v":"Galmisdale Pier (Inner)"},null,{"$f":"IF('Tidal Barrage 2'!$B$27<>\"\",IF('Tidal Barrage 2'!$B$27>300,'Location Database'!$H$30,(IF((AND('Tidal Barrage 2'!$B$27>=150,'Tidal Barrage 2'!$B$27<=300)),'Location Database'!$H$31,(IF((AND('Tidal Barrage 2'!$B$27>=100,'Tidal Barrage 2'!$B$27<=150)),'Location Database'!$H$32,IF((AND('Tidal Barrage 2'!$B$27>=50,'Tidal Barrage 2'!$B$27<=100)),'Location Database'!$H$33,(IF('Tidal Barrage 2'!$B$27<50,'Location Database'!$H$34,\"\")))))))),\"\")","v":"100-150 MWh"},{"$f":"IF(Input!F60=\"[Select Value]\",\"\",Input!F60)","v":"< 1 km"},"N/A",{"$f":"IF(Input!F61=\"[Select Value]\",\"\",Input!F61)","v":"< 5 m"},"N/A",{"$f":"IF((AND(Input!F57<>\"\",Input!F57<>\"[Enter Value]\")),(IF(Input!F57>12,'Location Database'!$D$62,(IF((AND(Input!F57>=9.01,Input!F57<=12)),'Location Database'!$D$63,(IF((AND(Input!F57>=5.01,Input!F57<=9)),'Location Database'!$D$64,IF((AND(Input!F57>=1.01,Input!F57<=5)),'Location Database'!$D$65,(IF(Input!F57<=1,'Location Database'!$D$66,\"N/A\"))))))))),\"\")","v":"1.01-5 m"},{"$f":"IF(Input!F62=\"[Select Value]\",\"\",Input!F62)","v":"Benign (Sandy, Flat/Gentle Gradient)"},{"$f":"IF(Input!F63=\"[Select Value]\",\"\",Input!F63)","v":"Partially Accessible (Temporary Works, No Obstacles)"}]
[8,{"$f":"Input!F65","v":"Bay of Laig"},null,{"$f":"IF('Tidal Barrage 3'!$B$27<>\"\",IF('Tidal Barrage 3'!$B$27>300,'Location Database'!$H$30,(IF((AND('Tidal Barrage 3'!$B$27>=150,'Tidal Barrage 3'!$B$27<=300)),'Location Database'!$H$31,(IF((AND('Tidal Barrage 3'!$B$27>=100,'Tidal Barrage 3'!$B$27<=150)),'Location Database'!$H$32,IF((AND('Tidal Barrage 3'!$B$27>=50,'Tidal Barrage 3'!$B$27<=100)),'Location Database'!$H$33,(IF('Tidal Barrage 3'!$B$27<50,'Location Database'!$H$34,\"\")))))))),\"\")","v":"300+ MWh"},{"$f":"IF(Input!F70=\"[Select Value]\",\"\",Input!F70)","v":"2-3 km"},"N/A",{"$f":"IF(Input!F71=\"[Select Value]\",\"\",Input!F71)","v":"5 - 10 m"},"N/A",{"$f":"IF((AND(Input!F67<>\"\",Input!F67<>\"[Enter Value]\")),(IF(Input!F67>12,'Location Database'!$D$62,(IF((AND(Input!F67>=9.01,Input!F67<=12)),'Location Database'!$D$63,(IF((AND(Input!F67>=5.01,Input!F67<=9)),'Location Database'!$D$64,IF((AND(Input!F67>=1.01,Input!F67<=5)),'Location Database'!$D$65,(IF(Input!F67<=1,'Location Database'!$D$66,\"N/A\"))))))))),\"\")","v":"1.01-5 m"},{"$f":"IF(Input!F72=\"[Select Value]\",\"\",Input!F72)","v":"Benign (Sandy, Flat/Gentle Gradient)"},{"$f":"IF(Input!F73=\"[Select Value]\",\"\",Input!F73)","v":"Partially Accessible (Temporary Works, No Obstacles)"}]
[9,{"$f":"Input!F75","v":"[Enter Name]"},null,{"$f":"IF('Tidal Barrage 4'!$B$27<>\"\",IF('Tidal Barrage 4'!$B$27>300,'Location Database'!$H$30,(IF((AND('Tidal Barrage 4'!$B$27>=150,'Tidal Barrage 4'!$B$27<=300)),'Location Database'!$H$31,(IF((AND('Tidal Barrage 4'!$B$27>=100,'Tidal Barrage 4'!$B$27<=150)),'Location Database'!$H$32,IF((AND('Tidal Barrage 4'!$B$27>=50,'Tidal Barrage 4'!$B$27<=100)),'Location Database'!$H$33,(IF('Tidal Barrage 4'!$B$27<50,'Location Database'!$H$34,\"\")))))))),\"\")","v":""},{"$f":"IF(Input!F80=\"[Select Value]\",\"\",Input!F80)","v":""},"N/A",{"$f":"IF(Input!F81=\"[Select Value]\",\"\",Input!F81)","v":""},"N/A",{"$f":"IF((AND(Input!F77<>\"\",Input!F77<>\"[Enter Value]\")),(IF(Input!F77>12,'Location Database'!$D$62,(IF((AND(Input!F77>=9.01,Input!F77<=12)),'Location Database'!$D$63,(IF((AND(Input!F77>=5.01,Input!F77<=9)),'Location Database'!$D$64,IF((AND(Input!F77>=1.01,Input!F77<=5)),'Location Database'!$D$65,(IF(Input!F77<=1,'Location Database'!$D$66,\"N/A\"))))))))),\"\")","v":""},{"$f":"IF(Input!F82=\"[Select Value]\",\"\",Input!F82)","v":""},{"$f":"IF(Input!F83=\"[Select Value]\",\"\",Input!F83)","v":""}]
[10,{"$f":"Input!F85","v":"[Enter Name]"},null,{"$f":"IF('Tidal Barrage 5'!$B$27<>\"\",IF('Tidal Barrage 5'!$B$27>300,'Location Database'!$H$30,(IF((AND('Tidal Barrage 5'!$B$27>=150,'Tidal Barrage 5'!$B$27<=300)),'Location Database'!$H$31,(IF((AND('Tidal Barrage 5'!$B$27>=100,'Tidal Barrage 5'!$B$27<=150)),'Location Database'!$H$32,IF((AND('Tidal Barrage 5'!$B$27>=50,'Tidal Barrage 5'!$B$27<=100)),'Location Database'!$H$33,(IF('Tidal Barrage 5'!$B$27<50,'Location Database'!$H$34,\"\")))))))),\"\")","v":""},{"$f":"IF(Input!F90=\"[Select Value]\",\"\",Input!F90)","v":""},"N/A",{"$f":"IF(Input!F91=\"[Select Value]\",\"\",Input!F91)","v":""},"N/A",{"$f":"IF((AND(Input!F87<>\"\",Input!F87<>\"[Enter Value]\")),(IF(Input!F87>12,'Location Database'!$D$62,(IF((AND(Input!F87>=9.01,Input!F87<=12)),'Location Database'!$D$63,(IF((AND(Input!F87>=5.01,Input!F87<=9)),'Location Database'!$D$64,IF((AND(Input!F87>=1.01,Input!F87<=5)),'Location Database'!$D$65,(IF(Input!F87<=1,'Location Database'!$D$66,\"N/A\"))))))))),\"\")","v":""},{"$f":"IF(Input!F92=\"[Select Value]\",\"\",Input!F92)","v":""},{"$f":"IF(Input!F93=\"[Select Value]\",\"\",Input!F93)","v":""}]
[11,{"$f":"Input!J45","v":"Southwest Eigg (Transitional Water)"},"Wave",{"$f":"IF('Wave 1'!$B$12<>0,(IF('Wave 1'!$B$12>40,'Location Database'!$D$30,(IF((AND('Wave 1'!$B$12>20,'Wave 1'!$B$12<=40)),'Location Database'!$D$31,(IF((AND('Wave 1'!$B$12>10,'Wave 1'!$B$12<=20)),'Location Database'!$D$32,(IF((AND('Wave 1'!$B$12>5,'Wave 1'!$B$12<=10)),'Location Database'!$D$33,(IF('Wave 1'!$B$12<=5,'Location Database'!$D$34,\"\")))))))))),\"\")","v":"5-10 kW/m"},{"$f":"IF(Input!J49=\"[Select Value]\",\"\",Input!J49)","v":"1-2 km"},{"$f":"IF(Input!J48<>\"[Enter Value]\",IF(Input!J48>4.5,'Location Database'!$D$42,(IF((AND(Input!J48>3.25,Input!J48<=4.5)),'Location Database'!$D$43,(IF((AND(Input!J48>2,Input!J48<=3.25)),'Location Database'!$D$44,IF((AND(Input!J48>0.75,Input!J48<=2)),'Location Database'!$D$45,(IF(Input!J48<=0.75,'Location Database'!$D$46,\"N/A\")))))))),\"\")","v":"0.75-2 m"},{"$f":"IF(Input!J50=\"[Select Value]\",\"\",Input!J50)","v":"10 -15 m"},"N/A","N/A",{"$f":"IF(Input!J51=\"[Select Value]\",\"\",Input!J51)","v":"Moderate (Sandy, Steep Gradient)"},{"$f":"IF(Input!J52=\"[Select Value]\",\"\",Input!J52)","v":"Partially Accessible (Temporary Works, Obstacles)"}]
[12,{"$f":"Input!J55","v":"Southwest Eigg (Deepwater)"},null,{"$f":"IF('Wave 2'!$B$12<>0,(IF('Wave 2'!$B$12>40,'Location Database'!$D$30,(IF((AND('Wave 2'!$B$12>20,'Wave 2'!$B$12<=40)),'Location Database'!$D$31,(IF((AND('Wave 2'!$B$12>10,'Wave 2'!$B$12<=20)),'Location Database'!$D$32,(IF((AND('Wave 2'!$B$12>5,'Wave 2'!$B$12<=10)),'Location Database'!$D$33,(IF('Wave 2'!$B$12<=5,'Location Database'!$D$34,\"\")))))))))),\"\")","v":"<5 kW/m"},{"$f":"IF(Input!J59=\"[Select Value]\",\"\",Input!J59)","v":"3-5 km"},{"$f":"IF(Input!J58<>\"[Enter Value]\",IF(Input!J58>4.5,'Location Database'!$D$42,(IF((AND(Input!J58>3.25,Input!J58<=4.5)),'Location Database'!$D$43,(IF((AND(Input!J58>2,Input!J58<=3.25)),'Location Database'!$D$44,IF((AND(Input!J58>0.75,Input!J58<=2)),'Location Database'!$D$45,(IF(Input!J58<=0.75,'Location Database'!$D$46,\"N/A\")))))))),\"\")","v":"0.75-2 m"},{"$f":"IF(Input!J60=\"[Select Value]\",\"\",Input!J60)","v":"> 20m"},"N/A","N/A",{"$f":"IF(Input!J61=\"[Select Value]\",\"\",Input!J61)","v":"Benign (Sandy, Flat/Gentle Gradient)"},{"$f":"IF(Input!J62=\"[Select Value]\",\"\",Input!J62)","v":"Partially Accessible (Temporary Works, Obstacles)"}]
[13,{"$f":"Input!J65","v":"[Enter Name]"},null,{"$f":"IF('Wave 3'!$B$12<>0,(IF('Wave 3'!$B$12>40,'Location Database'!$D$30,(IF((AND('Wave 3'!$B$12>20,'Wave 3'!$B$12<=40)),'Location Database'!$D$31,(IF((AND('Wave 3'!$B$12>10,'Wave 3'!$B$12<=20)),'Location Database'!$D$32,(IF((AND('Wave 3'!$B$12>5,'Wave 3'!$B$12<=10)),'Location Database'!$D$33,(IF('Wave 3'!$B$12<=5,'Location Database'!$D$34,\"\")))))))))),\"\")","v":""},{"$f":"IF(Input!J70=\"[Select Value]\",\"\",Input!J70)","v":""},{"$f":"IF(Input!J68<>\"[Enter Value]\",IF(Input!J68>4.5,'Location Database'!$D$42,(IF((AND(Input!J68>3.25,Input!J68<=4.5)),'Location Database'!$D$43,(IF((AND(Input!J68>2,Input!J68<=3.25)),'Location Database'!$D$44,IF((AND(Input!J68>0.75,Input!J68<=2)),'Location Database'!$D$45,(IF(Input!J68<=0.75,'Location Database'!$D$46,\"N/A\")))))))),\"\")","v":""},{"$f":"IF(Input!J70=\"[Select Value]\",\"\",Input!J70)","v":""},"N/A","N/A",{"$f":"IF(Input!J71=\"[Select Value]\",\"\",Input!J71)","v":""},{"$f":"IF(Input!J72=\"[Select Value]\",\"\",Input!J72)","v":""}]
[14,{"$f":"Input!J75","v":"[Enter Name]"},null,{"$f":"IF('Wave 4'!$B$12<>0,(IF('Wave 4'!$B$12>40,'Location Database'!$D$30,(IF((AND('Wave 4'!$B$12>20,'Wave 4'!$B$12<=40)),'Location Database'!$D$31,(IF((AND('Wave 4'!$B$12>10,'Wave 4'!$B$12<=20)),'Location Database'!$D$32,(IF((AND('Wave 4'!$B$12>5,'Wave 4'!$B$12<=10)),'Location Database'!$D$33,(IF('Wave 4'!$B$12<=5,'Location Database'!$D$34,\"\")))))))))),\"\")","v":""},{"$f":"IF(Input!J80=\"[Select Value]\",\"\",Input!J80)","v":""},{"$f":"IF(Input!J78<>\"[Enter Value]\",IF(Input!J78>4.5,'Location Database'!$D$42,(IF((AND(Input!J78>3.25,Input!J78<=4.5)),'Location Database'!$D$43,(IF((AND(Input!J78>2,Input!J78<=3.25)),'Location Database'!$D$44,IF((AND(Input!J78>0.75,Input!J78<=2)),'Location Database'!$D$45,(IF(Input!J78<=0.75,'Location Database'!$D$46,\"N/A\")))))))),\"\")","v":""},{"$f":"IF(Input!J80=\"[Select Value]\",\"\",Input!J80)","v":""},"N/A","N/A",{"$f":"IF(Input!J81=\"[Select Value]\",\"\",Input!J81)","v":""},{"$f":"IF(Input!J82=\"[Select Value]\",\"\",Input!J82)","v":""}]
[15,{"$f":"Input!J85","v":"[Enter Name]"},null,{"$f":"IF('Wave 5'!$B$12<>0,(IF('Wave 5'!$B$12>40,'Location Database'!$D$30,(IF((AND('Wave 5'!$B$12>20,'Wave 5'!$B$12<=40)),'Location Database'!$D$31,(IF((AND('Wave 5'!$B$12>10,'Wave 5'!$B$12<=20)),'Location Database'!$D$32,(IF((AND('Wave 5'!$B$12>5,'Wave 5'!$B$12<=10)),'Location Database'!$D$33,(IF('Wave 5'!$B$12<=5,'Location Database'!$D$34,\"\")))))))))),\"\")","v":""},{"$f":"IF(Input!J90=\"[Select Value]\",\"\",Input!J90)","v":""},{"$f":"IF(Input!J88<>\"[Enter Value]\",IF(Input!J88>4.5,'Location Database'!$D$42,(IF((AND(Input!J88>3.25,Input!J88<=4.5)),'Location Database'!$D$43,(IF((AND(Input!J88>2,Input!J88<=3.25)),'Location Database'!$D$44,IF((AND(Input!J88>0.75,Input!J88<=2)),'Location Database'!$D$45,(IF(Input!J88<=0.75,'Location Database'!$D$46,\"N/A\")))))))),\"\")","v":""},{"$f":"IF(Input!J90=\"[Select Value]\",\"\",Input!J90)","v":""},"N/A","N/A",{"$f":"IF(Input!J91=\"[Select Value]\",\"\",Input!J91)","v":""},{"$f":"IF(Input!J92=\"[Select Value]\",\"\",Input!J92)","v":""}]
[]
[]
["Judgement","Seabed Topography",null,"Numerical","Assessed Resource"]
[null,"Accessibility",null,null,"Proximity to Load"]
[null,"Site Type",null,null,"Wave Height"]
[null,null,null,null,"Average Water Depth"]
[null,null,null,null,"Flow Rate"]
[]
["Data  and Judgement Based Criteria",null,null,"Numerically Quantifiable Criteria"]
[null,"Weighting Factor Grades",null,null,"Weighting Factor Grades"]
["Seabed Topography",null,null,"Assessed Resource","Wave","Tidal Stream",null,"Tidal Barrage (Annual Energy)"]
["Benign (Sandy, Flat/Gentle Gradient)",5,null,">40 kW/m",5,"> 10 kW/sq.m",5,"300+ MWh",5]
["Moderate (Sandy, Moderate Gradient)",4,null,"20-40 kW/m",4,"5.01- 10 kW/sq.m",4,"150-300 MWh",4]
["Moderate (Rocky, Gentle Gradient)",3,null,"10-20 kW/m",3,"1.01- 5 kW/sq.m",3,"100-150 MWh",3]
["Moderate (Sandy, Steep Gradient)",2,null,"5-10 kW/m",2,"0.001 - 1 kW/sq.m",2,"50-100 MWh",2]
["Harsh (Rocky, Moderate/Steep Gradient)",1,null,"<5 kW/m",1,"< 0.001 kW/sq.m",1,"<50 MWh",1]
["Accessibility",null,null,"Proximity to Load (Shore)"]
["Fully Accessible (Exisiting Infrastructure for Transport)",5,null,"< 1 km",5]
["Partially Accessible (Temporary Works, No Obstacles)",4,null,"1-2 km",4]
["Partially Accessible (Temporary Works, Obstacles)",3,null,"2-3 km",3]
["Partially Accessible (Complex Temporary Works, Obstacles)",2,null,"3-5 km",2]
["Inaccessible (No Infrastructure, Extremely Difficult)",1,null,"5 km +",1]
["Site Type",null,null,"Wave Height"]
["Wave","-",null,"> 4.5 m",5]
["Tidal Stream ","-",null,"3.26-4.5 m",4]
["Tidal Barrage","-",null,"2.01-3.25 m",3]
[null,null,null,"0.75-2 m",2]
["Notes for Devices",null,null,"< 0.75 m",1]
["None (Fully Submerged)",null,null,"N/A",0]
["Slight (Far Offshore, Surface Piercing)",null,null,"Average Water Depth"]
["Moderate (Near Shore, Surface Piercing)",null,null,"5 - 10 m",5]
["Fully Visible (Shore Attached, Surface Piercing)",null,null,"10 -15 m",4]
["Intrusive (Shore Attached, Surface Piercing, Sensitive Area)",null,null,"15 - 20 m",3]
[null,null,null,"< 5 m",2]
[null,null,null,"> 20m",1]
[null,null,null,"Peak Flow Rate"]
[null,null,null,">4 m/s",5]
[null,null,null,"2.01-4 m/s",4]
[null,null,null,"1.01-2 m/s",3]
[null,null,null,"0.11-1 m/s",2]
[null,null,null,"<0.1 m/s",1]
[null,null,null,"N/A",0]
[null,null," ","Tidal Range"]
[null,null,null,">12 m",5]
[null,null,null,"9.01-12 m",4]
[null,null,null,"5.01-9 m",3]
[null,null,null,"1.01-5 m",2]
[null,null,null,"<1 m",1]
[null,null,null,"N/A",0]

{"sheet":"Storage Device Database","index":20,"n_rows":109,"n_cols":15,"rows_kept":109,"cut":false,"hidden":false,"merged":[[73,1,73,2],[103,1,103,2],[97,1,97,2],[91,1,91,2],[85,1,85,2],[79,1,79,2],[31,1,31,2],[25,1,25,2],[19,1,19,2],[1,1,2,1],[67,1,67,2],[61,1,61,2],[55,1,55,2],[49,1,49,2],[43,1,43,2],[37,1,37,2]]}
[]
[null,"Storage Type","Specific Energy (Wh/kg)","Specific Power (W/kg)","Energy Density (kWh/m^3)","Power Density ","Effiency (%)","Lifespan (Years)","Cycle Life (No. of Cycles)","Captial Energy Cost (US$/kWh)","Capital Power Cost (US$/kW)","Maturity","Self-Discharge Rate (%/Day)","Environmental Impact","Lifetime Energy Cost (US$/kWh)"]
[null,null,"(Wh/kg)","(W/kg)","(kWh/m^3)","(kW/m^3)","(%)","(Years)","(No.)","($/kWh)","($/kW)","(-)","(%/day)","(-)","($/kWh)"]
[null,"Zinc Silver",146.13,76.37,308.51,151.88,68.75,5,408.5,9795,3941000,"Very Mature/Fully Commercialsed",0.09,"Low",1959]
[null,"Nickel Iron",43.1,54.9,50,25.4,72.5,37,3875,962,12500,"Mature/Limited Development",0.8,"Low",26]
[null,"Zinc Manganese",137,17.2,386,49.3,73,5.0999999999999996,73.7,463,5008,"Very Mature/Fully Commercialsed",8.9999999999999993E-3,"Medium",90.784313725490208]
[null,"Solid Oxide",773,27.3,227,9.31,58.6,4.26,"NA",231.3,3130,"Proven/Commercialising","NA","Medium/Low",54.295774647887328]
[null,"Vanadium Redox",24.43,110.46,21.7,17.96,76.959999999999994,10.5,7759,448.1,2461,"Proven/Commercialising","NA","Medium/Low",42.676190476190477]
[null,"Lithium Ion",143.9,606,290,366.4,89.8,10.130000000000001,1018,1110,2325,"Mature/Commercialsed",0.158,"High/Medium",109.57551826258637]
[null,"Zinc Air",227,117,816.5,74.900000000000006,44.25,8.08,234,313,1533,"Mature/Commercialsed",7.0000000000000001E-3,"Low",38.737623762376238]
[null,"Pumped Hydro",0.87,0.05,1.07,0.05,76.59,49.2,29000,57.94,{"$f":"40000/0.78","v":51282.051282051281},"Very Mature/Fully Commercialsed",0,"High/Medium",1.1776422764227641]
[null,"Nickel Cadmium",45.3,222,"          ",89.5,69.8,13.6,2561,1132,867,"Very Mature/Fully Commercialsed",0.34,"High",83.235294117647058]
[null,"Compressed Air",28.5,16.13,3,3.03,68.3,30,16000,35.67,649.54999999999995,"Proven/Commercialising",0,"Medium/Low",1.1890000000000001]
[null,"Nickel Zinc",69.599999999999994,201,236,309,84.5,5.5,350,398,400,"Mature/Limited Development",0.79,"Low",72.36363636363636]
[null,"Lead Acid",29.8,195,59.6,123,76.900000000000006,8.33,1053,303,383,"Very Mature/Fully Commercialsed",0.33,"High",36.374549819927971]
[null,"RedT Flow Battery",null,null,null,null,null,25,null,null,null,null,null,"Medium/Low"]
[null,"EoS Zinc Air",null,null,51.9,4.5599999999999996,75,15,5000,160,null,null,null,"Low",10.666666666666666]
[]
[]
[null,"Captial Energy Cost (US$/kWh)"]
[null,"1 - 250",5]
[null,"251 - 500",4]
[null,"501 - 1000",3]
[null,"1001 - 1500",2]
[null,"1501+",1]
[null,"Capital Power Cost (US$/kW)"]
[null,"1 - 500",5]
[null,"501 - 1000",4]
[null,"1001 - 2500",3]
[null,"2501 - 6000",2]
[null,"6001+",1]
[null,"Lifetime Energy Cost (US$/kWh)"]
[null,"1 - 20",5]
[null,"21 - 40",4]
[null,"41 - 80 ",3]
[null,"81 - 120",2]
[null,"121+",1]
[null,"Specific Energy (Wh/kg)"]
[null,"301+",5]
[null,"201 - 300",4]
[null,"101 - 200",3]
[null,"36 - 100",2]
[null,"1 - 35",1]
[null,"Specific Power (W/kg)"]
[null,"301+",5]
[null,"201 - 300",4]
[null,"101 - 200",3]
[null,"21 - 100",2]
[null,"1 - 20",1]
[null,"Energy Density (kWh/m^3)"]
[null,"451+",5]
[null,"301 - 450",4]
[null,"151 - 300",3]
[null,"41 - 150",2]
[null,"0 - 40",1]
[null,"Power Density (kW/m^3)"]
[null,"201+",5]
[null,"101 - 200",4]
[null,"51 - 100",3]
[null,"11 - 50",2]
[null,"0 - 10",1]
[null,"Environmental Impact"]
[null,"Low/Very Low",5]
[null,"Medium/Low",4]
[null,"Medium",3]
[null,"High/Medium",2]
[null,"High",1]
[null,"Cycle Life (No. of Cycles)"]
[null,"15001+",5]
[null,"4001 - 15000",4]
[null,"2001 - 4000",3]
[null,"1001 - 2000",2]
[null,"1 - 1000",1]
[null,"Lifetime (Years)"]
[null,"30+",5]
[null,"10.1 - 29",4]
[null,"7.1 - 10",3]
[null,"4.6 - 7",2]
[null,"0 - 4.5",1]
[null,"Scalability (Range of kW)"]
[null,"1 - 10",5]
[null,"11 - 50",4]
[null,"51 - 100",3]
[null,"101 - 200",2]
[null,"200+",1]
[null,"Power Regulation"]
[null,"None Required",5]
[null,"-",4]
[null,"-",3]
[null,"-",2]
[null,"Reliant ",1]
[null,"Technical Maturity"]
[null,"Very Mature/Fully Commercialsed",5]
[null,"Mature/Commercialsed",4]
[null,"Mature/Limited Development",3]
[null,"Proven/Commercialising",2]
[null,"Proven/Developing",1]
[null,"Self-Discharge Rate (%/Day)"]
[null,"0 - 0.05",5]
[null,"0.051 - 0.100",4]
[null,"0.101 - 0.200",3]
[null,"0.201 - 0.400",2]
[null,"0.401+",1]
[null,"Efficiency (%)"]
[null,"81+",5]
[null,"71 - 80",4]
[null,"61 - 70",3]
[null,"51 - 60",2]
[null,"0 - 50",1]

{"sheet":"Wave Device Database","index":21,"n_rows":100,"n_cols":20,"rows_kept":100,"cut":false,"hidden":false,"merged":[[46,7,46,8],[22,1,22,2],[28,1,28,2],[40,1,40,2],[22,7,22,8],[28,7,28,8],[34,7,34,8],[40,7,40,8],[0,3,0,6],[88,1,88,2],[88,7,88,8],[94,1,94,2],[94,7,94,8],[70,1,70,2],[70,7,70,8],[76,1,76,2],[76,7,76,8],[82,7,82,8],[52,1,52,2],[52,7,52,8],[58,1,58,2],[58,7,58,8],[64,7,64,8],[46,1,46,2]]}
[]
["No.","Name","Type","Availability","Capital Cost per KW","Lifespan (Y) ","Rated Capacity (kW)","Distance from Shore","Visual Impact","Access Complexity","Capital Cost","Technology Readiness Level","Lifespan","Efficiency","Scale (kW)","Shore Connection","Planned Inspection/Maintenance Period","Primary Attachment","Installation Complexity","Maintenanc Complexity"]
[1,"Yam Pro Energy","Shore based",{"$f":"IF('Resource and Financial Summary'!$L$15=\"SW\",SUM('Wave Areas'!R116:S118)/'Wave Areas'!Z126,(IF('Resource and Financial Summary'!$L$15=\"W\",SUM('Wave Areas'!D133:E135)/'Wave Areas'!L143,(IF('Resource and Financial Summary'!$L$15=\"NW\",SUM('Wave Areas'!R134:S136)/'Wave Areas'!Z144,(IF('Resource and Financial Summary'!$B$73=\"N\",SUM('Wave Areas'!D79:E81/'Wave Areas'!L89,(IF('Resource and Financial Summary'!$L$15=\"NE\",SUM('Wave Areas'!R80:S82)/'Wave Areas'!Z90,(IF('Resource and Financial Summary'!$L$15=\"E\",SUM('Wave Areas'!D97:E99)/'Wave Areas'!L107,(IF('Resource and Financial Summary'!$L$15=\"SE\",SUM('Wave Areas'!R98:S100/'Wave Areas'!Z108,(IF('Resource and Financial Summary'!$L$15=\"S\",SUM('Wave Areas'!D115:E117)/'Wave Areas'!L125,\"\")))))))))))))))))","v":0.186},950,25,100,"Onshore","Fully Visible (Shore Attached, Surface Piercing)","Simple (Shore Mounted, Readily Accesssible)","£0-2000","Proven","Lifetime Warranty ","50%+","10-100","Shore Attached (No Seacable or Hydraulic Pipe)","< 1 month","Shore Attached","Simple (Simple Vessels)","Moderate (Community, Complex Training)"]
[2,"Wave El Buoy","Point Absorber",{"$f":"(IF('Resource and Financial Summary'!$L$15=\"SW\",SUM('Wave Areas'!R117:T120)/'Wave Areas'!Z126, (IF('Resource and Financial Summary'!$L$15=\"W\",SUM('Wave Areas'!D134:F137)/'Wave Areas'!L143,(IF('Resource and Financial Summary'!$L$15=\"NW\",SUM('Wave Areas'!R135:T138)/'Wave Areas'!Z144, (IF($B$73=\"N\",SUM('Wave Areas'!D80:F83)/'Wave Areas'!L89,(IF('Resource and Financial Summary'!$O$15=\"NE\",SUM('Wave Areas'!R81:T84)/'Wave Areas'!Z90,(IF('Resource and Financial Summary'!$L$15=\"E\",SUM('Wave Areas'!D98:F101)/'Wave Areas'!L107,(IF('Resource and Financial Summary'!$L$15=\"SE\",SUM('Wave Areas'!R99:T102)/'Wave Areas'!Z108,(IF('Resource and Financial Summary'!$L$15=\"S\",SUM('Wave Areas'!D116:F119)/'Wave Areas'!L125,0))))))))))))))))","v":0.26033333333333336},4333,25,150,"Far Offshore (101m+)","Moderate (Near Shore, Surface Piercing)","Moderate (Simple Vessels,Surface Work)","£4001-6000","Proven","Lifetime Warranty ","30-39%","251-500","Offshore, Deepwater (0.5km+ Seacable or Hydraulic Pipe)","7 -12 months","Floating/Moored","Slightly Complex (Specialised Vessels, ROVs)","Moderate (Community, Complex Training)"]
[3,"Rotary Wave","Attenuator ",{"$f":"(IF('Resource and Financial Summary'!$L$15=\"SW\",SUM('Wave Areas'!P117:S119)/'Wave Areas'!Z126, (IF('Resource and Financial Summary'!$L$15=\"W\",SUM('Wave Areas'!B134:E136)/'Wave Areas'!L143,(IF('Resource and Financial Summary'!$L$15=\"NW\",SUM('Wave Areas'!P135:S137)/'Wave Areas'!Z144, (IF($B$73=\"N\",SUM('Wave Areas'!B80:E82)/'Wave Areas'!L89,(IF('Resource and Financial Summary'!$O$15=\"NE\",SUM('Wave Areas'!P81:S83)/'Wave Areas'!Z90,(IF('Resource and Financial Summary'!$L$15=\"E\",SUM('Wave Areas'!B98:E100)/'Wave Areas'!L107,(IF('Resource and Financial Summary'!$L$15=\"SE\",SUM('Wave Areas'!P99:S101)/'Wave Areas'!Z108,(IF('Resource and Financial Summary'!$L$15=\"S\",SUM('Wave Areas'!B116:E118)/'Wave Areas'!L125,0))))))))))))))))","v":9.5666666666666664E-2},6487.9,20,200,"Offshore (41 - 100m)","Moderate (Near Shore, Surface Piercing)","Moderate (Simple Vessels,Surface Work)","£6001-8000","Prototype Proven","Lifetime Warranty ","50%+","101-250","Nearshore (<0.1km Seacable or Hydraulic Pipe)","< 1 month","Floating/Moored","Slighlty Simple (Simple Vessels, Light Subsea Work)","Moderate (Community, Complex Training)"]
[4,"Electric Buoy","Point Absorber",{"$f":"(IF('Resource and Financial Summary'!$L$15=\"SW\",SUM('Wave Areas'!P117:S119)/'Wave Areas'!Z126, (IF('Resource and Financial Summary'!$L$15=\"W\",SUM('Wave Areas'!B134:E136)/'Wave Areas'!L143,(IF('Resource and Financial Summary'!$L$15=\"NW\",SUM('Wave Areas'!P135:S137)/'Wave Areas'!Z144, (IF($B$73=\"N\",SUM('Wave Areas'!B80:E82)/'Wave Areas'!L89,(IF('Resource and Financial Summary'!$O$15=\"NE\",SUM('Wave Areas'!P81:S83)/'Wave Areas'!Z90,(IF('Resource and Financial Summary'!$L$15=\"E\",SUM('Wave Areas'!B98:E100)/'Wave Areas'!L107,(IF('Resource and Financial Summary'!$L$15=\"SE\",SUM('Wave Areas'!P99:S101)/'Wave Areas'!Z108,(IF('Resource and Financial Summary'!$L$15=\"S\",SUM('Wave Areas'!B116:E118)/'Wave Areas'!L125,0))))))))))))))))","v":9.5666666666666664E-2},1587.4,20,350000,"Far Offshore (101m+)","Fully Visible (Shore Attached, Surface Piercing)","Moderate (Simple Vessels,Surface Work)","£2001-4000","Prototype Development","Lifetime Warranty ","30-39%","1001+","Offshore, Deepwater (0.5km+ Seacable or Hydraulic Pipe)","< 1 month","Floating/Moored","Slightly Complex (Specialised Vessels, ROVs)","More Complex (External, Additional Equipment)"]
[5,"Wave Dragon","Overtopping/Terminator Device",null,null,25,200,"Far nearshore (21 - 40m)","Moderate (Near Shore, Surface Piercing)","Moderate (Simple Vessels,Surface Work)",null,"Proven","20+ years","50%+","501-1000","Nearshore , Shallow (0.1 - 0.5km Seacable or Hydraulic Pipe)",null,"Floating/Moored","Slighlty Simple (Simple Vessels, Light Subsea Work)"]
[6,"Limpet","Oscillating Water Column",null,null,null,200,"Onshore","Intrusive (Shore Attached, Surface Piercing, Sensitive Area)","Simple (Shore Mounted, Readily Accesssible)",null,"Proven",null,"0-19%","101-250","Shore Attached (No Seacable or Hydraulic Pipe)",null,"Shore Attached","Simple (Simple Vessels)"]
[]
[]
[]
[]
[null,"Types of Device"]
[null,"Attenuator ","-"]
[null,"Point Absorber","-"]
[null,"Oscillating Wave Surge Converter","-"]
[null,"Oscillating Water Column","-"]
[null,"Overtopping/Terminator Device","-"]
[null,"Submerged Pressure Differential","-"]
[null,"Bulge Wave","-"]
[null,"Rotating Mass","-"]
[null,"Shore Based","-"]
[null,"Distance from Shore"]
[null,"Onshore",5]
[null,"Nearshore (5 - 20m)",4]
[null,"Far nearshore (21 - 40m)",3]
[null,"Offshore (41 - 100m)",2]
[null,"Far Offshore (101m+)",1]
[null,"Visual Impact"]
[null,"None (Fully Submerged)",5]
[null,"Slight (Far Offshore, Surface Piercing)",4]
[null,"Moderate (Near Shore, Surface Piercing)",3]
[null,"Fully Visible (Shore Attached, Surface Piercing)",2]
[null,"Intrusive (Shore Attached, Surface Piercing, Sensitive Area)",1]
[null,"Access Complexity"]
[null,"Simple (Shore Mounted, Readily Accesssible)",5]
[null,"Slighlty Simple  (Simple Vessels, Visual Inspection)",4]
[null,"Moderate (Simple Vessels,Surface Work)",3]
[null,"Slightly Complex (Specialised Vessels, ROVs)",2]
[null,"More Complex ( Specialised Vessels, Divers, ROVs)",1]
[null,"Capital Cost per kW"]
[null,"£0-2000",5]
[null,"£2001-4000",4]
[null,"£4001-6000",3]
[null,"£6001-8000",2]
[null,"£8001+",1]
[null,"Technology Readiness Level"]
[null,"Proven",5]
[null,"Prototype Proven",4]
[null,"Prototype Testing",3]
[null,"Component Testing, Fully Feasible",2]
[null,"Prototype Development",1]
[null,"Lifespan"]
[null,"Lifetime Warranty ",5]
[null,"20+ years",4]
[null,"16-20 years",3]
[null,"11-15 years",2]
[null,"1-10 years",1]
[null,"Efficiency"]
[null,"50%+",5]
[null,"40-49%",4]
[null,"30-39%",3]
[null,"20-29%",2]
[null,"0-19%",1]
[null,"Scale (kW)"]
[null,"10-100",{"$f":"IF(Input!$B$19=\"Yes\",1,5)","v":5}]
[null,"101-250",{"$f":"IF(Input!$B$19=\"Yes\",C66+1,C66-1)","v":4}]
[null,"251-500",{"$f":"IF(Input!$B$19=\"Yes\",C67+1,C67-1)","v":3}]
[null,"501-1000",{"$f":"IF(Input!$B$19=\"Yes\",C68+1,C68-1)","v":2}]
[null,"1001+",{"$f":"IF(Input!$B$19=\"Yes\",C69+1,C69-1)","v":1}]
[null,"Shore Connection"]
[null,"Shore Attached (No Seacable or Hydraulic Pipe)",5]
[null,"Nearshore (Hydraulic PTO Buried) ",4]
[null,"Nearshore (<0.1km Seacable or Hydraulic Pipe)",3]
[null,"Nearshore , Shallow (0.1 - 0.5km Seacable or Hydraulic Pipe)",2]
[null,"Offshore, Deepwater (0.5km+ Seacable or Hydraulic Pipe)",1]
[null,"Planned Inspection/Maintenance Period"]
[null,"18+ months",5]
[null,"13-18 months",4]
[null,"7 -12 months",3]
[null,"1-6 months",2]
[null,"< 1 month",1]
[null,"Primary Attachment"]
[null,"Shore Attached",5]
[null,"Floating/Moored",4]
[null,"Gravity based",3]
[null,"Seabed Mounted",2]
[null,"Other/Novel",1]
[null,"Installation Complexity"]
[null,"Simple (Simple Vessels)",5]
[null,"Slighlty Simple (Simple Vessels, Light Subsea Work)",4]
[null,"Moderate (Specialised Vessels)",3]
[null,"Slightly Complex (Specialised Vessels, ROVs)",2]
[null,"More Complex (Specialised Vessels, Divers, ROVs)",1]
[null,"Maintenance Complexity"]
[null,"Simple (Community, Minimal Training)",5]
[null,"Slighlty Simple (Community, Moderate Training)",4]
[null,"Moderate (Community, Complex Training)",3]
[null,"Slightly Complex (External)",2]
[null,"More Complex (External, Additional Equipment)",1]

{"sheet":"Wave Areas","index":22,"n_rows":144,"n_cols":45,"rows_kept":144,"cut":false,"hidden":false,"merged":[[30,26,30,37],[31,26,31,37],[44,26,44,36],[75,0,75,11],[7,26,7,37],[8,26,8,37],[21,26,21,36],[7,13,7,24],[8,13,8,24],[21,13,21,23],[74,0,74,11],[7,0,7,11],[8,0,8,11],[21,0,21,10],[30,0,30,11],[31,0,31,11],[44,0,44,10],[88,0,88,10],[52,26,52,37],[53,26,53,37],[66,26,66,36],[52,0,52,11],[53,0,53,11],[66,0,66,10],[52,13,52,24],[53,13,53,24],[66,13,66,23],[75,14,75,25],[76,14,76,25],[143,14,143,24],[92,0,92,11],[93,0,93,11],[106,0,106,10],[110,0,110,11],[111,0,111,11],[124,0,124,10],[128,0,128,11],[129,0,129,11],[142,0,142,10],[112,14,112,25],[125,14,125,24],[129,14,129,25],[130,14,130,25],[89,14,89,24],[93,14,93,25],[94,14,94,25],[107,14,107,24],[111,14,111,25]]}
["Global Wave Statistics"]
[]
["Area","North Sea, Area 10"]
[]
["North West",0.1255,null,null,null,null,null,null,null,null,null,null,null,"North",0.88100000000000001,null,null,null,null,null,null,null,null,null,null,null,"North East",0.64400000000000002]
[]
[]
["North Sea Area 9",null,null,null,null,null,null,null,null,null,null,null,null,"North Sea Area 9",null,null,null,null,null,null,null,null,null,null,null,null,"North Sea Area 9"]
["Number of Occurences",null,null,null,null,null,null,null,null,null,null,null,null,"Number of Occurences",null,null,null,null,null,null,null,null,null,null,null,null,"Number of Occurences"]
["Hs                      T",3.5,4.5,5.5,6.5,7.5,8.5,9.5,10.5,11.5,12.5,13.5,null,"Hs                      T",3.5,4.5,5.5,6.5,7.5,8.5,9.5,10.5,11.5,12.5,13.5,null,"Hs                      T",3.5,4.5,5.5,6.5,7.5,8.5,9.5,10.5,11.5,12.5,13.5]
[0.5,0,4,22,33,21,7,1,0,null,0,0,null,0.5,0,8,30,37,20,6,1,0,0,0,0,null,0.5,2,20,51,49,23,6,1,0,0,0,0]
[1.5,0,1,17,66,85,52,18,4,1,0,0,null,1.5,0,2,29,86,91,49,16,4,1,0,0,null,1.5,0,7,52,104,89,42,13,3,1,0,0]
[2.5,0,0,6,38,78,71,36,12,3,1,0,null,2.5,0,0,11,51,84,67,31,10,2,1,0,null,2.5,0,2,21,68,80,52,22,7,2,0,0]
[3.5,0,0,2,17,46,55,35,14,4,1,0,null,3.5,0,0,3,22,50,50,30,12,4,1,0,null,3.5,0,0,7,29,46,37,19,7,2,0,0]
[4.5,0,0,1,7,23,34,26,13,4,1,0,null,4.5,0,0,1,8,23,29,21,10,3,1,0,null,4.5,0,0,2,11,21,21,12,5,2,0,0]
[5.5,0,0,0,2,11,18,16,9,4,1,0,null,5.5,0,0,0,3,10,15,12,6,3,1,0,null,5.5,0,0,1,4,9,10,7,3,1,0,0]
[6.5,0,0,0,1,5,9,10,6,3,1,0,null,6.5,0,0,0,1,4,7,6,4,2,1,0,null,6.5,0,0,0,1,4,4,3,2,1,0,0,null,null,null,null,null,null,{"$f":"VLOOKUP((MAX('Decision Matrices'!$B$86:$B$89)),'Decision Matrices'!$B$86:$C$89,2,FALSE)","v":"Yam Pro Energy"}]
[7.5,0,0,0,0,2,5,5,4,2,1,0,null,7.5,0,0,0,0,2,3,3,2,1,0,0,null,7.5,0,0,0,1,1,2,2,1,0,0,0]
[8.5,0,0,0,0,1,2,3,2,1,0,0,null,8.5,0,0,0,0,1,1,2,1,1,0,0,null,8.5,0,0,0,0,1,1,1,1,0,0,0]
[9.5,0,0,0,0,1,2,2,2,1,0,0,null,9.5,0,0,0,0,0,1,1,1,0,0,0,null,9.5,0,0,0,0,0,0,1,0,0,0,0]
[10.5,0,0,0,0,0,2,2,3,1,0,0,null,10.5,0,0,0,0,0,0,0,0,0,0,0,null,10.5,0,0,0,0,0,0,0,0,0,0,0]
["Total Occurences",null,null,null,null,null,null,null,null,null,null,{"$f":"SUM(B11:L21)","v":1000},null,"Total Occurences",null,null,null,null,null,null,null,null,null,null,{"$f":"SUM(O11:Y21)","v":1000},null,"Total Occurences",null,null,null,null,null,null,null,null,null,null,{"$f":"SUM(AB11:AL21)","v":1000}]
[null,{"$f":"SUM(B11:B21)","v":0},5,48,164,273,257,154,69,24,6,null,null,null,{"$f":"SUM(O11:O21)","v":0},10,74,208,285,228,123,50,17,5,null,null,null,{"$f":"SUM(AB11:AB21)","v":2},29,134,267,274,175,81,29,9,0]
[]
[]
[]
[]
["West",0.2046,null,null,null,null,null,null,null,null,null,null,null,null,null,null,null,null,null,null,null,null,null,null,null,null,"East",0.754]
[]
[]
["North Sea Area 9",null,null,null,null,null,null,null,null,null,null,null,null,null,null,null,null,null,null,null,null,null,null,null,null,null,"North Sea Area 9"]
["Number of Occurences",null,null,null,null,null,null,null,null,null,null,null,null,null,null,null,null,null,null,null,null,null,null,null,null,null,"Number of Occurences"]
["Hs                      T",3.5,4.5,5.5,6.5,7.5,8.5,9.5,10.5,11.5,12.5,13.5,null,null,null,null,null,null,null,null,null,null,null,null,null,null,"Hs                      T",3.5,4.5,5.5,6.5,7.5,8.5,9.5,10.5,11.5,12.5,13.5]
[0.5,0,2,16,31,23,8,2,0,0,0,0,null,null,null,null,null,null,null,null,null,null,null,null,null,null,0.5,7,51,82,52,17,4,1,0,0,0,0]
[1.5,0,0,10,51,80,54,20,5,1,0,0,null,null,null,null,null,null,null,null,null,null,null,null,null,null,1.5,1,23,92,112,64,21,5,1,0,0,0]
[2.5,0,0,3,27,70,72,38,13,3,1,0,null,null,null,null,null,null,null,null,null,null,null,null,null,null,2.5,0,7,44,79,60,27,8,2,0,0,0]
[3.5,0,0,1,12,42,57,40,17,5,1,0,null,null,null,null,null,null,null,null,null,null,null,null,null,null,3.5,0,2,17,39,38,20,7,2,0,0,0]
[4.5,0,0,0,5,22,37,31,16,5,1,0,null,null,null,null,null,null,null,null,null,null,null,null,null,null,4.5,0,1,6,17,20,12,5,2,0,0,0]
[5.5,0,0,0,2,11,21,21,12,5,1,0,null,null,null,null,null,null,null,null,null,null,null,null,null,null,5.5,0,0,2,7,9,6,3,1,0,0,0]
[6.5,0,0,0,1,5,12,13,9,4,1,0,null,null,null,null,null,null,null,null,null,null,null,null,null,null,6.5,0,0,1,3,4,3,2,1,0,0,0]
[7.5,0,0,0,0,2,6,8,6,3,1,0,null,null,null,null,null,null,null,null,null,null,null,null,null,null,7.5,0,0,0,1,2,2,1,0,0,0,0]
[8.5,0,0,0,0,1,3,4,4,2,1,0,null,null,null,null,null,null,null,null,null,null,null,null,null,null,8.5,0,0,0,1,1,1,1,0,0,0,0]
[9.5,0,0,0,0,1,2,3,2,1,1,0,null,null,null,null,null,null,null,null,null,null,null,null,null,null,9.5,0,0,0,0,0,0,0,0,0,0,0]
[10.5,0,0,0,0,0,2,3,3,1,0,0,null,null,null,null,null,null,null,null,null,null,null,null,null,null,10.5,0,0,0,0,0,0,0,0,0,0,0]
["Total Occurences",null,null,null,null,null,null,null,null,null,null,{"$f":"SUM(B34:L44)","v":1000},null,null,null,null,null,null,null,null,null,null,null,null,null,null,"Total Occurences",null,null,null,null,null,null,null,null,null,null,{"$f":"SUM(AB34:AL44)","v":1000}]
[null,{"$f":"SUM(B34:B44)","v":0},2,30,129,257,274,183,87,30,8,null,null,null,null,null,null,null,null,null,null,null,null,null,null,null,null,{"$f":"SUM(AB34:AB44)","v":8},84,244,311,215,96,33,9,0,0]
[]
[]
["South West",null,0.16950000000000001,null,null,null,null,null,null,null,null,null,null,"South ",0.16200000000000001,null,null,null,null,null,null,null,null,null,null,null,"South East",0.90900000000000003]
[]
[]
[]
["North Sea Area 9",null,null,null,null,null,null,null,null,null,null,null,null,"North Sea Area 9",null,null,null,null,null,null,null,null,null,null,null,null,"North Sea Area 9"]
["Number of Occurences",null,null,null,null,null,null,null,null,null,null,null,null,"Number of Occurences",null,null,null,null,null,null,null,null,null,null,null,null,"Number of Occurences"]
["Hs                      T",3.5,4.5,5.5,6.5,7.5,8.5,9.5,10.5,11.5,12.5,13.5,null,"Hs                      T",3.5,4.5,5.5,6.5,7.5,8.5,9.5,10.5,11.5,12.5,13.5,null,"Hs                      T",3.5,4.5,5.5,6.5,7.5,8.5,9.5,10.5,11.5,12.5,13.5]
[0.5,0,7,30,39,22,7,1,0,0,0,0,null,0.5,1,19,51,47,20,5,1,0,0,0,0,null,0.5,4,39,73,49,17,4,1,0,0,0,0]
[1.5,0,2,24,76,87,48,16,4,1,0,0,null,1.5,0,6,47,98,80,34,10,2,0,0,0,null,1.5,0,17,83,113,68,23,5,1,0,0,0]
[2.5,0,0,9,46,81,65,30,9,2,1,0,null,2.5,0,2,21,67,80,49,18,5,2,0,0,null,2.5,0,5,38,78,66,30,9,2,0,0,0]
[3.5,0,0,3,21,49,51,30,11,3,1,0,null,3.5,0,0,8,34,52,39,18,6,1,1,0,null,3.5,0,1,15,40,42,24,9,2,1,0,0]
[4.5,0,0,1,9,25,32,22,10,3,1,1,null,4.5,0,0,3,15,27,24,13,5,1,1,0,null,4.5,0,1,6,18,23,15,6,2,0,0,0]
[5.5,0,0,0,3,12,17,14,7,3,1,0,null,5.5,0,0,1,6,13,13,8,4,1,0,0,null,5.5,0,0,2,8,11,9,4,1,0,0,0]
[6.5,0,0,0,1,5,9,9,5,2,1,0,null,6.5,0,0,0,2,6,7,4,2,1,0,0,null,6.5,0,0,1,3,6,5,2,1,0,0,0]
[7.5,0,0,0,1,2,4,4,3,1,0,0,null,7.5,0,0,0,1,3,3,2,1,0,0,0,null,7.5,0,0,0,2,3,3,1,1,0,0,0]
[8.5,0,0,0,0,1,2,2,2,1,0,0,null,8.5,0,0,0,0,1,2,1,1,0,0,0,null,8.5,0,0,0,1,1,1,1,0,0,0,0]
[9.5,0,0,0,0,1,1,1,1,1,0,0,null,9.5,0,0,0,0,1,1,1,0,0,0,0,null,9.5,0,0,0,0,1,1,1,0,0,0,0]
[10.5,0,0,0,0,0,1,1,1,0,0,0,null,10.5,0,0,0,0,0,1,0,0,0,0,0,null,10.5,0,0,0,0,0,0,0,0,0,0,0]
["Total Occurences",null,null,null,null,null,null,null,null,null,null,{"$f":"SUM(B56:L66)","v":1000},null,"Total Occurences",null,null,null,null,null,null,null,null,null,null,{"$f":"SUM(O56:Y66)","v":1000},null,"Total Occurences",null,null,null,null,null,null,null,null,null,null,{"$f":"SUM(AB56:AL66)","v":1000}]
[null,{"$f":"SUM(B56:B66)","v":0},9,67,196,285,237,130,53,17,5,null,null,null,{"$f":"SUM(O56:O66)","v":1},27,131,270,283,178,76,26,6,2,null,null,null,{"$f":"SUM(AB56:AB66)","v":4},63,218,312,238,115,39,10,1,0]
[]
[]
["Combinations"]
[]
["Quadrant ","N"]
[null,null,null,null,null,null,null,null,null,null,null,null,null,null,"Quadrant ","NE"]
["North Sea Area 9"]
["Number of Occurences",null,null,null,null,null,null,null,null,null,null,null,null,null,"North Sea Area 9"]
["Hs                      T",3.5,4.5,5.5,6.5,7.5,8.5,9.5,10.5,11.5,12.5,13.5,"Availability",null,"Number of Occurences"]
[0.5,{"$f":"IF($B$73=\"SW\",SUM(B34,B56,O56), (IF($B$73=\"W\",SUM(B56,B34,B11),(IF($B$73=\"NW\",SUM(B34,B11,O11), (IF($B$73=\"N\",SUM(B11,O11,AB11),(IF($B$73=\"NE\",SUM(O11,AB11,AB34),(IF($B$73=\"E\",SUM(AB11,AB34,AB56),(IF($B$73=\"SE\",SUM(AB34,AB56,O56),(IF($B$73=\"S\",SUM(AB56,O56,B56),0)))))))))))))))","v":2},{"$f":"IF($B$73=\"SW\",SUM(C34,C56,P56), (IF($B$73=\"W\",SUM(C56,C34,C11),(IF($B$73=\"NW\",SUM(C34,C11,P11), (IF($B$73=\"N\",SUM(C11,P11,AC11),(IF($B$73=\"NE\",SUM(P11,AC11,AC34),(IF($B$73=\"E\",SUM(AC11,AC34,AC56),(IF($B$73=\"SE\",SUM(AC34,AC56,P56),(IF($B$73=\"S\",SUM(AC56,P56,C56),0)))))))))))))))","v":32},103,119,64,19,3,0,0,0,0,{"$f":"(SUM(B78:L78))/L89","v":0.114},null,"Hs                      T",3.5,4.5,5.5,6.5,7.5,8.5,9.5,10.5,11.5,12.5,13.5,"Availability"]
[1.5,{"$f":"IF($B$73=\"SW\",SUM(B35,B57,O57), (IF($B$73=\"W\",SUM(B57,B35,B12),(IF($B$73=\"NW\",SUM(B35,B12,O12), (IF($B$73=\"N\",SUM(B12,O12,AB12),(IF($B$73=\"NE\",SUM(O12,AB12,AB35),(IF($B$73=\"E\",SUM(AB12,AB35,AB57),(IF($B$73=\"SE\",SUM(AB35,AB57,O57),(IF($B$73=\"S\",SUM(AB57,O57,B57),0)))))))))))))))","v":0},10,98,256,265,143,47,11,3,0,0,{"$f":"(SUM(B79:L79))/L89","v":0.27766666666666667},null,0.5,{"$f":"IF($P$74=\"SW\",SUM(B34,B56,O56), (IF($P$74=\"W\",SUM(B56,B34,B11),(IF($P$74=\"NW\",SUM(B34,B11,O11), (IF($P$74=\"N\",SUM(B11,O11,AB11),(IF($P$74=\"NE\",SUM(O11,AB11,AB34),(IF($P$74=\"E\",SUM(AB11,AB34,AB56),(IF($P$74=\"SE\",SUM(AB34,AB56,O56),(IF($P$74=\"S\",SUM(AB56,O56,B56),0)))))))))))))))","v":9},{"$f":"IF($P$74=\"SW\",SUM(C34,C56,P56), (IF($P$74=\"W\",SUM(C56,C34,C11),(IF($P$74=\"NW\",SUM(C34,C11,P11), (IF($P$74=\"N\",SUM(C11,P11,AC11),(IF($P$74=\"NE\",SUM(P11,AC11,AC34),(IF($P$74=\"E\",SUM(AC11,AC34,AC56),(IF($P$74=\"SE\",SUM(AC34,AC56,P56),(IF($P$74=\"S\",SUM(AC56,P56,C56),0)))))))))))))))","v":79},{"$f":"IF($P$74=\"SW\",SUM(D34,D56,Q56), (IF($P$74=\"W\",SUM(D56,D34,D11),(IF($P$74=\"NW\",SUM(D34,D11,Q11), (IF($P$74=\"N\",SUM(D11,Q11,AD11),(IF($P$74=\"NE\",SUM(Q11,AD11,AD34),(IF($P$74=\"E\",SUM(AD11,AD34,AD56),(IF($P$74=\"SE\",SUM(AD34,AD56,Q56),(IF($P$74=\"S\",SUM(AD56,Q56,D56),0)))))))))))))))","v":163},{"$f":"IF($P$74=\"SW\",SUM(E34,E56,R56), (IF($P$74=\"W\",SUM(E56,E34,E11),(IF($P$74=\"NW\",SUM(E34,E11,R11), (IF($P$74=\"N\",SUM(E11,R11,AE11),(IF($P$74=\"NE\",SUM(R11,AE11,AE34),(IF($P$74=\"E\",SUM(AE11,AE34,AE56),(IF($P$74=\"SE\",SUM(AE34,AE56,R56),(IF($P$74=\"S\",SUM(AE56,R56,E56),0)))))))))))))))","v":138},{"$f":"IF($P$74=\"SW\",SUM(F34,F56,S56), (IF($P$74=\"W\",SUM(F56,F34,F11),(IF($P$74=\"NW\",SUM(F34,F11,S11), (IF($P$74=\"N\",SUM(F11,S11,AF11),(IF($P$74=\"NE\",SUM(S11,AF11,AF34),(IF($P$74=\"E\",SUM(AF11,AF34,AF56),(IF($P$74=\"SE\",SUM(AF34,AF56,S56),(IF($P$74=\"S\",SUM(AF56,S56,F56),0)))))))))))))))","v":60},{"$f":"IF($P$74=\"SW\",SUM(G34,G56,T56), (IF($P$74=\"W\",SUM(G56,G34,G11),(IF($P$74=\"NW\",SUM(G34,G11,T11), (IF($P$74=\"N\",SUM(G11,T11,AG11),(IF($P$74=\"NE\",SUM(T11,AG11,AG34),(IF($P$74=\"E\",SUM(AG11,AG34,AG56),(IF($P$74=\"SE\",SUM(AG34,AG56,T56),(IF($P$74=\"S\",SUM(AG56,T56,G56),0)))))))))))))))","v":16},{"$f":"IF($P$74=\"SW\",SUM(H34,H56,U56), (IF($P$74=\"W\",SUM(H56,H34,H11),(IF($P$74=\"NW\",SUM(H34,H11,U11), (IF($P$74=\"N\",SUM(H11,U11,AH11),(IF($P$74=\"NE\",SUM(U11,AH11,AH34),(IF($P$74=\"E\",SUM(AH11,AH34,AH56),(IF($P$74=\"SE\",SUM(AH34,AH56,U56),(IF($P$74=\"S\",SUM(AH56,U56,H56),0)))))))))))))))","v":3},{"$f":"IF($P$74=\"SW\",SUM(I34,I56,V56), (IF($P$74=\"W\",SUM(I56,I34,I11),(IF($P$74=\"NW\",SUM(I34,I11,V11), (IF($P$74=\"N\",SUM(I11,V11,AI11),(IF($P$74=\"NE\",SUM(V11,AI11,AI34),(IF($P$74=\"E\",SUM(AI11,AI34,AI56),(IF($P$74=\"SE\",SUM(AI34,AI56,V56),(IF($P$74=\"S\",SUM(AI56,V56,I56),0)))))))))))))))","v":0},{"$f":"IF($P$74=\"SW\",SUM(J34,J56,W56), (IF($P$74=\"W\",SUM(J56,J34,J11),(IF($P$74=\"NW\",SUM(J34,J11,W11), (IF($P$74=\"N\",SUM(J11,W11,AJ11),(IF($P$74=\"NE\",SUM(W11,AJ11,AJ34),(IF($P$74=\"E\",SUM(AJ11,AJ34,AJ56),(IF($P$74=\"SE\",SUM(AJ34,AJ56,W56),(IF($P$74=\"S\",SUM(AJ56,W56,J56),0)))))))))))))))","v":0},{"$f":"IF($P$74=\"SW\",SUM(K34,K56,X56), (IF($P$74=\"W\",SUM(K56,K34,K11),(IF($P$74=\"NW\",SUM(K34,K11,X11), (IF($P$74=\"N\",SUM(K11,X11,AK11),(IF($P$74=\"NE\",SUM(X11,AK11,AK34),(IF($P$74=\"E\",SUM(AK11,AK34,AK56),(IF($P$74=\"SE\",SUM(AK34,AK56,X56),(IF($P$74=\"S\",SUM(AK56,X56,K56),0)))))))))))))))","v":0},{"$f":"IF($P$74=\"SW\",SUM(L34,L56,Y56), (IF($P$74=\"W\",SUM(L56,L34,L11),(IF($P$74=\"NW\",SUM(L34,L11,Y11), (IF($P$74=\"N\",SUM(L11,Y11,AL11),(IF($P$74=\"NE\",SUM(Y11,AL11,AL34),(IF($P$74=\"E\",SUM(AL11,AL34,AL56),(IF($P$74=\"SE\",SUM(AL34,AL56,Y56),(IF($P$74=\"S\",SUM(AL56,Y56,L56),0)))))))))))))))","v":0},{"$f":"(SUM(P79:Z79))/Z90","v":0.156}]
[2.5,0,2,38,157,242,190,89,29,7,2,0,{"$f":"(SUM(B80:L80))/L89","v":0.252},null,1.5,1,32,173,302,244,112,34,8,2,0,0,{"$f":"(SUM(P80:Z80))/Z90","v":0.30266666666666664}]
[3.5,0,0,12,68,142,142,84,33,10,2,0,{"$f":"(SUM(B81:L81))/L89","v":0.16433333333333333},null,2.5,0,9,76,198,224,146,61,19,4,1,0,{"$f":"(SUM(P81:Z81))/Z90","v":0.246}]
[4.5,0,0,4,26,67,84,59,28,9,2,0,{"$f":"(SUM(B82:L82))/L89","v":9.2999999999999999E-2},null,3.5,0,2,27,90,134,107,56,21,6,1,0,{"$f":"(SUM(P82:Z82))/Z90","v":0.14799999999999999}]
[5.5,0,0,1,9,30,43,35,18,8,2,0,{"$f":"(SUM(B83:L83))/L89","v":4.8666666666666664E-2},null,4.5,0,1,9,36,64,62,38,17,5,1,0,{"$f":"(SUM(P83:Z83))/Z90","v":7.7666666666666662E-2}]
[6.5,0,0,0,3,13,20,19,12,6,2,0,{"$f":"(SUM(B84:L84))/L89","v":2.5000000000000001E-2},null,5.5,0,0,3,14,28,31,22,10,4,1,0,{"$f":"(SUM(P84:Z84))/Z90","v":3.7666666666666668E-2}]
[7.5,0,0,0,1,5,10,10,7,3,1,0,{"$f":"(SUM(B85:L85))/L89","v":1.2333333333333333E-2},null,6.5,0,0,1,5,12,14,11,7,3,1,0,{"$f":"(SUM(P85:Z85))/Z90","v":1.7999999999999999E-2}]
[8.5,0,0,0,0,3,4,6,4,2,0,0,{"$f":"(SUM(B86:L86))/L89","v":6.3333333333333332E-3},null,7.5,0,0,0,2,5,7,6,3,1,0,0,{"$f":"(SUM(P86:Z86))/Z90","v":8.0000000000000002E-3}]
[9.5,0,0,0,0,1,3,4,3,1,0,0,{"$f":"(SUM(B87:L87))/L89","v":4.0000000000000001E-3},null,8.5,0,0,0,1,3,3,4,2,1,0,0,{"$f":"(SUM(P87:Z87))/Z90","v":4.6666666666666671E-3}]
[10.5,0,0,0,0,0,2,2,3,1,0,0,{"$f":"(SUM(B88:L88))/L89","v":2.6666666666666666E-3},null,9.5,0,0,0,0,0,1,2,1,0,0,0,{"$f":"(SUM(P88:Z88))/Z90","v":1.3333333333333333E-3}]
["Total Occurences",null,null,null,null,null,null,null,null,null,null,{"$f":"SUM(B78:L88)","v":3000},{"$f":"SUM(M78:M88)","v":0.99999999999999989},null,10.5,0,0,0,0,0,0,0,0,0,0,0,{"$f":"(SUM(P89:Z89))/Z90","v":0}]
[null,null,null,null,null,null,null,null,null,null,null,null,null,null,"Total Occurences",null,null,null,null,null,null,null,null,null,null,{"$f":"SUM(P79:Z89)","v":3000},{"$f":"SUM(AA79:AA89)","v":1}]
["Quadrant ","E"]
[null,null,null,null,null,null,null,null,null,null,null,null,null,null,"Quadrant ","SE"]
["North Sea Area 9"]
["Number of Occurences",null,null,null,null,null,null,null,null,null,null,null,null,null,"North Sea Area 9"]
["Hs                      T",3.5,4.5,5.5,6.5,7.5,8.5,9.5,10.5,11.5,12.5,13.5,"Availability",null,"Number of Occurences"]
[0.5,{"$f":"IF($B$91=\"SW\",SUM(B34,B56,O56), (IF($B$91=\"W\",SUM(B56,B34,B11),(IF($B$91=\"NW\",SUM(B34,B11,O11), (IF($B$91=\"N\",SUM(B11,O11,AB11),(IF($B$91=\"NE\",SUM(O11,AB11,AB34),(IF($B$91=\"E\",SUM(AB11,AB34,AB56),(IF($B$91=\"SE\",SUM(AB34,AB56,O56),(IF($B$91=\"S\",SUM(AB56,O56,B56),0)))))))))))))))","v":13},{"$f":"IF($B$91=\"SW\",SUM(C34,C56,P56), (IF($B$91=\"W\",SUM(C56,C34,C11),(IF($B$91=\"NW\",SUM(C34,C11,P11), (IF($B$91=\"N\",SUM(C11,P11,AC11),(IF($B$91=\"NE\",SUM(P11,AC11,AC34),(IF($B$91=\"E\",SUM(AC11,AC34,AC56),(IF($B$91=\"SE\",SUM(AC34,AC56,P56),(IF($B$91=\"S\",SUM(AC56,P56,C56),0)))))))))))))))","v":110},206,150,57,14,3,0,0,0,0,{"$f":"(SUM(B96:L96))/L107","v":0.18433333333333332},null,"Hs                      T",3.5,4.5,5.5,6.5,7.5,8.5,9.5,10.5,11.5,12.5,13.5,"Availability"]
[1.5,{"$f":"IF($B$91=\"SW\",SUM(B35,B57,O57), (IF($B$91=\"W\",SUM(B57,B35,B12),(IF($B$91=\"NW\",SUM(B35,B12,O12), (IF($B$91=\"N\",SUM(B12,O12,AB12),(IF($B$91=\"NE\",SUM(O12,AB12,AB35),(IF($B$91=\"E\",SUM(AB12,AB35,AB57),(IF($B$91=\"SE\",SUM(AB35,AB57,O57),(IF($B$91=\"S\",SUM(AB57,O57,B57),0)))))))))))))))","v":1},47,227,329,221,86,23,5,1,0,0,{"$f":"(SUM(B97:L97))/L107","v":0.31333333333333335},null,0.5,{"$f":"IF($P$92=\"SW\",SUM(B34,B56,O56), (IF($P$92=\"W\",SUM(B56,B34,B11),(IF($P$92=\"NW\",SUM(B34,B11,O11), (IF($P$92=\"N\",SUM(B11,O11,AB11),(IF($P$92=\"NE\",SUM(O11,AB11,AB34),(IF($P$92=\"E\",SUM(AB11,AB34,AB56),(IF($P$92=\"SE\",SUM(AB34,AB56,O56),(IF($P$92=\"S\",SUM(AB56,O56,B56),0)))))))))))))))","v":12},{"$f":"IF($P$92=\"SW\",SUM(C34,C56,P56), (IF($P$92=\"W\",SUM(C56,C34,C11),(IF($P$92=\"NW\",SUM(C34,C11,P11), (IF($P$92=\"N\",SUM(C11,P11,AC11),(IF($P$92=\"NE\",SUM(P11,AC11,AC34),(IF($P$92=\"E\",SUM(AC11,AC34,AC56),(IF($P$92=\"SE\",SUM(AC34,AC56,P56),(IF($P$92=\"S\",SUM(AC56,P56,C56),0)))))))))))))))","v":109},{"$f":"IF($P$92=\"SW\",SUM(D34,D56,Q56), (IF($P$92=\"W\",SUM(D56,D34,D11),(IF($P$92=\"NW\",SUM(D34,D11,Q11), (IF($P$92=\"N\",SUM(D11,Q11,AD11),(IF($P$92=\"NE\",SUM(Q11,AD11,AD34),(IF($P$92=\"E\",SUM(AD11,AD34,AD56),(IF($P$92=\"SE\",SUM(AD34,AD56,Q56),(IF($P$92=\"S\",SUM(AD56,Q56,D56),0)))))))))))))))","v":206},{"$f":"IF($P$92=\"SW\",SUM(E34,E56,R56), (IF($P$92=\"W\",SUM(E56,E34,E11),(IF($P$92=\"NW\",SUM(E34,E11,R11), (IF($P$92=\"N\",SUM(E11,R11,AE11),(IF($P$92=\"NE\",SUM(R11,AE11,AE34),(IF($P$92=\"E\",SUM(AE11,AE34,AE56),(IF($P$92=\"SE\",SUM(AE34,AE56,R56),(IF($P$92=\"S\",SUM(AE56,R56,E56),0)))))))))))))))","v":148},{"$f":"IF($P$92=\"SW\",SUM(F34,F56,S56), (IF($P$92=\"W\",SUM(F56,F34,F11),(IF($P$92=\"NW\",SUM(F34,F11,S11), (IF($P$92=\"N\",SUM(F11,S11,AF11),(IF($P$92=\"NE\",SUM(S11,AF11,AF34),(IF($P$92=\"E\",SUM(AF11,AF34,AF56),(IF($P$92=\"SE\",SUM(AF34,AF56,S56),(IF($P$92=\"S\",SUM(AF56,S56,F56),0)))))))))))))))","v":54},{"$f":"IF($P$92=\"SW\",SUM(G34,G56,T56), (IF($P$92=\"W\",SUM(G56,G34,G11),(IF($P$92=\"NW\",SUM(G34,G11,T11), (IF($P$92=\"N\",SUM(G11,T11,AG11),(IF($P$92=\"NE\",SUM(T11,AG11,AG34),(IF($P$92=\"E\",SUM(AG11,AG34,AG56),(IF($P$92=\"SE\",SUM(AG34,AG56,T56),(IF($P$92=\"S\",SUM(AG56,T56,G56),0)))))))))))))))","v":13},{"$f":"IF($P$92=\"SW\",SUM(H34,H56,U56), (IF($P$92=\"W\",SUM(H56,H34,H11),(IF($P$92=\"NW\",SUM(H34,H11,U11), (IF($P$92=\"N\",SUM(H11,U11,AH11),(IF($P$92=\"NE\",SUM(U11,AH11,AH34),(IF($P$92=\"E\",SUM(AH11,AH34,AH56),(IF($P$92=\"SE\",SUM(AH34,AH56,U56),(IF($P$92=\"S\",SUM(AH56,U56,H56),0)))))))))))))))","v":3},{"$f":"IF($P$92=\"SW\",SUM(I34,I56,V56), (IF($P$92=\"W\",SUM(I56,I34,I11),(IF($P$92=\"NW\",SUM(I34,I11,V11), (IF($P$92=\"N\",SUM(I11,V11,AI11),(IF($P$92=\"NE\",SUM(V11,AI11,AI34),(IF($P$92=\"E\",SUM(AI11,AI34,AI56),(IF($P$92=\"SE\",SUM(AI34,AI56,V56),(IF($P$92=\"S\",SUM(AI56,V56,I56),0)))))))))))))))","v":0},{"$f":"IF($P$92=\"SW\",SUM(J34,J56,W56), (IF($P$92=\"W\",SUM(J56,J34,J11),(IF($P$92=\"NW\",SUM(J34,J11,W11), (IF($P$92=\"N\",SUM(J11,W11,AJ11),(IF($P$92=\"NE\",SUM(W11,AJ11,AJ34),(IF($P$92=\"E\",SUM(AJ11,AJ34,AJ56),(IF($P$92=\"SE\",SUM(AJ34,AJ56,W56),(IF($P$92=\"S\",SUM(AJ56,W56,J56),0)))))))))))))))","v":0},{"$f":"IF($P$92=\"SW\",SUM(K34,K56,X56), (IF($P$92=\"W\",SUM(K56,K34,K11),(IF($P$92=\"NW\",SUM(K34,K11,X11), (IF($P$92=\"N\",SUM(K11,X11,AK11),(IF($P$92=\"NE\",SUM(X11,AK11,AK34),(IF($P$92=\"E\",SUM(AK11,AK34,AK56),(IF($P$92=\"SE\",SUM(AK34,AK56,X56),(IF($P$92=\"S\",SUM(AK56,X56,K56),0)))))))))))))))","v":0},{"$f":"IF($P$92=\"SW\",SUM(L34,L56,Y56), (IF($P$92=\"W\",SUM(L56,L34,L11),(IF($P$92=\"NW\",SUM(L34,L11,Y11), (IF($P$92=\"N\",SUM(L11,Y11,AL11),(IF($P$92=\"NE\",SUM(Y11,AL11,AL34),(IF($P$92=\"E\",SUM(AL11,AL34,AL56),(IF($P$92=\"SE\",SUM(AL34,AL56,Y56),(IF($P$92=\"S\",SUM(AL56,Y56,L56),0)))))))))))))))","v":0},{"$f":"(SUM(P97:Z97))/Z108","v":0.18166666666666667}]
[2.5,0,14,103,225,206,109,39,11,2,0,0,{"$f":"(SUM(B98:L98))/L107","v":0.23633333333333334},null,1.5,1,46,222,323,212,78,20,4,0,0,0,{"$f":"(SUM(P98:Z98))/Z108","v":0.30199999999999999}]
[3.5,0,3,39,108,126,81,35,11,3,0,0,{"$f":"(SUM(B99:L99))/L107","v":0.13533333333333333},null,2.5,0,14,103,224,206,106,35,9,2,0,0,{"$f":"(SUM(P99:Z99))/Z108","v":0.23300000000000001}]
[4.5,0,2,14,46,64,48,23,9,2,0,0,{"$f":"(SUM(B100:L100))/L107","v":6.933333333333333E-2},null,3.5,0,3,40,113,132,83,34,10,2,1,0,{"$f":"(SUM(P100:Z100))/Z108","v":0.13933333333333334}]
[5.5,0,0,5,19,29,25,14,5,1,0,0,{"$f":"(SUM(B101:L101))/L107","v":3.2666666666666663E-2},null,4.5,0,2,15,50,70,51,24,9,1,1,0,{"$f":"(SUM(P101:Z101))/Z108","v":7.4333333333333335E-2}]
[6.5,0,0,2,7,14,12,7,4,1,0,0,{"$f":"(SUM(B102:L102))/L107","v":1.5666666666666666E-2},null,5.5,0,0,5,21,33,28,15,6,1,0,0,{"$f":"(SUM(P102:Z102))/Z108","v":3.6333333333333336E-2}]
[7.5,0,0,0,4,6,7,4,2,0,0,0,{"$f":"(SUM(B103:L103))/L107","v":7.6666666666666662E-3},null,6.5,0,0,2,8,16,15,8,4,1,0,0,{"$f":"(SUM(P103:Z103))/Z108","v":1.7999999999999999E-2}]
[8.5,0,0,0,2,3,3,3,1,0,0,0,{"$f":"(SUM(B104:L104))/L107","v":4.0000000000000001E-3},null,7.5,0,0,0,4,8,8,4,2,0,0,0,{"$f":"(SUM(P104:Z104))/Z108","v":8.6666666666666663E-3}]
[9.5,0,0,0,0,1,1,2,0,0,0,0,{"$f":"(SUM(B105:L105))/L107","v":1.3333333333333333E-3},null,8.5,0,0,0,2,3,4,3,1,0,0,0,{"$f":"(SUM(P105:Z105))/Z108","v":4.3333333333333331E-3}]
[10.5,0,0,0,0,0,0,0,0,0,0,0,{"$f":"(SUM(B106:L106))/L107","v":0},null,9.5,0,0,0,0,2,2,2,0,0,0,0,{"$f":"(SUM(P106:Z106))/Z108","v":2E-3}]
["Total Occurences",null,null,null,null,null,null,null,null,null,null,{"$f":"SUM(B96:L106)","v":3000},{"$f":"SUM(M96:M106)","v":1},null,10.5,0,0,0,0,0,1,0,0,0,0,0,{"$f":"(SUM(P107:Z107))/Z108","v":3.3333333333333332E-4}]
[null,null,null,null,null,null,null,null,null,null,null,null,null,null,"Total Occurences",null,null,null,null,null,null,null,null,null,null,{"$f":"SUM(P97:Z107)","v":3000},{"$f":"SUM(AA97:AA107)","v":1}]
["Quadrant ","S"]
[null,null,null,null,null,null,null,null,null,null,null,null,null,null,"Quadrant ","SW"]
["North Sea Area 9"]
["Number of Occurences",null,null,null,null,null,null,null,null,null,null,null,null,null,"North Sea Area 9"]
["Hs                      T",3.5,4.5,5.5,6.5,7.5,8.5,9.5,10.5,11.5,12.5,13.5,"Availability",null,"Number of Occurences"]
[0.5,{"$f":"IF($B$109=\"SW\",SUM(B34,B56,O56), (IF($B$109=\"W\",SUM(B56,B34,B11),(IF($B$109=\"NW\",SUM(B34,B11,O11), (IF($B$109=\"N\",SUM(B11,O11,AB11),(IF($B$109=\"NE\",SUM(O11,AB11,AB34),(IF($B$109=\"E\",SUM(AB11,AB34,AB56),(IF($B$109=\"SE\",SUM(AB34,AB56,O56),(IF($B$109=\"S\",SUM(AB56,O56,B56),0)))))))))))))))","v":5},{"$f":"IF($B$109=\"SW\",SUM(C34,C56,P56), (IF($B$109=\"W\",SUM(C56,C34,C11),(IF($B$109=\"NW\",SUM(C34,C11,P11), (IF($B$109=\"N\",SUM(C11,P11,AC11),(IF($B$109=\"NE\",SUM(P11,AC11,AC34),(IF($B$109=\"E\",SUM(AC11,AC34,AC56),(IF($B$109=\"SE\",SUM(AC34,AC56,P56),(IF($B$109=\"S\",SUM(AC56,P56,C56),0)))))))))))))))","v":65},154,135,59,16,3,0,0,0,0,{"$f":"(SUM(B114:L114))/L125","v":0.14566666666666667},null,"Hs                      T",3.5,4.5,5.5,6.5,7.5,8.5,9.5,10.5,11.5,12.5,13.5,"Availability"]
[1.5,{"$f":"IF($B$109=\"SW\",SUM(B35,B57,O57), (IF($B$109=\"W\",SUM(B57,B35,B12),(IF($B$109=\"NW\",SUM(B35,B12,O12), (IF($B$109=\"N\",SUM(B12,O12,AB12),(IF($B$109=\"NE\",SUM(O12,AB12,AB35),(IF($B$109=\"E\",SUM(AB12,AB35,AB57),(IF($B$109=\"SE\",SUM(AB35,AB57,O57),(IF($B$109=\"S\",SUM(AB57,O57,B57),0)))))))))))))))","v":0},25,154,287,235,105,31,7,1,0,0,{"$f":"(SUM(B115:L115))/L125","v":0.28166666666666668},null,0.5,{"$f":"IF($P$110=\"SW\",SUM(B34,B56,O56), (IF($P$110=\"W\",SUM(B56,B34,B11),(IF($P$110=\"NW\",SUM(B34,B11,O11), (IF($P$110=\"N\",SUM(B11,O11,AB11),(IF($P$110=\"NE\",SUM(O11,AB11,AB34),(IF($P$110=\"E\",SUM(AB11,AB34,AB56),(IF($P$110=\"SE\",SUM(AB34,AB56,O56),(IF($P$110=\"S\",SUM(AB56,O56,B56),0)))))))))))))))","v":1},{"$f":"IF($P$110=\"SW\",SUM(C34,C56,P56), (IF($P$110=\"W\",SUM(C56,C34,C11),(IF($P$110=\"NW\",SUM(C34,C11,P11), (IF($P$110=\"N\",SUM(C11,P11,AC11),(IF($P$110=\"NE\",SUM(P11,AC11,AC34),(IF($P$110=\"E\",SUM(AC11,AC34,AC56),(IF($P$110=\"SE\",SUM(AC34,AC56,P56),(IF($P$110=\"S\",SUM(AC56,P56,C56),0)))))))))))))))","v":28},{"$f":"IF($P$110=\"SW\",SUM(D34,D56,Q56), (IF($P$110=\"W\",SUM(D56,D34,D11),(IF($P$110=\"NW\",SUM(D34,D11,Q11), (IF($P$110=\"N\",SUM(D11,Q11,AD11),(IF($P$110=\"NE\",SUM(Q11,AD11,AD34),(IF($P$110=\"E\",SUM(AD11,AD34,AD56),(IF($P$110=\"SE\",SUM(AD34,AD56,Q56),(IF($P$110=\"S\",SUM(AD56,Q56,D56),0)))))))))))))))","v":97},{"$f":"IF($P$110=\"SW\",SUM(E34,E56,R56), (IF($P$110=\"W\",SUM(E56,E34,E11),(IF($P$110=\"NW\",SUM(E34,E11,R11), (IF($P$110=\"N\",SUM(E11,R11,AE11),(IF($P$110=\"NE\",SUM(R11,AE11,AE34),(IF($P$110=\"E\",SUM(AE11,AE34,AE56),(IF($P$110=\"SE\",SUM(AE34,AE56,R56),(IF($P$110=\"S\",SUM(AE56,R56,E56),0)))))))))))))))","v":117},{"$f":"IF($P$110=\"SW\",SUM(F34,F56,S56), (IF($P$110=\"W\",SUM(F56,F34,F11),(IF($P$110=\"NW\",SUM(F34,F11,S11), (IF($P$110=\"N\",SUM(F11,S11,AF11),(IF($P$110=\"NE\",SUM(S11,AF11,AF34),(IF($P$110=\"E\",SUM(AF11,AF34,AF56),(IF($P$110=\"SE\",SUM(AF34,AF56,S56),(IF($P$110=\"S\",SUM(AF56,S56,F56),0)))))))))))))))","v":65},{"$f":"IF($P$110=\"SW\",SUM(G34,G56,T56), (IF($P$110=\"W\",SUM(G56,G34,G11),(IF($P$110=\"NW\",SUM(G34,G11,T11), (IF($P$110=\"N\",SUM(G11,T11,AG11),(IF($P$110=\"NE\",SUM(T11,AG11,AG34),(IF($P$110=\"E\",SUM(AG11,AG34,AG56),(IF($P$110=\"SE\",SUM(AG34,AG56,T56),(IF($P$110=\"S\",SUM(AG56,T56,G56),0)))))))))))))))","v":20},{"$f":"IF($P$110=\"SW\",SUM(H34,H56,U56), (IF($P$110=\"W\",SUM(H56,H34,H11),(IF($P$110=\"NW\",SUM(H34,H11,U11), (IF($P$110=\"N\",SUM(H11,U11,AH11),(IF($P$110=\"NE\",SUM(U11,AH11,AH34),(IF($P$110=\"E\",SUM(AH11,AH34,AH56),(IF($P$110=\"SE\",SUM(AH34,AH56,U56),(IF($P$110=\"S\",SUM(AH56,U56,H56),0)))))))))))))))","v":4},{"$f":"IF($P$110=\"SW\",SUM(I34,I56,V56), (IF($P$110=\"W\",SUM(I56,I34,I11),(IF($P$110=\"NW\",SUM(I34,I11,V11), (IF($P$110=\"N\",SUM(I11,V11,AI11),(IF($P$110=\"NE\",SUM(V11,AI11,AI34),(IF($P$110=\"E\",SUM(AI11,AI34,AI56),(IF($P$110=\"SE\",SUM(AI34,AI56,V56),(IF($P$110=\"S\",SUM(AI56,V56,I56),0)))))))))))))))","v":0},{"$f":"IF($P$110=\"SW\",SUM(J34,J56,W56), (IF($P$110=\"W\",SUM(J56,J34,J11),(IF($P$110=\"NW\",SUM(J34,J11,W11), (IF($P$110=\"N\",SUM(J11,W11,AJ11),(IF($P$110=\"NE\",SUM(W11,AJ11,AJ34),(IF($P$110=\"E\",SUM(AJ11,AJ34,AJ56),(IF($P$110=\"SE\",SUM(AJ34,AJ56,W56),(IF($P$110=\"S\",SUM(AJ56,W56,J56),0)))))))))))))))","v":0},{"$f":"IF($P$110=\"SW\",SUM(K34,K56,X56), (IF($P$110=\"W\",SUM(K56,K34,K11),(IF($P$110=\"NW\",SUM(K34,K11,X11), (IF($P$110=\"N\",SUM(K11,X11,AK11),(IF($P$110=\"NE\",SUM(X11,AK11,AK34),(IF($P$110=\"E\",SUM(AK11,AK34,AK56),(IF($P$110=\"SE\",SUM(AK34,AK56,X56),(IF($P$110=\"S\",SUM(AK56,X56,K56),0)))))))))))))))","v":0},{"$f":"IF($P$110=\"SW\",SUM(L34,L56,Y56), (IF($P$110=\"W\",SUM(L56,L34,L11),(IF($P$110=\"NW\",SUM(L34,L11,Y11), (IF($P$110=\"N\",SUM(L11,Y11,AL11),(IF($P$110=\"NE\",SUM(Y11,AL11,AL34),(IF($P$110=\"E\",SUM(AL11,AL34,AL56),(IF($P$110=\"SE\",SUM(AL34,AL56,Y56),(IF($P$110=\"S\",SUM(AL56,Y56,L56),0)))))))))))))))","v":0},{"$f":"(SUM(P115:Z115))/Z126","v":0.11066666666666666}]
[2.5,0,7,68,191,227,144,57,16,4,1,0,{"$f":"(SUM(B116:L116))/L125","v":0.23833333333333334},null,1.5,0,8,81,225,247,136,46,11,2,0,0,{"$f":"(SUM(P116:Z116))/Z126","v":0.252}]
[3.5,0,1,26,95,143,114,57,19,5,2,0,{"$f":"(SUM(B117:L117))/L125","v":0.154},null,2.5,0,2,33,140,231,186,86,27,7,2,0,{"$f":"(SUM(P117:Z117))/Z126","v":0.23799999999999999}]
[4.5,0,1,10,42,75,71,41,17,4,2,1,{"$f":"(SUM(B118:L118))/L125","v":8.7999999999999995E-2},null,3.5,0,0,12,67,143,147,88,34,9,3,0,{"$f":"(SUM(P118:Z118))/Z126","v":0.16766666666666666}]
[5.5,0,0,3,17,36,39,26,12,4,1,0,{"$f":"(SUM(B119:L119))/L125","v":4.5999999999999999E-2},null,4.5,0,0,4,29,74,93,66,31,9,3,1,{"$f":"(SUM(P119:Z119))/Z126","v":0.10333333333333333}]
[6.5,0,0,1,6,17,21,15,8,3,1,0,{"$f":"(SUM(B120:L120))/L125","v":2.4E-2},null,5.5,0,0,1,11,36,51,43,23,9,2,0,{"$f":"(SUM(P120:Z120))/Z126","v":5.8666666666666666E-2}]
[7.5,0,0,0,4,8,10,7,5,1,0,0,{"$f":"(SUM(B121:L121))/L125","v":1.1666666666666667E-2},null,6.5,0,0,0,4,16,28,26,16,7,2,0,{"$f":"(SUM(P121:Z121))/Z126","v":3.3000000000000002E-2}]
[8.5,0,0,0,1,3,5,4,3,1,0,0,{"$f":"(SUM(B122:L122))/L125","v":5.6666666666666671E-3},null,7.5,0,0,0,2,7,13,14,10,4,1,0,{"$f":"(SUM(P122:Z122))/Z126","v":1.7000000000000001E-2}]
[9.5,0,0,0,0,3,3,3,1,1,0,0,{"$f":"(SUM(B123:L123))/L125","v":3.6666666666666666E-3},null,8.5,0,0,0,0,3,7,7,7,3,1,0,{"$f":"(SUM(P123:Z123))/Z126","v":9.3333333333333341E-3}]
[10.5,0,0,0,0,0,2,1,1,0,0,0,{"$f":"(SUM(B124:L124))/L125","v":1.3333333333333333E-3},null,9.5,0,0,0,0,3,4,5,3,2,1,0,{"$f":"(SUM(P124:Z124))/Z126","v":6.0000000000000001E-3}]
["Total Occurences",null,null,null,null,null,null,null,null,null,null,{"$f":"SUM(B114:L124)","v":3000},{"$f":"SUM(M114:M124)","v":1.0000000000000002},null,10.5,0,0,0,0,0,4,4,4,1,0,0,{"$f":"(SUM(P125:Z125))/Z126","v":4.3333333333333331E-3}]
[null,null,null,null,null,null,null,null,null,null,null,null,null,null,"Total Occurences",null,null,null,null,null,null,null,null,null,null,{"$f":"SUM(P115:Z125)","v":3000},{"$f":"SUM(AA115:AA125)","v":0.99999999999999989}]
["Quadrant ","W"]
[null,null,null,null,null,null,null,null,null,null,null,null,null,null,"Quadrant ","NW"]
["North Sea Area 9"]
["Number of Occurences",null,null,null,null,null,null,null,null,null,null,null,null,null,"North Sea Area 9"]
["Hs                      T",3.5,4.5,5.5,6.5,7.5,8.5,9.5,10.5,11.5,12.5,13.5,"Availability",null,"Number of Occurences"]
[0.5,{"$f":"IF($B$127=\"SW\",SUM(B34,B56,O56), (IF($B$127=\"W\",SUM(B56,B34,B11),(IF($B$127=\"NW\",SUM(B34,B11,O11), (IF($B$127=\"N\",SUM(B11,O11,AB11),(IF($B$127=\"NE\",SUM(O11,AB11,AB34),(IF($B$127=\"E\",SUM(AB11,AB34,AB56),(IF($B$127=\"SE\",SUM(AB34,AB56,O56),(IF($B$127=\"S\",SUM(AB56,O56,B56),0)))))))))))))))","v":0},{"$f":"IF($B$127=\"SW\",SUM(C34,C56,P56), (IF($B$127=\"W\",SUM(C56,C34,C11),(IF($B$127=\"NW\",SUM(C34,C11,P11), (IF($B$127=\"N\",SUM(C11,P11,AC11),(IF($B$127=\"NE\",SUM(P11,AC11,AC34),(IF($B$127=\"E\",SUM(AC11,AC34,AC56),(IF($B$127=\"SE\",SUM(AC34,AC56,P56),(IF($B$127=\"S\",SUM(AC56,P56,C56),0)))))))))))))))","v":13},68,103,66,22,4,0,0,0,0,{"$f":"(SUM(B132:L132))/L143","v":9.1999999999999998E-2},null,"Hs                      T",3.5,4.5,5.5,6.5,7.5,8.5,9.5,10.5,11.5,12.5,13.5,"Availability"]
[1.5,{"$f":"IF($B$127=\"SW\",SUM(B35,B57,O57), (IF($B$127=\"W\",SUM(B57,B35,B12),(IF($B$127=\"NW\",SUM(B35,B12,O12), (IF($B$127=\"N\",SUM(B12,O12,AB12),(IF($B$127=\"NE\",SUM(O12,AB12,AB35),(IF($B$127=\"E\",SUM(AB12,AB35,AB57),(IF($B$127=\"SE\",SUM(AB35,AB57,O57),(IF($B$127=\"S\",SUM(AB57,O57,B57),0)))))))))))))))","v":0},3,51,193,252,154,54,13,3,0,0,{"$f":"(SUM(B133:L133))/L143","v":0.24099999999999999},null,0.5,{"$f":"IF($P$128=\"SW\",SUM(B34,B56,O56), (IF($P$128=\"W\",SUM(B56,B34,B11),(IF($P$128=\"NW\",SUM(B34,B11,O11), (IF($P$128=\"N\",SUM(B11,O11,AB11),(IF($P$128=\"NE\",SUM(O11,AB11,AB34),(IF($P$128=\"E\",SUM(AB11,AB34,AB56),(IF($P$128=\"SE\",SUM(AB34,AB56,O56),(IF($P$128=\"S\",SUM(AB56,O56,B56),0)))))))))))))))","v":0},{"$f":"IF($P$128=\"SW\",SUM(C34,C56,P56), (IF($P$128=\"W\",SUM(C56,C34,C11),(IF($P$128=\"NW\",SUM(C34,C11,P11), (IF($P$128=\"N\",SUM(C11,P11,AC11),(IF($P$128=\"NE\",SUM(P11,AC11,AC34),(IF($P$128=\"E\",SUM(AC11,AC34,AC56),(IF($P$128=\"SE\",SUM(AC34,AC56,P56),(IF($P$128=\"S\",SUM(AC56,P56,C56),0)))))))))))))))","v":14},{"$f":"IF($P$128=\"SW\",SUM(D34,D56,Q56), (IF($P$128=\"W\",SUM(D56,D34,D11),(IF($P$128=\"NW\",SUM(D34,D11,Q11), (IF($P$128=\"N\",SUM(D11,Q11,AD11),(IF($P$128=\"NE\",SUM(Q11,AD11,AD34),(IF($P$128=\"E\",SUM(AD11,AD34,AD56),(IF($P$128=\"SE\",SUM(AD34,AD56,Q56),(IF($P$128=\"S\",SUM(AD56,Q56,D56),0)))))))))))))))","v":68},{"$f":"IF($P$128=\"SW\",SUM(E34,E56,R56), (IF($P$128=\"W\",SUM(E56,E34,E11),(IF($P$128=\"NW\",SUM(E34,E11,R11), (IF($P$128=\"N\",SUM(E11,R11,AE11),(IF($P$128=\"NE\",SUM(R11,AE11,AE34),(IF($P$128=\"E\",SUM(AE11,AE34,AE56),(IF($P$128=\"SE\",SUM(AE34,AE56,R56),(IF($P$128=\"S\",SUM(AE56,R56,E56),0)))))))))))))))","v":101},{"$f":"IF($P$128=\"SW\",SUM(F34,F56,S56), (IF($P$128=\"W\",SUM(F56,F34,F11),(IF($P$128=\"NW\",SUM(F34,F11,S11), (IF($P$128=\"N\",SUM(F11,S11,AF11),(IF($P$128=\"NE\",SUM(S11,AF11,AF34),(IF($P$128=\"E\",SUM(AF11,AF34,AF56),(IF($P$128=\"SE\",SUM(AF34,AF56,S56),(IF($P$128=\"S\",SUM(AF56,S56,F56),0)))))))))))))))","v":64},{"$f":"IF($P$128=\"SW\",SUM(G34,G56,T56), (IF($P$128=\"W\",SUM(G56,G34,G11),(IF($P$128=\"NW\",SUM(G34,G11,T11), (IF($P$128=\"N\",SUM(G11,T11,AG11),(IF($P$128=\"NE\",SUM(T11,AG11,AG34),(IF($P$128=\"E\",SUM(AG11,AG34,AG56),(IF($P$128=\"SE\",SUM(AG34,AG56,T56),(IF($P$128=\"S\",SUM(AG56,T56,G56),0)))))))))))))))","v":21},{"$f":"IF($P$128=\"SW\",SUM(H34,H56,U56), (IF($P$128=\"W\",SUM(H56,H34,H11),(IF($P$128=\"NW\",SUM(H34,H11,U11), (IF($P$128=\"N\",SUM(H11,U11,AH11),(IF($P$128=\"NE\",SUM(U11,AH11,AH34),(IF($P$128=\"E\",SUM(AH11,AH34,AH56),(IF($P$128=\"SE\",SUM(AH34,AH56,U56),(IF($P$128=\"S\",SUM(AH56,U56,H56),0)))))))))))))))","v":4},{"$f":"IF($P$128=\"SW\",SUM(I34,I56,V56), (IF($P$128=\"W\",SUM(I56,I34,I11),(IF($P$128=\"NW\",SUM(I34,I11,V11), (IF($P$128=\"N\",SUM(I11,V11,AI11),(IF($P$128=\"NE\",SUM(V11,AI11,AI34),(IF($P$128=\"E\",SUM(AI11,AI34,AI56),(IF($P$128=\"SE\",SUM(AI34,AI56,V56),(IF($P$128=\"S\",SUM(AI56,V56,I56),0)))))))))))))))","v":0},{"$f":"IF($P$128=\"SW\",SUM(J34,J56,W56), (IF($P$128=\"W\",SUM(J56,J34,J11),(IF($P$128=\"NW\",SUM(J34,J11,W11), (IF($P$128=\"N\",SUM(J11,W11,AJ11),(IF($P$128=\"NE\",SUM(W11,AJ11,AJ34),(IF($P$128=\"E\",SUM(AJ11,AJ34,AJ56),(IF($P$128=\"SE\",SUM(AJ34,AJ56,W56),(IF($P$128=\"S\",SUM(AJ56,W56,J56),0)))))))))))))))","v":0},{"$f":"IF($P$128=\"SW\",SUM(K34,K56,X56), (IF($P$128=\"W\",SUM(K56,K34,K11),(IF($P$128=\"NW\",SUM(K34,K11,X11), (IF($P$128=\"N\",SUM(K11,X11,AK11),(IF($P$128=\"NE\",SUM(X11,AK11,AK34),(IF($P$128=\"E\",SUM(AK11,AK34,AK56),(IF($P$128=\"SE\",SUM(AK34,AK56,X56),(IF($P$128=\"S\",SUM(AK56,X56,K56),0)))))))))))))))","v":0},{"$f":"IF($P$128=\"SW\",SUM(L34,L56,Y56), (IF($P$128=\"W\",SUM(L56,L34,L11),(IF($P$128=\"NW\",SUM(L34,L11,Y11), (IF($P$128=\"N\",SUM(L11,Y11,AL11),(IF($P$128=\"NE\",SUM(Y11,AL11,AL34),(IF($P$128=\"E\",SUM(AL11,AL34,AL56),(IF($P$128=\"SE\",SUM(AL34,AL56,Y56),(IF($P$128=\"S\",SUM(AL56,Y56,L56),0)))))))))))))))","v":0},{"$f":"(SUM(P133:Z133))/Z144","v":9.0666666666666673E-2}]
[2.5,0,0,18,111,229,208,104,34,8,3,0,{"$f":"(SUM(B134:L134))/L143","v":0.23833333333333334},null,1.5,0,3,56,203,256,155,54,13,3,0,0,{"$f":"(SUM(P134:Z134))/Z144","v":0.24766666666666667}]
[3.5,0,0,6,50,137,163,105,42,12,3,0,{"$f":"(SUM(B135:L135))/L143","v":0.17266666666666666},null,2.5,0,0,20,116,232,210,105,35,8,3,0,{"$f":"(SUM(P135:Z135))/Z144","v":0.24299999999999999}]
[4.5,0,0,2,21,70,103,79,39,12,3,1,{"$f":"(SUM(B136:L136))/L143","v":0.11},null,3.5,0,0,6,51,138,162,105,43,13,3,0,{"$f":"(SUM(P136:Z136))/Z144","v":0.17366666666666666}]
[5.5,0,0,0,7,34,56,51,28,12,3,0,{"$f":"(SUM(B137:L137))/L143","v":6.3666666666666663E-2},null,4.5,0,0,2,20,68,100,78,39,12,3,0,{"$f":"(SUM(P137:Z137))/Z144","v":0.10733333333333334}]
[6.5,0,0,0,3,15,30,32,20,9,3,0,{"$f":"(SUM(B138:L138))/L143","v":3.7333333333333336E-2},null,5.5,0,0,0,7,32,54,49,27,12,3,0,{"$f":"(SUM(P138:Z138))/Z144","v":6.133333333333333E-2}]
[7.5,0,0,0,1,6,15,17,13,6,2,0,{"$f":"(SUM(B139:L139))/L143","v":0.02},null,6.5,0,0,0,3,14,28,29,19,9,3,0,{"$f":"(SUM(P139:Z139))/Z144","v":3.5000000000000003E-2}]
[8.5,0,0,0,0,3,7,9,8,4,1,0,{"$f":"(SUM(B140:L140))/L143","v":1.0666666666666666E-2},null,7.5,0,0,0,0,6,14,16,12,6,2,0,{"$f":"(SUM(P140:Z140))/Z144","v":1.8666666666666668E-2}]
[9.5,0,0,0,0,3,5,6,5,3,1,0,{"$f":"(SUM(B141:L141))/L143","v":7.6666666666666662E-3},null,8.5,0,0,0,0,3,6,9,7,4,1,0,{"$f":"(SUM(P141:Z141))/Z144","v":0.01}]
[10.5,0,0,0,0,0,5,6,7,2,0,0,{"$f":"(SUM(B142:L142))/L143","v":6.6666666666666671E-3},null,9.5,0,0,0,0,2,5,6,5,2,1,0,{"$f":"(SUM(P142:Z142))/Z144","v":7.0000000000000001E-3}]
["Total Occurences",null,null,null,null,null,null,null,null,null,null,{"$f":"SUM(B132:L142)","v":3000},{"$f":"SUM(M132:M142)","v":1},null,10.5,0,0,0,0,0,4,5,6,2,0,0,{"$f":"(SUM(P143:Z143))/Z144","v":5.6666666666666671E-3}]
[null,null,null,null,null,null,null,null,null,null,null,null,null,null,"Total Occurences",null,null,null,null,null,null,null,null,null,null,{"$f":"SUM(P133:Z143)","v":3000},{"$f":"SUM(AA133:AA143)","v":1.0000000000000002}]